## public_srsnames_February_2020
parm_cd | description | characteristicname | measureunitcode | resultsamplefraction | resulttemperaturebasis | resultstatisticalbasis | resulttimebasis | resultweightbasis | resultparticlesizebasis | last_rev_dt
4 | Stream width, feet | RBP Stream width | ft | [6 empty] | 2014-10-03
10 | Temperature, water, degrees Celsius | Temperature, water | deg C | [6 empty] | 2014-10-03
11 | Temperature, water, degrees Fahrenheit | Temperature, water, deg F | deg F | [6 empty] | 2017-01-05
14 | Wet bulb temperature, degrees Celsius | Temperature, wet bulb | deg C | [6 empty] | 2017-01-05
20 | Temperature, air, degrees Celsius | Temperature, air, deg C | deg C | [6 empty] | 2017-01-05
21 | Temperature, air, degrees Fahrenheit | Temperature, air, deg F | deg F | [6 empty] | 2017-01-05
25 | Barometric pressure, millimeters of mercury | Barometric pressure | mm/Hg | [6 empty] | 2014-10-03
30 | Incident solar radiation intensity, calories per square centimeter per day | Solar irradiation, local | cal/cm2/d | [6 empty] | 2014-10-03
31 | Incident light remaining at depth, percent | Light attenuation at measurement depth | % | [6 empty] | 2017-04-20
32 | Cloud cover, percent | Cloud cover (percent) | % | [6 empty] | 2017-01-05
34 | Depth to 1 percent of surface light, feet | Light attenuation, depth at 99% | ft | [6 empty] | 2014-10-03
35 | Wind speed, miles per hour | Wind velocity | mph | [6 empty] | 2017-01-05
36 | Wind direction, degrees clockwise from true north | Wind direction (direction from, expressed 0-360 deg) | Deg | [6 empty] | 2014-10-03
42 | Altitude, feet above mean sea level | Altitude | ft abv MSL | [6 empty] | 2014-10-03
45 | Precipitation, total, inches | Precipitation | in | Total | [5 empty] | 2014-10-03
46 | Precipitation, total, inches per week | Precipitation | in/week | Total | [5 empty] | 2014-10-03
47 | Total partial pressure of dissolved gases, water, unfiltered, millimeters of mercury | Partial pressure of dissolved gases | mm/Hg | Dissolved | [5 empty] | 2014-10-03
48 | Total partial pressure of dissolved gases, water, unfiltered, percent of saturation | Partial pressure of dissolved gases | % | Dissolved | [5 empty] | 2014-10-03
49 | Surface area, square miles | Surface area | mi2 | [6 empty] | 2020-01-21
50 | Evaporation total, inches per day | Evaporation | inches/day | [6 empty] | 2014-10-03
51 | Surface area, square feet | Surface area | ft2 | [6 empty] | 2020-01-21
52 | Relative humidity, percent | Relative humidity | % | [6 empty] | 2014-10-03
53 | Surface area, acres | Surface area | ac | [6 empty] | 2020-01-21
54 | Reservoir storage, acre-feet | Reservoir storage | ac-ft | [6 empty] | 2020-01-21
55 | Stream velocity, feet per second | RBP High water mark | ft/sec | [6 empty] | 2014-10-03
59 | Flow rate, instantaneous, gallons per minute | Flow rate, instantaneous | gal/min | [6 empty] | 2017-01-05
60 | Discharge, cubic feet per second | Stream flow, mean. daily | ft3/s |  |  | Mean | 1 Day |  |  | 2017-04-20
61 | Discharge, instantaneous, cubic feet per second | Stream flow, instantaneous | ft3/s | [6 empty] | 2017-04-20
64 | Mean depth of stream, feet | Depth | ft |  |  | Mean |  |  |  | 2014-10-03
65 | Gage height, feet | Height, gage | ft | [6 empty] | 2017-04-20
67 | Tide stage, code | Tide stage | code | [6 empty] | 2014-10-03
70 | Turbidity, water, unfiltered, Jackson Turbidity Units | Turbidity | JTU | Total | [5 empty] | 2014-10-03
72 | Stream stage, meters | Stream stage | m | [6 empty] | 2014-10-03
75 | Turbidity, water, unfiltered, Hellige turbidimeter, milligrams per liter as silicon dioxide | Turbidity | mg/l SiO2 | Total | [5 empty] | 2015-06-29
76 | Turbidity, water, unfiltered, nephelometric turbidity units | Turbidity | NTU | Total | [5 empty] | 2014-10-03
77 | Transparency, water, in situ, Secchi disc, inches | Depth, Secchi disk depth | in | [6 empty] | 2017-04-20
78 | Transparency, water, in situ, Secchi disc, meters | Depth, Secchi disk depth | m | [6 empty] | 2017-04-20
80 | Color, water, filtered, platinum cobalt units | Color | PCU | Dissolved | [5 empty] | 2020-01-21
81 | Apparent color, water, unfiltered, platinum-cobalt units | Apparent color | PCU | Total | [5 empty] | 2014-10-03
85 | Odor at room temperature, threshold odor number | Odor threshold number | TON | [6 empty] | 2014-10-03
86 | Odor at 60 degrees Celsius, threshold odor number | Odor threshold number | TON |  | 60 deg C |  |  |  |  | 2014-10-03
90 | Oxidation reduction potential, reference electrode not specified, millivolts | Oxidation reduction potential (ORP) | mV | [6 empty] | 2014-10-03
94 | Specific conductance, water, unfiltered, field, microsiemens per centimeter at 25 degrees Celsius | Specific conductance | uS/cm @25C | Total | 25 deg C |  |  |  |  | 2015-06-29
95 | Specific conductance, water, unfiltered, microsiemens per centimeter at 25 degrees Celsius | Specific conductance | uS/cm @25C | Total | 25 deg C |  |  |  |  | 2014-10-03
96 | Salinity, water, unfiltered, milligrams per milliliter at 25 degrees Celsius | Salinity | mg/mL @25C | Total | 25 deg C |  |  |  |  | 2015-06-29
117 | Precipitation, duration of storm event, minutes | Precipitation event duration | minutes | [6 empty] | 2014-10-03
118 | Precipitation, cumulative at given time, location 6, inches | Precipitation | in | [6 empty] | 2014-10-03
119 | Precipitation, cumulative at given time, location 5, inches | Precipitation | in | [6 empty] | 2014-10-03
120 | Precipitation, cumulative at given time, location 4, inches | Precipitation | in | [6 empty] | 2014-10-03
121 | Precipitation, cumulative at given time, location 3, inches | Precipitation | in | [6 empty] | 2014-10-03
122 | Precipitation, cumulative at given time, location 2, inches | Precipitation | in | [6 empty] | 2014-10-03
123 | Precipitation, cumulative at given time, location 1, inches | Precipitation | in | [6 empty] | 2014-10-03
124 | Precipitation, intensity at given time, location 6, inches per hour | Precipitation | in/hr | [6 empty] | 2014-10-03
125 | Precipitation, intensity at given time, location 5, inches per hour | Precipitation | in/hr | [6 empty] | 2014-10-03
126 | Precipitation, intensity at given time, location 4, inches per hour | Precipitation | in/hr | [6 empty] | 2014-10-03
127 | Precipitation, intensity at given time, location 3, inches per hour | Precipitation | in/hr | [6 empty] | 2014-10-03
128 | Precipitation, intensity at given time, location 2, inches per hour | Precipitation | in/hr | [6 empty] | 2014-10-03
129 | Precipitation, intensity at given time, location 1, inches per hour | Precipitation | in/hr | [6 empty] | 2014-10-03
132 | Dry days before precipitation event, days | Dry period preceding precipitation | days | [6 empty] | 2014-10-03
149 | Alpha-emitting isotopes of radium, water, filtered, picocuries per liter | Radium isotopes, alpha emitting | pCi/L | Dissolved | [5 empty] | 2015-01-05
164 | Flow, gallons per batch | Flow, gallons per batch | gal/batch | [6 empty] | 2008-09-23
191 | Hydrogen ion, water, unfiltered, calculated, milligrams per liter | Acidity, hydrogen ion (H+) | mg/l | Total | [5 empty] | 2020-01-21
193 | Precipitation total for defined period, inches | Precipitation | in | Total | [5 empty] | 2014-10-03
197 | Evaporation, accumulated, inches | Evaporation | in | [6 empty] | 2014-10-03
199 | Depth to 50 percent of surface light, feet | Light attenuation, depth at 50% | ft | [6 empty] | 2014-10-03
294 | Chemical oxygen demand, soluble, dry atmospheric deposition, milligrams per kilogram | Chemical oxygen demand | mg/kg | [6 empty] | 2014-10-03
296 | Chemical oxygen demand, insoluble, dry atmospheric deposition, milligrams per kilogram | Chemical oxygen demand | mg/kg | [6 empty] | 2014-10-03
297 | Chemical oxygen demand, total, dry atmospheric deposition, milligrams per kilogram | Chemical oxygen demand | mg/kg | Total | [5 empty] | 2014-10-03
300 | Dissolved oxygen, water, unfiltered, milligrams per liter | Oxygen | mg/l | Dissolved | [5 empty] | 2014-10-03
301 | Dissolved oxygen, water, unfiltered, percent of saturation | Oxygen | % saturatn | Dissolved | [5 empty] | 2014-10-03
310 | Biochemical oxygen demand, water, unfiltered, 5 days at 20 degrees Celsius, milligrams per liter | Biochemical oxygen demand, standard conditions | mg/l | Total | 20 deg C |  | 5 Day |  |  | 2014-10-03
315 | Biochemical oxygen demand, water, unfiltered, 7 days at 20 degrees Celsius, milligrams per liter | Biochemical oxygen demand, non-standard conditions | mg/l | Total | 20 deg C |  | 7 Day |  |  | 2014-10-03
319 | Ultimate biochemical oxygen demand, water, unfiltered, 20 degrees Celsius, milligrams per liter | BOD, ultimate | mg/l | Total | 20 deg C |  | Ultimate |  |  | 2017-01-05
320 | Ultimate carbonaceous biochemical oxygen demand, water, unfiltered, 20 degrees Celsius, milligrams per liter | Carbonaceous biochemical oxygen demand, non-standard conditions | mg/l | Total | 20 deg C |  | Ultimate |  |  | 2014-10-03
321 | Ultimate nitrogenous biochemical oxygen demand, water, unfiltered, milligrams per liter | Nitrogenous biochemical oxygen demand | mg/l | Total |  |  | Ultimate |  |  | 2014-10-03
324 | Biochemical oxygen demand, water, unfiltered, 20 days at 20 degrees Celsius, milligrams per liter | Biochemical oxygen demand, non-standard conditions | mg/l | Total | 20 deg C |  | 20 Day |  |  | 2014-10-03
335 | Chemical oxygen demand, low level, water, unfiltered, milligrams per liter | Chemical oxygen demand, (low level) | mg/l | Total | [5 empty] | 2017-01-05
339 | Chemical oxygen demand, bed sediment, total, dry weight, milligrams per kilogram | Chemical oxygen demand | mg/kg | Bed Sediment |  |  |  | Dry |  | 2014-10-03
340 | Chemical oxygen demand, high level, water, unfiltered, milligrams per liter | Chemical oxygen demand, (high level) | mg/l | Total | [5 empty] | 2016-10-06
349 | Biochemical oxygen demand, water, unfiltered, 30 days at 20 degrees Celsius, milligrams per liter | Biochemical oxygen demand, non-standard conditions | mg/l | Total | 20 deg C |  | 30 Day |  |  | 2014-10-03
359 | Biochemical oxygen demand, water, filtered, 5 days at 20 degrees Celsius, milligrams per liter | BOD, filtered, 5 day, 20 deg C | mg/l | Dissolved | 20 deg C |  | 5 Day |  |  | 2017-01-05
367 | Chemical oxygen demand, low level, water, filtered, milligrams per liter | Chemical oxygen demand, (low level) | mg/l | Dissolved | [5 empty] | 2017-01-05
400 | pH, water, unfiltered, field, standard units | pH | std units | Total | [5 empty] | 2015-01-05
401 | Cations minus anions, water, milliequivalents | Cations-Anions | meq | [6 empty] | 2017-01-05
402 | Specific conductance, non-temperature corrected, water, unfiltered, microsiemens per centimeter | Specific conductance | uS/cm | Total | [5 empty] | 2014-10-03
403 | pH, water, unfiltered, laboratory, standard units | pH | std units | Total | [5 empty] | 2018-04-11
405 | Carbon dioxide, water, unfiltered, milligrams per liter | Carbon dioxide | mg/l | Total | [5 empty] | 2014-10-03
408 | pH, water, filtered, laboratory, standard units | pH | std units | Dissolved | [5 empty] | 2015-01-05
409 | Acid neutralizing capacity, water, unfiltered, Gran titration, microequivalents per liter | Alkalinity | ueq/L | Total | [5 empty] | 2020-01-21
410 | Acid neutralizing capacity, water, unfiltered, fixed endpoint (pH 4.5) titration, field, milligrams per liter as calcium carbonate | Alkalinity | mg/l CaCO3 | Total | [5 empty] | 2020-01-21
411 | Acid neutralizing capacity, water, unfiltered, methyl orange endpoint (pH 3.1-4.4) titration, milligrams per liter as calcium carbonate | Alkalinity | mg/l CaCO3 | Total | [5 empty] | 2020-01-21
413 | Acid neutralizing capacity, water, unfiltered, Gran titration, milligrams per liter as calcium carbonate | Alkalinity | mg/l CaCO3 | Total | [5 empty] | 2020-01-21
415 | Acid neutralizing capacity, water, unfiltered, phenolphthalein endpoint (pH 8.5-9.0) titration, milligrams per liter as calcium carbonate | Alkalinity | mg/l CaCO3 | Total | [5 empty] | 2020-01-21
416 | Acid neutralizing capacity, water, unfiltered, inflection-point titration method (incremental titration method), laboratory, milligrams per liter as calcium carbonate | Alkalinity | mg/l CaCO3 | Total | [5 empty] | 2020-01-21
417 | Acid neutralizing capacity, water, unfiltered, fixed endpoint (pH 4.5) titration, laboratory, milligrams per liter as calcium carbonate | Alkalinity | mg/l CaCO3 | Total | [5 empty] | 2020-01-21
418 | Alkalinity, water, filtered, fixed endpoint (pH 4.5) titration, field, milligrams per liter as calcium carbonate | Alkalinity | mg/l CaCO3 | Dissolved | [5 empty] | 2020-01-21
419 | Acid neutralizing capacity, water, unfiltered, inflection-point titration method (incremental titration method), field, milligrams per liter as calcium carbonate | Alkalinity | mg/l CaCO3 | Total | [5 empty] | 2020-01-21
420 | Hydroxide, water, unfiltered, milligrams per liter | Hydroxide | mg/l | Total | [5 empty] | 2014-10-03
421 | Alkalinity, water, filtered, fixed endpoint (pH 4.5) titration, laboratory, milligrams per liter as calcium carbonate | Alkalinity | mg/l CaCO3 | Dissolved | [5 empty] | 2020-01-21
425 | Bicarbonate, water, unfiltered, milligrams per liter as calcium carbonate | Bicarbonate | mg/l CaCO3 | Total | [5 empty] | 2014-10-03
430 | Carbonate, water, unfiltered, milligrams per liter as calcium carbonate | Carbonate | mg/l CaCO3 | Total | [5 empty] | 2014-10-03
431 | Acid neutralizing capacity, water, unfiltered, milligrams per liter as calcium carbonate | Alkalinity | mg/l CaCO3 | Total | [5 empty] | 2020-01-21
434 | pH adjusted to 25 degrees Celsius, water, laboratory, standard units | pH | std units |  | 25 deg C |  |  |  |  | 2015-01-05
435 | Acidity, water, unfiltered, milligrams per liter as calcium carbonate | Acidity, hydrogen ion (H+) | mg/l CaCO3 | Total | [5 empty] | 2014-10-03
436 | Mineral acidity, water, unfiltered, methyl orange endpoint (pH 3.1-4.4) titration, milligrams per liter as calcium carbonate | Acidity, mineral methyl orange (as CaCO3) | mg/l CaCO3 | Total | [5 empty] | 2017-01-05
437 | Carbon dioxide acidity, water, unfiltered, phenolphthalein endpoint (pH 8.5-9.0) titration, milligrams per liter as calcium carbonate | Acidity, total, phenolphthalein (as CaCO3) | mg/l CaCO3 | Total | [5 empty] | 2017-01-05
440 | Bicarbonate, water, unfiltered, fixed endpoint (pH 4.5) titration, field, milligrams per liter | Bicarbonate | mg/l | Total | [5 empty] | 2014-10-03
445 | Carbonate, water, unfiltered, fixed endpoint (pH 8.3) titration, field, milligrams per liter | Carbonate | mg/l | Total | [5 empty] | 2014-10-03
446 | Carbonate, water, unfiltered, inflection-point titration method (incremental titration method), laboratory, milligrams per liter | Carbonate | mg/l | Total | [5 empty] | 2014-10-03
447 | Carbonate, water, unfiltered, inflection-point titration method (incremental titration method), field, milligrams per liter | Carbonate | mg/l | Total | [5 empty] | 2014-10-03
448 | Carbonate, water, unfiltered, fixed endpoint (pH 8.3) titration, laboratory, milligrams per liter | Carbonate | mg/l | Total | [5 empty] | 2014-10-03
449 | Bicarbonate, water, unfiltered, inflection-point titration method (incremental titration method), laboratory, milligrams per liter | Bicarbonate | mg/l | Total | [5 empty] | 2014-10-03
450 | Bicarbonate, water, unfiltered, inflection-point titration method (incremental titration method), field, milligrams per liter | Bicarbonate | mg/l | Total | [5 empty] | 2014-10-03
451 | Bicarbonate, water, unfiltered, fixed endpoint (pH 4.5) titration, laboratory, milligrams per liter | Bicarbonate | mg/l | Total | [5 empty] | 2014-10-03
452 | Carbonate, water, filtered, inflection-point titration method (incremental titration method), field, milligrams per liter | Carbonate | mg/l | Dissolved | [5 empty] | 2014-10-03
453 | Bicarbonate, water, filtered, inflection-point titration method (incremental titration method), field, milligrams per liter | Bicarbonate | mg/l | Dissolved | [5 empty] | 2014-10-03
480 | Salinity, water, unfiltered, parts per thousand | Salinity | ppth | Total | [5 empty] | 2014-10-03
495 | Moisture content, fraction of dry weight, percent | Moisture content | % |  |  |  |  | Dry |  | 2014-10-03
500 | Total solids dried at 105 degrees Celsius, water, unfiltered, milligrams per liter | Total solids | mg/l | Total | 105 deg C |  |  |  |  | 2014-10-03
505 | Loss on ignition of total solids, water, unfiltered, milligrams per liter | Total volatile solids | mg/l | Total | [5 empty] | 2014-10-03
510 | Total solids remaining after ignition, water, unfiltered, milligrams per liter | Total fixed solids | mg/l | Total | [5 empty] | 2014-10-03
515 | Dissolved solids dried at 105 degrees Celsius, water, filtered, milligrams per liter | Total dissolved solids | mg/l | Dissolved | 105 deg C |  |  |  |  | 2014-10-03
520 | Loss on ignition of dissolved solids, water, filtered, milligrams per liter | Volatile dissolved solids | mg/l | Dissolved | [5 empty] | 2017-01-05
525 | Dissolved solids remaining after ignition, water, filtered, milligrams per liter | Fixed dissolved solids | mg/l | Dissolved | [5 empty] | 2014-10-03
530 | Suspended solids, water, unfiltered, milligrams per liter | Total suspended solids | mg/l | Non-filterable | [5 empty] | 2014-10-03
535 | Loss on ignition of suspended solids, water, unfiltered, milligrams per liter | Volatile suspended solids | mg/l | Non-filterable | [5 empty] | 2014-10-03
540 | Suspended solids remaining after ignition, water, unfiltered, milligrams per liter | Fixed suspended solids | mg/l | [6 empty] | 2014-10-03
545 | Settleable solids, water, unfiltered, milligrams per liter | Settleable solids | mg/l | Settleable | [5 empty] | 2014-10-03
550 | Oil and grease, water, unfiltered, recoverable, milligrams per liter | Oil and Grease | mg/l | Recoverable | [5 empty] | 2014-10-03
551 | Petroleum hydrocarbons, water, unfiltered, CCl4 extraction, infrared chromatography, recoverable, milligrams per liter | C23-C32 Hydrocarbons | mg/l | Recoverable | [5 empty] | 2020-01-21
552 | Oil and grease, water, unfiltered, hexane extraction, recoverable, milligrams per liter | Oil and Grease | mg/l | Recoverable | [5 empty] | 2014-10-03
553 | Oil and grease, bed sediment, hexane extraction, recoverable, dry weight, milligrams per kilogram | Oil and Grease | mg/kg | Bed Sediment |  |  |  | Dry |  | 2014-10-03
556 | Oil and grease, water, unfiltered, freon extraction, gravimetric, recoverable, milligrams per liter | Oil and Grease | mg/l | Recoverable | [5 empty] | 2014-10-03
557 | Oil and grease, bed sediment, freon extraction, gravimetric, recoverable, dry weight, milligrams per kilogram | Oil and Grease | mg/kg | Bed Sediment |  |  |  | Dry |  | 2014-10-03
560 | Oil and grease, water, unfiltered, freon extraction, electrometric infrared, recoverable, milligrams per liter | Oil and Grease | mg/l | Recoverable | [5 empty] | 2014-10-03
561 | Oil and grease, bed sediment, freon extraction, electrometric infrared, recoverable, dry weight, milligrams per kilogram | Oil and Grease | mg/kg | Bed Sediment |  |  |  | Dry |  | 2014-10-03
572 | Biomass, periphyton, ash weight, grams per square meter | Biomass, periphyton | g/m2 |  |  |  |  | Ash Weight |  | 2014-10-03
573 | Biomass, periphyton, dry weight, grams per square meter | Biomass, periphyton | g/m2 |  |  |  |  | Dry |  | 2014-10-03
597 | Dinitrogen, water, unfiltered, milligrams per liter | Nitrogen | mg/l | Dissolved | [5 empty] | 2014-10-03
598 | Dinitrogen, water, unfiltered, percent of saturation | Nitrogen | % | Dissolved | [5 empty] | 2014-10-03
600 | Total nitrogen [nitrate + nitrite + ammonia + organic-N], water, unfiltered, milligrams per liter | Nitrogen, mixed forms (NH3), (NH4), organic, (NO2) and (NO3) | mg/l | Total | [5 empty] | 2015-04-09
601 | Total nitrogen [nitrate + nitrite + ammonia + organic-N], suspended sediment, total, milligrams per liter | Nitrogen, mixed forms (NH3), (NH4), organic, (NO2) and (NO3) | mg/l | Suspended | [5 empty] | 2015-04-09
602 | Total nitrogen [nitrate + nitrite + ammonia + organic-N], water, filtered, milligrams per liter | Nitrogen, mixed forms (NH3), (NH4), organic, (NO2) and (NO3) | mg/l | Dissolved | [5 empty] | 2015-04-09
603 | Total nitrogen [nitrate + nitrite + ammonia + organic-N], bed sediment, total, dry weight, milligrams per kilogram | Nitrogen, mixed forms (NH3), (NH4), organic, (NO2) and (NO3) | mg/kg | Bed Sediment |  |  |  | Dry |  | 2015-04-09
604 | Ammonia (NH3 + NH4+), suspended sediment, total, milligrams per liter as nitrogen | Ammonia and ammonium | mg/l as N | Suspended | [5 empty] | 2017-04-20
605 | Organic nitrogen, water, unfiltered, milligrams per liter as nitrogen | Organic Nitrogen | mg/l | Total | [5 empty] | 2015-04-09
606 | Organic nitrogen, suspended sediment, total, milligrams per liter as nitrogen | Organic Nitrogen | mg/l | Suspended | [5 empty] | 2015-04-09
607 | Organic nitrogen, water, filtered, milligrams per liter as nitrogen | Organic Nitrogen | mg/l | Dissolved | [5 empty] | 2015-04-09
608 | Ammonia (NH3 + NH4+), water, filtered, milligrams per liter as nitrogen | Ammonia and ammonium | mg/l as N | Dissolved | [5 empty] | 2017-04-20
610 | Ammonia (NH3 + NH4+), water, unfiltered, milligrams per liter as nitrogen | Ammonia and ammonium | mg/l as N | Total | [5 empty] | 2017-04-20
611 | Ammonia (NH3 + NH4+), bed sediment, total, dry weight, milligrams per kilogram as nitrogen | Ammonia and ammonium | mg/kg as N | Bed Sediment |  |  |  | Dry |  | 2017-04-20
613 | Nitrite, water, filtered, milligrams per liter as nitrogen | Nitrite | mg/l as N | Dissolved | [5 empty] | 2014-10-03
615 | Nitrite, water, unfiltered, milligrams per liter as nitrogen | Nitrite | mg/l as N | Total | [5 empty] | 2014-10-03
616 | Nitrite, bed sediment, total, dry weight, milligrams per kilogram as nitrogen | Nitrite | mg/kg as N | Bed Sediment |  |  |  | Dry |  | 2014-10-03
618 | Nitrate, water, filtered, milligrams per liter as nitrogen | Nitrate | mg/l as N | Dissolved | [5 empty] | 2014-10-03
619 | Ammonia (un-ionized), water, unfiltered, calculated, milligrams per liter as nitrogen | Ammonia | mg/l as N | Total | [5 empty] | 2014-10-03
620 | Nitrate, water, unfiltered, milligrams per liter as nitrogen | Nitrate | mg/l as N | Total | [5 empty] | 2014-10-03
621 | Nitrate, bed sediment, total, dry weight, milligrams per kilogram as nitrogen | Nitrate | mg/kg as N | Bed Sediment |  |  |  | Dry |  | 2014-10-03
623 | Ammonia plus organic nitrogen, water, filtered, milligrams per liter as nitrogen | Kjeldahl nitrogen | mg/l as N | Dissolved | [5 empty] | 2014-10-03
624 | Ammonia plus organic nitrogen, suspended sediment, total, milligrams per liter as nitrogen | Kjeldahl nitrogen | mg/l as N | Suspended | [5 empty] | 2014-10-03
625 | Ammonia plus organic nitrogen, water, unfiltered, milligrams per liter as nitrogen | Kjeldahl nitrogen | mg/l as N | Total | [5 empty] | 2014-10-03
626 | Ammonia plus organic nitrogen, bed sediment, total, dry weight, milligrams per kilogram as nitrogen | Kjeldahl nitrogen | mg/kg as N | Bed Sediment |  |  |  | Dry |  | 2014-10-03
628 | Nitrate plus nitrite, suspended sediment, total, milligrams per liter as nitrogen | Inorganic nitrogen (nitrate and nitrite) | mg/l as N | Suspended | [5 empty] | 2014-10-03
630 | Nitrate plus nitrite, water, unfiltered, milligrams per liter as nitrogen | Inorganic nitrogen (nitrate and nitrite) | mg/l as N | Total | [5 empty] | 2014-10-03
631 | Nitrate plus nitrite, water, filtered, milligrams per liter as nitrogen | Inorganic nitrogen (nitrate and nitrite) | mg/l as N | Dissolved | [5 empty] | 2014-10-03
633 | Nitrate plus nitrite, bed sediment, total, dry weight, milligrams per kilogram as nitrogen | Inorganic nitrogen (nitrate and nitrite) | mg/kg as N | Bed Sediment |  |  |  | Dry |  | 2014-10-03
635 | Ammonia plus organic nitrogen, water, unfiltered, milligrams per liter as nitrogen | Kjeldahl nitrogen | mg/l as N | Total | [5 empty] | 2014-10-03
636 | Ammonia plus organic nitrogen, water, filtered, milligrams per liter as nitrogen | Kjeldahl nitrogen | mg/l as N | Dissolved | [5 empty] | 2014-10-03
639 | Albuminoid nitrogen, water, unfiltered, milligrams per liter as nitrogen | Albuminoid nitrogen | mg/l as N | Total | [5 empty] | 2017-01-05
650 | Phosphate, water, unfiltered, milligrams per liter as PO4 | Phosphate-phosphorus | mg/l | Total | [5 empty] | 2017-01-05
653 | Phosphate, water, filtered, milligrams per liter as PO4 | Phosphate-phosphorus | mg/l | Dissolved | [5 empty] | 2017-01-05
660 | Orthophosphate, water, filtered, milligrams per liter as PO4 | Orthophosphate | mg/l asPO4 | Dissolved | [5 empty] | 2017-04-20
662 | Phosphorus, water, unfiltered, recoverable, micrograms per liter as phosphorus | Phosphorus | ug/l as P | Recoverable | [5 empty] | 2014-10-03
665 | Phosphorus, water, unfiltered, milligrams per liter as phosphorus | Phosphorus | mg/l as P | Total | [5 empty] | 2014-10-03
666 | Phosphorus, water, filtered, milligrams per liter as phosphorus | Phosphorus | mg/l as P | Dissolved | [5 empty] | 2014-10-03
667 | Phosphorus, suspended sediment, total, milligrams per liter as phosphorus | Phosphorus | mg/l as P | Suspended | [5 empty] | 2014-10-03
668 | Phosphorus, bed sediment, total, dry weight, milligrams per kilogram as phosphorus | Phosphorus | mg/kg as P | Bed Sediment |  |  |  | Dry |  | 2014-10-03
669 | Hydrolyzable phosphorus, water, unfiltered, milligrams per liter as phosphorus | Hydrolyzable phosphorus | mg/l as P | Total | [5 empty] | 2014-10-03
670 | Organic phosphorus, water, unfiltered, milligrams per liter as phosphorus | Organic phosphorus | mg/l as P | Total | [5 empty] | 2014-10-03
671 | Orthophosphate, water, filtered, milligrams per liter as phosphorus | Orthophosphate | mg/l as P | Dissolved | [5 empty] | 2014-10-03
672 | Hydrolyzable phosphorus, water, filtered, milligrams per liter as phosphorus | Hydrolyzable phosphorus | mg/l as P | Dissolved | [5 empty] | 2014-10-03
673 | Organic phosphorus, water, filtered, milligrams per liter as phosphorus | Organic phosphorus | mg/l as P | Dissolved | [5 empty] | 2014-10-03
674 | Orthophosphate, suspended sediment, total, milligrams per liter as phosphorus | Orthophosphate | mg/l as P | Suspended | [5 empty] | 2014-10-03
675 | Hydrolyzable phosphorus, suspended sediment, total, milligrams per liter as phosphorus | Hydrolyzable phosphorus | mg/l as P | Suspended | [5 empty] | 2014-10-03
676 | Organic phosphorus, suspended sediment, total, milligrams per liter as phosphorus | Organic phosphorus | mg/l as P | Suspended | [5 empty] | 2014-10-03
680 | Organic carbon, water, unfiltered, milligrams per liter | Organic carbon | mg/l | Total | [5 empty] | 2014-10-03
681 | Organic carbon, water, filtered, milligrams per liter | Organic carbon | mg/l | Dissolved | [5 empty] | 2014-10-03
682 | Carbon [inorganic plus organic], water, filtered, milligrams per liter | Carbon | mg/l | Dissolved | [5 empty] | 2015-04-09
683 | Organic carbon, suspended sediment, dry weight, milligrams per kilogram | Organic carbon | mg/kg | Suspended |  |  |  | Dry |  | 2014-10-03
685 | Inorganic carbon, water, unfiltered, milligrams per liter | Inorganic carbon | mg/l | Total | [5 empty] | 2014-10-03
686 | Inorganic carbon, bed sediment, total, dry weight, grams per kilogram | Inorganic carbon | g/kg | Bed Sediment |  |  |  | Dry |  | 2014-10-03
687 | Organic carbon, bed sediment, total, dry weight, grams per kilogram | Organic carbon | g/kg | Bed Sediment |  |  |  | Dry |  | 2014-10-03
688 | Inorganic carbon, suspended sediment, total, milligrams per liter | Inorganic carbon | mg/l | Suspended | [5 empty] | 2014-10-03
689 | Organic carbon, suspended sediment, total, milligrams per liter | Organic carbon | mg/l | Suspended | [5 empty] | 2014-10-03
690 | Carbon [inorganic plus organic], water, unfiltered, milligrams per liter | Carbon | mg/l | Total | [5 empty] | 2015-04-09
691 | Inorganic carbon, water, filtered, milligrams per liter | Inorganic carbon | mg/l | Dissolved | [5 empty] | 2014-10-03
692 | Immiscible organic carbon, water, unfiltered, milligrams per liter | Organic carbon | mg/l | Total | [5 empty] | 2014-10-03
693 | Carbon [inorganic plus organic], bed sediment, total, dry weight, grams per kilogram | Carbon | g/kg | Bed Sediment |  |  |  | Dry |  | 2015-04-09
694 | Carbon [inorganic plus organic], suspended sediment, total, milligrams per liter | Carbon | mg/l | Suspended | [5 empty] | 2015-04-09
697 | Acetic acid, water, unfiltered, recoverable, milligrams per liter | Acetic acid | mg/l | Recoverable | [5 empty] | 2014-10-03
717 | Cyanide, weak acid, dissociable, water, filtered, micrograms per liter | Cyanide | ug/l | Dissolved | [5 empty] | 2014-10-03
718 | Cyanide, weak acid, dissociable, water, unfiltered, micrograms per liter | Cyanide | ug/l | Total | [5 empty] | 2014-10-03
720 | Cyanide, water, unfiltered, milligrams per liter | Cyanide | mg/l | Total | [5 empty] | 2014-10-03
721 | Cyanide, bed sediment, total, dry weight, milligrams per kilogram | Cyanide | mg/kg | Bed Sediment |  |  |  | Dry |  | 2014-10-03
722 | Cyanide, free, amenable to chlorination, water, unfiltered, milligrams per liter | Cyanides amenable to chlorination (HCN & CN) | mg/l | Total | [5 empty] | 2014-10-03
723 | Cyanide, water, filtered, milligrams per liter | Cyanide | mg/l | Dissolved | [5 empty] | 2014-10-03
730 | Thiocyanate, water, unfiltered, milligrams per liter | Thiocyanate | mg/l | Total | [5 empty] | 2015-01-05
731 | Thiocyanate, water, filtered, milligrams per liter | Thiocyanate | mg/l | Dissolved | [5 empty] | 2015-01-05
737 | Thiosulfate, water, filtered, milligrams per liter | Thiosulfate | mg/l | Dissolved | [5 empty] | 2014-10-03
738 | Tetrathionate, water, filtered, milligrams per liter | Tetrathionate | mg/l | Dissolved | [5 empty] | 2014-10-03
739 | Tetrathionate, water, unfiltered, milligrams per liter | Tetrathionate | mg/l | Total | [5 empty] | 2014-10-03
740 | Sulfite, water, unfiltered, milligrams per liter | Sulfite | mg/l | Total | [5 empty] | 2014-10-03
745 | Sulfide, water, unfiltered, milligrams per liter | Sulfide | mg/l | Total | [5 empty] | 2014-10-03
746 | Sulfide, water, filtered, milligrams per liter | Sulfide | mg/l | Dissolved | [5 empty] | 2014-10-03
898 | Carbonate hardness, water, filtered, milligrams per liter as calcium carbonate | Hardness, carbonate | mg/l CaCO3 | Dissolved | [5 empty] | 2014-10-03
900 | Hardness, water, milligrams per liter as calcium carbonate | Hardness, Ca, Mg | mg/l CaCO3 | [6 empty] | 2014-10-03
901 | Carbonate hardness, water, unfiltered, milligrams per liter as calcium carbonate | Hardness, carbonate | mg/l CaCO3 | Total | [5 empty] | 2014-10-03
902 | Noncarbonate hardness, water, unfiltered, field, milligrams per liter as calcium carbonate | Hardness, non-carbonate | mg/l CaCO3 | Total | [5 empty] | 2014-10-03
903 | Noncarbonate hardness, water, unfiltered, lab, milligrams per liter as calcium carbonate | Hardness, non-carbonate | mg/l CaCO3 | Total | [5 empty] | 2014-10-03
904 | Noncarbonate hardness, water, filtered, field, milligrams per liter as calcium carbonate | Hardness, non-carbonate | mg/l CaCO3 | Dissolved | [5 empty] | 2014-10-03
905 | Noncarbonate hardness, water, filtered, lab, milligrams per liter as calcium carbonate | Hardness, non-carbonate | mg/l CaCO3 | Dissolved | [5 empty] | 2014-10-03
906 | Hardness, water, filtered, calculated, milligrams per liter as calcium carbonate | Hardness, Ca, Mg | mg/l CaCO3 | Dissolved | [5 empty] | 2014-10-03
907 | Hardness, water, unfiltered, calculated, milligrams per liter as calcium carbonate | Hardness, Ca, Mg | mg/l CaCO3 | Total | [5 empty] | 2014-10-03
908 | Hardness, water, filtered, measured, milligrams per liter as calcium carbonate | Hardness, Ca, Mg | mg/l CaCO3 | Dissolved | [5 empty] | 2014-10-03
909 | Hardness, water, unfiltered, measured, milligrams per liter as calcium carbonate | Hardness, Ca, Mg | mg/l CaCO3 | Total | [5 empty] | 2014-10-03
910 | Calcium, water, unfiltered, milligrams per liter as calcium carbonate | Calcium | mg/l CaCO3 | Total | [5 empty] | 2014-10-03
915 | Calcium, water, filtered, milligrams per liter | Calcium | mg/l | Dissolved | [5 empty] | 2014-10-03
916 | Calcium, water, unfiltered, recoverable, milligrams per liter | Calcium | mg/l | Recoverable | [5 empty] | 2014-10-03
917 | Calcium, bed sediment, recoverable, dry weight, milligrams per kilogram | Calcium | mg/kg | Bed Sediment |  |  |  | Dry |  | 2014-10-03
918 | Calcium, water, unfiltered, recoverable, milligrams per liter | Calcium | mg/l | Recoverable | [5 empty] | 2014-10-03
920 | Magnesium, water, unfiltered, milligrams per liter as calcium carbonate | Magnesium | mg/l CaCO3 | Total | [5 empty] | 2014-10-03
921 | Magnesium, water, unfiltered, recoverable, milligrams per liter | Magnesium | mg/l | Recoverable | [5 empty] | 2014-10-03
923 | Sodium, water, unfiltered, recoverable, milligrams per liter | Sodium | mg/l | Recoverable | [5 empty] | 2014-10-03
924 | Magnesium, bed sediment, recoverable, dry weight, milligrams per kilogram | Magnesium | mg/kg | Bed Sediment |  |  |  | Dry |  | 2014-10-03
925 | Magnesium, water, filtered, milligrams per liter | Magnesium | mg/l | Dissolved | [5 empty] | 2014-10-03
926 | Magnesium, suspended sediment, total, milligrams per liter | Magnesium | mg/l | Suspended | [5 empty] | 2014-10-03
927 | Magnesium, water, unfiltered, recoverable, milligrams per liter | Magnesium | mg/l | Recoverable | [5 empty] | 2014-10-03
929 | Sodium, water, unfiltered, recoverable, milligrams per liter | Sodium | mg/l | Recoverable | [5 empty] | 2014-10-03
930 | Sodium, water, filtered, milligrams per liter | Sodium | mg/l | Dissolved | [5 empty] | 2014-10-03
931 | Sodium adsorption ratio (SAR), water, number | Sodium adsorption ratio [(Na)/(sq root of 1/2 Ca + Mg)] | None | [6 empty] | 2015-10-02
932 | Sodium fraction of cations, water, percent in equivalents of major cations | Sodium, percent total cations | % | [6 empty] | 2017-01-05
933 | Sodium plus potassium, water, filtered, milligrams per liter as sodium | Sodium plus potassium | mg/l as Na | Dissolved | [5 empty] | 2014-10-03
934 | Sodium, bed sediment, recoverable, dry weight, milligrams per kilogram | Sodium | mg/kg | Bed Sediment |  |  |  | Dry |  | 2014-10-03
935 | Potassium, water, filtered, milligrams per liter | Potassium | mg/l | Dissolved | [5 empty] | 2014-10-03
937 | Potassium, water, unfiltered, recoverable, milligrams per liter | Potassium | mg/l | Recoverable | [5 empty] | 2014-10-03
938 | Potassium, bed sediment, recoverable, dry weight, milligrams per kilogram | Potassium | mg/kg | Bed Sediment |  |  |  | Dry |  | 2014-10-03
939 | Potassium, water, unfiltered, recoverable, milligrams per liter | Potassium | mg/l | Recoverable | [5 empty] | 2014-10-03
940 | Chloride, water, filtered, milligrams per liter | Chloride | mg/l | Dissolved | [5 empty] | 2014-10-03
945 | Sulfate, water, filtered, milligrams per liter | Sulfate | mg/l | Dissolved | [5 empty] | 2014-10-03
946 | Sulfate, water, unfiltered, milligrams per liter | Sulfate | mg/l | Total | [5 empty] | 2014-10-03
950 | Fluoride, water, filtered, milligrams per liter | Fluoride | mg/l | Dissolved | [5 empty] | 2014-10-03
951 | Fluoride, water, unfiltered, milligrams per liter | Fluoride | mg/l | Total | [5 empty] | 2014-10-03
953 | Fluorine, water, unfiltered, micrograms per liter | Fluorine | ug/l | Total | [5 empty] | 2014-10-03
954 | Silica, water, unfiltered, recoverable, micrograms per liter as SiO2 | Silica | ug/l | Recoverable | [5 empty] | 2014-10-03
955 | Silica, water, filtered, milligrams per liter as SiO2 | Silica | mg/l | Dissolved | [5 empty] | 2014-10-03
956 | Silica, water, unfiltered, milligrams per liter as SiO2 | Silica | mg/l | Total | [5 empty] | 2014-10-03
978 | Arsenic, water, unfiltered, recoverable, micrograms per liter | Arsenic | ug/l | Recoverable | [5 empty] | 2014-10-03
985 | Vanadium, water, unfiltered, recoverable, micrograms per liter | Vanadium | ug/l | Recoverable | [5 empty] | 2014-10-03
997 | Inorganic arsenic, water, unfiltered, micrograms per liter as arsenic | Arsenic, Inorganic | ug/l | Total | [5 empty] | 2016-10-06
998 | Beryllium, water, unfiltered, recoverable, micrograms per liter | Beryllium | ug/l | Recoverable | [5 empty] | 2014-10-03
999 | Boron, water, unfiltered, recoverable, micrograms per liter | Boron | ug/l | Recoverable | [5 empty] | 2014-10-03
1000 | Arsenic, water, filtered, micrograms per liter | Arsenic | ug/l | Dissolved | [5 empty] | 2014-10-03
1001 | Arsenic, suspended sediment, total, micrograms per liter | Arsenic | ug/l | Suspended | [5 empty] | 2014-10-03
1002 | Arsenic, water, unfiltered, micrograms per liter | Arsenic | ug/l | Total | [5 empty] | 2014-10-03
1003 | Arsenic, bed sediment, total digestion, dry weight, milligrams per kilogram | Arsenic | mg/kg | Bed Sediment |  |  |  | Dry |  | 2014-10-03
1005 | Barium, water, filtered, micrograms per liter | Barium | ug/l | Dissolved | [5 empty] | 2014-10-03
1006 | Barium, suspended sediment, recoverable, micrograms per liter | Barium | ug/l | Suspended | [5 empty] | 2014-10-03
1007 | Barium, water, unfiltered, recoverable, micrograms per liter | Barium | ug/l | Recoverable | [5 empty] | 2014-10-03
1008 | Barium, bed sediment, recoverable, dry weight, milligrams per kilogram | Barium | mg/kg | Bed Sediment |  |  |  | Dry |  | 2014-10-03
1009 | Barium, water, unfiltered, recoverable, micrograms per liter | Barium | ug/l | Recoverable | [5 empty] | 2014-10-03
1010 | Beryllium, water, filtered, micrograms per liter | Beryllium | ug/l | Dissolved | [5 empty] | 2014-10-03
1011 | Beryllium, suspended sediment, recoverable, micrograms per liter | Beryllium | ug/l | Suspended | [5 empty] | 2014-10-03
1012 | Beryllium, water, unfiltered, recoverable, micrograms per liter | Beryllium | ug/l | Recoverable | [5 empty] | 2014-10-03
1013 | Beryllium, bed sediment, recoverable, dry weight, milligrams per kilogram | Beryllium | mg/kg | Bed Sediment |  |  |  | Dry |  | 2014-10-03
1015 | Bismuth, water, filtered, micrograms per liter | Bismuth | ug/l | Dissolved | [5 empty] | 2014-10-03
1016 | Bismuth, suspended sediment, micrograms per liter | Bismuth | ug/l | Suspended | [5 empty] | 2014-10-03
1017 | Bismuth, water, unfiltered, micrograms per liter | Bismuth | ug/l | Total | [5 empty] | 2014-10-03
1020 | Boron, water, filtered, micrograms per liter | Boron | ug/l | Dissolved | [5 empty] | 2014-10-03
1021 | Boron, suspended sediment, recoverable, micrograms per liter | Boron | ug/l | Suspended | [5 empty] | 2014-10-03
1022 | Boron, water, unfiltered, recoverable, micrograms per liter | Boron | ug/l | Recoverable | [5 empty] | 2014-10-03
1023 | Boron, bed sediment, recoverable, dry weight, milligrams per kilogram | Boron | mg/kg | Bed Sediment |  |  |  | Dry |  | 2014-10-03
1025 | Cadmium, water, filtered, micrograms per liter | Cadmium | ug/l | Dissolved | [5 empty] | 2014-10-03
1026 | Cadmium, suspended sediment, recoverable, micrograms per liter | Cadmium | ug/l | Suspended | [5 empty] | 2014-10-03
1027 | Cadmium, water, unfiltered, micrograms per liter | Cadmium | ug/l | Total | [5 empty] | 2014-10-03
1028 | Cadmium, bed sediment, recoverable, dry weight, milligrams per kilogram | Cadmium | mg/kg | Bed Sediment |  |  |  | Dry |  | 2014-10-03
1029 | Chromium, bed sediment, recoverable, dry weight, milligrams per kilogram | Chromium | mg/kg | Bed Sediment |  |  |  | Dry |  | 2014-10-03
1030 | Chromium, water, filtered, micrograms per liter | Chromium | ug/l | Dissolved | [5 empty] | 2014-10-03
1031 | Chromium, suspended sediment, recoverable, micrograms per liter | Chromium | ug/l | Suspended | [5 empty] | 2014-10-03
1032 | Chromium(VI), water, filtered, micrograms per liter as Cr | Chromium(VI) | ug/l as Cr | Dissolved | [5 empty] | 2017-04-20
1033 | Chromium(III), water, unfiltered, micrograms per liter | Chromium(III) | ug/l | Total | [5 empty] | 2014-10-03
1034 | Chromium, water, unfiltered, recoverable, micrograms per liter | Chromium | ug/l | Recoverable | [5 empty] | 2014-10-03
1035 | Cobalt, water, filtered, micrograms per liter | Cobalt | ug/l | Dissolved | [5 empty] | 2014-10-03
1036 | Cobalt, suspended sediment, recoverable, micrograms per liter | Cobalt | ug/l | Suspended | [5 empty] | 2014-10-03
1037 | Cobalt, water, unfiltered, recoverable, micrograms per liter | Cobalt | ug/l | Recoverable | [5 empty] | 2014-10-03
1038 | Cobalt, bed sediment, recoverable, dry weight, milligrams per kilogram | Cobalt | mg/kg | Bed Sediment |  |  |  | Dry |  | 2014-10-03
1040 | Copper, water, filtered, micrograms per liter | Copper | ug/l | Dissolved | [5 empty] | 2014-10-03
1041 | Copper, suspended sediment, recoverable, micrograms per liter | Copper | ug/l | Suspended | [5 empty] | 2014-10-03
1042 | Copper, water, unfiltered, recoverable, micrograms per liter | Copper | ug/l | Recoverable | [5 empty] | 2014-10-03
1043 | Copper, bed sediment, recoverable, dry weight, milligrams per kilogram | Copper | mg/kg | Bed Sediment |  |  |  | Dry |  | 2014-10-03
1044 | Iron, suspended sediment, recoverable, micrograms per liter | Iron | ug/l | Suspended | [5 empty] | 2014-10-03
1045 | Iron, water, unfiltered, recoverable, micrograms per liter | Iron | ug/l | Recoverable | [5 empty] | 2014-10-03
1046 | Iron, water, filtered, micrograms per liter | Iron | ug/l | Dissolved | [5 empty] | 2014-10-03
1047 | Iron(II), water, filtered, micrograms per liter | Ferrous ion | ug/l | Dissolved | [5 empty] | 2014-10-03
1049 | Lead, water, filtered, micrograms per liter | Lead | ug/l | Dissolved | [5 empty] | 2014-10-03
1050 | Lead, suspended sediment, recoverable, micrograms per liter | Lead | ug/l | Suspended | [5 empty] | 2014-10-03
1051 | Lead, water, unfiltered, recoverable, micrograms per liter | Lead | ug/l | Recoverable | [5 empty] | 2014-10-03
1052 | Lead, bed sediment, recoverable, dry weight, milligrams per kilogram | Lead | mg/kg | Bed Sediment |  |  |  | Dry |  | 2014-10-03
1053 | Manganese, bed sediment, recoverable, dry weight, milligrams per kilogram | Manganese | mg/kg | Bed Sediment |  |  |  | Dry |  | 2014-10-03
1054 | Manganese, suspended sediment, recoverable, micrograms per liter | Manganese | ug/l | Suspended | [5 empty] | 2014-10-03
1055 | Manganese, water, unfiltered, recoverable, micrograms per liter | Manganese | ug/l | Recoverable | [5 empty] | 2014-10-03
1056 | Manganese, water, filtered, micrograms per liter | Manganese | ug/l | Dissolved | [5 empty] | 2014-10-03
1057 | Thallium, water, filtered, micrograms per liter | Thallium | ug/l | Dissolved | [5 empty] | 2014-10-03
1058 | Thallium, suspended sediment, recoverable, micrograms per liter | Thallium | ug/l | Suspended | [5 empty] | 2014-10-03
1059 | Thallium, water, unfiltered, micrograms per liter | Thallium | ug/l | Total | [5 empty] | 2014-10-03
1060 | Molybdenum, water, filtered, micrograms per liter | Molybdenum | ug/l | Dissolved | [5 empty] | 2014-10-03
1061 | Molybdenum, suspended sediment, recoverable, micrograms per liter | Molybdenum | ug/l | Suspended | [5 empty] | 2014-10-03
1062 | Molybdenum, water, unfiltered, recoverable, micrograms per liter | Molybdenum | ug/l | Recoverable | [5 empty] | 2014-10-03
1063 | Molybdenum, bed sediment, recoverable, dry weight, milligrams per kilogram | Molybdenum | mg/kg | Bed Sediment |  |  |  | Dry |  | 2014-10-03
1064 | Tellurium, water, unfiltered, micrograms per liter | Tellurium | ug/l | Total | [5 empty] | 2014-10-03
1065 | Nickel, water, filtered, micrograms per liter | Nickel | ug/l | Dissolved | [5 empty] | 2014-10-03
1066 | Nickel, suspended sediment, recoverable, micrograms per liter | Nickel | ug/l | Suspended | [5 empty] | 2014-10-03
1067 | Nickel, water, unfiltered, recoverable, micrograms per liter | Nickel | ug/l | Recoverable | [5 empty] | 2014-10-03
1068 | Nickel, bed sediment, recoverable, dry weight, milligrams per kilogram | Nickel | mg/kg | Bed Sediment |  |  |  | Dry |  | 2014-10-03
1072 | Phosphorus, water, filtered, micrograms per liter as phosphorus | Phosphorus | ug/l | Dissolved | [5 empty] | 2014-10-03
1074 | Nickel, water, unfiltered, recoverable, micrograms per liter | Nickel | ug/l | Recoverable | [5 empty] | 2014-10-03
1075 | Silver, water, filtered, micrograms per liter | Silver | ug/l | Dissolved | [5 empty] | 2014-10-03
1076 | Silver, suspended sediment, recoverable, micrograms per liter | Silver | ug/l | Suspended | [5 empty] | 2014-10-03
1077 | Silver, water, unfiltered, recoverable, micrograms per liter | Silver | ug/l | Recoverable | [5 empty] | 2014-10-03
1078 | Silver, bed sediment, recoverable, dry weight, milligrams per kilogram | Silver | mg/kg | Bed Sediment |  |  |  | Dry |  | 2014-10-03
1079 | Silver, water, unfiltered, recoverable, micrograms per liter | Silver | ug/l | Recoverable | [5 empty] | 2014-10-03
1080 | Strontium, water, filtered, micrograms per liter | Strontium | ug/l | Dissolved | [5 empty] | 2014-10-03
1081 | Strontium, suspended sediment, recoverable, micrograms per liter | Strontium | ug/l | Suspended | [5 empty] | 2014-10-03
1082 | Strontium, water, unfiltered, recoverable, micrograms per liter | Strontium | ug/l | Recoverable | [5 empty] | 2014-10-03
1083 | Strontium, bed sediment, recoverable, dry weight, milligrams per kilogram | Strontium | mg/kg | Bed Sediment |  |  |  | Dry |  | 2014-10-03
1084 | Strontium, water, unfiltered, recoverable, micrograms per liter | Strontium | ug/l | Recoverable | [5 empty] | 2014-10-03
1085 | Vanadium, water, filtered, micrograms per liter | Vanadium | ug/l | Dissolved | [5 empty] | 2014-10-03
1086 | Vanadium, suspended sediment, total, micrograms per liter | Vanadium | ug/l | Suspended | [5 empty] | 2014-10-03
1087 | Vanadium, water, unfiltered, micrograms per liter | Vanadium | ug/l | Total | [5 empty] | 2014-10-03
1088 | Vanadium, bed sediment, total digestion, dry weight, milligrams per kilogram | Vanadium | mg/kg | Bed Sediment |  |  |  | Dry |  | 2014-10-03
1090 | Zinc, water, filtered, micrograms per liter | Zinc | ug/l | Dissolved | [5 empty] | 2014-10-03
1091 | Zinc, suspended sediment, recoverable, micrograms per liter | Zinc | ug/l | Suspended | [5 empty] | 2014-10-03
1092 | Zinc, water, unfiltered, recoverable, micrograms per liter | Zinc | ug/l | Recoverable | [5 empty] | 2014-10-03
1093 | Zinc, bed sediment, recoverable, dry weight, milligrams per kilogram | Zinc | mg/kg | Bed Sediment |  |  |  | Dry |  | 2014-10-03
1094 | Zinc, water, unfiltered, recoverable, micrograms per liter | Zinc | ug/l | Recoverable | [5 empty] | 2014-10-03
1095 | Antimony, water, filtered, micrograms per liter | Antimony | ug/l | Dissolved | [5 empty] | 2014-10-03
1096 | Antimony, suspended sediment, total, micrograms per liter | Antimony | ug/l | Suspended | [5 empty] | 2014-10-03
1097 | Antimony, water, unfiltered, micrograms per liter | Antimony | ug/l | Total | [5 empty] | 2014-10-03
1098 | Antimony, bed sediment, total digestion, dry weight, milligrams per kilogram | Antimony | mg/kg | Bed Sediment |  |  |  | Dry |  | 2014-10-03
1100 | Tin, water, filtered, micrograms per liter | Tin | ug/l | Dissolved | [5 empty] | 2014-10-03
1101 | Tin, suspended sediment, recoverable, micrograms per liter | Tin | ug/l | Suspended | [5 empty] | 2014-10-03
1102 | Tin, water, unfiltered, recoverable, micrograms per liter | Tin | ug/l | Recoverable | [5 empty] | 2014-10-03
1103 | Tin, bed sediment, recoverable, dry weight, micrograms per kilogram | Tin | ug/kg | Bed Sediment |  |  |  | Dry |  | 2014-10-03
1104 | Aluminum, water, unfiltered, recoverable, micrograms per liter | Aluminum | ug/l | Recoverable | [5 empty] | 2014-10-03
1105 | Aluminum, water, unfiltered, recoverable, micrograms per liter | Aluminum | ug/l | Recoverable | [5 empty] | 2014-10-03
1106 | Aluminum, water, filtered, micrograms per liter | Aluminum | ug/l | Dissolved | [5 empty] | 2014-10-03
1107 | Aluminum, suspended sediment, recoverable, micrograms per liter | Aluminum | ug/l | Suspended | [5 empty] | 2014-10-03
1108 | Aluminum, bed sediment, recoverable, dry weight, milligrams per kilogram | Aluminum | mg/kg | Bed Sediment |  |  |  | Dry |  | 2014-10-03
1110 | Cerium, water, filtered, micrograms per liter | Cerium | ug/l | Dissolved | [5 empty] | 2014-10-03
1112 | Cerium, water, unfiltered, micrograms per liter | Cerium | ug/l | Total | [5 empty] | 2014-10-03
1113 | Cadmium, water, unfiltered, recoverable, micrograms per liter | Cadmium | ug/l | Recoverable | [5 empty] | 2014-10-03
1114 | Lead, water, unfiltered, recoverable, micrograms per liter | Lead | ug/l | Recoverable | [5 empty] | 2014-10-03
1115 | Cesium, water, filtered, micrograms per liter | Cesium | ug/l | Dissolved | [5 empty] | 2014-10-03
1116 | Cesium, suspended sediment, total, micrograms per liter | Cesium | ug/l | Suspended | [5 empty] | 2014-10-03
1117 | Cesium, water, unfiltered, micrograms per liter | Cesium | ug/l | Total | [5 empty] | 2014-10-03
1118 | Chromium, water, unfiltered, recoverable, micrograms per liter | Chromium | ug/l | Recoverable | [5 empty] | 2014-10-03
1119 | Copper, water, unfiltered, recoverable, micrograms per liter | Copper | ug/l | Recoverable | [5 empty] | 2014-10-03
1120 | Gallium, water, filtered, micrograms per liter | Gallium | ug/l | Dissolved | [5 empty] | 2014-10-03
1121 | Gallium, suspended sediment, total, micrograms per liter | Gallium | ug/l | Suspended | [5 empty] | 2014-10-03
1122 | Gallium, water, unfiltered, micrograms per liter | Gallium | ug/l | Total | [5 empty] | 2014-10-03
1123 | Manganese, water, unfiltered, recoverable, micrograms per liter | Manganese | ug/l | Recoverable | [5 empty] | 2014-10-03
1125 | Germanium, water, filtered, micrograms per liter | Germanium | ug/l | Dissolved | [5 empty] | 2014-10-03
1126 | Germanium, suspended sediment, total, micrograms per liter | Germanium | ug/l | Suspended | [5 empty] | 2014-10-03
1127 | Germanium, water, unfiltered, micrograms per liter | Germanium | ug/l | Total | [5 empty] | 2014-10-03
1128 | Thallium, water, unfiltered, recoverable, micrograms per liter | Thallium | ug/l | Recoverable | [5 empty] | 2014-10-03
1129 | Molybdenum, water, unfiltered, recoverable, micrograms per liter | Molybdenum | ug/l | Recoverable | [5 empty] | 2014-10-03
1130 | Lithium, water, filtered, micrograms per liter | Lithium | ug/l | Dissolved | [5 empty] | 2014-10-03
1131 | Lithium, suspended sediment, recoverable, micrograms per liter | Lithium | ug/l | Suspended | [5 empty] | 2014-10-03
1132 | Lithium, water, unfiltered, recoverable, micrograms per liter | Lithium | ug/l | Recoverable | [5 empty] | 2014-10-03
1133 | Lithium, bed sediment, dry weight, milligrams per kilogram | Lithium | mg/kg | Bed Sediment |  |  |  | Dry |  | 2014-10-03
1134 | Lithium, water, unfiltered, recoverable, micrograms per liter | Lithium | ug/l | Recoverable | [5 empty] | 2014-10-03
1135 | Rubidium, water, filtered, micrograms per liter | Rubidium | ug/l | Dissolved | [5 empty] | 2014-10-03
1136 | Rubidium, suspended sediment, total, micrograms per liter | Rubidium | ug/l | Suspended | [5 empty] | 2014-10-03
1137 | Rubidium, water, unfiltered, micrograms per liter | Rubidium | ug/l | Total | [5 empty] | 2014-10-03
1140 | Silicon, water, filtered, micrograms per liter | Silicon | ug/l | Dissolved | [5 empty] | 2014-10-03
1142 | Silicon, water, unfiltered, micrograms per liter | Silicon | ug/l | Total | [5 empty] | 2014-10-03
1145 | Selenium, water, filtered, micrograms per liter | Selenium | ug/l | Dissolved | [5 empty] | 2014-10-03
1146 | Selenium, suspended sediment, total, micrograms per liter | Selenium | ug/l | Suspended | [5 empty] | 2014-10-03
1147 | Selenium, water, unfiltered, micrograms per liter | Selenium | ug/l | Total | [5 empty] | 2014-10-03
1148 | Selenium, bed sediment, total digestion, dry weight, milligrams per kilogram | Selenium | mg/kg | Bed Sediment |  |  |  | Dry |  | 2014-10-03
1150 | Titanium, water, filtered, micrograms per liter | Titanium | ug/l | Dissolved | [5 empty] | 2014-10-03
1151 | Titanium, suspended sediment, total, micrograms per liter | Titanium | ug/l | Suspended | [5 empty] | 2014-10-03
1152 | Titanium, water, unfiltered, micrograms per liter | Titanium | ug/l | Total | [5 empty] | 2014-10-03
1153 | Titanium, bed sediment, total digestion, dry weight, milligrams per kilogram | Titanium | mg/kg | Bed Sediment |  |  |  | Dry |  | 2014-10-03
1154 | Tungsten, water, unfiltered, micrograms per liter | Tungsten | ug/l | Total | [5 empty] | 2014-10-03
1155 | Tungsten, water, filtered, micrograms per liter | Tungsten | ug/l | Dissolved | [5 empty] | 2014-10-03
1156 | Tungsten, suspended sediment, micrograms per liter | Tungsten | ug/l | Suspended | [5 empty] | 2014-10-03
1160 | Zirconium, water, filtered, micrograms per liter | Zirconium | ug/l | Dissolved | [5 empty] | 2014-10-03
1161 | Zirconium, suspended sediment, total, micrograms per liter | Zirconium | ug/l | Suspended | [5 empty] | 2014-10-03
1162 | Zirconium, water, unfiltered, micrograms per liter | Zirconium | ug/l | Total | [5 empty] | 2014-10-03
1168 | Indium, water, unfiltered, micrograms per liter | Indium | ug/l | Total | [5 empty] | 2014-10-03
1170 | Iron, bed sediment, total digestion, dry weight, milligrams per kilogram | Iron | mg/kg | Bed Sediment |  |  |  | Dry |  | 2014-10-03
1171 | Platinum, water, unfiltered, micrograms per liter | Platinum | ug/l | Total | [5 empty] | 2014-10-03
1172 | Platinum, water, filtered, micrograms per liter | Platinum | ug/l | Dissolved | [5 empty] | 2014-10-03
1180 | Lanthanum, water, filtered, micrograms per liter | Lanthanum | ug/l | Dissolved | [5 empty] | 2014-10-03
1182 | Lanthanum, water, unfiltered, micrograms per liter | Lanthanum | ug/l | Total | [5 empty] | 2014-10-03
1187 | Scandium, water, filtered, micrograms per liter | Scandium | ug/l | Dissolved | [5 empty] | 2014-10-03
1188 | Scandium, suspended sediment, micrograms per liter | Scandium | ug/l | Suspended | [5 empty] | 2014-10-03
1189 | Scandium, water, unfiltered, micrograms per liter | Scandium | ug/l | Total | [5 empty] | 2014-10-03
1194 | Ytterbium, water, filtered, micrograms per liter | Ytterbium | ug/l | Dissolved | [5 empty] | 2014-10-03
1195 | Ytterbium, suspended sediment, micrograms per liter | Ytterbium | ug/l | Suspended | [5 empty] | 2014-10-03
1196 | Ytterbium, water, unfiltered, micrograms per liter | Ytterbium | ug/l | Total | [5 empty] | 2014-10-03
1201 | Yttrium, water, filtered, micrograms per liter | Yttrium | ug/l | Dissolved | [5 empty] | 2014-10-03
1203 | Yttrium, water, unfiltered, micrograms per liter | Yttrium | ug/l | Total | [5 empty] | 2014-10-03
1204 | Molybdenum, dry atmospheric deposition, recoverable, micrograms per kilogram | Molybdenum | ug/kg | Recoverable | [5 empty] | 2014-10-03
1205 | Molybdenum, insoluble, dry atmospheric deposition, micrograms per kilogram | Molybdenum | ug/kg | [6 empty] | 2014-10-03
1206 | Molybdenum, soluble, dry atmospheric deposition, micrograms per kilogram | Molybdenum | ug/kg | [6 empty] | 2014-10-03
1207 | Fluoride, total, dry atmospheric deposition, milligrams per kilogram | Fluoride | mg/kg | Total | [5 empty] | 2014-10-03
1210 | Palladium, water, unfiltered, micrograms per liter | Palladium | ug/l | Total | [5 empty] | 2014-10-03
1212 | Aluminum, soluble, dry atmospheric deposition, micrograms per kilogram | Aluminum | ug/kg | [6 empty] | 2014-10-03
1213 | Aluminum, insoluble, dry atmospheric deposition, micrograms per kilogram | Aluminum | ug/kg | [6 empty] | 2014-10-03
1214 | Aluminum, total, dry atmospheric deposition, micrograms per kilogram | Aluminum | ug/kg | Total | [5 empty] | 2014-10-03
1215 | Barium, soluble, dry atmospheric deposition, micrograms per kilogram | Barium | ug/kg | [6 empty] | 2014-10-03
1216 | Barium, insoluble, dry atmospheric deposition, micrograms per kilogram | Barium | ug/kg | [6 empty] | 2014-10-03
1217 | Barium, total, dry atmospheric deposition, micrograms per kilogram | Barium | ug/kg | Total | [5 empty] | 2014-10-03
1218 | Terbium, water, unfiltered, micrograms per liter | Terbium | ug/l | Total | [5 empty] | 2014-10-03
1219 | Gadolinium, water, unfiltered, micrograms per liter | Gadolinium | ug/l | Total | [5 empty] | 2014-10-03
1221 | Mercury, soluble, dry atmospheric deposition, micrograms per kilogram | Mercury | ug/kg | [6 empty] | 2014-10-03
1222 | Mercury, insoluble, dry atmospheric deposition, micrograms per kilogram | Mercury | ug/kg | [6 empty] | 2014-10-03
1223 | Mercury, total, dry atmospheric deposition, micrograms per kilogram | Mercury | ug/kg | Total | [5 empty] | 2014-10-03
1224 | Nickel, soluble, dry atmospheric deposition, micrograms per kilogram | Nickel | ug/kg | [6 empty] | 2014-10-03
1225 | Nickel, insoluble, dry atmospheric deposition, micrograms per kilogram | Nickel | ug/kg | [6 empty] | 2014-10-03
1226 | Nickel, total, dry atmospheric deposition, micrograms per kilogram | Nickel | ug/kg | Total | [5 empty] | 2014-10-03
1227 | Selenium, soluble, dry atmospheric deposition, micrograms per kilogram | Selenium | ug/kg | [6 empty] | 2014-10-03
1228 | Selenium, insoluble, dry atmospheric deposition, micrograms per kilogram | Selenium | ug/kg | [6 empty] | 2014-10-03
1229 | Selenium, total, dry atmospheric deposition, micrograms per kilogram | Selenium | ug/kg | Total | [5 empty] | 2014-10-03
1230 | Silver, soluble, dry atmospheric deposition, micrograms per kilogram | Silver | ug/kg | [6 empty] | 2014-10-03
1231 | Silver, insoluble, dry atmospheric deposition, micrograms per kilogram | Silver | ug/kg | [6 empty] | 2014-10-03
1232 | Silver, total, dry atmospheric deposition, micrograms per kilogram | Silver | ug/kg | Total | [5 empty] | 2014-10-03
1233 | Vanadium, soluble, dry atmospheric deposition, micrograms per kilogram | Vanadium | ug/kg | [6 empty] | 2014-10-03
1234 | Vanadium, insoluble, dry atmospheric deposition, micrograms per kilogram | Vanadium | ug/kg | [6 empty] | 2014-10-03
1235 | Vanadium, total, dry atmospheric deposition, micrograms per kilogram | Vanadium | ug/kg | Total | [5 empty] | 2014-10-03
1236 | Europium, water, unfiltered, micrograms per liter | Europium | ug/l | Total | [5 empty] | 2014-10-03
1237 | Neodymium, water, unfiltered, micrograms per liter | Neodymium | ug/l | Total | [5 empty] | 2014-10-03
1238 | Praseodymium, water, unfiltered, micrograms per liter | Praseodymium | ug/l | Total | [5 empty] | 2014-10-03
1239 | Niobium, water, unfiltered, micrograms per liter | Niobium | ug/l | Total | [5 empty] | 2014-10-03
1240 | Iridium, water, unfiltered, micrograms per liter | Iridium | ug/l | Total | [5 empty] | 2014-10-03
1241 | Osmium, water, unfiltered, micrograms per liter | Osmium | ug/l | Total | [5 empty] | 2014-10-03
1242 | Rhenium, water, unfiltered, micrograms per liter | Rhenium | ug/l | Total | [5 empty] | 2014-10-03
1243 | Hafnium, water, unfiltered, micrograms per liter | Hafnium | ug/l | Total | [5 empty] | 2014-10-03
1244 | Lutetium, water, unfiltered, micrograms per liter | Lutetium | ug/l | Total | [5 empty] | 2014-10-03
1245 | Thulium, water, unfiltered, micrograms per liter | Thulium | ug/l | Total | [5 empty] | 2014-10-03
1246 | Erbium, water, unfiltered, micrograms per liter | Erbium | ug/l | Total | [5 empty] | 2014-10-03
1247 | Holmium, water, unfiltered, micrograms per liter | Holmium | ug/l | Total | [5 empty] | 2014-10-03
1248 | Manganese, soluble, dry atmospheric deposition, micrograms per kilogram | Manganese | ug/kg | [6 empty] | 2014-10-03
1249 | Manganese, insoluble, dry atmospheric deposition, micrograms per kilogram | Manganese | ug/kg | [6 empty] | 2014-10-03
1250 | Manganese, total, dry atmospheric deposition, micrograms per kilogram | Manganese | ug/kg | Total | [5 empty] | 2014-10-03
1300 | Oil and grease, severity, code | Oil and Grease | code | [6 empty] | 2014-10-03
1305 | Suds or foam, severity, code | Detergent, severity (choice list) | code | [6 empty] | 2014-10-03
1310 | Gas bubbles, severity, code | Gas bubble severity (choice list) | code | [6 empty] | 2014-10-03
1315 | Floating sludge, severity, code | Floating sludge - severity (choice list) | code | [6 empty] | 2014-10-03
1320 | Floating garbage, severity, code | Floating Garbage Severity (choice List) | code | [6 empty] | 2014-10-03
1325 | Floating algae mats, severity, code | Floating algae mat - severity (choice list) | code | [6 empty] | 2014-10-03
1330 | Odor, atmospheric, severity, code | Odor, atmospheric | code | [6 empty] | 2017-01-05
1340 | Dead fish, severity, code | Fish Kill, Severity (choice list) | code | [6 empty] | 2014-10-03
1345 | Floating debris, severity, code | Floating debris - severity (choice list) | code | [6 empty] | 2014-10-03
1350 | Turbidity, severity, code | Turbidity severity (choice list) | code | [6 empty] | 2014-10-03
1351 | Streamflow, severity, code | Flow, severity (choice list) | code | [6 empty] | 2014-10-03
1355 | Ice cover, floating or solid, severity, code | Ice cover, floating or solid - severity (choice list) | code | [6 empty] | 2014-10-03
1375 | Aluminum, bed sediment, total digestion, dry weight, milligrams per kilogram | Aluminum | mg/kg | Bed Sediment |  |  |  | Dry |  | 2014-10-03
1376 | Barium, bed sediment, total digestion, dry weight, milligrams per kilogram | Barium | mg/kg | Bed Sediment |  |  |  | Dry |  | 2014-10-03
1377 | Beryllium, bed sediment, total digestion, dry weight, milligrams per kilogram | Beryllium | mg/kg | Bed Sediment |  |  |  | Dry |  | 2014-10-03
1378 | Cadmium, bed sediment, total digestion, dry weight, milligrams per kilogram | Cadmium | mg/kg | Bed Sediment |  |  |  | Dry |  | 2014-10-03
1379 | Chromium, bed sediment, total digestion, dry weight, milligrams per kilogram | Chromium | mg/kg | Bed Sediment |  |  |  | Dry |  | 2014-10-03
1380 | Cobalt, bed sediment, total digestion, dry weight, milligrams per kilogram | Cobalt | mg/kg | Bed Sediment |  |  |  | Dry |  | 2014-10-03
1381 | Copper, bed sediment, total digestion, dry weight, milligrams per kilogram | Copper | mg/kg | Bed Sediment |  |  |  | Dry |  | 2014-10-03
1382 | Lead, bed sediment, total digestion, dry weight, milligrams per kilogram | Lead | mg/kg | Bed Sediment |  |  |  | Dry |  | 2014-10-03
1383 | Lithium, bed sediment, total digestion, dry weight, milligrams per kilogram | Lithium | mg/kg | Bed Sediment |  |  |  | Dry |  | 2014-10-03
1384 | Manganese, bed sediment, total digestion, dry weight, milligrams per kilogram | Manganese | mg/kg | Bed Sediment |  |  |  | Dry |  | 2014-10-03
1385 | Mercury, bed sediment, total digestion, dry weight, milligrams per kilogram | Mercury | mg/kg | Bed Sediment |  |  |  | Dry |  | 2014-10-03
1386 | Molybdenum, bed sediment, total digestion, dry weight, milligrams per kilogram | Molybdenum | mg/kg | Bed Sediment |  |  |  | Dry |  | 2014-10-03
1387 | Nickel, bed sediment, total digestion, dry weight, milligrams per kilogram | Nickel | mg/kg | Bed Sediment |  |  |  | Dry |  | 2014-10-03
1388 | Phosphorus, bed sediment, total digestion, dry weight, milligrams per kilogram as phosphorus | Phosphorus | mg/kg | Bed Sediment |  |  |  | Dry |  | 2015-04-09
1389 | Silver, bed sediment, total digestion, dry weight, milligrams per kilogram | Silver | mg/kg | Bed Sediment |  |  |  | Dry |  | 2014-10-03
1390 | Strontium, bed sediment, total digestion, dry weight, milligrams per kilogram | Strontium | mg/kg | Bed Sediment |  |  |  | Dry |  | 2014-10-03
1391 | Tin, bed sediment, total digestion, dry weight, milligrams per kilogram | Tin | mg/kg | Bed Sediment |  |  |  | Dry |  | 2014-10-03
1392 | Uranium, bed sediment, total digestion, dry weight, milligrams per kilogram | Uranium | mg/kg | Bed Sediment |  |  |  | Dry |  | 2020-01-21
1393 | Zinc, bed sediment, total digestion, dry weight, milligrams per kilogram | Zinc | mg/kg | Bed Sediment |  |  |  | Dry |  | 2014-10-03
1394 | Carbon (inorganic plus organic), bed sediment, total, dry weight, percent | Carbon | % | Bed Sediment |  |  |  | Dry |  | 2014-10-03
1395 | Organic carbon, bed sediment, total, dry weight, percent | Organic carbon | % | Bed Sediment |  |  |  | Dry |  | 2014-10-03
1396 | Aluminum, bed sediment, total digestion, dry weight, percent | Aluminum | % | Bed Sediment |  |  |  | Dry |  | 2014-10-03
1397 | Total nitrogen [nitrate + nitrite + ammonia + organic-N], bed sediment, total digestion, dry weight, percent | Nitrogen, mixed forms (NH3), (NH4), organic, (NO2) and (NO3) | % | Bed Sediment |  |  |  | Dry |  | 2015-04-09
1398 | Sulfur, bed sediment, total digestion, dry weight, percent | Sulfur | % | Bed Sediment |  |  |  | Dry |  | 2014-10-03
1399 | Antimony, soil, total digestion, dry weight, milligrams per kilogram | Antimony | mg/kg | Total |  |  |  | Dry |  | 2014-10-03
1400 | Arsenic, soil, total digestion, dry weight, milligrams per kilogram | Arsenic | mg/kg | Total |  |  |  | Dry |  | 2014-10-03
1401 | Barium, soil, total digestion, dry weight, milligrams per kilogram | Barium | mg/kg | Total |  |  |  | Dry |  | 2014-10-03
1402 | Beryllium, soil, total digestion, dry weight, milligrams per kilogram | Beryllium | mg/kg | Total |  |  |  | Dry |  | 2014-10-03
1403 | Cadmium, soil, total digestion, dry weight, milligrams per kilogram | Cadmium | mg/kg | Total |  |  |  | Dry |  | 2014-10-03
1404 | Chromium, soil, total digestion, dry weight, milligrams per kilogram | Chromium | mg/kg | Total |  |  |  | Dry |  | 2014-10-03
1405 | Cobalt, soil, total digestion, dry weight, milligrams per kilogram | Cobalt | mg/kg | Total |  |  |  | Dry |  | 2014-10-03
1406 | Copper, soil, total digestion, dry weight, milligrams per kilogram | Copper | mg/kg | Total |  |  |  | Dry |  | 2014-10-03
1407 | Lead, soil, total digestion, dry weight, milligrams per kilogram | Lead | mg/kg | Total |  |  |  | Dry |  | 2014-10-03
1408 | Lithium, soil, total digestion, dry weight, milligrams per kilogram | Lithium | mg/kg | Total |  |  |  | Dry |  | 2014-10-03
1409 | Manganese, soil, total digestion, dry weight, milligrams per kilogram | Manganese | mg/kg | Total |  |  |  | Dry |  | 2014-10-03
1410 | Mercury, soil, total digestion, dry weight, milligrams per kilogram | Mercury | mg/kg | Total |  |  |  | Dry |  | 2014-10-03
1411 | Molybdenum, soil, total digestion, dry weight, milligrams per kilogram | Molybdenum | mg/kg | Total |  |  |  | Dry |  | 2014-10-03
1412 | Nickel, soil, total digestion, dry weight, milligrams per kilogram | Nickel | mg/kg | Total |  |  |  | Dry |  | 2014-10-03
1413 | Phosphorus, soil, total digestion, dry weight, milligrams per kilogram as phosphorus | Phosphorus | mg/kg | Total |  |  |  | Dry |  | 2015-04-09
1414 | Selenium, soil, total digestion, dry weight, milligrams per kilogram | Selenium | mg/kg | Total |  |  |  | Dry |  | 2014-10-03
1415 | Silver, soil, total digestion, dry weight, milligrams per kilogram | Silver | mg/kg | Total |  |  |  | Dry |  | 2014-10-03
1416 | Strontium, soil, total digestion, dry weight, milligrams per kilogram | Strontium | mg/kg | Total |  |  |  | Dry |  | 2014-10-03
1417 | Thallium, soil, total digestion, dry weight, milligrams per kilogram | Thallium | mg/kg | Total |  |  |  | Dry |  | 2014-10-03
1418 | Tin, soil, total digestion, dry weight, milligrams per kilogram | Tin | mg/kg | Total |  |  |  | Dry |  | 2014-10-03
1419 | Uranium, soil, total digestion, dry weight, milligrams per kilogram | Uranium | mg/kg | Total |  |  |  | Dry |  | 2020-01-21
1420 | Vanadium, soil, total digestion, dry weight, milligrams per kilogram | Vanadium | mg/kg | Total |  |  |  | Dry |  | 2014-10-03
1421 | Zinc, soil, total digestion, dry weight, milligrams per kilogram | Zinc | mg/kg | Total |  |  |  | Dry |  | 2014-10-03
1422 | Aluminum, soil, total digestion, dry weight, percent | Aluminum | % | Total |  |  |  | Dry |  | 2014-10-03
1423 | Organic carbon, soil, total, dry weight, percent | Organic carbon | % | Total |  |  |  | Dry |  | 2014-10-03
1424 | Iron, soil, total digestion, dry weight, percent | Iron | % | Total |  |  |  | Dry |  | 2014-10-03
1425 | Total nitrogen [nitrate + nitrite + ammonia + organic-N], soil, total digestion, milligrams per liter | Nitrogen, mixed forms (NH3), (NH4), organic, (NO2) and (NO3) | mg/l | Total | [5 empty] | 2015-04-09
1426 | Sulfur, soil, total digestion, dry weight, percent | Sulfur | % | Total |  |  |  | Dry |  | 2014-10-03
1427 | Titanium, soil, total digestion, dry weight, percent | Titanium | % | Total |  |  |  | Dry |  | 2014-10-03
1428 | Thallium, suspended sediment, total digestion, dry weight, milligrams per kilogram | Thallium | mg/kg | Suspended |  |  |  | Dry |  | 2014-10-03
1429 | Aluminum, bed sediment smaller than 2 millimeters, wet sieved (native water), total digestion, dry weight, milligrams per kilogram | Aluminum | mg/kg | Bed Sediment |  |  |  | Dry | < 2 mm | 2018-10-09
1430 | Calcium, bed sediment smaller than 2 millimeters, wet sieved (native water), total digestion, dry weight, milligrams per kilogram | Calcium | mg/kg | Bed Sediment |  |  |  | Dry | < 2 mm | 2018-10-09
1431 | Cesium, bed sediment smaller than 2 millimeters, wet sieved (native water), total digestion, dry weight, milligrams per kilogram | Cesium | mg/kg | Bed Sediment |  |  |  | Dry | < 2 mm | 2018-10-09
1432 | Iron, bed sediment smaller than 2 millimeters, wet sieved (native water), total digestion, dry weight, milligrams per kilogram | Iron | mg/kg | Bed Sediment |  |  |  | Dry | < 2 mm | 2018-10-09
1433 | Magnesium, bed sediment smaller than 2 millimeters, wet sieved (native water), total digestion, dry weight, milligrams per kilogram | Magnesium | mg/kg | Bed Sediment |  |  |  | Dry | < 2 mm | 2018-10-09
1434 | Phosphorus, bed sediment smaller than 2 millimeters, wet sieved (native water), total digestion, dry weight, milligrams per kilogram as phosphorus | Phosphorus | mg/kg | Bed Sediment |  |  |  | Dry | < 2 mm | 2018-10-09
1435 | Potassium, bed sediment smaller than 2 millimeters, wet sieved (native water), total digestion, dry weight, milligrams per kilogram | Potassium | mg/kg | Bed Sediment |  |  |  | Dry | < 2 mm | 2018-10-09
1436 | Rubidium, bed sediment smaller than 2 millimeters, wet sieved (native water), total digestion, dry weight, milligrams per kilogram | Rubidium | mg/kg | Bed Sediment |  |  |  | Dry | < 2 mm | 2018-10-09
1437 | Sodium, bed sediment smaller than 2 millimeters, wet sieved (native water), total digestion, dry weight, milligrams per kilogram | Sodium | mg/kg | Bed Sediment |  |  |  | Dry | < 2 mm | 2018-10-09
1438 | Titanium, bed sediment smaller than 2 millimeters, wet sieved (native water), total digestion, dry weight, milligrams per kilogram | Titanium | mg/kg | Bed Sediment |  |  |  | Dry | < 2 mm | 2018-10-09
1439 | Antimony, biota, tissue, total digestion, dry weight, milligrams per kilogram | Antimony | mg/kg |  |  |  |  | Dry |  | 2014-10-03
1440 | Arsenic, biota, tissue, total digestion, dry weight, milligrams per kilogram | Arsenic | mg/kg |  |  |  |  | Dry |  | 2014-10-03
1441 | Barium, biota, tissue, total digestion, dry weight, milligrams per kilogram | Barium | mg/kg |  |  |  |  | Dry |  | 2014-10-03
1442 | Beryllium, biota, tissue, total digestion, dry weight, milligrams per kilogram | Beryllium | mg/kg |  |  |  |  | Dry |  | 2014-10-03
1443 | Cadmium, biota, tissue, total digestion, dry weight, milligrams per kilogram | Cadmium | mg/kg |  |  |  |  | Dry |  | 2014-10-03
1444 | Chromium, biota, tissue, total digestion, dry weight, milligrams per kilogram | Chromium | mg/kg |  |  |  |  | Dry |  | 2014-10-03
1445 | Cobalt, biota, tissue, total digestion, dry weight, milligrams per kilogram | Cobalt | mg/kg |  |  |  |  | Dry |  | 2014-10-03
1446 | Copper, biota, tissue, total digestion, dry weight, milligrams per kilogram | Copper | mg/kg |  |  |  |  | Dry |  | 2014-10-03
1447 | Lead, biota, tissue, total digestion, dry weight, milligrams per kilogram | Lead | mg/kg |  |  |  |  | Dry |  | 2014-10-03
1448 | Lithium, biota, tissue, total digestion, dry weight, milligrams per kilogram | Lithium | mg/kg |  |  |  |  | Dry |  | 2014-10-03
1449 | Manganese, biota, tissue, total digestion, dry weight, milligrams per kilogram | Manganese | mg/kg |  |  |  |  | Dry |  | 2014-10-03
1450 | Mercury, biota, tissue, total digestion, dry weight, milligrams per kilogram | Mercury | mg/kg |  |  |  |  | Dry |  | 2014-10-03
1451 | Molybdenum, biota, tissue, total digestion, dry weight, milligrams per kilogram | Molybdenum | mg/kg |  |  |  |  | Dry |  | 2014-10-03
1452 | Nickel, biota, tissue, total digestion, dry weight, milligrams per kilogram | Nickel | mg/kg |  |  |  |  | Dry |  | 2014-10-03
1453 | Phosphorus, biota, tissue, total digestion, dry weight, percent | Phosphorus | % |  |  |  |  | Dry |  | 2014-10-03
1454 | Selenium, biota, tissue, total digestion, dry weight, milligrams per kilogram | Selenium | mg/kg |  |  |  |  | Dry |  | 2014-10-03
1455 | Silver, biota, tissue, total digestion, dry weight, milligrams per kilogram | Silver | mg/kg |  |  |  |  | Dry |  | 2014-10-03
1456 | Strontium, biota, tissue, total digestion, dry weight, milligrams per kilogram | Strontium | mg/kg |  |  |  |  | Dry |  | 2014-10-03
1457 | Thallium, biota, tissue, total digestion, dry weight, milligrams per kilogram | Thallium | mg/kg |  |  |  |  | Dry |  | 2014-10-03
1458 | Tin, biota, tissue, total digestion, dry weight, milligrams per kilogram | Tin | mg/kg |  |  |  |  | Dry |  | 2014-10-03
1459 | Uranium, biota, tissue, total digestion, dry weight, milligrams per kilogram | Uranium | mg/kg |  |  |  |  | Dry |  | 2020-01-21
1460 | Vanadium, biota, tissue, total digestion, dry weight, milligrams per kilogram | Vanadium | mg/kg |  |  |  |  | Dry |  | 2014-10-03
1461 | Zinc, biota, tissue, total digestion, dry weight, milligrams per kilogram | Zinc | mg/kg |  |  |  |  | Dry |  | 2014-10-03
1462 | Aluminum, biota, tissue, total digestion, dry weight, milligrams per kilogram | Aluminum | mg/kg |  |  |  |  | Dry |  | 2014-10-03
1463 | Carbon [inorganic plus organic], biota, tissue, total, dry weight, percent | Carbon | % |  |  |  |  | Dry |  | 2015-04-09
1464 | Iron, biota, tissue, total digestion, dry weight, milligrams per kilogram | Iron | mg/kg |  |  |  |  | Dry |  | 2014-10-03
1465 | Total nitrogen [nitrate + nitrite + ammonia + organic-N], biota, tissue, total, milligrams per liter as nitrogen | Nitrogen, mixed forms (NH3), (NH4), organic, (NO2) and (NO3) | mg/l |  |  |  |  | Dry |  | 2015-04-09
1466 | Sulfur, biota, tissue, total digestion, dry weight, percent | Sulfur | % |  |  |  |  | Dry |  | 2014-10-03
1467 | Titanium, biota, tissue, total digestion, dry weight, milligrams per kilogram | Titanium | mg/kg |  |  |  |  | Dry |  | 2014-10-03
1468 | Iron, bed sediment, total digestion, dry weight, percent | Iron | % | Total |  |  |  | Dry |  | 2014-10-03
1469 | Titanium, bed sediment, total digestion, dry weight, percent | Titanium | % | Total |  |  |  | Dry |  | 2014-10-03
1470 | Total nitrogen [nitrate + nitrite + ammonia + organic-N], suspended sediment, total, dry weight, percent | Nitrogen, mixed forms (NH3), (NH4), organic, (NO2) and (NO3) | % | Total |  |  |  | Dry |  | 2015-04-09
1471 | Total nitrogen [nitrate + nitrite + ammonia + organic-N], soil, total, dry weight, percent | Nitrogen, mixed forms (NH3), (NH4), organic, (NO2) and (NO3) | % | Total |  |  |  | Dry |  | 2015-04-09
1472 | Total nitrogen [nitrate + nitrite + ammonia + organic-N], biota, tissue, total, dry weight, percent | Nitrogen, mixed forms (NH3), (NH4), organic, (NO2) and (NO3) | % | Total |  |  |  | Dry |  | 2015-04-09
1473 | Phosphorus, suspended sediment, total digestion, dry weight, milligrams per kilogram as phosphorus | Phosphorus | mg/kg | Suspended |  |  |  | Dry |  | 2015-04-09
1474 | Sodium, bed sediment, total digestion, dry weight, percent | Sodium | % | Bed Sediment |  |  |  | Dry |  | 2014-10-03
1475 | Potassium, bed sediment, total digestion, dry weight, percent | Potassium | % | Bed Sediment |  |  |  | Dry |  | 2014-10-03
1476 | Calcium, bed sediment, total digestion, dry weight, percent | Calcium | % | Bed Sediment |  |  |  | Dry |  | 2014-10-03
1477 | Magnesium, bed sediment, total digestion, dry weight, percent | Magnesium | % | Bed Sediment |  |  |  | Dry |  | 2014-10-03
1478 | Bismuth, bed sediment, total digestion, dry weight, milligrams per kilogram | Bismuth | mg/kg | Bed Sediment |  |  |  | Dry |  | 2014-10-03
1479 | Cerium, bed sediment, total digestion, dry weight, milligrams per kilogram | Cerium | mg/kg | Bed Sediment |  |  |  | Dry |  | 2014-10-03
1480 | Cesium, bed sediment, total digestion, dry weight, milligrams per kilogram | Cesium | mg/kg | Bed Sediment |  |  |  | Dry |  | 2014-10-03
1481 | Gallium, bed sediment, total digestion, dry weight, milligrams per kilogram | Gallium | mg/kg | Bed Sediment |  |  |  | Dry |  | 2014-10-03
1482 | Indium, bed sediment, total digestion, dry weight, milligrams per kilogram | Indium | mg/kg | Bed Sediment |  |  |  | Dry |  | 2014-10-03
1484 | Niobium, bed sediment, total digestion, dry weight, milligrams per kilogram | Niobium | mg/kg | Bed Sediment |  |  |  | Dry |  | 2014-10-03
1486 | Scandium, bed sediment, total digestion, dry weight, milligrams per kilogram | Scandium | mg/kg | Bed Sediment |  |  |  | Dry |  | 2014-10-03
1487 | Tellurium, bed sediment, total digestion, dry weight, milligrams per kilogram | Tellurium | mg/kg | Bed Sediment |  |  |  | Dry |  | 2014-10-03
1488 | Tungsten, bed sediment, total digestion, dry weight, milligrams per kilogram | Tungsten | mg/kg | Bed Sediment |  |  |  | Dry |  | 2014-10-03
1489 | Yttrium, bed sediment, total digestion, dry weight, milligrams per kilogram | Yttrium | mg/kg | Bed Sediment |  |  |  | Dry |  | 2014-10-03
1501 | Alpha radioactivity, water, unfiltered, picocuries per liter | Alpha particle | pCi/L | Total | [5 empty] | 2014-10-03
1502 | Alpha radioactivity counting error, water, unfiltered, picocuries per liter | Alpha particle | pCi/L | Total |  | Counting Error |  |  |  | 2014-10-03
1503 | Alpha radioactivity, water, filtered, picocuries per liter | Alpha particle | pCi/L | Dissolved | [5 empty] | 2014-10-03
1504 | Alpha radioactivity counting error, water, filtered, picocuries per liter | Alpha particle | pCi/L | Dissolved |  | Counting Error |  |  |  | 2014-10-03
1505 | Alpha radioactivity, suspended sediment, picocuries per liter | Alpha particle | pCi/L | Suspended | [5 empty] | 2014-10-03
1506 | Alpha radioactivity counting error, suspended sediment, picocuries per liter | Alpha particle | pCi/L | Suspended |  | Counting Error |  |  |  | 2014-10-03
1507 | Gross alpha radioactivity, bed sediment, dry weight, picocuries per gram | Alpha particle | pCi/g | Bed Sediment |  |  |  | Dry |  | 2014-10-03
1508 | Gross alpha radioactivity counting error, bed sediment, dry weight, picocuries per gram | Alpha particle | pCi/g | Bed Sediment |  | Counting Error |  | Dry |  | 2014-10-03
1515 | Gross alpha radioactivity, water, filtered, natural uranium curve, picocuries per liter | Alpha particle | pCi/L | Dissolved | [5 empty] | 2014-10-03
1516 | Gross alpha radioactivity, suspended sediment, natural uranium curve, picocuries per liter | Alpha particle | pCi/L | Suspended | [5 empty] | 2014-10-03
1517 | Gross alpha radioactivity, suspended sediment, natural uranium curve, dry weight, picocuries per gram | Alpha particle | pCi/g | Suspended |  |  |  | Dry |  | 2014-10-03
1518 | Gross alpha radioactivity, suspended sediment, natural uranium curve, dry weight, milligrams per kilogram | Alpha particle | mg/kg | Suspended |  |  |  | Dry |  | 2014-10-03
1519 | Gross alpha radioactivity, water, unfiltered, picocuries per liter | Alpha particle | pCi/L | Total | [5 empty] | 2014-10-03
1524 | Gross alpha radioactivity counting error, water, filtered, micrograms per liter | Alpha particle | ug/l | Dissolved |  | Counting Error |  |  |  | 2014-10-03
1525 | Gross alpha radioactivity counting error, suspended sediment, micrograms per liter | Alpha particle | ug/l | Suspended |  | Counting Error |  |  |  | 2014-10-03
1526 | Gross alpha radioactivity counting error, water, unfiltered, Th-230 curve, picocuries per liter | Alpha particle | pCi/L |  |  | Counting Error |  |  |  | 2014-10-03
3501 | Beta radioactivity, water, unfiltered, picocuries per liter | Beta particle | pCi/L | Total | [5 empty] | 2014-10-03
3502 | Beta radioactivity counting error, water, unfiltered, picocuries per liter | Beta particle | pCi/L | Total |  | Counting Error |  |  |  | 2014-10-03
3503 | Beta radioactivity, water, filtered, picocuries per liter | Beta particle | pCi/L | Dissolved | [5 empty] | 2014-10-03
3504 | Beta radioactivity counting error, water, filtered, picocuries per liter | Beta particle | pCi/L | Dissolved |  | Counting Error |  |  |  | 2014-10-03
3505 | Beta radioactivity, suspended sediment, picocuries per liter | Beta particle | pCi/L | Suspended | [5 empty] | 2014-10-03
3506 | Beta radioactivity counting error, suspended sediment, picocuries per liter | Beta particle | pCi/L | Suspended |  | Counting Error |  |  |  | 2014-10-03
3507 | Gross beta radioactivity, bed sediment, dry weight, picocuries per gram | Beta particle | pCi/g | Bed Sediment |  |  |  | Dry |  | 2014-10-03
3508 | Gross beta radioactivity counting error, bed sediment, dry weight, picocuries per gram | Beta particle | pCi/g | Bed Sediment |  | Counting Error |  | Dry |  | 2014-10-03
3515 | Gross beta radioactivity, water, filtered, Cs-137 curve, picocuries per liter | Beta particle | pCi/L | Dissolved | [5 empty] | 2014-10-03
3516 | Gross beta radioactivity, suspended sediment, Cs-137 curve, picocuries per liter | Beta particle | pCi/L | Suspended | [5 empty] | 2014-10-03
3517 | Beta radioactivity, suspended sediment, Sr-90/Y-90 curve, dry weight, picocuries per gram | Beta particle | pCi/g | Suspended |  |  |  | Dry |  | 2014-10-03
3518 | Gross beta radioactivity, suspended sediment, Cs-137 curve, dry weight, picocuries per gram | Beta particle | pCi/g | Suspended |  |  |  | Dry |  | 2014-10-03
3519 | Gross beta radioactivity, water, unfiltered, Cs-137 curve, picocuries per liter | Beta particle | pCi/L | Total | [5 empty] | 2014-10-03
3521 | delta carbon-13/carbon-12 of organic carbon, soil or rock, per mil | Carbon-13/Carbon-12 ratio | per mil | [6 empty] | 2020-01-21
3522 | delta sulfur-34/sulfur-32 of sulfide, water, filtered, per mil | Sulfur-34/Sulfur-32 ratio | per mil | Dissolved | [5 empty] | 2016-06-30
3523 | delta sulfur-34/sulfur-32 of sulfide, bed sediment, per mil | Sulfur-34/Sulfur-32 ratio | per mil | Bed Sediment | [5 empty] | 2016-06-30
3526 | Gross beta radioactivity counting error, water, filtered, Cs-137 curve, picocuries per liter | Beta particle | pCi/L | Dissolved |  | Counting Error |  |  |  | 2014-10-03
3527 | Gross beta radioactivity counting error, suspended sediment, Cs-137 curve, picocuries per liter | Beta particle | pCi/L | Suspended |  | Counting Error |  |  |  | 2014-10-03
3528 | Gross beta radioactivity counting error, water, filtered, Sr-90/Y-90 curve, picocuries per liter | Beta particle | pCi/L | Dissolved |  | Counting Error |  |  |  | 2014-10-03
3529 | Gross beta radioactivity counting error, suspended sediment, Sr-90/Y-90 curve, picocuries per liter | Beta particle | pCi/L | Suspended |  | Counting Error |  |  |  | 2014-10-03
3801 | Ioxynil, water, unfiltered, recoverable, micrograms per liter | Ioxynil | ug/l | Recoverable | [5 empty] | 2014-10-03
3909 | Bismuth, biota, tissue, total digestion, dry weight, milligrams per kilogram | Bismuth | mg/kg |  |  |  |  | Dry |  | 2014-10-03
3910 | Cerium, biota, tissue, total digestion, dry weight, milligrams per kilogram | Cerium | mg/kg |  |  |  |  | Dry |  | 2014-10-03
3911 | Cesium, biota, tissue, total digestion, dry weight, milligrams per kilogram | Cesium | mg/kg |  |  |  |  | Dry |  | 2014-10-03
3912 | Gallium, biota, tissue, total digestion, dry weight, milligrams per kilogram | Gallium | mg/kg |  |  |  |  | Dry |  | 2014-10-03
3913 | Indium, biota, tissue, total digestion, dry weight, milligrams per kilogram | Indium | mg/kg |  |  |  |  | Dry |  | 2014-10-03
3914 | Lanthanum, biota, tissue, total digestion, dry weight, milligrams per kilogram | Lanthanum | mg/kg |  |  |  |  | Dry |  | 2014-10-03
3915 | Niobium, biota, tissue, total digestion, dry weight, milligrams per kilogram | Niobium | mg/kg |  |  |  |  | Dry |  | 2014-10-03
3916 | Rubidium, biota, tissue, total digestion, dry weight, milligrams per kilogram | Rubidium | mg/kg |  |  |  |  | Dry |  | 2014-10-03
3917 | Scandium, biota, tissue, total digestion, dry weight, milligrams per kilogram | Scandium | mg/kg |  |  |  |  | Dry |  | 2014-10-03
3918 | Tellurium, biota, tissue, total digestion, dry weight, milligrams per kilogram | Tellurium | mg/kg |  |  |  |  | Dry |  | 2014-10-03
3919 | Tungsten, biota, tissue, total digestion, dry weight, milligrams per kilogram | Tungsten | mg/kg |  |  |  |  | Dry |  | 2014-10-03
3920 | Yttrium, biota, tissue, total digestion, dry weight, milligrams per kilogram | Yttrium | mg/kg |  |  |  |  | Dry |  | 2014-10-03
3921 | Barium, bed sediment smaller than 62.5 microns, wet sieved, laboratory, total digestion, dry weight, milligrams per kilogram | Barium | mg/kg | Bed Sediment |  |  |  | Dry | < 0.0625 | 2014-10-03
3922 | Silver, bed sediment smaller than 62.5 microns, wet sieved, laboratory, total digestion, dry weight, milligrams per kilogram | Silver | mg/kg | Bed Sediment |  |  |  | Dry | < 0.0625 | 2014-10-03
3923 | Organic carbon, bed sediment smaller than 62.5 microns, wet sieved, laboratory, total, dry weight, percent | Organic carbon | % | Bed Sediment |  |  |  | Dry | < 0.0625 | 2014-10-03
3924 | Vanadium, bed sediment smaller than 62.5 microns, wet sieved, laboratory, total digestion, dry weight, milligrams per kilogram | Vanadium | mg/kg | Bed Sediment |  |  |  | Dry | < 0.0625 | 2014-10-03
3925 | Cadmium, bed sediment smaller than 62.5 microns, wet sieved, laboratory, total digestion, dry weight, milligrams per kilogram | Cadmium | mg/kg | Bed Sediment |  |  |  | Dry | < 0.0625 | 2014-10-03
3926 | Aluminum, bed sediment smaller than 62.5 microns, wet sieved, laboratory, total digestion, dry weight, percent | Aluminum | % | Bed Sediment |  |  |  | Dry | < 0.0625 | 2014-10-03
3927 | Copper, bed sediment smaller than 62.5 microns, wet sieved, laboratory, total digestion, dry weight, milligrams per kilogram | Copper | mg/kg | Bed Sediment |  |  |  | Dry | < 0.0625 | 2014-10-03
3928 | Selenium, bed sediment smaller than 62.5 microns, wet sieved, laboratory, total digestion, dry weight, milligrams per kilogram | Selenium | mg/kg | Bed Sediment |  |  |  | Dry | < 0.0625 | 2014-10-03
3929 | Antimony, bed sediment smaller than 62.5 microns, wet sieved, laboratory, total digestion, dry weight, milligrams per kilogram | Antimony | mg/kg | Bed Sediment |  |  |  | Dry | < 0.0625 | 2014-10-03
3930 | Iron, bed sediment smaller than 62.5 microns, wet sieved, laboratory, total digestion, dry weight, percent | Iron | % | Bed Sediment |  |  |  | Dry | < 0.0625 | 2014-10-03
3931 | Tin, bed sediment smaller than 62.5 microns, wet sieved, laboratory, total digestion, dry weight, milligrams per kilogram | Tin | mg/kg | Bed Sediment |  |  |  | Dry | < 0.0625 | 2014-10-03
3932 | Magnesium, bed sediment smaller than 62.5 microns, wet sieved, laboratory, total digestion, dry weight, percent | Magnesium | % | Bed Sediment |  |  |  | Dry | < 0.0625 | 2014-10-03
3933 | Arsenic, bed sediment smaller than 62.5 microns, wet sieved, laboratory, total digestion, dry weight, milligrams per kilogram | Arsenic | mg/kg | Bed Sediment |  |  |  | Dry | < 0.0625 | 2014-10-03
3934 | Mercury, bed sediment smaller than 62.5 microns, wet sieved, laboratory, total digestion, dry weight, milligrams per kilogram | Mercury | mg/kg | Bed Sediment |  |  |  | Dry | < 0.0625 | 2014-10-03
3935 | Potassium, bed sediment smaller than 62.5 microns, wet sieved, laboratory, total digestion, dry weight, percent | Potassium | % | Bed Sediment |  |  |  | Dry | < 0.0625 | 2014-10-03
3936 | Uranium, bed sediment smaller than 62.5 microns, wet sieved, laboratory, total digestion, dry weight, milligrams per kilogram | Uranium | mg/kg | Bed Sediment |  |  |  | Dry | < 0.0625 | 2020-01-21
3937 | Nickel, bed sediment smaller than 62.5 microns, wet sieved, laboratory, total digestion, dry weight, milligrams per kilogram | Nickel | mg/kg | Bed Sediment |  |  |  | Dry | < 0.0625 | 2014-10-03
3938 | Beryllium, bed sediment smaller than 62.5 microns, wet sieved, laboratory, total digestion, dry weight, milligrams per kilogram | Beryllium | mg/kg | Bed Sediment |  |  |  | Dry | < 0.0625 | 2014-10-03
3939 | Lithium, bed sediment smaller than 62.5 microns, wet sieved, laboratory, total digestion, dry weight, milligrams per kilogram | Lithium | mg/kg | Bed Sediment |  |  |  | Dry | < 0.0625 | 2014-10-03
3940 | Thallium, bed sediment smaller than 62.5 microns, wet sieved, laboratory, total digestion, dry weight, milligrams per kilogram | Thallium | mg/kg | Bed Sediment |  |  |  | Dry | < 0.0625 | 2014-10-03
3941 | Carbon [inorganic plus organic], bed sediment smaller than 62.5 microns, wet sieved, laboratory, total, dry weight, percent | Carbon | % | Bed Sediment |  |  |  | Dry | < 0.0625 | 2015-04-09
3942 | Zinc, bed sediment smaller than 62.5 microns, wet sieved, laboratory, total digestion, dry weight, milligrams per kilogram | Zinc | mg/kg | Bed Sediment |  |  |  | Dry | < 0.0625 | 2014-10-03
3943 | Sodium, bed sediment smaller than 62.5 microns, wet sieved, laboratory, total digestion, dry weight, percent | Sodium | % | Bed Sediment |  |  |  | Dry | < 0.0625 | 2014-10-03
3944 | Strontium, bed sediment smaller than 62.5 microns, wet sieved, laboratory, total digestion, dry weight, milligrams per kilogram | Strontium | mg/kg | Bed Sediment |  |  |  | Dry | < 0.0625 | 2014-10-03
3945 | Sulfur, bed sediment smaller than 62.5 microns, wet sieved, laboratory, total digestion, dry weight, percent | Sulfur | % | Bed Sediment |  |  |  | Dry | < 0.0625 | 2014-10-03
3946 | Phosphorus, bed sediment smaller than 62.5 microns, wet sieved, laboratory, total digestion, dry weight, milligrams per kilogram as phosphorus | Phosphorus | mg/kg | Bed Sediment |  |  |  | Dry | < 0.0625 | 2015-04-09
3947 | Molybdenum, bed sediment smaller than 62.5 microns, wet sieved, laboratory, total digestion, dry weight, milligrams per kilogram | Molybdenum | mg/kg | Bed Sediment |  |  |  | Dry | < 0.0625 | 2014-10-03
3948 | Titanium, bed sediment smaller than 62.5 microns, wet sieved, laboratory, total digestion, dry weight, percent | Titanium | % | Bed Sediment |  |  |  | Dry | < 0.0625 | 2014-10-03
3949 | Chromium, bed sediment smaller than 62.5 microns, wet sieved, laboratory, total digestion, dry weight, milligrams per kilogram | Chromium | mg/kg | Bed Sediment |  |  |  | Dry | < 0.0625 | 2014-10-03
3950 | Cobalt, bed sediment smaller than 62.5 microns, wet sieved, laboratory, total digestion, dry weight, milligrams per kilogram | Cobalt | mg/kg | Bed Sediment |  |  |  | Dry | < 0.0625 | 2014-10-03
3951 | Manganese, bed sediment smaller than 62.5 microns, wet sieved, laboratory, total digestion, dry weight, milligrams per kilogram | Manganese | mg/kg | Bed Sediment |  |  |  | Dry | < 0.0625 | 2014-10-03
3952 | Lead, bed sediment smaller than 62.5 microns, wet sieved, laboratory, total digestion, dry weight, milligrams per kilogram | Lead | mg/kg | Bed Sediment |  |  |  | Dry | < 0.0625 | 2014-10-03
3953 | Total nitrogen [nitrate + nitrite + ammonia + organic-N], bed sediment smaller than 62.5 microns, wet sieved, laboratory, total digestion, dry weight, percent | Nitrogen, mixed forms (NH3), (NH4), organic, (NO2) and (NO3) | % | Bed Sediment |  |  |  | Dry | < 0.0625 | 2015-04-09
3954 | Calcium, bed sediment smaller than 62.5 microns, wet sieved, laboratory, total digestion, dry weight, percent | Calcium | % | Bed Sediment |  |  |  | Dry | < 0.0625 | 2014-10-03
4000 | Metribuzin, bed sediment, recoverable, dry weight, micrograms per kilogram | Metribuzin | ug/kg | Bed Sediment |  |  |  | Dry |  | 2014-10-03
4001 | 2-Chloro-6-ethylamino-4-amino-s-triazine, bed sediment, recoverable, dry weight, micrograms per kilogram | Desisopropyl atrazine | ug/kg | Bed Sediment |  |  |  | Dry |  | 2015-01-05
4002 | Chlorodiamino-s-triazine, bed sediment, recoverable, dry weight, micrograms per kilogram | 2-Chloro-4,6-diamino-s-triazine | ug/kg | Bed Sediment |  |  |  | Dry |  | 2014-10-03
4003 | 2-Chloro-4-isopropylamino-6-amino-s-triazine, bed sediment, recoverable, dry weight, micrograms per kilogram | 2-Chloro-4-isopropylamino-6-amino-s-triazine | ug/kg | Bed Sediment |  |  |  | Dry |  | 2014-10-03
4004 | Cyanazine, bed sediment, recoverable, dry weight, micrograms per kilogram | Cyanazine | ug/kg | Bed Sediment |  |  |  | Dry |  | 2014-10-03
4005 | Metolachlor, bed sediment, recoverable, dry weight, micrograms per kilogram | Metolachlor | ug/kg | Bed Sediment |  |  |  | Dry |  | 2014-10-03
4006 | Alachlor, bed sediment, recoverable, dry weight, micrograms per kilogram | Alachlor | ug/kg | Bed Sediment |  |  |  | Dry |  | 2014-10-03
4007 | Simetryn, suspended sediment, recoverable, dry weight, micrograms per kilogram | Simetryn | ug/kg | Suspended |  |  |  | Dry |  | 2014-10-03
4008 | Simazine, suspended sediment, recoverable, dry weight, micrograms per kilogram | Simazine | ug/kg | Suspended |  |  |  | Dry |  | 2014-10-03
4009 | Propazine, suspended sediment, recoverable, dry weight, micrograms per kilogram | Propazine | ug/kg | Suspended |  |  |  | Dry |  | 2014-10-03
4010 | Prometryn, suspended sediment, recoverable, dry weight, micrograms per kilogram | Prometryn | ug/kg | Suspended |  |  |  | Dry |  | 2014-10-03
4011 | Prometon, suspended sediment, recoverable, dry weight, micrograms per kilogram | Prometon | ug/kg | Suspended |  |  |  | Dry |  | 2014-10-03
4012 | Metribuzin, suspended sediment, recoverable, dry weight, micrograms per kilogram | Metribuzin | ug/kg | Suspended |  |  |  | Dry |  | 2014-10-03
4013 | 2-Chloro-6-ethylamino-4-amino-s-triazine, suspended sediment, recoverable, dry weight, micrograms per kilogram | Desisopropyl atrazine | ug/kg | Suspended |  |  |  | Dry |  | 2015-01-05
4014 | Chlorodiamino-s-triazine, suspended sediment, recoverable, dry weight, micrograms per kilogram | 2-Chloro-4,6-diamino-s-triazine | ug/kg | Suspended |  |  |  | Dry |  | 2014-10-03
4015 | 2-Chloro-4-isopropylamino-6-amino-s-triazine, suspended sediment, recoverable, dry weight, micrograms per kilogram | 2-Chloro-4-isopropylamino-6-amino-s-triazine | ug/kg | Suspended |  |  |  | Dry |  | 2014-10-03
4016 | Cyanazine, suspended sediment, recoverable, dry weight, micrograms per kilogram | Cyanazine | ug/kg | Suspended |  |  |  | Dry |  | 2014-10-03
4017 | Atrazine, suspended sediment, recoverable, dry weight, micrograms per kilogram | Atrazine | ug/kg | Suspended |  |  |  | Dry |  | 2014-10-03
4018 | Ametryn, suspended sediment, recoverable, dry weight, micrograms per kilogram | Ametryn | ug/kg | Suspended |  |  |  | Dry |  | 2014-10-03
4019 | Trifluralin, suspended sediment, recoverable, dry weight, micrograms per kilogram | Trifluralin | ug/kg | Suspended |  |  |  | Dry |  | 2014-10-03
4020 | Metolachlor, suspended sediment, recoverable, dry weight, micrograms per kilogram | Metolachlor | ug/kg | Suspended |  |  |  | Dry |  | 2014-10-03
4021 | Alachlor, suspended sediment, recoverable, dry weight, micrograms per kilogram | Alachlor | ug/kg | Suspended |  |  |  | Dry |  | 2014-10-03
4022 | Terbuthylazine, water, filtered, recoverable, micrograms per liter | Terbuthylazine | ug/l | Dissolved | [5 empty] | 2014-10-03
4023 | Trifluralin, water, filtered, recoverable, micrograms per liter | Trifluralin | ug/l | Dissolved | [5 empty] | 2014-10-03
4024 | Propachlor, water, filtered, recoverable, micrograms per liter | Propachlor | ug/l | Dissolved | [5 empty] | 2014-10-03
4025 | Hexazinone, water, filtered, recoverable, micrograms per liter | Hexazinone | ug/l | Dissolved | [5 empty] | 2014-10-03
4026 | Butachlor, water, filtered, recoverable, micrograms per liter | Butachlor | ug/l | Dissolved | [5 empty] | 2014-10-03
4027 | Carboxin, water, filtered, recoverable, micrograms per liter | Carboxin | ug/l | Dissolved | [5 empty] | 2014-10-03
4028 | Butylate, water, filtered, recoverable, micrograms per liter | Butylate | ug/l | Dissolved | [5 empty] | 2014-10-03
4029 | Bromacil, water, filtered, recoverable, micrograms per liter | Bromacil | ug/l | Dissolved | [5 empty] | 2014-10-03
4030 | Simetryn, water, filtered, recoverable, micrograms per liter | Simetryn | ug/l | Dissolved | [5 empty] | 2014-10-03
4031 | Cycloate, water, filtered, recoverable, micrograms per liter | Cycloate | ug/l | Dissolved | [5 empty] | 2014-10-03
4032 | Terbacil, water, filtered, recoverable, micrograms per liter | Terbacil | ug/l | Dissolved | [5 empty] | 2014-10-03
4033 | Diphenamid, water, filtered, recoverable, micrograms per liter | Diphenamid | ug/l | Dissolved | [5 empty] | 2014-10-03
4034 | Vernolate, water, filtered, recoverable, micrograms per liter | Vernolate | ug/l | Dissolved | [5 empty] | 2014-10-03
4035 | Simazine, water, filtered, recoverable, micrograms per liter | Simazine | ug/l | Dissolved | [5 empty] | 2014-10-03
4036 | Prometryn, water, filtered, recoverable, micrograms per liter | Prometryn | ug/l | Dissolved | [5 empty] | 2014-10-03
4037 | Prometon, water, filtered, recoverable, micrograms per liter | Prometon | ug/l | Dissolved | [5 empty] | 2014-10-03
4038 | 2-Chloro-6-ethylamino-4-amino-s-triazine, water, filtered, recoverable, micrograms per liter | Desisopropyl atrazine | ug/l | Dissolved | [5 empty] | 2015-01-05
4039 | Chlorodiamino-s-triazine, water, filtered, recoverable, micrograms per liter | 2-Chloro-4,6-diamino-s-triazine | ug/l | Dissolved | [5 empty] | 2014-10-03
4040 | 2-Chloro-4-isopropylamino-6-amino-s-triazine, water, filtered, recoverable, micrograms per liter | 2-Chloro-4-isopropylamino-6-amino-s-triazine | ug/l | Dissolved | [5 empty] | 2014-10-03
4041 | Cyanazine, water, filtered, recoverable, micrograms per liter | Cyanazine | ug/l | Dissolved | [5 empty] | 2014-10-03
4042 | Aluminum, bed sediment smaller than 2 millimeters, wet sieved (native water), total digestion, dry weight, percent | Aluminum | % | Bed Sediment |  |  |  | Dry | < 2 mm | 2014-10-03
4043 | Antimony, bed sediment smaller than 2 millimeters, wet sieved (native water), total digestion, dry weight, milligrams per kilogram | Antimony | mg/kg | Bed Sediment |  |  |  | Dry | < 2 mm | 2014-10-03
4044 | Arsenic, bed sediment smaller than 2 millimeters, wet sieved (native water), total digestion, dry weight, milligrams per kilogram | Arsenic | mg/kg | Bed Sediment |  |  |  | Dry | < 2 mm | 2014-10-03
4045 | Barium, bed sediment smaller than 2 millimeters, wet sieved (native water), total digestion, dry weight, milligrams per kilogram | Barium | mg/kg | Bed Sediment |  |  |  | Dry | < 2 mm | 2014-10-03
4046 | Beryllium, bed sediment smaller than 2 millimeters, wet sieved (native water), total digestion, dry weight, milligrams per kilogram | Beryllium | mg/kg | Bed Sediment |  |  |  | Dry | < 2 mm | 2014-10-03
4047 | Bismuth, bed sediment smaller than 2 millimeters, wet sieved (native water), total digestion, dry weight, milligrams per kilogram | Bismuth | mg/kg | Bed Sediment |  |  |  | Dry | < 2 mm | 2014-10-03
4048 | Boron, bed sediment smaller than 2 millimeters, wet sieved (native water), total digestion, dry weight, milligrams per kilogram | Boron | mg/kg | Bed Sediment |  |  |  | Dry | < 2 mm | 2014-10-03
4049 | Cadmium, bed sediment smaller than 2 millimeters, wet sieved (native water), total digestion, dry weight, milligrams per kilogram | Cadmium | mg/kg | Bed Sediment |  |  |  | Dry | < 2 mm | 2014-10-03
4050 | Calcium, bed sediment smaller than 2 millimeters, wet sieved (native water), total digestion, dry weight, percent | Calcium | % | Bed Sediment |  |  |  | Dry | < 2 mm | 2014-10-03
4051 | Cerium, bed sediment smaller than 2 millimeters, wet sieved (native water), total digestion, dry weight, milligrams per kilogram | Cerium | mg/kg | Bed Sediment |  |  |  | Dry | < 2 mm | 2014-10-03
4052 | Chromium, bed sediment smaller than 2 millimeters, wet sieved (native water), total digestion, dry weight, milligrams per kilogram | Chromium | mg/kg | Bed Sediment |  |  |  | Dry | < 2 mm | 2014-10-03
4053 | Cobalt, bed sediment smaller than 2 millimeters, wet sieved (native water), total digestion, dry weight, milligrams per kilogram | Cobalt | mg/kg | Bed Sediment |  |  |  | Dry | < 2 mm | 2014-10-03
4054 | Copper, bed sediment smaller than 2 millimeters, wet sieved (native water), total digestion, dry weight, milligrams per kilogram | Copper | mg/kg | Bed Sediment |  |  |  | Dry | < 2 mm | 2014-10-03
4055 | Europium, bed sediment smaller than 2 millimeters, wet sieved (native water), total digestion, dry weight, milligrams per kilogram | Europium | mg/kg | Bed Sediment |  |  |  | Dry | < 2 mm | 2014-10-03
4056 | Gallium, bed sediment smaller than 2 millimeters, wet sieved (native water), total digestion, dry weight, milligrams per kilogram | Gallium | mg/kg | Bed Sediment |  |  |  | Dry | < 2 mm | 2014-10-03
4057 | Germanium, bed sediment smaller than 2 millimeters, wet sieved (native water), total digestion, dry weight, milligrams per kilogram | Germanium | mg/kg | Bed Sediment |  |  |  | Dry | < 2 mm | 2014-10-03
4058 | Gold, bed sediment smaller than 2 millimeters, wet sieved (native water), total digestion, dry weight, milligrams per kilogram | Gold | mg/kg | Bed Sediment |  |  |  | Dry | < 2 mm | 2014-10-03
4059 | Holmium, bed sediment smaller than 2 millimeters, wet sieved (native water), total digestion, dry weight, milligrams per kilogram | Holmium | mg/kg | Bed Sediment |  |  |  | Dry | < 2 mm | 2014-10-03
4060 | Thallium, bed sediment smaller than 62.5 microns, wet sieved (native water), total digestion, dry weight, milligrams per kilogram | Thallium | mg/kg | Bed Sediment |  |  |  | Dry | < 62.5 microns | 2014-10-03
4061 | Thallium, bed sediment smaller than 177 microns, wet sieved (native water), total digestion, dry weight, milligrams per kilogram | Thallium | mg/kg | Bed Sediment |  |  |  | Dry | < 177 microns | 2014-10-03
4062 | Thallium, suspended sediment larger than 62.5 microns, wet sieved (native water), total digestion, dry weight, milligrams per kilogram | Thallium | mg/kg | Suspended |  |  |  | Dry | > 62.5 microns | 2014-10-03
4063 | Thallium, suspended sediment smaller than 62.5 microns, wet sieved (native water), total digestion, dry weight, milligrams per kilogram | Thallium | mg/kg | Suspended |  |  |  | Dry | < 62.5 microns | 2014-10-03
4064 | Thallium, bed sediment smaller than 62.5 microns, dry sieved, total digestion, dry weight, milligrams per kilogram | Thallium | mg/kg | Bed Sediment |  |  |  | Dry | < 62.5 microns | 2014-10-03
4065 | Suspended sediment, fall diameter (deionized water), percent smaller than 4 millimeters | Sediment | % | Suspended |  |  |  |  | < 4 mm | 2017-01-05
4066 | Inorganic carbon, bed sediment smaller than 62.5 microns, wet sieved (native water), total, dry weight, milligrams per kilogram | Inorganic carbon | mg/kg | Bed Sediment |  |  |  | Dry | < 62.5 microns | 2014-10-03
4067 | Inorganic carbon, bed sediment smaller than 177 microns, wet sieved (native water), total, dry weight, milligrams per kilogram | Inorganic carbon | mg/kg | Bed Sediment |  |  |  | Dry | < 177 microns | 2014-10-03
4068 | Inorganic carbon, bed sediment smaller than 62.5 microns, dry sieved, total, dry weight, milligrams per kilogram | Inorganic carbon | mg/kg | Bed Sediment |  |  |  | Dry | < 62.5 microns | 2014-10-03
4069 | Inorganic carbon, suspended sediment smaller than 62.5 microns, wet sieved (native water), total, dry weight, milligrams per kilogram | Inorganic carbon | mg/kg | Suspended |  |  |  | Dry | < 62.5 microns | 2014-10-03
4070 | Inorganic carbon, suspended sediment larger than 62.5 microns, wet sieved (native water), total, dry weight, milligrams per kilogram | Inorganic carbon | mg/kg | Suspended |  |  |  | Dry | > 62.5 microns | 2014-10-03
4071 | Organic carbon, bed sediment smaller than 62.5 microns, wet sieved (native water), total, dry weight, milligrams per kilogram | Organic carbon | mg/kg | Bed Sediment |  |  |  | Dry | < 62.5 microns | 2014-10-03
4072 | Organic carbon, bed sediment smaller than 177 microns, wet sieved (native water), total, dry weight, milligrams per kilogram | Organic carbon | mg/kg | Bed Sediment |  |  |  | Dry | < 177 microns | 2014-10-03
4073 | Organic carbon, bed sediment smaller than 62.5 microns, dry sieved, total, dry weight, milligrams per kilogram | Organic carbon | mg/kg | Bed Sediment |  |  |  | Dry | < 62.5 microns | 2014-10-03
4074 | Organic carbon, suspended sediment smaller than 62.5 microns, wet sieved (native water), total, dry weight, milligrams per kilogram | Organic carbon | mg/kg | Suspended |  |  |  | Dry | < 62.5 microns | 2014-10-03
4075 | Organic carbon, suspended sediment larger than 62.5 microns, wet sieved (native water), total, dry weight, milligrams per kilogram | Organic carbon | mg/kg | Suspended |  |  |  | Dry | > 62.5 microns | 2014-10-03
4076 | Carbon [inorganic plus organic], bed sediment smaller than 62.5 microns, wet sieved (native water), total, dry weight, milligrams per kilogram | Carbon | mg/kg | Bed Sediment |  |  |  | Dry | < 62.5 microns | 2015-04-09
4077 | Carbon [inorganic plus organic], bed sediment smaller than 177 microns, wet sieved (native water), total, dry weight, milligrams per kilogram | Carbon | mg/kg | Bed Sediment |  |  |  | Dry | < 177 microns | 2015-04-09
4078 | Carbon [inorganic plus organic], bed sediment smaller than 62.5 microns, dry sieved, total, dry weight, milligrams per kilogram | Carbon | mg/kg | Bed Sediment |  |  |  | Dry | < 62.5 microns | 2015-04-09
4079 | Carbon [inorganic plus organic], suspended sediment smaller than 62.5 microns, wet sieved (native water), total, dry weight, milligrams per kilogram | Carbon | mg/kg | Suspended |  |  |  | Dry | < 62.5 microns | 2015-04-09
4080 | Carbon [inorganic plus organic], suspended sediment larger than 62.5 microns, wet sieved (native water), total, dry weight, milligrams per kilogram | Carbon | mg/kg | Suspended |  |  |  | Dry | > 62.5 microns | 2015-04-09
4081 | Thiodiglycol, water, unfiltered, recoverable, micrograms per liter | Thiodiglycol | ug/l | Recoverable | [5 empty] | 2015-01-05
4082 | 1,2,4,5-Tetrazine, water, unfiltered, recoverable, micrograms per liter | 1,2,4,5-Tetrazine | ug/l | Recoverable | [5 empty] | 2014-10-03
4083 | Chlorfenvinphos, water, unfiltered, recoverable, micrograms per liter | Chlorfenvinphos | ug/l | Recoverable | [5 empty] | 2014-10-03
4084 | Dimethyl methylphosphonate, water, unfiltered, recoverable, micrograms per liter | Dimethyl methylphosphonate | ug/l | Recoverable | [5 empty] | 2015-01-05
4085 | 1,2-Dichlorobenzene plus 1,4-dichlorobenzene, water, unfiltered, recoverable, micrograms per liter | Benzene, 1,2(or 1,4)-dichloro- | ug/l | Recoverable | [5 empty] | 2017-04-20
4086 | Etrimfos, water, unfiltered, recoverable, micrograms per liter | Etrimfos | ug/l | Recoverable | [5 empty] | 2015-01-05
4088 | Bromophos-ethyl, water, unfiltered, recoverable, micrograms per liter | Bromophos-ethyl | ug/l | Recoverable | [5 empty] | 2015-01-05
4089 | Bromophos-methyl, water, unfiltered, recoverable, micrograms per liter | Bromophos | ug/l | Recoverable | [5 empty] | 2015-01-05
4090 | DCAA, water, unfiltered, recoverable, micrograms per liter | 2,4-Dichlorophenylacetic acid | ug/l | Recoverable | [5 empty] | 2014-10-03
4091 | Clopyralid, water, unfiltered, recoverable, micrograms per liter | Clopyralid | ug/l | Recoverable | [5 empty] | 2014-10-03
4092 | Triclopyr, water, unfiltered, recoverable, micrograms per liter | Triclopyr | ug/l | Recoverable | [5 empty] | 2014-10-03
4093 | 3,5-Dichlorobenzoic acid, water, unfiltered, recoverable, micrograms per liter | 3,5-Dichlorobenzoic acid | ug/l | Recoverable | [5 empty] | 2014-10-03
4094 | 5-Hydroxydicamba, water, unfiltered, recoverable, micrograms per liter | 5-Hydroxydicamba | ug/l | Recoverable | [5 empty] | 2014-10-03
4095 | Fonofos, water, filtered, recoverable, micrograms per liter | Fonofos | ug/l | Dissolved | [5 empty] | 2014-10-03
4096 | Aluminum, water, filtered (0.1 micron filter), micrograms per liter | Aluminum | ug/l | Dissolved | [5 empty] | 2014-10-03
4097 | Iron, water, filtered (0.1 micron filter), micrograms per liter | Iron | ug/l | Dissolved | [5 empty] | 2014-10-03
4098 | MGK 264, water, unfiltered, recoverable, micrograms per liter | N-2-Ethylhexylbicycloheptenedicarboximide | ug/l | Recoverable | [5 empty] | 2014-10-03
4099 | Methyl paraoxon, water, unfiltered, recoverable, micrograms per liter | Methyl paraoxon | ug/l | Recoverable | [5 empty] | 2014-10-03
4100 | Fluridone, water, unfiltered, recoverable, micrograms per liter | Fluridone | ug/l | Recoverable | [5 empty] | 2014-10-03
4101 | Fenarimol, water, unfiltered, recoverable, micrograms per liter | Fenarimol | ug/l | Recoverable | [5 empty] | 2014-10-03
4102 | Beta radioactivity, bed sediment, Sr-90/Y-90 curve, dry weight, picocuries per gram | Beta particle | pCi/g | Bed Sediment |  |  |  | Dry |  | 2014-10-03
4103 | Cesium-137 2-sigma combined uncertainty, soil, dry weight, picocuries per gram | Cesium-137 | pCi/g | Total |  | 2-Sigma CSU |  | Dry |  | 2014-10-03
4104 | Lead-210 2-sigma combined uncertainty, bed sediment, dry weight, picocuries per gram | Lead-210 | pCi/g | Bed Sediment |  | 2-Sigma CSU |  | Dry |  | 2014-10-03
4105 | Polonium-210 2-sigma combined uncertainty, bed sediment, dry weight, picocuries per gram | Polonium-210 | pCi/g | Bed Sediment |  | 2-Sigma CSU |  | Dry |  | 2014-10-03
4106 | Radium-228 2-sigma combined uncertainty, bed sediment, dry weight, picocuries per gram | Radium-228 | pCi/g | Bed Sediment |  | 2-Sigma CSU |  | Dry |  | 2014-10-03
4107 | Radium-226 2-sigma combined uncertainty, bed sediment, dry weight, picocuries per gram | Radium-226 | pCi/g | Bed Sediment |  | 2-Sigma CSU |  | Dry |  | 2014-10-03
4108 | Thorium-230 2-sigma combined uncertainty, bed sediment, dry weight, picocuries per gram | Thorium-230 | pCi/g | Bed Sediment |  | 2-Sigma CSU |  | Dry |  | 2014-10-03
4109 | Thorium-232 2-sigma combined uncertainty, water, filtered, picocuries per liter | Thorium-232 | pCi/L | Dissolved |  | 2-Sigma CSU |  |  |  | 2014-10-03
4110 | Thorium-232 2-sigma combined uncertainty, bed sediment, dry weight, picocuries per gram | Thorium-232 | pCi/g | Bed Sediment |  | 2-Sigma CSU |  | Dry |  | 2014-10-03
4111 | Uranium-234 2-sigma combined uncertainty, bed sediment, dry weight, picocuries per gram | Uranium-234 | pCi/g | Bed Sediment |  | 2-Sigma CSU |  | Dry |  | 2014-10-03
4112 | Uranium-235 2-sigma combined uncertainty, bed sediment, dry weight, picocuries per gram | Uranium-235 | pCi/g | Bed Sediment |  | 2-Sigma CSU |  | Dry |  | 2014-10-03
4113 | Uranium-238 2-sigma combined uncertainty, suspended sediment, dry weight, picocuries per gram | Uranium | pCi/g | Suspended |  | 2-Sigma CSU |  | Dry |  | 2020-01-21
4114 | PCBs, suspended sediment, recoverable, nanograms per liter | Polychlorinated biphenyls | ng/l | Suspended | [5 empty] | 2014-10-03
4115 | PCBs, water, dissolved, recoverable, grams per day | Polychlorinated biphenyls | g/day | Dissolved | [5 empty] | 2014-10-03
4116 | PCBs, water, unfiltered, recoverable, grams per day | Polychlorinated biphenyls | g/day | Recoverable | [5 empty] | 2014-10-03
4122 | Bedload sediment discharge, daily average, per unit width of river, composite samples, short tons per day per foot of width | Sediment | ton/d/ft | Bedload |  | Mean | Daily |  |  | 2017-01-05
4123 | Tritium counting error, water, unfiltered, picocuries per milliliter | Tritium | pCi/ml | Total |  | Counting Error |  |  |  | 2014-10-03
4124 | Tritium, water, unfiltered, picocuries per milliliter | Tritium | pCi/ml | Total | [5 empty] | 2014-10-03
4125 | Alpha radioactivity, bed sediment, Th-230 curve, dry weight, picocuries per gram | Alpha particle | pCi/g | Bed Sediment |  |  |  | Dry |  | 2014-10-03
4126 | Alpha radioactivity, water, filtered, Th-230 curve, picocuries per liter | Alpha particle | pCi/L | Dissolved | [5 empty] | 2014-10-03
4127 | Alpha radioactivity, suspended sediment, Th-230 curve, picocuries per liter | Alpha particle | pCi/L | Suspended | [5 empty] | 2014-10-03
4128 | Organic carbon, bed sediment smaller than 2 millimeters, dry weight, milligrams per kilogram | Organic carbon | mg/kg | Bed Sediment |  |  |  | Dry | < 2 mm | 2014-10-03
4129 | Silver, bed sediment smaller than 2 millimeters, total digestion, dry weight, milligrams per kilogram | Silver | mg/kg | Bed Sediment |  |  |  | Dry | < 2 mm | 2014-10-03
4130 | Lead, bed sediment smaller than 2 millimeters, total digestion, dry weight, milligrams per kilogram | Lead | mg/kg | Bed Sediment |  |  |  | Dry | < 2 mm | 2014-10-03
4131 | Zinc, bed sediment smaller than 2 millimeters, total digestion, dry weight, milligrams per kilogram | Zinc | mg/kg | Bed Sediment |  |  |  | Dry | < 2 mm | 2014-10-03
4132 | Nickel, bed sediment smaller than 2 millimeters, total digestion, dry weight, milligrams per kilogram | Nickel | mg/kg | Bed Sediment |  |  |  | Dry | < 2 mm | 2014-10-03
4133 | Mercury, bed sediment smaller than 2 millimeters, total digestion, dry weight, milligrams per kilogram | Mercury | mg/kg | Bed Sediment |  |  |  | Dry | < 2 mm | 2014-10-03
4134 | Titanium, bed sediment smaller than 2 millimeters, total digestion, dry weight, percent | Titanium | % | Bed Sediment |  |  |  | Dry | < 2 mm | 2014-10-03
4135 | Iron, bed sediment smaller than 2 millimeters, total digestion, dry weight, percent | Iron | % | Bed Sediment |  |  |  | Dry | < 2 mm | 2014-10-03
4136 | Manganese, bed sediment smaller than 2 millimeters, total digestion, dry weight, milligrams per kilogram | Manganese | mg/kg | Bed Sediment |  |  |  | Dry | < 2 mm | 2014-10-03
4184 | Triallate, water, unfiltered, recoverable, micrograms per liter | Triallate | ug/l | Recoverable | [5 empty] | 2014-10-03
4254 | Metalaxyl, water, unfiltered, recoverable, micrograms per liter | Metalaxyl | ug/l | Recoverable | [5 empty] | 2014-10-03
4443 | Diquat, water, unfiltered, recoverable, micrograms per liter | Diquat | ug/l | Recoverable | [5 empty] | 2014-10-03
4444 | PCB congener 128, water, filtered, recoverable, micrograms per liter | 2,2',3,3',4,4'-Hexachlorobiphenyl | ug/l | Dissolved | [5 empty] | 2014-10-03
4452 | PCB congener 18, water, filtered, recoverable, micrograms per liter | 2,2',5-Trichlorobiphenyl | ug/l | Dissolved | [5 empty] | 2014-10-03
4462 | PCB congener 52, water, filtered, recoverable, micrograms per liter | 2,2',5,5'-Tetrachlorobiphenyl | ug/l | Dissolved | [5 empty] | 2014-10-03
4463 | PCB congener 49, water, filtered, recoverable, micrograms per liter | 2,2',4,5'-Tetrachlorobiphenyl | ug/l | Dissolved | [5 empty] | 2014-10-03
4465 | PCB congener 44, water, filtered, recoverable, micrograms per liter | 2,2',3,5'-Tetrachlorobiphenyl | ug/l | Dissolved | [5 empty] | 2014-10-03
4475 | PCB congener 101, water, filtered, recoverable, micrograms per liter | 2,2',4,5,5'-Pentachlorobiphenyl | ug/l | Dissolved | [5 empty] | 2014-10-03
4478 | PCB congener 87, water, filtered, recoverable, micrograms per liter | 2,2',3,4,5'-Pentachlorobiphenyl | ug/l | Dissolved | [5 empty] | 2014-10-03
4487 | PCB congener 118, water, filtered, recoverable, micrograms per liter | 2,3',4,4',5-Pentachlorobiphenyl | ug/l | Dissolved | [5 empty] | 2014-10-03
4495 | PCB congener 183, water, filtered, recoverable, micrograms per liter | 2,2',3,4,4',5',6-Heptachlorobiphenyl | ug/l | Dissolved | [5 empty] | 2014-10-03
4512 | PCB congener 180, water, filtered, recoverable, micrograms per liter | 2,2',3,4,4',5,5'-Heptachlorobiphenyl | ug/l | Dissolved | [5 empty] | 2014-10-03
4519 | PCB congener 206, water, filtered, recoverable, micrograms per liter | 2,2',3,3',4,4',5,5',6-Nonachlorobiphenyl | ug/l | Dissolved | [5 empty] | 2014-10-03
4585 | Diesel range organic compounds, water, unfiltered, recoverable, micrograms per liter | Diesel range organics | ug/l | Recoverable | [5 empty] | 2014-10-03
4607 | PCB congener 8, water, unfiltered, recoverable, micrograms per liter | 2,4'-Dichlorobiphenyl | ug/l | Total | [5 empty] | 2014-10-03
4608 | PCB congener 18, water, unfiltered, recoverable, micrograms per liter | 2,2',5-Trichlorobiphenyl | ug/l | Total | [5 empty] | 2014-10-03
4609 | PCB congener 28, water, unfiltered, recoverable, micrograms per liter | 2,4,4'-Trichlorobiphenyl | ug/l | Total | [5 empty] | 2014-10-03
4610 | PCB congener 44, water, unfiltered, recoverable, micrograms per liter | 2,2',3,5'-Tetrachlorobiphenyl | ug/l | Total | [5 empty] | 2014-10-03
4611 | PCB congener 49, water, unfiltered, recoverable, micrograms per liter | 2,2',4,5'-Tetrachlorobiphenyl | ug/l | Total | [5 empty] | 2014-10-03
4612 | PCB congener 52, water, unfiltered, recoverable, micrograms per liter | 2,2',5,5'-Tetrachlorobiphenyl | ug/l | Total | [5 empty] | 2014-10-03
4613 | PCB congener 66, water, unfiltered, recoverable, micrograms per liter | 2,3',4,4'-Tetrachlorobiphenyl | ug/l | Total | [5 empty] | 2014-10-03
4614 | PCB congener 77, water, unfiltered, recoverable, micrograms per liter | 3,3',4,4'-Tetrachlorobiphenyl | ug/l | Total | [5 empty] | 2014-10-03
4615 | PCB congener 87, water, unfiltered, recoverable, micrograms per liter | 2,2',3,4,5'-Pentachlorobiphenyl | ug/l | Total | [5 empty] | 2014-10-03
4616 | PCB congener 101, water, unfiltered, recoverable, micrograms per liter | 2,2',4,5,5'-Pentachlorobiphenyl | ug/l | Total | [5 empty] | 2014-10-03
4617 | PCB congener 105, water, unfiltered, recoverable, micrograms per liter | 2,3,3',4,4'-Pentachlorobiphenyl | ug/l | Total | [5 empty] | 2014-10-03
4618 | PCB congener 118, water, unfiltered, recoverable, micrograms per liter | 2,3',4,4',5-Pentachlorobiphenyl | ug/l | Total | [5 empty] | 2014-10-03
4619 | PCB congener 126, water, unfiltered, recoverable, micrograms per liter | 3,3',4,4',5-Pentachlorobiphenyl | ug/l | Total | [5 empty] | 2014-10-03
4620 | PCB congener 128, water, unfiltered, recoverable, micrograms per liter | 2,2',3,3',4,4'-Hexachlorobiphenyl | ug/l | Total | [5 empty] | 2014-10-03
4621 | PCB congener 138, water, unfiltered, recoverable, micrograms per liter | 2,2',3,4,4',5'-Hexachlorobiphenyl | ug/l | Total | [5 empty] | 2014-10-03
4622 | PCB congener 153, water, unfiltered, recoverable, micrograms per liter | 2,2',4,4',5,5'-Hexachlorobiphenyl | ug/l | Total | [5 empty] | 2014-10-03
4623 | PCB congener 169, water, unfiltered, recoverable, micrograms per liter | 3,3',4,4',5,5'-Hexachlorobiphenyl | ug/l | Total | [5 empty] | 2014-10-03
4624 | PCB congener 170, water, unfiltered, recoverable, micrograms per liter | 2,2',3,3',4,4',5-Heptachlorobiphenyl | ug/l | Total | [5 empty] | 2014-10-03
4625 | PCB congener 180, water, unfiltered, recoverable, micrograms per liter | 2,2',3,4,4',5,5'-Heptachlorobiphenyl | ug/l | Total | [5 empty] | 2014-10-03
4626 | PCB congener 183, water, unfiltered, recoverable, micrograms per liter | 2,2',3,4,4',5',6-Heptachlorobiphenyl | ug/l | Total | [5 empty] | 2014-10-03
4627 | PCB congener 184, water, unfiltered, recoverable, micrograms per liter | 2,2',3,4,4',6,6'-Heptachlorobiphenyl | ug/l | Total | [5 empty] | 2014-10-03
4628 | PCB congener 187, water, unfiltered, recoverable, micrograms per liter | 2,2',3,4',5,5',6-Heptachlorobiphenyl | ug/l | Total | [5 empty] | 2014-10-03
4629 | PCB congener 195, water, unfiltered, recoverable, micrograms per liter | 2,2',3,3',4,4',5,6-Octachlorobiphenyl | ug/l | Total | [5 empty] | 2014-10-03
4630 | PCB congener 206, water, unfiltered, recoverable, micrograms per liter | 2,2',3,3',4,4',5,5',6-Nonachlorobiphenyl | ug/l | Total | [5 empty] | 2014-10-03
4631 | PCB congener 209, water, unfiltered, recoverable, micrograms per liter | Decachlorobiphenyl | ug/l | Total | [5 empty] | 2014-10-03
4632 | PCB congener 8, water, filtered, recoverable, micrograms per liter | 2,4'-Dichlorobiphenyl | ug/l | Dissolved | [5 empty] | 2014-10-03
4633 | PCB congener 28, water, filtered, recoverable, micrograms per liter | 2,4,4'-Trichlorobiphenyl | ug/l | Dissolved | [5 empty] | 2014-10-03
4634 | PCB congener 66, water, filtered, recoverable, micrograms per liter | 2,3',4,4'-Tetrachlorobiphenyl | ug/l | Dissolved | [5 empty] | 2014-10-03
4635 | PCB congener 77, water, filtered, recoverable, micrograms per liter | 3,3',4,4'-Tetrachlorobiphenyl | ug/l | Dissolved | [5 empty] | 2014-10-03
4636 | PCB congener 105, water, filtered, recoverable, micrograms per liter | 2,3,3',4,4'-Pentachlorobiphenyl | ug/l | Dissolved | [5 empty] | 2014-10-03
4637 | PCB congener 126, water, filtered, recoverable, micrograms per liter | 3,3',4,4',5-Pentachlorobiphenyl | ug/l | Dissolved | [5 empty] | 2014-10-03
4638 | PCB congener 138, water, filtered, recoverable, micrograms per liter | 2,2',3,4,4',5'-Hexachlorobiphenyl | ug/l | Dissolved | [5 empty] | 2014-10-03
4639 | PCB congener 153, water, filtered, recoverable, micrograms per liter | 2,2',4,4',5,5'-Hexachlorobiphenyl | ug/l | Dissolved | [5 empty] | 2014-10-03
4640 | PCB congener 169, water, filtered, recoverable, micrograms per liter | 3,3',4,4',5,5'-Hexachlorobiphenyl | ug/l | Dissolved | [5 empty] | 2014-10-03
4641 | PCB congener 170, water, filtered, recoverable, micrograms per liter | 2,2',3,3',4,4',5-Heptachlorobiphenyl | ug/l | Dissolved | [5 empty] | 2014-10-03
4642 | PCB congener 184, water, filtered, recoverable, micrograms per liter | 2,2',3,4,4',6,6'-Heptachlorobiphenyl | ug/l | Dissolved | [5 empty] | 2014-10-03
4643 | PCB congener 187, water, filtered, recoverable, micrograms per liter | 2,2',3,4',5,5',6-Heptachlorobiphenyl | ug/l | Dissolved | [5 empty] | 2014-10-03
4644 | PCB congener 195, water, filtered, recoverable, micrograms per liter | 2,2',3,3',4,4',5,6-Octachlorobiphenyl | ug/l | Dissolved | [5 empty] | 2014-10-03
4645 | PCB congener 209, water, filtered, recoverable, micrograms per liter | Decachlorobiphenyl | ug/l | Dissolved | [5 empty] | 2014-10-03
4646 | PCB congener 66, solids, recoverable, dry weight, micrograms per kilogram | 2,3',4,4'-Tetrachlorobiphenyl | ug/kg |  |  |  |  | Dry |  | 2014-10-03
4647 | PCB congener 77, solids, recoverable, dry weight, micrograms per kilogram | 3,3',4,4'-Tetrachlorobiphenyl | ug/kg |  |  |  |  | Dry |  | 2014-10-03
4648 | PCB congener 87, solids, recoverable, dry weight, micrograms per kilogram | 2,2',3,4,5'-Pentachlorobiphenyl | ug/kg |  |  |  |  | Dry |  | 2014-10-03
4649 | PCB congener 105, solids, recoverable, dry weight, micrograms per kilogram | 2,3,3',4,4'-Pentachlorobiphenyl | ug/kg |  |  |  |  | Dry |  | 2014-10-03
4650 | PCB congener 126, solids, recoverable, dry weight, micrograms per kilogram | 3,3',4,4',5-Pentachlorobiphenyl | ug/kg |  |  |  |  | Dry |  | 2014-10-03
4651 | PCB congener 128, solids, recoverable, dry weight, micrograms per kilogram | 2,2',3,3',4,4'-Hexachlorobiphenyl | ug/kg |  |  |  |  | Dry |  | 2014-10-03
4652 | PCB congener 153, solids, recoverable, dry weight, micrograms per kilogram | 2,2',4,4',5,5'-Hexachlorobiphenyl | ug/kg |  |  |  |  | Dry |  | 2014-10-03
4653 | PCB congener 169, solids, recoverable, dry weight, micrograms per kilogram | 3,3',4,4',5,5'-Hexachlorobiphenyl | ug/kg |  |  |  |  | Dry |  | 2014-10-03
4654 | PCB congener 184, solids, recoverable, dry weight, micrograms per kilogram | 2,2',3,4,4',6,6'-Heptachlorobiphenyl | ug/kg |  |  |  |  | Dry |  | 2014-10-03
4655 | PCB congener 195, solids, recoverable, dry weight, micrograms per kilogram | 2,2',3,3',4,4',5,6-Octachlorobiphenyl | ug/kg |  |  |  |  | Dry |  | 2014-10-03
4656 | PCB congener 209, solids, recoverable, dry weight, micrograms per kilogram | Decachlorobiphenyl | ug/kg |  |  |  |  | Dry |  | 2014-10-03
4657 | PCB congener 8, biota, tissue, recoverable, wet weight, micrograms per kilogram | 2,4'-Dichlorobiphenyl | ug/kg |  |  |  |  | Wet |  | 2014-10-03
4658 | PCB congener 28, biota, tissue, recoverable, wet weight, micrograms per kilogram | 2,4,4'-Trichlorobiphenyl | ug/kg |  |  |  |  | Wet |  | 2014-10-03
4659 | PCB congener 66, biota, tissue, recoverable, wet weight, micrograms per kilogram | 2,3',4,4'-Tetrachlorobiphenyl | ug/kg |  |  |  |  | Wet |  | 2014-10-03
4660 | PCB congener 77, biota, tissue, recoverable, wet weight, micrograms per kilogram | 3,3',4,4'-Tetrachlorobiphenyl | ug/kg |  |  |  |  | Wet |  | 2014-10-03
4661 | PCB congener 128, biota, tissue, recoverable, wet weight, micrograms per kilogram | 2,2',3,3',4,4'-Hexachlorobiphenyl | ug/kg |  |  |  |  | Wet |  | 2014-10-03
4662 | PCB congener 153, biota, tissue, recoverable, wet weight, micrograms per kilogram | 2,2',4,4',5,5'-Hexachlorobiphenyl | ug/kg |  |  |  |  | Wet |  | 2014-10-03
4663 | PCB congener 184, biota, tissue, recoverable, wet weight, micrograms per kilogram | 2,2',3,4,4',6,6'-Heptachlorobiphenyl | ug/kg |  |  |  |  | Wet |  | 2014-10-03
4664 | PCB congener 195, biota, tissue, recoverable, wet weight, micrograms per kilogram | 2,2',3,3',4,4',5,6-Octachlorobiphenyl | ug/kg |  |  |  |  | Wet |  | 2014-10-03
4665 | PCB congener 209, biota, tissue, recoverable, wet weight, micrograms per kilogram | Decachlorobiphenyl | ug/kg |  |  |  |  | Wet |  | 2014-10-03
5504 | Gross gamma radioactivity scan counting error, water, filtered, picocuries per liter | Gamma radiation | pCi/L | Dissolved |  | Counting Error |  |  |  | 2017-01-05
5515 | Gross gamma radioactivity scan counting error, bed sediment, dry weight, picocuries per gram | Gamma radiation | pCi/g | Bed Sediment |  | Counting Error |  | Dry |  | 2017-01-05
5516 | Gross gamma radioactivity scan counting error, suspended sediment, picocuries per liter | Gamma radiation | pCi/L | Suspended |  | Counting Error |  |  |  | 2017-01-05
7000 | Tritium, water, unfiltered, picocuries per liter | Tritium | pCi/L | Total | [5 empty] | 2014-10-03
7001 | Tritium counting error, water, unfiltered, picocuries per liter | Tritium | pCi/L | Total |  | Counting Error |  |  |  | 2014-10-03
7005 | Tritium, water, filtered, picocuries per liter | Tritium | pCi/L | Dissolved | [5 empty] | 2014-10-03
7006 | Tritium counting error, water, filtered, picocuries per liter | Tritium | pCi/L | Dissolved |  | Counting Error |  |  |  | 2014-10-03
7010 | Tritium, suspended sediment, picocuries per liter | Tritium | pCi/L | Suspended | [5 empty] | 2014-10-03
7011 | Tritium counting error, suspended sediment, picocuries per liter | Tritium | pCi/L | Suspended |  | Counting Error |  |  |  | 2014-10-03
7012 | Tritium in water molecules, tritium units | Tritium | T.U. | [6 empty] | 2014-10-03
7013 | Tritium in water molecules counting error, tritium units | Tritium | T.U. |  |  | Counting Error |  |  |  | 2014-10-03
7014 | Tritium counting error, suspended sediment, tritium units | Tritium | T.U. | Suspended |  | Counting Error |  |  |  | 2014-10-03
7015 | Tritium counting error, water, filtered, tritium units | Tritium | T.U. | Dissolved |  | Counting Error |  |  |  | 2014-10-03
7016 | Tritium, suspended sediment, tritium units | Tritium | T.U. | Suspended | [5 empty] | 2014-10-03
7017 | Tritium, water, unfiltered, tritium units | Tritium | T.U. | Total | [5 empty] | 2014-10-03
7018 | Tritium, water, filtered, tritium units | Tritium | T.U. | Dissolved | [5 empty] | 2014-10-03
7019 | Tritium counting error, water, unfiltered, tritium units | Tritium | T.U. | Total |  | Counting Error |  |  |  | 2014-10-03
7050 | Calcium-45, water, filtered, picocuries per liter | Calcium-45 | pCi/L | Dissolved | [5 empty] | 2014-10-03
7051 | Calcium-45 counting error, water, filtered, picocuries per liter | Calcium-45 | pCi/L | Dissolved |  | Counting Error |  |  |  | 2014-10-03
7052 | Calcium-45, suspended sediment, picocuries per liter | Calcium-45 | pCi/L | Suspended | [5 empty] | 2014-10-03
7053 | Calcium-45 counting error, suspended sediment, picocuries per liter | Calcium-45 | pCi/L | Suspended |  | Counting Error |  |  |  | 2014-10-03
7054 | Calcium-45, water, unfiltered, picocuries per liter | Calcium-45 | pCi/L | Total | [5 empty] | 2014-10-03
7055 | Calcium-45 counting error, water, unfiltered, picocuries per liter | Calcium-45 | pCi/L | Total |  | Counting Error |  |  |  | 2014-10-03
7060 | Iron-59, water, filtered, picocuries per liter | Iron-59 | pCi/L | Dissolved | [5 empty] | 2014-10-03
7061 | Iron-59 counting error, water, filtered, picocuries per liter | Iron-59 | pCi/L | Dissolved |  | Counting Error |  |  |  | 2014-10-03
7062 | Iron-59, suspended sediment, picocuries per liter | Iron-59 | pCi/L | Suspended | [5 empty] | 2014-10-03
7063 | Iron-59 counting error, suspended sediment, picocuries per liter | Iron-59 | pCi/L | Suspended |  | Counting Error |  |  |  | 2014-10-03
7064 | Iron-59, water, unfiltered, picocuries per liter | Iron-59 | pCi/L | Total | [5 empty] | 2014-10-03
7065 | Iron-59 counting error, water, unfiltered, picocuries per liter | Iron-59 | pCi/L | Total |  | Counting Error |  |  |  | 2014-10-03
7080 | Rhodamine WT, water, filtered, recoverable, micrograms per liter | Rhodamine WT | ug/l | Dissolved | [5 empty] | 2014-10-03
7082 | Rhodamine WT, suspended sediment, recoverable, micrograms per liter | Rhodamine WT | ug/l | Suspended | [5 empty] | 2014-10-03
7084 | Rhodamine WT, water, unfiltered, recoverable, micrograms per liter | Rhodamine WT | ug/l | Recoverable | [5 empty] | 2014-10-03
7100 | Selenium-75, water, filtered, picocuries per liter | Selenium-75 | pCi/L | Dissolved | [5 empty] | 2014-10-03
7101 | Selenium-75 counting error, water, filtered, picocuries per liter | Selenium-75 | pCi/L | Dissolved |  | Counting Error |  |  |  | 2014-10-03
7102 | Selenium-75, suspended sediment, picocuries per liter | Selenium-75 | pCi/L | Suspended | [5 empty] | 2014-10-03
7103 | Selenium-75 counting error, suspended sediment, picocuries per liter | Selenium-75 | pCi/L | Suspended |  | Counting Error |  |  |  | 2014-10-03
7104 | Selenium-75, water, unfiltered, picocuries per liter | Selenium-75 | pCi/L | Total | [5 empty] | 2014-10-03
7105 | Selenium-75 counting error, water, unfiltered, picocuries per liter | Selenium-75 | pCi/L | Total |  | Counting Error |  |  |  | 2014-10-03
7120 | Silver-110, water, filtered, picocuries per liter | Silver-110 | pCi/L | Dissolved | [5 empty] | 2014-10-03
7121 | Silver-110 counting error, water, filtered, picocuries per liter | Silver-110 | pCi/L | Dissolved |  | Counting Error |  |  |  | 2014-10-03
7122 | Silver-110, suspended sediment, picocuries per liter | Silver-110 | pCi/L | Suspended | [5 empty] | 2014-10-03
7123 | Silver-110 counting error, suspended sediment, picocuries per liter | Silver-110 | pCi/L | Suspended |  | Counting Error |  |  |  | 2014-10-03
7124 | Silver-110, water, unfiltered, picocuries per liter | Silver-110 | pCi/L | Total | [5 empty] | 2014-10-03
7125 | Silver-110 counting error, water, unfiltered, picocuries per liter | Silver-110 | pCi/L | Total |  | Counting Error |  |  |  | 2014-10-03
7140 | Sulfur-35, water, filtered, picocuries per liter | Sulfur-35 | pCi/L | Dissolved | [5 empty] | 2015-01-05
7141 | Sulfur-35 counting error, water, filtered, picocuries per liter | Sulfur-35 | pCi/L | Dissolved |  | Counting Error |  |  |  | 2015-01-05
7142 | Sulfur-35, suspended sediment, picocuries per liter | Sulfur-35 | pCi/L | Suspended | [5 empty] | 2015-01-05
7143 | Sulfur-35 counting error, suspended sediment, picocuries per liter | Sulfur-35 | pCi/L | Suspended |  | Counting Error |  |  |  | 2015-01-05
7144 | Sulfur-35, water, unfiltered, picocuries per liter | Sulfur-35 | pCi/L | Total | [5 empty] | 2015-01-05
7145 | Sulfur-35 counting error, water, unfiltered, picocuries per liter | Sulfur-35 | pCi/L | Total |  | Counting Error |  |  |  | 2015-01-05
9501 | Radium-226, water, unfiltered, picocuries per liter | Radium-226 | pCi/L | Total | [5 empty] | 2014-10-03
9503 | Radium-226, water, filtered, picocuries per liter | Radium-226 | pCi/L | Dissolved | [5 empty] | 2014-10-03
9504 | Radium-226 counting error, water, filtered, picocuries per liter | Radium-226 | pCi/L | Dissolved |  | Counting Error |  |  |  | 2014-10-03
9505 | Radium-226, suspended sediment, picocuries per liter | Radium-226 | pCi/L | Suspended | [5 empty] | 2014-10-03
9506 | Radium-226 counting error, suspended sediment, picocuries per liter | Radium-226 | pCi/L | Suspended |  | Counting Error |  |  |  | 2014-10-03
9507 | Radium-226, bed sediment, dry weight, picocuries per gram | Radium-226 | pCi/g | Bed Sediment |  |  |  | Dry |  | 2014-10-03
9508 | Radium-226 counting error, bed sediment, dry weight, picocuries per gram | Radium-226 | pCi/g | Bed Sediment |  | Counting Error |  | Dry |  | 2014-10-03
9510 | Alpha-emitting isotopes of radium, water, filtered, planchet count, picocuries per liter | Alpha emitting radium isotopes | pCi/L | Dissolved | [5 empty] | 2017-01-05
9511 | Radium-226, water, filtered, radon method, picocuries per liter | Radium-226 | pCi/L | Dissolved | [5 empty] | 2014-10-03
11501 | Radium-228, water, unfiltered, picocuries per liter | Radium-228 | pCi/L | Total | [5 empty] | 2014-10-03
11502 | Radium-228 counting error, water, unfiltered, picocuries per liter | Radium-228 | pCi/L | Total |  | Counting Error |  |  |  | 2014-10-03
11506 | Radium-224, bed sediment, dry weight, picocuries per gram | Radium-224 | pCi/g | Bed Sediment |  |  |  | Dry |  | 2014-10-03
13501 | Strontium-90, water, unfiltered, picocuries per liter | Strontium-90 | pCi/L | Total | [5 empty] | 2014-10-03
13502 | Strontium-90 counting error, water, unfiltered, picocuries per liter | Strontium-90 | pCi/L | Total |  | Counting Error |  |  |  | 2014-10-03
13503 | Strontium-90, water, filtered, picocuries per liter | Strontium-90 | pCi/L | Dissolved | [5 empty] | 2014-10-03
13504 | Strontium-90 counting error, water, filtered, picocuries per liter | Strontium-90 | pCi/L | Dissolved |  | Counting Error |  |  |  | 2014-10-03
13505 | Strontium-90, suspended sediment, picocuries per liter | Strontium-90 | pCi/L | Suspended | [5 empty] | 2014-10-03
13506 | Strontium-90 counting error, suspended sediment, picocuries per liter | Strontium-90 | pCi/L | Suspended |  | Counting Error |  |  |  | 2014-10-03
13507 | Strontium-90 counting error, water, filtered, picocuries per liter | Strontium-90 | pCi/L | Dissolved |  | Counting Error |  |  |  | 2014-10-03
15501 | Strontium-89, water, unfiltered, picocuries per liter | Strontium-89 | pCi/L | Total | [5 empty] | 2014-10-03
15502 | Strontium-89 counting error, water, unfiltered, picocuries per liter | Strontium-89 | pCi/L | Total |  | Counting Error |  |  |  | 2014-10-03
15503 | Strontium-89 counting error, water, filtered, picocuries per liter | Strontium-89 | pCi/L | Dissolved |  | Counting Error |  |  |  | 2014-10-03
15504 | Strontium-89, water, filtered, picocuries per liter | Strontium-89 | pCi/L | Dissolved | [5 empty] | 2014-10-03
15507 | Strontium-90, bed sediment, dry weight, picocuries per gram | Strontium-90 | pCi/g | Bed Sediment |  |  |  | Dry |  | 2014-10-03
17501 | Lead-210, water, unfiltered, picocuries per liter | Lead-210 | pCi/L | Total | [5 empty] | 2014-10-03
17502 | Lead-210 counting error, water, unfiltered, picocuries per liter | Lead-210 | pCi/L | Total |  | Counting Error |  |  |  | 2014-10-03
17503 | Lead-210, water, filtered, picocuries per liter | Lead-210 | pCi/L | Dissolved | [5 empty] | 2014-10-03
17504 | Lead-210 counting error, water, filtered, picocuries per liter | Lead-210 | pCi/L | Dissolved |  | Counting Error |  |  |  | 2014-10-03
17505 | Lead-210, suspended sediment, picocuries per liter | Lead-210 | pCi/L | Suspended | [5 empty] | 2014-10-03
17506 | Lead-210 counting error, suspended sediment, picocuries per liter | Lead-210 | pCi/L | Suspended |  | Counting Error |  |  |  | 2014-10-03
17507 | Lead-210, bed sediment, dry weight, picocuries per gram | Lead-210 | pCi/g | Bed Sediment |  |  |  | Dry |  | 2014-10-03
17508 | Lead-210, counting error, bed sediment, dry weight, picocuries per gram | Lead-210 | pCi/g | Bed Sediment |  | Counting Error |  | Dry |  | 2014-10-03
17517 | Lead-212, water, unfiltered, picocuries per liter | Lead-212 | pCi/L | Total | [5 empty] | 2014-10-03
17518 | Lead-212 counting error, water, unfiltered, picocuries per liter | Lead-212 | pCi/L | Total |  | Counting Error |  |  |  | 2014-10-03
17519 | Lead-214, water, unfiltered, picocuries per liter | Lead-214 | pCi/L | Total | [5 empty] | 2014-10-03
17520 | Lead-214 counting error, water, unfiltered, picocuries per liter | Lead-214 | pCi/L | Total |  | Counting Error |  |  |  | 2014-10-03
18501 | Iodine-129, water, unfiltered, picocuries per liter | Iodine-129 | pCi/L | Total | [5 empty] | 2014-10-03
18502 | Iodine-129 counting error, water, unfiltered, picocuries per liter | Iodine-129 | pCi/L | Total |  | Counting Error |  |  |  | 2014-10-03
19002 | PCB congener 7, water, filtered, recoverable, nanograms per liter | 2,4-Dichlorobiphenyl | ng/l | Dissolved | [5 empty] | 2014-10-03
19003 | PCB congener 6, water, filtered, recoverable, nanograms per liter | 2,3'-Dichlorobiphenyl | ng/l | Dissolved | [5 empty] | 2014-10-03
19004 | PCB congeners 5 plus 8, water, filtered, recoverable, nanograms per liter | PCB-5/8 | ng/l | Dissolved | [5 empty] | 2014-10-03
19005 | PCB congener 19, water, filtered, recoverable, nanograms per liter | 2,2',6-Trichlorobiphenyl | ng/l | Dissolved | [5 empty] | 2014-10-03
19006 | PCB congener 18, water, filtered, recoverable, nanograms per liter | 2,2',5-Trichlorobiphenyl | ng/l | Dissolved | [5 empty] | 2014-10-03
19007 | PCB congener 17, water, filtered, recoverable, nanograms per liter | 2,2',4-Trichlorobiphenyl | ng/l | Dissolved | [5 empty] | 2014-10-03
19008 | PCB congeners 24 plus 27, water, filtered, recoverable, nanograms per liter | PCB-24/27 | ng/l | Dissolved | [5 empty] | 2014-10-03
19009 | PCB congeners 16 plus 32, water, filtered, recoverable, nanograms per liter | PCB-16/32 | ng/l | Dissolved | [5 empty] | 2014-10-03
19010 | PCB congener 26, water, filtered, recoverable, nanograms per liter | 2,3',5-Trichlorobiphenyl | ng/l | Dissolved | [5 empty] | 2014-10-03
19011 | PCB congeners 28 plus 31, water, filtered, recoverable, nanograms per liter | PCB-28/31 | ng/l | Dissolved | [5 empty] | 2014-10-03
19012 | PCB congener 33, water, filtered, recoverable, nanograms per liter | 2,3',4'-Trichlorobiphenyl | ng/l | Dissolved | [5 empty] | 2014-10-03
19013 | PCB congener 22, water, filtered, recoverable, nanograms per liter | 2,3,4'-Trichlorobiphenyl | ng/l | Dissolved | [5 empty] | 2014-10-03
19014 | PCB congener 45, water, filtered, recoverable, nanograms per liter | 2,2',3,6-Tetrachlorobiphenyl | ng/l | Dissolved | [5 empty] | 2014-10-03
19015 | PCB congener 46, water, filtered, recoverable, nanograms per liter | 2,2',3,6'-Tetrachlorobiphenyl | ng/l | Dissolved | [5 empty] | 2014-10-03
19016 | PCB congener 52, water, filtered, recoverable, nanograms per liter | 2,2',5,5'-Tetrachlorobiphenyl | ng/l | Dissolved | [5 empty] | 2014-10-03
19017 | PCB congener 49, water, filtered, recoverable, nanograms per liter | 2,2',4,5'-Tetrachlorobiphenyl | ng/l | Dissolved | [5 empty] | 2014-10-03
19018 | PCB congeners 47 plus 48, water, filtered, recoverable, nanograms per liter | PCB-47/48 | ng/l | Dissolved | [5 empty] | 2014-10-03
19019 | PCB congener 44, water, filtered, recoverable, nanograms per liter | 2,2',3,5'-Tetrachlorobiphenyl | ng/l | Dissolved | [5 empty] | 2014-10-03
19020 | PCB congeners 37 plus 42, water, filtered, recoverable, nanograms per liter | PCB-37/42 | ng/l | Dissolved | [5 empty] | 2014-10-03
19021 | PCB congeners 41 plus 64 plus 71, water, filtered, recoverable, nanograms per liter | PCB-41/64/71 | ng/l | Dissolved | [5 empty] | 2014-10-03
19022 | PCB congener 40, water, filtered, recoverable, nanograms per liter | 2,2',3,3'-Tetrachlorobiphenyl | ng/l | Dissolved | [5 empty] | 2014-10-03
19023 | PCB congener 74, water, filtered, recoverable, nanograms per liter | 2,4,4',5-Tetrachlorobiphenyl | ng/l | Dissolved | [5 empty] | 2014-10-03
19024 | PCB congeners 70 plus 76, water, filtered, recoverable, nanograms per liter | PCB-70/76 | ng/l | Dissolved | [5 empty] | 2014-10-03
19025 | PCB congeners 66 plus 95, water, filtered, recoverable, nanograms per liter | PCB-66/95 | ng/l | Dissolved | [5 empty] | 2014-10-03
19026 | PCB congener 91, water, filtered, recoverable, nanograms per liter | 2,2',3,4',6-Pentachlorobiphenyl | ng/l | Dissolved | [5 empty] | 2014-10-03
19027 | PCB congeners 56 plus 60, water, filtered, recoverable, nanograms per liter | PCB-56/60 | ng/l | Dissolved | [5 empty] | 2014-10-03
19028 | PCB congeners 84 plus 92, water, filtered, recoverable, nanograms per liter | PCB-84/92 | ng/l | Dissolved | [5 empty] | 2014-10-03
19029 | PCB congener 101, water, filtered, recoverable, nanograms per liter | 2,2',4,5,5'-Pentachlorobiphenyl | ng/l | Dissolved | [5 empty] | 2014-10-03
19030 | PCB congener 99, water, filtered, recoverable, nanograms per liter | 2,2',4,4',5-Pentachlorobiphenyl | ng/l | Dissolved | [5 empty] | 2014-10-03
19031 | PCB congener 97, water, filtered, recoverable, nanograms per liter | 2,2',3,4',5'-Pentachlorobiphenyl | ng/l | Dissolved | [5 empty] | 2014-10-03
19032 | PCB congener 87, water, filtered, recoverable, nanograms per liter | 2,2',3,4,5'-Pentachlorobiphenyl | ng/l | Dissolved | [5 empty] | 2014-10-03
19033 | PCB congener 85, water, filtered, recoverable, nanograms per liter | 2,2',3,4,4'-Pentachlorobiphenyl | ng/l | Dissolved | [5 empty] | 2014-10-03
19034 | PCB congener 136, water, filtered, recoverable, nanograms per liter | 2,2',3,3',6,6'-Hexachlorobiphenyl | ng/l | Dissolved | [5 empty] | 2014-10-03
19035 | PCB congeners 77 plus 110, water, filtered, recoverable, nanograms per liter | PCB-77/110 | ng/l | Dissolved | [5 empty] | 2014-10-03
19036 | PCB congener 82, water, filtered, recoverable, nanograms per liter | 2,2',3,3',4-Pentachlorobiphenyl | ng/l | Dissolved | [5 empty] | 2014-10-03
19037 | PCB congener 151, water, filtered, recoverable, nanograms per liter | 2,2',3,5,5',6-Hexachlorobiphenyl | ng/l | Dissolved | [5 empty] | 2014-10-03
19038 | PCB congeners 135 plus 144, water, filtered, recoverable, nanograms per liter | PCB-135/144 | ng/l | Dissolved | [5 empty] | 2014-10-03
19039 | PCB congener 149, water, filtered, recoverable, nanograms per liter | 2,2',3,4',5',6-Hexachlorobiphenyl | ng/l | Dissolved | [5 empty] | 2014-10-03
19040 | PCB congener 118, water, filtered, recoverable, nanograms per liter | 2,3',4,4',5-Pentachlorobiphenyl | ng/l | Dissolved | [5 empty] | 2014-10-03
19041 | PCB congener 146, water, filtered, recoverable, nanograms per liter | 2,2',3,4',5,5'-Hexachlorobiphenyl | ng/l | Dissolved | [5 empty] | 2014-10-03
19042 | PCB congeners 132 plus 153, water, filtered, recoverable, nanograms per liter | PCB-132/153 | ng/l | Dissolved | [5 empty] | 2014-10-03
19043 | PCB congener 141, water, filtered, recoverable, nanograms per liter | 2,2',3,4,5,5'-Hexachlorobiphenyl | ng/l | Dissolved | [5 empty] | 2014-10-03
19044 | PCB congeners 137 plus 176, water, filtered, recoverable, nanograms per liter | PCB-137/176 | ng/l | Dissolved | [5 empty] | 2014-10-03
19045 | PCB congeners 138 plus 163, water, filtered, recoverable, nanograms per liter | PCB-138/163 | ng/l | Dissolved | [5 empty] | 2014-10-03
19046 | PCB congener 178, water, filtered, recoverable, nanograms per liter | 2,2',3,3',5,5',6-Heptachlorobiphenyl | ng/l | Dissolved | [5 empty] | 2014-10-03
19047 | PCB congeners 182 plus 187, water, filtered, recoverable, nanograms per liter | PCB-182/187 | ng/l | Dissolved | [5 empty] | 2014-10-03
19048 | PCB congener 183, water, filtered, recoverable, nanograms per liter | 2,2',3,4,4',5',6-Heptachlorobiphenyl | ng/l | Dissolved | [5 empty] | 2014-10-03
19049 | PCB congener 185, water, filtered, recoverable, nanograms per liter | 2,2',3,4,5,5',6-Heptachlorobiphenyl | ng/l | Dissolved | [5 empty] | 2014-10-03
19050 | PCB congener 174, water, filtered, recoverable, nanograms per liter | 2,2',3,3',4,5,6'-Heptachlorobiphenyl | ng/l | Dissolved | [5 empty] | 2014-10-03
19051 | PCB congener 177, water, filtered, recoverable, nanograms per liter | 2,2',3,3',4',5,6-Heptachlorobiphenyl | ng/l | Dissolved | [5 empty] | 2020-01-21
19052 | PCB congeners 171 plus 202, water, filtered, recoverable, nanograms per liter | PCB-171/202 | ng/l | Dissolved | [5 empty] | 2014-10-03
19053 | PCB congeners 172 plus 197, water, filtered, recoverable, nanograms per liter | PCB-172/197 | ng/l | Dissolved | [5 empty] | 2014-10-03
19054 | PCB congener 180, water, filtered, recoverable, nanograms per liter | 2,2',3,4,4',5,5'-Heptachlorobiphenyl | ng/l | Dissolved | [5 empty] | 2014-10-03
19055 | PCB congener 199, water, filtered, recoverable, nanograms per liter | 2,2',3,3',4,5,5',6'-Octachlorobiphenyl | ng/l | Dissolved | [5 empty] | 2014-10-03
19056 | PCB congeners 170 plus 190, water, filtered, recoverable, nanograms per liter | PCB-170/190 | ng/l | Dissolved | [5 empty] | 2014-10-03
19057 | PCB congener 201, water, filtered, recoverable, nanograms per liter | 2,2',3,3',4,5',6,6'-Octachlorobiphenyl | ng/l | Dissolved | [5 empty] | 2014-10-03
19058 | PCB congeners 196 plus 203, water, filtered, recoverable, nanograms per liter | PCB-196/203 | ng/l | Dissolved | [5 empty] | 2014-10-03
19059 | PCB congeners 195 plus 208, water, filtered, recoverable, nanograms per liter | PCB-195/208 | ng/l | Dissolved | [5 empty] | 2014-10-03
19060 | PCB congener 194, water, filtered, recoverable, nanograms per liter | 2,2',3,3',4,4',5,5'-Octachlorobiphenyl | ng/l | Dissolved | [5 empty] | 2014-10-03
19061 | PCB congener 206, water, filtered, recoverable, nanograms per liter | 2,2',3,3',4,4',5,5',6-Nonachlorobiphenyl | ng/l | Dissolved | [5 empty] | 2014-10-03
19065 | PCB congener 7, suspended sediment, recoverable, nanograms per liter | 2,4-Dichlorobiphenyl | ng/l | Suspended | [5 empty] | 2014-10-03
19066 | PCB congener 6, suspended sediment, recoverable, nanograms per liter | 2,3'-Dichlorobiphenyl | ng/l | Suspended | [5 empty] | 2014-10-03
19067 | PCB congeners 5 plus 8, suspended sediment, recoverable, nanograms per liter | PCB-5/8 | ng/l | Suspended | [5 empty] | 2014-10-03
19068 | PCB congener 19, suspended sediment, recoverable, nanograms per liter | 2,2',6-Trichlorobiphenyl | ng/l | Suspended | [5 empty] | 2014-10-03
19069 | PCB congener 18, suspended sediment, recoverable, nanograms per liter | 2,2',5-Trichlorobiphenyl | ng/l | Suspended | [5 empty] | 2014-10-03
19070 | PCB congener 17, suspended sediment, recoverable, nanograms per liter | 2,2',4-Trichlorobiphenyl | ng/l | Suspended | [5 empty] | 2014-10-03
19071 | PCB congeners 24 plus 27, suspended sediment, recoverable, nanograms per liter | PCB-24/27 | ng/l | Suspended | [5 empty] | 2014-10-03
19072 | PCB congeners 16 plus 32, suspended sediment, recoverable, nanograms per liter | PCB-16/32 | ng/l | Suspended | [5 empty] | 2014-10-03
19073 | PCB congener 26, suspended sediment, recoverable, nanograms per liter | 2,3',5-Trichlorobiphenyl | ng/l | Suspended | [5 empty] | 2014-10-03
19074 | PCB congeners 28 plus 31, suspended sediment, recoverable, nanograms per liter | PCB-28/31 | ng/l | Suspended | [5 empty] | 2014-10-03
19075 | PCB congener 33, suspended sediment, recoverable, nanograms per liter | 2,3',4'-Trichlorobiphenyl | ng/l | Suspended | [5 empty] | 2014-10-03
19076 | PCB congener 22, suspended sediment, recoverable, nanograms per liter | 2,3,4'-Trichlorobiphenyl | ng/l | Suspended | [5 empty] | 2014-10-03
19077 | PCB congener 45, suspended sediment, recoverable, nanograms per liter | 2,2',3,6-Tetrachlorobiphenyl | ng/l | Suspended | [5 empty] | 2014-10-03
19078 | PCB congener 46, suspended sediment, recoverable, nanograms per liter | 2,2',3,6'-Tetrachlorobiphenyl | ng/l | Suspended | [5 empty] | 2014-10-03
19079 | PCB congener 52, suspended sediment, recoverable, nanograms per liter | 2,2',5,5'-Tetrachlorobiphenyl | ng/l | Suspended | [5 empty] | 2014-10-03
19080 | PCB congener 49, suspended sediment, recoverable, nanograms per liter | 2,2',4,5'-Tetrachlorobiphenyl | ng/l | Suspended | [5 empty] | 2014-10-03
19081 | PCB congeners 47 plus 48, suspended sediment, recoverable, nanograms per liter | PCB-47/48 | ng/l | Suspended | [5 empty] | 2014-10-03
19082 | PCB congener 44, suspended sediment, recoverable, nanograms per liter | 2,2',3,5'-Tetrachlorobiphenyl | ng/l | Suspended | [5 empty] | 2014-10-03
19083 | PCB congeners 37 plus 42, suspended sediment, recoverable, nanograms per liter | PCB-37/42 | ng/l | Suspended | [5 empty] | 2014-10-03
19084 | PCB congeners 41 plus 64 plus 71, suspended sediment, recoverable, nanograms per liter | PCB-41/64/71 | ng/l | Suspended | [5 empty] | 2014-10-03
19085 | PCB congener 40, suspended sediment, recoverable, nanograms per liter | 2,2',3,3'-Tetrachlorobiphenyl | ng/l | Suspended | [5 empty] | 2014-10-03
19086 | PCB congener 74, suspended sediment, recoverable, nanograms per liter | 2,4,4',5-Tetrachlorobiphenyl | ng/l | Suspended | [5 empty] | 2014-10-03
19087 | PCB congeners 70 plus 76, suspended sediment, recoverable, nanograms per liter | PCB-70/76 | ng/l | Suspended | [5 empty] | 2014-10-03
19088 | PCB congeners 66 plus 95, suspended sediment, recoverable, nanograms per liter | PCB-66/95 | ng/l | Suspended | [5 empty] | 2014-10-03
19089 | PCB congener 91, suspended sediment, recoverable, nanograms per liter | 2,2',3,4',6-Pentachlorobiphenyl | ng/l | Suspended | [5 empty] | 2014-10-03
19090 | PCB congeners 56 plus 60, suspended sediment, recoverable, nanograms per liter | PCB-56/60 | ng/l | Suspended | [5 empty] | 2014-10-03
19091 | PCB congeners 84 plus 92, suspended sediment, recoverable, nanograms per liter | PCB-84/92 | ng/l | Suspended | [5 empty] | 2014-10-03
19092 | PCB congener 101, suspended sediment, recoverable, nanograms per liter | 2,2',4,5,5'-Pentachlorobiphenyl | ng/l | Suspended | [5 empty] | 2014-10-03
19093 | PCB congener 99, suspended sediment, recoverable, nanograms per liter | 2,2',4,4',5-Pentachlorobiphenyl | ng/l | Suspended | [5 empty] | 2014-10-03
19094 | PCB congener 97, suspended sediment, recoverable, nanograms per liter | 2,2',3,4',5'-Pentachlorobiphenyl | ng/l | Suspended | [5 empty] | 2014-10-03
19095 | PCB congener 87, suspended sediment, recoverable, nanograms per liter | 2,2',3,4,5'-Pentachlorobiphenyl | ng/l | Suspended | [5 empty] | 2014-10-03
19096 | PCB congener 85, suspended sediment, recoverable, nanograms per liter | 2,2',3,4,4'-Pentachlorobiphenyl | ng/l | Suspended | [5 empty] | 2014-10-03
19097 | PCB congener 136, suspended sediment, recoverable, nanograms per liter | 2,2',3,3',6,6'-Hexachlorobiphenyl | ng/l | Suspended | [5 empty] | 2014-10-03
19098 | PCB congeners 77 plus 110, suspended sediment, recoverable, nanograms per liter | PCB-77/110 | ng/l | Suspended | [5 empty] | 2014-10-03
19099 | PCB congener 82, suspended sediment, recoverable, nanograms per liter | 2,2',3,3',4-Pentachlorobiphenyl | ng/l | Suspended | [5 empty] | 2014-10-03
19100 | PCB congener 151, suspended sediment, recoverable, nanograms per liter | 2,2',3,5,5',6-Hexachlorobiphenyl | ng/l | Suspended | [5 empty] | 2014-10-03
19101 | PCB congeners 135 plus 144, suspended sediment, recoverable, nanograms per liter | PCB-135/144 | ng/l | Suspended | [5 empty] | 2014-10-03
19102 | PCB congener 149, suspended sediment, recoverable, nanograms per liter | 2,2',3,4',5',6-Hexachlorobiphenyl | ng/l | Suspended | [5 empty] | 2014-10-03
19103 | PCB congener 118, suspended sediment, recoverable, nanograms per liter | 2,3',4,4',5-Pentachlorobiphenyl | ng/l | Suspended | [5 empty] | 2014-10-03
19104 | PCB congener 146, suspended sediment, recoverable, nanograms per liter | 2,2',3,4',5,5'-Hexachlorobiphenyl | ng/l | Suspended | [5 empty] | 2014-10-03
19105 | PCB congeners 132 plus 153, suspended sediment, recoverable, nanograms per liter | PCB-132/153 | ng/l | Suspended | [5 empty] | 2014-10-03
19106 | PCB congener 141, suspended sediment, recoverable, nanograms per liter | 2,2',3,4,5,5'-Hexachlorobiphenyl | ng/l | Suspended | [5 empty] | 2014-10-03
19107 | PCB congeners 137 plus 176, suspended sediment, recoverable, nanograms per liter | PCB-137/176 | ng/l | Suspended | [5 empty] | 2014-10-03
19108 | PCB congeners 138 plus 163, suspended sediment, recoverable, nanograms per liter | PCB-138/163 | ng/l | Suspended | [5 empty] | 2014-10-03
19109 | PCB congener 178, suspended sediment, recoverable, nanograms per liter | 2,2',3,3',5,5',6-Heptachlorobiphenyl | ng/l | Suspended | [5 empty] | 2014-10-03
19110 | PCB congeners 182 plus 187, suspended sediment, recoverable, nanograms per liter | PCB-182/187 | ng/l | Suspended | [5 empty] | 2014-10-03
19111 | PCB congener 183, suspended sediment, recoverable, nanograms per liter | 2,2',3,4,4',5',6-Heptachlorobiphenyl | ng/l | Suspended | [5 empty] | 2014-10-03
19112 | PCB congener 185, suspended sediment, recoverable, nanograms per liter | 2,2',3,4,5,5',6-Heptachlorobiphenyl | ng/l | Suspended | [5 empty] | 2014-10-03
19113 | PCB congener 174, suspended sediment, recoverable, nanograms per liter | 2,2',3,3',4,5,6'-Heptachlorobiphenyl | ng/l | Suspended | [5 empty] | 2014-10-03
19114 | PCB congener 177, suspended sediment, recoverable, nanograms per liter | 2,2',3,3',4',5,6-Heptachlorobiphenyl | ng/l | Suspended | [5 empty] | 2020-01-21
19115 | PCB congeners 171 plus 202, suspended sediment, recoverable, nanograms per liter | PCB-171/202 | ng/l | Suspended | [5 empty] | 2014-10-03
19116 | PCB congeners 172 plus 197, suspended sediment, recoverable, nanograms per liter | PCB-172/197 | ng/l | Suspended | [5 empty] | 2014-10-03
19117 | PCB congener 180, suspended sediment, recoverable, nanograms per liter | 2,2',3,4,4',5,5'-Heptachlorobiphenyl | ng/l | Suspended | [5 empty] | 2014-10-03
19118 | PCB congener 199, suspended sediment, recoverable, nanograms per liter | 2,2',3,3',4,5,5',6'-Octachlorobiphenyl | ng/l | Suspended | [5 empty] | 2014-10-03
19119 | PCB congeners 170 plus 190, suspended sediment, recoverable, nanograms per liter | PCB-170/190 | ng/l | Suspended | [5 empty] | 2014-10-03
19120 | PCB congener 201, suspended sediment, recoverable, nanograms per liter | 2,2',3,3',4,5',6,6'-Octachlorobiphenyl | ng/l | Suspended | [5 empty] | 2014-10-03
19121 | PCB congeners 196 plus 203, suspended sediment, recoverable, nanograms per liter | PCB-196/203 | ng/l | Suspended | [5 empty] | 2014-10-03
19122 | PCB congeners 195 plus 208, suspended sediment, recoverable, nanograms per liter | PCB-195/208 | ng/l | Suspended | [5 empty] | 2014-10-03
19123 | PCB congener 194, suspended sediment, recoverable, nanograms per liter | 2,2',3,3',4,4',5,5'-Octachlorobiphenyl | ng/l | Suspended | [5 empty] | 2014-10-03
19124 | PCB congener 206, suspended sediment, recoverable, nanograms per liter | 2,2',3,3',4,4',5,5',6-Nonachlorobiphenyl | ng/l | Suspended | [5 empty] | 2014-10-03
19129 | PCB congener 6, biota, tissue, recoverable, wet weight, micrograms per kilogram | 2,3'-Dichlorobiphenyl | ug/kg |  |  |  |  | Wet |  | 2018-04-11
19130 | PCB congeners 5 + 8, biota, tissue, recoverable, wet weight, micrograms per kilogram | PCB-5/8 | ug/kg |  |  |  |  | Wet |  | 2018-04-11
19131 | PCB congener 19, biota, tissue, recoverable, wet weight, micrograms per kilogram | 2,2',6-Trichlorobiphenyl | ug/kg |  |  |  |  | Wet |  | 2018-04-11
19132 | PCB congener 17, biota, tissue, recoverable, wet weight, micrograms per kilogram | 2,2',4-Trichlorobiphenyl | ug/kg |  |  |  |  | Wet |  | 2018-04-11
19133 | PCB congeners 24 + 27, biota, tissue, recoverable, wet weight, micrograms per kilogram | PCB-24/27 | ug/kg |  |  |  |  | Wet |  | 2018-04-11
19134 | PCB congeners 16 + 32, biota, tissue, recoverable, wet weight, micrograms per kilogram | PCB-16/32 | ug/kg |  |  |  |  | Wet |  | 2018-04-11
19135 | PCB congener 26, biota, tissue, recoverable, wet weight, micrograms per kilogram | 2,3',5-Trichlorobiphenyl | ug/kg |  |  |  |  | Wet |  | 2018-04-11
19138 | PCB congener 22, biota, tissue, recoverable, wet weight, micrograms per kilogram | 2,3,4'-Trichlorobiphenyl | ug/kg |  |  |  |  | Wet |  | 2018-04-11
19139 | PCB congener 45, biota, tissue, recoverable, wet weight, micrograms per kilogram | 2,2',3,6-Tetrachlorobiphenyl | ug/kg |  |  |  |  | Wet |  | 2018-04-11
19140 | PCB congener 46, biota, tissue, recoverable, wet weight, micrograms per kilogram | 2,2',3,6'-Tetrachlorobiphenyl | ug/kg |  |  |  |  | Wet |  | 2018-04-11
19147 | PCB congener 40, biota, tissue, recoverable, wet weight, micrograms per kilogram | 2,2',3,3'-Tetrachlorobiphenyl | ug/kg |  |  |  |  | Wet |  | 2018-04-11
19149 | PCB congeners 70 + 76, biota, tissue, recoverable, wet weight, micrograms per kilogram | PCB-70/76 | ug/kg |  |  |  |  | Wet |  | 2018-04-11
19151 | PCB CONGENER IUPAC #91, biota, tissue, recoverable, wet weight, micrograms per kilogram | 2,2',3,4',6-Pentachlorobiphenyl | ug/kg |  |  |  |  | Wet |  | 2018-04-11
19152 | PCB congeners 56 + 60, biota, tissue, recoverable, wet weight, micrograms per kilogram | PCB-56/60 | ug/kg |  |  |  |  | Wet |  | 2018-04-16
19155 | PCB congener 99, biota, tissue, recoverable, wet weight, micrograms per kilogram | 2,2',4,4',5-Pentachlorobiphenyl | ug/kg |  |  |  |  | Wet |  | 2018-04-11
19157 | PCB congener 87, biota, tissue, recoverable, wet weight, micrograms per kilogram | 2,2',3,4,5'-Pentachlorobiphenyl | ug/kg |  |  |  |  | Wet |  | 2018-04-11
19159 | PCB congener 136, biota, tissue, recoverable, wet weight, micrograms per kilogram | 2,2',3,3',6,6'-Hexachlorobiphenyl | ug/kg |  |  |  |  | Wet |  | 2018-04-11
19161 | PCB congener 82, biota, tissue, recoverable, wet weight, micrograms per kilogram | 2,2',3,3',4-Pentachlorobiphenyl | ug/kg |  |  |  |  | Wet |  | 2018-04-11
19163 | PCB congeners 135 + 144, biota, tissue, recoverable, wet weight, micrograms per kilogram | PCB-135/144 | ug/kg |  |  |  |  | Wet |  | 2018-04-11
19166 | PCB congener 146, biota, tissue, recoverable, wet weight, micrograms per kilogram | 2,2',3,4',5,5'-Hexachlorobiphenyl | ug/kg |  |  |  |  | Wet |  | 2018-04-11
19167 | PCB congeners 132 + 153, biota, tissue, recoverable, wet weight, micrograms per kilogram | PCB-132/153 | ug/kg |  |  |  |  | Wet |  | 2018-04-11
19168 | PCB congener 141, biota, tissue, recoverable, wet weight, micrograms per kilogram | 2,2',3,4,5,5'-Hexachlorobiphenyl | ug/kg |  |  |  |  | Wet |  | 2019-04-08
19171 | PCB congener 178, biota, tissue, recoverable, wet weight, micrograms per kilogram | 2,2',3,3',5,5',6-Heptachlorobiphenyl | ug/kg |  |  |  |  | Wet |  | 2018-04-11
19172 | PCB congeners 182 + 187, biota, tissue, recoverable, wet weight, micrograms per kilogram | PCB-182/187 | ug/kg |  |  |  |  | Wet |  | 2018-04-11
19174 | PCB congener 185, biota, tissue, recoverable, wet weight, micrograms per kilogram | 2,2',3,4,5,5',6-Heptachlorobiphenyl | ug/kg |  |  |  |  | Wet |  | 2018-04-11
19180 | PCB congener 199, biota, tissue, recoverable, wet weight, micrograms per kilogram | 2,2',3,3',4,5,5',6'-Octachlorobiphenyl | ug/kg |  |  |  |  | Wet |  | 2018-04-11
19181 | PCB congeners 170 + 190, biota, tissue, recoverable, wet weight, micrograms per kilogram | PCB-170/190 | ug/kg |  |  |  |  | Wet |  | 2018-04-11
19182 | PCB congener 201, biota, tissue, recoverable, wet weight, micrograms per kilogram | 2,2',3,3',4,5',6,6'-Octachlorobiphenyl | ug/kg |  |  |  |  | Wet |  | 2018-04-11
19183 | PCB congeners 196 + 203, biota, tissue, recoverable, wet weight, micrograms per kilogram | PCB-196/203 | ug/kg |  |  |  |  | Wet |  | 2018-04-11
19186 | PCB congener 206, biota, tissue, recoverable, wet weight, micrograms per kilogram | 2,2',3,3',4,4',5,5',6-Nonachlorobiphenyl | ug/kg |  |  |  |  | Wet |  | 2018-04-11
19253 | PCB congener 18, biota, tissue, recoverable, wet weight, micrograms per kilogram | 2,2',5-Trichlorobiphenyl | ug/kg |  |  |  |  | Wet |  | 2014-10-03
19254 | PCB congener 1, biota, tissue, recoverable, wet weight, micrograms per kilogram | 2-Chlorobiphenyl | ug/kg | Recoverable |  |  |  | Wet |  | 2020-01-21
19255 | PCB congener 2, biota, tissue, recoverable, wet weight, micrograms per kilogram | 3-Chlorobiphenyl | ug/kg | Recoverable |  |  |  | Wet |  | 2020-01-21
19256 | PCB congener 3, biota, tissue, recoverable, wet weight, micrograms per kilogram | 4-Chlorobiphenyl | ug/kg | Recoverable |  |  |  | Wet |  | 2020-01-21
19257 | PCB congeners 4 plus 10, biota, tissue, recoverable, wet weight, micrograms per kilogram | PCB-4/10 | ug/kg | Recoverable |  |  |  | Wet |  | 2020-01-21
19258 | PCB congeners 7 plus 9, biota, tissue, recoverable, wet weight, micrograms per kilogram | PCB-7/9 | ug/kg | Recoverable |  |  |  | Wet |  | 2020-01-21
19259 | PCB congener 11, biota, tissue, recoverable, wet weight, micrograms per kilogram | 3,3'-Dichlorobiphenyl | ug/kg | Recoverable |  |  |  | Wet |  | 2020-01-21
19260 | PCB congeners 12 plus 13, biota, tissue, recoverable, wet weight, micrograms per kilogram | PCB-12/13 | ug/kg | Recoverable |  |  |  | Wet |  | 2020-01-21
19261 | PCB congener 14, biota, tissue, recoverable, wet weight, micrograms per kilogram | 3,5-Dichlorobiphenyl | ug/kg | Recoverable |  |  |  | Wet |  | 2020-01-21
19262 | PCB congener 15, biota, tissue, recoverable, wet weight, micrograms per kilogram | 4,4'-Dichlorobiphenyl | ug/kg | Recoverable |  |  |  | Wet |  | 2020-01-21
19265 | PCB congener 25, biota, tissue, recoverable, wet weight, micrograms per kilogram | 2,3',4-Trichlorobiphenyl | ug/kg | Recoverable |  |  |  | Wet |  | 2020-01-21
19266 | PCB congener 29, biota, tissue, recoverable, wet weight, micrograms per kilogram | 2,4,5-Trichlorobiphenyl | ug/kg | Recoverable |  |  |  | Wet |  | 2020-01-21
19267 | PCB congener 30, biota, tissue, recoverable, wet weight, micrograms per kilogram | 2,4,6-Trichlorobiphenyl | ug/kg | Recoverable |  |  |  | Wet |  | 2020-01-21
19268 | PCB congener 31, biota, tissue, recoverable, wet weight, micrograms per kilogram | 2,4',5-Trichlorobiphenyl | ug/kg | Recoverable |  |  |  | Wet |  | 2020-01-21
19269 | PCB congener 35, biota, tissue, recoverable, wet weight, micrograms per kilogram | 3,3',4-Trichlorobiphenyl | ug/kg | Recoverable |  |  |  | Wet |  | 2020-01-21
19270 | PCB congener 36, biota, tissue, recoverable, wet weight, micrograms per kilogram | 3,3',5-Trichlorobiphenyl | ug/kg | Recoverable |  |  |  | Wet |  | 2020-01-21
19271 | PCB congener 37, biota, tissue, recoverable, wet weight, micrograms per kilogram | 3,4,4'-Trichlorobiphenyl | ug/kg | Recoverable |  |  |  | Wet |  | 2020-01-21
19272 | PCB congener 38, biota, tissue, recoverable, wet weight, micrograms per kilogram | 3,4,5-Trichlorobiphenyl | ug/kg | Recoverable |  |  |  | Wet |  | 2020-01-21
19273 | PCB congener 39, biota, tissue, recoverable, wet weight, micrograms per kilogram | 3,4',5-Trichlorobiphenyl | ug/kg | Recoverable |  |  |  | Wet |  | 2020-01-21
19278 | PCB congener 50, biota, tissue, recoverable, wet weight, micrograms per kilogram | 2,2',4,6-Tetrachlorobiphenyl | ug/kg | Recoverable |  |  |  | Wet |  | 2020-01-21
19279 | PCB congener 51, biota, tissue, recoverable, wet weight, micrograms per kilogram | 2,2',4,6'-Tetrachlorobiphenyl | ug/kg | Recoverable |  |  |  | Wet |  | 2020-01-21
19281 | PCB congener 53, biota, tissue, recoverable, wet weight, micrograms per kilogram | 2,2',5,6'-Tetrachlorobiphenyl | ug/kg | Recoverable |  |  |  | Wet |  | 2020-01-21
19282 | PCB congener 54, biota, tissue, recoverable, wet weight, micrograms per kilogram | 2,2',6,6'-Tetrachlorobiphenyl | ug/kg | Recoverable |  |  |  | Wet |  | 2020-01-21
19283 | PCB congener 55, biota, tissue, recoverable, wet weight, micrograms per kilogram | 2,3,3',4-Tetrachlorobiphenyl | ug/kg | Recoverable |  |  |  | Wet |  | 2020-01-21
19284 | PCB congener 57, biota, tissue, recoverable, wet weight, micrograms per kilogram | 2,3,3',5-Tetrachlorobiphenyl | ug/kg | Recoverable |  |  |  | Wet |  | 2020-01-21
19285 | PCB congener 58, biota, tissue, recoverable, wet weight, micrograms per kilogram | 2,3,3',5'-Tetrachlorobiphenyl | ug/kg | Recoverable |  |  |  | Wet |  | 2020-01-21
19286 | PCB congeners 61 plus 74, biota, tissue, recoverable, wet weight, micrograms per kilogram | PCB-61/74 | ug/kg | Recoverable |  |  |  | Wet |  | 2020-01-21
19288 | PCB congener 63, biota, tissue, recoverable, wet weight, micrograms per kilogram | 2,3,4',5-Tetrachlorobiphenyl | ug/kg | Recoverable |  |  |  | Wet |  | 2020-01-21
19290 | PCB congener 67, biota, tissue, recoverable, wet weight, micrograms per kilogram | 2,3',4,5-Tetrachlorobiphenyl | ug/kg | Recoverable |  |  |  | Wet |  | 2020-01-21
19291 | PCB congener 69, biota, tissue, recoverable, wet weight, micrograms per kilogram | 2,3',4,6-Tetrachlorobiphenyl | ug/kg | Recoverable |  |  |  | Wet |  | 2020-01-21
19292 | PCB congener 72, biota, tissue, recoverable, wet weight, micrograms per kilogram | 2,3',5,5'-Tetrachlorobiphenyl | ug/kg | Recoverable |  |  |  | Wet |  | 2020-01-21
19293 | PCB congener 78, biota, tissue, recoverable, wet weight, micrograms per kilogram | 3,3',4,5-Tetrachlorobiphenyl | ug/kg | Recoverable |  |  |  | Wet |  | 2020-01-21
19294 | PCB congener 79, biota, tissue, recoverable, wet weight, micrograms per kilogram | 3,3',4,5'-Tetrachlorobiphenyl | ug/kg | Recoverable |  |  |  | Wet |  | 2020-01-21
19295 | PCB congener 81, biota, tissue, recoverable, wet weight, micrograms per kilogram | 3,4,4',5-Tetrachlorobiphenyl | ug/kg | Recoverable |  |  |  | Wet |  | 2020-01-21
19297 | PCB congener 84, biota, tissue, recoverable, wet weight, micrograms per kilogram | 2,2',3,3',6-Pentachlorobiphenyl | ug/kg | Recoverable |  |  |  | Wet |  | 2020-01-21
19303 | PCB congener 92, biota, tissue, recoverable, wet weight, micrograms per kilogram | 2,2',3,5,5'-Pentachlorobiphenyl | ug/kg | Recoverable |  |  |  | Wet |  | 2020-01-21
19305 | PCB congener 94, biota, tissue, recoverable, wet weight, micrograms per kilogram | 2,2',3,5,6'-Pentachlorobiphenyl | ug/kg | Recoverable |  |  |  | Wet |  | 2020-01-21
19306 | PCB congener 96, biota, tissue, recoverable, wet weight, micrograms per kilogram | 2,2',3,6,6'-Pentachlorobiphenyl | ug/kg | Recoverable |  |  |  | Wet |  | 2020-01-21
19308 | PCB congener 100, biota, tissue, recoverable, wet weight, micrograms per kilogram | 2,2',4,4',6-Pentachlorobiphenyl | ug/kg | Recoverable |  |  |  | Wet |  | 2020-01-21
19309 | PCB congener 103, biota, tissue, recoverable, wet weight, micrograms per kilogram | 2,2',4,5',6-Pentachlorobiphenyl | ug/kg | Recoverable |  |  |  | Wet |  | 2020-01-21
19310 | PCB congener 104, biota, tissue, recoverable, wet weight, micrograms per kilogram | 2,2',4,6,6'-Pentachlorobiphenyl | ug/kg | Recoverable |  |  |  | Wet |  | 2020-01-21
19315 | PCB congener 112, biota, tissue, recoverable, wet weight, micrograms per kilogram | 2,3,3',5,6-Pentachlorobiphenyl | ug/kg | Recoverable |  |  |  | Wet |  | 2020-01-21
19316 | PCB congener 113, biota, tissue, recoverable, wet weight, micrograms per kilogram | 2,3,3',5',6-Pentachlorobiphenyl | ug/kg | Recoverable |  |  |  | Wet |  | 2020-01-21
19317 | PCB congener 114, biota, tissue, recoverable, wet weight, micrograms per kilogram | 2,3,4,4',5-Pentachlorobiphenyl | ug/kg | Recoverable |  |  |  | Wet |  | 2020-01-21
19318 | PCB congener 119, biota, tissue, recoverable, wet weight, micrograms per kilogram | 2,3',4,4',6-Pentachlorobiphenyl | ug/kg | Recoverable |  |  |  | Wet |  | 2020-01-21
19319 | PCB congener 122, biota, tissue, recoverable, wet weight, micrograms per kilogram | 2,3,3',4',5'-Pentachlorobiphenyl | ug/kg | Recoverable |  |  |  | Wet |  | 2020-01-21
19320 | PCB congener 123, biota, tissue, recoverable, wet weight, micrograms per kilogram | 2,3',4,4',5'-Pentachlorobiphenyl | ug/kg | Recoverable |  |  |  | Wet |  | 2020-01-21
19321 | PCB congener 124, biota, tissue, recoverable, wet weight, micrograms per kilogram | 2,3',4',5,5'-Pentachlorobiphenyl | ug/kg | Recoverable |  |  |  | Wet |  | 2020-01-21
19322 | PCB congener 125, biota, tissue, recoverable, wet weight, micrograms per kilogram | 2,3',4',5',6-Pentachlorobiphenyl | ug/kg | Recoverable |  |  |  | Wet |  | 2020-01-21
19323 | PCB congener 129, biota, tissue, recoverable, wet weight, micrograms per kilogram | 2,2',3,3',4,5-Hexachlorobiphenyl | ug/kg | Recoverable |  |  |  | Wet |  | 2020-01-21
19324 | PCB congener 130, biota, tissue, recoverable, wet weight, micrograms per kilogram | 2,2',3,3',4,5'-Hexachlorobiphenyl | ug/kg | Recoverable |  |  |  | Wet |  | 2020-01-21
19326 | PCB congeners 132 plus 168, biota, tissue, recoverable, wet weight, micrograms per kilogram | PCB-132/168 | ug/kg | Recoverable |  |  |  | Wet |  | 2020-01-21
19327 | PCB congener 133, biota, tissue, recoverable, wet weight, micrograms per kilogram | 2,2',3,3',5,5'-Hexachlorobiphenyl | ug/kg | Recoverable |  |  |  | Wet |  | 2020-01-21
19328 | PCB congeners 134 plus 143, biota, tissue, recoverable, wet weight, micrograms per kilogram | PCB-134/143 | ug/kg | Recoverable |  |  |  | Wet |  | 2020-01-21
19329 | PCB congener 137, biota, tissue, recoverable, wet weight, micrograms per kilogram | 2,2',3,4,4',5-Hexachlorobiphenyl | ug/kg | Recoverable |  |  |  | Wet |  | 2020-01-21
19332 | PCB congener 140, biota, tissue, recoverable, wet weight, micrograms per kilogram | 2,2',3,4,4',6'-Hexachlorobiphenyl | ug/kg | Recoverable |  |  |  | Wet |  | 2020-01-21
19333 | PCB congener 145, biota, tissue, recoverable, wet weight, micrograms per kilogram | 2,2',3,4,6,6'-Hexachlorobiphenyl | ug/kg | Recoverable |  |  |  | Wet |  | 2020-01-21
19334 | PCB congener 147, biota, tissue, recoverable, wet weight, micrograms per kilogram | 2,2',3,4',5,6-Hexachlorobiphenyl | ug/kg | Recoverable |  |  |  | Wet |  | 2020-01-21
19335 | PCB congener 148, biota, tissue, recoverable, wet weight, micrograms per kilogram | 2,2',3,4',5,6'-Hexachlorobiphenyl | ug/kg | Recoverable |  |  |  | Wet |  | 2020-01-21
19336 | PCB congener 150, biota, tissue, recoverable, wet weight, micrograms per kilogram | 2,2',3,4',6,6'-Hexachlorobiphenyl | ug/kg | Recoverable |  |  |  | Wet |  | 2020-01-21
19337 | PCB congener 152, biota, tissue, recoverable, wet weight, micrograms per kilogram | 2,2',3,5,6,6'-Hexachlorobiphenyl | ug/kg | Recoverable |  |  |  | Wet |  | 2020-01-21
19338 | PCB congener 154, biota, tissue, recoverable, wet weight, micrograms per kilogram | 2,2',4,4',5,6'-Hexachlorobiphenyl | ug/kg | Recoverable |  |  |  | Wet |  | 2020-01-21
19339 | PCB congener 155, biota, tissue, recoverable, wet weight, micrograms per kilogram | 2,2',4,4',6,6'-Hexachlorobiphenyl | ug/kg | Recoverable |  |  |  | Wet |  | 2020-01-21
19340 | PCB congener 156, biota, tissue, recoverable, wet weight, micrograms per kilogram | 2,3,3',4,4',5-Hexachlorobiphenyl | ug/kg | Recoverable |  |  |  | Wet |  | 2020-01-21
19341 | PCB congener 157, biota, tissue, recoverable, wet weight, micrograms per kilogram | 2,3,3',4,4',5'-Hexachlorobiphenyl | ug/kg | Recoverable |  |  |  | Wet |  | 2020-01-21
19343 | PCB congener 159, biota, tissue, recoverable, wet weight, micrograms per kilogram | 2,3,3',4,5,5'-Hexachlorobiphenyl | ug/kg | Recoverable |  |  |  | Wet |  | 2020-01-21
19344 | PCB congener 161, biota, tissue, recoverable, wet weight, micrograms per kilogram | 2,3,3',4,5',6-Hexachlorobiphenyl | ug/kg | Recoverable |  |  |  | Wet |  | 2020-01-21
19345 | PCB congener 162, biota, tissue, recoverable, wet weight, micrograms per kilogram | 2,3,3',4',5,5'-Hexachlorobiphenyl | ug/kg | Recoverable |  |  |  | Wet |  | 2020-01-21
19346 | PCB congener 165, biota, tissue, recoverable, wet weight, micrograms per kilogram | 2,3,3',5,5',6-Hexachlorobiphenyl | ug/kg | Recoverable |  |  |  | Wet |  | 2020-01-21
19347 | PCB congener 166, biota, tissue, recoverable, wet weight, micrograms per kilogram | 2,3,4,4',5,6-Hexachlorobiphenyl | ug/kg | Recoverable |  |  |  | Wet |  | 2020-01-21
19348 | PCB congener 167, biota, tissue, recoverable, wet weight, micrograms per kilogram | 2,3',4,4',5,5'-Hexachlorobiphenyl | ug/kg | Recoverable |  |  |  | Wet |  | 2020-01-21
19349 | PCB congener 169, biota, tissue, recoverable, wet weight, micrograms per kilogram | 3,3',4,4',5,5'-Hexachlorobiphenyl | ug/kg | Recoverable |  |  |  | Wet |  | 2020-01-21
19350 | PCB congener 171, biota, tissue, recoverable, wet weight, micrograms per kilogram | 2,2',3,3',4,4',6-Heptachlorobiphenyl | ug/kg | Recoverable |  |  |  | Wet |  | 2020-01-21
19352 | PCB congener 173, biota, tissue, recoverable, wet weight, micrograms per kilogram | 2,2',3,3',4,5,6-Heptachlorobiphenyl | ug/kg | Recoverable |  |  |  | Wet |  | 2020-01-21
19354 | PCB congener 175, biota, tissue, recoverable, wet weight, micrograms per kilogram | 2,2',3,3',4,5',6-Heptachlorobiphenyl | ug/kg | Recoverable |  |  |  | Wet |  | 2020-01-21
19355 | PCB congener 176, biota, tissue, recoverable, wet weight, micrograms per kilogram | 2,2',3,3',4,6,6'-Heptachlorobiphenyl | ug/kg | Recoverable |  |  |  | Wet |  | 2020-01-21
19356 | PCB congener 179, biota, tissue, recoverable, wet weight, micrograms per kilogram | 2,2',3,3',5,6,6'-Heptachlorobiphenyl | ug/kg | Recoverable |  |  |  | Wet |  | 2020-01-21
19357 | PCB congener 186, biota, tissue, recoverable, wet weight, micrograms per kilogram | 2,2',3,4,5,6,6'-Heptachlorobiphenyl | ug/kg | Recoverable |  |  |  | Wet |  | 2020-01-21
19358 | PCB congener 188, biota, tissue, recoverable, wet weight, micrograms per kilogram | 2,2',3,4',5,6,6'-Heptachlorobiphenyl | ug/kg | Recoverable |  |  |  | Wet |  | 2020-01-21
19359 | PCB congener 189, biota, tissue, recoverable, wet weight, micrograms per kilogram | 2,3,3',4,4',5,5'-Heptachlorobiphenyl | ug/kg | Recoverable |  |  |  | Wet |  | 2020-01-21
19360 | PCB congener 191, biota, tissue, recoverable, wet weight, micrograms per kilogram | 2,3,3',4,4',5',6-Heptachlorobiphenyl | ug/kg | Recoverable |  |  |  | Wet |  | 2020-01-21
19361 | PCB congener 193, biota, tissue, recoverable, wet weight, micrograms per kilogram | 2,3,3',4',5,5',6-Heptachlorobiphenyl | ug/kg | Recoverable |  |  |  | Wet |  | 2020-01-21
19362 | PCB congener 197, biota, tissue, recoverable, wet weight, micrograms per kilogram | 2,2',3,3',4,4',6,6'-Octachlorobiphenyl | ug/kg | Recoverable |  |  |  | Wet |  | 2020-01-21
19363 | PCB congener 198, biota, tissue, recoverable, wet weight, micrograms per kilogram | 2,2',3,3',4,5,5',6-Octachlorobiphenyl | ug/kg | Recoverable |  |  |  | Wet |  | 2020-01-21
19364 | PCB congener 200, biota, tissue, recoverable, wet weight, micrograms per kilogram | 2,2',3,3',4,5,6,6'-Octachlorobiphenyl | ug/kg | Recoverable |  |  |  | Wet |  | 2020-01-21
19365 | PCB congener 202, biota, tissue, recoverable, wet weight, micrograms per kilogram | 2,2',3,3',5,5',6,6'-Octachlorobiphenyl | ug/kg | Recoverable |  |  |  | Wet |  | 2020-01-21
19366 | PCB congener 204, biota, tissue, recoverable, wet weight, micrograms per kilogram | 2,2',3,4,4',5,6,6'-Octachlorobiphenyl | ug/kg | Recoverable |  |  |  | Wet |  | 2020-01-21
19367 | PCB congener 205, biota, tissue, recoverable, wet weight, micrograms per kilogram | 2,3,3',4,4',5,5',6-Octachlorobiphenyl | ug/kg | Recoverable |  |  |  | Wet |  | 2020-01-21
19368 | PCB congener 207, biota, tissue, recoverable, wet weight, micrograms per kilogram | 2,2',3,3',4,4',5,6,6'-Nonachlorobiphenyl | ug/kg | Recoverable |  |  |  | Wet |  | 2020-01-21
19369 | PCB congener 208, biota, tissue, recoverable, wet weight, micrograms per kilogram | 2,2',3,3',4,5,5',6,6'-Nonachlorobiphenyl | ug/kg | Recoverable |  |  |  | Wet |  | 2020-01-21
19501 | Polonium-210, water, unfiltered, picocuries per liter | Polonium-210 | pCi/L | Total | [5 empty] | 2014-10-03
19503 | Polonium-210, water, filtered, picocuries per liter | Polonium-210 | pCi/L | Dissolved | [5 empty] | 2014-10-03
19504 | Polonium-210 counting error, water, filtered, picocuries per liter | Polonium-210 | pCi/L | Dissolved |  | Counting Error |  |  |  | 2014-10-03
19505 | Polonium-210, suspended sediment, picocuries per liter | Polonium-210 | pCi/L | Suspended | [5 empty] | 2014-10-03
19506 | Polonium-210 counting error, suspended sediment, picocuries per liter | Polonium-210 | pCi/L | Suspended |  | Counting Error |  |  |  | 2014-10-03
19507 | Polonium-210, bed sediment, dry weight, picocuries per gram | Polonium-210 | pCi/g | Bed Sediment |  |  |  | Dry |  | 2014-10-03
22001 | Plutonium-238, water, filtered, picocuries per liter | Plutonium-238 | pCi/L | Dissolved | [5 empty] | 2014-10-03
22002 | Plutonium-238 counting error, water, filtered, picocuries per liter | Plutonium-238 | pCi/L | Dissolved |  | Counting Error |  |  |  | 2014-10-03
22010 | Plutonium-239, water, filtered, picocuries per liter | Plutonium-239 | pCi/L | Dissolved | [5 empty] | 2014-10-03
22011 | Plutonium-239 counting error, water, filtered, picocuries per liter | Plutonium-239 | pCi/L | Dissolved |  | Counting Error |  |  |  | 2014-10-03
22012 | Plutonium-238, water, unfiltered, picocuries per liter | Plutonium-238 | pCi/L | Total | [5 empty] | 2014-10-03
22013 | Plutonium-238 counting error, water, unfiltered, picocuries per liter | Plutonium-238 | pCi/L | Total |  | Counting Error |  |  |  | 2014-10-03
22014 | Plutonium-239, water, unfiltered, picocuries per liter | Plutonium-239 | pCi/L | Total | [5 empty] | 2014-10-03
22015 | Plutonium-239 counting error, water, unfiltered, picocuries per liter | Plutonium-239 | pCi/L | Total |  | Counting Error |  |  |  | 2014-10-03
22016 | Plutonium-238, bed sediment, picocuries per gram | Plutonium-238 | pCi/g | Bed Sediment | [5 empty] | 2014-10-03
22020 | Beryllium-7, bed sediment smaller than 62.5 microns, dry weight, disintegrations per minute per gram | Beryllium-7 | dpm/g | Bed Sediment |  |  |  | Dry | < 62.5 mm | 2014-10-03
22021 | Cesium-137, bed sediment smaller than 62.5 microns, dry weight, picocuries per gram | Cesium-137 | pCi/g | Bed Sediment |  |  |  | Dry | < 62.5 mm | 2014-10-03
22022 | Lead-210, bed sediment smaller than 62.5 microns, dry weight, disintegrations per minute per gram | Lead-210 | dpm/g | Bed Sediment |  |  |  | Dry | < 62.5 mm | 2014-10-03
22023 | Radium-226, bed sediment smaller than 62.5 microns, dry weight, disintegrations per minute per gram | Radium-226 | dpm/g | Bed Sediment |  |  |  | Dry | < 62.5 mm | 2014-10-03
22024 | Beryllium-7, suspended sediment smaller than 62.5 microns, dry weight, disintegrations per minute per gram | Beryllium-7 | dpm/g | Suspended |  |  |  | Dry | < 62.5 mm | 2014-10-03
22025 | Cesium-137, suspended sediment smaller than 62.5 microns, dry weight, picocuries per gram | Cesium-137 | pCi/g | Suspended |  |  |  | Dry | < 62.5 mm | 2014-10-03
22026 | Lead-210, suspended sediment smaller than 62.5 microns, dry weight, disintegrations per minute per gram | Lead-210 | dpm/g | Suspended |  |  |  | Dry | < 62.5 mm | 2014-10-03
22027 | Radium-226, suspended sediment smaller than 62.5 microns, dry weight, disintegrations per minute per gram | Radium-226 | dpm/g | Suspended |  |  |  | Dry | < 62.5 mm | 2014-10-03
22028 | Radon-222, air, unfiltered, disintegrations per minute per liter | Radon-222 | dpm/l | [6 empty] | 2014-10-03
22029 | Radon-222 counting error, air, unfiltered, disintegrations per minute per liter | Radon-222 | dpm/l |  |  | Counting Error |  |  |  | 2014-10-03
22030 | Radon-222, water, unfiltered, disintegrations per minute per liter | Radon-222 | dpm/l | Total | [5 empty] | 2014-10-03
22031 | Radon-222 counting error, water, unfiltered, disintegrations per minute per liter | Radon-222 | dpm/l | Total |  | Counting Error |  |  |  | 2014-10-03
22032 | Polonium-210 2-sigma combined uncertainty, water, unfiltered, picocuries per liter | Polonium-210 | pCi/L |  |  | 2-Sigma CSU |  |  |  | 2014-10-03
22033 | Nickel-59, water, unfiltered, picocuries per liter | Nickel-59 | pCi/L | Recoverable | [5 empty] | 2014-10-03
22034 | Nickel-59 counting error, water, unfiltered, picocuries per liter | Nickel-59 | pCi/L | Recoverable | [5 empty] | 2014-10-03
22035 | Nickel-59, water, filtered, picocuries per liter | Nickel-59 | pCi/L | Dissolved | [5 empty] | 2014-10-03
22036 | Nickel-59 counting error, water, filtered, picocuries per liter | Nickel-59 | pCi/L | Dissolved | [5 empty] | 2014-10-03
22037 | Nickel-63, water, filtered, picocuries per liter | Nickel-63 | pCi/L | Dissolved | [5 empty] | 2014-10-03
22038 | Nickel-63 counting error, water, filtered, picocuries per liter | Nickel-63 | pCi/L | Dissolved | [5 empty] | 2014-10-03
22041 | Cesium-137, bed sediment smaller than 62.5 microns, dry weight, disintegrations per minute per gram | Cesium-137 | dpm/g | Bed Sediment |  |  |  | Dry |  | 2014-10-03
22150 | Neptunium-237, water, unfiltered, picocuries per liter | Neptunium-237 | pCi/L | Recoverable | [5 empty] | 2014-10-03
22151 | Neptunium-237 counting error, water, unfiltered, picocuries per liter | Neptunium-237 | pCi/L | Recoverable | [5 empty] | 2014-10-03
22383 | Bismuth-214, water, unfiltered, picocuries per liter | Bismuth-214 | pCi/L | Total | [5 empty] | 2014-10-03
22384 | Bismuth-214 counting error, water, unfiltered, picocuries per liter | Bismuth-214 | pCi/L | Total |  | Counting Error |  |  |  | 2014-10-03
22450 | Americium-241, bed sediment, dry weight, picocuries per gram | Americium-241 | pCi/g | Bed Sediment |  |  |  | Dry |  | 2014-10-03
22501 | Thorium-232, water, unfiltered, picocuries per liter | Thorium-232 | pCi/L | Total | [5 empty] | 2014-10-03
22502 | Thorium-232 counting error, water, unfiltered, picocuries per liter | Thorium-232 | pCi/L | Total |  | Counting Error |  |  |  | 2014-10-03
22505 | Thorium-228, water, unfiltered, picocuries per liter | Thorium-228 | pCi/L | Total | [5 empty] | 2014-10-03
22601 | Uranium-238, water, unfiltered, picocuries per liter | Uranium | pCi/L | Total | [5 empty] | 2020-01-21
22602 | Uranium-238 counting error, water, unfiltered, picocuries per liter | Uranium | pCi/L | Total |  | Counting Error |  |  |  | 2020-01-21
22603 | Uranium-238, water, filtered, picocuries per liter | Uranium | pCi/L | Dissolved | [5 empty] | 2020-01-21
22604 | Uranium-238 counting error, water, filtered, picocuries per liter | Uranium | pCi/L | Dissolved |  | Counting Error |  |  |  | 2020-01-21
22606 | Uranium-234, water, unfiltered, picocuries per liter | Uranium-234 | pCi/L | Total | [5 empty] | 2014-10-03
22607 | Uranium-234 counting error, water, unfiltered, picocuries per liter | Uranium-234 | pCi/L | Total |  | Counting Error |  |  |  | 2014-10-03
22610 | Uranium-234, water, filtered, picocuries per liter | Uranium-234 | pCi/L | Dissolved | [5 empty] | 2014-10-03
22611 | Uranium-234 counting error, water, filtered, picocuries per liter | Uranium-234 | pCi/L | Dissolved |  | Counting Error |  |  |  | 2014-10-03
22612 | Uranium-235, bed sediment, dry weight, picocuries per gram | Uranium-235 | pCi/g | Bed Sediment |  |  |  | Dry |  | 2014-10-03
22620 | Uranium-235, water, filtered, picocuries per liter | Uranium-235 | pCi/L | Dissolved | [5 empty] | 2014-10-03
22622 | Uranium-235, water, unfiltered, picocuries per liter | Uranium-235 | pCi/L | Total | [5 empty] | 2014-10-03
22623 | Uranium counting error, water, filtered, micrograms per liter | Uranium | ug/l | Dissolved |  | Counting Error |  |  |  | 2020-01-21
22624 | Uranium counting error, water, unfiltered, micrograms per liter | Uranium | ug/l | Total |  | Counting Error |  |  |  | 2020-01-21
22703 | Uranium (natural), water, filtered, micrograms per liter | Uranium | ug/l | Dissolved | [5 empty] | 2020-01-21
22704 | Uranium, water, unfiltered, recoverable, micrograms per liter | Uranium | ug/l | Recoverable | [5 empty] | 2020-01-21
22705 | Uranium (natural), suspended sediment, total, micrograms per liter | Uranium | ug/l | Suspended | [5 empty] | 2020-01-21
22706 | Uranium, water, unfiltered, micrograms per liter as uranium(V,VI) oxide (U3O8) | Uranium | ug/L U3O8 | Total | [5 empty] | 2020-01-21
22707 | Uranium (natural), bed sediment, total digestion, dry weight, milligrams per kilogram | Uranium | mg/kg | Bed Sediment |  |  |  | Dry |  | 2020-01-21
22709 | Cesium-137, solids, dry weight, picocuries per gram | Cesium-137 | pCi/g |  |  |  |  | Dry |  | 2016-10-06
22710 | Cesium-137 1-sigma precision estimate, solids, dry weight, picocuries per gram | Cesium-137 | pCi/g |  |  |  |  | Dry |  | 2016-10-06
22711 | Lead-210, solids, dry weight, disintegrations per minute per gram | Lead-210 | dpm/g |  |  |  |  | Dry |  | 2017-04-20
22712 | Beryllium-7, solids, dry weight, disintegrations per minute per gram | Beryllium-7 | dpm/g |  |  |  |  | Dry |  | 2017-04-20
22713 | Radium-226, solids, dry weight, disintegrations per minute per gram | Radium-226 | dpm/g |  |  |  |  | Dry |  | 2017-04-20
24501 | Radium-224, water, unfiltered, picocuries per liter | Radium-224 | pCi/L | Total | [5 empty] | 2014-10-03
26501 | Thorium-230, water, unfiltered, picocuries per liter | Thorium-230 | pCi/L | Total | [5 empty] | 2014-10-03
26503 | Thorium-230, water, filtered, picocuries per liter | Thorium-230 | pCi/L | Dissolved | [5 empty] | 2014-10-03
26504 | Thorium-230 counting error, water, filtered, picocuries per liter | Thorium-230 | pCi/L | Dissolved |  | Counting Error |  |  |  | 2014-10-03
26505 | Thorium-230, suspended sediment, picocuries per liter | Thorium-230 | pCi/L | Suspended | [5 empty] | 2014-10-03
26506 | Thorium-230 counting error, suspended sediment, picocuries per liter | Thorium-230 | pCi/L | Suspended |  | Counting Error |  |  |  | 2014-10-03
26507 | Thorium-230, bed sediment, dry weight, picocuries per gram | Thorium-230 | pCi/g | Bed Sediment |  |  |  | Dry |  | 2014-10-03
26629 | Thorium-228, bed sediment, dry weight, picocuries per gram | Thorium-228 | pCi/g | Bed Sediment |  |  |  | Dry |  | 2014-10-03
26631 | Thorium-232, bed sediment, dry weight, picocuries per gram | Thorium-232 | pCi/g | Bed Sediment |  |  |  | Dry |  | 2014-10-03
27701 | Zirconium-95, water, unfiltered, picocuries per liter | Zirconium-95 | pCi/L | Total | [5 empty] | 2014-10-03
27702 | Zirconium-95 counting error, water, unfiltered, picocuries per liter | Zirconium-95 | pCi/L | Total |  | Counting Error |  |  |  | 2014-10-03
27801 | Niobium-95, water, unfiltered, picocuries per liter | Niobium-95 | pCi/L | Total | [5 empty] | 2014-10-03
27802 | Niobium-95 counting error, water, unfiltered, picocuries per liter | Niobium-95 | pCi/L | Total |  | Counting Error |  |  |  | 2014-10-03
27901 | Ruthenium-103, water, unfiltered, picocuries per liter | Ruthenium-103 | pCi/L | Total | [5 empty] | 2014-10-03
27902 | Ruthenium-103 counting error, water, unfiltered, picocuries per liter | Ruthenium-103 | pCi/L | Total |  | Counting Error |  |  |  | 2014-10-03
28001 | Ruthenium-106, water, unfiltered, picocuries per liter | Ruthenium-106 | pCi/L | Total | [5 empty] | 2014-10-03
28002 | Ruthenium-106 counting error, water, unfiltered, picocuries per liter | Ruthenium-106 | pCi/L | Total |  | Counting Error |  |  |  | 2014-10-03
28005 | Radiocesium, water, filtered, Cs-137 curve, picocuries per liter | Cesium Radionuclides | pCi/L | Dissolved | [5 empty] | 2014-10-03
28006 | Radiocesium, suspended sediment, Cs-137 curve, picocuries per liter | Cesium Radionuclides | pCi/L | Suspended | [5 empty] | 2014-10-03
28007 | Radiocesium, water, unfiltered, Cs-137 curve, picocuries per liter | Cesium Radionuclides | pCi/L | Total | [5 empty] | 2014-10-03
28008 | Radioruthenium, water, filtered, Ru-106 curve, picocuries per liter | Ruthenium Radionuclides | pCi/L | Dissolved | [5 empty] | 2014-10-03
28009 | Radioruthenium, suspended sediment, Ru-106 curve, picocuries per liter | Ruthenium Radionuclides | pCi/L | Suspended | [5 empty] | 2014-10-03
28010 | Radioruthenium, water, unfiltered, Ru-106 curve, picocuries per liter | Ruthenium Radionuclides | pCi/L | Total | [5 empty] | 2014-10-03
28011 | Uranium (natural), water, unfiltered, micrograms per liter | Uranium | ug/l | Total | [5 empty] | 2020-01-21
28012 | Uranium (natural), water, unfiltered, picocuries per liter | Uranium | pCi/L | Total | [5 empty] | 2020-01-21
28014 | Uranium-234, bed sediment, dry weight, picocuries per gram | Uranium-234 | pCi/g | Bed Sediment |  |  |  | Dry |  | 2014-10-03
28016 | Uranium-238, bed sediment, dry weight, picocuries per gram | Uranium-238 | pCi/g | Bed Sediment |  |  |  | Dry |  | 2020-01-21
28301 | Iodine-131, water, unfiltered, picocuries per liter | Iodine-131 | pCi/L | Total | [5 empty] | 2014-10-03
28302 | Iodine-131 counting error, water, unfiltered, picocuries per liter | Iodine-131 | pCi/L | Total |  | Counting Error |  |  |  | 2014-10-03
28401 | Cesium-137, water, unfiltered, picocuries per liter | Cesium-137 | pCi/L | Total | [5 empty] | 2014-10-03
28402 | Cesium-137 counting error, water, unfiltered, picocuries per liter | Cesium-137 | pCi/L | Total |  | Counting Error |  |  |  | 2014-10-03
28403 | Cesium-137, water, filtered, picocuries per liter | Cesium-137 | pCi/L | Dissolved | [5 empty] | 2014-10-03
28404 | Cesium-137, suspended sediment, picocuries per liter | Cesium-137 | pCi/L | Suspended | [5 empty] | 2014-10-03
28405 | Cesium-137 counting error, suspended sediment, picocuries per liter | Cesium-137 | pCi/L | Suspended |  | Counting Error |  |  |  | 2014-10-03
28406 | Cesium-137 counting error, water, filtered, picocuries per liter | Cesium-137 | pCi/L | Dissolved |  | Counting Error |  |  |  | 2014-10-03
28410 | Cesium-134, water, filtered, picocuries per liter | Cesium-134 | pCi/L | Dissolved | [5 empty] | 2014-10-03
28411 | Cesium-134 counting error, water, filtered, picocuries per liter | Cesium-134 | pCi/L | Dissolved |  | Counting Error |  |  |  | 2014-10-03
28412 | Cesium-134, suspended sediment, picocuries per liter | Cesium-134 | pCi/L | Suspended | [5 empty] | 2014-10-03
28413 | Cesium-134 counting error, suspended sediment, picocuries per liter | Cesium-134 | pCi/L | Suspended |  | Counting Error |  |  |  | 2014-10-03
28414 | Cesium-134, water, unfiltered, picocuries per liter | Cesium-134 | pCi/L | Total | [5 empty] | 2014-10-03
28415 | Cesium-134 counting error, water, unfiltered, picocuries per liter | Cesium-134 | pCi/L | Total |  | Counting Error |  |  |  | 2014-10-03
28601 | Barium-140, water, unfiltered, picocuries per liter | Barium-140 | pCi/L | Total | [5 empty] | 2014-10-03
28602 | Barium-140 counting error, water, unfiltered, picocuries per liter | Barium-140 | pCi/L | Total |  | Counting Error |  |  |  | 2014-10-03
28701 | Lanthanum-140, water, unfiltered, picocuries per liter | Lanthanum-140 | pCi/L | Total | [5 empty] | 2014-10-03
28702 | Lanthanum-140 counting error, water, unfiltered, picocuries per liter | Lanthanum-140 | pCi/L | Total |  | Counting Error |  |  |  | 2014-10-03
28801 | Cerium-141, water, unfiltered, picocuries per liter | Cerium-141 | pCi/L | Total | [5 empty] | 2014-10-03
28802 | Cerium-141 counting error, water, unfiltered, picocuries per liter | Cerium-141 | pCi/L | Total |  | Counting Error |  |  |  | 2014-10-03
28901 | Cerium-144, water, unfiltered, picocuries per liter | Cerium-144 | pCi/L | Total | [5 empty] | 2014-10-03
28902 | Cerium-144 counting error, water, unfiltered, picocuries per liter | Cerium-144 | pCi/L | Total |  | Counting Error |  |  |  | 2014-10-03
29301 | Zinc-65, water, unfiltered, picocuries per liter | Zinc-65 | pCi/L | Total | [5 empty] | 2014-10-03
29302 | Zinc-65 counting error, water, unfiltered, picocuries per liter | Zinc-65 | pCi/L | Total |  | Counting Error |  |  |  | 2014-10-03
29401 | Chromium-51, water, unfiltered, picocuries per liter | Chromium-51 | pCi/L | Total | [5 empty] | 2014-10-03
29402 | Chromium-51 counting error, water, unfiltered, picocuries per liter | Chromium-51 | pCi/L | Total |  | Counting Error |  |  |  | 2014-10-03
29501 | Manganese-54, water, unfiltered, picocuries per liter | Manganese-54 | pCi/L | Total | [5 empty] | 2014-10-03
29502 | Manganese-54 counting error, water, unfiltered, picocuries per liter | Manganese-54 | pCi/L | Total |  | Counting Error |  |  |  | 2014-10-03
29601 | Cobalt-60, water, unfiltered, picocuries per liter | Cobalt-60 | pCi/L | Total | [5 empty] | 2014-10-03
29602 | Cobalt-60 counting error, water, unfiltered, picocuries per liter | Cobalt-60 | pCi/L | Total |  | Counting Error |  |  |  | 2014-10-03
29631 | Scandium-46, water, filtered, picocuries per liter | Scandium-46 | pCi/L | Dissolved | [5 empty] | 2014-10-03
29632 | Scandium-46 counting error, water, filtered, picocuries per liter | Scandium-46 | pCi/L | Dissolved |  | Counting Error |  |  |  | 2014-10-03
29633 | Scandium-46, suspended sediment, picocuries per liter | Scandium-46 | pCi/L | Suspended | [5 empty] | 2014-10-03
29634 | Scandium-46 counting error, suspended sediment, picocuries per liter | Scandium-46 | pCi/L | Suspended |  | Counting Error |  |  |  | 2014-10-03
29635 | Scandium-46, water, unfiltered, picocuries per liter | Scandium-46 | pCi/L | Total | [5 empty] | 2014-10-03
29636 | Scandium-46 counting error, water, unfiltered, picocuries per liter | Scandium-46 | pCi/L | Total |  | Counting Error |  |  |  | 2014-10-03
29637 | Lead-210 1-sigma precision estimate, solids, dry weight, disintegrations per minute per gram | Lead-210 | dpm/g |  |  |  |  | Dry |  | 2020-01-21
29638 | Beryllium-7 1-sigma precision estimate, solids, dry weight, disintegrations per minute per gram | Beryllium-7 | dpm/g |  |  |  |  | Dry |  | 2020-01-21
29639 | Radium-226 1-sigma precision estimate, solids, dry weight, disintegrations per minute per gram | Radium-226 | dpm/g |  |  |  |  | Dry |  | 2020-01-21
29797 | Bicarbonate, water, unfiltered, Gran titration, field, milligrams per liter | Bicarbonate | mg/l | Total | [5 empty] | 2017-04-20
29798 | Carbonate, water, unfiltered, Gran titration, field, milligrams per liter | Carbonate | mg/l | Total | [5 empty] | 2017-04-20
29799 | Hydroxide, water, unfiltered, Gran titration, field, milligrams per liter | Hydroxide | mg/l | Total | [5 empty] | 2017-04-20
29800 | Hydroxide, water, filtered, Gran titration, field, milligrams per liter | Hydroxide | mg/l | Dissolved | [5 empty] | 2017-04-20
29801 | Alkalinity, water, filtered, fixed endpoint (pH 4.5) titration, laboratory, milligrams per liter as calcium carbonate | Alkalinity | mg/l CaCO3 | Dissolved | [5 empty] | 2020-01-21
29802 | Alkalinity, water, filtered, Gran titration, field, milligrams per liter as calcium carbonate | Alkalinity | mg/l CaCO3 | Dissolved | [5 empty] | 2020-01-21
29803 | Alkalinity, water, filtered, Gran titration, laboratory, milligrams per liter as calcium carbonate | Alkalinity | mg/l CaCO3 | Dissolved | [5 empty] | 2020-01-21
29804 | Bicarbonate, water, filtered, fixed endpoint (pH 4.5) titration, field, milligrams per liter | Bicarbonate | mg/l | Dissolved | [5 empty] | 2014-10-03
29805 | Bicarbonate, water, filtered, fixed endpoint (pH 4.5) titration, laboratory, milligrams per liter | Bicarbonate | mg/l | Dissolved | [5 empty] | 2014-10-03
29806 | Bicarbonate, water, filtered, inflection-point titration method (incremental titration method), laboratory, milligrams per liter | Bicarbonate | mg/l | Dissolved | [5 empty] | 2014-10-03
29807 | Carbonate, water, filtered, fixed endpoint (pH 8.3) titration, field, milligrams per liter | Carbonate | mg/l | Dissolved | [5 empty] | 2014-10-03
29808 | Carbonate, water, filtered, fixed endpoint (pH 8.3) titration, laboratory, milligrams per liter | Carbonate | mg/l | Dissolved | [5 empty] | 2014-10-03
29809 | Carbonate, water, filtered, inflection-point titration method (incremental titration method), laboratory, milligrams per liter | Carbonate | mg/l | Dissolved | [5 empty] | 2014-10-03
29810 | Hydroxide, water, filtered, fixed endpoint (pH 10.4) titration, field, milligrams per liter | Hydroxide | mg/l | Dissolved | [5 empty] | 2014-10-03
29811 | Hydroxide, water, filtered, fixed endpoint (pH 10.4) titration, laboratory, milligrams per liter | Hydroxide | mg/l | Dissolved | [5 empty] | 2014-10-03
29812 | Hydroxide, water, filtered, inflection-point titration method (incremental titration method), laboratory, milligrams per liter | Hydroxide | mg/l | Dissolved | [5 empty] | 2014-10-03
29813 | Acid neutralizing capacity, water, unfiltered, Gran titration, field, milligrams per liter as calcium carbonate | Alkalinity | mg/l CaCO3 | Total | [5 empty] | 2020-01-21
29814 | Aluminum, suspended sediment, total digestion, dry weight, milligrams per kilogram | Aluminum | mg/kg | Suspended |  |  |  | Dry |  | 2014-10-03
29815 | Aluminum, soil, recoverable, dry weight, milligrams per kilogram | Aluminum | mg/kg | Recoverable |  |  |  | Dry |  | 2014-10-03
29816 | Antimony, suspended sediment, total digestion, dry weight, milligrams per kilogram | Antimony | mg/kg | Suspended |  |  |  | Dry |  | 2014-10-03
29817 | Antimony, soil, recoverable, dry weight, milligrams per kilogram | Antimony | mg/kg | Recoverable |  |  |  | Dry |  | 2014-10-03
29818 | Arsenic, suspended sediment, total digestion, dry weight, milligrams per kilogram | Arsenic | mg/kg | Suspended |  |  |  | Dry |  | 2014-10-03
29819 | Arsenic, soil, recoverable, dry weight, milligrams per kilogram | Arsenic | mg/kg | Recoverable |  |  |  | Dry |  | 2014-10-03
29820 | Barium, suspended sediment, total digestion, dry weight, milligrams per kilogram | Barium | mg/kg | Suspended |  |  |  | Dry |  | 2014-10-03
29821 | Barium, soil, recoverable, dry weight, milligrams per kilogram | Barium | mg/kg | Recoverable |  |  |  | Dry |  | 2014-10-03
29822 | Beryllium, suspended sediment, total digestion, dry weight, milligrams per kilogram | Beryllium | mg/kg | Suspended |  |  |  | Dry |  | 2014-10-03
29823 | Beryllium, soil, recoverable, dry weight, milligrams per kilogram | Beryllium | mg/kg | Recoverable |  |  |  | Dry |  | 2014-10-03
29824 | Boron, suspended sediment, total digestion, dry weight, milligrams per kilogram | Boron | mg/kg | Suspended |  |  |  | Dry |  | 2014-10-03
29825 | Boron, soil, recoverable, dry weight, milligrams per kilogram | Boron | mg/kg | Recoverable |  |  |  | Dry |  | 2014-10-03
29826 | Cadmium, suspended sediment, total digestion, dry weight, milligrams per kilogram | Cadmium | mg/kg | Suspended |  |  |  | Dry |  | 2014-10-03
29827 | Cadmium, soil, recoverable, dry weight, milligrams per kilogram | Cadmium | mg/kg | Recoverable |  |  |  | Dry |  | 2014-10-03
29828 | Calcium, soil, recoverable, dry weight, milligrams per kilogram | Calcium | mg/kg | Recoverable |  |  |  | Dry |  | 2014-10-03
29829 | Chromium, suspended sediment, total digestion, dry weight, milligrams per kilogram | Chromium | mg/kg | Suspended |  |  |  | Dry |  | 2014-10-03
29830 | Chromium, soil, recoverable, dry weight, milligrams per kilogram | Chromium | mg/kg | Recoverable |  |  |  | Dry |  | 2014-10-03
29831 | Cobalt, soil, recoverable, dry weight, milligrams per kilogram | Cobalt | mg/kg | Recoverable |  |  |  | Dry |  | 2014-10-03
29832 | Copper, suspended sediment, total digestion, dry weight, milligrams per kilogram | Copper | mg/kg | Suspended |  |  |  | Dry |  | 2014-10-03
29833 | Copper, soil, recoverable, dry weight, milligrams per kilogram | Copper | mg/kg | Recoverable |  |  |  | Dry |  | 2014-10-03
29834 | Iron, suspended sediment, total digestion, dry weight, milligrams per kilogram | Iron | mg/kg | Suspended |  |  |  | Dry |  | 2014-10-03
29835 | Iron, soil, recoverable, dry weight, milligrams per kilogram | Iron | mg/kg | Recoverable |  |  |  | Dry |  | 2014-10-03
29836 | Lead, suspended sediment, total digestion, dry weight, milligrams per kilogram | Lead | mg/kg | Suspended |  |  |  | Dry |  | 2014-10-03
29837 | Lead, soil, recoverable, dry weight, milligrams per kilogram | Lead | mg/kg | Recoverable |  |  |  | Dry |  | 2014-10-03
29838 | Magnesium, soil, recoverable, dry weight, milligrams per kilogram | Magnesium | mg/kg | Recoverable |  |  |  | Dry |  | 2014-10-03
29839 | Manganese, suspended sediment, total digestion, dry weight, milligrams per kilogram | Manganese | mg/kg | Suspended |  |  |  | Dry |  | 2014-10-03
29840 | Manganese, soil, recoverable, dry weight, milligrams per kilogram | Manganese | mg/kg | Recoverable |  |  |  | Dry |  | 2014-10-03
29841 | Mercury, suspended sediment, total digestion, dry weight, milligrams per kilogram | Mercury | mg/kg | Suspended |  |  |  | Dry |  | 2014-10-03
29842 | Mercury, soil, recoverable, dry weight, milligrams per kilogram | Mercury | mg/kg | Recoverable |  |  |  | Dry |  | 2014-10-03
29843 | Molybdenum, suspended sediment, total digestion, dry weight, milligrams per kilogram | Molybdenum | mg/kg | Suspended |  |  |  | Dry |  | 2014-10-03
29844 | Molybdenum, soil, recoverable, dry weight, milligrams per kilogram | Molybdenum | mg/kg | Recoverable |  |  |  | Dry |  | 2014-10-03
29845 | Nickel, suspended sediment, total digestion, dry weight, milligrams per kilogram | Nickel | mg/kg | Suspended |  |  |  | Dry |  | 2014-10-03
29846 | Nickel, soil, recoverable, dry weight, milligrams per kilogram | Nickel | mg/kg | Recoverable |  |  |  | Dry |  | 2014-10-03
29847 | Selenium, suspended sediment, total digestion, dry weight, milligrams per kilogram | Selenium | mg/kg | Suspended |  |  |  | Dry |  | 2014-10-03
29848 | Selenium, soil, recoverable, dry weight, milligrams per kilogram | Selenium | mg/kg | Recoverable |  |  |  | Dry |  | 2014-10-03
29849 | Silicon, soil, recoverable, dry weight, milligrams per kilogram | Silicon | mg/kg | Recoverable |  |  |  | Dry |  | 2014-10-03
29850 | Silver, suspended sediment, total digestion, dry weight, milligrams per kilogram | Silver | mg/kg | Suspended |  |  |  | Dry |  | 2014-10-03
29851 | Sodium, soil, recoverable, dry weight, milligrams per kilogram | Sodium | mg/kg | Recoverable |  |  |  | Dry |  | 2014-10-03
29852 | Thallium, soil, recoverable, dry weight, milligrams per kilogram | Thallium | mg/kg | Recoverable |  |  |  | Dry |  | 2014-10-03
29853 | Vanadium, suspended sediment, total digestion, dry weight, milligrams per kilogram | Vanadium | mg/kg | Suspended |  |  |  | Dry |  | 2014-10-03
29854 | Vanadium, soil, recoverable, dry weight, milligrams per kilogram | Vanadium | mg/kg | Recoverable |  |  |  | Dry |  | 2014-10-03
29855 | Zinc, suspended sediment, total digestion, dry weight, milligrams per kilogram | Zinc | mg/kg | Suspended |  |  |  | Dry |  | 2014-10-03
29856 | Zinc, soil, recoverable, dry weight, milligrams per kilogram | Zinc | mg/kg | Recoverable |  |  |  | Dry |  | 2014-10-03
29857 | Actinium-228, water, unfiltered, picocuries per liter | Actinium-228 | pCi/L | Total | [5 empty] | 2014-10-03
29858 | Actinium-228 counting error, water, unfiltered, picocuries per liter | Actinium-228 | pCi/L | Total |  | Counting Error |  |  |  | 2014-10-03
29859 | Actinium-228, water, filtered, picocuries per liter | Actinium-228 | pCi/L | Dissolved | [5 empty] | 2014-10-03
29860 | Actinium-228 counting error, water, filtered, picocuries per liter | Actinium-228 | pCi/L | Dissolved |  | Counting Error |  |  |  | 2014-10-03
29861 | Silver-108, water, unfiltered, picocuries per liter | Silver-108 | pCi/L | Total | [5 empty] | 2014-10-03
29862 | Silver-108 counting error, water, unfiltered, picocuries per liter | Silver-108 | pCi/L | Total |  | Counting Error |  |  |  | 2014-10-03
29863 | Silver-108, water, filtered, picocuries per liter | Silver-108 | pCi/L | Dissolved | [5 empty] | 2014-10-03
29864 | Silver-108 counting error, water, filtered, picocuries per liter | Silver-108 | pCi/L | Dissolved |  | Counting Error |  |  |  | 2014-10-03
29865 | Americium-241, water, unfiltered, picocuries per liter | Americium-241 | pCi/L | Total | [5 empty] | 2014-10-03
29866 | Americium-241 counting error, water, unfiltered, picocuries per liter | Americium-241 | pCi/L | Total |  | Counting Error |  |  |  | 2014-10-03
29867 | Americium-241, water, filtered, picocuries per liter | Americium-241 | pCi/L | Dissolved | [5 empty] | 2014-10-03
29868 | Americium-241 counting error, water, filtered, picocuries per liter | Americium-241 | pCi/L | Dissolved |  | Counting Error |  |  |  | 2014-10-03
29869 | Barium-140, water, filtered, picocuries per liter | Barium-140 | pCi/L | Dissolved | [5 empty] | 2014-10-03
29870 | Barium-140 counting error, water, filtered, picocuries per liter | Barium-140 | pCi/L | Dissolved |  | Counting Error |  |  |  | 2014-10-03
29871 | Beryllium-7, water, unfiltered, picocuries per liter | Beryllium-7 | pCi/L | Total | [5 empty] | 2014-10-03
29872 | Beryllium-7 counting error, water, unfiltered, picocuries per liter | Beryllium-7 | pCi/L | Total |  | Counting Error |  |  |  | 2014-10-03
29873 | Beryllium-7, water, filtered, picocuries per liter | Beryllium-7 | pCi/L | Dissolved | [5 empty] | 2014-10-03
29874 | Beryllium-7 counting error, water, filtered, picocuries per liter | Beryllium-7 | pCi/L | Dissolved |  | Counting Error |  |  |  | 2014-10-03
29875 | Bismuth-214, water, filtered, picocuries per liter | Bismuth-214 | pCi/L | Dissolved | [5 empty] | 2014-10-03
29876 | Bismuth-214 counting error, water, filtered, picocuries per liter | Bismuth-214 | pCi/L | Dissolved |  | Counting Error |  |  |  | 2014-10-03
29877 | Cerium-141, water, filtered, picocuries per liter | Cerium-141 | pCi/L | Dissolved | [5 empty] | 2014-10-03
29878 | Cerium-141 counting error, water, filtered, picocuries per liter | Cerium-141 | pCi/L | Dissolved |  | Counting Error |  |  |  | 2014-10-03
29879 | Curium-242, water, unfiltered, picocuries per liter | Curium-242 | pCi/L | Total | [5 empty] | 2015-01-05
29880 | Curium-242 counting error, water, unfiltered, picocuries per liter | Curium-242 | pCi/L | Total |  | Counting Error |  |  |  | 2015-01-05
29881 | Curium-242, water, filtered, picocuries per liter | Curium-242 | pCi/L | Dissolved | [5 empty] | 2015-01-05
29882 | Curium-242 counting error, water, filtered, picocuries per liter | Curium-242 | pCi/L | Dissolved |  | Counting Error |  |  |  | 2015-01-05
29883 | Curium-244, water, unfiltered, picocuries per liter | Curium-244 | pCi/L | Total | [5 empty] | 2014-10-03
29884 | Curium-244 counting error, water, unfiltered, picocuries per liter | Curium-244 | pCi/L | Total |  | Counting Error |  |  |  | 2014-10-03
29885 | Curium-244, water, filtered, picocuries per liter | Curium-244 | pCi/L | Dissolved | [5 empty] | 2014-10-03
29886 | Curium-244 counting error, water, filtered, picocuries per liter | Curium-244 | pCi/L | Dissolved |  | Counting Error |  |  |  | 2014-10-03
29887 | Cobalt-57, water, unfiltered, picocuries per liter | Cobalt-57 | pCi/L | Total | [5 empty] | 2014-10-03
29888 | Cobalt-57 counting error, water, unfiltered, picocuries per liter | Cobalt-57 | pCi/L | Total |  | Counting Error |  |  |  | 2014-10-03
29889 | Cobalt-57, water, filtered, picocuries per liter | Cobalt-57 | pCi/L | Dissolved | [5 empty] | 2014-10-03
29890 | Cobalt-57 counting error, water, filtered, picocuries per liter | Cobalt-57 | pCi/L | Dissolved |  | Counting Error |  |  |  | 2014-10-03
29891 | Cobalt-58, water, unfiltered, picocuries per liter | Cobalt-58 | pCi/L | Total | [5 empty] | 2014-10-03
29892 | Cobalt-58 counting error, water, unfiltered, picocuries per liter | Cobalt-58 | pCi/L | Total |  | Counting Error |  |  |  | 2014-10-03
29893 | Cobalt-58, water, filtered, picocuries per liter | Cobalt-58 | pCi/L | Dissolved | [5 empty] | 2014-10-03
29894 | Cobalt-58 counting error, water, filtered, picocuries per liter | Cobalt-58 | pCi/L | Dissolved |  | Counting Error |  |  |  | 2014-10-03
29895 | Chromium-51, water, filtered, picocuries per liter | Chromium-51 | pCi/L | Dissolved | [5 empty] | 2014-10-03
29896 | Chromium-51 counting error, water, filtered, picocuries per liter | Chromium-51 | pCi/L | Dissolved |  | Counting Error |  |  |  | 2014-10-03
29897 | Cesium-144, water, unfiltered, picocuries per liter | Cesium-144 | pCi/L | Total | [5 empty] | 2014-10-03
29898 | Cesium-144 counting error, water, unfiltered, picocuries per liter | Cesium-144 | pCi/L | Total |  | Counting Error |  |  |  | 2014-10-03
29899 | Cesium-144, water, filtered, picocuries per liter | Cesium-144 | pCi/L | Dissolved | [5 empty] | 2014-10-03
29900 | Cesium-144 counting error, water, filtered, picocuries per liter | Cesium-144 | pCi/L | Dissolved |  | Counting Error |  |  |  | 2014-10-03
29901 | Europium-155, water, unfiltered, picocuries per liter | Europium-155 | pCi/L | Total | [5 empty] | 2014-10-03
29902 | Europium-155 counting error, water, unfiltered, picocuries per liter | Europium-155 | pCi/L | Total |  | Counting Error |  |  |  | 2014-10-03
29903 | Europium-155, water, filtered, picocuries per liter | Europium-155 | pCi/L | Dissolved | [5 empty] | 2014-10-03
29904 | Europium-155 counting error, water, filtered, picocuries per liter | Europium-155 | pCi/L | Dissolved |  | Counting Error |  |  |  | 2014-10-03
29905 | Hafnium-175, water, unfiltered, picocuries per liter | Hafnium-175 | pCi/L | Total | [5 empty] | 2015-01-05
29906 | Hafnium-175 counting error, water, unfiltered, picocuries per liter | Hafnium-175 | pCi/L | Total |  | Counting Error |  |  |  | 2015-01-05
29907 | Hafnium-175, water, filtered, picocuries per liter | Hafnium-175 | pCi/L | Dissolved | [5 empty] | 2015-01-05
29908 | Hafnium-175 counting error, water, filtered, picocuries per liter | Hafnium-175 | pCi/L | Dissolved |  | Counting Error |  |  |  | 2015-01-05
29909 | Hafnium-181, water, unfiltered, picocuries per liter | Hafnium-181 | pCi/L | Total | [5 empty] | 2015-01-05
29910 | Hafnium-181 counting error, water, unfiltered, picocuries per liter | Hafnium-181 | pCi/L | Total |  | Counting Error |  |  |  | 2015-01-05
29911 | Hafnium-181, water, filtered, picocuries per liter | Hafnium-181 | pCi/L | Dissolved | [5 empty] | 2015-01-05
29912 | Hafnium-181 counting error, water, filtered, picocuries per liter | Hafnium-181 | pCi/L | Dissolved |  | Counting Error |  |  |  | 2015-01-05
29913 | Iodine-129, water, filtered, picocuries per liter | Iodine-129 | pCi/L | Dissolved | [5 empty] | 2014-10-03
29914 | Iodine-129 counting error, water, filtered, picocuries per liter | Iodine-129 | pCi/L | Dissolved |  | Counting Error |  |  |  | 2014-10-03
29915 | Iodine-131, water, filtered, picocuries per liter | Iodine-131 | pCi/L | Dissolved | [5 empty] | 2014-10-03
29916 | Iodine-131 counting error, water, filtered, picocuries per liter | Iodine-131 | pCi/L | Dissolved |  | Counting Error |  |  |  | 2014-10-03
29917 | Iodine-133, water, unfiltered, picocuries per liter | Iodine-133 | pCi/L | Total | [5 empty] | 2014-10-03
29918 | Iodine-133 counting error, water, unfiltered, picocuries per liter | Iodine-133 | pCi/L | Total |  | Counting Error |  |  |  | 2014-10-03
29919 | Iodine-133, water, filtered, picocuries per liter | Iodine-133 | pCi/L | Dissolved | [5 empty] | 2014-10-03
29920 | Iodine-133 counting error, water, filtered, picocuries per liter | Iodine-133 | pCi/L | Dissolved |  | Counting Error |  |  |  | 2014-10-03
29921 | Lanthanum-140, water, filtered, picocuries per liter | Lanthanum-140 | pCi/L | Dissolved | [5 empty] | 2014-10-03
29922 | Lanthanum-140 counting error, water, filtered, picocuries per liter | Lanthanum-140 | pCi/L | Dissolved |  | Counting Error |  |  |  | 2014-10-03
29923 | Molybdenum-95, water, unfiltered, picocuries per liter | Molybdenum-95 | pCi/L | Total | [5 empty] | 2014-10-03
29924 | Molybdenum-95 counting error, water, unfiltered, picocuries per liter | Molybdenum-95 | pCi/L | Total |  | Counting Error |  |  |  | 2014-10-03
29925 | Molybdenum-95, water, filtered, picocuries per liter | Molybdenum-95 | pCi/L | Dissolved | [5 empty] | 2014-10-03
29926 | Molybdenum-95 counting error, water, filtered, picocuries per liter | Molybdenum-95 | pCi/L | Dissolved |  | Counting Error |  |  |  | 2014-10-03
29927 | Molybdenum-99, water, unfiltered, picocuries per liter | Molybdenum-99 | pCi/L | Total | [5 empty] | 2014-10-03
29928 | Molybdenum-99 counting error, water, unfiltered, picocuries per liter | Molybdenum-99 | pCi/L | Total |  | Counting Error |  |  |  | 2014-10-03
29929 | Molybdenum-99, water, filtered, picocuries per liter | Molybdenum-99 | pCi/L | Dissolved | [5 empty] | 2014-10-03
29930 | Molybdenum-99 counting error, water, filtered, picocuries per liter | Molybdenum-99 | pCi/L | Dissolved |  | Counting Error |  |  |  | 2014-10-03
29931 | Sodium-24, water, unfiltered, picocuries per liter | Sodium-24 | pCi/L | Total | [5 empty] | 2014-10-03
29932 | Sodium-24 counting error, water, unfiltered, picocuries per liter | Sodium-24 | pCi/L | Total |  | Counting Error |  |  |  | 2014-10-03
29933 | Sodium-24, water, filtered, picocuries per liter | Sodium-24 | pCi/L | Dissolved | [5 empty] | 2014-10-03
29934 | Sodium-24 counting error, water, filtered, picocuries per liter | Sodium-24 | pCi/L | Dissolved |  | Counting Error |  |  |  | 2014-10-03
29935 | Niobium-95, water, filtered, picocuries per liter | Niobium-95 | pCi/L | Dissolved | [5 empty] | 2014-10-03
29936 | Niobium-95 counting error, water, filtered, picocuries per liter | Niobium-95 | pCi/L | Dissolved |  | Counting Error |  |  |  | 2014-10-03
29937 | Neodymium-147, water, unfiltered, picocuries per liter | Neodymium-147 | pCi/L | Total | [5 empty] | 2014-10-03
29938 | Neodymium-147 counting error, water, unfiltered, picocuries per liter | Neodymium-147 | pCi/L | Total |  | Counting Error |  |  |  | 2014-10-03
29939 | Neodymium-147, water, filtered, picocuries per liter | Neodymium-147 | pCi/L | Dissolved | [5 empty] | 2014-10-03
29940 | Neodymium-147 counting error, water, filtered, picocuries per liter | Neodymium-147 | pCi/L | Dissolved |  | Counting Error |  |  |  | 2014-10-03
29941 | Neptunium-239, water, unfiltered, picocuries per liter | Neptunium-239 | pCi/L | Total | [5 empty] | 2014-10-03
29942 | Neptunium-239 counting error, water, unfiltered, picocuries per liter | Neptunium-239 | pCi/L | Total |  | Counting Error |  |  |  | 2014-10-03
29943 | Neptunium-239, water, filtered, picocuries per liter | Neptunium-239 | pCi/L | Dissolved | [5 empty] | 2014-10-03
29944 | Neptunium-239 counting error, water, filtered, picocuries per liter | Neptunium-239 | pCi/L | Dissolved |  | Counting Error |  |  |  | 2014-10-03
29945 | Lead-212, water, filtered, picocuries per liter | Lead-212 | pCi/L | Dissolved | [5 empty] | 2014-10-03
29946 | Lead-212 counting error, water, filtered, picocuries per liter | Lead-212 | pCi/L | Dissolved |  | Counting Error |  |  |  | 2014-10-03
29947 | Lead-214, water, filtered, picocuries per liter | Lead-214 | pCi/L | Dissolved | [5 empty] | 2014-10-03
29948 | Lead-214 counting error, water, filtered, picocuries per liter | Lead-214 | pCi/L | Dissolved |  | Counting Error |  |  |  | 2014-10-03
29953 | Ruthenium-103, water, filtered, picocuries per liter | Ruthenium-103 | pCi/L | Dissolved | [5 empty] | 2014-10-03
29954 | Ruthenium-103 counting error, water, filtered, picocuries per liter | Ruthenium-103 | pCi/L | Dissolved |  | Counting Error |  |  |  | 2014-10-03
29955 | Antimony-124, water, unfiltered, picocuries per liter | Antimony-124 | pCi/L | Total | [5 empty] | 2014-10-03
29956 | Antimony-124 counting error, water, unfiltered, picocuries per liter | Antimony-124 | pCi/L | Total |  | Counting Error |  |  |  | 2014-10-03
29957 | Antimony-124, water, filtered, picocuries per liter | Antimony-124 | pCi/L | Dissolved | [5 empty] | 2014-10-03
29958 | Antimony-124 counting error, water, filtered, picocuries per liter | Antimony-124 | pCi/L | Dissolved |  | Counting Error |  |  |  | 2014-10-03
29959 | Antimony-125, water, unfiltered, picocuries per liter | Antimony-125 | pCi/L | Total | [5 empty] | 2014-10-03
29960 | Antimony-125 counting error, water, unfiltered, picocuries per liter | Antimony-125 | pCi/L | Total |  | Counting Error |  |  |  | 2014-10-03
29961 | Antimony-125, water, filtered, picocuries per liter | Antimony-125 | pCi/L | Dissolved | [5 empty] | 2014-10-03
29962 | Antimony-125 counting error, water, filtered, picocuries per liter | Antimony-125 | pCi/L | Dissolved |  | Counting Error |  |  |  | 2014-10-03
29963 | Strontium-91, water, unfiltered, picocuries per liter | Strontium-91 | pCi/L | Total | [5 empty] | 2015-01-05
29964 | Strontium-91 counting error, water, unfiltered, picocuries per liter | Strontium-91 | pCi/L | Total |  | Counting Error |  |  |  | 2015-01-05
29965 | Strontium-91, water, filtered, picocuries per liter | Strontium-91 | pCi/L | Dissolved | [5 empty] | 2015-01-05
29966 | Strontium-91 counting error, water, filtered, picocuries per liter | Strontium-91 | pCi/L | Dissolved |  | Counting Error |  |  |  | 2015-01-05
29967 | Technetium-99, water, unfiltered, picocuries per liter | Technetium-99 | pCi/L | Total | [5 empty] | 2018-04-16
29968 | Technetium-99 counting error, water, unfiltered, picocuries per liter | Technetium-99 | pCi/L | Total |  | Counting Error |  |  |  | 2018-04-16
29969 | Technetium-99, water, filtered, picocuries per liter | Technetium-99 | pCi/L | Dissolved | [5 empty] | 2018-04-16
29970 | Technetium-99 counting error, water, filtered, picocuries per liter | Technetium-99 | pCi/L | Dissolved |  | Counting Error |  |  |  | 2018-04-16
29971 | Tellurium-128, water, unfiltered, picocuries per liter | Tellurium-128 | pCi/L | Total | [5 empty] | 2014-10-03
29972 | Tellurium-128 counting error, water, unfiltered, picocuries per liter | Tellurium-128 | pCi/L | Total |  | Counting Error |  |  |  | 2014-10-03
29973 | Tellurium-128, water, filtered, picocuries per liter | Tellurium-128 | pCi/L | Dissolved | [5 empty] | 2014-10-03
29974 | Tellurium-128 counting error, water, filtered, picocuries per liter | Tellurium-128 | pCi/L | Dissolved |  | Counting Error |  |  |  | 2014-10-03
29975 | Tellurium-132, water, unfiltered, picocuries per liter | Tellurium-132 | pCi/L | Total | [5 empty] | 2015-01-05
29976 | Tellurium-132 counting error, water, unfiltered, picocuries per liter | Tellurium-132 | pCi/L | Total |  | Counting Error |  |  |  | 2015-01-05
29977 | Tellurium-132, water, filtered, picocuries per liter | Tellurium-132 | pCi/L | Dissolved | [5 empty] | 2015-01-05
29978 | Tellurium-132 counting error, water, filtered, picocuries per liter | Tellurium-132 | pCi/L | Dissolved |  | Counting Error |  |  |  | 2015-01-05
29979 | Thallium-208, water, unfiltered, picocuries per liter | Thallium-208 | pCi/L | Total | [5 empty] | 2014-10-03
29980 | Thallium-208 counting error, water, unfiltered, picocuries per liter | Thallium-208 | pCi/L | Total |  | Counting Error |  |  |  | 2014-10-03
29981 | Thallium-208, water, filtered, picocuries per liter | Thallium-208 | pCi/L | Dissolved | [5 empty] | 2014-10-03
29982 | Thallium-208 counting error, water, filtered, picocuries per liter | Thallium-208 | pCi/L | Dissolved |  | Counting Error |  |  |  | 2014-10-03
29983 | Xenon-135, water, unfiltered, picocuries per liter | Xenon-135 | pCi/L | Total | [5 empty] | 2015-01-05
29984 | Xenon-135 counting error, water, unfiltered, picocuries per liter | Xenon-135 | pCi/L | Total |  | Counting Error |  |  |  | 2015-01-05
29985 | Xenon-135, water, filtered, picocuries per liter | Xenon-135 | pCi/L | Dissolved | [5 empty] | 2015-01-05
29986 | Xenon-135 counting error, water, filtered, picocuries per liter | Xenon-135 | pCi/L | Dissolved |  | Counting Error |  |  |  | 2015-01-05
29987 | Yttrium-91 (metastable), water, unfiltered, picocuries per liter | Yttrium-91m | pCi/L | Total | [5 empty] | 2015-01-05
29988 | Yttrium-91 (metastable) counting error, water, unfiltered, picocuries per liter | Yttrium-91m | pCi/L | Total |  | Counting Error |  |  |  | 2015-01-05
29989 | Yttrium-91 (metastable), water, filtered, picocuries per liter | Yttrium-91m | pCi/L | Dissolved | [5 empty] | 2015-01-05
29990 | Yttrium-91 (metastable) counting error, water, filtered, picocuries per liter | Yttrium-91m | pCi/L | Dissolved |  | Counting Error |  |  |  | 2015-01-05
29991 | Zirconium-95, water, filtered, picocuries per liter | Zirconium-95 | pCi/L | Dissolved | [5 empty] | 2014-10-03
29992 | Zirconium-95 counting error, water, filtered, picocuries per liter | Zirconium-95 | pCi/L | Dissolved |  | Counting Error |  |  |  | 2014-10-03
29993 | Azinphos-methyl, soil, recoverable, dry weight, milligrams per kilogram | Azinphos-methyl | mg/kg | Recoverable |  |  |  | Dry |  | 2014-10-03
29994 | Sulprofos, soil, recoverable, dry weight, milligrams per kilogram | Sulprofos | mg/kg | Recoverable |  |  |  | Dry |  | 2014-10-03
29995 | Chlorpyrifos, soil, recoverable, dry weight, milligrams per kilogram | Chlorpyrifos | mg/kg | Recoverable |  |  |  | Dry |  | 2014-10-03
29996 | Coumaphos, soil, recoverable, dry weight, milligrams per kilogram | Coumaphos | mg/kg | Recoverable |  |  |  | Dry |  | 2014-10-03
29997 | Demeton, soil, recoverable, dry weight, milligrams per kilogram | Demeton | mg/kg | Recoverable |  |  |  | Dry |  | 2014-10-03
29998 | Diazinon, soil, recoverable, dry weight, milligrams per kilogram | Diazinon | mg/kg | Recoverable |  |  |  | Dry |  | 2014-10-03
29999 | Dichlorvos, soil, recoverable, dry weight, milligrams per kilogram | Dichlorvos | mg/kg | Recoverable |  |  |  | Dry |  | 2014-10-03
30000 | Dimethoate, soil, recoverable, dry weight, milligrams per kilogram | Dimethoate | mg/kg | Recoverable |  |  |  | Dry |  | 2014-10-03
30001 | Disulfoton, soil, recoverable, dry weight, milligrams per kilogram | Disulfoton | mg/kg | Recoverable |  |  |  | Dry |  | 2014-10-03
30002 | EPN, soil, recoverable, dry weight, milligrams per kilogram | O-Ethyl O-(p-nitrophenyl) phenylphosphonothioate | mg/kg | Recoverable |  |  |  | Dry |  | 2014-10-03
30003 | Ethoprop, soil, recoverable, dry weight, milligrams per kilogram | Ethoprop | mg/kg | Recoverable |  |  |  | Dry |  | 2014-10-03
30004 | Fensulfothion, water, unfiltered, recoverable, micrograms per liter | Fensulfothion | ug/l | Recoverable | [5 empty] | 2014-10-03
30005 | Fensulfothion, soil, recoverable, dry weight, milligrams per kilogram | Fensulfothion | mg/kg | Recoverable |  |  |  | Dry |  | 2014-10-03
30006 | Fenthion, water, unfiltered, recoverable, micrograms per liter | Fenthion | ug/l | Recoverable | [5 empty] | 2014-10-03
30007 | Fenthion, soil, recoverable, dry weight, milligrams per kilogram | Fenthion | mg/kg | Recoverable |  |  |  | Dry |  | 2014-10-03
30008 | Malathion, soil, recoverable, dry weight, milligrams per kilogram | Malathion | mg/kg | Recoverable |  |  |  | Dry |  | 2014-10-03
30009 | Merphos, water, unfiltered, recoverable, micrograms per liter | Merphos | ug/l | Recoverable | [5 empty] | 2014-10-03
30010 | Merphos, soil, recoverable, dry weight, milligrams per kilogram | Merphos | mg/kg | Recoverable |  |  |  | Dry |  | 2014-10-03
30011 | Mevinphos, soil, recoverable, dry weight, milligrams per kilogram | Mevinphos | mg/kg | Recoverable |  |  |  | Dry |  | 2014-10-03
30012 | Monocrotophos, soil, recoverable, dry weight, milligrams per kilogram | Monocrotophos | mg/kg | Recoverable |  |  |  | Dry |  | 2014-10-03
30013 | Naled, soil, recoverable, dry weight, milligrams per kilogram | Naled | mg/kg | Recoverable |  |  |  | Dry |  | 2014-10-03
30014 | Methyl parathion, soil, recoverable, dry weight, milligrams per kilogram | Methyl parathion | mg/kg | Recoverable |  |  |  | Dry |  | 2014-10-03
30015 | Parathion, soil, recoverable, dry weight, milligrams per kilogram | Parathion | mg/kg | Recoverable |  |  |  | Dry |  | 2014-10-03
30016 | Phorate, soil, recoverable, dry weight, milligrams per kilogram | Phorate | mg/kg | Recoverable |  |  |  | Dry |  | 2014-10-03
30017 | Ronnel, soil, recoverable, dry weight, milligrams per kilogram | Ronnel | mg/kg | Recoverable |  |  |  | Dry |  | 2014-10-03
30018 | Tetrachlorvinphos, soil, recoverable, dry weight, milligrams per kilogram | Tetrachlorvinphos | mg/kg | Recoverable |  |  |  | Dry |  | 2015-10-02
30019 | Sulfotepp, soil, recoverable, dry weight, milligrams per kilogram | Sulfotep | mg/kg | Recoverable |  |  |  | Dry |  | 2014-10-03
30020 | Tetraethyl pyrophosphate (TEPP), soil, recoverable, dry weight, milligrams per kilogram | Tetraethyl pyrophosphate | mg/kg | Recoverable |  |  |  | Dry |  | 2014-10-03
30021 | Tokuthion, soil, recoverable, dry weight, milligrams per kilogram | Prothiofos | mg/kg | Recoverable |  |  |  | Dry |  | 2014-10-03
30022 | Trichloronate, soil, recoverable, dry weight, milligrams per kilogram | Trichloronate | mg/kg | Recoverable |  |  |  | Dry |  | 2014-10-03
30023 | 2,4-D, soil, recoverable, dry weight, milligrams per kilogram | 2,4-D | mg/kg | Recoverable |  |  |  | Dry |  | 2014-10-03
30024 | 2,4-DB, soil, recoverable, dry weight, milligrams per kilogram | 2,4-DB | mg/kg | Recoverable |  |  |  | Dry |  | 2014-10-03
30025 | 2,4,5-T, soil, recoverable, dry weight, milligrams per kilogram | 2,4,5-T | mg/kg | Recoverable |  |  |  | Dry |  | 2014-10-03
30026 | Silvex, soil, recoverable, dry weight, milligrams per kilogram | Silvex | mg/kg | Recoverable |  |  |  | Dry |  | 2014-10-03
30027 | Dalapon, soil, recoverable, dry weight, milligrams per kilogram | Dalapon | mg/kg | Recoverable |  |  |  | Dry |  | 2014-10-03
30028 | Dicamba, soil, recoverable, dry weight, milligrams per kilogram | Dicamba | mg/kg | Recoverable |  |  |  | Dry |  | 2014-10-03
30029 | Dichlorprop, soil, recoverable, dry weight, milligrams per kilogram | Dichlorprop | mg/kg | Recoverable |  |  |  | Dry |  | 2020-01-21
30030 | Dinoseb, soil, recoverable, dry weight, milligrams per kilogram | Dinoseb | mg/kg | Recoverable |  |  |  | Dry |  | 2014-10-03
30031 | MCPA, soil, recoverable, dry weight, milligrams per kilogram | MCPA | mg/kg | Recoverable |  |  |  | Dry |  | 2014-10-03
30032 | Mecoprop, soil, recoverable, dry weight, milligrams per kilogram | Mecoprop | mg/kg | Recoverable |  |  |  | Dry |  | 2014-10-03
30033 | Petroleum hydrocarbons, soil, recoverable, dry weight, milligrams per kilogram | C23-C32 Hydrocarbons | mg/kg | Recoverable |  |  |  | Dry |  | 2020-01-21
30034 | 1,2-Dibromoethane, soil, recoverable, dry weight, milligrams per kilogram | Ethylene dibromide | mg/kg | Recoverable |  |  |  | Dry |  | 2014-10-03
30035 | 1,2-Dibromo-3-chloropropane, soil, recoverable, dry weight, milligrams per kilogram | 1,2-Dibromo-3-chloropropane | mg/kg | Recoverable |  |  |  | Dry |  | 2014-10-03
30038 | 2-Chlorophenol, soil, recoverable, dry weight, milligrams per kilogram | o-Chlorophenol | mg/kg | Recoverable |  |  |  | Dry |  | 2014-10-03
30039 | 4-Chloro-3-methylphenol, soil, recoverable, dry weight, milligrams per kilogram | p-Chloro-m-cresol | mg/kg | Recoverable |  |  |  | Dry |  | 2014-10-03
30040 | Cresols (all isomers), soil, recoverable, dry weight, milligrams per kilogram | Cresol | mg/kg | Recoverable |  |  |  | Dry |  | 2014-10-03
30041 | 2-Cyclohexyl-4,6-dinitrophenol, soil, recoverable, dry weight, milligrams per kilogram | Dinex | mg/kg | Recoverable |  |  |  | Dry |  | 2014-10-03
30042 | 2,4-Dichlorophenol, soil, recoverable, dry weight, milligrams per kilogram | 2,4-Dichlorophenol | mg/kg | Recoverable |  |  |  | Dry |  | 2014-10-03
30043 | 2,6-Dichlorophenol, soil, recoverable, dry weight, milligrams per kilogram | 2,6-Dichlorophenol | mg/kg | Recoverable |  |  |  | Dry |  | 2014-10-03
30044 | 2,4-Dimethylphenol, soil, recoverable, dry weight, milligrams per kilogram | 2,4-Dimethylphenol | mg/kg | Recoverable |  |  |  | Dry |  | 2014-10-03
30045 | 2-Methyl-4,6-dinitrophenol, soil, recoverable, dry weight, milligrams per kilogram | 4,6-Dinitro-o-cresol | mg/kg | Recoverable |  |  |  | Dry |  | 2014-10-03
30046 | 2,4-Dinitrophenol, soil, recoverable, dry weight, milligrams per kilogram | 2,4-Dinitrophenol | mg/kg | Recoverable |  |  |  | Dry |  | 2014-10-03
30047 | 2-Methyl-4,6-dinitrophenol, soil, recoverable, dry weight, milligrams per kilogram | 4,6-Dinitro-o-cresol | mg/kg | Recoverable |  |  |  | Dry |  | 2014-10-03
30048 | 2-Nitrophenol, soil, recoverable, dry weight, milligrams per kilogram | o-Nitrophenol | mg/kg | Recoverable |  |  |  | Dry |  | 2014-10-03
30049 | 4-Nitrophenol, soil, recoverable, dry weight, milligrams per kilogram | p-Nitrophenol | mg/kg | Recoverable |  |  |  | Dry |  | 2014-10-03
30050 | Pentachlorophenol, soil, recoverable, dry weight, milligrams per kilogram | Pentachlorophenol | mg/kg | Recoverable |  |  |  | Dry |  | 2014-10-03
30051 | Phenol, soil, recoverable, dry weight, milligrams per kilogram | Phenol | mg/kg | Recoverable |  |  |  | Dry |  | 2014-10-03
30052 | Trichlorophenols (all isomers), soil, recoverable, dry weight, milligrams per kilogram | Trichlorophenol | mg/kg | Recoverable |  |  |  | Dry |  | 2014-10-03
30053 | Tetrachlorophenols (all isomers), soil, recoverable, dry weight, milligrams per kilogram | Tetrachlorophenol | mg/kg | Recoverable |  |  |  | Dry |  | 2014-10-03
30054 | 2,4,6-Trichlorophenol, soil, recoverable, dry weight, milligrams per kilogram | 2,4,6-Trichlorophenol | mg/kg | Recoverable |  |  |  | Dry |  | 2014-10-03
30056 | Benzyl chloride, soil, recoverable, dry weight, milligrams per kilogram | Benzyl chloride | mg/kg | Recoverable |  |  |  | Dry |  | 2014-10-03
30057 | Bis(2-chloroethoxy)methane, soil, recoverable, dry weight, milligrams per kilogram | Bis(2-chloroethoxy)methane | mg/kg | Recoverable |  |  |  | Dry |  | 2014-10-03
30058 | Bis(2-chloroisopropyl) ether, soil, recoverable, dry weight, milligrams per kilogram | Bis(2-chloroisopropyl) ether | mg/kg | Recoverable |  |  |  | Dry |  | 2014-10-03
30059 | Bromobenzene, soil, recoverable, dry weight, milligrams per kilogram | Bromobenzene | mg/kg | Recoverable |  |  |  | Dry |  | 2014-10-03
30060 | Bromodichloromethane, soil, recoverable, dry weight, milligrams per kilogram | Dichlorobromomethane | mg/kg | Recoverable |  |  |  | Dry |  | 2014-10-03
30061 | Tribromomethane, soil, recoverable, dry weight, milligrams per kilogram | Tribromomethane | mg/kg | Recoverable |  |  |  | Dry |  | 2014-10-03
30062 | Bromomethane, soil, recoverable, dry weight, milligrams per kilogram | Methyl bromide | mg/kg | Recoverable |  |  |  | Dry |  | 2014-10-03
30063 | Tetrachloromethane, soil, recoverable, dry weight, milligrams per kilogram | Carbon tetrachloride | mg/kg | Recoverable |  |  |  | Dry |  | 2014-10-03
30064 | Chloroacetaldehyde, soil, recoverable, dry weight, milligrams per kilogram | Chloroacetaldehyde | mg/kg | Recoverable |  |  |  | Dry |  | 2014-10-03
30065 | Trichloroacetaldehyde, soil, recoverable, dry weight, milligrams per kilogram | Chloral | mg/kg | Recoverable |  |  |  | Dry |  | 2014-10-03
30067 | Chloroethane, soil, recoverable, dry weight, milligrams per kilogram | Chloroethane | mg/kg | Recoverable |  |  |  | Dry |  | 2014-10-03
30068 | Trichloromethane, soil, recoverable, dry weight, milligrams per kilogram | Chloroform | mg/kg | Recoverable |  |  |  | Dry |  | 2014-10-03
30069 | 1-Chlorohexane, soil, recoverable, dry weight, milligrams per kilogram | 1-Chlorohexane | mg/kg | Recoverable |  |  |  | Dry |  | 2014-10-03
30070 | 2-Chloroethyl vinyl ether, soil, recoverable, dry weight, milligrams per kilogram | 2-Chloroethyl vinyl ether | mg/kg | Recoverable |  |  |  | Dry |  | 2014-10-03
30071 | Chloromethane, soil, recoverable, dry weight, milligrams per kilogram | Chloromethane | mg/kg | Recoverable |  |  |  | Dry |  | 2014-10-03
30072 | Chloromethyl methyl ether, soil, recoverable, dry weight, milligrams per kilogram | Chloromethyl methyl ether | mg/kg | Recoverable |  |  |  | Dry |  | 2014-10-03
30073 | 2-Chlorotoluene, soil, recoverable, dry weight, milligrams per kilogram | o-Chlorotoluene | mg/kg | Recoverable |  |  |  | Dry |  | 2014-10-03
30074 | Dibromochloromethane, soil, recoverable, dry weight, milligrams per kilogram | Chlorodibromomethane | mg/kg | Recoverable |  |  |  | Dry |  | 2014-10-03
30075 | Dibromomethane, soil, recoverable, dry weight, milligrams per kilogram | Dibromomethane | mg/kg | Recoverable |  |  |  | Dry |  | 2014-10-03
30076 | 1,2-Dichlorobenzene, soil, recoverable, dry weight, milligrams per kilogram | o-Dichlorobenzene | mg/kg | Recoverable |  |  |  | Dry |  | 2014-10-03
30077 | 1,3-Dichlorobenzene, soil, recoverable, dry weight, milligrams per kilogram | m-Dichlorobenzene | mg/kg | Recoverable |  |  |  | Dry |  | 2014-10-03
30078 | 1,4-Dichlorobenzene, soil, recoverable, dry weight, milligrams per kilogram | p-Dichlorobenzene | mg/kg | Recoverable |  |  |  | Dry |  | 2014-10-03
30079 | Dichlorodifluoromethane, soil, recoverable, dry weight, milligrams per kilogram | CFC-12 | mg/kg | Recoverable |  |  |  | Dry |  | 2014-10-03
30080 | 1,1-Dichloroethane, soil, recoverable, dry weight, milligrams per kilogram | 1,1-Dichloroethane | mg/kg | Recoverable |  |  |  | Dry |  | 2014-10-03
30081 | 1,2-Dichloroethane, soil, recoverable, dry weight, milligrams per kilogram | 1,2-Dichloroethane | mg/kg | Recoverable |  |  |  | Dry |  | 2014-10-03
30082 | 1,1-Dichloroethene, soil, recoverable, dry weight, milligrams per kilogram | 1,1-Dichloroethylene | mg/kg | Recoverable |  |  |  | Dry |  | 2014-10-03
30083 | trans-1,2-Dichloroethene, soil, recoverable, dry weight, milligrams per kilogram | trans-1,2-Dichloroethylene | mg/kg | Recoverable |  |  |  | Dry |  | 2014-10-03
30084 | Dichloromethane, soil, recoverable, dry weight, milligrams per kilogram | Methylene chloride | mg/kg | Recoverable |  |  |  | Dry |  | 2014-10-03
30085 | 1,2-Dichloropropane, soil, recoverable, dry weight, milligrams per kilogram | 1,2-Dichloropropane | mg/kg | Recoverable |  |  |  | Dry |  | 2014-10-03
30086 | trans-1,3-Dichloropropene, soil, recoverable, dry weight, milligrams per kilogram | trans-1,3-Dichloropropene | mg/kg | Recoverable |  |  |  | Dry |  | 2014-10-03
30087 | cis-1,3-Dichloropropene, soil, recoverable, dry weight, milligrams per kilogram | cis-1,3-Dichloropropene | mg/kg | Recoverable |  |  |  | Dry |  | 2014-10-03
30088 | 1,1,2,2-Tetrachloroethane, soil, recoverable, dry weight, milligrams per kilogram | 1,1,2,2-Tetrachloroethane | mg/kg | Recoverable |  |  |  | Dry |  | 2015-04-09
30089 | 1,1,1,2-Tetrachloroethane, soil, recoverable, dry weight, milligrams per kilogram | 1,1,1,2-Tetrachloroethane | mg/kg | Recoverable |  |  |  | Dry |  | 2015-04-09
30090 | Tetrachloroethene, soil, recoverable, dry weight, milligrams per kilogram | Tetrachloroethylene | mg/kg | Recoverable |  |  |  | Dry |  | 2020-01-21
30091 | 1,1,1-Trichloroethane, soil, recoverable, dry weight, milligrams per kilogram | 1,1,1-Trichloroethane | mg/kg | Recoverable |  |  |  | Dry |  | 2014-10-03
30092 | 1,1,2-Trichloroethane, soil, recoverable, dry weight, milligrams per kilogram | 1,1,2-Trichloroethane | mg/kg | Recoverable |  |  |  | Dry |  | 2014-10-03
30093 | Trichlorofluoromethane, soil, recoverable, dry weight, milligrams per kilogram | CFC-11 | mg/kg | Recoverable |  |  |  | Dry |  | 2014-10-03
30094 | 1,2,3-Trichloropropane, soil, recoverable, dry weight, milligrams per kilogram | 1,2,3-Trichloropropane | mg/kg | Recoverable |  |  |  | Dry |  | 2014-10-03
30095 | Vinyl chloride, soil, recoverable, dry weight, milligrams per kilogram | Vinyl chloride | mg/kg | Recoverable |  |  |  | Dry |  | 2014-10-03
30096 | Benzene, soil, recoverable, dry weight, milligrams per kilogram | Benzene | mg/kg | Recoverable |  |  |  | Dry |  | 2014-10-03
30097 | Chlorobenzene, soil, recoverable, dry weight, milligrams per kilogram | Chlorobenzene | mg/kg | Recoverable |  |  |  | Dry |  | 2014-10-03
30098 | Ethylbenzene, soil, recoverable, dry weight, milligrams per kilogram | Ethylbenzene | mg/kg | Recoverable |  |  |  | Dry |  | 2014-10-03
30099 | Toluene, soil, recoverable, dry weight, milligrams per kilogram | Toluene | mg/kg | Recoverable |  |  |  | Dry |  | 2014-10-03
30100 | m-Xylene, soil, recoverable, dry weight, milligrams per kilogram | m-Xylene | mg/kg | Recoverable |  |  |  | Dry |  | 2014-10-03
30101 | o-Xylene plus p-xylene, soil, recoverable, dry weight, milligrams per kilogram | ortho & para Xylene mix | mg/kg | Recoverable |  |  |  | Dry |  | 2020-01-21
30102 | Aldrin, soil, recoverable, dry weight, milligrams per kilogram | Aldrin | mg/kg | Recoverable |  |  |  | Dry |  | 2014-10-03
30103 | Aroclor 1016, soil, recoverable, dry weight, milligrams per kilogram | Aroclor 1016 | mg/kg | Recoverable |  |  |  | Dry |  | 2014-10-03
30104 | Aroclor 1221, soil, recoverable, dry weight, milligrams per kilogram | Aroclor 1221 | mg/kg | Recoverable |  |  |  | Dry |  | 2014-10-03
30105 | Aroclor 1232, soil, recoverable, dry weight, milligrams per kilogram | Aroclor 1232 | mg/kg | Recoverable |  |  |  | Dry |  | 2014-10-03
30106 | Aroclor 1242, soil, recoverable, dry weight, milligrams per kilogram | Aroclor 1242 | mg/kg | Recoverable |  |  |  | Dry |  | 2014-10-03
30107 | Aroclor 1248, soil, recoverable, dry weight, milligrams per kilogram | Aroclor 1248 | mg/kg | Recoverable |  |  |  | Dry |  | 2014-10-03
30108 | Aroclor 1254, soil, recoverable, dry weight, milligrams per kilogram | Aroclor 1254 | mg/kg | Recoverable |  |  |  | Dry |  | 2014-10-03
30109 | Aroclor 1260, soil, recoverable, dry weight, milligrams per kilogram | Aroclor 1260 | mg/kg | Recoverable |  |  |  | Dry |  | 2014-10-03
30110 | alpha-HCH, soil, recoverable, dry weight, milligrams per kilogram | alpha-HCH (aLindane) | mg/kg | Recoverable |  |  |  | Dry |  | 2020-01-21
30111 | beta-HCH, soil, recoverable, dry weight, milligrams per kilogram | Benzene Hexachloride, Beta (BHC) | mg/kg | Recoverable |  |  |  | Dry |  | 2020-01-21
30112 | delta-HCH, soil, recoverable, dry weight, milligrams per kilogram | Benzene Hexachloride, Delta (BHC) | mg/kg | Recoverable |  |  |  | Dry |  | 2020-01-21
30113 | Lindane, soil, recoverable, dry weight, milligrams per kilogram | Lindane | mg/kg | Recoverable |  |  |  | Dry |  | 2014-10-03
30114 | Chlordane, soil, recoverable, dry weight, milligrams per kilogram | Chlordane | mg/kg | Recoverable |  |  |  | Dry |  | 2014-10-03
30115 | Chlordecone, soil, recoverable, dry weight, milligrams per kilogram | Chlordecone | mg/kg | Recoverable |  |  |  | Dry |  | 2014-10-03
30116 | p,p'-Methoxychlor, soil, recoverable, dry weight, milligrams per kilogram | Methoxychlor | mg/kg | Recoverable |  |  |  | Dry |  | 2014-10-03
30117 | p,p'-DDD, soil, recoverable, dry weight, milligrams per kilogram | p,p'-DDD | mg/kg | Recoverable |  |  |  | Dry |  | 2014-10-03
30118 | p,p'-DDE, soil, recoverable, dry weight, milligrams per kilogram | p,p'-DDE | mg/kg | Recoverable |  |  |  | Dry |  | 2014-10-03
30119 | p,p'-DDT, soil, recoverable, dry weight, milligrams per kilogram | p,p'-DDT | mg/kg | Recoverable |  |  |  | Dry |  | 2014-10-03
30120 | Dieldrin, soil, recoverable, dry weight, milligrams per kilogram | Dieldrin | mg/kg | Recoverable |  |  |  | Dry |  | 2014-10-03
30121 | alpha-Endosulfan, soil, recoverable, dry weight, milligrams per kilogram | .alpha.-Endosulfan | mg/kg | Recoverable |  |  |  | Dry |  | 2014-10-03
30122 | beta-Endosulfan, soil, recoverable, dry weight, milligrams per kilogram | .beta.-Endosulfan | mg/kg | Recoverable |  |  |  | Dry |  | 2014-10-03
30123 | Endosulfan sulfate, soil, recoverable, dry weight, milligrams per kilogram | Endosulfan sulfate | mg/kg | Recoverable |  |  |  | Dry |  | 2014-10-03
30124 | Endrin, soil, recoverable, dry weight, milligrams per kilogram | Endrin | mg/kg | Recoverable |  |  |  | Dry |  | 2014-10-03
30125 | Endrin aldehyde, soil, recoverable, dry weight, milligrams per kilogram | Endrin aldehyde | mg/kg | Recoverable |  |  |  | Dry |  | 2014-10-03
30126 | Heptachlor, soil, recoverable, dry weight, milligrams per kilogram | Heptachlor | mg/kg | Recoverable |  |  |  | Dry |  | 2014-10-03
30127 | Heptachlor epoxide, soil, recoverable, dry weight, milligrams per kilogram | Heptachlor epoxide | mg/kg | Recoverable |  |  |  | Dry |  | 2014-10-03
30128 | Toxaphene, soil, recoverable, dry weight, milligrams per kilogram | Toxaphene | mg/kg | Recoverable |  |  |  | Dry |  | 2014-10-03
30129 | 1,2-Dichloroethane, soil, recoverable, dry weight, milligrams per kilogram | 1,2-Dichloroethane | mg/kg | Recoverable |  |  |  | Dry |  | 2015-04-09
30130 | 1,3-Dichloropropane, soil, recoverable, dry weight, milligrams per kilogram | 1,3-Dichloropropane | mg/kg | Recoverable |  |  |  | Dry |  | 2014-10-03
30131 | 1,3-Dichloropropane, soil, recoverable, dry weight, milligrams per kilogram | 1,3-Dichloropropane | mg/kg | Recoverable |  |  |  | Dry |  | 2014-10-03
30132 | Trichloroethene, soil, recoverable, dry weight, milligrams per kilogram | Trichloroethylene | mg/kg | Recoverable |  |  |  | Dry |  | 2020-01-21
30133 | Acetone, soil, recoverable, dry weight, milligrams per kilogram | Acetone | mg/kg | Recoverable |  |  |  | Dry |  | 2014-10-03
30134 | Carbon disulfide, soil, recoverable, dry weight, milligrams per kilogram | Carbon disulfide | mg/kg | Recoverable |  |  |  | Dry |  | 2014-10-03
30135 | Methyl ethyl ketone, soil, recoverable, dry weight, milligrams per kilogram | Methyl ethyl ketone | mg/kg | Recoverable |  |  |  | Dry |  | 2015-04-09
30136 | Vinyl acetate, soil, recoverable, dry weight, milligrams per kilogram | Vinyl acetate | mg/kg | Recoverable |  |  |  | Dry |  | 2014-10-03
30137 | Isobutyl methyl ketone, soil, recoverable, dry weight, milligrams per kilogram | Methyl isobutyl ketone | mg/kg | Recoverable |  |  |  | Dry |  | 2014-10-03
30138 | n-Butyl methyl ketone, soil, recoverable, dry weight, milligrams per kilogram | 2-Hexanone | mg/kg | Recoverable |  |  |  | Dry |  | 2014-10-03
30139 | Styrene, soil, recoverable, dry weight, milligrams per kilogram | Styrene | mg/kg | Recoverable |  |  |  | Dry |  | 2014-10-03
30140 | Xylene (all isomers), soil, recoverable, dry weight, milligrams per kilogram | Xylene | mg/kg | Recoverable |  |  |  | Dry |  | 2014-10-03
30141 | Acenaphthene, soil, recoverable, dry weight, milligrams per kilogram | Acenaphthene | mg/kg | Recoverable |  |  |  | Dry |  | 2014-10-03
30142 | Anthracene, soil, recoverable, dry weight, milligrams per kilogram | Anthracene | mg/kg | Recoverable |  |  |  | Dry |  | 2014-10-03
30143 | Benzo[a]anthracene, soil, recoverable, dry weight, milligrams per kilogram | Benz[a]anthracene | mg/kg | Recoverable |  |  |  | Dry |  | 2014-10-03
30144 | Benzo[b]fluoranthene, soil, recoverable, dry weight, milligrams per kilogram | Benzo(b)fluoranthene | mg/kg | Recoverable |  |  |  | Dry |  | 2014-10-03
30145 | Benzo[k]fluoranthene, soil, recoverable, dry weight, milligrams per kilogram | Benzo[k]fluoranthene | mg/kg | Recoverable |  |  |  | Dry |  | 2014-10-03
30146 | Benzo[ghi]perylene, soil, recoverable, dry weight, milligrams per kilogram | Benzo[g,h,i]perylene | mg/kg | Recoverable |  |  |  | Dry |  | 2020-01-21
30147 | Benzo[a]pyrene, soil, recoverable, dry weight, milligrams per kilogram | Benzo[a]pyrene | mg/kg | Recoverable |  |  |  | Dry |  | 2014-10-03
30148 | Benzyl n-butyl phthalate, soil, recoverable, dry weight, milligrams per kilogram | Butyl benzyl phthalate | mg/kg | Recoverable |  |  |  | Dry |  | 2014-10-03
30149 | 4-Bromophenyl phenyl ether, soil, recoverable, dry weight, milligrams per kilogram | BDE-003 | mg/kg | Recoverable |  |  |  | Dry |  | 2014-10-03
30150 | Bis(2-chloroethyl) ether, soil, recoverable, dry weight, milligrams per kilogram | Bis(2-chloroethyl) ether | mg/kg | Recoverable |  |  |  | Dry |  | 2014-10-03
30151 | 2-Chloronaphthalene, soil, recoverable, dry weight, milligrams per kilogram | 2-Chloronaphthalene | mg/kg | Recoverable |  |  |  | Dry |  | 2014-10-03
30152 | 4-Chlorophenyl phenyl ether, soil, recoverable, dry weight, milligrams per kilogram | p-Chlorophenyl phenyl ether | mg/kg | Recoverable |  |  |  | Dry |  | 2014-10-03
30153 | Chrysene, soil, recoverable, dry weight, milligrams per kilogram | Chrysene | mg/kg | Recoverable |  |  |  | Dry |  | 2014-10-03
30154 | Dibenzo[a,h]anthracene, soil, recoverable, dry weight, milligrams per kilogram | Dibenz[a,h]anthracene | mg/kg | Recoverable |  |  |  | Dry |  | 2014-10-03
30155 | 3,3'-Dichlorobenzidine, soil, recoverable, dry weight, milligrams per kilogram | 3,3'-Dichlorobenzidine | mg/kg | Recoverable |  |  |  | Dry |  | 2014-10-03
30156 | Diethyl phthalate, soil, recoverable, dry weight, milligrams per kilogram | Diethyl phthalate | mg/kg | Recoverable |  |  |  | Dry |  | 2014-10-03
30157 | Dimethyl phthalate, soil, recoverable, dry weight, milligrams per kilogram | Dimethyl phthalate | mg/kg | Recoverable |  |  |  | Dry |  | 2014-10-03
30158 | Di-n-butyl phthalate, soil, recoverable, dry weight, milligrams per kilogram | Dibutyl phthalate | mg/kg | Recoverable |  |  |  | Dry |  | 2015-10-02
30159 | 2,4-Dinitrotoluene, soil, recoverable, dry weight, milligrams per kilogram | 2,4-Dinitrotoluene | mg/kg | Recoverable |  |  |  | Dry |  | 2014-10-03
30160 | 2,6-Dinitrotoluene, soil, recoverable, dry weight, milligrams per kilogram | 2,6-Dinitrotoluene | mg/kg | Recoverable |  |  |  | Dry |  | 2014-10-03
30161 | Di-n-octyl phthalate, soil, recoverable, dry weight, milligrams per kilogram | Di-n-octyl phthalate | mg/kg | Recoverable |  |  |  | Dry |  | 2014-10-03
30162 | Bis(2-ethylhexyl) phthalate (DEHP), soil, recoverable, dry weight, milligrams per kilogram | Di(2-ethoxylhexyl) phthalate | mg/kg | Recoverable |  |  |  | Dry |  | 2020-01-21
30163 | Fluoranthene, soil, recoverable, dry weight, milligrams per kilogram | Fluoranthene | mg/kg | Recoverable |  |  |  | Dry |  | 2014-10-03
30164 | 9H-Fluorene, soil, recoverable, dry weight, milligrams per kilogram | Fluorene | mg/kg | Recoverable |  |  |  | Dry |  | 2014-10-03
30165 | Hexachlorobenzene, soil, recoverable, dry weight, milligrams per kilogram | Hexachlorobenzene | mg/kg | Recoverable |  |  |  | Dry |  | 2014-10-03
30166 | Hexachlorobutadiene, soil, recoverable, dry weight, milligrams per kilogram | Hexachlorobutadiene | mg/kg | Recoverable |  |  |  | Dry |  | 2014-10-03
30167 | Hexachlorocyclopentadiene, soil, recoverable, dry weight, milligrams per kilogram | Hexachlorocyclopentadiene | mg/kg | Recoverable |  |  |  | Dry |  | 2015-04-09
30168 | Hexachloroethane, soil, recoverable, dry weight, milligrams per kilogram | Hexachloroethane | mg/kg | Recoverable |  |  |  | Dry |  | 2014-10-03
30169 | Indeno[1,2,3-cd]pyrene, soil, recoverable, dry weight, milligrams per kilogram | Indeno[1,2,3-cd]pyrene | mg/kg | Recoverable |  |  |  | Dry |  | 2014-10-03
30170 | Isophorone, soil, recoverable, dry weight, milligrams per kilogram | Isophorone | mg/kg | Recoverable |  |  |  | Dry |  | 2014-10-03
30171 | Naphthalene, soil, recoverable, dry weight, milligrams per kilogram | Naphthalene | mg/kg | Recoverable |  |  |  | Dry |  | 2014-10-03
30172 | Nitrobenzene, soil, recoverable, dry weight, milligrams per kilogram | Nitrobenzene | mg/kg | Recoverable |  |  |  | Dry |  | 2014-10-03
30173 | N-Nitrosodimethylamine (NDMA), soil, recoverable, dry weight, milligrams per kilogram | N-Nitrosodimethylamine | mg/kg | Recoverable |  |  |  | Dry |  | 2018-01-05
30174 | N-Nitrosodi-n-propylamine, soil, recoverable, dry weight, milligrams per kilogram | N-Nitrosodi-n-propylamine | mg/kg | Recoverable |  |  |  | Dry |  | 2014-10-03
30175 | N-Nitrosodiphenylamine, soil, recoverable, dry weight, milligrams per kilogram | N-Nitrosodiphenylamine | mg/kg | Recoverable |  |  |  | Dry |  | 2014-10-03
30176 | Phenanthrene, soil, recoverable, dry weight, milligrams per kilogram | Phenanthrene | mg/kg | Recoverable |  |  |  | Dry |  | 2014-10-03
30177 | Pyrene, soil, recoverable, dry weight, milligrams per kilogram | Pyrene | mg/kg | Recoverable |  |  |  | Dry |  | 2014-10-03
30178 | 1,2,4-Trichlorobenzene, soil, recoverable, dry weight, milligrams per kilogram | 1,2,4-Trichlorobenzene | mg/kg | Recoverable |  |  |  | Dry |  | 2014-10-03
30179 | Benzidine, soil, recoverable, dry weight, milligrams per kilogram | Benzidine | mg/kg | Recoverable |  |  |  | Dry |  | 2014-10-03
30180 | Benzyl alcohol, soil, recoverable, dry weight, milligrams per kilogram | Benzyl alcohol | mg/kg | Recoverable |  |  |  | Dry |  | 2014-10-03
30181 | o-Cresol, soil, recoverable, dry weight, milligrams per kilogram | o-Cresol | mg/kg | Recoverable |  |  |  | Dry |  | 2014-10-03
30182 | p-Cresol, soil, recoverable, dry weight, milligrams per kilogram | p-Cresol | mg/kg | Recoverable |  |  |  | Dry |  | 2014-10-03
30183 | Benzoic acid, soil, recoverable, dry weight, milligrams per kilogram | Benzoic acid | mg/kg | Recoverable |  |  |  | Dry |  | 2014-10-03
30184 | 2-Methylnaphthalene, soil, recoverable, dry weight, milligrams per kilogram | 2-Methylnaphthalene | mg/kg | Recoverable |  |  |  | Dry |  | 2014-10-03
30185 | 2,4,5-Trichlorophenol, soil, recoverable, dry weight, milligrams per kilogram | 2,4,5-Trichlorophenol | mg/kg | Recoverable |  |  |  | Dry |  | 2014-10-03
30186 | 2-Nitroaniline, soil, recoverable, dry weight, milligrams per kilogram | o-Nitroaniline | mg/kg | Recoverable |  |  |  | Dry |  | 2014-10-03
30187 | 3-Nitroaniline, soil, recoverable, dry weight, milligrams per kilogram | m-Nitroaniline | mg/kg | Recoverable |  |  |  | Dry |  | 2014-10-03
30188 | Dibenzofuran, soil, recoverable, dry weight, milligrams per kilogram | Dibenzofuran | mg/kg | Recoverable |  |  |  | Dry |  | 2014-10-03
30189 | 4-Nitroaniline, soil, recoverable, dry weight, milligrams per kilogram | p-Nitroaniline | mg/kg | Recoverable |  |  |  | Dry |  | 2014-10-03
30190 | Dichlorprop, water, unfiltered, recoverable, micrograms per liter | Dichlorprop | ug/l | Recoverable | [5 empty] | 2020-01-21
30191 | Dinoseb, water, unfiltered, recoverable, micrograms per liter | Dinoseb | ug/l | Recoverable | [5 empty] | 2014-10-03
30192 | MCPA, water, unfiltered, recoverable, micrograms per liter | MCPA | ug/l | Recoverable | [5 empty] | 2014-10-03
30193 | Mecoprop, water, unfiltered, recoverable, micrograms per liter | Mecoprop | ug/l | Recoverable | [5 empty] | 2014-10-03
30194 | 2-Methylnaphthalene, water, unfiltered, recoverable, micrograms per liter | 2-Methylnaphthalene | ug/l | Recoverable | [5 empty] | 2014-10-03
30195 | 2-Nitroaniline, water, unfiltered, recoverable, micrograms per liter | o-Nitroaniline | ug/l | Recoverable | [5 empty] | 2014-10-03
30196 | 4-Nitroaniline, water, unfiltered, recoverable, micrograms per liter | p-Nitroaniline | ug/l | Recoverable | [5 empty] | 2014-10-03
30197 | 2-Chloroethyl vinyl ether, water, unfiltered, recoverable, micrograms per liter | 2-Chloroethyl vinyl ether | ug/l | Recoverable | [5 empty] | 2014-10-03
30198 | 1,3-Dichloropropane, water, unfiltered, recoverable, micrograms per liter | 1,3-Dichloropropane | ug/l | Recoverable | [5 empty] | 2014-10-03
30199 | 1,3-Dichloropropane, water, unfiltered, recoverable, micrograms per liter | 1,3-Dichloropropane | ug/l | Recoverable | [5 empty] | 2014-10-03
30200 | Dalapon, water, unfiltered, recoverable, micrograms per liter | Dalapon | ug/l | Recoverable | [5 empty] | 2014-10-03
30201 | Chloromethane, water, unfiltered, recoverable, micrograms per liter | Chloromethane | ug/l | Recoverable | [5 empty] | 2014-10-03
30202 | Bromomethane, water, unfiltered, recoverable, micrograms per liter | Methyl bromide | ug/l | Recoverable | [5 empty] | 2014-10-03
30203 | 1,2-Dibromoethane, water, unfiltered, recoverable, micrograms per liter | Ethylene dibromide | ug/l | Recoverable | [5 empty] | 2014-10-03
30204 | 2-Methyl-4,6-dinitrophenol, water, unfiltered, recoverable, micrograms per liter | 4,6-Dinitro-o-cresol | ug/l | Recoverable | [5 empty] | 2014-10-03
30207 | Gage height, above datum, meters | Height, gage | m | [6 empty] | 2020-01-21
30209 | Discharge, instantaneous, cubic meters per second | Stream flow, instantaneous | m3/sec | [6 empty] | 2017-01-05
30210 | Depth to water level, below land surface datum (LSD), meters | Depth, from ground surface to well water level | m | [6 empty] | 2015-10-02
30217 | Dibromomethane, water, unfiltered, recoverable, micrograms per liter | Dibromomethane | ug/l | Recoverable | [5 empty] | 2014-10-03
30218 | Dichlorvos, water, unfiltered, recoverable, micrograms per liter | Dichlorvos | ug/l | Recoverable | [5 empty] | 2014-10-03
30219 | 2,4-DB, water, unfiltered, recoverable, micrograms per liter | 2,4-DB | ug/l | Recoverable | [5 empty] | 2014-10-03
30220 | Aluminum, bed sediment, dry weight, percent | Aluminum | % | Bed Sediment |  |  |  | Dry |  | 2014-10-03
30221 | Aluminum, suspended sediment, total digestion, dry weight, percent | Aluminum | % | Suspended |  |  |  | Dry |  | 2014-10-03
30222 | Antimony, bed sediment, dry weight, percent | Antimony | % | Bed Sediment |  |  |  | Dry |  | 2014-10-03
30223 | Antimony, suspended sediment, total digestion, dry weight, percent | Antimony | % | Suspended |  |  |  | Dry |  | 2014-10-03
30224 | Arsenic, bed sediment, dry weight, percent | Arsenic | % | Bed Sediment |  |  |  | Dry |  | 2014-10-03
30225 | Arsenic, suspended sediment, total digestion, dry weight, percent | Arsenic | % | Suspended |  |  |  | Dry |  | 2014-10-03
30226 | Barium, bed sediment, dry weight, percent | Barium | % | Bed Sediment |  |  |  | Dry |  | 2014-10-03
30227 | Barium, suspended sediment, total digestion, dry weight, percent | Barium | % | Suspended |  |  |  | Dry |  | 2014-10-03
30228 | Beryllium, bed sediment, dry weight, percent | Beryllium | % | Bed Sediment |  |  |  | Dry |  | 2014-10-03
30229 | Beryllium, suspended sediment, total digestion, dry weight, percent | Beryllium | % | Suspended |  |  |  | Dry |  | 2014-10-03
30230 | Bismuth, bed sediment, dry weight, percent | Bismuth | % | Bed Sediment |  |  |  | Dry |  | 2014-10-03
30231 | Bismuth, suspended sediment, total digestion, dry weight, percent | Bismuth | % | Suspended |  |  |  | Dry |  | 2014-10-03
30232 | Boron, bed sediment, dry weight, percent | Boron | % | Bed Sediment |  |  |  | Dry |  | 2014-10-03
30233 | Boron, suspended sediment, total digestion, dry weight, percent | Boron | % | Suspended |  |  |  | Dry |  | 2014-10-03
30234 | Bromacil, water, unfiltered, recoverable, micrograms per liter | Bromacil | ug/l | Recoverable | [5 empty] | 2014-10-03
30235 | Butachlor, water, unfiltered, recoverable, micrograms per liter | Butachlor | ug/l | Recoverable | [5 empty] | 2014-10-03
30236 | Butylate, water, unfiltered, recoverable, micrograms per liter | Butylate | ug/l | Recoverable | [5 empty] | 2014-10-03
30237 | Cadmium, bed sediment, dry weight, percent | Cadmium | % | Bed Sediment |  |  |  | Dry |  | 2014-10-03
30238 | Cadmium, suspended sediment, total digestion, dry weight, percent | Cadmium | % | Suspended |  |  |  | Dry |  | 2014-10-03
30239 | Calcium, bed sediment, dry weight, percent | Calcium | % | Bed Sediment |  |  |  | Dry |  | 2014-10-03
30240 | Calcium, suspended sediment, total digestion, dry weight, percent | Calcium | % | Suspended |  |  |  | Dry |  | 2014-10-03
30241 | Inorganic carbon, bed sediment, dry weight, percent | Inorganic carbon | % | Bed Sediment |  |  |  | Dry |  | 2014-10-03
30242 | Inorganic carbon, suspended sediment, total, dry weight, percent | Inorganic carbon | % | Suspended |  |  |  | Dry |  | 2014-10-03
30243 | Organic carbon, bed sediment, dry weight, percent | Organic carbon | % | Bed Sediment |  |  |  | Dry |  | 2014-10-03
30244 | Carbon [inorganic plus organic], suspended sediment, total, dry weight, percent | Carbon | % | Suspended |  |  |  | Dry |  | 2015-04-09
30245 | Carboxin, water, unfiltered, recoverable, micrograms per liter | Carboxin | ug/l | Recoverable | [5 empty] | 2014-10-03
30246 | Cerium, bed sediment, dry weight, percent | Cerium | % | Bed Sediment |  |  |  | Dry |  | 2014-10-03
30247 | Cerium, suspended sediment, total digestion, dry weight, percent | Cerium | % | Suspended |  |  |  | Dry |  | 2014-10-03
30248 | Chromium, bed sediment, dry weight, percent | Chromium | % | Bed Sediment |  |  |  | Dry |  | 2014-10-03
30249 | Chromium, suspended sediment, total digestion, dry weight, percent | Chromium | % | Suspended |  |  |  | Dry |  | 2014-10-03
30250 | Cobalt, bed sediment, dry weight, percent | Cobalt | % | Bed Sediment |  |  |  | Dry |  | 2014-10-03
30251 | Cobalt, suspended sediment, total digestion, dry weight, percent | Cobalt | % | Suspended |  |  |  | Dry |  | 2014-10-03
30252 | Copper, bed sediment, dry weight, percent | Copper | % | Bed Sediment |  |  |  | Dry |  | 2014-10-03
30253 | Copper, suspended sediment, total digestion, dry weight, percent | Copper | % | Suspended |  |  |  | Dry |  | 2014-10-03
30254 | Cycloate, water, unfiltered, recoverable, micrograms per liter | Cycloate | ug/l | Recoverable | [5 empty] | 2014-10-03
30255 | Diphenamid, water, unfiltered, recoverable, micrograms per liter | Diphenamid | ug/l | Recoverable | [5 empty] | 2014-10-03
30256 | Europium, bed sediment, dry weight, percent | Europium | % | Bed Sediment |  |  |  | Dry |  | 2014-10-03
30257 | Europium, suspended sediment, total digestion, dry weight, percent | Europium | % | Suspended |  |  |  | Dry |  | 2014-10-03
30258 | Gallium, bed sediment, dry weight, percent | Gallium | % | Bed Sediment |  |  |  | Dry |  | 2014-10-03
30259 | Gallium, suspended sediment, total digestion, dry weight, percent | Gallium | % | Suspended |  |  |  | Dry |  | 2014-10-03
30260 | Germanium, bed sediment, dry weight, percent | Germanium | % | Bed Sediment |  |  |  | Dry |  | 2014-10-03
30261 | Germanium, suspended sediment, total digestion, dry weight, percent | Germanium | % | Suspended |  |  |  | Dry |  | 2014-10-03
30262 | Gold, bed sediment, dry weight, percent | Gold | % | Bed Sediment |  |  |  | Dry |  | 2014-10-03
30263 | Gold, suspended sediment, total digestion, dry weight, percent | Gold | % | Suspended |  |  |  | Dry |  | 2014-10-03
30264 | Hexazinone, water, unfiltered, recoverable, micrograms per liter | Hexazinone | ug/l | Recoverable | [5 empty] | 2014-10-03
30265 | Holmium, bed sediment, dry weight, percent | Holmium | % | Bed Sediment |  |  |  | Dry |  | 2014-10-03
30266 | Holmium, suspended sediment, total digestion, dry weight, percent | Holmium | % | Suspended |  |  |  | Dry |  | 2014-10-03
30268 | Iron, bed sediment, dry weight, percent | Iron | % | Bed Sediment |  |  |  | Dry |  | 2014-10-03
30269 | Iron, suspended sediment, total digestion, dry weight, percent | Iron | % | Suspended |  |  |  | Dry |  | 2014-10-03
30270 | Lanthanum, bed sediment, dry weight, percent | Lanthanum | % | Bed Sediment |  |  |  | Dry |  | 2014-10-03
30271 | Lanthanum, suspended sediment, total digestion, dry weight, percent | Lanthanum | % | Suspended |  |  |  | Dry |  | 2014-10-03
30272 | Lead, bed sediment, dry weight, milligrams per kilogram | Lead | mg/kg | Bed Sediment |  |  |  | Dry |  | 2014-10-03
30273 | Lead, suspended sediment, total digestion, dry weight, percent | Lead | % | Suspended |  |  |  | Dry |  | 2014-10-03
30274 | Lithium, bed sediment, dry weight, milligrams per kilogram | Lithium | mg/kg | Bed Sediment |  |  |  | Dry |  | 2014-10-03
30275 | Lithium, suspended sediment, total digestion, dry weight, milligrams per kilogram | Lithium | mg/kg | Suspended |  |  |  | Dry |  | 2014-10-03
30276 | Magnesium, bed sediment, dry weight, percent | Magnesium | % | Bed Sediment |  |  |  | Dry |  | 2014-10-03
30277 | Magnesium, suspended sediment, total digestion, dry weight, percent | Magnesium | % | Suspended |  |  |  | Dry |  | 2014-10-03
30278 | Manganese, bed sediment, dry weight, milligrams per kilogram | Manganese | mg/kg | Bed Sediment |  |  |  | Dry |  | 2014-10-03
30279 | Manganese, suspended sediment, total digestion, dry weight, milligrams per kilogram | Manganese | mg/kg | Suspended |  |  |  | Dry |  | 2014-10-03
30280 | Mercury, bed sediment, dry weight, milligrams per kilogram | Mercury | mg/kg | Bed Sediment |  |  |  | Dry |  | 2014-10-03
30281 | Mercury, suspended sediment, total digestion, dry weight, milligrams per kilogram | Mercury | mg/kg | Suspended |  |  |  | Dry |  | 2014-10-03
30282 | Methiocarb, water, unfiltered, recoverable, micrograms per liter | Methiocarb | ug/l | Recoverable | [5 empty] | 2014-10-03
30283 | Molybdenum, bed sediment, dry weight, milligrams per kilogram | Molybdenum | mg/kg | Bed Sediment |  |  |  | Dry |  | 2014-10-03
30284 | Molybdenum, suspended sediment, total digestion, dry weight, milligrams per kilogram | Molybdenum | mg/kg | Suspended |  |  |  | Dry |  | 2014-10-03
30285 | Neodymium, bed sediment, dry weight, milligrams per kilogram | Neodymium | mg/kg | Bed Sediment |  |  |  | Dry |  | 2014-10-03
30286 | Neodymium, suspended sediment, total digestion, dry weight, milligrams per kilogram | Neodymium | mg/kg | Suspended |  |  |  | Dry |  | 2014-10-03
30287 | Nickel, bed sediment, dry weight, milligrams per kilogram | Nickel | mg/kg | Bed Sediment |  |  |  | Dry |  | 2014-10-03
30288 | Nickel, suspended sediment, total digestion, dry weight, milligrams per kilogram | Nickel | mg/kg | Suspended |  |  |  | Dry |  | 2014-10-03
30289 | Niobium, bed sediment, dry weight, milligrams per kilogram | Niobium | mg/kg | Bed Sediment |  |  |  | Dry |  | 2014-10-03
30290 | Niobium, suspended sediment, total digestion, dry weight, milligrams per kilogram | Niobium | mg/kg | Suspended |  |  |  | Dry |  | 2014-10-03
30291 | Phosphorus, bed sediment, dry weight, percent | Phosphorus | % | Bed Sediment |  |  |  | Dry |  | 2014-10-03
30292 | Phosphorus, suspended sediment, total digestion, dry weight, percent | Phosphorus | % | Suspended |  |  |  | Dry |  | 2014-10-03
30293 | Potassium, bed sediment, dry weight, percent | Potassium | % | Bed Sediment |  |  |  | Dry |  | 2014-10-03
30294 | Potassium, suspended sediment, total digestion, dry weight, percent | Potassium | % | Suspended |  |  |  | Dry |  | 2014-10-03
30295 | Propachlor, water, unfiltered, recoverable, micrograms per liter | Propachlor | ug/l | Recoverable | [5 empty] | 2014-10-03
30296 | Propoxur, water, unfiltered, recoverable, micrograms per liter | Propoxur | ug/l | Recoverable | [5 empty] | 2014-10-03
30297 | Scandium, bed sediment, dry weight, milligrams per kilogram | Scandium | mg/kg | Bed Sediment |  |  |  | Dry |  | 2014-10-03
30298 | Scandium, suspended sediment, total digestion, dry weight, milligrams per kilogram | Scandium | mg/kg | Suspended |  |  |  | Dry |  | 2014-10-03
30299 | Selenium, bed sediment, dry weight, milligrams per kilogram | Selenium | mg/kg | Bed Sediment |  |  |  | Dry |  | 2014-10-03
30300 | Selenium, suspended sediment, total digestion, dry weight, milligrams per kilogram | Selenium | mg/kg | Suspended |  |  |  | Dry |  | 2014-10-03
30301 | Silver, bed sediment, dry weight, milligrams per kilogram | Silver | mg/kg | Bed Sediment |  |  |  | Dry |  | 2014-10-03
30302 | Silver, suspended sediment, total digestion, dry weight, milligrams per kilogram | Silver | mg/kg | Suspended |  |  |  | Dry |  | 2014-10-03
30303 | Sodium, bed sediment, dry weight, percent | Sodium | % | Bed Sediment |  |  |  | Dry |  | 2014-10-03
30304 | Sodium, suspended sediment, total digestion, dry weight, percent | Sodium | % | Suspended |  |  |  | Dry |  | 2014-10-03
30305 | Strontium, bed sediment, dry weight, milligrams per kilogram | Strontium | mg/kg | Bed Sediment |  |  |  | Dry |  | 2014-10-03
30306 | Strontium, suspended sediment, total digestion, dry weight, milligrams per kilogram | Strontium | mg/kg | Suspended |  |  |  | Dry |  | 2014-10-03
30307 | Sulfur, bed sediment, dry weight, percent | Sulfur | % | Bed Sediment |  |  |  | Dry |  | 2014-10-03
30308 | Sulfur, suspended sediment, total digestion, dry weight, percent | Sulfur | % | Suspended |  |  |  | Dry |  | 2014-10-03
30309 | Tantalum, bed sediment, dry weight, milligrams per kilogram | Tantalum | mg/kg | Bed Sediment |  |  |  | Dry |  | 2014-10-03
30310 | Tantalum, suspended sediment, total digestion, dry weight, milligrams per kilogram | Tantalum | mg/kg | Suspended |  |  |  | Dry |  | 2014-10-03
30311 | Terbacil, water, unfiltered, recoverable, micrograms per liter | Terbacil | ug/l | Recoverable | [5 empty] | 2014-10-03
30312 | Thorium, bed sediment, dry weight, milligrams per kilogram | Thorium-232 | mg/kg | Bed Sediment |  |  |  | Dry |  | 2014-10-03
30313 | Thorium, suspended sediment, total digestion, dry weight, milligrams per kilogram | Thorium-232 | mg/kg | Suspended |  |  |  | Dry |  | 2014-10-03
30314 | Tin, bed sediment, dry weight, milligrams per kilogram | Tin | mg/kg | Bed Sediment |  |  |  | Dry |  | 2014-10-03
30315 | Tin, suspended sediment, total digestion, dry weight, milligrams per kilogram | Tin | mg/kg | Suspended |  |  |  | Dry |  | 2014-10-03
30316 | Titanium, bed sediment, dry weight, percent | Titanium | % | Bed Sediment |  |  |  | Dry |  | 2014-10-03
30317 | Titanium, suspended sediment, total digestion, dry weight, percent | Titanium | % | Suspended |  |  |  | Dry |  | 2014-10-03
30318 | Tungsten, bed sediment, dry weight, milligrams per kilogram | Tungsten | mg/kg | Bed Sediment |  |  |  | Dry |  | 2014-10-03
30319 | Tungsten, suspended sediment, total digestion, dry weight, milligrams per kilogram | Tungsten | mg/kg | Suspended |  |  |  | Dry |  | 2014-10-03
30320 | Uranium, bed sediment, dry weight, milligrams per kilogram | Uranium | mg/kg | Bed Sediment |  |  |  | Dry |  | 2020-01-21
30321 | Uranium, suspended sediment, total digestion, dry weight, milligrams per kilogram | Uranium | mg/kg | Suspended |  |  |  | Dry |  | 2020-01-21
30322 | Vanadium, bed sediment, dry weight, milligrams per kilogram | Vanadium | mg/kg | Bed Sediment |  |  |  | Dry |  | 2014-10-03
30323 | Vanadium, suspended sediment, total digestion, dry weight, percent | Vanadium | % | Suspended |  |  |  | Dry |  | 2014-10-03
30324 | Vernolate, water, unfiltered, recoverable, micrograms per liter | Vernolate | ug/l | Recoverable | [5 empty] | 2014-10-03
30325 | Ytterbium, bed sediment, dry weight, milligrams per kilogram | Ytterbium | mg/kg | Bed Sediment |  |  |  | Dry |  | 2014-10-03
30326 | Ytterbium, suspended sediment, total digestion, dry weight, milligrams per kilogram | Ytterbium | mg/kg | Suspended |  |  |  | Dry |  | 2014-10-03
30327 | Yttrium, bed sediment, dry weight, milligrams per kilogram | Yttrium | mg/kg | Bed Sediment |  |  |  | Dry |  | 2014-10-03
30328 | Yttrium, suspended sediment, total digestion, dry weight, milligrams per kilogram | Yttrium | mg/kg | Suspended |  |  |  | Dry |  | 2014-10-03
30329 | Zinc, bed sediment, dry weight, milligrams per kilogram | Zinc | mg/kg | Bed Sediment |  |  |  | Dry |  | 2014-10-03
30330 | Zinc, suspended sediment, total digestion, dry weight, milligrams per kilogram | Zinc | mg/kg | Suspended |  |  |  | Dry |  | 2014-10-03
30331 | Zirconium, bed sediment, dry weight, milligrams per kilogram | Zirconium | mg/kg | Bed Sediment |  |  |  | Dry |  | 2014-10-03
30332 | Zirconium, suspended sediment, total digestion, dry weight, milligrams per kilogram | Zirconium | mg/kg | Suspended |  |  |  | Dry |  | 2014-10-03
30334 | Surface area, suspended sediment, square meters per gram | Surface area | m2/g | Suspended | [5 empty] | 2014-10-03
30335 | PCBs, water, filtered, recoverable, nanograms per liter | Polychlorinated biphenyls | ng/l | Dissolved | [5 empty] | 2014-10-03
30341 | 4-Isopropyltoluene, water, unfiltered, recoverable, micrograms per liter | p-Cymene | ug/l | Recoverable | [5 empty] | 2015-04-09
30342 | 4-Nitroaniline, water, unfiltered, recoverable, micrograms per liter | p-Nitroaniline | ug/l | Recoverable | [5 empty] | 2014-10-03
30343 | 4-Chloroaniline, water, unfiltered, recoverable, micrograms per liter | p-Chloroaniline | ug/l | Recoverable | [5 empty] | 2014-10-03
31501 | Total coliforms, M-Endo MF method, immediate, water, colony forming units per 100 milliliters | Total Coliform | cfu/100ml | Total | [5 empty] | 2016-10-06
31503 | Total coliforms, M-Endo MF method, delayed, water, colonies per 100 milliliters | Total Coliform | cfu/100ml | Total | [5 empty] | 2014-10-03
31504 | Total coliforms, LES Endo method, immediate, water, colony forming units per 100 milliliters | Total Coliform | cfu/100ml | Total | [5 empty] | 2016-10-06
31505 | Total coliforms, brilliant green lactose broth method, confirmed, water, most probable number per 100 milliliters | Total Coliform | MPN/100 ml | Total | [5 empty] | 2014-10-03
31507 | Total coliforms, completed test, water, most probable number per 100 milliliters | Total Coliform | MPN/100 ml | Total | [5 empty] | 2014-10-03
31613 | Fecal coliforms, M-FC MF (0.7 micron) method, water, colonies per 100 milliliters | Fecal Coliform | cfu/100ml | [6 empty] | 2014-10-03
31615 | Fecal coliforms, EC broth method, water, most probable number per 100 milliliters | Fecal Coliform | MPN/100 ml | [6 empty] | 2014-10-03
31616 | Fecal coliforms, M-FC MF (0.45 micron) method, water, colony forming units per 100 milliliters | Fecal Coliform | cfu/100ml | [6 empty] | 2016-10-06
31617 | Fecal coliforms, Eijkman test, 44.5 degrees Celsius, water, most probable number per 100 milliliters | Fecal Coliform | MPN/100 ml |  | 44.5 deg C |  |  |  |  | 2014-10-03
31619 | Fecal coliforms, boric acid lactose broth, 43 degrees Celsius, water, most probable number per 100 milliliters | Fecal Coliform | MPN/100 ml |  | 43 deg C |  |  |  |  | 2014-10-03
31621 | Fecal coliforms, A-1 broth method, 44.5 degrees Celsius, 24 hours, water, most probable number per 100 milliliters | Fecal Coliform | MPN/100 ml |  | 44.5 deg C |  | 24 Hour |  |  | 2014-10-03
31625 | Fecal coliforms, M-FC MF (0.7 micron) method, water, colony forming units per 100 milliliters | Fecal Coliform | cfu/100ml | [6 empty] | 2016-10-06
31633 | Escherichia coli, m-TEC MF method, water, colony forming units per 100 milliliters | Escherichia coli | cfu/100ml | [6 empty] | 2016-10-06
31648 | Escherichia coli, m-TEC MF method, water, colonies per 100 milliliters | Escherichia coli | cfu/100ml | [6 empty] | 2014-10-03
31649 | Enterococci, m-E MF method, water, colony forming units per 100 milliliters | Enterococcus | cfu/100ml | [6 empty] | 2016-10-06
31664 | Diclofop-methyl, water, unfiltered, recoverable, micrograms per liter | Diclofop methyl | ug/l | Recoverable | [5 empty] | 2014-10-03
31673 | Fecal streptococci, KF streptococcus MF method, water, colony forming units per 100 milliliters | Fecal Streptococcus Group Bacteria | cfu/100ml | [6 empty] | 2016-10-06
31677 | Fecal streptococci, azide-dextrose-ethyl-violet azide broth method, water, most probable number per 100 milliliters | Fecal Streptococcus Group Bacteria | MPN/100 ml | [6 empty] | 2014-10-03
31678 | Fecal streptococci, azide-dextrose-ethyl-violet azide broth method, tube configuration, water, code | Fecal Streptococcus Group Bacteria | code | [6 empty] | 2014-10-03
31679 | Fecal streptococci, m-Enterococcus MF method, water, colonies per 100 milliliters | Fecal Streptococcus Group Bacteria | cfu/100ml | [6 empty] | 2014-10-03
31681 | Salmonella, water, 0.45 micron filter method, most probable number per 100 milliliters | Salmonella | MPN/100 ml | [6 empty] | 2014-10-03
31684 | Escherichia coli, MUG method, water, presence or absence in sample | Escherichia coli | PrsAbs | [6 empty] | 2014-10-03
31685 | Fecal coliforms, EC medium, 44.5 degrees Celsius, 24 hours, Standard Methods 9221E.1, water, most probable number per 100 milliliters | Fecal Coliform | MPN/100 ml |  | 44.5 deg C |  | 24 Hour |  |  | 2014-10-03
31686 | Total coliforms, water, most probable number per 100 milliliters | Total Coliform | MPN/100 ml | Total | [5 empty] | 2014-10-03
31687 | Fecal coliforms, water, most probable number per 100 milliliters | Fecal Coliform | MPN/100 ml | [6 empty] | 2016-10-06
31688 | Fecal streptococci, water, most probably number per 100 milliliters | Fecal Streptococcus Group Bacteria | MPN/100 ml | [6 empty] | 2014-10-03
31689 | Escherichia coli, water, most probable number per 100 milliliters | Escherichia coli | MPN/100 ml | [6 empty] | 2015-04-09
31691 | Escherichia coli, water, colonies per 100 milliliters | Escherichia coli | cfu/100ml | [6 empty] | 2015-04-09
31692 | Heterotrophic plate count, water, colony forming units per milliliter | Heterotrophic bacteria | cfu/mL | [6 empty] | 2016-10-06
31693 | Escherichia coli, water, m-ColiBlue method, colonies per 100 milliliters | Escherichia coli | cfu/100ml | [6 empty] | 2014-10-03
31694 | Total coliforms, water, m-ColiBlue method, colonies per 100 milliliters | Total Coliform | cfu/100ml | Total | [5 empty] | 2014-10-03
31695 | Iron-related bacteria (IRB), water, biotester, colony forming units per milliliter | Iron-related bacteria | cfu/mL | Total | [5 empty] | 2017-06-30
31696 | Iron-related bacteria (IRB)reaction pattern signature, biotester, water, code | Iron-related bacteria | code | Total | [5 empty] | 2017-06-30
31697 | Sulfate-reducing bacteria (SRB), water, biotester, colony forming units per milliliter | Bacteria, sulfate reducing | cfu/mL | Total | [5 empty] | 2017-06-30
31698 | Sulfate-reducing bacteria (SRB) reaction pattern signature, water, biotester, code | Bacteria, sulfate reducing | code | Total | [5 empty] | 2017-06-30
31699 | Slime-forming bacteria (SFB) reaction pattern signature, water, biotester, code | Slime-forming bacteria | code | Total | [5 empty] | 2017-06-30
31700 | Slime-forming bacteria (SFB), water, biotester, colony forming units per milliliter | Slime-forming bacteria | cfu/mL | Total | [5 empty] | 2017-06-30
31701 | Giardia, water, PCR method, vortexed, detection/no detection | Giardia | None | [6 empty] | 2014-10-03
31702 | Giardia, sediment, PCR method, vortexed, detection/no detection | Giardia | None | [6 empty] | 2014-10-03
31703 | Cryptosporidium, water, PCR method, vortexed, detection/no detection | Cryptosporidium | None | [6 empty] | 2014-10-03
31704 | Cryptosporidium, sediment, PCR method, vortexed, detection/no detection | Cryptosporidium | None | [6 empty] | 2014-10-03
31705 | Legionella, water, PCR method, centrifuged, detection/no detection | Legionella | None | [6 empty] | 2014-10-03
31706 | Legionella, sediment, PCR method, centrifuged, detection/no detection | Legionella | None | [6 empty] | 2014-10-03
31711 | Campylobacter, water, PCR method, colony forming units per 100 milliliters | Campylobacter | cfu/100ml | [6 empty] | 2014-10-03
31712 | Campylobacter, sediment, PCR method, wet weight, colony forming units per gram | Campylobacter | CFU/g | [6 empty] | 2016-10-06
31713 | Human enterovirus, water, recoverable, copies per liter (cp/L) | Human enterovirus | cp/L | Recoverable | [5 empty] | 2016-01-05
31714 | Human norovirus genogroup IA, water, recoverable, copies per liter (cp/L) | Human norovirus | cp/L | Recoverable | [5 empty] | 2016-01-05
31716 | Enterococcus species, water, calibrator cell equivalents per 100 milliliters (CCE/100 mL) | Enterococcus | CCE/100 mL | Total | [5 empty] | 2020-01-21
31717 | Nitrate-reducing bacteria, borehole cuttings, wet sieved, wet weight, most probable number per gram | Nitrate-reducing bacteria | MPN/g | Total |  |  |  | Wet |  | 2014-10-03
31718 | Denitrifying bacteria, borehole cuttings, wet sieved, wet weight, most probable number per gram | Denitrifying bacteria | MPN/g | Total |  |  |  | Wet |  | 2014-10-03
31719 | Enterococci, fluorogenic substrate presence or absence method, water, presence or absence in 100 milliliters | Enterococcus | PrsAbs0.1L | Total | [5 empty] | 2014-10-03
31720 | Bighead carp (Hypophthalmichthys nobilis), count of tagged fish per hour (count may include repeats of same fish) | Hypophthalmichthys nobilis | count/hr | Total | [5 empty] | 2014-10-03
31721 | Silver carp (Hypophthalmichthys molitrix), count of tagged fish per hour (count may include repeats of same fish) | Hypophthalmichthys molitrix | count/hr | Total | [5 empty] | 2014-10-03
31724 | Shovelnose sturgeon (Scaphirhynchus platorynchus), count of tagged fish per hour (count may include repeats of same fish) | Scaphirhynchus platorynchus | count/hr | Total | [5 empty] | 2014-10-03
31725 | Bighead carp (Hypophthalmichthys nobilis), count of unique tagged fish per hour (same fish are not counted more than once per hour) | Hypophthalmichthys nobilis | count/hr | Total | [5 empty] | 2014-10-03
31726 | Silver carp (Hypophthalmichthys molitrix), count of unique tagged fish per hour (same fish are not counted more than once per hour) | Hypophthalmichthys molitrix | count/hr | Total | [5 empty] | 2014-10-03
31729 | Shovelnose sturgeon (Scaphirhynchus platorynchus), count of unique tagged fish per hour (same fish are not counted more than once per hour) | Scaphirhynchus platorynchus | count/hr | Total | [5 empty] | 2014-10-03
31745 | Enterococci, water, quantitative polymerase chain reaction (qPCR) method, copy numbers per 100 milliliters (cn/100 mL) | Enterococcus | cn/100 mL | Recoverable | [5 empty] | 2020-01-21
31747 | Enterococci, water, concentrated, mEI MF method, colony forming units per liter | Enterococcus | cfu/l | Total | [5 empty] | 2016-10-06
31750 | Escherichia coli, water, concentrated, defined substrate test method (DSTM), most probable number per liter | Escherichia coli | MPN/L | Total | [5 empty] | 2017-01-11
31751 | Bacteria, total plate count, TPC agar, 35 degrees Celsius, 24 hours, water, colonies per milliliter | Bacteria mix, unspecified | col/mL | Total | 35 deg C |  | 24 Hour |  |  | 2014-10-03
31754 | Coliphage, E. coli, water, concentrated, CN13 host, plaque forming units per liter | Coliphage | pfu/l | Total | [5 empty] | 2020-01-21
31755 | Coliphage, E. coli, water, concentrated, Famp host, plaque forming units per liter | Coliphage | pfu/l | Total | [5 empty] | 2020-01-21
31756 | Total coliforms, water, concentrated, defined substrate test method (DSTM), most probable number per liter | Total Coliform | MPN/L | Total | [5 empty] | 2017-01-11
31778 | Enterococcus, water, quantitative polymerase chain reaction (qPCR) method, copies per liter | Enterococcus | cp/L | Recoverable | [5 empty] | 2016-10-06
31781 | Salmonella (invA gene), water, quantitative polymerase chain reaction (qPCR) method, copies per liter | Salmonella | cp/L | Recoverable | [5 empty] | 2020-01-21
31782 | Campylobacter jejuni, water, quantitative polymerase chain reaction (qPCR) method, copies per liter | Campylobacter jejuni | cp/L | Recoverable | [5 empty] | 2016-10-06
31783 | Cryptosporidium parvum, water, quantitative polymerase chain reaction (qPCR) method, copies per liter | Cryptosporidium parvum | cp/L | Recoverable | [5 empty] | 2016-10-06
31784 | Giardia lamblia, water, quantitative polymerase chain reaction (qPCR) method, copies per liter | Giardia lamblia | cp/L | Recoverable | [5 empty] | 2016-10-06
31787 | Anabaena, water, copies per 100 milliliters (cp/100 mL) | Anabaena | cp/100 mL | Total | [5 empty] | 2016-10-06
31788 | Cyanobacteria, solids, recoverable, dry weight, copies per gram (cp/g) | Cyanobacteria | cp/g | Recoverable |  |  |  | Dry |  | 2016-10-06
31793 | Planktothrix, water, recoverable, copies per 100 milliliters (cp/100 mL) | Planktothrix | cp/100 mL | Recoverable | [5 empty] | 2016-10-06
31799 | Anabaena, solids, dry weight, recoverable, copies per gram (cp/g) | Anabaena | cp/g | Recoverable |  |  |  | Dry |  | 2016-10-06
31849 | Bacteria, denitrifying, water, most probable number | Denitrifying bacteria | MPN | Total | [5 empty] | 2014-10-03
31850 | Heterotrophic plate count (HPC) at 23 degrees celsius incubation, water, R2A membrane filtration (0.45 micron) method, colony forming units per 100 milliliters | Heterotrophic bacteria | cfu/100ml | Total | [5 empty] | 2020-01-21
31854 | Bacteria, nitrifying, water, most probable number | Bacteria, nitrifiers | MPN | [6 empty] | 2014-10-03
31855 | Bacteria, sulfate reducing, water, most probable number | Sulfate-reducing bacteria | MPN | [6 empty] | 2014-10-03
31877 | Cryptosporidium spp. (pan-Crypto), water, quantitative polymerase chain reaction (qPCR) method, copies per liter | Cryptosporidium | cp/L | Recoverable | [5 empty] | 2020-01-21
31883 | Chlorophyll fluorescence (fChl), green/brown algae, water, in situ, concentration estimated from reference material, micrograms per liter | Chlorophyll | ug/l | Total | [5 empty] | 2020-01-21
31884 | Chlorophyll fluorescence (fChl), phycocyanin-containing algae, water, in situ, concentration estimated from reference material with correction for CDOM, ug/L | Chlorophyll | ug/l | Total | [5 empty] | 2020-01-21
31885 | Chlorophyll fluorescence (fChl), phycoerythrin-containing algae, water, in situ, concentration estimated from reference material with correction for CDOM, ug/L | Chlorophyll | ug/l | Total | [5 empty] | 2020-01-21
31886 | Chlorophyll fluorescence (fChl) from green/brown algae, water, in situ with correction for CDOM, percent | Chlorophyll | % | Total | [5 empty] | 2020-01-21
31887 | Chlorophyll fluorescence (fChl) from phycocyanin-containing algae, water, in situ with correction for CDOM, percent | Chlorophyll | % | Total | [5 empty] | 2020-01-21
31888 | Chlorophyll fluorescence (fChl) from phycoerythrin-containing algae, water, in situ with correction for CDOM, percent | Chlorophyll | % | Total | [5 empty] | 2020-01-21
31889 | Escherichia coli, Draft Method C, 23S gene marker, water, quantitative polymerase chain reaction (qPCR) method, gene copy number per 100 milliliters (gcn/100 mL) | Escherichia coli | gcn/100 mL | Total | [5 empty] | 2020-01-21
31893 | Enterococcus, water, quantitative polymerase chain reaction (qPCR) method, gene copy number per 100 milliliters (gcn/100 mL) | Enterococcus | gcn/100 mL | Total | [5 empty] | 2020-01-21
32003 | Organic compounds, water, unfiltered, chloroform & alcohol extraction, recoverable, micrograms per liter | Organic compounds | ug/l | Recoverable | [5 empty] | 2020-01-21
32004 | Organic compounds, water, unfiltered, alcohol extraction, recoverable, micrograms per liter | Organic compounds | ug/l | Recoverable | [5 empty] | 2020-01-21
32005 | Organic compounds, water, unfiltered, chloroform extraction, recoverable, micrograms per liter | Organic compounds | ug/l | Recoverable | [5 empty] | 2020-01-21
32101 | Bromodichloromethane, water, unfiltered, recoverable, micrograms per liter | Dichlorobromomethane | ug/l | Recoverable | [5 empty] | 2014-10-03
32102 | Tetrachloromethane, water, unfiltered, recoverable, micrograms per liter | Carbon tetrachloride | ug/l | Recoverable | [5 empty] | 2014-10-03
32103 | 1,2-Dichloroethane, water, unfiltered, recoverable, micrograms per liter | 1,2-Dichloroethane | ug/l | Recoverable | [5 empty] | 2014-10-03
32104 | Tribromomethane, water, unfiltered, recoverable, micrograms per liter | Tribromomethane | ug/l | Recoverable | [5 empty] | 2014-10-03
32105 | Dibromochloromethane, water, unfiltered, recoverable, micrograms per liter | Chlorodibromomethane | ug/l | Recoverable | [5 empty] | 2014-10-03
32106 | Trichloromethane, water, unfiltered, recoverable, micrograms per liter | Chloroform | ug/l | Recoverable | [5 empty] | 2014-10-03
32209 | Chlorophyll a, water, fluorometric method, corrected, micrograms per liter | Chlorophyll a | ug/l | [6 empty] | 2014-10-03
32210 | Chlorophyll a, water, trichromatic method, uncorrected, micrograms per liter | Chlorophyll a | ug/l | Total | [5 empty] | 2014-10-03
32211 | Chlorophyll a, phytoplankton, spectrophotometric acid method, micrograms per liter | Chlorophyll a | ug/l | [6 empty] | 2014-10-03
32213 | Pheophytin a, fluorometric method, micrograms per liter | Pheophytin a | ug/l | [6 empty] | 2014-10-03
32217 | Chlorophyll a, fluorometric method, uncorrected, micrograms per liter | Chlorophyll a | ug/l | [6 empty] | 2014-10-03
32218 | Pheophytin a, phytoplankton, spectrophotometric acid method, micrograms per liter | Pheophytin a | ug/l | [6 empty] | 2014-10-03
32223 | Chlorophyll a, periphyton, spectrophotometric method, corrected, milligrams per square meter | Chlorophyll a | mg/m2 | [6 empty] | 2014-10-03
32224 | Pheophytin a, periphyton, spectrophotometric acid method, corrected, milligrams per square meter | Pheophytin a | mg/m2 | [6 empty] | 2014-10-03
32225 | Chlorophylls, periphyton, spectrophotometric method, uncorrected, milligrams per square meter | Chlorophyll | mg/m2 | [6 empty] | 2014-10-03
32226 | Chlorophyll b, periphyton, spectrophotometric method, uncorrected, milligrams per square meter | Chlorophyll b | mg/m2 | [6 empty] | 2014-10-03
32227 | Chlorophyll c, periphyton, spectrophotometric method, uncorrected, milligrams per square meter | Chlorophyll c | mg/m2 | [6 empty] | 2014-10-03
32228 | Chlorophyll a, periphyton, spectrophotometric method, uncorrected, milligrams per square meter | Chlorophyll a | mg/m2 | [6 empty] | 2014-10-03
32230 | Chlorophyll a, phytoplankton, spectrophotometric method, uncorrected, micrograms per liter | Chlorophyll a | ug/l | [6 empty] | 2014-10-03
32231 | Chlorophyll b, phytoplankton, spectrophotometric method, micrograms per liter | Chlorophyll b | ug/l | [6 empty] | 2014-10-03
32232 | Chlorophyll c, phytoplankton, spectrophotometric method, micrograms per liter | Chlorophyll c | ug/l | [6 empty] | 2014-10-03
32234 | Chlorophylls, phytoplankton, spectrophotometric method, uncorrected, micrograms per liter | Chlorophyll | ug/l | [6 empty] | 2014-10-03
32240 | Tannin and lignin, water, unfiltered, recoverable, milligrams per liter | Tannin and Lignin | mg/l | Recoverable | [5 empty] | 2020-01-21
32241 | Chlorophylls, periphyton, fluorometric method, uncorrected, milligrams per square meter | Chlorophyll | mg/m2 | [6 empty] | 2014-10-03
32242 | Chlorophyll a, periphyton, fluorometric method, corrected, milligrams per square meter | Chlorophyll a | mg/m2 | [6 empty] | 2014-10-03
32243 | Pheophytin a, periphyton, fluorometric method, milligrams per square meter | Pheophytin a | mg/m2 | [6 empty] | 2014-10-03
32268 | Pheophytin a, plankton in water, milligrams per cubic meter | Pheophytin a | mg/m3 | [6 empty] | 2016-10-06
32269 | Chlorophyll a, plankton in water, milligrams per cubic meter | Chlorophyll a | mg/m3 | [6 empty] | 2016-10-06
32271 | Chlorophylls less than 35 microns, 35-um sieve prefilter, phytoplankton, fluorometric method, micrograms per liter | Chlorophyll | ug/l | [5 empty] | < 35 microns | 2014-10-03
32272 | Chlorophyll a less than 35 microns, 35-um sieve prefilter, phytoplankton, fluorometric method, corrected, micrograms per liter | Chlorophyll a | ug/l | [5 empty] | < 35 microns | 2014-10-03
32273 | Pheophytin a less than 35 microns, 35-um sieve prefilter, phytoplankton, fluorometric method, micrograms per liter | Pheophytin a | ug/l | [5 empty] | < 35 microns | 2014-10-03
32274 | Chlorophylls less than 11 microns, 11-um sieve prefilter, phytoplankton, fluorometric method, micrograms per liter | Chlorophyll | ug/l | [5 empty] | < 11 microns | 2014-10-03
32275 | Chlorophyll a less than 11 microns, 11-um sieve prefilter, phytoplankton, fluorometric method, corrected, micrograms per liter | Chlorophyll a | ug/l | [5 empty] | < 11 microns | 2014-10-03
32276 | Pheophytin a less than 11 microns, 11-um sieve prefilter, phytoplankton, fluorometric method, micrograms per liter | Pheophytin a | ug/l | [5 empty] | < 11 microns | 2014-10-03
32277 | Chlorophylls greater than 35 microns, calculated as chlorophylls (P32217) less chlorophylls <35 um (P32271), micrograms per liter | Chlorophyll | ug/l | [5 empty] | > 35 microns | 2015-04-09
32278 | Chlorophyll a greater than 35 microns, calculated as chlorophyll a (P32209) less chlorophyll a <35 um (P32272), micrograms per liter | Chlorophyll a | ug/l | [5 empty] | > 35 microns | 2015-04-09
32279 | Pheophytin a greater than 35 microns, calculated as pheophytin a (P32213) less pheophytin a <35 um (P32273), micrograms per liter | Pheophytin a | ug/l | [5 empty] | > 35 microns | 2015-04-09
32280 | Chlorophylls greater than 11 microns, calculated as chlorophylls (P32217) less chlorophylls <11 um (P32274), micrograms per liter | Chlorophyll | ug/l | [5 empty] | > 11 microns | 2015-04-09
32281 | Chlorophyll a greater than 11 microns, calculated as chlorophyll a (P32209) less chlorophyll a <11 um (P32275), micrograms per liter | Chlorophyll a | ug/l | [5 empty] | > 11 microns | 2015-04-09
32282 | Pheophytin a greater than 11 microns, calculated as pheophytin a (P32213) less pheophytin a <11 um (P32276), micrograms per liter | Pheophytin a | ug/l | [5 empty] | > 11 microns | 2015-04-09
32283 | Chlorophyll fluorescence (fChl), total, water, in situ, fluorometric, 650-700 nm, relative fluorescence units (RFU) | Chlorophyll | RFU | [6 empty] | 2018-01-05
32284 | Chlorophyll a, total, in situ, fluorescence excitation at 370, 470, 525, 570, 590, 610 nm, fluorescence emission at 700 nm with correction for CDOM, ug/L | Chlorophyll a | ug/l | Total | [5 empty] | 2017-04-20
32285 | Chlorophyll a, green algae, in situ, fluorescence excitation at 370, 470, 525, 570, 590, 610 nm, fluorescence emission at 700 nm with correction for CDOM, ug/L | Chlorophyll a | ug/l | Total | [5 empty] | 2017-04-20
32286 | Chlorophyll a, cyanobacteria, in situ, fluorescence excitation at 370, 470, 525, 570, 590, 610 nm, fluorescence emission at 700 nm with correction for CDOM, ug/L | Chlorophyll a | ug/l | Total | [5 empty] | 2017-04-20
32287 | Chlorophyll a, cryptophytes, in situ, fluorescence excitation at 370, 470, 525, 570, 590, 610 nm, fluorescence emission at 700 nm with correction for CDOM, ug/L | Chlorophyll a | ug/l | Total | [5 empty] | 2017-04-20
32288 | Chlorophyll a, diatoms and dinoflagellates, in situ, excitation at 370, 470, 525, 570, 590, 610 nm, fluorescence emission at 700 nm with correction for CDOM, ug/L | Chlorophyll a | ug/l | Total | [5 empty] | 2017-04-20
32289 | Colored dissolved organic matter (CDOM), in situ, fluorescence excitation at 370, 470, 525, 570, 590, 610 nm, fluorescence emission at 700 nm, milligrams per liter | Colored dissolved organic matter (CDOM) | mg/l | Dissolved | [5 empty] | 2017-04-20
32295 | Dissolved organic matter fluorescence (fDOM), water, in situ, concentration estimated from reference material, micrograms per liter as quinine sulfate equivalents (QSE) | Colored dissolved organic matter (CDOM) | ug/l QSE | Dissolved | [5 empty] | 2019-04-08
32314 | Colored dissolved organic matter (CDOM), water, filtered, field, single band excitation, fluorescence emission, micrograms per liter of quinine sulfate equivalents (QSE) | Colored dissolved organic matter (CDOM) | ug/l QSE | Dissolved | [5 empty] | 2017-04-20
32315 | Chlorophyll relative fluorescence (fChl), water, in situ, relative fluorescence units (RFU) | Chlorophyll a | RFU | Total | [5 empty] | 2019-04-08
32316 | Chlorophyll fluorescence (fChl), water, in situ, concentration estimated from reference material, micrograms per liter as chlorophyll | Chlorophyll a | ug/l | Total | [5 empty] | 2019-04-08
32317 | Chlorophyll a, water, in situ, concentration computed by regression of sensor data with field sample lab results, micrograms per liter as chlorophyll a | Chlorophyll a | ug/l | Total | [5 empty] | 2019-04-08
32318 | Chlorophylls, water, in situ, fluorometric method, excitation at 470 +-15 nm, emission at 685 +-20 nm, micrograms per liter | Chlorophyll | ug/l | Total | [5 empty] | 2017-04-20
32319 | Phycocyanin fluorescence (fPC), water, in situ, concentration estimated from reference material, micrograms per liter as phycocyanin | Phycocyanins | ug/l | Total | [5 empty] | 2019-04-08
32320 | Chlorophyll fluorescence (fChl), water, in situ, fluorometric method, excitation at 470 +-15 nm, emission at 685 +-20 nm, relative fluorescence units (RFU) | Chlorophyll | RFU | Total | [5 empty] | 2018-01-05
32321 | Phycocyanin relative fluorescence (fPC), water, in situ, relative fluorescence units (RFU) | Phycocyanins | RFU | Total | [5 empty] | 2019-04-08
32322 | Dissolved organic matter relative fluorescence (fDOM), water, in situ, relative fluorescence units (RFU) | Colored dissolved organic matter (CDOM) | RFU | Total | [5 empty] | 2019-07-15
32323 | Phycoerythrin relative fluorescence (fPE), water, in situ, relative fluorescence units (RFU) | Phycoerythrin | RFU | Total | [5 empty] | 2019-04-08
32324 | Crude oil relative fluorescence (fCO), water, in situ, relative fluorescence units (RFU) | Crude oil | RFU | Total | [5 empty] | 2019-04-08
32327 | Absorbance at 254 nm, water, in situ, absorbance units | UV 254 | AU | Total | [5 empty] | 2020-01-21
32330 | Colored dissolved organic matter fluorescence (fDOM), water, in situ, milligrams per liter of carbon | Colored dissolved organic matter (CDOM) | mg/l | Total | [5 empty] | 2020-01-21
32334 | Chlorophyll, water, in situ, uncorrected for degradation products, computed by regression of sensor data with sample lab results, micrograms per liter as chlorophyll | Chlorophyll | ug/l | Total | [5 empty] | 2020-01-21
32335 | Cyanobacterial abundance from a phycocyanin sensor (PC), water, in situ, concentration computed by regression of sensor data with field samples, cells per milliliter | Cyanobacterial abundance from a phycocyanin sensor (PC) | cells/mL | Total | [5 empty] | 2020-01-21
32336 | Phycoerythrin fluorescence (fPE), water, in situ, concentration estimated from reference material, micrograms per liter as phycoerythrin | Phycoerythrin fluorescence (fPE) | ug/l | Total | [5 empty] | 2020-01-21
32337 | Phycoerythrin (PE), water, in situ, concentration computed by regression of sensor data with field sample lab results, micrograms per liter | Phycoerythrin (PE) | ug/l | Total | [5 empty] | 2020-01-21
32338 | Cyanobacteria fluorescence of phycoerythrin (fPE), water, in situ, concentration estimated from reference material, cells per milliliter | Cyanobacteria fluorescence of phycoerythrin (fPE) | cells/mL | Total | [5 empty] | 2020-01-21
32339 | Cyanobacterial abundance from a phycoerythrin sensor (PE), water, in situ, concentration computed by regression of sensor data with field samples, cells per milliliter | Cyanobacterial abundance from a phycoerythrin sensor (PE) | cells/mL | Total | [5 empty] | 2020-01-21
32340 | Optical brightener relative fluorescence (fOB), water, in situ, relative fluorescence units (RFU) | Optical brightener relative fluorescence (fOB) | RFU | Total | [5 empty] | 2020-01-21
32341 | Optical brightener fluorescence (fOB), water, in situ, concentration estimated from reference material, micrograms per liter as 1,3,6,8-pyrene tetrasulfonic acid (PTSA) | Optical brightener fluorescence (fOB) | ug/L PTSA | Total | [5 empty] | 2020-01-21
32342 | Wastewater relative fluorescence (fWW), water, in situ, relative fluorescence units (RFU) | Wastewater relative fluorescence (fWW) | RFU | Total | [5 empty] | 2020-01-21
32343 | Rhodamine WT relative fluorescence (fRWT), water, in situ, relative fluorescence units (RFU) | Rhodamine WT | RFU | Total | [5 empty] | 2020-01-21
32344 | Fluorescein relative fluorescence (fFL), water, in situ, relative fluorescence units (RFU) | Fluorescein | RFU | Total | [5 empty] | 2020-01-21
32345 | Fluorescein fluorescence (fFL), water, in situ, concentration calibrated to reference material, micrograms per liter | Fluorescein | ug/l | Total | [5 empty] | 2020-01-21
32730 | Phenolic compounds, water, unfiltered, recoverable, micrograms per liter | Phenols | ug/l | Recoverable | [5 empty] | 2014-10-03
32731 | Phenolic compounds, bed sediment, recoverable, dry weight, micrograms per kilogram | Phenols | ug/kg | Bed Sediment |  |  |  | Dry |  | 2014-10-03
32732 | Phenolic compounds, water, filtered, recoverable, micrograms per liter | Phenols | ug/l | Dissolved | [5 empty] | 2014-10-03
32733 | Phenolic compounds, suspended sediment, recoverable, micrograms per liter | Phenols | ug/l | Suspended | [5 empty] | 2014-10-03
32735 | Chlorophyll a, phytoplankton, water, acetone extraction and spectrophotometry, milligrams per liter | Chlorophyll a | mg/l | Total | [5 empty] | 2020-01-21
32736 | Pheophytin a, phytoplankton, water, acetone extraction and spectrophotometry, micrograms per liter | Pheophytin a | ug/l | Total | [5 empty] | 2020-01-21
34010 | Toluene, water, unfiltered, recoverable, micrograms per liter | Toluene | ug/l | Recoverable | [5 empty] | 2014-10-03
34030 | Benzene, water, unfiltered, recoverable, micrograms per liter | Benzene | ug/l | Recoverable | [5 empty] | 2014-10-03
34200 | Acenaphthylene, water, unfiltered, recoverable, micrograms per liter | Acenaphthylene | ug/l | Recoverable | [5 empty] | 2014-10-03
34201 | Acenaphthylene, water, filtered, recoverable, micrograms per liter | Acenaphthylene | ug/l | Dissolved | [5 empty] | 2014-10-03
34202 | Acenaphthylene, suspended sediment, recoverable, micrograms per liter | Acenaphthylene | ug/l | Suspended | [5 empty] | 2014-10-03
34203 | Acenaphthylene, bed sediment, recoverable, dry weight, micrograms per kilogram | Acenaphthylene | ug/kg | Bed Sediment |  |  |  | Dry |  | 2014-10-03
34205 | Acenaphthene, water, unfiltered, recoverable, micrograms per liter | Acenaphthene | ug/l | Recoverable | [5 empty] | 2014-10-03
34206 | Acenaphthene, water, filtered, recoverable, micrograms per liter | Acenaphthene | ug/l | Dissolved | [5 empty] | 2014-10-03
34207 | Acenaphthene, suspended sediment, recoverable, micrograms per liter | Acenaphthene | ug/l | Suspended | [5 empty] | 2014-10-03
34208 | Acenaphthene, bed sediment, recoverable, dry weight, micrograms per kilogram | Acenaphthene | ug/kg | Bed Sediment |  |  |  | Dry |  | 2014-10-03
34210 | Acrolein, water, unfiltered, recoverable, micrograms per liter | Acrolein | ug/l | Recoverable | [5 empty] | 2014-10-03
34211 | Acrolein, water, filtered, recoverable, micrograms per liter | Acrolein | ug/l | Dissolved | [5 empty] | 2014-10-03
34212 | Acrolein, suspended sediment, recoverable, micrograms per liter | Acrolein | ug/l | Suspended | [5 empty] | 2014-10-03
34213 | Acrolein, bed sediment, recoverable, dry weight, micrograms per kilogram | Acrolein | ug/kg | Bed Sediment |  |  |  | Dry |  | 2014-10-03
34215 | Acrylonitrile, water, unfiltered, recoverable, micrograms per liter | Acrylonitrile | ug/l | Recoverable | [5 empty] | 2014-10-03
34216 | Acrylonitrile, water, filtered, recoverable, micrograms per liter | Acrylonitrile | ug/l | Dissolved | [5 empty] | 2014-10-03
34217 | Acrylonitrile, suspended sediment, recoverable, micrograms per liter | Acrylonitrile | ug/l | Suspended | [5 empty] | 2014-10-03
34218 | Acrylonitrile, bed sediment, recoverable, dry weight, micrograms per kilogram | Acrylonitrile | ug/kg | Bed Sediment |  |  |  | Dry |  | 2014-10-03
34220 | Anthracene, water, unfiltered, recoverable, micrograms per liter | Anthracene | ug/l | Recoverable | [5 empty] | 2014-10-03
34221 | Anthracene, water, filtered, recoverable, micrograms per liter | Anthracene | ug/l | Dissolved | [5 empty] | 2014-10-03
34222 | Anthracene, suspended sediment, recoverable, micrograms per liter | Anthracene | ug/l | Suspended | [5 empty] | 2014-10-03
34223 | Anthracene, bed sediment, recoverable, dry weight, micrograms per kilogram | Anthracene | ug/kg | Bed Sediment |  |  |  | Dry |  | 2014-10-03
34225 | Asbestos (fibrous), water, unfiltered, micrograms per liter | Asbestos | ug/l | Total | [5 empty] | 2014-10-03
34226 | Asbestos (fibrous), water, filtered, micrograms per liter | Asbestos | ug/l | Dissolved | [5 empty] | 2014-10-03
34227 | Asbestos (fibrous), suspended sediment, micrograms per liter | Asbestos | ug/l | Suspended | [5 empty] | 2014-10-03
34228 | Asbestos (fibrous), bed sediment, dry weight, micrograms per kilogram | Asbestos | ug/kg | Bed Sediment |  |  |  | Dry |  | 2014-10-03
34230 | Benzo[b]fluoranthene, water, unfiltered, recoverable, micrograms per liter | Benzo(b)fluoranthene | ug/l | Recoverable | [5 empty] | 2014-10-03
34231 | Benzo[b]fluoranthene, water, filtered, recoverable, micrograms per liter | Benzo(b)fluoranthene | ug/l | Dissolved | [5 empty] | 2014-10-03
34232 | Benzo[b]fluoranthene, suspended sediment, recoverable, micrograms per liter | Benzo(b)fluoranthene | ug/l | Suspended | [5 empty] | 2014-10-03
34233 | Benzo[b]fluoranthene, bed sediment, recoverable, dry weight, micrograms per kilogram | Benzo(b)fluoranthene | ug/kg | Bed Sediment |  |  |  | Dry |  | 2014-10-03
34235 | Benzene, water, filtered, recoverable, micrograms per liter | Benzene | ug/l | Dissolved | [5 empty] | 2014-10-03
34236 | Benzene, suspended sediment, recoverable, micrograms per liter | Benzene | ug/l | Suspended | [5 empty] | 2014-10-03
34237 | Benzene, bed sediment, recoverable, dry weight, micrograms per kilogram | Benzene | ug/kg | Bed Sediment |  |  |  | Dry |  | 2014-10-03
34239 | Benzidine, water, filtered, recoverable, micrograms per liter | Benzidine | ug/l | Dissolved | [5 empty] | 2014-10-03
34240 | Benzidine, suspended sediment, recoverable, micrograms per liter | Benzidine | ug/l | Suspended | [5 empty] | 2014-10-03
34242 | Benzo[k]fluoranthene, water, unfiltered, recoverable, micrograms per liter | Benzo[k]fluoranthene | ug/l | Recoverable | [5 empty] | 2014-10-03
34243 | Benzo[k]fluoranthene, water, filtered, recoverable, micrograms per liter | Benzo[k]fluoranthene | ug/l | Dissolved | [5 empty] | 2014-10-03
34244 | Benzo[k]fluoranthene, suspended sediment, recoverable, micrograms per liter | Benzo[k]fluoranthene | ug/l | Suspended | [5 empty] | 2014-10-03
34245 | Benzo[k]fluoranthene, bed sediment, recoverable, dry weight, micrograms per kilogram | Benzo[k]fluoranthene | ug/kg | Bed Sediment |  |  |  | Dry |  | 2014-10-03
34247 | Benzo[a]pyrene, water, unfiltered, recoverable, micrograms per liter | Benzo[a]pyrene | ug/l | Recoverable | [5 empty] | 2014-10-03
34248 | Benzo[a]pyrene, water, filtered, recoverable, micrograms per liter | Benzo[a]pyrene | ug/l | Dissolved | [5 empty] | 2014-10-03
34249 | Benzo[a]pyrene, suspended sediment, recoverable, micrograms per liter | Benzo[a]pyrene | ug/l | Suspended | [5 empty] | 2014-10-03
34250 | Benzo[a]pyrene, bed sediment, recoverable, dry weight, micrograms per kilogram | Benzo[a]pyrene | ug/kg | Bed Sediment |  |  |  | Dry |  | 2014-10-03
34253 | alpha-HCH, water, filtered, recoverable, micrograms per liter | alpha-HCH (aLindane) | ug/l | Dissolved | [5 empty] | 2020-01-21
34254 | alpha-HCH, suspended sediment, recoverable, micrograms per liter | alpha-HCH (aLindane) | ug/l | Suspended | [5 empty] | 2020-01-21
34255 | beta-HCH, water, filtered, recoverable, micrograms per liter | Benzene Hexachloride, Beta (BHC) | ug/l | Dissolved | [5 empty] | 2020-01-21
34256 | beta-HCH, suspended sediment, recoverable, micrograms per liter | Benzene Hexachloride, Beta (BHC) | ug/l | Suspended | [5 empty] | 2020-01-21
34257 | beta-HCH, bed sediment, recoverable, dry weight, micrograms per kilogram | Benzene Hexachloride, Beta (BHC) | ug/kg | Bed Sediment |  |  |  | Dry |  | 2020-01-21
34259 | delta-HCH, water, unfiltered, recoverable, micrograms per liter | Benzene Hexachloride, Delta (BHC) | ug/l | Recoverable | [5 empty] | 2020-01-21
34260 | delta-HCH, water, filtered, recoverable, micrograms per liter | Benzene Hexachloride, Delta (BHC) | ug/l | Dissolved | [5 empty] | 2020-01-21
34261 | delta-HCH, suspended sediment, recoverable, micrograms per liter | Benzene Hexachloride, Delta (BHC) | ug/l | Suspended | [5 empty] | 2020-01-21
34262 | delta-HCH, bed sediment, recoverable, dry weight, micrograms per kilogram | Benzene Hexachloride, Delta (BHC) | ug/kg | Bed Sediment |  |  |  | Dry |  | 2020-01-21
34268 | Bis(chloromethyl) ether, water, unfiltered, recoverable, micrograms per liter | Bis(chloromethyl) ether | ug/l | Recoverable | [5 empty] | 2014-10-03
34269 | Bis(chloromethyl) ether, water, filtered, micrograms per liter | Bis(chloromethyl) ether | ug/l | Dissolved | [5 empty] | 2014-10-03
34270 | Bis(chloromethyl) ether, suspended sediment, recoverable, micrograms per liter | Bis(chloromethyl) ether | ug/l | Suspended | [5 empty] | 2014-10-03
34271 | Bis(chloromethyl) ether, bed sediment, recoverable, dry weight, micrograms per kilogram | Bis(chloromethyl) ether | ug/kg | Bed Sediment |  |  |  | Dry |  | 2014-10-03
34273 | Bis(2-chloroethyl) ether, water, unfiltered, recoverable, micrograms per liter | Bis(2-chloroethyl) ether | ug/l | Recoverable | [5 empty] | 2014-10-03
34274 | Bis(2-chloroethyl) ether, water, filtered, recoverable, micrograms per liter | Bis(2-chloroethyl) ether | ug/l | Dissolved | [5 empty] | 2014-10-03
34275 | Bis(2-chloroethyl) ether, suspended sediment, recoverable, micrograms per liter | Bis(2-chloroethyl) ether | ug/l | Suspended | [5 empty] | 2014-10-03
34276 | Bis(2-chloroethyl) ether, bed sediment, recoverable, dry weight, micrograms per kilogram | Bis(2-chloroethyl) ether | ug/kg | Bed Sediment |  |  |  | Dry |  | 2014-10-03
34278 | Bis(2-chloroethoxy)methane, water, unfiltered, recoverable, micrograms per liter | Bis(2-chloroethoxy)methane | ug/l | Recoverable | [5 empty] | 2014-10-03
34279 | Bis(2-chloroethoxy)methane, water, filtered, recoverable, micrograms per liter | Bis(2-chloroethoxy)methane | ug/l | Dissolved | [5 empty] | 2014-10-03
34280 | Bis(2-chloroethoxy)methane, suspended sediment, recoverable, micrograms per liter | Bis(2-chloroethoxy)methane | ug/l | Suspended | [5 empty] | 2014-10-03
34281 | Bis(2-chloroethoxy)methane, bed sediment, recoverable, dry weight, micrograms per kilogram | Bis(2-chloroethoxy)methane | ug/kg | Bed Sediment |  |  |  | Dry |  | 2014-10-03
34283 | Bis(2-chloroisopropyl) ether, water, unfiltered, recoverable, micrograms per liter | Bis(2-chloroisopropyl) ether | ug/l | Recoverable | [5 empty] | 2014-10-03
34284 | Bis(2-chloroisopropyl) ether, water, filtered, recoverable, micrograms per liter | Bis(2-chloroisopropyl) ether | ug/l | Dissolved | [5 empty] | 2014-10-03
34285 | Bis(2-chloroisopropyl) ether, suspended sediment, recoverable, micrograms per liter | Bis(2-chloroisopropyl) ether | ug/l | Suspended | [5 empty] | 2014-10-03
34286 | Bis(2-chloroisopropyl) ether, bed sediment, recoverable, dry weight, micrograms per kilogram | Bis(2-chloroisopropyl) ether | ug/kg | Bed Sediment |  |  |  | Dry |  | 2014-10-03
34288 | Tribromomethane, water, filtered, recoverable, micrograms per liter | Tribromomethane | ug/l | Dissolved | [5 empty] | 2014-10-03
34289 | Tribromomethane, suspended sediment, recoverable, micrograms per liter | Tribromomethane | ug/l | Suspended | [5 empty] | 2014-10-03
34290 | Tribromomethane, bed sediment, recoverable, dry weight, micrograms per kilogram | Tribromomethane | ug/kg | Bed Sediment |  |  |  | Dry |  | 2014-10-03
34292 | Benzyl n-butyl phthalate, water, unfiltered, recoverable, micrograms per liter | Butyl benzyl phthalate | ug/l | Recoverable | [5 empty] | 2014-10-03
34293 | Benzyl n-butyl phthalate, water, filtered, recoverable, micrograms per liter | Butyl benzyl phthalate | ug/l | Dissolved | [5 empty] | 2014-10-03
34294 | Benzyl n-butyl phthalate, suspended sediment, recoverable, micrograms per liter | Butyl benzyl phthalate | ug/l | Suspended | [5 empty] | 2014-10-03
34295 | Benzyl n-butyl phthalate, bed sediment, recoverable, dry weight, micrograms per kilogram | Butyl benzyl phthalate | ug/kg | Bed Sediment |  |  |  | Dry |  | 2014-10-03
34297 | Tetrachloromethane, water, filtered, recoverable, micrograms per liter | Carbon tetrachloride | ug/l | Dissolved | [5 empty] | 2014-10-03
34298 | Tetrachloromethane, suspended sediment, recoverable, micrograms per liter | Carbon tetrachloride | ug/l | Suspended | [5 empty] | 2014-10-03
34299 | Tetrachloromethane, bed sediment, recoverable, dry weight, micrograms per kilogram | Carbon tetrachloride | ug/kg | Bed Sediment |  |  |  | Dry |  | 2014-10-03
34301 | Chlorobenzene, water, unfiltered, recoverable, micrograms per liter | Chlorobenzene | ug/l | Recoverable | [5 empty] | 2014-10-03
34302 | Chlorobenzene, water, filtered, recoverable, micrograms per liter | Chlorobenzene | ug/l | Dissolved | [5 empty] | 2014-10-03
34303 | Chlorobenzene, suspended sediment, recoverable, micrograms per liter | Chlorobenzene | ug/l | Suspended | [5 empty] | 2014-10-03
34304 | Chlorobenzene, bed sediment, recoverable, dry weight, micrograms per kilogram | Chlorobenzene | ug/kg | Bed Sediment |  |  |  | Dry |  | 2014-10-03
34307 | Dibromochloromethane, water, filtered, recoverable, micrograms per liter | Chlorodibromomethane | ug/l | Dissolved | [5 empty] | 2014-10-03
34308 | Dibromochloromethane, suspended sediment, recoverable, micrograms per liter | Chlorodibromomethane | ug/l | Suspended | [5 empty] | 2014-10-03
34309 | Dibromochloromethane, bed sediment, recoverable, dry weight, micrograms per kilogram | Chlorodibromomethane | ug/kg | Bed Sediment |  |  |  | Dry |  | 2014-10-03
34311 | Chloroethane, water, unfiltered, recoverable, micrograms per liter | Chloroethane | ug/l | Recoverable | [5 empty] | 2014-10-03
34312 | Chloroethane, water, filtered, recoverable, micrograms per liter | Chloroethane | ug/l | Dissolved | [5 empty] | 2014-10-03
34313 | Chloroethane, suspended sediment, recoverable, micrograms per liter | Chloroethane | ug/l | Suspended | [5 empty] | 2014-10-03
34314 | Chloroethane, bed sediment, recoverable, dry weight, micrograms per kilogram | Chloroethane | ug/kg | Bed Sediment |  |  |  | Dry |  | 2014-10-03
34316 | Trichloromethane, water, filtered, recoverable, micrograms per liter | Chloroform | ug/l | Dissolved | [5 empty] | 2014-10-03
34317 | Trichloromethane, suspended sediment, recoverable, micrograms per liter | Chloroform | ug/l | Suspended | [5 empty] | 2014-10-03
34318 | Trichloromethane, bed sediment, recoverable, dry weight, micrograms per kilogram | Chloroform | ug/kg | Bed Sediment |  |  |  | Dry |  | 2014-10-03
34320 | Chrysene, water, unfiltered, recoverable, micrograms per liter | Chrysene | ug/l | Recoverable | [5 empty] | 2014-10-03
34321 | Chrysene, water, filtered, recoverable, micrograms per liter | Chrysene | ug/l | Dissolved | [5 empty] | 2014-10-03
34322 | Chrysene, suspended sediment, recoverable, micrograms per liter | Chrysene | ug/l | Suspended | [5 empty] | 2014-10-03
34323 | Chrysene, bed sediment, recoverable, dry weight, micrograms per kilogram | Chrysene | ug/kg | Bed Sediment |  |  |  | Dry |  | 2014-10-03
34325 | Cyanide, suspended sediment, micrograms per liter | Cyanide | ug/l | Suspended | [5 empty] | 2014-10-03
34327 | Di-n-butyl phthalate, water, filtered, recoverable, micrograms per liter | Dibutyl phthalate | ug/l | Dissolved | [5 empty] | 2014-10-03
34328 | Bromodichloromethane, water, filtered, recoverable, micrograms per liter | Dichlorobromomethane | ug/l | Dissolved | [5 empty] | 2014-10-03
34329 | Bromodichloromethane, suspended sediment, recoverable, micrograms per liter | Dichlorobromomethane | ug/l | Suspended | [5 empty] | 2014-10-03
34330 | Bromodichloromethane, bed sediment, recoverable, dry weight, micrograms per kilogram | Dichlorobromomethane | ug/kg | Bed Sediment |  |  |  | Dry |  | 2014-10-03
34332 | Dichlorodifluoromethane, water, filtered, recoverable, micrograms per liter | CFC-12 | ug/l | Dissolved | [5 empty] | 2014-10-03
34333 | Dichlorodifluoromethane, suspended sediment, recoverable, micrograms per liter | CFC-12 | ug/l | Suspended | [5 empty] | 2014-10-03
34334 | Dichlorodifluoromethane, bed sediment, recoverable, dry weight, micrograms per kilogram | CFC-12 | ug/kg | Bed Sediment |  |  |  | Dry |  | 2014-10-03
34336 | Diethyl phthalate, water, unfiltered, recoverable, micrograms per liter | Diethyl phthalate | ug/l | Recoverable | [5 empty] | 2014-10-03
34337 | Diethyl phthalate, water, filtered, recoverable, micrograms per liter | Diethyl phthalate | ug/l | Dissolved | [5 empty] | 2014-10-03
34338 | Diethyl phthalate, suspended sediment, recoverable, micrograms per liter | Diethyl phthalate | ug/l | Suspended | [5 empty] | 2014-10-03
34339 | Diethyl phthalate, bed sediment, recoverable, dry weight, micrograms per kilogram | Diethyl phthalate | ug/kg | Bed Sediment |  |  |  | Dry |  | 2014-10-03
34341 | Dimethyl phthalate, water, unfiltered, recoverable, micrograms per liter | Dimethyl phthalate | ug/l | Recoverable | [5 empty] | 2014-10-03
34342 | Dimethyl phthalate, water, filtered, recoverable, micrograms per liter | Dimethyl phthalate | ug/l | Dissolved | [5 empty] | 2014-10-03
34343 | Dimethyl phthalate, suspended sediment, recoverable, micrograms per liter | Dimethyl phthalate | ug/l | Suspended | [5 empty] | 2014-10-03
34344 | Dimethyl phthalate, bed sediment, recoverable, dry weight, micrograms per kilogram | Dimethyl phthalate | ug/kg | Bed Sediment |  |  |  | Dry |  | 2014-10-03
34346 | 1,2-Diphenylhydrazine, water, unfiltered, recoverable, micrograms per liter | 1,2-Diphenylhydrazine | ug/l | Recoverable | [5 empty] | 2014-10-03
34347 | 1,2-Diphenylhydrazine, water, filtered, recoverable, micrograms per liter | 1,2-Diphenylhydrazine | ug/l | Dissolved | [5 empty] | 2014-10-03
34348 | 1,2-Diphenylhydrazine, suspended sediment, recoverable, micrograms per liter | 1,2-Diphenylhydrazine | ug/l | Suspended | [5 empty] | 2014-10-03
34349 | 1,2-Diphenylhydrazine, bed sediment, recoverable, dry weight, micrograms per kilogram | 1,2-Diphenylhydrazine | ug/kg | Bed Sediment |  |  |  | Dry |  | 2014-10-03
34351 | Endosulfan sulfate, water, unfiltered, recoverable, micrograms per liter | Endosulfan sulfate | ug/l | Recoverable | [5 empty] | 2014-10-03
34352 | Endosulfan sulfate, water, filtered, recoverable, micrograms per liter | Endosulfan sulfate | ug/l | Dissolved | [5 empty] | 2014-10-03
34353 | Endosulfan sulfate, suspended sediment, recoverable, micrograms per liter | Endosulfan sulfate | ug/l | Suspended | [5 empty] | 2014-10-03
34354 | Endosulfan sulfate, bed sediment, recoverable, dry weight, micrograms per kilogram | Endosulfan sulfate | ug/kg | Bed Sediment |  |  |  | Dry |  | 2014-10-03
34356 | beta-Endosulfan, water, unfiltered, recoverable, micrograms per liter | .beta.-Endosulfan | ug/l | Recoverable | [5 empty] | 2014-10-03
34357 | beta-Endosulfan, water, filtered, recoverable, micrograms per liter | .beta.-Endosulfan | ug/l | Dissolved | [5 empty] | 2014-10-03
34358 | beta-Endosulfan, suspended sediment, recoverable, micrograms per liter | .beta.-Endosulfan | ug/l | Suspended | [5 empty] | 2014-10-03
34359 | beta-Endosulfan, bed sediment, recoverable, dry weight, micrograms per kilogram | .beta.-Endosulfan | ug/kg | Bed Sediment |  |  |  | Dry |  | 2014-10-03
34361 | alpha-Endosulfan, water, unfiltered, recoverable, micrograms per liter | .alpha.-Endosulfan | ug/l | Recoverable | [5 empty] | 2014-10-03
34362 | alpha-Endosulfan, water, filtered, recoverable, micrograms per liter | .alpha.-Endosulfan | ug/l | Dissolved | [5 empty] | 2014-10-03
34363 | alpha-Endosulfan, suspended sediment, recoverable, micrograms per liter | .alpha.-Endosulfan | ug/l | Suspended | [5 empty] | 2014-10-03
34364 | alpha-Endosulfan, bed sediment, recoverable, dry weight, micrograms per kilogram | .alpha.-Endosulfan | ug/kg | Bed Sediment |  |  |  | Dry |  | 2014-10-03
34366 | Endrin aldehyde, water, unfiltered, recoverable, micrograms per liter | Endrin aldehyde | ug/l | Recoverable | [5 empty] | 2014-10-03
34367 | Endrin aldehyde, water, filtered, recoverable, micrograms per liter | Endrin aldehyde | ug/l | Dissolved | [5 empty] | 2014-10-03
34368 | Endrin aldehyde, suspended sediment, recoverable, micrograms per liter | Endrin aldehyde | ug/l | Suspended | [5 empty] | 2014-10-03
34369 | Endrin aldehyde, bed sediment, recoverable, dry weight, micrograms per kilogram | Endrin aldehyde | ug/kg | Bed Sediment |  |  |  | Dry |  | 2014-10-03
34371 | Ethylbenzene, water, unfiltered, recoverable, micrograms per liter | Ethylbenzene | ug/l | Recoverable | [5 empty] | 2014-10-03
34372 | Ethylbenzene, water, filtered, recoverable, micrograms per liter | Ethylbenzene | ug/l | Dissolved | [5 empty] | 2014-10-03
34373 | Ethylbenzene, suspended sediment, recoverable, micrograms per liter | Ethylbenzene | ug/l | Suspended | [5 empty] | 2014-10-03
34374 | Ethylbenzene, bed sediment, recoverable, dry weight, micrograms per kilogram | Ethylbenzene | ug/kg | Bed Sediment |  |  |  | Dry |  | 2014-10-03
34376 | Fluoranthene, water, unfiltered, recoverable, micrograms per liter | Fluoranthene | ug/l | Recoverable | [5 empty] | 2014-10-03
34377 | Fluoranthene, water, filtered, recoverable, micrograms per liter | Fluoranthene | ug/l | Dissolved | [5 empty] | 2014-10-03
34378 | Fluoranthene, suspended sediment, recoverable, micrograms per liter | Fluoranthene | ug/l | Suspended | [5 empty] | 2014-10-03
34379 | Fluoranthene, bed sediment, recoverable, dry weight, micrograms per kilogram | Fluoranthene | ug/kg | Bed Sediment |  |  |  | Dry |  | 2014-10-03
34381 | 9H-Fluorene, water, unfiltered, recoverable, micrograms per liter | Fluorene | ug/l | Recoverable | [5 empty] | 2014-10-03
34382 | 9H-Fluorene, water, filtered, recoverable, micrograms per liter | Fluorene | ug/l | Dissolved | [5 empty] | 2014-10-03
34383 | 9H-Fluorene, suspended sediment, recoverable, micrograms per liter | Fluorene | ug/l | Suspended | [5 empty] | 2014-10-03
34384 | 9H-Fluorene, bed sediment, recoverable, dry weight, micrograms per kilogram | Fluorene | ug/kg | Bed Sediment |  |  |  | Dry |  | 2014-10-03
34386 | Hexachlorocyclopentadiene, water, unfiltered, recoverable, micrograms per liter | Hexachlorocyclopentadiene | ug/l | Recoverable | [5 empty] | 2014-10-03
34387 | Hexachlorocyclopentadiene, water, filtered, recoverable, micrograms per liter | Hexachlorocyclopentadiene | ug/l | Dissolved | [5 empty] | 2014-10-03
34388 | Hexachlorocyclopentadiene, suspended sediment, recoverable, micrograms per liter | Hexachlorocyclopentadiene | ug/l | Suspended | [5 empty] | 2014-10-03
34389 | Hexachlorocyclopentadiene, bed sediment, recoverable, dry weight, micrograms per kilogram | Hexachlorocyclopentadiene | ug/kg | Bed Sediment |  |  |  | Dry |  | 2014-10-03
34391 | Hexachlorobutadiene, water, unfiltered, recoverable, micrograms per liter | Hexachlorobutadiene | ug/l | Recoverable | [5 empty] | 2014-10-03
34392 | Hexachlorobutadiene, water, filtered, recoverable, micrograms per liter | Hexachlorobutadiene | ug/l | Dissolved | [5 empty] | 2014-10-03
34393 | Hexachlorobutadiene, suspended sediment, recoverable, micrograms per liter | Hexachlorobutadiene | ug/l | Suspended | [5 empty] | 2014-10-03
34396 | Hexachloroethane, water, unfiltered, recoverable, micrograms per liter | Hexachloroethane | ug/l | Recoverable | [5 empty] | 2014-10-03
34397 | Hexachloroethane, water, filtered, recoverable, micrograms per liter | Hexachloroethane | ug/l | Dissolved | [5 empty] | 2014-10-03
34398 | Hexachloroethane, suspended sediment, recoverable, micrograms per liter | Hexachloroethane | ug/l | Suspended | [5 empty] | 2014-10-03
34399 | Hexachloroethane, bed sediment, recoverable, dry weight, micrograms per kilogram | Hexachloroethane | ug/kg | Bed Sediment |  |  |  | Dry |  | 2014-10-03
34401 | Hexachlorobenzene, water, filtered, recoverable, micrograms per liter | Hexachlorobenzene | ug/l | Dissolved | [5 empty] | 2014-10-03
34402 | Hexachlorobenzene, suspended sediment, recoverable, micrograms per liter | Hexachlorobenzene | ug/l | Suspended | [5 empty] | 2014-10-03
34403 | Indeno[1,2,3-cd]pyrene, water, unfiltered, recoverable, micrograms per liter | Indeno[1,2,3-cd]pyrene | ug/l | Recoverable | [5 empty] | 2014-10-03
34404 | Indeno[1,2,3-cd]pyrene, water, filtered, recoverable, micrograms per liter | Indeno[1,2,3-cd]pyrene | ug/l | Dissolved | [5 empty] | 2014-10-03
34405 | Indeno[1,2,3-cd]pyrene, suspended sediment, recoverable, micrograms per liter | Indeno[1,2,3-cd]pyrene | ug/l | Suspended | [5 empty] | 2014-10-03
34406 | Indeno[1,2,3-cd]pyrene, bed sediment, recoverable, dry weight, micrograms per kilogram | Indeno[1,2,3-cd]pyrene | ug/kg | Bed Sediment |  |  |  | Dry |  | 2014-10-03
34408 | Isophorone, water, unfiltered, recoverable, micrograms per liter | Isophorone | ug/l | Recoverable | [5 empty] | 2014-10-03
34409 | Isophorone, water, filtered, recoverable, micrograms per liter | Isophorone | ug/l | Dissolved | [5 empty] | 2014-10-03
34410 | Isophorone, suspended sediment, recoverable, micrograms per liter | Isophorone | ug/l | Suspended | [5 empty] | 2014-10-03
34411 | Isophorone, bed sediment, recoverable, dry weight, micrograms per kilogram | Isophorone | ug/kg | Bed Sediment |  |  |  | Dry |  | 2014-10-03
34413 | Bromomethane, water, unfiltered, recoverable, micrograms per liter | Methyl bromide | ug/l | Recoverable | [5 empty] | 2014-10-03
34414 | Bromomethane, water, filtered, recoverable, micrograms per liter | Methyl bromide | ug/l | Dissolved | [5 empty] | 2014-10-03
34415 | Bromomethane, suspended sediment, recoverable, micrograms per liter | Methyl bromide | ug/l | Suspended | [5 empty] | 2014-10-03
34416 | Bromomethane, bed sediment, recoverable, dry weight, micrograms per kilogram | Methyl bromide | ug/kg | Bed Sediment |  |  |  | Dry |  | 2014-10-03
34418 | Chloromethane, water, unfiltered, recoverable, micrograms per liter | Chloromethane | ug/l | Recoverable | [5 empty] | 2014-10-03
34419 | Chloromethane, water, filtered, recoverable, micrograms per liter | Chloromethane | ug/l | Dissolved | [5 empty] | 2014-10-03
34420 | Chloromethane, suspended sediment, recoverable, micrograms per liter | Chloromethane | ug/l | Suspended | [5 empty] | 2014-10-03
34421 | Chloromethane, bed sediment, recoverable, dry weight, micrograms per kilogram | Chloromethane | ug/kg | Bed Sediment |  |  |  | Dry |  | 2014-10-03
34423 | Dichloromethane, water, unfiltered, recoverable, micrograms per liter | Methylene chloride | ug/l | Recoverable | [5 empty] | 2014-10-03
34424 | Dichloromethane, water, filtered, recoverable, micrograms per liter | Methylene chloride | ug/l | Dissolved | [5 empty] | 2014-10-03
34425 | Dichloromethane, suspended sediment, recoverable, micrograms per liter | Methylene chloride | ug/l | Suspended | [5 empty] | 2014-10-03
34426 | Dichloromethane, bed sediment, recoverable, dry weight, micrograms per kilogram | Methylene chloride | ug/kg | Bed Sediment |  |  |  | Dry |  | 2014-10-03
34428 | N-Nitrosodi-n-propylamine, water, unfiltered, recoverable, micrograms per liter | N-Nitrosodi-n-propylamine | ug/l | Recoverable | [5 empty] | 2014-10-03
34429 | N-Nitrosodi-n-propylamine, water, filtered, recoverable, micrograms per liter | N-Nitrosodi-n-propylamine | ug/l | Dissolved | [5 empty] | 2014-10-03
34430 | N-Nitrosodi-n-propylamine, suspended sediment, recoverable, micrograms per liter | N-Nitrosodi-n-propylamine | ug/l | Suspended | [5 empty] | 2014-10-03
34431 | N-Nitrosodi-n-propylamine, bed sediment, recoverable, dry weight, micrograms per kilogram | N-Nitrosodi-n-propylamine | ug/kg | Bed Sediment |  |  |  | Dry |  | 2014-10-03
34433 | N-Nitrosodiphenylamine, water, unfiltered, recoverable, micrograms per liter | N-Nitrosodiphenylamine | ug/l | Recoverable | [5 empty] | 2014-10-03
34434 | N-Nitrosodiphenylamine, water, filtered, recoverable, micrograms per liter | N-Nitrosodiphenylamine | ug/l | Dissolved | [5 empty] | 2014-10-03
34435 | N-Nitrosodiphenylamine, suspended sediment, recoverable, micrograms per liter | N-Nitrosodiphenylamine | ug/l | Suspended | [5 empty] | 2014-10-03
34436 | N-Nitrosodiphenylamine, bed sediment, recoverable, dry weight, micrograms per kilogram | N-Nitrosodiphenylamine | ug/kg | Bed Sediment |  |  |  | Dry |  | 2014-10-03
34438 | N-Nitrosodimethylamine (NDMA), water, unfiltered, recoverable, micrograms per liter | N-Nitrosodimethylamine | ug/l | Recoverable | [5 empty] | 2018-01-05
34439 | N-Nitrosodimethylamine (NDMA), water, filtered, recoverable, micrograms per liter | N-Nitrosodimethylamine | ug/l | Dissolved | [5 empty] | 2018-01-05
34440 | N-Nitrosodimethylamine (NDMA), suspended sediment, recoverable, micrograms per liter | N-Nitrosodimethylamine | ug/l | Suspended | [5 empty] | 2018-01-05
34441 | N-Nitrosodimethylamine (NDMA), bed sediment, recoverable, dry weight, micrograms per kilogram | N-Nitrosodimethylamine | ug/kg | Bed Sediment |  |  |  | Dry |  | 2018-01-05
34443 | Naphthalene, water, filtered, recoverable, micrograms per liter | Naphthalene | ug/l | Dissolved | [5 empty] | 2014-10-03
34444 | Naphthalene, suspended sediment, recoverable, micrograms per liter | Naphthalene | ug/l | Suspended | [5 empty] | 2014-10-03
34445 | Naphthalene, bed sediment, recoverable, dry weight, micrograms per kilogram | Naphthalene | ug/kg | Bed Sediment |  |  |  | Dry |  | 2014-10-03
34447 | Nitrobenzene, water, unfiltered, recoverable, micrograms per liter | Nitrobenzene | ug/l | Recoverable | [5 empty] | 2014-10-03
34448 | Nitrobenzene, water, filtered, recoverable, micrograms per liter | Nitrobenzene | ug/l | Dissolved | [5 empty] | 2014-10-03
34449 | Nitrobenzene, suspended sediment, recoverable, micrograms per liter | Nitrobenzene | ug/l | Suspended | [5 empty] | 2014-10-03
34450 | Nitrobenzene, bed sediment, recoverable, dry weight, micrograms per kilogram | Nitrobenzene | ug/kg | Bed Sediment |  |  |  | Dry |  | 2014-10-03
34452 | 4-Chloro-3-methylphenol, water, unfiltered, recoverable, micrograms per liter | p-Chloro-m-cresol | ug/l | Recoverable | [5 empty] | 2014-10-03
34453 | 4-Chloro-3-methylphenol, water, filtered, recoverable, micrograms per liter | p-Chloro-m-cresol | ug/l | Dissolved | [5 empty] | 2014-10-03
34454 | 4-Chloro-3-methylphenol, suspended sediment, recoverable, micrograms per liter | p-Chloro-m-cresol | ug/l | Suspended | [5 empty] | 2014-10-03
34455 | 4-Chloro-3-methylphenol, bed sediment, recoverable, dry weight, micrograms per kilogram | p-Chloro-m-cresol | ug/kg | Bed Sediment |  |  |  | Dry |  | 2014-10-03
34457 | Aroclor 1242, water, filtered, recoverable, micrograms per liter | Aroclor 1242 | ug/l | Dissolved | [5 empty] | 2014-10-03
34458 | Aroclor 1242, suspended sediment, recoverable, micrograms per liter | Aroclor 1242 | ug/l | Suspended | [5 empty] | 2014-10-03
34459 | Pentachlorophenol, water, filtered, recoverable, micrograms per liter | Pentachlorophenol | ug/l | Dissolved | [5 empty] | 2014-10-03
34460 | Pentachlorophenol, suspended sediment, recoverable, micrograms per liter | Pentachlorophenol | ug/l | Suspended | [5 empty] | 2014-10-03
34461 | Phenanthrene, water, unfiltered, recoverable, micrograms per liter | Phenanthrene | ug/l | Recoverable | [5 empty] | 2014-10-03
34462 | Phenanthrene, water, filtered, recoverable, micrograms per liter | Phenanthrene | ug/l | Dissolved | [5 empty] | 2014-10-03
34463 | Phenanthrene, suspended sediment, recoverable, micrograms per liter | Phenanthrene | ug/l | Suspended | [5 empty] | 2014-10-03
34464 | Phenanthrene, bed sediment, recoverable, dry weight, micrograms per kilogram | Phenanthrene | ug/kg | Bed Sediment |  |  |  | Dry |  | 2014-10-03
34466 | Phenol, water, filtered, recoverable, micrograms per liter | Phenol | ug/l | Dissolved | [5 empty] | 2014-10-03
34467 | Phenol, suspended sediment, recoverable, micrograms per liter | Phenol | ug/l | Suspended | [5 empty] | 2014-10-03
34469 | Pyrene, water, unfiltered, recoverable, micrograms per liter | Pyrene | ug/l | Recoverable | [5 empty] | 2014-10-03
34470 | Pyrene, water, filtered, recoverable, micrograms per liter | Pyrene | ug/l | Dissolved | [5 empty] | 2014-10-03
34471 | Pyrene, suspended sediment, recoverable, micrograms per liter | Pyrene | ug/l | Suspended | [5 empty] | 2014-10-03
34472 | Pyrene, bed sediment, recoverable, dry weight, micrograms per kilogram | Pyrene | ug/kg | Bed Sediment |  |  |  | Dry |  | 2014-10-03
34475 | Tetrachloroethene, water, unfiltered, recoverable, micrograms per liter | Tetrachloroethylene | ug/l | Recoverable | [5 empty] | 2020-01-21
34476 | Tetrachloroethene, water, filtered, recoverable, micrograms per liter | Tetrachloroethylene | ug/l | Dissolved | [5 empty] | 2020-01-21
34477 | Tetrachloroethene, suspended sediment, recoverable, micrograms per liter | Tetrachloroethylene | ug/l | Suspended | [5 empty] | 2020-01-21
34478 | Tetrachloroethene, bed sediment, recoverable, dry weight, micrograms per kilogram | Tetrachloroethylene | ug/kg | Bed Sediment |  |  |  | Dry |  | 2020-01-21
34480 | Thallium, bed sediment, total digestion, dry weight, milligrams per kilogram | Thallium | mg/kg | Bed Sediment |  |  |  | Dry |  | 2014-10-03
34481 | Toluene, water, filtered, recoverable, micrograms per liter | Toluene | ug/l | Dissolved | [5 empty] | 2014-10-03
34482 | Toluene, suspended sediment, recoverable, micrograms per liter | Toluene | ug/l | Suspended | [5 empty] | 2014-10-03
34483 | Toluene, bed sediment, recoverable, dry weight, micrograms per kilogram | Toluene | ug/kg | Bed Sediment |  |  |  | Dry |  | 2014-10-03
34485 | Trichloroethene, water, filtered, recoverable, micrograms per liter | Trichloroethylene | ug/l | Dissolved | [5 empty] | 2020-01-21
34486 | Trichloroethene, suspended sediment, recoverable, micrograms per liter | Trichloroethylene | ug/l | Suspended | [5 empty] | 2020-01-21
34487 | Trichloroethene, bed sediment, recoverable, dry weight, micrograms per kilogram | Trichloroethylene | ug/kg | Bed Sediment |  |  |  | Dry |  | 2020-01-21
34488 | Trichlorofluoromethane, water, unfiltered, recoverable, micrograms per liter | CFC-11 | ug/l | Recoverable | [5 empty] | 2014-10-03
34489 | Trichlorofluoromethane, water, filtered, recoverable, micrograms per liter | CFC-11 | ug/l | Dissolved | [5 empty] | 2014-10-03
34490 | Trichlorofluoromethane, suspended sediment, recoverable, micrograms per liter | CFC-11 | ug/l | Suspended | [5 empty] | 2014-10-03
34491 | Trichlorofluoromethane, bed sediment, recoverable, dry weight, micrograms per kilogram | CFC-11 | ug/kg | Bed Sediment |  |  |  | Dry |  | 2014-10-03
34493 | Vinyl chloride, water, filtered, recoverable, micrograms per liter | Vinyl chloride | ug/l | Dissolved | [5 empty] | 2014-10-03
34494 | Vinyl chloride, suspended sediment, recoverable, micrograms per liter | Vinyl chloride | ug/l | Suspended | [5 empty] | 2014-10-03
34495 | Vinyl chloride, bed sediment, recoverable, dry weight, micrograms per kilogram | Vinyl chloride | ug/kg | Bed Sediment |  |  |  | Dry |  | 2014-10-03
34496 | 1,1-Dichloroethane, water, unfiltered, recoverable, micrograms per liter | 1,1-Dichloroethane | ug/l | Recoverable | [5 empty] | 2014-10-03
34497 | 1,1-Dichloroethane, water, filtered, recoverable, micrograms per liter | 1,1-Dichloroethane | ug/l | Dissolved | [5 empty] | 2014-10-03
34498 | 1,1-Dichloroethane, suspended sediment, recoverable, micrograms per liter | 1,1-Dichloroethane | ug/l | Suspended | [5 empty] | 2014-10-03
34499 | 1,1-Dichloroethane, bed sediment, recoverable, dry weight, micrograms per kilogram | 1,1-Dichloroethane | ug/kg | Bed Sediment |  |  |  | Dry |  | 2014-10-03
34501 | 1,1-Dichloroethene, water, unfiltered, recoverable, micrograms per liter | 1,1-Dichloroethylene | ug/l | Recoverable | [5 empty] | 2014-10-03
34502 | 1,1-Dichloroethene, water, filtered, recoverable, micrograms per liter | 1,1-Dichloroethylene | ug/l | Dissolved | [5 empty] | 2014-10-03
34503 | 1,1-Dichloroethene, suspended sediment, recoverable, micrograms per liter | 1,1-Dichloroethylene | ug/l | Suspended | [5 empty] | 2014-10-03
34504 | 1,1-Dichloroethene, bed sediment, recoverable, dry weight, micrograms per kilogram | 1,1-Dichloroethylene | ug/kg | Bed Sediment |  |  |  | Dry |  | 2014-10-03
34506 | 1,1,1-Trichloroethane, water, unfiltered, recoverable, micrograms per liter | 1,1,1-Trichloroethane | ug/l | Recoverable | [5 empty] | 2014-10-03
34507 | 1,1,1-Trichloroethane, water, filtered, recoverable, micrograms per liter | 1,1,1-Trichloroethane | ug/l | Dissolved | [5 empty] | 2014-10-03
34508 | 1,1,1-Trichloroethane, suspended sediment, recoverable, micrograms per liter | 1,1,1-Trichloroethane | ug/l | Suspended | [5 empty] | 2014-10-03
34509 | 1,1,1-Trichloroethane, bed sediment, recoverable, dry weight, micrograms per kilogram | 1,1,1-Trichloroethane | ug/kg | Bed Sediment |  |  |  | Dry |  | 2014-10-03
34511 | 1,1,2-Trichloroethane, water, unfiltered, recoverable, micrograms per liter | 1,1,2-Trichloroethane | ug/l | Recoverable | [5 empty] | 2014-10-03
34512 | 1,1,2-Trichloroethane, water, filtered, recoverable, micrograms per liter | 1,1,2-Trichloroethane | ug/l | Dissolved | [5 empty] | 2014-10-03
34513 | 1,1,2-Trichloroethane, suspended sediment, recoverable, micrograms per liter | 1,1,2-Trichloroethane | ug/l | Suspended | [5 empty] | 2014-10-03
34514 | 1,1,2-Trichloroethane, bed sediment, recoverable, dry weight, micrograms per kilogram | 1,1,2-Trichloroethane | ug/kg | Bed Sediment |  |  |  | Dry |  | 2014-10-03
34516 | 1,1,2,2-Tetrachloroethane, water, unfiltered, recoverable, micrograms per liter | 1,1,2,2-Tetrachloroethane | ug/l | Recoverable | [5 empty] | 2014-10-03
34517 | 1,1,2,2-Tetrachloroethane, water, filtered, recoverable, micrograms per liter | 1,1,2,2-Tetrachloroethane | ug/l | Dissolved | [5 empty] | 2014-10-03
34518 | 1,1,2,2-Tetrachloroethane, suspended sediment, recoverable, micrograms per liter | 1,1,2,2-Tetrachloroethane | ug/l | Suspended | [5 empty] | 2014-10-03
34519 | 1,1,2,2-Tetrachloroethane, bed sediment, recoverable, dry weight, micrograms per kilogram | 1,1,2,2-Tetrachloroethane | ug/kg | Bed Sediment |  |  |  | Dry |  | 2014-10-03
34521 | Benzo[ghi]perylene, water, unfiltered, recoverable, micrograms per liter | Benzo[g,h,i]perylene | ug/l | Recoverable | [5 empty] | 2020-01-21
34522 | Benzo[ghi]perylene, water, filtered, recoverable, micrograms per liter | Benzo[g,h,i]perylene | ug/l | Dissolved | [5 empty] | 2020-01-21
34523 | Benzo[ghi]perylene, suspended sediment, recoverable, micrograms per liter | Benzo[g,h,i]perylene | ug/l | Suspended | [5 empty] | 2020-01-21
34524 | Benzo[ghi]perylene, bed sediment, recoverable, dry weight, micrograms per kilogram | Benzo[g,h,i]perylene | ug/kg | Bed Sediment |  |  |  | Dry |  | 2020-01-21
34526 | Benzo[a]anthracene, water, unfiltered, recoverable, micrograms per liter | Benz[a]anthracene | ug/l | Recoverable | [5 empty] | 2014-10-03
34527 | Benzo[a]anthracene, water, filtered, recoverable, micrograms per liter | Benz[a]anthracene | ug/l | Dissolved | [5 empty] | 2014-10-03
34528 | Benzo[a]anthracene, suspended sediment, recoverable, micrograms per liter | Benz[a]anthracene | ug/l | Suspended | [5 empty] | 2014-10-03
34529 | Benzo[a]anthracene, bed sediment, recoverable, dry weight, micrograms per kilogram | Benz[a]anthracene | ug/kg | Bed Sediment |  |  |  | Dry |  | 2014-10-03
34531 | 1,2-Dichloroethane, water, unfiltered, recoverable, micrograms per liter | 1,2-Dichloroethane | ug/l | Recoverable | [5 empty] | 2014-10-03
34532 | 1,2-Dichloroethane, water, filtered, recoverable, micrograms per liter | 1,2-Dichloroethane | ug/l | Dissolved | [5 empty] | 2014-10-03
34533 | 1,2-Dichloroethane, suspended sediment, recoverable, micrograms per liter | 1,2-Dichloroethane | ug/l | Suspended | [5 empty] | 2014-10-03
34534 | 1,2-Dichloroethane, bed sediment, recoverable, dry weight, micrograms per kilogram | 1,2-Dichloroethane | ug/kg | Bed Sediment |  |  |  | Dry |  | 2014-10-03
34536 | 1,2-Dichlorobenzene, water, unfiltered, recoverable, micrograms per liter | o-Dichlorobenzene | ug/l | Recoverable | [5 empty] | 2014-10-03
34537 | 1,2-Dichlorobenzene, water, filtered, recoverable, micrograms per liter | o-Dichlorobenzene | ug/l | Dissolved | [5 empty] | 2014-10-03
34538 | 1,2-Dichlorobenzene, suspended sediment, recoverable, micrograms per liter | o-Dichlorobenzene | ug/l | Suspended | [5 empty] | 2014-10-03
34539 | 1,2-Dichlorobenzene, bed sediment, recoverable, dry weight, micrograms per kilogram | o-Dichlorobenzene | ug/kg | Bed Sediment |  |  |  | Dry |  | 2014-10-03
34541 | 1,2-Dichloropropane, water, unfiltered, recoverable, micrograms per liter | 1,2-Dichloropropane | ug/l | Recoverable | [5 empty] | 2014-10-03
34542 | 1,2-Dichloropropane, water, filtered, recoverable, micrograms per liter | 1,2-Dichloropropane | ug/l | Dissolved | [5 empty] | 2014-10-03
34543 | 1,2-Dichloropropane, suspended sediment, recoverable, micrograms per liter | 1,2-Dichloropropane | ug/l | Suspended | [5 empty] | 2014-10-03
34544 | 1,2-Dichloropropane, bed sediment, recoverable, dry weight, micrograms per kilogram | 1,2-Dichloropropane | ug/kg | Bed Sediment |  |  |  | Dry |  | 2014-10-03
34546 | trans-1,2-Dichloroethene, water, unfiltered, recoverable, micrograms per liter | trans-1,2-Dichloroethylene | ug/l | Recoverable | [5 empty] | 2014-10-03
34547 | trans-1,2-Dichloroethene, water, filtered, recoverable, micrograms per liter | trans-1,2-Dichloroethylene | ug/l | Dissolved | [5 empty] | 2014-10-03
34548 | trans-1,2-Dichloroethene, suspended sediment, recoverable, micrograms per liter | trans-1,2-Dichloroethylene | ug/l | Suspended | [5 empty] | 2014-10-03
34549 | trans-1,2-Dichloroethene, bed sediment, recoverable, dry weight, micrograms per kilogram | trans-1,2-Dichloroethylene | ug/kg | Bed Sediment |  |  |  | Dry |  | 2014-10-03
34551 | 1,2,4-Trichlorobenzene, water, unfiltered, recoverable, micrograms per liter | 1,2,4-Trichlorobenzene | ug/l | Recoverable | [5 empty] | 2014-10-03
34552 | 1,2,4-Trichlorobenzene, water, filtered, recoverable, micrograms per liter | 1,2,4-Trichlorobenzene | ug/l | Dissolved | [5 empty] | 2014-10-03
34553 | 1,2,4-Trichlorobenzene, suspended sediment, recoverable, micrograms per liter | 1,2,4-Trichlorobenzene | ug/l | Suspended | [5 empty] | 2014-10-03
34554 | 1,2,4-Trichlorobenzene, bed sediment, recoverable, dry weight, micrograms per kilogram | 1,2,4-Trichlorobenzene | ug/kg | Bed Sediment |  |  |  | Dry |  | 2014-10-03
34556 | Dibenzo[a,h]anthracene, water, unfiltered, recoverable, micrograms per liter | Dibenz[a,h]anthracene | ug/l | Recoverable | [5 empty] | 2014-10-03
34557 | Dibenzo[a,h]anthracene, water, filtered, recoverable, micrograms per liter | Dibenz[a,h]anthracene | ug/l | Dissolved | [5 empty] | 2014-10-03
34558 | Dibenzo[a,h]anthracene, suspended sediment, recoverable, micrograms per liter | Dibenz[a,h]anthracene | ug/l | Suspended | [5 empty] | 2014-10-03
34559 | Dibenzo[a,h]anthracene, bed sediment, recoverable, dry weight, micrograms per kilogram | Dibenz[a,h]anthracene | ug/kg | Bed Sediment |  |  |  | Dry |  | 2014-10-03
34561 | 1,3-Dichloropropene, water, unfiltered, recoverable, micrograms per liter | 1,3-Dichloropropene | ug/l | Recoverable | [5 empty] | 2014-10-03
34562 | 1,3-Dichloropropene, water, filtered, recoverable, micrograms per liter | 1,3-Dichloropropene | ug/l | Dissolved | [5 empty] | 2014-10-03
34566 | 1,3-Dichlorobenzene, water, unfiltered, recoverable, micrograms per liter | m-Dichlorobenzene | ug/l | Recoverable | [5 empty] | 2014-10-03
34567 | 1,3-Dichlorobenzene, water, filtered, recoverable, micrograms per liter | m-Dichlorobenzene | ug/l | Dissolved | [5 empty] | 2014-10-03
34568 | 1,3-Dichlorobenzene, suspended sediment, recoverable, micrograms per liter | m-Dichlorobenzene | ug/l | Suspended | [5 empty] | 2014-10-03
34569 | 1,3-Dichlorobenzene, bed sediment, recoverable, dry weight, micrograms per kilogram | m-Dichlorobenzene | ug/kg | Bed Sediment |  |  |  | Dry |  | 2014-10-03
34571 | 1,4-Dichlorobenzene, water, unfiltered, recoverable, micrograms per liter | p-Dichlorobenzene | ug/l | Recoverable | [5 empty] | 2014-10-03
34572 | 1,4-Dichlorobenzene, water, filtered, recoverable, micrograms per liter | p-Dichlorobenzene | ug/l | Dissolved | [5 empty] | 2014-10-03
34573 | 1,4-Dichlorobenzene, suspended sediment, recoverable, micrograms per liter | p-Dichlorobenzene | ug/l | Suspended | [5 empty] | 2014-10-03
34574 | 1,4-Dichlorobenzene, bed sediment, recoverable, dry weight, micrograms per kilogram | p-Dichlorobenzene | ug/kg | Bed Sediment |  |  |  | Dry |  | 2014-10-03
34576 | 2-Chloroethyl vinyl ether, water, unfiltered, recoverable, micrograms per liter | 2-Chloroethyl vinyl ether | ug/l | Recoverable | [5 empty] | 2014-10-03
34577 | 2-Chloroethyl vinyl ether, water, filtered, recoverable, micrograms per liter | 2-Chloroethyl vinyl ether | ug/l | Dissolved | [5 empty] | 2014-10-03
34578 | 2-Chloroethyl vinyl ether, suspended sediment, recoverable, micrograms per liter | 2-Chloroethyl vinyl ether | ug/l | Suspended | [5 empty] | 2014-10-03
34579 | 2-Chloroethyl vinyl ether, bed sediment, recoverable, dry weight, micrograms per kilogram | 2-Chloroethyl vinyl ether | ug/kg | Bed Sediment |  |  |  | Dry |  | 2014-10-03
34581 | 2-Chloronaphthalene, water, unfiltered, recoverable, micrograms per liter | 2-Chloronaphthalene | ug/l | Recoverable | [5 empty] | 2014-10-03
34582 | 2-Chloronaphthalene, water, filtered, recoverable, micrograms per liter | 2-Chloronaphthalene | ug/l | Dissolved | [5 empty] | 2014-10-03
34583 | 2-Chloronaphthalene, suspended sediment, recoverable, micrograms per liter | 2-Chloronaphthalene | ug/l | Suspended | [5 empty] | 2014-10-03
34584 | 2-Chloronaphthalene, bed sediment, recoverable, dry weight, micrograms per kilogram | 2-Chloronaphthalene | ug/kg | Bed Sediment |  |  |  | Dry |  | 2014-10-03
34586 | 2-Chlorophenol, water, unfiltered, recoverable, micrograms per liter | o-Chlorophenol | ug/l | Recoverable | [5 empty] | 2014-10-03
34587 | 2-Chlorophenol, water, filtered, recoverable, micrograms per liter | o-Chlorophenol | ug/l | Dissolved | [5 empty] | 2014-10-03
34588 | 2-Chlorophenol, suspended sediment, recoverable, micrograms per liter | o-Chlorophenol | ug/l | Suspended | [5 empty] | 2014-10-03
34589 | 2-Chlorophenol, bed sediment, recoverable, dry weight, micrograms per kilogram | o-Chlorophenol | ug/kg | Bed Sediment |  |  |  | Dry |  | 2014-10-03
34591 | 2-Nitrophenol, water, unfiltered, recoverable, micrograms per liter | o-Nitrophenol | ug/l | Recoverable | [5 empty] | 2014-10-03
34592 | 2-Nitrophenol, water, filtered, recoverable, micrograms per liter | o-Nitrophenol | ug/l | Dissolved | [5 empty] | 2014-10-03
34593 | 2-Nitrophenol, suspended sediment, recoverable, micrograms per liter | o-Nitrophenol | ug/l | Suspended | [5 empty] | 2014-10-03
34594 | 2-Nitrophenol, bed sediment, recoverable, dry weight, micrograms per kilogram | o-Nitrophenol | ug/kg | Bed Sediment |  |  |  | Dry |  | 2014-10-03
34596 | Di-n-octyl phthalate, water, unfiltered, recoverable, micrograms per liter | Di-n-octyl phthalate | ug/l | Recoverable | [5 empty] | 2014-10-03
34597 | Di-n-octyl phthalate, water, filtered, recoverable, micrograms per liter | Di-n-octyl phthalate | ug/l | Dissolved | [5 empty] | 2014-10-03
34598 | Di-n-octyl phthalate, suspended sediment, recoverable, micrograms per liter | Di-n-octyl phthalate | ug/l | Suspended | [5 empty] | 2014-10-03
34599 | Di-n-octyl phthalate, bed sediment, recoverable, dry weight, micrograms per kilogram | Di-n-octyl phthalate | ug/kg | Bed Sediment |  |  |  | Dry |  | 2014-10-03
34601 | 2,4-Dichlorophenol, water, unfiltered, recoverable, micrograms per liter | 2,4-Dichlorophenol | ug/l | Recoverable | [5 empty] | 2014-10-03
34602 | 2,4-Dichlorophenol, water, filtered, recoverable, micrograms per liter | 2,4-Dichlorophenol | ug/l | Dissolved | [5 empty] | 2014-10-03
34603 | 2,4-Dichlorophenol, suspended sediment, recoverable, micrograms per liter | 2,4-Dichlorophenol | ug/l | Suspended | [5 empty] | 2014-10-03
34604 | 2,4-Dichlorophenol, bed sediment, recoverable, dry weight, micrograms per kilogram | 2,4-Dichlorophenol | ug/kg | Bed Sediment |  |  |  | Dry |  | 2014-10-03
34606 | 2,4-Dimethylphenol, water, unfiltered, recoverable, micrograms per liter | 2,4-Dimethylphenol | ug/l | Recoverable | [5 empty] | 2014-10-03
34607 | 2,4-Dimethylphenol, water, filtered, recoverable, micrograms per liter | 2,4-Dimethylphenol | ug/l | Dissolved | [5 empty] | 2014-10-03
34608 | 2,4-Dimethylphenol, suspended sediment, recoverable, micrograms per liter | 2,4-Dimethylphenol | ug/l | Suspended | [5 empty] | 2014-10-03
34609 | 2,4-Dimethylphenol, bed sediment, recoverable, dry weight, micrograms per kilogram | 2,4-Dimethylphenol | ug/kg | Bed Sediment |  |  |  | Dry |  | 2014-10-03
34611 | 2,4-Dinitrotoluene, water, unfiltered, recoverable, micrograms per liter | 2,4-Dinitrotoluene | ug/l | Recoverable | [5 empty] | 2014-10-03
34612 | 2,4-Dinitrotoluene, water, filtered, recoverable, micrograms per liter | 2,4-Dinitrotoluene | ug/l | Dissolved | [5 empty] | 2014-10-03
34613 | 2,4-Dinitrotoluene, suspended sediment, recoverable, micrograms per liter | 2,4-Dinitrotoluene | ug/l | Suspended | [5 empty] | 2014-10-03
34614 | 2,4-Dinitrotoluene, bed sediment, recoverable, dry weight, micrograms per kilogram | 2,4-Dinitrotoluene | ug/kg | Bed Sediment |  |  |  | Dry |  | 2014-10-03
34616 | 2,4-Dinitrophenol, water, unfiltered, recoverable, micrograms per liter | 2,4-Dinitrophenol | ug/l | Recoverable | [5 empty] | 2014-10-03
34617 | 2,4-Dinitrophenol, water, filtered, recoverable, micrograms per liter | 2,4-Dinitrophenol | ug/l | Dissolved | [5 empty] | 2014-10-03
34618 | 2,4-Dinitrophenol, suspended sediment, recoverable, micrograms per liter | 2,4-Dinitrophenol | ug/l | Suspended | [5 empty] | 2014-10-03
34619 | 2,4-Dinitrophenol, bed sediment, recoverable, dry weight, micrograms per kilogram | 2,4-Dinitrophenol | ug/kg | Bed Sediment |  |  |  | Dry |  | 2014-10-03
34621 | 2,4,6-Trichlorophenol, water, unfiltered, recoverable, micrograms per liter | 2,4,6-Trichlorophenol | ug/l | Recoverable | [5 empty] | 2014-10-03
34622 | 2,4,6-Trichlorophenol, water, filtered, recoverable, micrograms per liter | 2,4,6-Trichlorophenol | ug/l | Dissolved | [5 empty] | 2014-10-03
34623 | 2,4,6-Trichlorophenol, suspended sediment, recoverable, micrograms per liter | 2,4,6-Trichlorophenol | ug/l | Suspended | [5 empty] | 2014-10-03
34624 | 2,4,6-Trichlorophenol, bed sediment, recoverable, dry weight, micrograms per kilogram | 2,4,6-Trichlorophenol | ug/kg | Bed Sediment |  |  |  | Dry |  | 2014-10-03
34626 | 2,6-Dinitrotoluene, water, unfiltered, recoverable, micrograms per liter | 2,6-Dinitrotoluene | ug/l | Recoverable | [5 empty] | 2014-10-03
34627 | 2,6-Dinitrotoluene, water, filtered, recoverable, micrograms per liter | 2,6-Dinitrotoluene | ug/l | Dissolved | [5 empty] | 2014-10-03
34628 | 2,6-Dinitrotoluene, suspended sediment, recoverable, micrograms per liter | 2,6-Dinitrotoluene | ug/l | Suspended | [5 empty] | 2014-10-03
34629 | 2,6-Dinitrotoluene, bed sediment, recoverable, dry weight, micrograms per kilogram | 2,6-Dinitrotoluene | ug/kg | Bed Sediment |  |  |  | Dry |  | 2014-10-03
34631 | 3,3'-Dichlorobenzidine, water, unfiltered, recoverable, micrograms per liter | 3,3'-Dichlorobenzidine | ug/l | Recoverable | [5 empty] | 2014-10-03
34632 | 3,3'-Dichlorobenzidine, water, filtered, recoverable, micrograms per liter | 3,3'-Dichlorobenzidine | ug/l | Dissolved | [5 empty] | 2014-10-03
34633 | 3,3'-Dichlorobenzidine, suspended sediment, recoverable, micrograms per liter | 3,3'-Dichlorobenzidine | ug/l | Suspended | [5 empty] | 2014-10-03
34634 | 3,3'-Dichlorobenzidine, bed sediment, recoverable, dry weight, micrograms per kilogram | 3,3'-Dichlorobenzidine | ug/kg | Bed Sediment |  |  |  | Dry |  | 2014-10-03
34636 | 4-Bromophenyl phenyl ether, water, unfiltered, recoverable, micrograms per liter | BDE-003 | ug/l | Recoverable | [5 empty] | 2014-10-03
34637 | 4-Bromophenyl phenyl ether, water, filtered, recoverable, micrograms per liter | BDE-003 | ug/l | Dissolved | [5 empty] | 2014-10-03
34638 | 4-Bromophenyl phenyl ether, suspended sediment, recoverable, micrograms per liter | BDE-003 | ug/l | Suspended | [5 empty] | 2014-10-03
34639 | 4-Bromophenyl phenyl ether, bed sediment, recoverable, dry weight, micrograms per kilogram | BDE-003 | ug/kg | Bed Sediment |  |  |  | Dry |  | 2014-10-03
34641 | 4-Chlorophenyl phenyl ether, water, unfiltered, recoverable, micrograms per liter | p-Chlorophenyl phenyl ether | ug/l | Recoverable | [5 empty] | 2014-10-03
34642 | 4-Chlorophenyl phenyl ether, water, filtered, recoverable, micrograms per liter | p-Chlorophenyl phenyl ether | ug/l | Dissolved | [5 empty] | 2014-10-03
34643 | 4-Chlorophenyl phenyl ether, suspended sediment, recoverable, micrograms per liter | p-Chlorophenyl phenyl ether | ug/l | Suspended | [5 empty] | 2014-10-03
34644 | 4-Chlorophenyl phenyl ether, bed sediment, recoverable, dry weight, micrograms per kilogram | p-Chlorophenyl phenyl ether | ug/kg | Bed Sediment |  |  |  | Dry |  | 2014-10-03
34646 | 4-Nitrophenol, water, unfiltered, recoverable, micrograms per liter | p-Nitrophenol | ug/l | Recoverable | [5 empty] | 2014-10-03
34647 | 4-Nitrophenol, water, filtered, recoverable, micrograms per liter | p-Nitrophenol | ug/l | Dissolved | [5 empty] | 2014-10-03
34648 | 4-Nitrophenol, suspended sediment, recoverable, micrograms per liter | p-Nitrophenol | ug/l | Suspended | [5 empty] | 2014-10-03
34649 | 4-Nitrophenol, bed sediment, recoverable, dry weight, micrograms per kilogram | p-Nitrophenol | ug/kg | Bed Sediment |  |  |  | Dry |  | 2014-10-03
34651 | p,p'-DDD, water, filtered, recoverable, micrograms per liter | p,p'-DDD | ug/l | Dissolved | [5 empty] | 2014-10-03
34652 | p,p'-DDD, suspended sediment, recoverable, micrograms per liter | p,p'-DDD | ug/l | Suspended | [5 empty] | 2014-10-03
34653 | p,p'-DDE, water, filtered, recoverable, micrograms per liter | p,p'-DDE | ug/l | Dissolved | [5 empty] | 2014-10-03
34654 | p,p'-DDE, suspended sediment, recoverable, micrograms per liter | p,p'-DDE | ug/l | Suspended | [5 empty] | 2014-10-03
34655 | p,p'-DDT, water, filtered, recoverable, micrograms per liter | p,p'-DDT | ug/l | Dissolved | [5 empty] | 2014-10-03
34656 | p,p'-DDT, suspended sediment, recoverable, micrograms per liter | p,p'-DDT | ug/l | Suspended | [5 empty] | 2014-10-03
34657 | 2-Methyl-4,6-dinitrophenol, water, unfiltered, recoverable, micrograms per liter | 4,6-Dinitro-o-cresol | ug/l | Recoverable | [5 empty] | 2014-10-03
34658 | 2-Methyl-4,6-dinitrophenol, water, filtered, recoverable, micrograms per liter | 4,6-Dinitro-o-cresol | ug/l | Dissolved | [5 empty] | 2014-10-03
34659 | 2-Methyl-4,6-dinitrophenol, suspended sediment, recoverable, micrograms per liter | 4,6-Dinitro-o-cresol | ug/l | Suspended | [5 empty] | 2014-10-03
34660 | 2-Methyl-4,6-dinitrophenol, bed sediment, recoverable, dry weight, micrograms per kilogram | 4,6-Dinitro-o-cresol | ug/kg | Bed Sediment |  |  |  | Dry |  | 2014-10-03
34662 | Aroclor 1221, water, filtered, recoverable, micrograms per liter | Aroclor 1221 | ug/l | Dissolved | [5 empty] | 2014-10-03
34663 | Aroclor 1221, suspended sediment, recoverable, micrograms per liter | Aroclor 1221 | ug/l | Suspended | [5 empty] | 2014-10-03
34665 | Aroclor 1232, water, filtered, recoverable, micrograms per liter | Aroclor 1232 | ug/l | Dissolved | [5 empty] | 2014-10-03
34666 | Aroclor 1232, suspended sediment, recoverable, micrograms per liter | Aroclor 1232 | ug/l | Suspended | [5 empty] | 2014-10-03
34668 | Dichlorodifluoromethane, water, unfiltered, recoverable, micrograms per liter | CFC-12 | ug/l | Recoverable | [5 empty] | 2014-10-03
34671 | Aroclor 1016, water, unfiltered, recoverable, micrograms per liter | Aroclor 1016 | ug/l | Recoverable | [5 empty] | 2014-10-03
34672 | Aroclor 1016, water, filtered, recoverable, micrograms per liter | Aroclor 1016 | ug/l | Dissolved | [5 empty] | 2014-10-03
34673 | Aroclor 1016, suspended sediment, recoverable, micrograms per liter | Aroclor 1016 | ug/l | Suspended | [5 empty] | 2014-10-03
34675 | 2,3,7,8-Tetrachlorodibenzo-p-dioxin, water, unfiltered, recoverable, micrograms per liter | 2,3,7,8-Tetrachlorodibenzo-p-dioxin | ug/l | Recoverable | [5 empty] | 2014-10-03
34676 | 2,3,7,8-Tetrachlorodibenzo-p-dioxin, water, filtered, recoverable, micrograms per liter | 2,3,7,8-Tetrachlorodibenzo-p-dioxin | ug/l | Dissolved | [5 empty] | 2014-10-03
34677 | 2,3,7,8-Tetrachlorodibenzo-p-dioxin, suspended sediment, recoverable, micrograms per liter | 2,3,7,8-Tetrachlorodibenzo-p-dioxin | ug/l | Suspended | [5 empty] | 2014-10-03
34678 | 2,3,7,8-Tetrachlorodibenzo-p-dioxin, bed sediment, recoverable, dry weight, micrograms per kilogram | 2,3,7,8-Tetrachlorodibenzo-p-dioxin | ug/kg | Bed Sediment |  |  |  | Dry |  | 2014-10-03
34694 | Phenol, water, unfiltered, recoverable, micrograms per liter | Phenol | ug/l | Recoverable | [5 empty] | 2014-10-03
34695 | Phenol, bed sediment, recoverable, dry weight, micrograms per kilogram | Phenol | ug/kg | Bed Sediment |  |  |  | Dry |  | 2014-10-03
34696 | Naphthalene, water, unfiltered, recoverable, micrograms per liter | Naphthalene | ug/l | Recoverable | [5 empty] | 2014-10-03
34697 | trans-1,3-Dichloropropene, bed sediment, recoverable, dry weight, micrograms per kilogram | trans-1,3-Dichloropropene | ug/kg | Bed Sediment |  |  |  | Dry |  | 2014-10-03
34699 | trans-1,3-Dichloropropene, water, unfiltered, recoverable, micrograms per liter | trans-1,3-Dichloropropene | ug/l | Recoverable | [5 empty] | 2014-10-03
34700 | trans-1,3-Dichloropropene, water, filtered, recoverable, micrograms per liter | trans-1,3-Dichloropropene | ug/l | Dissolved | [5 empty] | 2014-10-03
34701 | trans-1,3-Dichloropropene, suspended sediment, recoverable, micrograms per liter | trans-1,3-Dichloropropene | ug/l | Suspended | [5 empty] | 2014-10-03
34702 | cis-1,3-Dichloropropene, bed sediment, recoverable, dry weight, micrograms per kilogram | cis-1,3-Dichloropropene | ug/kg | Bed Sediment |  |  |  | Dry |  | 2014-10-03
34704 | cis-1,3-Dichloropropene, water, unfiltered, recoverable, micrograms per liter | cis-1,3-Dichloropropene | ug/l | Recoverable | [5 empty] | 2014-10-03
34705 | cis-1,3-Dichloropropene, water, filtered, recoverable, micrograms per liter | cis-1,3-Dichloropropene | ug/l | Dissolved | [5 empty] | 2014-10-03
34706 | cis-1,3-Dichloropropene, suspended sediment, recoverable, micrograms per liter | cis-1,3-Dichloropropene | ug/l | Suspended | [5 empty] | 2014-10-03
34750 | 2,3,7,8-Tetrachlorodibenzofuran, water, unfiltered, recoverable, nanograms per liter | 2,3,7,8-Tetrachlorodibenzofuran | ng/l | Recoverable | [5 empty] | 2014-10-03
34756 | Triazines, water, filtered, enzyme link immuno sorbent assay (ELISA) screen, recoverable, micrograms per liter as atrazine | Triazines mixture, unspecified | ugAtrazn/L | Dissolved | [5 empty] | 2014-10-03
34757 | Triazines, water, unfiltered, enzyme link immuno sorbent assay (ELISA) screen, recoverable, micrograms per liter as atrazine | Triazines mixture, unspecified | ugAtrazn/L | Recoverable | [5 empty] | 2014-10-03
34758 | Triazines, bed sediment, enzyme link immuno sorbent assay (ELISA) screen, recoverable, dry weight, micrograms per kilogram as atrazine | Triazines mixture, unspecified | ugAtrzn/kg | Bed Sediment |  |  |  | Dry |  | 2014-10-03
34759 | Triazines, suspended sediment, enzyme link immuno sorbent assay (ELISA) screen, recoverable, dry weight, micrograms per kilogram as atrazine | Triazines mixture, unspecified | ugAtrzn/kg | Suspended |  |  |  | Dry |  | 2014-10-03
34760 | Terbutryn, bed sediment, recoverable, dry weight, micrograms per kilogram | Terbutryn | ug/kg | Bed Sediment |  |  |  | Dry |  | 2014-10-03
34761 | 2-Hydroxy-4-isopropylamino-6-ethylamino-s-triazine, water, filtered, recoverable, micrograms per liter | 2-Hydroxyatrazine | ug/l | Dissolved | [5 empty] | 2014-10-03
34762 | 2-Hydroxy-4-isopropylamino-6-ethylamino-s-triazine, bed sediment, recoverable, dry weight, micrograms per kilogram | 2-Hydroxyatrazine | ug/kg | Bed Sediment |  |  |  | Dry |  | 2014-10-03
34763 | 2-Hydroxy-4-isopropylamino-6-ethylamino-s-triazine, suspended sediment, recoverable, dry weight, micrograms per kilogram | 2-Hydroxyatrazine | ug/kg | Suspended |  |  |  | Dry |  | 2014-10-03
34790 | Aluminum, bed sediment smaller than 62.5 microns, wet sieved, field, total digestion, dry weight, percent | Aluminum | % | Bed Sediment |  |  |  | Dry | < 62.5 microns | 2016-10-06
34791 | Aluminum, bed sediment smaller than 177 microns, wet sieved, field, total digestion, dry weight, percent | Aluminum | % | Bed Sediment |  |  |  | Dry | < 177 microns | 2016-10-06
34792 | Aluminum, bed sediment smaller than 62.5 microns, dry sieved, laboratory, total digestion, dry weight, percent | Aluminum | % | Bed Sediment |  |  |  | Dry | < 62.5 microns | 2016-10-06
34793 | Aluminum, suspended sediment smaller than 62.5 microns, total digestion, dry weight, percent | Aluminum | % | Suspended |  |  |  | Dry | < 62.5 microns | 2014-10-03
34794 | Aluminum, suspended sediment larger than 62.5 microns, total digestion, dry weight, percent | Aluminum | % | Suspended |  |  |  | Dry | > 62.5 microns | 2014-10-03
34795 | Antimony, bed sediment smaller than 62.5 microns, wet sieved, field, total digestion, dry weight, milligrams per kilogram | Antimony | mg/kg | Bed Sediment |  |  |  | Dry | < 62.5 microns | 2016-10-06
34796 | Antimony, bed sediment smaller than 177 microns, wet sieved, field, total digestion, dry weight, milligrams per kilogram | Antimony | mg/kg | Bed Sediment |  |  |  | Dry | < 177 microns | 2016-10-06
34797 | Antimony, bed sediment smaller than 62.5 microns, dry sieved, laboratory, total digestion, dry weight, milligrams per kilogram | Antimony | mg/kg | Bed Sediment |  |  |  | Dry | < 62.5 microns | 2016-10-06
34798 | Antimony, suspended sediment smaller than 62.5 microns, total digestion, dry weight, milligrams per kilogram | Antimony | mg/kg | Suspended |  |  |  | Dry | < 62.5 microns | 2014-10-03
34799 | Antimony, suspended sediment larger than 62.5 microns, total digestion, dry weight, milligrams per kilogram | Antimony | mg/kg | Suspended |  |  |  | Dry | > 62.5 microns | 2014-10-03
34800 | Arsenic, bed sediment smaller than 62.5 microns, wet sieved, field, total digestion, dry weight, milligrams per kilogram | Arsenic | mg/kg | Bed Sediment |  |  |  | Dry | < 62.5 microns | 2016-10-06
34801 | Arsenic, bed sediment smaller than 177 microns, wet sieved, field, total digestion, dry weight, milligrams per kilogram | Arsenic | mg/kg | Bed Sediment |  |  |  | Dry | < 177 microns | 2016-10-06
34802 | Arsenic, bed sediment smaller than 62.5 microns, dry sieved, laboratory, total digestion, dry weight, milligrams per kilogram | Arsenic | mg/kg | Bed Sediment |  |  |  | Dry | < 62.5 microns | 2016-10-06
34803 | Arsenic, suspended sediment smaller than 62.5 microns, total digestion, dry weight, milligrams per kilogram | Arsenic | mg/kg | Suspended |  |  |  | Dry | < 62.5 microns | 2014-10-03
34804 | Arsenic, suspended sediment larger than 62.5 microns, total digestion, dry weight, milligrams per kilogram | Arsenic | mg/kg | Suspended |  |  |  | Dry | > 62.5 microns | 2014-10-03
34805 | Barium, bed sediment smaller than 62.5 microns, wet sieved, field, total digestion, dry weight, milligrams per kilogram | Barium | mg/kg | Bed Sediment |  |  |  | Dry | < 62.5 microns | 2016-10-06
34806 | Barium, bed sediment smaller than 177 microns, wet sieved, field, total digestion, dry weight, milligrams per kilogram | Barium | mg/kg | Bed Sediment |  |  |  | Dry | < 177 microns | 2016-10-06
34807 | Barium, bed sediment smaller than 62.5 microns, dry sieved, laboratory, total digestion, dry weight, milligrams per kilogram | Barium | mg/kg | Bed Sediment |  |  |  | Dry | < 62.5 microns | 2016-10-06
34808 | Barium, suspended sediment smaller than 62.5 microns, total digestion, dry weight, milligrams per kilogram | Barium | mg/kg | Suspended |  |  |  | Dry | < 62.5 microns | 2014-10-03
34809 | Barium, suspended sediment larger than 62.5 microns, total digestion, dry weight, milligrams per kilogram | Barium | mg/kg | Suspended |  |  |  | Dry | > 62.5 microns | 2014-10-03
34810 | Beryllium, bed sediment smaller than 62.5 microns, wet sieved, field, total digestion, dry weight, milligrams per kilogram | Beryllium | mg/kg | Bed Sediment |  |  |  | Dry | < 62.5 microns | 2016-10-06
34811 | Beryllium, bed sediment smaller than 177 microns, wet sieved, field, total digestion, dry weight, milligrams per kilogram | Beryllium | mg/kg | Bed Sediment |  |  |  | Dry | < 177 microns | 2016-10-06
34812 | Beryllium, bed sediment smaller than 62.5 microns, dry sieved, laboratory, total digestion, dry weight, milligrams per kilogram | Beryllium | mg/kg | Bed Sediment |  |  |  | Dry | < 62.5 microns | 2016-10-06
34813 | Beryllium, suspended sediment smaller than 62.5 microns, total digestion, dry weight, milligrams per kilogram | Beryllium | mg/kg | Suspended |  |  |  | Dry | < 62.5 microns | 2014-10-03
34814 | Beryllium, suspended sediment larger than 62.5 microns, total digestion, dry weight, milligrams per kilogram | Beryllium | mg/kg | Suspended |  |  |  | Dry | > 62.5 microns | 2014-10-03
34815 | Bismuth, bed sediment smaller than 62.5 microns, wet sieved, field, total digestion, dry weight, milligrams per kilogram | Bismuth | mg/kg | Bed Sediment |  |  |  | Dry | < 62.5 microns | 2016-10-06
34816 | Bismuth, bed sediment smaller than 177 microns, wet sieved, field, total digestion, dry weight, milligrams per kilogram | Bismuth | mg/kg | Bed Sediment |  |  |  | Dry | < 177 microns | 2016-10-06
34817 | Bismuth, bed sediment smaller than 62.5 microns, dry sieved, laboratory, total digestion, dry weight, milligrams per kilogram | Bismuth | mg/kg | Bed Sediment |  |  |  | Dry | < 62.5 microns | 2016-10-06
34818 | Bismuth, suspended sediment smaller than 62.5 microns, total digestion, dry weight, milligrams per kilogram | Bismuth | mg/kg | Suspended |  |  |  | Dry | < 62.5 microns | 2014-10-03
34819 | Bismuth, suspended sediment larger than 62.5 microns, total digestion, dry weight, milligrams per kilogram | Bismuth | mg/kg | Suspended |  |  |  | Dry | > 62.5 microns | 2014-10-03
34820 | Boron, bed sediment smaller than 62.5 microns, wet sieved, field, total digestion, dry weight, milligrams per kilogram | Boron | mg/kg | Bed Sediment |  |  |  | Dry | < 62.5 microns | 2016-10-06
34821 | Boron, bed sediment smaller than 177 microns, wet sieved, field, total digestion, dry weight, milligrams per kilogram | Boron | mg/kg | Bed Sediment |  |  |  | Dry | < 177 microns | 2016-10-06
34822 | Boron, bed sediment smaller than 62.5 microns, dry sieved, laboratory, total digestion, dry weight, milligrams per kilogram | Boron | mg/kg | Bed Sediment |  |  |  | Dry | < 62.5 microns | 2016-10-06
34823 | Boron, suspended sediment smaller than 62.5 microns, total digestion, dry weight, milligrams per kilogram | Boron | mg/kg | Suspended |  |  |  | Dry | < 62.5 microns | 2014-10-03
34824 | Boron, suspended sediment larger than 62.5 microns, total digestion, dry weight, milligrams per kilogram | Boron | mg/kg | Suspended |  |  |  | Dry | > 62.5 microns | 2014-10-03
34825 | Cadmium, bed sediment smaller than 62.5 microns, wet sieved, field, total digestion, dry weight, milligrams per kilogram | Cadmium | mg/kg | Bed Sediment |  |  |  | Dry | < 62.5 microns | 2016-10-06
34826 | Cadmium, bed sediment smaller than 177 microns, wet sieved, field, total digestion, dry weight, milligrams per kilogram | Cadmium | mg/kg | Bed Sediment |  |  |  | Dry | < 177 microns | 2016-10-06
34827 | Cadmium, bed sediment smaller than 62.5 microns, dry sieved, laboratory, total digestion, dry weight, milligrams per kilogram | Cadmium | mg/kg | Bed Sediment |  |  |  | Dry | < 62.5 microns | 2016-10-06
34828 | Cadmium, suspended sediment smaller than 62.5 microns, total digestion, dry weight, milligrams per kilogram | Cadmium | mg/kg | Suspended |  |  |  | Dry | < 62.5 microns | 2014-10-03
34829 | Cadmium, suspended sediment larger than 62.5 microns, total digestion, dry weight, milligrams per kilogram | Cadmium | mg/kg | Suspended |  |  |  | Dry | > 62.5 microns | 2014-10-03
34830 | Calcium, bed sediment smaller than 62.5 microns, wet sieved, field, total digestion, dry weight, percent | Calcium | % | Bed Sediment |  |  |  | Dry | < 62.5 microns | 2016-10-06
34831 | Calcium, bed sediment smaller than 177 microns, wet sieved, field, total digestion, dry weight, percent | Calcium | % | Bed Sediment |  |  |  | Dry | < 177 microns | 2016-10-06
34832 | Calcium, bed sediment smaller than 62.5 microns, dry sieved, laboratory, total digestion, dry weight, percent | Calcium | % | Bed Sediment |  |  |  | Dry | < 62.5 microns | 2016-10-06
34833 | Calcium, suspended sediment smaller than 62.5 microns, total digestion, dry weight, percent | Calcium | % | Suspended |  |  |  | Dry | < 62.5 microns | 2014-10-03
34834 | Calcium, suspended sediment larger than 62.5 microns, total digestion, dry weight, percent | Calcium | % | Suspended |  |  |  | Dry | > 62.5 microns | 2014-10-03
34835 | Cerium, bed sediment smaller than 62.5 microns, wet sieved, field, total digestion, dry weight, milligrams per kilogram | Cerium | mg/kg | Bed Sediment |  |  |  | Dry | < 62.5 microns | 2016-10-06
34836 | Cerium, bed sediment smaller than 177 microns, wet sieved, field, total digestion, dry weight, milligrams per kilogram | Cerium | mg/kg | Bed Sediment |  |  |  | Dry | < 177 microns | 2016-10-06
34837 | Cerium, bed sediment smaller than 62.5 microns, dry sieved, laboratory, total digestion, dry weight, milligrams per kilogram | Cerium | mg/kg | Bed Sediment |  |  |  | Dry | < 62.5 microns | 2016-10-06
34838 | Cerium, suspended sediment smaller than 62.5 microns, total digestion, dry weight, milligrams per kilogram | Cerium | mg/kg | Suspended |  |  |  | Dry | < 62.5 microns | 2014-10-03
34839 | Cerium, suspended sediment larger than 62.5 microns, total digestion, dry weight, milligrams per kilogram | Cerium | mg/kg | Suspended |  |  |  | Dry | > 62.5 microns | 2014-10-03
34840 | Chromium, bed sediment smaller than 62.5 microns, wet sieved, field, total digestion, dry weight, milligrams per kilogram | Chromium | mg/kg | Bed Sediment |  |  |  | Dry | < 62.5 microns | 2016-10-06
34841 | Chromium, bed sediment smaller than 177 microns, wet sieved, field, total digestion, dry weight, milligrams per kilogram | Chromium | mg/kg | Bed Sediment |  |  |  | Dry | < 177 microns | 2016-10-06
34842 | Chromium, bed sediment smaller than 62.5 microns, dry sieved, laboratory, total digestion, dry weight, milligrams per kilogram | Chromium | mg/kg | Bed Sediment |  |  |  | Dry | < 62.5 microns | 2016-10-06
34843 | Chromium, suspended sediment smaller than 62.5 microns, total digestion, dry weight, milligrams per kilogram | Chromium | mg/kg | Suspended |  |  |  | Dry | < 62.5 microns | 2014-10-03
34844 | Chromium, suspended sediment larger than 62.5 microns, total digestion, dry weight, milligrams per kilogram | Chromium | mg/kg | Suspended |  |  |  | Dry | > 62.5 microns | 2014-10-03
34845 | Cobalt, bed sediment smaller than 62.5 microns, wet sieved, field, total digestion, dry weight, milligrams per kilogram | Cobalt | mg/kg | Bed Sediment |  |  |  | Dry | < 62.5 microns | 2016-10-06
34846 | Cobalt, bed sediment smaller than 177 microns, wet sieved, field, total digestion, dry weight, milligrams per kilogram | Cobalt | mg/kg | Bed Sediment |  |  |  | Dry | < 177 microns | 2016-10-06
34847 | Cobalt, bed sediment smaller than 62.5 microns, dry sieved, laboratory, total digestion, dry weight, milligrams per kilogram | Cobalt | mg/kg | Bed Sediment |  |  |  | Dry | < 62.5 microns | 2016-10-06
34848 | Cobalt, suspended sediment smaller than 62.5 microns, total digestion, dry weight, milligrams per kilogram | Cobalt | mg/kg | Suspended |  |  |  | Dry | < 62.5 microns | 2014-10-03
34849 | Cobalt, suspended sediment larger than 62.5 microns, total digestion, dry weight, milligrams per kilogram | Cobalt | mg/kg | Suspended |  |  |  | Dry | > 62.5 microns | 2014-10-03
34850 | Copper, bed sediment smaller than 62.5 microns, wet sieved, field, total digestion, dry weight, milligrams per kilogram | Copper | mg/kg | Bed Sediment |  |  |  | Dry | < 62.5 microns | 2016-10-06
34851 | Copper, bed sediment smaller than 177 microns, wet sieved, field, total digestion, dry weight, milligrams per kilogram | Copper | mg/kg | Bed Sediment |  |  |  | Dry | < 177 microns | 2016-10-06
34852 | Copper, bed sediment smaller than 62.5 microns, dry sieved, laboratory, total digestion, dry weight, milligrams per kilogram | Copper | mg/kg | Bed Sediment |  |  |  | Dry | < 62.5 microns | 2016-10-06
34853 | Copper, suspended sediment smaller than 62.5 microns, total digestion, dry weight, milligrams per kilogram | Copper | mg/kg | Suspended |  |  |  | Dry | < 62.5 microns | 2014-10-03
34854 | Copper, suspended sediment larger than 62.5 microns, total digestion, dry weight, milligrams per kilogram | Copper | mg/kg | Suspended |  |  |  | Dry | > 62.5 microns | 2014-10-03
34855 | Europium, bed sediment smaller than 62.5 microns, wet sieved, field, total digestion, dry weight, milligrams per kilogram | Europium | mg/kg | Bed Sediment |  |  |  | Dry | < 62.5 microns | 2016-10-06
34856 | Europium, bed sediment smaller than 177 microns, wet sieved, field, total digestion, dry weight, milligrams per kilogram | Europium | mg/kg | Bed Sediment |  |  |  | Dry | < 177 microns | 2016-10-06
34857 | Europium, bed sediment smaller than 62.5 microns, dry sieved, laboratory, total digestion, dry weight, milligrams per kilogram | Europium | mg/kg | Bed Sediment |  |  |  | Dry | < 62.5 microns | 2016-10-06
34858 | Europium, suspended sediment smaller than 62.5 microns, total digestion, dry weight, milligrams per kilogram | Europium | mg/kg | Suspended |  |  |  | Dry | < 62.5 microns | 2014-10-03
34859 | Europium, suspended sediment larger than 62.5 microns, total digestion, dry weight, milligrams per kilogram | Europium | mg/kg | Suspended |  |  |  | Dry | > 62.5 microns | 2014-10-03
34860 | Gallium, bed sediment smaller than 62.5 microns, wet sieved, field, total digestion, dry weight, milligrams per kilogram | Gallium | mg/kg | Bed Sediment |  |  |  | Dry | < 62.5 microns | 2016-10-06
34861 | Gallium, bed sediment smaller than 177 microns, wet sieved, field, total digestion, dry weight, milligrams per kilogram | Gallium | mg/kg | Bed Sediment |  |  |  | Dry | < 177 microns | 2016-10-06
34862 | Gallium, bed sediment smaller than 62.5 microns, dry sieved, laboratory, total digestion, dry weight, milligrams per kilogram | Gallium | mg/kg | Bed Sediment |  |  |  | Dry | < 62.5 microns | 2016-10-06
34863 | Gallium, suspended sediment smaller than 62.5 microns, total digestion, dry weight, milligrams per kilogram | Gallium | mg/kg | Suspended |  |  |  | Dry | < 62.5 microns | 2014-10-03
34864 | Gallium, suspended sediment larger than 62.5 microns, total digestion, dry weight, milligrams per kilogram | Gallium | mg/kg | Suspended |  |  |  | Dry | > 62.5 microns | 2014-10-03
34865 | Germanium, bed sediment smaller than 62.5 microns, wet sieved, field, total digestion, dry weight, milligrams per kilogram | Germanium | mg/kg | Bed Sediment |  |  |  | Dry | < 62.5 microns | 2016-10-06
34866 | Germanium, bed sediment smaller than 177 microns, wet sieved, field, total digestion, dry weight, milligrams per kilogram | Germanium | mg/kg | Bed Sediment |  |  |  | Dry | < 177 microns | 2016-10-06
34867 | Germanium, bed sediment smaller than 62.5 microns, dry sieved, laboratory, total digestion, dry weight, milligrams per kilogram | Germanium | mg/kg | Bed Sediment |  |  |  | Dry | < 62.5 microns | 2016-10-06
34868 | Germanium, suspended sediment smaller than 62.5 microns, total digestion, dry weight, milligrams per kilogram | Germanium | mg/kg | Suspended |  |  |  | Dry | < 62.5 microns | 2014-10-03
34869 | Germanium, suspended sediment larger than 62.5 microns, total digestion, dry weight, milligrams per kilogram | Germanium | mg/kg | Suspended |  |  |  | Dry | > 62.5 microns | 2014-10-03
34870 | Gold, bed sediment smaller than 62.5 microns, wet sieved, field, total digestion, dry weight, milligrams per kilogram | Gold | mg/kg | Bed Sediment |  |  |  | Dry | < 62.5 microns | 2016-10-06
34871 | Gold, bed sediment smaller than 177 microns, wet sieved, field, total digestion, dry weight, milligrams per kilogram | Gold | mg/kg | Bed Sediment |  |  |  | Dry | < 177 microns | 2016-10-06
34872 | Gold, bed sediment smaller than 62.5 microns, dry sieved, laboratory, total digestion, dry weight, milligrams per kilogram | Gold | mg/kg | Bed Sediment |  |  |  | Dry | < 62.5 microns | 2016-10-06
34873 | Gold, suspended sediment smaller than 62.5 microns, total digestion, dry weight, milligrams per kilogram | Gold | mg/kg | Suspended |  |  |  | Dry | < 62.5 microns | 2014-10-03
34874 | Gold, suspended sediment larger than 62.5 microns, total digestion, dry weight, milligrams per kilogram | Gold | mg/kg | Suspended |  |  |  | Dry | > 62.5 microns | 2014-10-03
34875 | Holmium, bed sediment smaller than 62.5 microns, wet sieved, field, total digestion, dry weight, milligrams per kilogram | Holmium | mg/kg | Bed Sediment |  |  |  | Dry | < 62.5 microns | 2016-10-06
34876 | Holmium, bed sediment smaller than 177 microns, wet sieved, field, total digestion, dry weight, milligrams per kilogram | Holmium | mg/kg | Bed Sediment |  |  |  | Dry | < 177 microns | 2016-10-06
34877 | Holmium, bed sediment smaller than 62.5 microns, dry sieved, laboratory, total digestion, dry weight, milligrams per kilogram | Holmium | mg/kg | Bed Sediment |  |  |  | Dry | < 62.5 microns | 2016-10-06
34878 | Holmium, suspended sediment smaller than 62.5 microns, total digestion, dry weight, milligrams per kilogram | Holmium | mg/kg | Suspended |  |  |  | Dry | < 62.5 microns | 2014-10-03
34879 | Holmium, suspended sediment larger than 62.5 microns, total digestion, dry weight, milligrams per kilogram | Holmium | mg/kg | Suspended |  |  |  | Dry | > 62.5 microns | 2014-10-03
34880 | Iron, bed sediment smaller than 62.5 microns, wet sieved, field, total digestion, dry weight, percent | Iron | % | Bed Sediment |  |  |  | Dry | < 62.5 microns | 2016-10-06
34881 | Iron, bed sediment smaller than 177 microns, wet sieved, field, total digestion, dry weight, percent | Iron | % | Bed Sediment |  |  |  | Dry | < 177 microns | 2016-10-06
34882 | Iron, bed sediment smaller than 62.5 microns, dry sieved, laboratory, total digestion, dry weight, percent | Iron | % | Bed Sediment |  |  |  | Dry | < 62.5 microns | 2016-10-06
34883 | Iron, suspended sediment smaller than 62.5 microns, total digestion, dry weight, percent | Iron | % | Suspended |  |  |  | Dry | < 62.5 microns | 2014-10-03
34884 | Iron, suspended sediment larger than 62.5 microns, total digestion, dry weight, percent | Iron | % | Suspended |  |  |  | Dry | > 62.5 microns | 2014-10-03
34885 | Lanthanum, bed sediment smaller than 62.5 microns, wet sieved, field, total digestion, dry weight, milligrams per kilogram | Lanthanum | mg/kg | Bed Sediment |  |  |  | Dry | < 62.5 microns | 2016-10-06
34886 | Lanthanum, bed sediment smaller than 177 microns, wet sieved, field, total digestion, dry weight, milligrams per kilogram | Lanthanum | mg/kg | Bed Sediment |  |  |  | Dry | < 177 microns | 2016-10-06
34887 | Lanthanum, bed sediment smaller than 62.5 microns, dry sieved, laboratory, total digestion, dry weight, milligrams per kilogram | Lanthanum | mg/kg | Bed Sediment |  |  |  | Dry | < 62.5 microns | 2016-10-06
34888 | Lanthanum, suspended sediment smaller than 62.5 microns, total digestion, dry weight, milligrams per kilogram | Lanthanum | mg/kg | Suspended |  |  |  | Dry | < 62.5 microns | 2014-10-03
34889 | Lanthanum, suspended sediment larger than 62.5 microns, total digestion, dry weight, milligrams per kilogram | Lanthanum | mg/kg | Suspended |  |  |  | Dry | > 62.5 microns | 2014-10-03
34890 | Lead, bed sediment smaller than 62.5 microns, wet sieved, field, total digestion, dry weight, milligrams per kilogram | Lead | mg/kg | Bed Sediment |  |  |  | Dry | < 62.5 microns | 2016-10-06
34891 | Lead, bed sediment smaller than 177 microns, wet sieved, field, total digestion, dry weight, milligrams per kilogram | Lead | mg/kg | Bed Sediment |  |  |  | Dry | < 177 microns | 2016-10-06
34892 | Lead, bed sediment smaller than 62.5 microns, dry sieved, laboratory, total digestion, dry weight, milligrams per kilogram | Lead | mg/kg | Bed Sediment |  |  |  | Dry | < 62.5 microns | 2016-10-06
34893 | Lead, suspended sediment smaller than 62.5 microns, total digestion, dry weight, milligrams per kilogram | Lead | mg/kg | Suspended |  |  |  | Dry | < 62.5 microns | 2014-10-03
34894 | Lead, suspended sediment larger than 62.5 microns, total digestion, dry weight, milligrams per kilogram | Lead | mg/kg | Suspended |  |  |  | Dry | > 62.5 microns | 2014-10-03
34895 | Lithium, bed sediment smaller than 62.5 microns, wet sieved, field, total digestion, dry weight, milligrams per kilogram | Lithium | mg/kg | Bed Sediment |  |  |  | Dry | < 62.5 microns | 2016-10-06
34896 | Lithium, bed sediment smaller than 177 microns, wet sieved, field, total digestion, dry weight, milligrams per kilogram | Lithium | mg/kg | Bed Sediment |  |  |  | Dry | < 177 microns | 2016-10-06
34897 | Lithium, bed sediment smaller than 62.5 microns, dry sieved, laboratory, total digestion, dry weight, milligrams per kilogram | Lithium | mg/kg | Bed Sediment |  |  |  | Dry | < 62.5 microns | 2016-10-06
34898 | Lithium, suspended sediment smaller than 62.5 microns, total digestion, dry weight, milligrams per kilogram | Lithium | mg/kg | Suspended |  |  |  | Dry | < 62.5 microns | 2014-10-03
34899 | Lithium, suspended sediment larger than 62.5 microns, total digestion, dry weight, milligrams per kilogram | Lithium | mg/kg | Suspended |  |  |  | Dry | > 62.5 microns | 2014-10-03
34900 | Magnesium, bed sediment smaller than 62.5 microns, wet sieved, field, total digestion, dry weight, percent | Magnesium | % | Bed Sediment |  |  |  | Dry | < 62.5 microns | 2016-10-06
34901 | Magnesium, bed sediment smaller than 177 microns, wet sieved, field, total digestion, dry weight, percent | Magnesium | % | Bed Sediment |  |  |  | Dry | < 177 microns | 2016-10-06
34902 | Magnesium, bed sediment smaller than 62.5 microns, dry sieved, laboratory, total digestion, dry weight, percent | Magnesium | % | Bed Sediment |  |  |  | Dry | < 62.5 microns | 2016-10-06
34903 | Magnesium, suspended sediment smaller than 62.5 microns, total digestion, dry weight, percent | Magnesium | % | Suspended |  |  |  | Dry | < 62.5 microns | 2014-10-03
34904 | Magnesium, suspended sediment larger than 62.5 microns, total digestion, dry weight, percent | Magnesium | % | Suspended |  |  |  | Dry | > 62.5 microns | 2014-10-03
34905 | Manganese, bed sediment smaller than 62.5 microns, wet sieved, field, total digestion, dry weight, milligrams per kilogram | Manganese | mg/kg | Bed Sediment |  |  |  | Dry | < 62.5 microns | 2016-10-06
34906 | Manganese, bed sediment smaller than 177 microns, wet sieved, field, total digestion, dry weight, milligrams per kilogram | Manganese | mg/kg | Bed Sediment |  |  |  | Dry | < 177 microns | 2016-10-06
34907 | Manganese, bed sediment smaller than 62.5 microns, dry sieved, laboratory, total digestion, dry weight, milligrams per kilogram | Manganese | mg/kg | Bed Sediment |  |  |  | Dry | < 62.5 microns | 2016-10-06
34908 | Manganese, suspended sediment smaller than 62.5 microns, total digestion, dry weight, milligrams per kilogram | Manganese | mg/kg | Suspended |  |  |  | Dry | < 62.5 microns | 2014-10-03
34909 | Manganese, suspended sediment larger than 62.5 microns, total digestion, dry weight, milligrams per kilogram | Manganese | mg/kg | Suspended |  |  |  | Dry | > 62.5 microns | 2014-10-03
34910 | Mercury, bed sediment smaller than 62.5 microns, wet sieved, field, total digestion, dry weight, milligrams per kilogram | Mercury | mg/kg | Bed Sediment |  |  |  | Dry | < 62.5 microns | 2016-10-06
34911 | Mercury, bed sediment smaller than 177 microns, wet sieved, field, total digestion, dry weight, milligrams per kilogram | Mercury | mg/kg | Bed Sediment |  |  |  | Dry | < 177 microns | 2016-10-06
34912 | Mercury, bed sediment smaller than 62.5 microns, dry sieved, laboratory, total digestion, dry weight, milligrams per kilogram | Mercury | mg/kg | Bed Sediment |  |  |  | Dry | < 62.5 microns | 2016-10-06
34913 | Mercury, suspended sediment smaller than 62.5 microns, total digestion, dry weight, milligrams per kilogram | Mercury | mg/kg | Suspended |  |  |  | Dry | < 62.5 microns | 2014-10-03
34914 | Mercury, suspended sediment larger than 62.5 microns, total digestion, dry weight, milligrams per kilogram | Mercury | mg/kg | Suspended |  |  |  | Dry | > 62.5 microns | 2014-10-03
34915 | Molybdenum, bed sediment smaller than 62.5 microns, wet sieved, field, total digestion, dry weight, milligrams per kilogram | Molybdenum | mg/kg | Bed Sediment |  |  |  | Dry | < 62.5 microns | 2016-10-06
34916 | Molybdenum, bed sediment smaller than 177 microns, wet sieved, field, total digestion, dry weight, milligrams per kilogram | Molybdenum | mg/kg | Bed Sediment |  |  |  | Dry | < 177 microns | 2016-10-06
34917 | Molybdenum, bed sediment smaller than 62.5 microns, dry sieved, laboratory, total digestion, dry weight, milligrams per kilogram | Molybdenum | mg/kg | Bed Sediment |  |  |  | Dry | < 62.5 microns | 2016-10-06
34918 | Molybdenum, suspended sediment smaller than 62.5 microns, total digestion, dry weight, milligrams per kilogram | Molybdenum | mg/kg | Suspended |  |  |  | Dry | < 62.5 microns | 2014-10-03
34919 | Molybdenum, suspended sediment larger than 62.5 microns, total digestion, dry weight, milligrams per kilogram | Molybdenum | mg/kg | Suspended |  |  |  | Dry | > 62.5 microns | 2014-10-03
34920 | Neodymium, bed sediment smaller than 62.5 microns, wet sieved, field, total digestion, dry weight, milligrams per kilogram | Neodymium | mg/kg | Bed Sediment |  |  |  | Dry | < 62.5 microns | 2016-10-06
34921 | Neodymium, bed sediment smaller than 177 microns, wet sieved, field, total digestion, dry weight, milligrams per kilogram | Neodymium | mg/kg | Bed Sediment |  |  |  | Dry | < 177 microns | 2016-10-06
34922 | Neodymium, bed sediment smaller than 62.5 microns, dry sieved, laboratory, total digestion, dry weight, milligrams per kilogram | Neodymium | mg/kg | Bed Sediment |  |  |  | Dry | < 62.5 microns | 2016-10-06
34923 | Neodymium, suspended sediment smaller than 62.5 microns, total digestion, dry weight, milligrams per kilogram | Neodymium | mg/kg | Suspended |  |  |  | Dry | < 62.5 microns | 2014-10-03
34924 | Neodymium, suspended sediment larger than 62.5 microns, total digestion, dry weight, milligrams per kilogram | Neodymium | mg/kg | Suspended |  |  |  | Dry | > 62.5 microns | 2014-10-03
34925 | Nickel, bed sediment smaller than 62.5 microns, wet sieved, field, total digestion, dry weight, milligrams per kilogram | Nickel | mg/kg | Bed Sediment |  |  |  | Dry | < 62.5 microns | 2016-10-06
34926 | Nickel, bed sediment smaller than 177 microns, wet sieved, field, total digestion, dry weight, milligrams per kilogram | Nickel | mg/kg | Bed Sediment |  |  |  | Dry | < 177 microns | 2016-10-06
34927 | Nickel, bed sediment smaller than 62.5 microns, dry sieved, laboratory, total digestion, dry weight, milligrams per kilogram | Nickel | mg/kg | Bed Sediment |  |  |  | Dry | < 62.5 microns | 2016-10-06
34928 | Nickel, suspended sediment smaller than 62.5 microns, total digestion, dry weight, milligrams per kilogram | Nickel | mg/kg | Suspended |  |  |  | Dry | < 62.5 microns | 2014-10-03
34929 | Nickel, suspended sediment larger than 62.5 microns, total digestion, dry weight, milligrams per kilogram | Nickel | mg/kg | Suspended |  |  |  | Dry | > 62.5 microns | 2014-10-03
34930 | Niobium, bed sediment smaller than 62.5 microns, wet sieved, field, total digestion, dry weight, milligrams per kilogram | Niobium | mg/kg | Bed Sediment |  |  |  | Dry | < 62.5 microns | 2016-10-06
34931 | Niobium, bed sediment smaller than 177 microns, wet sieved, field, total digestion, dry weight, milligrams per kilogram | Niobium | mg/kg | Bed Sediment |  |  |  | Dry | < 177 microns | 2016-10-06
34932 | Niobium, bed sediment smaller than 62.5 microns, dry sieved, laboratory, total digestion, dry weight, milligrams per kilogram | Niobium | mg/kg | Bed Sediment |  |  |  | Dry | < 62.5 microns | 2016-10-06
34933 | Niobium, suspended sediment smaller than 62.5 microns, total digestion, dry weight, milligrams per kilogram | Niobium | mg/kg | Suspended |  |  |  | Dry | < 62.5 microns | 2014-10-03
34934 | Niobium, suspended sediment larger than 62.5 microns, total digestion, dry weight, milligrams per kilogram | Niobium | mg/kg | Suspended |  |  |  | Dry | > 62.5 microns | 2014-10-03
34935 | Phosphorus, bed sediment smaller than 62.5 microns, wet sieved, field, total digestion, dry weight, percent | Phosphorus | % | Bed Sediment |  |  |  | Dry | < 62.5 microns | 2016-10-06
34936 | Phosphorus, bed sediment smaller than 177 microns, wet sieved, field, total digestion, dry weight, percent | Phosphorus | % | Bed Sediment |  |  |  | Dry | < 177 microns | 2016-10-06
34937 | Phosphorus, bed sediment smaller than 62.5 microns, dry sieved, laboratory, total digestion, dry weight, percent | Phosphorus | % | Bed Sediment |  |  |  | Dry | < 62.5 microns | 2016-10-06
34938 | Phosphorus, suspended sediment smaller than 62.5 microns, total digestion, dry weight, percent | Phosphorus | % | Suspended |  |  |  | Dry | < 62.5 microns | 2014-10-03
34939 | Phosphorus, suspended sediment larger than 62.5 microns, total digestion, dry weight, percent | Phosphorus | % | Suspended |  |  |  | Dry | > 62.5 microns | 2014-10-03
34940 | Potassium, bed sediment smaller than 62.5 microns, wet sieved, field, total digestion, dry weight, percent | Potassium | % | Bed Sediment |  |  |  | Dry | < 62.5 microns | 2016-10-06
34941 | Potassium, bed sediment smaller than 177 microns, wet sieved, field, total digestion, dry weight, percent | Potassium | % | Bed Sediment |  |  |  | Dry | < 177 microns | 2016-10-06
34942 | Potassium, bed sediment smaller than 62.5 microns, dry sieved, laboratory, total digestion, dry weight, percent | Potassium | % | Bed Sediment |  |  |  | Dry | < 62.5 microns | 2016-10-06
34943 | Potassium, suspended sediment smaller than 62.5 microns, total digestion, dry weight, percent | Potassium | % | Suspended |  |  |  | Dry | < 62.5 microns | 2014-10-03
34944 | Potassium, suspended sediment larger than 62.5 microns, total digestion, dry weight, percent | Potassium | % | Suspended |  |  |  | Dry | > 62.5 microns | 2014-10-03
34945 | Scandium, bed sediment smaller than 62.5 microns, wet sieved, field, total digestion, dry weight, milligrams per kilogram | Scandium | mg/kg | Bed Sediment |  |  |  | Dry | < 62.5 microns | 2016-10-06
34946 | Scandium, bed sediment smaller than 177 microns, wet sieved, field, total digestion, dry weight, milligrams per kilogram | Scandium | mg/kg | Bed Sediment |  |  |  | Dry | < 177 microns | 2016-10-06
34947 | Scandium, bed sediment smaller 62.5 microns, dry sieved, laboratory, total digestion, dry weight, milligrams per kilogram | Scandium | mg/kg | Bed Sediment |  |  |  | Dry | < 62.5 microns | 2016-10-06
34948 | Scandium, suspended sediment smaller than 62.5 microns, total digestion, dry weight, milligrams per kilogram | Scandium | mg/kg | Suspended |  |  |  | Dry | < 62.5 microns | 2014-10-03
34949 | Scandium, suspended sediment larger than 62.5 microns, total digestion, dry weight, milligrams per kilogram | Scandium | mg/kg | Suspended |  |  |  | Dry | > 62.5 microns | 2014-10-03
34950 | Selenium, bed sediment smaller than 62.5 microns, wet sieved, field, total digestion, dry weight, milligrams per kilogram | Selenium | mg/kg | Bed Sediment |  |  |  | Dry | < 62.5 microns | 2016-10-06
34951 | Selenium, bed sediment smaller than 177 microns, wet sieved, field, total digestion, dry weight, milligrams per kilogram | Selenium | mg/kg | Bed Sediment |  |  |  | Dry | < 177 microns | 2016-10-06
34952 | Selenium, bed sediment smaller than 62.5 microns, dry sieved, laboratory, total digestion, dry weight, milligrams per kilogram | Selenium | mg/kg | Bed Sediment |  |  |  | Dry | < 62.5 microns | 2016-10-06
34953 | Selenium, suspended sediment smaller than 62.5 microns, total digestion, dry weight, milligrams per kilogram | Selenium | mg/kg | Suspended |  |  |  | Dry | < 62.5 microns | 2014-10-03
34954 | Selenium, suspended sediment larger than 62.5 microns, total digestion, dry weight, milligrams per kilogram | Selenium | mg/kg | Suspended |  |  |  | Dry | > 62.5 microns | 2014-10-03
34955 | Silver, bed sediment smaller than 62.5 microns, wet sieved, field, total digestion, dry weight, milligrams per kilogram | Silver | mg/kg | Bed Sediment |  |  |  | Dry | < 62.5 microns | 2016-10-06
34956 | Silver, bed sediment smaller than 177 microns, wet sieved, field, total digestion, dry weight, milligrams per kilogram | Silver | mg/kg | Bed Sediment |  |  |  | Dry | < 177 microns | 2016-10-06
34957 | Silver, bed sediment smaller than 62.5 microns, dry sieved, laboratory, total digestion, dry weight, milligrams per kilogram | Silver | mg/kg | Bed Sediment |  |  |  | Dry | < 62.5 microns | 2016-10-06
34958 | Silver, suspended sediment smaller than 62.5 microns, total digestion, dry weight, milligrams per kilogram | Silver | mg/kg | Suspended |  |  |  | Dry | < 62.5 microns | 2014-10-03
34959 | Silver, suspended sediment larger than 62.5 microns, total digestion, dry weight, milligrams per kilogram | Silver | mg/kg | Suspended |  |  |  | Dry | > 62.5 microns | 2014-10-03
34960 | Sodium, bed sediment smaller than 62.5 microns, wet sieved, field, total digestion, dry weight, percent | Sodium | % | Bed Sediment |  |  |  | Dry | < 62.5 microns | 2016-10-06
34961 | Sodium, bed sediment smaller than 177 microns, wet sieved, field, total digestion, dry weight, percent | Sodium | % | Bed Sediment |  |  |  | Dry | < 177 microns | 2016-10-06
34962 | Sodium, bed sediment smaller than 62.5 microns, dry sieved, laboratory, total digestion, dry weight, percent | Sodium | % | Bed Sediment |  |  |  | Dry | < 62.5 microns | 2016-10-06
34963 | Sodium, suspended sediment smaller than 62.5 microns, total digestion, dry weight, percent | Sodium | % | Suspended |  |  |  | Dry | < 62.5 microns | 2014-10-03
34964 | Sodium, suspended sediment larger than 62.5 microns, total digestion, dry weight, percent | Sodium | % | Suspended |  |  |  | Dry | > 62.5 microns | 2014-10-03
34965 | Strontium, bed sediment smaller than 62.5 microns, wet sieved, field, total digestion, dry weight, milligrams per kilogram | Strontium | mg/kg | Bed Sediment |  |  |  | Dry | < 62.5 microns | 2016-10-06
34966 | Strontium, bed sediment smaller than 177 microns, wet sieved, field, total digestion, dry weight, milligrams per kilogram | Strontium | mg/kg | Bed Sediment |  |  |  | Dry | < 177 microns | 2016-10-06
34967 | Strontium, bed sediment smaller than 62.5 microns, dry sieved, laboratory, total digestion, dry weight, milligrams per kilogram | Strontium | mg/kg | Bed Sediment |  |  |  | Dry | < 62.5 microns | 2016-10-06
34968 | Strontium, suspended sediment smaller than 62.5 microns, total digestion, dry weight, milligrams per kilogram | Strontium | mg/kg | Suspended |  |  |  | Dry | < 62.5 microns | 2014-10-03
34969 | Strontium, suspended sediment larger than 62.5 microns, total digestion, dry weight, milligrams per kilogram | Strontium | mg/kg | Suspended |  |  |  | Dry | > 62.5 microns | 2014-10-03
34970 | Sulfur, bed sediment smaller than 62.5 microns, wet sieved, field, total digestion, dry weight, percent | Sulfur | % | Bed Sediment |  |  |  | Dry | < 62.5 microns | 2016-10-06
34971 | Sulfur, bed sediment smaller than 177 microns, wet sieved, field, total digestion, dry weight, milligrams per kilogram | Sulfur | mg/kg | Bed Sediment |  |  |  | Dry | < 177 microns | 2016-10-06
34972 | Sulfur, bed sediment smaller than 62.5 microns, dry sieved, laboratory, total digestion, dry weight, percent | Sulfur | % | Bed Sediment |  |  |  | Dry | < 62.5 microns | 2016-10-06
34973 | Sulfur, suspended sediment smaller than 62.5 microns, total digestion, dry weight, milligrams per kilogram | Sulfur | mg/kg | Suspended |  |  |  | Dry | < 62.5 microns | 2014-10-03
34974 | Sulfur, suspended sediment larger than 62.5 microns, total digestion, dry weight, milligrams per kilogram | Sulfur | mg/kg | Suspended |  |  |  | Dry | > 62.5 microns | 2014-10-03
34975 | Tantalum, bed sediment smaller than 62.5 microns, wet sieved, field, total digestion, dry weight, milligrams per kilogram | Tantalum | mg/kg | Bed Sediment |  |  |  | Dry | < 62.5 microns | 2016-10-06
34976 | Tantalum, bed sediment smaller than 177 microns, wet sieved, field, total digestion, dry weight, milligrams per kilogram | Tantalum | mg/kg | Bed Sediment |  |  |  | Dry | < 177 microns | 2016-10-06
34977 | Tantalum, bed sediment smaller than 62.5 microns, dry sieved, laboratory, total digestion, dry weight, milligrams per kilogram | Tantalum | mg/kg | Bed Sediment |  |  |  | Dry | < 62.5 microns | 2016-10-06
34978 | Tantalum, suspended sediment smaller than 62.5 microns, total digestion, dry weight, milligrams per kilogram | Tantalum | mg/kg | Suspended |  |  |  | Dry | < 62.5 microns | 2014-10-03
34979 | Tantalum, suspended sediment larger than 62.5 microns, total digestion, dry weight, milligrams per kilogram | Tantalum | mg/kg | Suspended |  |  |  | Dry | > 62.5 microns | 2014-10-03
34980 | Thorium, bed sediment smaller than 62.5 microns, wet sieved, field, total digestion, dry weight, milligrams per kilogram | Thorium-232 | mg/kg | Bed Sediment |  |  |  | Dry | < 62.5 microns | 2016-10-06
34981 | Thorium, bed sediment smaller than 177 microns, wet sieved, field, total digestion, dry weight, milligrams per kilogram | Thorium-232 | mg/kg | Bed Sediment |  |  |  | Dry | < 177 microns | 2016-10-06
34982 | Thorium, bed sediment smaller than 62.5 microns, dry sieved, laboratory, total digestion, dry weight, milligrams per kilogram | Thorium-232 | mg/kg | Bed Sediment |  |  |  | Dry | < 62.5 microns | 2016-10-06
34983 | Thorium, suspended sediment smaller than 62.5 microns, total digestion, dry weight, milligrams per kilogram | Thorium-232 | mg/kg | Suspended |  |  |  | Dry | < 62.5 microns | 2014-10-03
34984 | Thorium, suspended sediment larger than 62.5 microns, total digestion, dry weight, milligrams per kilogram | Thorium-232 | mg/kg | Suspended |  |  |  | Dry | > 62.5 microns | 2014-10-03
34985 | Tin, bed sediment smaller than 62.5 microns, wet sieved, field, total digestion, dry weight, milligrams per kilogram | Tin | mg/kg | Bed Sediment |  |  |  | Dry | < 62.5 microns | 2016-10-06
34986 | Tin, bed sediment smaller than 177 microns, wet sieved, field, total digestion, dry weight, milligrams per kilogram | Tin | mg/kg | Bed Sediment |  |  |  | Dry | < 177 microns | 2016-10-06
34987 | Tin, bed sediment smaller than 62.5 microns, dry sieved, laboratory, total digestion, dry weight, milligrams per kilogram | Tin | mg/kg | Bed Sediment |  |  |  | Dry | < 62.5 microns | 2016-10-06
34988 | Tin, suspended sediment smaller than 62.5 microns, wet sieved (native water), field, total digestion, dry weight, milligrams per kilogram | Tin | mg/kg | Suspended |  |  |  | Dry | < 62.5 microns | 2016-10-06
34991 | Titanium, bed sediment smaller than 177 microns, wet sieved, field, total digestion, dry weight, percent | Titanium | % | Bed Sediment |  |  |  | Dry | < 177 microns | 2016-10-06
34992 | Titanium, bed sediment smaller than 62.5 microns, dry sieved, laboratory, total digestion, dry weight, percent | Titanium | % | Bed Sediment |  |  |  | Dry | < 62.5 microns | 2016-10-06
34993 | Titanium, suspended sediment smaller than 62.5 microns, total digestion, dry weight, percent | Titanium | % | Suspended |  |  |  | Dry | < 62.5 microns | 2014-10-03
34994 | Titanium, suspended sediment larger than 62.5 microns, total digestion, dry weight, percent | Titanium | % | Suspended |  |  |  | Dry | > 62.5 microns | 2014-10-03
34995 | Tungsten, bed sediment smaller than 62.5 microns, wet sieved, field, total digestion, dry weight, milligrams per kilogram | Tungsten | mg/kg | Bed Sediment |  |  |  | Dry | < 62.5 microns | 2016-10-06
34996 | Tungsten, bed sediment smaller than 177 microns, wet sieved, field, total digestion, dry weight, milligrams per kilogram | Tungsten | mg/kg | Bed Sediment |  |  |  | Dry | < 177 microns | 2016-10-06
34997 | Tungsten, bed sediment smaller than 62.5 microns, dry sieved, laboratory, total digestion, dry weight, milligrams per kilogram | Tungsten | mg/kg | Bed Sediment |  |  |  | Dry | < 62.5 microns | 2016-10-06
34998 | Tungsten, suspended sediment smaller than 62.5 microns, total digestion, dry weight, milligrams per kilogram | Tungsten | mg/kg | Suspended |  |  |  | Dry | < 62.5 microns | 2014-10-03
34999 | Tungsten, suspended sediment larger than 62.5 microns, total digestion, dry weight, milligrams per kilogram | Tungsten | mg/kg | Suspended |  |  |  | Dry | > 62.5 microns | 2014-10-03
35000 | Uranium, bed sediment smaller than 62.5 microns, wet sieved, field, total digestion, dry weight, milligrams per kilogram | Uranium | mg/kg | Bed Sediment |  |  |  | Dry | < 62.5 microns | 2020-01-21
35001 | Uranium, bed sediment smaller than 177 microns, wet sieved, field, total digestion, dry weight, milligrams per kilogram | Uranium | mg/kg | Bed Sediment |  |  |  | Dry | < 177 microns | 2020-01-21
35002 | Uranium, bed sediment smaller than 62.5 microns, dry sieved, laboratory, total digestion, dry weight, milligrams per kilogram | Uranium | mg/kg | Bed Sediment |  |  |  | Dry | < 62.5 microns | 2020-01-21
35003 | Uranium, suspended sediment smaller than 62.5 microns, total digestion, dry weight, milligrams per kilogram | Uranium | mg/kg | Suspended |  |  |  | Dry | < 62.5 microns | 2020-01-21
35004 | Uranium, suspended sediment larger than 62.5 microns, total digestion, dry weight, milligrams per kilogram | Uranium | mg/kg | Suspended |  |  |  | Dry | > 62.5 microns | 2020-01-21
35005 | Vanadium, bed sediment smaller than 62.5 microns, wet sieved, field, total digestion, dry weight, milligrams per kilogram | Vanadium | mg/kg | Bed Sediment |  |  |  | Dry | < 62.5 microns | 2016-10-06
35006 | Vanadium, bed sediment smaller than 177 microns, wet sieved, field, total digestion, dry weight, milligrams per kilogram | Vanadium | mg/kg | Bed Sediment |  |  |  | Dry | < 177 microns | 2016-10-06
35007 | Vanadium, bed sediment smaller than 62.5 microns, dry sieved, laboratory, total digestion, dry weight, milligrams per kilogram | Vanadium | mg/kg | Bed Sediment |  |  |  | Dry | < 62.5 microns | 2016-10-06
35008 | Vanadium, suspended sediment smaller than 62.5 microns, total digestion, dry weight, milligrams per kilogram | Vanadium | mg/kg | Suspended |  |  |  | Dry | < 62.5 microns | 2014-10-03
35009 | Vanadium, suspended sediment larger than 62.5 microns, total digestion, dry weight, milligrams per kilogram | Vanadium | mg/kg | Suspended |  |  |  | Dry | > 62.5 microns | 2014-10-03
35010 | Yttrium, bed sediment smaller than 62.5 microns, wet sieved, field, total digestion, dry weight, milligrams per kilogram | Yttrium | mg/kg | Bed Sediment |  |  |  | Dry | < 62.5 microns | 2016-10-06
35011 | Yttrium, bed sediment smaller than 177 microns, wet sieved, field, total digestion, dry weight, milligrams per kilogram | Yttrium | mg/kg | Bed Sediment |  |  |  | Dry | < 177 microns | 2016-10-06
35012 | Yttrium, bed sediment smaller than 62.5 microns, dry sieved, laboratory, total digestion, dry weight, milligrams per kilogram | Yttrium | mg/kg | Bed Sediment |  |  |  | Dry | < 62.5 microns | 2016-10-06
35013 | Yttrium, suspended sediment smaller than 62.5 microns, total digestion, dry weight, milligrams per kilogram | Yttrium | mg/kg | Suspended |  |  |  | Dry | < 62.5 microns | 2014-10-03
35014 | Yttrium, suspended sediment larger than 62.5 microns, total digestion, dry weight, milligrams per kilogram | Yttrium | mg/kg | Suspended |  |  |  | Dry | > 62.5 microns | 2014-10-03
35015 | Ytterbium, bed sediment smaller than 62.5 microns, wet sieved, field, total digestion, dry weight, milligrams per kilogram | Ytterbium | mg/kg | Bed Sediment |  |  |  | Dry | < 62.5 microns | 2016-10-06
35016 | Ytterbium, bed sediment smaller than 177 microns, wet sieved, field, total digestion, dry weight, milligrams per kilogram | Ytterbium | mg/kg | Bed Sediment |  |  |  | Dry | < 177 microns | 2016-10-06
35017 | Ytterbium, bed sediment smaller than 62.5 microns, dry sieved, laboratory, total digestion, dry weight, milligrams per kilogram | Ytterbium | mg/kg | Bed Sediment |  |  |  | Dry | < 62.5 microns | 2016-10-06
35018 | Ytterbium, suspended sediment smaller than 62.5 microns, total digestion, dry weight, milligrams per kilogram | Ytterbium | mg/kg | Suspended |  |  |  | Dry | < 62.5 microns | 2014-10-03
35019 | Ytterbium, suspended sediment larger than 62.5 microns, total digestion, dry weight, milligrams per kilogram | Ytterbium | mg/kg | Suspended |  |  |  | Dry | > 62.5 microns | 2014-10-03
35020 | Zinc, bed sediment smaller than 62.5 microns, wet sieved, field, total digestion, dry weight, milligrams per kilogram | Zinc | mg/kg | Bed Sediment |  |  |  | Dry | < 62.5 microns | 2016-10-06
35021 | Zinc, bed sediment smaller than 177 microns, wet sieved, field, total digestion, dry weight, milligrams per kilogram | Zinc | mg/kg | Bed Sediment |  |  |  | Dry | < 177 microns | 2016-10-06
35022 | Zinc, bed sediment smaller than 62.5 microns, dry sieved, laboratory, total digestion, dry weight, milligrams per kilogram | Zinc | mg/kg | Bed Sediment |  |  |  | Dry | < 62.5 microns | 2016-10-06
35023 | Zinc, suspended sediment smaller than 62.5 microns, total digestion, dry weight, milligrams per kilogram | Zinc | mg/kg | Suspended |  |  |  | Dry | < 62.5 microns | 2014-10-03
35024 | Zinc, suspended sediment larger than 62.5 microns, total digestion, dry weight, milligrams per kilogram | Zinc | mg/kg | Suspended |  |  |  | Dry | > 62.5 microns | 2014-10-03
35025 | Zirconium, bed sediment smaller than 62.5 microns, wet sieved, field, total digestion, dry weight, milligrams per kilogram | Zirconium | mg/kg | Bed Sediment |  |  |  | Dry | < 62.5 microns | 2016-10-06
35026 | Zirconium, bed sediment smaller than 177 microns, wet sieved, field, total digestion, dry weight, milligrams per kilogram | Zirconium | mg/kg | Bed Sediment |  |  |  | Dry | < 177 microns | 2016-10-06
35027 | Zirconium, bed sediment smaller than 62.5 microns, dry sieved, laboratory, total digestion, dry weight, milligrams per kilogram | Zirconium | mg/kg | Bed Sediment |  |  |  | Dry | < 62.5 microns | 2016-10-06
35028 | Zirconium, suspended sediment smaller than 62.5 microns, total digestion, dry weight, milligrams per kilogram | Zirconium | mg/kg | Suspended |  |  |  | Dry | < 62.5 microns | 2014-10-03
35029 | Zirconium, suspended sediment larger than 62.5 microns, total digestion, dry weight, milligrams per kilogram | Zirconium | mg/kg | Suspended |  |  |  | Dry | > 62.5 microns | 2014-10-03
35030 | Bismuth, suspended sediment, total digestion, dry weight, milligrams per kilogram | Bismuth | mg/kg | Suspended |  |  |  | Dry |  | 2014-10-03
35031 | Cobalt, suspended sediment, total digestion, dry weight, milligrams per kilogram | Cobalt | mg/kg | Suspended |  |  |  | Dry |  | 2014-10-03
35032 | Europium, suspended sediment, total digestion, dry weight, milligrams per kilogram | Europium | mg/kg | Suspended |  |  |  | Dry |  | 2014-10-03
35033 | Gallium, suspended sediment, total digestion, dry weight, milligrams per kilogram | Gallium | mg/kg | Suspended |  |  |  | Dry |  | 2014-10-03
35034 | Germanium, suspended sediment, total digestion, dry weight, milligrams per kilogram | Germanium | mg/kg | Suspended |  |  |  | Dry |  | 2014-10-03
35035 | Holmium, suspended sediment, total digestion, dry weight, milligrams per kilogram | Holmium | mg/kg | Suspended |  |  |  | Dry |  | 2014-10-03
35036 | Lanthanum, suspended sediment, total digestion, dry weight, milligrams per kilogram | Lanthanum | mg/kg | Suspended |  |  |  | Dry |  | 2014-10-03
35037 | Neodymium, suspended sediment, total digestion, dry weight, milligrams per kilogram | Neodymium | mg/kg | Suspended |  |  |  | Dry |  | 2014-10-03
35038 | Niobium, suspended sediment, total digestion, dry weight, milligrams per kilogram | Niobium | mg/kg | Suspended |  |  |  | Dry |  | 2014-10-03
35039 | Scandium, suspended sediment, total digestion, dry weight, milligrams per kilogram | Scandium | mg/kg | Suspended |  |  |  | Dry |  | 2014-10-03
35040 | Strontium, suspended sediment, total digestion, dry weight, milligrams per kilogram | Strontium | mg/kg | Suspended |  |  |  | Dry |  | 2014-10-03
35041 | Sulfur, suspended sediment, total digestion, dry weight, milligrams per kilogram | Sulfur | mg/kg | Suspended |  |  |  | Dry |  | 2014-10-03
35042 | Tantalum, suspended sediment, total digestion, dry weight, milligrams per kilogram | Tantalum | mg/kg | Suspended |  |  |  | Dry |  | 2014-10-03
35043 | Thorium, suspended sediment, total digestion, dry weight, milligrams per kilogram | Thorium-232 | mg/kg | Suspended |  |  |  | Dry |  | 2014-10-03
35044 | Tin, suspended sediment, total digestion, dry weight, milligrams per kilogram | Tin | mg/kg | Suspended |  |  |  | Dry |  | 2014-10-03
35045 | Tungsten, suspended sediment, total digestion, dry weight, milligrams per kilogram | Tungsten | mg/kg | Suspended |  |  |  | Dry |  | 2014-10-03
35046 | Uranium, suspended sediment, total digestion, dry weight, milligrams per kilogram | Uranium | mg/kg | Suspended |  |  |  | Dry |  | 2020-01-21
35047 | Yttrium, suspended sediment, total digestion, dry weight, milligrams per kilogram | Yttrium | mg/kg | Suspended |  |  |  | Dry |  | 2014-10-03
35048 | Ytterbium, suspended sediment, total digestion, dry weight, milligrams per kilogram | Ytterbium | mg/kg | Suspended |  |  |  | Dry |  | 2014-10-03
35049 | Zirconium, suspended sediment, total digestion, dry weight, milligrams per kilogram | Zirconium | mg/kg | Suspended |  |  |  | Dry |  | 2014-10-03
35050 | Lithium, suspended sediment, total digestion, dry weight, milligrams per kilogram | Lithium | mg/kg | Suspended |  |  |  | Dry |  | 2014-10-03
35051 | Cerium, suspended sediment, total digestion, dry weight, milligrams per kilogram | Cerium | mg/kg | Suspended |  |  |  | Dry |  | 2014-10-03
35052 | Total nitrogen [nitrate + nitrite + ammonia + organic-N], bed sediment smaller than 62.5 micrometers, dry sieved, laboratory, total, dry weight, percent | Nitrogen, mixed forms (NH3), (NH4), organic, (NO2) and (NO3) | % | Bed Sediment |  |  |  | Dry | < 62.5 microns | 2016-10-06
35053 | Organic carbon, bed sediment smaller than 62.5 micrometers, dry sieved, laboratory, total, dry weight, percent | Organic carbon | % | Bed Sediment |  |  |  | Dry | < 62.5 microns | 2016-10-06
35054 | Carbon (inorganic plus organic), bed sediment smaller than 62.5 micrometers, dry sieved, laboratory, total, dry weight, percent | Carbon | % | Bed Sediment |  |  |  | Dry | < 62.5 microns | 2016-10-06
35055 | Phosphorus, bed sediment smaller than 62.5 micrometers, dry sieved, laboratory, total digestion, dry weight, milligrams per kilogram as phosphorus | Phosphorus | mg/kg | Bed Sediment |  |  |  | Dry | < 62.5 microns | 2016-10-06
38260 | Methylene blue active substances, water, unfiltered, recoverable, milligrams per liter | MBAS | mg/l | Recoverable | [5 empty] | 2014-10-03
38401 | Ametryn, water, filtered, recoverable, micrograms per liter | Ametryn | ug/l | Dissolved | [5 empty] | 2014-10-03
38418 | Barban, water, unfiltered, recoverable, micrograms per liter | Barban | ug/l | Recoverable | [5 empty] | 2014-10-03
38423 | Chloroneb, water, unfiltered, recoverable, micrograms per liter | Chloroneb | ug/l | Recoverable | [5 empty] | 2014-10-03
38442 | Dicamba, water, filtered (0.7 micron glass fiber filter), recoverable, micrograms per liter | Dicamba | ug/l | Dissolved | [5 empty] | 2014-10-03
38451 | Dichlorprop, suspended sediment, recoverable, micrograms per liter | Dichlorprop | ug/l | Suspended | [5 empty] | 2020-01-21
38452 | Dichlorprop, bed sediment, recoverable, dry weight, micrograms per kilogram | Dichlorprop | ug/kg | Bed Sediment |  |  |  | Dry |  | 2020-01-21
38454 | Dicrotophos, water, filtered, recoverable, micrograms per liter | Dicrotophos | ug/l | Dissolved | [5 empty] | 2014-10-03
38455 | Dicrotophos, suspended sediment, recoverable, micrograms per liter | Dicrotophos | ug/l | Suspended | [5 empty] | 2014-10-03
38459 | Dimethoate, suspended sediment, recoverable, micrograms per liter | Dimethoate | ug/l | Suspended | [5 empty] | 2014-10-03
38462 | Famphur, water, unfiltered, recoverable, micrograms per liter | Famphur | ug/l | Recoverable | [5 empty] | 2014-10-03
38477 | Linuron, water, unfiltered, recoverable, micrograms per liter | Linuron | ug/l | Recoverable | [5 empty] | 2014-10-03
38478 | Linuron, water, filtered (0.7 micron glass fiber filter), recoverable, micrograms per liter | Linuron | ug/l | Dissolved | [5 empty] | 2014-10-03
38479 | Linuron, suspended sediment, recoverable, micrograms per liter | Linuron | ug/l | Suspended | [5 empty] | 2014-10-03
38482 | MCPA, water, filtered (0.7 micron glass fiber filter), recoverable, micrograms per liter | MCPA | ug/l | Dissolved | [5 empty] | 2014-10-03
38486 | MCPB, water, unfiltered, recoverable, micrograms per liter | MCPB | ug/l | Recoverable | [5 empty] | 2014-10-03
38487 | MCPB, water, filtered (0.7 micron glass fiber filter), recoverable, micrograms per liter | MCPB | ug/l | Dissolved | [5 empty] | 2014-10-03
38501 | Methiocarb, water, filtered (0.7 micron glass fiber filter), recoverable, micrograms per liter | Methiocarb | ug/l | Dissolved | [5 empty] | 2014-10-03
38521 | Neburon, water, unfiltered, recoverable, micrograms per liter | Neburon | ug/l | Recoverable | [5 empty] | 2014-10-03
38534 | Propachlor, suspended sediment, recoverable, micrograms per liter | Propachlor | ug/l | Suspended | [5 empty] | 2014-10-03
38535 | Propazine, water, filtered, recoverable, micrograms per liter | Propazine | ug/l | Dissolved | [5 empty] | 2014-10-03
38538 | Propoxur, water, filtered (0.7 micron glass fiber filter), recoverable, micrograms per liter | Propoxur | ug/l | Dissolved | [5 empty] | 2014-10-03
38542 | Secbumeton, water, unfiltered, recoverable, micrograms per liter | Secbumeton | ug/l | Recoverable | [5 empty] | 2014-10-03
38548 | Siduron, water, filtered, recoverable, micrograms per liter | Siduron | ug/l | Dissolved | [5 empty] | 2014-10-03
38554 | Swep, water, unfiltered, recoverable, micrograms per liter | Swep | ug/l | Recoverable | [5 empty] | 2014-10-03
38561 | Terbuthylazine, suspended sediment, recoverable, micrograms per liter | Terbuthylazine | ug/l | Suspended | [5 empty] | 2014-10-03
38564 | Tokuthion, water, unfiltered, recoverable, micrograms per liter | Prothiofos | ug/l | Recoverable | [5 empty] | 2014-10-03
38574 | Trifluralin, water, filtered, recoverable, micrograms per liter | Trifluralin | ug/l | Dissolved | [5 empty] | 2014-10-03
38575 | Trifluralin, suspended sediment, recoverable, micrograms per liter | Trifluralin | ug/l | Suspended | [5 empty] | 2014-10-03
38576 | Acrylamide, water, unfiltered, recoverable, micrograms per liter | Acrylamide | ug/l | Recoverable | [5 empty] | 2014-10-03
38688 | 2-Picoline, water, unfiltered, recoverable, micrograms per liter | 2-Methylpyridine | ug/l | Recoverable | [5 empty] | 2014-10-03
38710 | Bentazon, water, unfiltered, recoverable, micrograms per liter | Bentazon | ug/l | Recoverable | [5 empty] | 2014-10-03
38711 | Bentazon, water, filtered (0.7 micron glass fiber filter), recoverable, micrograms per liter | Bentazon | ug/l | Dissolved | [5 empty] | 2014-10-03
38715 | Sulprofos, water, unfiltered, recoverable, micrograms per liter | Sulprofos | ug/l | Recoverable | [5 empty] | 2014-10-03
38716 | Sulprofos, water, filtered, recoverable, micrograms per liter | Sulprofos | ug/l | Dissolved | [5 empty] | 2014-10-03
38736 | Carbendazim, water, filtered, recoverable, micrograms per liter | Carbendazim | ug/l | Dissolved | [5 empty] | 2014-10-03
38740 | Chlorpyrifos-methyl, water, unfiltered, recoverable, micrograms per liter | Chlorpyrifos-methyl | ug/l | Recoverable | [5 empty] | 2014-10-03
38746 | 2,4-DB, water, filtered (0.7 micron glass fiber filter), recoverable, micrograms per liter | 2,4-DB | ug/l | Dissolved | [5 empty] | 2014-10-03
38760 | 1,2-Dibromo-3-chloropropane, water, unfiltered, recoverable, micrograms per liter | 1,2-Dibromo-3-chloropropane | ug/l | Recoverable | [5 empty] | 2015-04-09
38775 | Dichlorvos, water, filtered, recoverable, micrograms per liter | Dichlorvos | ug/l | Dissolved | [5 empty] | 2014-10-03
38787 | Ethalfluralin, water, unfiltered, recoverable, micrograms per liter | Ethalfluralin | ug/l | Recoverable | [5 empty] | 2014-10-03
38789 | Ethalfluralin, suspended sediment, recoverable, micrograms per liter | Ethalfluralin | ug/l | Suspended | [5 empty] | 2014-10-03
38792 | Etridiazole, water, unfiltered, recoverable, micrograms per liter | Etridiazole | ug/l | Recoverable | [5 empty] | 2014-10-03
38801 | Fenthion, water, filtered, recoverable, micrograms per liter | Fenthion | ug/l | Dissolved | [5 empty] | 2014-10-03
38802 | Fenthion, suspended sediment, recoverable, micrograms per liter | Fenthion | ug/l | Suspended | [5 empty] | 2014-10-03
38810 | Fluometuron, water, unfiltered, recoverable, micrograms per liter | Fluometuron | ug/l | Recoverable | [5 empty] | 2014-10-03
38811 | Fluometuron, water, filtered (0.7 micron glass fiber filter), recoverable, micrograms per liter | Fluometuron | ug/l | Dissolved | [5 empty] | 2014-10-03
38817 | Hexazinone, suspended sediment, recoverable, micrograms per liter | Hexazinone | ug/l | Suspended | [5 empty] | 2014-10-03
38855 | Naled, water, unfiltered, recoverable, micrograms per liter | Naled | ug/l | Recoverable | [5 empty] | 2014-10-03
38856 | Naled, water, filtered, recoverable, micrograms per liter | Naled | ug/l | Dissolved | [5 empty] | 2014-10-03
38857 | Naled, suspended sediment, recoverable, micrograms per liter | Naled | ug/l | Suspended | [5 empty] | 2014-10-03
38865 | Oxamyl, water, unfiltered, recoverable, micrograms per liter | Oxamyl | ug/l | Recoverable | [5 empty] | 2014-10-03
38866 | Oxamyl, water, filtered (0.7 micron glass fiber filter), recoverable, micrograms per liter | Oxamyl | ug/l | Dissolved | [5 empty] | 2014-10-03
38871 | Phorate, suspended sediment, recoverable, micrograms per liter | Phorate | ug/l | Suspended | [5 empty] | 2014-10-03
38872 | Profluralin, water, unfiltered, recoverable, micrograms per liter | Profluralin | ug/l | Recoverable | [5 empty] | 2014-10-03
38877 | Tetrachlorvinphos, water, unfiltered, recoverable, micrograms per liter | Tetrachlorvinphos | ug/l | Recoverable | [5 empty] | 2015-10-02
38884 | Terbacil, suspended sediment, recoverable, micrograms per liter | Terbacil | ug/l | Suspended | [5 empty] | 2014-10-03
38887 | Terbutryn, water, unfiltered, recoverable, micrograms per liter | Terbutryn | ug/l | Recoverable | [5 empty] | 2014-10-03
38888 | Terbutryn, water, filtered, recoverable, micrograms per liter | Terbutryn | ug/l | Dissolved | [5 empty] | 2014-10-03
38890 | Terbutryn, bed sediment, recoverable, dry weight, micrograms per kilogram | Terbutryn | ug/kg | Bed Sediment |  |  |  | Dry |  | 2014-10-03
38892 | Triadimefon, water, unfiltered, recoverable, micrograms per liter | Triadimefon | ug/l | Recoverable | [5 empty] | 2014-10-03
38897 | Trichloronate, water, unfiltered, recoverable, micrograms per liter | Trichloronate | ug/l | Recoverable | [5 empty] | 2014-10-03
38902 | Tricyclazole, water, unfiltered, recoverable, micrograms per liter | Tricyclazole | ug/l | Recoverable | [5 empty] | 2014-10-03
38926 | Endothal, water, unfiltered, recoverable, micrograms per liter | Endothall | ug/l | Recoverable | [5 empty] | 2014-10-03
38928 | Ethylene thiourea, water, unfiltered, recoverable, micrograms per liter | Ethylene thiourea | ug/l | Recoverable | [5 empty] | 2014-10-03
38929 | Fenamiphos, water, unfiltered, recoverable, micrograms per liter | Fenamiphos | ug/l | Recoverable | [5 empty] | 2014-10-03
38930 | Picloram, bed sediment, recoverable, dry weight, micrograms per kilogram | Picloram | ug/kg | Bed Sediment |  |  |  | Dry |  | 2014-10-03
38931 | Dicamba, bed sediment, recoverable, dry weight, micrograms per kilogram | Dicamba | ug/kg | Bed Sediment |  |  |  | Dry |  | 2014-10-03
38932 | Chlorpyrifos, water, unfiltered, recoverable, micrograms per liter | Chlorpyrifos | ug/l | Recoverable | [5 empty] | 2014-10-03
38933 | Chlorpyrifos, water, filtered, recoverable, micrograms per liter | Chlorpyrifos | ug/l | Dissolved | [5 empty] | 2014-10-03
38934 | Chlorpyrifos, bed sediment, recoverable, dry weight, micrograms per kilogram | Chlorpyrifos | ug/kg | Bed Sediment |  |  |  | Dry |  | 2014-10-03
39005 | Coumaphos, water, unfiltered, recoverable, micrograms per liter | Coumaphos | ug/l | Recoverable | [5 empty] | 2014-10-03
39009 | Dimethoate, water, unfiltered, recoverable, micrograms per liter | Dimethoate | ug/l | Recoverable | [5 empty] | 2014-10-03
39011 | Disulfoton, water, unfiltered, recoverable, micrograms per liter | Disulfoton | ug/l | Recoverable | [5 empty] | 2014-10-03
39023 | Phorate, water, unfiltered, recoverable, micrograms per liter | Phorate | ug/l | Recoverable | [5 empty] | 2014-10-03
39024 | Propazine, water, unfiltered, recoverable, micrograms per liter | Propazine | ug/l | Recoverable | [5 empty] | 2014-10-03
39025 | Simazine, water, unfiltered, coulson conductivity, recoverable, micrograms per liter | Simazine | ug/l | Recoverable | [5 empty] | 2014-10-03
39030 | Trifluralin, water, unfiltered, recoverable, micrograms per liter | Trifluralin | ug/l | Recoverable | [5 empty] | 2014-10-03
39032 | Pentachlorophenol, water, unfiltered, recoverable, micrograms per liter | Pentachlorophenol | ug/l | Recoverable | [5 empty] | 2014-10-03
39034 | p,p'-Ethyl-DDD, water, unfiltered, recoverable, micrograms per liter | Ethylan | ug/l | Recoverable | [5 empty] | 2014-10-03
39036 | Alkalinity, water, filtered, fixed endpoint (pH 4.5) titration, field, milligrams per liter as calcium carbonate | Alkalinity | mg/l CaCO3 | Dissolved | [5 empty] | 2020-01-21
39040 | Tribufos, water, unfiltered, recoverable, micrograms per liter | Tribufos | ug/l | Recoverable | [5 empty] | 2014-10-03
39046 | Simazine, bed sediment, recoverable, dry weight, micrograms per kilogram | Simazine | ug/kg | Bed Sediment |  |  |  | Dry |  | 2014-10-03
39050 | Tribufos, bed sediment, recoverable, dry weight, micrograms per kilogram | Tribufos | ug/kg | Bed Sediment |  |  |  | Dry |  | 2014-10-03
39051 | Methomyl, water, unfiltered, recoverable, micrograms per liter | Methomyl | ug/l | Recoverable | [5 empty] | 2014-10-03
39052 | Propham, water, unfiltered, recoverable, micrograms per liter | Propham | ug/l | Recoverable | [5 empty] | 2014-10-03
39053 | Aldicarb, water, unfiltered, recoverable, micrograms per liter | Aldicarb | ug/l | Recoverable | [5 empty] | 2014-10-03
39054 | Simetryn, water, unfiltered, recoverable, micrograms per liter | Simetryn | ug/l | Recoverable | [5 empty] | 2014-10-03
39055 | Simazine, water, unfiltered, recoverable, micrograms per liter | Simazine | ug/l | Recoverable | [5 empty] | 2014-10-03
39056 | Prometon, water, unfiltered, recoverable, micrograms per liter | Prometon | ug/l | Recoverable | [5 empty] | 2014-10-03
39057 | Prometryn, water, unfiltered, recoverable, micrograms per liter | Prometryn | ug/l | Recoverable | [5 empty] | 2014-10-03
39061 | Pentachlorophenol, bed sediment, recoverable, dry weight, micrograms per kilogram | Pentachlorophenol | ug/kg | Bed Sediment |  |  |  | Dry |  | 2014-10-03
39062 | cis-Chlordane, water, unfiltered, recoverable, micrograms per liter | cis-Chlordane | ug/l | Recoverable | [5 empty] | 2014-10-03
39065 | trans-Chlordane, water, unfiltered, recoverable, micrograms per liter | trans-Chlordane | ug/l | Recoverable | [5 empty] | 2014-10-03
39068 | cis-Nonachlor, water, unfiltered, recoverable, micrograms per liter | cis-Nonachlor | ug/l | Recoverable | [5 empty] | 2014-10-03
39071 | trans-Nonachlor, water, unfiltered, recoverable, micrograms per liter | trans-Nonachlor | ug/l | Recoverable | [5 empty] | 2014-10-03
39076 | alpha-HCH, bed sediment, recoverable, dry weight, micrograms per kilogram | alpha-HCH (aLindane) | ug/kg | Bed Sediment |  |  |  | Dry |  | 2020-01-21
39080 | Propyzamide, water, unfiltered, recoverable, micrograms per liter | Pronamide | ug/l | Recoverable | [5 empty] | 2014-10-03
39082 | 1,2-Dibromoethene, water, unfiltered, recoverable, micrograms per liter | 1,2-Dibromoethylene | ug/l | Recoverable | [5 empty] | 2015-01-05
39086 | Alkalinity, water, filtered, inflection-point titration method (incremental titration method), field, milligrams per liter as calcium carbonate | Alkalinity | mg/l CaCO3 | Dissolved | [5 empty] | 2020-01-21
39087 | Alkalinity, water, filtered, inflection-point titration method (incremental titration method), laboratory, milligrams per liter as calcium carbonate | Alkalinity | mg/l CaCO3 | Dissolved | [5 empty] | 2020-01-21
39100 | Bis(2-ethylhexyl) phthalate, water, unfiltered, recoverable, micrograms per liter | Di(2-ethoxylhexyl) phthalate | ug/l | Recoverable | [5 empty] | 2020-01-21
39102 | Bis(2-ethylhexyl) phthalate, bed sediment, recoverable, dry weight, micrograms per kilogram | Di(2-ethoxylhexyl) phthalate | ug/kg | Bed Sediment |  |  |  | Dry |  | 2020-01-21
39103 | Bis(2-ethylhexyl) phthalate, water, filtered, recoverable, micrograms per liter | Di(2-ethoxylhexyl) phthalate | ug/l | Dissolved | [5 empty] | 2020-01-21
39104 | Bis(2-ethylhexyl) phthalate, suspended sediment, recoverable, micrograms per liter | Di(2-ethoxylhexyl) phthalate | ug/l | Suspended | [5 empty] | 2020-01-21
39110 | Di-n-butyl phthalate, water, unfiltered, recoverable, micrograms per liter | Dibutyl phthalate | ug/l | Recoverable | [5 empty] | 2014-10-03
39112 | Di-n-butyl phthalate, bed sediment, recoverable, dry weight, micrograms per kilogram | Dibutyl phthalate | ug/kg | Bed Sediment |  |  |  | Dry |  | 2014-10-03
39114 | Di-n-butyl phthalate, suspended sediment, recoverable, micrograms per liter | Dibutyl phthalate | ug/l | Suspended | [5 empty] | 2014-10-03
39120 | Benzidine, water, unfiltered, recoverable, micrograms per liter | Benzidine | ug/l | Recoverable | [5 empty] | 2014-10-03
39121 | Benzidine, bed sediment, recoverable, dry weight, micrograms per kilogram | Benzidine | ug/kg | Bed Sediment |  |  |  | Dry |  | 2014-10-03
39175 | Vinyl chloride, water, unfiltered, recoverable, micrograms per liter | Vinyl chloride | ug/l | Recoverable | [5 empty] | 2014-10-03
39180 | Trichloroethene, water, unfiltered, recoverable, micrograms per liter | Trichloroethylene | ug/l | Recoverable | [5 empty] | 2020-01-21
39250 | Polychlorinated naphthalenes, water, unfiltered, recoverable, micrograms per liter | Chlorinated naphthalenes | ug/l | Recoverable | [5 empty] | 2014-10-03
39251 | Polychlorinated naphthalenes, bed sediment, recoverable, dry weight, micrograms per kilogram | Chlorinated naphthalenes | ug/kg | Bed Sediment |  |  |  | Dry |  | 2014-10-03
39300 | p,p'-DDT, water, unfiltered, recoverable, micrograms per liter | p,p'-DDT | ug/l | Recoverable | [5 empty] | 2014-10-03
39301 | p,p'-DDT, bed sediment, recoverable, dry weight, micrograms per kilogram | p,p'-DDT | ug/kg | Bed Sediment |  |  |  | Dry |  | 2014-10-03
39305 | o,p'-DDT, water, unfiltered, recoverable, micrograms per liter | o,p'-DDT | ug/l | Recoverable | [5 empty] | 2014-10-03
39306 | o,p'-DDT, bed sediment, recoverable, dry weight, micrograms per kilogram | o,p'-DDT | ug/kg | Bed Sediment |  |  |  | Dry |  | 2014-10-03
39310 | p,p'-DDD, water, unfiltered, recoverable, micrograms per liter | p,p'-DDD | ug/l | Recoverable | [5 empty] | 2014-10-03
39311 | p,p'-DDD, bed sediment, recoverable, dry weight, micrograms per kilogram | p,p'-DDD | ug/kg | Bed Sediment |  |  |  | Dry |  | 2014-10-03
39315 | o,p'-DDD, water, unfiltered, recoverable, micrograms per liter | o,p'-DDD | ug/l | Recoverable | [5 empty] | 2014-10-03
39316 | o,p'-DDD, bed sediment, recoverable, dry weight, micrograms per kilogram | o,p'-DDD | ug/kg | Bed Sediment |  |  |  | Dry |  | 2014-10-03
39320 | p,p'-DDE, water, unfiltered, recoverable, micrograms per liter | p,p'-DDE | ug/l | Recoverable | [5 empty] | 2014-10-03
39321 | p,p'-DDE, bed sediment, recoverable, dry weight, micrograms per kilogram | p,p'-DDE | ug/kg | Bed Sediment |  |  |  | Dry |  | 2014-10-03
39327 | o,p'-DDE, water, unfiltered, recoverable, micrograms per liter | o,p'-DDE | ug/l | Recoverable | [5 empty] | 2014-10-03
39328 | o,p'-DDE, bed sediment, recoverable, dry weight, micrograms per kilogram | o,p'-DDE | ug/kg | Bed Sediment |  |  |  | Dry |  | 2014-10-03
39330 | Aldrin, water, unfiltered, recoverable, micrograms per liter | Aldrin | ug/l | Recoverable | [5 empty] | 2014-10-03
39331 | Aldrin, water, filtered, recoverable, micrograms per liter | Aldrin | ug/l | Dissolved | [5 empty] | 2014-10-03
39332 | Aldrin, suspended sediment, recoverable, micrograms per liter | Aldrin | ug/l | Suspended | [5 empty] | 2014-10-03
39333 | Aldrin, bed sediment, recoverable, dry weight, micrograms per kilogram | Aldrin | ug/kg | Bed Sediment |  |  |  | Dry |  | 2014-10-03
39337 | alpha-HCH, water, unfiltered, recoverable, micrograms per liter | alpha-HCH (aLindane) | ug/l | Recoverable | [5 empty] | 2020-01-21
39338 | beta-HCH, water, unfiltered, recoverable, micrograms per liter | Benzene Hexachloride, Beta (BHC) | ug/l | Recoverable | [5 empty] | 2020-01-21
39340 | Lindane, water, unfiltered, recoverable, micrograms per liter | Lindane | ug/l | Recoverable | [5 empty] | 2014-10-03
39341 | Lindane, water, filtered, recoverable, micrograms per liter | Lindane | ug/l | Dissolved | [5 empty] | 2014-10-03
39342 | Lindane, suspended sediment, recoverable, micrograms per liter | Lindane | ug/l | Suspended | [5 empty] | 2014-10-03
39343 | Lindane, bed sediment, recoverable, dry weight, micrograms per kilogram | Lindane | ug/kg | Bed Sediment |  |  |  | Dry |  | 2014-10-03
39348 | cis-Chlordane, water, unfiltered, recoverable, micrograms per liter | cis-Chlordane | ug/l | Recoverable | [5 empty] | 2014-10-03
39350 | Chlordane (technical), water, unfiltered, recoverable, micrograms per liter | Chlordane, technical | ug/l | Recoverable | [5 empty] | 2014-10-03
39351 | Chlordane (technical), bed sediment, recoverable, dry weight, micrograms per kilogram | Chlordane, technical | ug/kg | Bed Sediment |  |  |  | Dry |  | 2014-10-03
39352 | Chlordane (technical), water, filtered, recoverable, micrograms per liter | Chlordane, technical | ug/l | Dissolved | [5 empty] | 2014-10-03
39353 | Chlordane, suspended sediment, recoverable, micrograms per liter | Chlordane | ug/l | Suspended | [5 empty] | 2014-10-03
39356 | Metolachlor, water, unfiltered, recoverable, micrograms per liter | Metolachlor | ug/l | Recoverable | [5 empty] | 2014-10-03
39357 | Ronnel, water, unfiltered, recoverable, micrograms per liter | Ronnel | ug/l | Recoverable | [5 empty] | 2014-10-03
39360 | p,p'-DDD, water, unfiltered, recoverable, micrograms per liter | p,p'-DDD | ug/l | Recoverable | [5 empty] | 2014-10-03
39361 | p,p'-DDD, water, filtered, recoverable, micrograms per liter | p,p'-DDD | ug/l | Dissolved | [5 empty] | 2014-10-03
39362 | p,p'-DDD, suspended sediment, recoverable, micrograms per liter | p,p'-DDD | ug/l | Suspended | [5 empty] | 2014-10-03
39363 | p,p'-DDD, bed sediment, recoverable, dry weight, micrograms per kilogram | p,p'-DDD | ug/kg | Bed Sediment |  |  |  | Dry |  | 2014-10-03
39365 | p,p'-DDE, water, unfiltered, recoverable, micrograms per liter | p,p'-DDE | ug/l | Recoverable | [5 empty] | 2014-10-03
39366 | p,p'-DDE, water, filtered, recoverable, micrograms per liter | p,p'-DDE | ug/l | Dissolved | [5 empty] | 2014-10-03
39367 | p,p'-DDE, suspended sediment, recoverable, micrograms per liter | p,p'-DDE | ug/l | Suspended | [5 empty] | 2014-10-03
39368 | p,p'-DDE, bed sediment, recoverable, dry weight, micrograms per kilogram | p,p'-DDE | ug/kg | Bed Sediment |  |  |  | Dry |  | 2014-10-03
39370 | p,p'-DDT, water, unfiltered, recoverable, micrograms per liter | p,p'-DDT | ug/l | Recoverable | [5 empty] | 2014-10-03
39371 | p,p'-DDT, water, filtered, recoverable, micrograms per liter | p,p'-DDT | ug/l | Dissolved | [5 empty] | 2014-10-03
39372 | p,p'-DDT, suspended sediment, recoverable, micrograms per liter | p,p'-DDT | ug/l | Suspended | [5 empty] | 2014-10-03
39373 | p,p'-DDT, bed sediment, recoverable, dry weight, micrograms per kilogram | p,p'-DDT | ug/kg | Bed Sediment |  |  |  | Dry |  | 2014-10-03
39380 | Dieldrin, water, unfiltered, recoverable, micrograms per liter | Dieldrin | ug/l | Recoverable | [5 empty] | 2014-10-03
39381 | Dieldrin, water, filtered, recoverable, micrograms per liter | Dieldrin | ug/l | Dissolved | [5 empty] | 2014-10-03
39382 | Dieldrin, suspended sediment, recoverable, micrograms per liter | Dieldrin | ug/l | Suspended | [5 empty] | 2014-10-03
39383 | Dieldrin, bed sediment, recoverable, dry weight, micrograms per kilogram | Dieldrin | ug/kg | Bed Sediment |  |  |  | Dry |  | 2014-10-03
39388 | alpha-Endosulfan, water, unfiltered, recoverable, micrograms per liter | .alpha.-Endosulfan | ug/l | Recoverable | [5 empty] | 2014-10-03
39389 | alpha-Endosulfan, bed sediment, recoverable, dry weight, micrograms per kilogram | .alpha.-Endosulfan | ug/kg | Bed Sediment |  |  |  | Dry |  | 2014-10-03
39390 | Endrin, water, unfiltered, recoverable, micrograms per liter | Endrin | ug/l | Recoverable | [5 empty] | 2014-10-03
39391 | Endrin, water, filtered, recoverable, micrograms per liter | Endrin | ug/l | Dissolved | [5 empty] | 2014-10-03
39392 | Endrin, suspended sediment, recoverable, micrograms per liter | Endrin | ug/l | Suspended | [5 empty] | 2014-10-03
39393 | Endrin, bed sediment, recoverable, dry weight, micrograms per kilogram | Endrin | ug/kg | Bed Sediment |  |  |  | Dry |  | 2014-10-03
39398 | Ethion, water, unfiltered, recoverable, micrograms per liter | Ethion | ug/l | Recoverable | [5 empty] | 2014-10-03
39399 | Ethion, bed sediment, recoverable, dry weight, micrograms per kilogram | Ethion | ug/kg | Bed Sediment |  |  |  | Dry |  | 2014-10-03
39400 | Toxaphene, water, unfiltered, recoverable, micrograms per liter | Toxaphene | ug/l | Recoverable | [5 empty] | 2014-10-03
39401 | Toxaphene, water, filtered, recoverable, micrograms per liter | Toxaphene | ug/l | Dissolved | [5 empty] | 2014-10-03
39402 | Toxaphene, suspended sediment, recoverable, micrograms per liter | Toxaphene | ug/l | Suspended | [5 empty] | 2014-10-03
39403 | Toxaphene, bed sediment, recoverable, dry weight, micrograms per kilogram | Toxaphene | ug/kg | Bed Sediment |  |  |  | Dry |  | 2014-10-03
39410 | Heptachlor, water, unfiltered, recoverable, micrograms per liter | Heptachlor | ug/l | Recoverable | [5 empty] | 2014-10-03
39411 | Heptachlor, water, filtered, recoverable, micrograms per liter | Heptachlor | ug/l | Dissolved | [5 empty] | 2014-10-03
39412 | Heptachlor, suspended sediment, recoverable, micrograms per liter | Heptachlor | ug/l | Suspended | [5 empty] | 2014-10-03
39413 | Heptachlor, bed sediment, recoverable, dry weight, micrograms per kilogram | Heptachlor | ug/kg | Bed Sediment |  |  |  | Dry |  | 2014-10-03
39415 | Metolachlor, water, filtered, recoverable, micrograms per liter | Metolachlor | ug/l | Dissolved | [5 empty] | 2014-10-03
39420 | Heptachlor epoxide, water, unfiltered, recoverable, micrograms per liter | Heptachlor epoxide | ug/l | Recoverable | [5 empty] | 2014-10-03
39421 | Heptachlor epoxide, water, filtered, recoverable, micrograms per liter | Heptachlor epoxide | ug/l | Dissolved | [5 empty] | 2014-10-03
39422 | Heptachlor epoxide, suspended sediment, recoverable, micrograms per liter | Heptachlor epoxide | ug/l | Suspended | [5 empty] | 2014-10-03
39423 | Heptachlor epoxide, bed sediment, recoverable, dry weight, micrograms per kilogram | Heptachlor epoxide | ug/kg | Bed Sediment |  |  |  | Dry |  | 2014-10-03
39430 | Isodrin, water, unfiltered, recoverable, micrograms per liter | Isodrin | ug/l | Recoverable | [5 empty] | 2014-10-03
39431 | Isodrin, water, filtered, recoverable, micrograms per liter | Isodrin | ug/l | Dissolved | [5 empty] | 2014-10-03
39432 | Isodrin, suspended sediment, recoverable, micrograms per liter | Isodrin | ug/l | Suspended | [5 empty] | 2014-10-03
39433 | Isodrin, bed sediment, recoverable, dry weight, micrograms per kilogram | Isodrin | ug/kg | Bed Sediment |  |  |  | Dry |  | 2014-10-03
39460 | Chlorobenzilate, water, unfiltered, recoverable, micrograms per liter | Chlorobenzilate | ug/l | Recoverable | [5 empty] | 2014-10-03
39461 | Chlorobenzilate, bed sediment, dry weight, recoverable, micrograms per kilogram | Chlorobenzilate | ug/kg | Bed Sediment |  |  |  | Dry |  | 2014-10-03
39470 | Dilan, water, unfiltered, recoverable, micrograms per liter | Bulan mixt. with 2-nitro-1,1-bis(p-chlorophenyl)propane | ug/l | Recoverable | [5 empty] | 2014-10-03
39480 | p,p'-Methoxychlor, water, unfiltered, recoverable, micrograms per liter | Methoxychlor | ug/l | Recoverable | [5 empty] | 2014-10-03
39481 | p,p'-Methoxychlor, bed sediment, recoverable, dry weight, micrograms per kilogram | Methoxychlor | ug/kg | Bed Sediment |  |  |  | Dry |  | 2014-10-03
39488 | Aroclor 1221, water, unfiltered, recoverable, micrograms per liter | Aroclor 1221 | ug/l | Recoverable | [5 empty] | 2014-10-03
39491 | Aroclor 1221, bed sediment, recoverable, dry weight, micrograms per kilogram | Aroclor 1221 | ug/kg | Bed Sediment |  |  |  | Dry |  | 2014-10-03
39492 | Aroclor 1232, water, unfiltered, recoverable, micrograms per liter | Aroclor 1232 | ug/l | Recoverable | [5 empty] | 2014-10-03
39495 | Aroclor 1232, bed sediment, recoverable, dry weight, micrograms per kilogram | Aroclor 1232 | ug/kg | Bed Sediment |  |  |  | Dry |  | 2014-10-03
39496 | Aroclor 1242, water, unfiltered, recoverable, micrograms per liter | Aroclor 1242 | ug/l | Recoverable | [5 empty] | 2014-10-03
39499 | Aroclor 1242, bed sediment, recoverable, dry weight, micrograms per kilogram | Aroclor 1242 | ug/kg | Bed Sediment |  |  |  | Dry |  | 2014-10-03
39500 | Aroclor 1248, water, unfiltered, recoverable, micrograms per liter | Aroclor 1248 | ug/l | Recoverable | [5 empty] | 2014-10-03
39501 | Aroclor 1248, water, filtered, recoverable, micrograms per liter | Aroclor 1248 | ug/l | Dissolved | [5 empty] | 2014-10-03
39502 | Aroclor 1248, suspended sediment, recoverable, micrograms per liter | Aroclor 1248 | ug/l | Suspended | [5 empty] | 2014-10-03
39503 | Aroclor 1248, bed sediment, recoverable, dry weight, micrograms per kilogram | Aroclor 1248 | ug/kg | Bed Sediment |  |  |  | Dry |  | 2014-10-03
39504 | Aroclor 1254, water, unfiltered, recoverable, micrograms per liter | Aroclor 1254 | ug/l | Recoverable | [5 empty] | 2014-10-03
39505 | Aroclor 1254, water, filtered, recoverable, micrograms per liter | Aroclor 1254 | ug/l | Dissolved | [5 empty] | 2014-10-03
39506 | Aroclor 1254, suspended sediment, recoverable, micrograms per liter | Aroclor 1254 | ug/l | Suspended | [5 empty] | 2014-10-03
39507 | Aroclor 1254, bed sediment, recoverable, dry weight, micrograms per kilogram | Aroclor 1254 | ug/kg | Bed Sediment |  |  |  | Dry |  | 2014-10-03
39508 | Aroclor 1260, water, unfiltered, recoverable, micrograms per liter | Aroclor 1260 | ug/l | Recoverable | [5 empty] | 2014-10-03
39509 | Aroclor 1260, water, filtered, recoverable, micrograms per liter | Aroclor 1260 | ug/l | Dissolved | [5 empty] | 2014-10-03
39510 | Aroclor 1260, suspended sediment, recoverable, micrograms per liter | Aroclor 1260 | ug/l | Suspended | [5 empty] | 2014-10-03
39511 | Aroclor 1260, bed sediment, recoverable, dry weight, micrograms per kilogram | Aroclor 1260 | ug/kg | Bed Sediment |  |  |  | Dry |  | 2014-10-03
39514 | Aroclor 1016, bed sediment, recoverable, dry weight, micrograms per kilogram | Aroclor 1016 | ug/kg | Bed Sediment |  |  |  | Dry |  | 2014-10-03
39516 | PCBs, water, unfiltered, recoverable, micrograms per liter | Polychlorinated biphenyls | ug/l | Recoverable | [5 empty] | 2014-10-03
39517 | PCBs, water, filtered, recoverable, micrograms per liter | Polychlorinated biphenyls | ug/l | Dissolved | [5 empty] | 2014-10-03
39518 | PCBs, suspended sediment, recoverable, micrograms per liter | Polychlorinated biphenyls | ug/l | Suspended | [5 empty] | 2014-10-03
39519 | PCBs, bed sediment, recoverable, dry weight, micrograms per kilogram | Polychlorinated biphenyls | ug/kg | Bed Sediment |  |  |  | Dry |  | 2014-10-03
39530 | Malathion, water, unfiltered, recoverable, micrograms per liter | Malathion | ug/l | Recoverable | [5 empty] | 2014-10-03
39531 | Malathion, bed sediment, recoverable, dry weight, micrograms per kilogram | Malathion | ug/kg | Bed Sediment |  |  |  | Dry |  | 2014-10-03
39532 | Malathion, water, filtered, recoverable, micrograms per liter | Malathion | ug/l | Dissolved | [5 empty] | 2014-10-03
39533 | Malathion, suspended sediment, recoverable, micrograms per liter | Malathion | ug/l | Suspended | [5 empty] | 2014-10-03
39540 | Parathion, water, unfiltered, recoverable, micrograms per liter | Parathion | ug/l | Recoverable | [5 empty] | 2014-10-03
39541 | Parathion, bed sediment, recoverable, dry weight, micrograms per kilogram | Parathion | ug/kg | Bed Sediment |  |  |  | Dry |  | 2014-10-03
39542 | Parathion, water, filtered, recoverable, micrograms per liter | Parathion | ug/l | Dissolved | [5 empty] | 2014-10-03
39543 | Parathion, suspended sediment, recoverable, micrograms per liter | Parathion | ug/l | Suspended | [5 empty] | 2014-10-03
39550 | Chlorothion, water, unfiltered, recoverable, micrograms per liter | Chlorthion | ug/l | Recoverable | [5 empty] | 2014-10-03
39560 | Demeton, water, unfiltered, recoverable, micrograms per liter | Demeton | ug/l | Recoverable | [5 empty] | 2014-10-03
39570 | Diazinon, water, unfiltered, recoverable, micrograms per liter | Diazinon | ug/l | Recoverable | [5 empty] | 2014-10-03
39571 | Diazinon, bed sediment, recoverable, dry weight, micrograms per kilogram | Diazinon | ug/kg | Bed Sediment |  |  |  | Dry |  | 2014-10-03
39572 | Diazinon, water, filtered, recoverable, micrograms per liter | Diazinon | ug/l | Dissolved | [5 empty] | 2014-10-03
39573 | Diazinon, suspended sediment, recoverable, micrograms per liter | Diazinon | ug/l | Suspended | [5 empty] | 2014-10-03
39580 | Azinphos-methyl, water, unfiltered, recoverable, micrograms per liter | Azinphos-methyl | ug/l | Recoverable | [5 empty] | 2014-10-03
39600 | Methyl parathion, water, unfiltered, recoverable, micrograms per liter | Methyl parathion | ug/l | Recoverable | [5 empty] | 2014-10-03
39601 | Methyl parathion, bed sediment, recoverable, dry weight, micrograms per kilogram | Methyl parathion | ug/kg | Bed Sediment |  |  |  | Dry |  | 2014-10-03
39602 | Methyl parathion, water, filtered, recoverable, micrograms per liter | Methyl parathion | ug/l | Dissolved | [5 empty] | 2014-10-03
39603 | Methyl parathion, suspended sediment, recoverable, micrograms per liter | Methyl parathion | ug/l | Suspended | [5 empty] | 2014-10-03
39610 | Mevinphos, water, unfiltered, recoverable, micrograms per liter | Mevinphos | ug/l | Recoverable | [5 empty] | 2014-10-03
39620 | Tetraethyl pyrophosphate (TEPP), water, unfiltered, recoverable, micrograms per liter | Tetraethyl pyrophosphate | ug/l | Recoverable | [5 empty] | 2014-10-03
39630 | Atrazine, water, unfiltered, recoverable, micrograms per liter | Atrazine | ug/l | Recoverable | [5 empty] | 2014-10-03
39631 | Atrazine, bed sediment, recoverable, dry weight, micrograms per kilogram | Atrazine | ug/kg | Bed Sediment |  |  |  | Dry |  | 2014-10-03
39632 | Atrazine, water, filtered, recoverable, micrograms per liter | Atrazine | ug/l | Dissolved | [5 empty] | 2014-10-03
39640 | Captan, water, unfiltered, recoverable, micrograms per liter | Captan | ug/l | Recoverable | [5 empty] | 2014-10-03
39650 | Diuron, water, unfiltered, recoverable, micrograms per liter | Diuron | ug/l | Recoverable | [5 empty] | 2014-10-03
39700 | Hexachlorobenzene, water, unfiltered, recoverable, micrograms per liter | Hexachlorobenzene | ug/l | Recoverable | [5 empty] | 2014-10-03
39701 | Hexachlorobenzene, bed sediment, recoverable, dry weight, micrograms per kilogram | Hexachlorobenzene | ug/kg | Bed Sediment |  |  |  | Dry |  | 2014-10-03
39702 | Hexachlorobutadiene, water, unfiltered, recoverable, micrograms per liter | Hexachlorobutadiene | ug/l | Recoverable | [5 empty] | 2014-10-03
39705 | Hexachlorobutadiene, bed sediment, recoverable, dry weight, micrograms per kilogram | Hexachlorobutadiene | ug/kg | Bed Sediment |  |  |  | Dry |  | 2014-10-03
39720 | Picloram, water, unfiltered, recoverable, micrograms per liter | Picloram | ug/l | Recoverable | [5 empty] | 2014-10-03
39730 | 2,4-D, water, unfiltered, recoverable, micrograms per liter | 2,4-D | ug/l | Recoverable | [5 empty] | 2014-10-03
39731 | 2,4-D, bed sediment, recoverable, dry weight, micrograms per kilogram | 2,4-D | ug/kg | Bed Sediment |  |  |  | Dry |  | 2014-10-03
39732 | 2,4-D, water, filtered, recoverable, micrograms per liter | 2,4-D | ug/l | Dissolved | [5 empty] | 2014-10-03
39733 | 2,4-D, suspended sediment, recoverable, micrograms per liter | 2,4-D | ug/l | Suspended | [5 empty] | 2014-10-03
39740 | 2,4,5-T, water, unfiltered, recoverable, micrograms per liter | 2,4,5-T | ug/l | Recoverable | [5 empty] | 2014-10-03
39741 | 2,4,5-T, bed sediment, recoverable, dry weight, micrograms per kilogram | 2,4,5-T | ug/kg | Bed Sediment |  |  |  | Dry |  | 2014-10-03
39742 | 2,4,5-T, water, filtered, recoverable, micrograms per liter | 2,4,5-T | ug/l | Dissolved | [5 empty] | 2014-10-03
39743 | 2,4,5-T, suspended sediment, recoverable, micrograms per liter | 2,4,5-T | ug/l | Suspended | [5 empty] | 2014-10-03
39750 | Carbaryl, water, unfiltered, recoverable, micrograms per liter | Carbaryl | ug/l | Recoverable | [5 empty] | 2014-10-03
39755 | Mirex, water, unfiltered, recoverable, micrograms per liter | Mirex | ug/l | Recoverable | [5 empty] | 2014-10-03
39756 | Mirex, water, filtered, recoverable, micrograms per liter | Mirex | ug/l | Dissolved | [5 empty] | 2014-10-03
39757 | Mirex, suspended sediment, recoverable, micrograms per liter | Mirex | ug/l | Suspended | [5 empty] | 2014-10-03
39758 | Mirex, bed sediment, recoverable, dry weight, micrograms per kilogram | Mirex | ug/kg | Bed Sediment |  |  |  | Dry |  | 2014-10-03
39760 | Silvex, water, unfiltered, recoverable, micrograms per liter | Silvex | ug/l | Recoverable | [5 empty] | 2014-10-03
39761 | Silvex, bed sediment, recoverable, dry weight, micrograms per kilogram | Silvex | ug/kg | Bed Sediment |  |  |  | Dry |  | 2014-10-03
39762 | Silvex, water, filtered, recoverable, micrograms per liter | Silvex | ug/l | Dissolved | [5 empty] | 2014-10-03
39763 | Silvex, suspended sediment, recoverable, micrograms per liter | Silvex | ug/l | Suspended | [5 empty] | 2014-10-03
39770 | DCPA, water, unfiltered, recoverable, micrograms per liter | Chlorthal-dimethyl | ug/l | Recoverable | [5 empty] | 2014-10-03
39771 | DCPA, water, filtered, recoverable, micrograms per liter | Chlorthal-dimethyl | ug/l | Dissolved | [5 empty] | 2014-10-03
39780 | Dicofol, water, unfiltered, recoverable, micrograms per liter | Dicofol | ug/l | Recoverable | [5 empty] | 2014-10-03
39782 | Lindane, water, unfiltered, recoverable, micrograms per liter | Lindane | ug/l | Recoverable | [5 empty] | 2014-10-03
39786 | Carbophenothion, water, unfiltered, recoverable, micrograms per liter | Carbophenothion | ug/l | Recoverable | [5 empty] | 2014-10-03
39787 | Carbophenothion, bed sediment, recoverable, dry weight, micrograms per kilogram | Carbophenothion | ug/kg | Bed Sediment |  |  |  | Dry |  | 2014-10-03
39790 | Methyl trithion, water, unfiltered, recoverable, micrograms per liter | Carbophenothion-methyl | ug/l | Recoverable | [5 empty] | 2014-10-03
39791 | Methyl trithion, bed sediment, dry weight, recoverable, dry weight, micrograms per kilogram | Carbophenothion-methyl | ug/kg | Bed Sediment |  |  |  | Dry |  | 2014-10-03
39800 | Phosmet, water, unfiltered, recoverable, micrograms per liter | Phosmet | ug/l | Recoverable | [5 empty] | 2014-10-03
39810 | gamma-Chlordane, water, unfiltered, recoverable, micrograms per liter | 2,2,4,5,6,7,8,8-Octachloro-2,3,3a,4,7,7a-hexahydro-4,7-methano-1H-indene | ug/l | Recoverable | [5 empty] | 2014-10-03
39811 | gamma-Chlordane, bed sediment, recoverable, dry weight, micrograms per kilogram | 2,2,4,5,6,7,8,8-Octachloro-2,3,3a,4,7,7a-hexahydro-4,7-methano-1H-indene | ug/kg | Bed Sediment |  |  |  | Dry |  | 2014-10-03
39900 | Allethrin, water, unfiltered, recoverable, micrograms per liter | Allethrin | ug/l | Recoverable | [5 empty] | 2014-10-03
39910 | Cinerin I, water, unfiltered, recoverable, micrograms per liter | Cinerin I | ug/l | Recoverable | [5 empty] | 2014-10-03
39920 | 2-Methyl-4,6-dinitrophenol, water, unfiltered, recoverable, micrograms per liter | 4,6-Dinitro-o-cresol | ug/l | Recoverable | [5 empty] | 2014-10-03
39930 | Pyrethrins, water, unfiltered, recoverable, micrograms per liter | Pyrethrins | ug/l | Recoverable | [5 empty] | 2014-10-03
39941 | Glyphosate, water, unfiltered, recoverable, micrograms per liter | Glyphosate | ug/l | Recoverable | [5 empty] | 2014-10-03
41403 | Pebulate, water, unfiltered, recoverable, micrograms per liter | Pebulate | ug/l | Recoverable | [5 empty] | 2014-10-03
45013 | Isopropyl acetate, water, unfiltered, recoverable, micrograms per liter | Isopropyl acetate | ug/l | Total | [5 empty] | 2014-10-03
45019 | 2,2,4-Trimethylpentane, water, unfiltered, recoverable, micrograms per liter | 2,2,4-Trimethylpentane | ug/l | Recoverable | [5 empty] | 2014-10-03
45028 | Chlorodifluoromethane, water, unfiltered, recoverable, micrograms per liter | HCFC-22 | ug/l | Recoverable | [5 empty] | 2014-10-03
45130 | Alkylbenzene sulfonate, water, unfiltered, recoverable, milligrams per liter | Alkylbenzene sulfonate | mg/l | Recoverable | [5 empty] | 2014-10-03
45501 | Petroleum hydrocarbons, water, unfiltered, freon extraction, infrared chromatography, recoverable, milligrams per liter | C23-C32 Hydrocarbons | mg/l | Recoverable | [5 empty] | 2020-01-21
45607 | Tebuthiuron, water, unfiltered, recoverable, micrograms per liter | Tebuthiuron | ug/l | Recoverable | [5 empty] | 2014-10-03
45617 | 1,2-Dichloroethene (cis & trans), water, unfiltered, recoverable, micrograms per liter | 1,2-Dichloroethylene | ug/l | Recoverable | [5 empty] | 2014-10-03
45622 | 1,3-Dinitrobenzene, water, unfiltered, recoverable, micrograms per liter | m-Dinitrobenzene | ug/l | Recoverable | [5 empty] | 2014-10-03
46002 | Phenols, water, unfiltered, direct photometric, recoverable, micrograms per liter | Phenols | ug/l | Recoverable | [5 empty] | 2014-10-03
46005 | Acid neutralizing capacity, water, unfiltered, bromthymol blue endpoint (pH 6.0-7.6) titration, milliequivalents per liter | Alkalinity | meq/L | Total | [5 empty] | 2020-01-21
46123 | Iron(II), water, unfiltered, milligrams per liter | Ferrous ion | mg/l | Total | [5 empty] | 2015-06-29
46247 | Carbon [inorganic plus organic], soil, total, dry weight, percent | Carbon | % | Total |  |  |  | Dry |  | 2015-04-09
46253 | pH, 1 to 1 soil/water mixture, standard units | pH | std units | [6 empty] | 2015-01-05
46311 | Moisture content, soil, dry weight, percent | Moisture content | % | Total |  |  |  | Dry |  | 2014-10-03
46341 | 3-Nitrotoluene, water, unfiltered, recoverable, micrograms per liter | m-Nitrotoluene | ug/l | Recoverable | [5 empty] | 2014-10-03
46342 | Alachlor, water, filtered, recoverable, micrograms per liter | Alachlor | ug/l | Dissolved | [5 empty] | 2014-10-03
46343 | Aroclor 1016 plus Aroclor 1242, bed sediment, recoverable, dry weight, micrograms per kilogram | Aroclor 1016 mixt. with Aroclor 1242 | ug/kg | Bed Sediment |  |  |  | Dry |  | 2014-10-03
46345 | Isofenphos, bed sediment, recoverable, dry wieght, micrograms per kilogram | Isofenphos | ug/kg | Total |  |  |  | Dry |  | 2014-10-03
46461 | Dioxathion, water, unfiltered, recoverable, micrograms per liter | Dioxathion | ug/l | Recoverable | [5 empty] | 2014-10-03
46462 | Bed sediment, dry sieved, sieve diameter, percent smaller than 0.044 millimeters | Sediment | % | Bed Sediment |  |  |  |  | < 0.044 mm | 2017-01-05
46463 | Bed sediment, sieve diameter, percent smaller than 0.71 millimeters | Sediment | % | Bed Sediment |  |  |  |  | < 0.71 mm | 2017-01-05
46464 | Bedload sediment, dry sieved, sieve diameter, percent smaller than 0.044 millimeters | Sediment | % | Bedload |  |  |  |  | < 0.044 mm | 2017-01-05
46465 | Bedload sediment, dry sieved, sieve diameter, percent smaller than 0.088 millimeters | Sediment | % | Bedload |  |  |  |  | < 0.088 mm | 2017-01-05
46466 | Bedload sediment, dry sieved, sieve diameter, percent smaller than 0.177 millimeters | Sediment | % | Bedload |  |  |  |  | < 0.177 mm | 2017-01-05
46467 | Bedload sediment, dry sieved, sieve diameter, percent smaller than 0.35 millimeters | Sediment | % | Bedload |  |  |  |  | < 0.35 mm | 2017-01-05
46468 | Bedload sediment, dry sieved, sieve diameter, percent smaller than 0.71 millimeters | Sediment | % | Bedload |  |  |  |  | < 0.71 mm | 2017-01-05
46469 | Bedload sediment, dry sieved, sieve diameter, percent smaller than 1.41 millimeters | Sediment | % | Bedload |  |  |  |  | < 1.41 mm | 2017-01-05
46470 | Bedload sediment, dry sieved, sieve diameter, percent smaller than 2.83 millimeters | Sediment | % | Bedload |  |  |  |  | < 2.83 mm | 2017-01-05
46529 | Precipitation, inches | Precipitation | in | [6 empty] | 2016-06-30
46568 | Iron (biologically reactive), water, unfiltered, micrograms per liter | Biologically reactive iron | ug/l | Total | [5 empty] | 2014-10-03
46569 | Iron (biologically reactive), water, unfiltered, short tons per day | Biologically reactive iron | tons/day | Total | [5 empty] | 2016-06-30
49025 | Aluminum, biota, tissue, recoverable, wet weight, milligrams per kilogram | Aluminum | mg/kg | Recoverable |  |  |  | Wet |  | 2014-10-03
49027 | Calcium, biota, tissue, recoverable, wet weight, milligrams per kilogram | Calcium | mg/kg | Recoverable |  |  |  | Wet |  | 2014-10-03
49029 | Iron, biota, tissue, recoverable, wet weight, milligrams per kilogram | Iron | mg/kg | Recoverable |  |  |  | Wet |  | 2014-10-03
49030 | Magnesium, biota, tissue, recoverable, wet weight, milligrams per kilogram | Magnesium | mg/kg | Recoverable |  |  |  | Wet |  | 2014-10-03
49149 | 3,5-Dinitroaniline, water, unfiltered, recoverable, micrograms per liter | 3,5-Dinitroaniline | ug/l | Total | [5 empty] | 2014-10-03
49173 | Demeton-O, water, unfiltered, recoverable, micrograms per liter | Demeton-O | ug/l | Recoverable | [5 empty] | 2014-10-03
49174 | Disulfoton oxon, water, unfiltered, recoverable, micrograms per liter | Demeton-S | ug/l | Recoverable | [5 empty] | 2014-10-03
49206 | Pentachloronitrobenzene, water, unfiltered, recoverable, micrograms per liter | Pentachloronitrobenzene | ug/l | Recoverable | [5 empty] | 2014-10-03
49221 | 3-Nitrotoluene, water, filtered (0.7 micron glass fiber filter), recoverable, micrograms per liter | m-Nitrotoluene | ug/l | Dissolved | [5 empty] | 2014-10-03
49222 | 4-Nitrotoluene, water, filtered (0.7 micron glass fiber filter), recoverable, micrograms per liter | p-Nitrotoluene | ug/l | Dissolved | [5 empty] | 2014-10-03
49223 | 2-Nitrotoluene, water, filtered (0.7 micron glass fiber filter), recoverable, micrograms per liter | o-Nitrotoluene | ug/l | Dissolved | [5 empty] | 2014-10-03
49224 | 4-Amino-2,6-dinitrotoluene, water, filtered (0.7 micron glass fiber filter), recoverable, micrograms per liter | 4-Amino-2,6-dinitrotoluene | ug/l | Dissolved | [5 empty] | 2014-10-03
49225 | 2-Amino-4,6-dinitrotoluene, water, filtered (0.7 micron glass fiber filter), recoverable, micrograms per liter | 2-Amino-4,6-dinitrotoluene | ug/l | Dissolved | [5 empty] | 2014-10-03
49226 | TNT, water, filtered (0.7 micron glass fiber filter), recoverable, micrograms per liter | Trinitrotoluene | ug/l | Dissolved | [5 empty] | 2014-10-03
49227 | 2,6-Dinitrotoluene, water, filtered (0.7 micron glass fiber filter), recoverable, micrograms per liter | 2,6-Dinitrotoluene | ug/l | Dissolved | [5 empty] | 2014-10-03
49228 | 2,4-Dinitrotoluene, water, filtered (0.7 micron glass fiber filter), recoverable, micrograms per liter | 2,4-Dinitrotoluene | ug/l | Dissolved | [5 empty] | 2014-10-03
49229 | Nitrobenzene, water, filtered (0.7 micron glass fiber filter), recoverable, micrograms per liter | Nitrobenzene | ug/l | Dissolved | [5 empty] | 2014-10-03
49230 | 1,3-Dinitrobenzene, water, filtered (0.7 micron glass fiber filter), recoverable, micrograms per liter | m-Dinitrobenzene | ug/l | Dissolved | [5 empty] | 2014-10-03
49231 | 3,5-Dinitroaniline, water, filtered (0.7 micron glass fiber filter), recoverable, micrograms per liter | 3,5-Dinitroaniline | ug/l | Dissolved | [5 empty] | 2014-10-03
49232 | 1,3,5-Trinitrobenzene, water, filtered (0.7 micron glass fiber filter), recoverable, micrograms per liter | 1,3,5-Trinitrobenzene | ug/l | Dissolved | [5 empty] | 2014-10-03
49233 | RDX, water, filtered (0.7 micron glass fiber filter), recoverable, micrograms per liter | Cyclonite | ug/l | Dissolved | [5 empty] | 2014-10-03
49234 | HMX, water, filtered (0.7 micron glass fiber filter), recoverable, micrograms per liter | Cyclotetramethylenetetranitramine | ug/l | Dissolved | [5 empty] | 2014-10-03
49235 | Triclopyr, water, filtered (0.7 micron glass fiber filter), recoverable, micrograms per liter | Triclopyr | ug/l | Dissolved | [5 empty] | 2014-10-03
49236 | Propham, water, filtered (0.7 micron glass fiber filter), recoverable, micrograms per liter | Propham | ug/l | Dissolved | [5 empty] | 2014-10-03
49237 | Aluminum, biota, tissue, recoverable, dry weight, milligrams per kilogram | Aluminum | mg/kg | Recoverable |  |  |  | Dry |  | 2014-10-03
49238 | Barium, biota, tissue, recoverable, dry weight, milligrams per kilogram | Barium | mg/kg | Recoverable |  |  |  | Dry |  | 2014-10-03
49239 | Boron, biota, tissue, recoverable, dry weight, milligrams per kilogram | Boron | mg/kg | Recoverable |  |  |  | Dry |  | 2014-10-03
49240 | Chromium, biota, tissue, recoverable, dry weight, milligrams per kilogram | Chromium | mg/kg | Recoverable |  |  |  | Dry |  | 2014-10-03
49241 | Copper, biota, tissue, recoverable, dry weight, milligrams per kilogram | Copper | mg/kg | Recoverable |  |  |  | Dry |  | 2014-10-03
49242 | Iron, biota, tissue, recoverable, dry weight, milligrams per kilogram | Iron | mg/kg | Recoverable |  |  |  | Dry |  | 2014-10-03
49243 | Manganese, biota, tissue, recoverable, dry weight, milligrams per kilogram | Manganese | mg/kg | Recoverable |  |  |  | Dry |  | 2014-10-03
49244 | Strontium, biota, tissue, recoverable, dry weight, milligrams per kilogram | Strontium | mg/kg | Recoverable |  |  |  | Dry |  | 2014-10-03
49245 | Zinc, biota, tissue, recoverable, dry weight, milligrams per kilogram | Zinc | mg/kg | Recoverable |  |  |  | Dry |  | 2014-10-03
49246 | Antimony, biota, tissue, recoverable, dry weight, milligrams per kilogram | Antimony | mg/kg | Recoverable |  |  |  | Dry |  | 2014-10-03
49247 | Arsenic, biota, tissue, recoverable, dry weight, milligrams per kilogram | Arsenic | mg/kg | Recoverable |  |  |  | Dry |  | 2014-10-03
49248 | Beryllium, biota, tissue, recoverable, dry weight, milligrams per kilogram | Beryllium | mg/kg | Recoverable |  |  |  | Dry |  | 2014-10-03
49249 | Cadmium, biota, tissue, recoverable, dry weight, milligrams per kilogram | Cadmium | mg/kg | Recoverable |  |  |  | Dry |  | 2014-10-03
49250 | Cobalt, biota, tissue, recoverable, dry weight, milligrams per kilogram | Cobalt | mg/kg | Recoverable |  |  |  | Dry |  | 2014-10-03
49251 | Lead, biota, tissue, recoverable, dry weight, milligrams per kilogram | Lead | mg/kg | Recoverable |  |  |  | Dry |  | 2014-10-03
49252 | Molybdenum, biota, tissue, recoverable, dry weight, milligrams per kilogram | Molybdenum | mg/kg | Recoverable |  |  |  | Dry |  | 2014-10-03
49253 | Nickel, biota, tissue, recoverable, dry weight, milligrams per kilogram | Nickel | mg/kg | Recoverable |  |  |  | Dry |  | 2014-10-03
49254 | Selenium, biota, tissue, recoverable, dry weight, milligrams per kilogram | Selenium | mg/kg | Recoverable |  |  |  | Dry |  | 2014-10-03
49255 | Silver, biota, tissue, recoverable, dry weight, milligrams per kilogram | Silver | mg/kg | Recoverable |  |  |  | Dry |  | 2014-10-03
49256 | Thorium, biota, tissue, recoverable, dry weight, milligrams per kilogram | Thorium-232 | mg/kg | Recoverable |  |  |  | Dry |  | 2014-10-03
49257 | Uranium, biota, tissue, recoverable, dry weight, milligrams per kilogram | Uranium | mg/kg | Recoverable |  |  |  | Dry |  | 2020-01-21
49258 | Mercury, biota, tissue, recoverable, dry weight, milligrams per kilogram | Mercury | mg/kg | Recoverable |  |  |  | Dry |  | 2014-10-03
49259 | Acetochlor, water, unfiltered, recoverable, micrograms per liter | Acetochlor | ug/l | Recoverable | [5 empty] | 2014-10-03
49260 | Acetochlor, water, filtered, recoverable, micrograms per liter | Acetochlor | ug/l | Dissolved | [5 empty] | 2014-10-03
49261 | alpha-HCH-d6, surrogate, biota, whole organism, percent recovery | .alpha.-1,2,3,4,5,6-Hexachlorocyclohexane-D6 or alpha-HCH D6 | % | [6 empty] | 2020-01-21
49262 | Iodomethane, water, unfiltered, recoverable, micrograms per liter | Methyl iodide | ug/l | Recoverable | [5 empty] | 2014-10-03
49263 | trans-1,4-Dichloro-2-butene, water, unfiltered, recoverable, micrograms per liter | trans-1,4-Dichloro-2-butene | ug/l | Recoverable | [5 empty] | 2014-10-03
49264 | PCB congener 14, surrogate, biota, whole organism, percent recovery | 3,5-Dichlorobiphenyl | % | [6 empty] | 2014-10-03
49266 | Organic carbon, bed sediment smaller than 62.5 microns, wet sieved (native water), field, recoverable, dry weight, percent | Organic carbon | % | Bed Sediment |  |  |  | Dry | < 62.5 microns | 2014-10-03
49267 | Carbon [inorganic plus organic], bed sediment smaller than 62.5 microns, wet sieved (native water), field, recoverable, dry weight, percent | Carbon | % | Bed Sediment |  |  |  | Dry | < 62.5 microns | 2015-04-09
49268 | Organic halides, extractable, bed sediment smaller than 2 millimeters, wet sieved (native water), recoverable, dry weight, milligrams per kilogram as chloride | Organic halides, total -- SWDA NPDWR | mg/kg asCl | Bed Sediment |  |  |  | Dry | < 2 mm | 2017-01-05
49269 | Inorganic carbon, bed sediment smaller than 62.5 microns, wet sieved (native water), field, recoverable, dry weight, percent | Inorganic carbon | % | Bed Sediment |  |  |  | Dry | < 62.5 microns | 2014-10-03
49270 | Inorganic carbon, bed sediment smaller than 2 millimeters, wet sieved (native water), field, recoverable, dry weight, grams per kilogram | Inorganic carbon | g/kg | Bed Sediment |  |  |  | Dry | < 2 mm | 2014-10-03
49271 | Organic carbon, bed sediment smaller than 2 millimeters, wet sieved (native water), field, recoverable, dry weight, grams per kilogram | Organic carbon | g/kg | Bed Sediment |  |  |  | Dry | < 2 mm | 2014-10-03
49272 | Carbon [inorganic plus organic], bed sediment smaller than 2 millimeters, wet sieved (native water), field, recoverable, dry weight, grams per kilogram | Carbon | g/kg | Bed Sediment |  |  |  | Dry | < 2 mm | 2015-04-09
49274 | Titanium, bed sediment smaller than 62.5 microns, wet sieved (native water), field, recoverable, dry weight, percent | Titanium | % | Bed Sediment |  |  |  | Dry | < 62.5 microns | 2014-10-03
49275 | alpha-HCH-d6, surrogate, bed sediment smaller than 2 millimeters, wet sieved (native water), field, percent recovery | .alpha.-1,2,3,4,5,6-Hexachlorocyclohexane-D6 or alpha-HCH D6 | % | Bed Sediment |  |  |  |  | < 2 mm | 2020-01-21
49276 | PCB congener 204, surrogate, bed sediment smaller than 2 millimeters, wet sieved (native water), field, percent recovery | 2,2',3,4,4',5,6,6'-Octachlorobiphenyl | % | Bed Sediment |  |  |  |  | < 2 mm | 2014-10-03
49277 | PCB congener 14, surrogate, bed sediment smaller than 2 millimeters, wet sieved (native water), field, percent recovery | 3,5-Dichlorobiphenyl | % | Bed Sediment |  |  |  |  | < 2 mm | 2014-10-03
49278 | p-Terphenyl-d14, surrogate, bed sediment smaller than 2 millimeters, wet sieved (native water), field, percent recovery | p-Terphenyl-d14 | % | Bed Sediment |  |  |  |  | < 2 mm | 2014-10-03
49279 | 2-Fluorobiphenyl, surrogate, bed sediment smaller than 2 millimeters, wet sieved (native water), field, percent recovery | 2-Fluorobiphenyl | % | Bed Sediment |  |  |  |  | < 2 mm | 2014-10-03
49280 | Nitrobenzene-d5, surrogate, bed sediment smaller than 2 millimeters, wet sieved (native water), field, percent recovery | Nitrobenzene-D5 | % | Bed Sediment |  |  |  |  | < 2 mm | 2014-10-03
49282 | Moisture content, bed sediment smaller than 2 millimeters, wet sieved (native water), field, recoverable, dry weight, percent | Moisture content | % | Bed Sediment |  |  |  | Dry | < 2 mm | 2014-10-03
49283 | Bed sediment, wet sieved (native water), field, percent smaller than 0.002 millimeters | Sediment | % | Bed Sediment |  |  |  |  | < 0.002 mm | 2017-01-05
49284 | Bed sediment, wet sieved (native water), field, percent smaller than 0.008 millimeters | Sediment | % | Bed Sediment |  |  |  |  | < 0.008 mm | 2017-01-05
49285 | Bed sediment, wet sieved (native water), field, percent smaller than 0.016 millimeters | Sediment | % | Bed Sediment |  |  |  |  | < 0.016 mm | 2017-01-05
49286 | Bed sediment, wet sieved (native water), field, percent smaller than 0.031 millimeters | Sediment | % | Bed Sediment |  |  |  |  | < 0.031 mm | 2017-01-05
49287 | Monomeric aluminum, water, unfiltered, micrograms per liter as aluminum | Monomeric aluminum | ug/l | Total | [5 empty] | 2015-04-09
49288 | Organic monomeric aluminum, water, unfiltered, micrograms per liter as aluminum | Organic monomeric aluminum | ug/l | Total | [5 empty] | 2015-04-09
49289 | Lipids, biota, whole organism, wet weight, recoverable, percent | Lipids | % | Recoverable |  |  |  | Wet |  | 2014-10-03
49290 | Gross alpha radioactivity, water, filtered, Am-241 curve, picocuries per liter | Alpha particle | pCi/L | Dissolved | [5 empty] | 2014-10-03
49291 | Picloram, water, filtered (0.7 micron glass fiber filter), recoverable, micrograms per liter | Picloram | ug/l | Dissolved | [5 empty] | 2014-10-03
49292 | Oryzalin, water, filtered (0.7 micron glass fiber filter), recoverable, micrograms per liter | Oryzalin | ug/l | Dissolved | [5 empty] | 2014-10-03
49293 | Norflurazon, water, filtered (0.7 micron glass fiber filter), recoverable, micrograms per liter | Norflurazon | ug/l | Dissolved | [5 empty] | 2014-10-03
49294 | Neburon, water, filtered (0.7 micron glass fiber filter), recoverable, micrograms per liter | Neburon | ug/l | Dissolved | [5 empty] | 2014-10-03
49295 | 1-Naphthol, water, filtered (0.7 micron glass fiber filter), recoverable, micrograms per liter | 1-Naphthol | ug/l | Dissolved | [5 empty] | 2014-10-03
49296 | Methomyl, water, filtered (0.7 micron glass fiber filter), recoverable, micrograms per liter | Methomyl | ug/l | Dissolved | [5 empty] | 2014-10-03
49297 | Fenuron, water, filtered (0.7 micron glass fiber filter), recoverable, micrograms per liter | Fenuron | ug/l | Dissolved | [5 empty] | 2014-10-03
49298 | Esfenvalerate, water, filtered (0.7 micron glass fiber filter), recoverable, micrograms per liter | Esfenvalerate | ug/l | Dissolved | [5 empty] | 2014-10-03
49299 | 2-Methyl-4,6-dinitrophenol, water, filtered (0.7 micron glass fiber filter), recoverable, micrograms per liter | 4,6-Dinitro-o-cresol | ug/l | Dissolved | [5 empty] | 2014-10-03
49300 | Diuron, water, filtered (0.7 micron glass fiber filter), recoverable, micrograms per liter | Diuron | ug/l | Dissolved | [5 empty] | 2014-10-03
49301 | Dinoseb, water, filtered (0.7 micron glass fiber filter), recoverable, micrograms per liter | Dinoseb | ug/l | Dissolved | [5 empty] | 2014-10-03
49302 | Dichlorprop, water, filtered (0.7 micron glass fiber filter), recoverable, micrograms per liter | Dichlorprop | ug/l | Dissolved | [5 empty] | 2020-01-21
49303 | Dichlobenil, water, filtered (0.7 micron glass fiber filter), recoverable, micrograms per liter | Dichlobenil | ug/l | Dissolved | [5 empty] | 2014-10-03
49304 | DCPA monoacid, water, filtered (0.7 micron glass fiber filter), recoverable, micrograms per liter | Chlorthal-Monomethyl | ug/l | Dissolved | [5 empty] | 2014-10-03
49305 | Clopyralid, water, filtered (0.7 micron glass fiber filter), recoverable, micrograms per liter | Clopyralid | ug/l | Dissolved | [5 empty] | 2014-10-03
49306 | Chlorothalonil, water, filtered (0.7 micron glass fiber filter), recoverable, micrograms per liter | Chlorothalonil | ug/l | Dissolved | [5 empty] | 2014-10-03
49308 | 3-Hydroxy carbofuran, water, filtered (0.7 micron glass fiber filter), recoverable, micrograms per liter | 3-Hydroxycarbofuran | ug/l | Dissolved | [5 empty] | 2014-10-03
49309 | Carbofuran, water, filtered (0.7 micron glass fiber filter), recoverable, micrograms per liter | Carbofuran | ug/l | Dissolved | [5 empty] | 2014-10-03
49310 | Carbaryl, water, filtered (0.7 micron glass fiber filter), recoverable, micrograms per liter | Carbaryl | ug/l | Dissolved | [5 empty] | 2014-10-03
49311 | Bromoxynil, water, filtered (0.7 micron glass fiber filter), recoverable, micrograms per liter | Bromoxynil | ug/l | Dissolved | [5 empty] | 2014-10-03
49312 | Aldicarb, water, filtered (0.7 micron glass fiber filter), recoverable, micrograms per liter | Aldicarb | ug/l | Dissolved | [5 empty] | 2014-10-03
49313 | Aldicarb sulfone, water, filtered (0.7 micron glass fiber filter), recoverable, micrograms per liter | Aldicarb sulfone | ug/l | Dissolved | [5 empty] | 2014-10-03
49314 | Aldicarb sulfoxide, water, filtered (0.7 micron glass fiber filter), recoverable, micrograms per liter | Aldicarb sulfoxide | ug/l | Dissolved | [5 empty] | 2014-10-03
49315 | Acifluorfen, water, filtered (0.7 micron glass fiber filter), recoverable, micrograms per liter | Acifluorfen | ug/l | Dissolved | [5 empty] | 2014-10-03
49316 | cis-Nonachlor, bed sediment smaller than 2 millimeters, wet sieved (native water), field, recoverable, dry weight, micrograms per kilogram | cis-Nonachlor | ug/kg | Bed Sediment |  |  |  | Dry | < 2 mm | 2014-10-03
49317 | trans-Nonachlor, bed sediment smaller than 2 millimeters, wet sieved (native water), field, recoverable, dry weight, micrograms per kilogram | trans-Nonachlor | ug/kg | Bed Sediment |  |  |  | Dry | < 2 mm | 2014-10-03
49318 | Oxychlordane, bed sediment smaller than 2 millimeters, wet sieved (native water), field, recoverable, dry weight, micrograms per kilogram | Oxychlordane | ug/kg | Bed Sediment |  |  |  | Dry | < 2 mm | 2014-10-03
49319 | Aldrin, bed sediment smaller than 2 millimeters, wet sieved (native water), field, recoverable, dry weight, micrograms per kilogram | Aldrin | ug/kg | Bed Sediment |  |  |  | Dry | < 2 mm | 2014-10-03
49320 | cis-Chlordane, bed sediment smaller than 2 millimeters, wet sieved (native water), field, recoverable, dry weight, micrograms per kilogram | cis-Chlordane | ug/kg | Bed Sediment |  |  |  | Dry | < 2 mm | 2014-10-03
49321 | trans-Chlordane, bed sediment smaller than 2 millimeters, wet sieved (native water), field, recoverable, dry weight, micrograms per kilogram | trans-Chlordane | ug/kg | Bed Sediment |  |  |  | Dry | < 2 mm | 2014-10-03
49322 | Chloroneb, bed sediment smaller than 2 millimeters, wet sieved (native water), field, recoverable, dry weight, micrograms per kilogram | Chloroneb | ug/kg | Bed Sediment |  |  |  | Dry | < 2 mm | 2014-10-03
49323 | Chlorothalonil, bed sediment smaller than 2 millimeters, wet sieved (native water), field, recoverable, dry weight, micrograms per kilogram | Chlorothalonil | ug/kg | Bed Sediment |  |  |  | Dry | < 2 mm | 2014-10-03
49324 | DCPA, bed sediment smaller than 2 millimeters, wet sieved (native water), field, recoverable, dry weight, micrograms per kilogram | Chlorthal-dimethyl | ug/kg | Bed Sediment |  |  |  | Dry | < 2 mm | 2014-10-03
49325 | o,p'-DDD, bed sediment smaller than 2 millimeters, wet sieved (native water), field, recoverable, dry weight, micrograms per kilogram | o,p'-DDD | ug/kg | Bed Sediment |  |  |  | Dry | < 2 mm | 2014-10-03
49326 | p,p'-DDD, bed sediment smaller than 2 millimeters, wet sieved (native water), field, recoverable, dry weight, micrograms per kilogram | p,p'-DDD | ug/kg | Bed Sediment |  |  |  | Dry | < 2 mm | 2014-10-03
49327 | o,p'-DDE, bed sediment smaller than 2 millimeters, wet sieved (native water), field, recoverable, dry weight, micrograms per kilogram | o,p'-DDE | ug/kg | Bed Sediment |  |  |  | Dry | < 2 mm | 2014-10-03
49328 | p,p'-DDE, bed sediment smaller than 2 millimeters, wet sieved (native water), field, recoverable, dry weight, micrograms per kilogram | p,p'-DDE | ug/kg | Bed Sediment |  |  |  | Dry | < 2 mm | 2014-10-03
49329 | o,p'-DDT, bed sediment smaller than 2 millimeters, wet sieved (native water), field, recoverable, dry weight, micrograms per kilogram | o,p'-DDT | ug/kg | Bed Sediment |  |  |  | Dry | < 2 mm | 2014-10-03
49330 | p,p'-DDT, bed sediment smaller than 2 millimeters, wet sieved (native water), field, recoverable, dry weight, micrograms per kilogram | p,p'-DDT | ug/kg | Bed Sediment |  |  |  | Dry | < 2 mm | 2014-10-03
49331 | Dieldrin, bed sediment smaller than 2 millimeters, wet sieved (native water), field, recoverable, dry weight, micrograms per kilogram | Dieldrin | ug/kg | Bed Sediment |  |  |  | Dry | < 2 mm | 2014-10-03
49332 | alpha-Endosulfan, bed sediment smaller than 2 millimeters, wet sieved (native water), field, recoverable, dry weight, micrograms per kilogram | .alpha.-Endosulfan | ug/kg | Bed Sediment |  |  |  | Dry | < 2 mm | 2014-10-03
49333 | beta-Endosulfan, bed sediment smaller than 2 millimeters, wet sieved (native water), field, recoverable, dry weight, micrograms per kilogram | .beta.-Endosulfan | ug/kg | Bed Sediment |  |  |  | Dry | < 2 mm | 2014-10-03
49334 | Endosulfan sulfate, bed sediment smaller than 2 millimeters, wet sieved (native water), field, recoverable, dry weight, micrograms per kilogram | Endosulfan sulfate | ug/kg | Bed Sediment |  |  |  | Dry | < 2 mm | 2014-10-03
49335 | Endrin, bed sediment smaller than 2 millimeters, wet sieved (native water), field, recoverable, dry weight, micrograms per kilogram | Endrin | ug/kg | Bed Sediment |  |  |  | Dry | < 2 mm | 2014-10-03
49336 | Endrin aldehyde, bed sediment smaller than 2 millimeters, wet sieved (native water), field, recoverable, dry weight, micrograms per kilogram | Endrin aldehyde | ug/kg | Bed Sediment |  |  |  | Dry | < 2 mm | 2014-10-03
49337 | Endrin ketone, bed sediment smaller than 2 millimeters, wet sieved (native water), field, recoverable, dry weight, micrograms per kilogram | Endrin ketone | ug/kg | Bed Sediment |  |  |  | Dry | < 2 mm | 2014-10-03
49338 | alpha-HCH, bed sediment smaller than 2 millimeters, wet sieved (native water), field, recoverable, dry weight, micrograms per kilogram | alpha-HCH (aLindane) | ug/kg | Bed Sediment |  |  |  | Dry | < 2 mm | 2020-01-21
49339 | beta-HCH, bed sediment smaller than 2 millimeters, wet sieved (native water), field, recoverable, dry weight, micrograms per kilogram | Benzene Hexachloride, Beta (BHC) | ug/kg | Bed Sediment |  |  |  | Dry | < 2 mm | 2020-01-21
49340 | delta-HCH, bed sediment smaller than 2 millimeters, wet sieved (native water), field, recoverable, dry weight, micrograms per kilogram | Benzene Hexachloride, Delta (BHC) | ug/kg | Bed Sediment |  |  |  | Dry | < 2 mm | 2020-01-21
49341 | Heptachlor, bed sediment smaller than 2 millimeters, wet sieved (native water), field, recoverable, dry weight, micrograms per kilogram | Heptachlor | ug/kg | Bed Sediment |  |  |  | Dry | < 2 mm | 2014-10-03
49342 | Heptachlor epoxide, bed sediment smaller than 2 millimeters, wet sieved (native water), field, recoverable, dry weight, micrograms per kilogram | Heptachlor epoxide | ug/kg | Bed Sediment |  |  |  | Dry | < 2 mm | 2014-10-03
49343 | Hexachlorobenzene, bed sediment smaller than 2 millimeters, wet sieved (native water), field, recoverable, dry weight, micrograms per kilogram | Hexachlorobenzene | ug/kg | Bed Sediment |  |  |  | Dry | < 2 mm | 2014-10-03
49344 | Isodrin, bed sediment smaller than 2 millimeters, wet sieved (native water), field, recoverable, dry weight, micrograms per kilogram | Isodrin | ug/kg | Bed Sediment |  |  |  | Dry | < 2 mm | 2014-10-03
49345 | Lindane, bed sediment smaller than 2 millimeters, wet sieved (native water), field, recoverable, dry weight, micrograms per kilogram | Lindane | ug/kg | Bed Sediment |  |  |  | Dry | < 2 mm | 2014-10-03
49346 | p,p'-Methoxychlor, bed sediment smaller than 2 millimeters, wet sieved (native water), field, recoverable, dry weight, micrograms per kilogram | Methoxychlor | ug/kg | Bed Sediment |  |  |  | Dry | < 2 mm | 2014-10-03
49347 | o,p'-Methoxychlor, bed sediment smaller than 2 millimeters, wet sieved (native water), field, recoverable, dry weight, micrograms per kilogram | o,p'-Methoxychlor | ug/kg | Bed Sediment |  |  |  | Dry | < 2 mm | 2014-10-03
49348 | Mirex, bed sediment smaller than 2 millimeters, wet sieved (native water), field, recoverable, dry weight, micrograms per kilogram | Mirex | ug/kg | Bed Sediment |  |  |  | Dry | < 2 mm | 2014-10-03
49349 | cis-Permethrin, bed sediment smaller than 2 millimeters, wet sieved (native water), field, recoverable, dry weight, micrograms per kilogram | 1rs Cis-Permethrin | ug/kg | Bed Sediment |  |  |  | Dry | < 2 mm | 2014-10-03
49350 | trans-Permethrin, bed sediment smaller than 2 millimeters, wet sieved (native water), field, recoverable, dry weight, micrograms per kilogram | Transpermethrin | ug/kg | Bed Sediment |  |  |  | Dry | < 2 mm | 2014-10-03
49351 | Toxaphene, bed sediment smaller than 2 millimeters, wet sieved (native water), field, recoverable, dry weight, micrograms per kilogram | Toxaphene | ug/kg | Bed Sediment |  |  |  | Dry | < 2 mm | 2014-10-03
49352 | Hexachlorobutadiene, biota, whole organism, recoverable, wet weight, micrograms per kilogram | Hexachlorobutadiene | ug/kg | Recoverable |  |  |  | Wet |  | 2014-10-03
49353 | Aldrin, biota, whole organism, recoverable, wet weight, micrograms per kilogram | Aldrin | ug/kg | Recoverable |  |  |  | Wet |  | 2014-10-03
49354 | PCBs, biota, whole organism, recoverable, wet weight, micrograms per kilogram | Polychlorinated biphenyls | ug/kg | Recoverable |  |  |  | Wet |  | 2014-10-03
49355 | Toxaphene, biota, whole organism, recoverable, wet weight, micrograms per kilogram | Toxaphene | ug/kg | Recoverable |  |  |  | Wet |  | 2014-10-03
49356 | Pentachloroanisole, biota, whole organism, recoverable, wet weight, micrograms per kilogram | Pentachloroanisole | ug/kg | Recoverable |  |  |  | Wet |  | 2014-10-03
49357 | Oxychlordane, biota, whole organism, recoverable, wet weight, micrograms per kilogram | Oxychlordane | ug/kg | Recoverable |  |  |  | Wet |  | 2014-10-03
49358 | trans-Nonachlor, biota, whole organism, recoverable, wet weight, micrograms per kilogram | trans-Nonachlor | ug/kg | Recoverable |  |  |  | Wet |  | 2014-10-03
49359 | cis-Nonachlor, biota, whole organism, recoverable, wet weight, micrograms per kilogram | cis-Nonachlor | ug/kg | Recoverable |  |  |  | Wet |  | 2014-10-03
49360 | Mirex, biota, whole organism, recoverable, wet weight, micrograms per kilogram | Mirex | ug/kg | Recoverable |  |  |  | Wet |  | 2014-10-03
49361 | p,p'-Methoxychlor, biota, whole organism, recoverable, wet weight, micrograms per kilogram | Methoxychlor | ug/kg | Recoverable |  |  |  | Wet |  | 2014-10-03
49362 | o,p'-Methoxychlor, biota, whole organism, recoverable, wet weight, micrograms per kilogram | o,p'-Methoxychlor | ug/kg | Recoverable |  |  |  | Wet |  | 2014-10-03
49363 | Lindane, biota, whole organism, recoverable, wet weight, micrograms per kilogram | Lindane | ug/kg | Recoverable |  |  |  | Wet |  | 2014-10-03
49364 | delta-HCH, biota, whole organism, recoverable, wet weight, micrograms per kilogram | Benzene Hexachloride, Delta (BHC) | ug/kg | Recoverable |  |  |  | Wet |  | 2020-01-21
49365 | beta-HCH, biota, whole organism, recoverable, wet weight, micrograms per kilogram | Benzene Hexachloride, Beta (BHC) | ug/kg | Recoverable |  |  |  | Wet |  | 2020-01-21
49366 | alpha-HCH, biota, whole organism, recoverable, wet weight, micrograms per kilogram | alpha-HCH (aLindane) | ug/kg | Recoverable |  |  |  | Wet |  | 2020-01-21
49367 | Hexachlorobenzene, biota, whole organism, recoverable, wet weight, micrograms per kilogram | Hexachlorobenzene | ug/kg | Recoverable |  |  |  | Wet |  | 2014-10-03
49368 | Heptachlor epoxide, biota, whole organism, recoverable, wet weight, micrograms per kilogram | Heptachlor epoxide | ug/kg | Recoverable |  |  |  | Wet |  | 2014-10-03
49369 | Heptachlor, biota, whole organism, recoverable, wet weight, micrograms per kilogram | Heptachlor | ug/kg | Recoverable |  |  |  | Wet |  | 2014-10-03
49370 | Endrin, biota, whole organism, recoverable, wet weight, micrograms per kilogram | Endrin | ug/kg | Recoverable |  |  |  | Wet |  | 2014-10-03
49371 | Dieldrin, biota, whole organism, recoverable, wet weight, micrograms per kilogram | Dieldrin | ug/kg | Recoverable |  |  |  | Wet |  | 2014-10-03
49372 | p,p'-DDE, biota, whole organism, recoverable, wet weight, micrograms per kilogram | p,p'-DDE | ug/kg | Recoverable |  |  |  | Wet |  | 2014-10-03
49373 | o,p'-DDE, biota, whole organism, recoverable, wet weight, micrograms per kilogram | o,p'-DDE | ug/kg | Recoverable |  |  |  | Wet |  | 2014-10-03
49374 | o,p'-DDD, biota, whole organism, recoverable, wet weight, micrograms per kilogram | o,p'-DDD | ug/kg | Recoverable |  |  |  | Wet |  | 2014-10-03
49375 | p,p'-DDD, biota, whole organism, recoverable, wet weight, micrograms per kilogram | p,p'-DDD | ug/kg | Recoverable |  |  |  | Wet |  | 2014-10-03
49376 | p,p'-DDT, biota, whole organism, recoverable, wet weight, micrograms per kilogram | p,p'-DDT | ug/kg | Recoverable |  |  |  | Wet |  | 2014-10-03
49377 | o,p'-DDT, biota, whole organism, recoverable, wet weight, micrograms per kilogram | o,p'-DDT | ug/kg | Recoverable |  |  |  | Wet |  | 2014-10-03
49378 | DCPA, biota, whole organism, recoverable, wet weight, micrograms per kilogram | Chlorthal-dimethyl | ug/kg | Recoverable |  |  |  | Wet |  | 2014-10-03
49379 | trans-Chlordane, biota, whole organism, recoverable, wet weight, micrograms per kilogram | trans-Chlordane | ug/kg | Recoverable |  |  |  | Wet |  | 2014-10-03
49380 | cis-Chlordane, biota, whole organism, recoverable, wet weight, micrograms per kilogram | cis-Chlordane | ug/kg | Recoverable |  |  |  | Wet |  | 2014-10-03
49381 | Di-n-butyl phthalate, bed sediment smaller than 2 millimeters, wet sieved (native water), field, recoverable, dry weight, micrograms per kilogram | Dibutyl phthalate | ug/kg | Bed Sediment |  |  |  | Dry | < 2 mm | 2014-10-03
49382 | Di-n-octyl phthalate, bed sediment smaller than 2 millimeters, wet sieved (native water), field, recoverable, dry weight, micrograms per kilogram | Di-n-octyl phthalate | ug/kg | Bed Sediment |  |  |  | Dry | < 2 mm | 2015-10-02
49383 | Diethyl phthalate, bed sediment smaller than 2 millimeters, wet sieved (native water), field, recoverable, dry weight, micrograms per kilogram | Diethyl phthalate | ug/kg | Bed Sediment |  |  |  | Dry | < 2 mm | 2014-10-03
49384 | Dimethyl phthalate, bed sediment smaller than 2 millimeters, wet sieved (native water), field, recoverable, dry weight, micrograms per kilogram | Dimethyl phthalate | ug/kg | Bed Sediment |  |  |  | Dry | < 2 mm | 2014-10-03
49385 | Phytane, bed sediment smaller than 2 millimeters, wet sieved (native water), field, recoverable, dry weight, micrograms per kilogram | Phytane | ug/kg | Bed Sediment |  |  |  | Dry | < 2 mm | 2014-10-03
49386 | Pristane, bed sediment smaller than 2 millimeters, wet sieved (native water), field, recoverable, dry weight, micrograms per kilogram | Pristane | ug/kg | Bed Sediment |  |  |  | Dry | < 2 mm | 2014-10-03
49387 | Pyrene, bed sediment smaller than 2 millimeters, wet sieved (native water), field, recoverable, dry weight, micrograms per kilogram | Pyrene | ug/kg | Bed Sediment |  |  |  | Dry | < 2 mm | 2014-10-03
49388 | 1-Methylpyrene, bed sediment smaller than 2 millimeters, wet sieved (native water), field, recoverable, dry weight, micrograms per kilogram | 1-Methylpyrene | ug/kg | Bed Sediment |  |  |  | Dry | < 2 mm | 2014-10-03
49389 | Benzo[a]pyrene, bed sediment smaller than 2 millimeters, wet sieved (native water), field, recoverable, dry weight, micrograms per kilogram | Benzo[a]pyrene | ug/kg | Bed Sediment |  |  |  | Dry | < 2 mm | 2014-10-03
49390 | Indeno[1,2,3-cd]pyrene, bed sediment smaller than 2 millimeters, wet sieved (native water), field, recoverable, dry weight, micrograms per kilogram | Indeno[1,2,3-cd]pyrene | ug/kg | Bed Sediment |  |  |  | Dry | < 2 mm | 2014-10-03
49391 | 2,2'-Biquinoline, bed sediment smaller than 2 millimeters, wet sieved (native water), field, recoverable, dry weight, micrograms per kilogram | 2,2'-Biquinoline | ug/kg | Bed Sediment |  |  |  | Dry | < 2 mm | 2014-10-03
49392 | Quinoline, bed sediment smaller than 2 millimeters, wet sieved (native water), field, recoverable, dry weight, micrograms per kilogram | Quinoline | ug/kg | Bed Sediment |  |  |  | Dry | < 2 mm | 2014-10-03
49393 | Phenanthridine, bed sediment smaller than 2 millimeters, wet sieved (native water), field, recoverable, dry weight, micrograms per kilogram | Phenanthridine | ug/kg | Bed Sediment |  |  |  | Dry | < 2 mm | 2014-10-03
49394 | Isoquinoline, bed sediment smaller than 2 millimeters, wet sieved (native water), field, recoverable, dry weight, micrograms per kilogram | Isoquinoline | ug/kg | Bed Sediment |  |  |  | Dry | < 2 mm | 2014-10-03
49395 | 2,4-Dinitrotoluene, bed sediment smaller than 2 millimeters, wet sieved (native water), field, recoverable, dry weight, micrograms per kilogram | 2,4-Dinitrotoluene | ug/kg | Bed Sediment |  |  |  | Dry | < 2 mm | 2014-10-03
49396 | 2,6-Dinitrotoluene, bed sediment smaller than 2 millimeters, wet sieved (native water), field, recoverable, dry weight, micrograms per kilogram | 2,6-Dinitrotoluene | ug/kg | Bed Sediment |  |  |  | Dry | < 2 mm | 2014-10-03
49397 | Benzo[k]fluoranthene, bed sediment smaller than 2 millimeters, wet sieved (native water), field, recoverable, dry weight, micrograms per kilogram | Benzo[k]fluoranthene | ug/kg | Bed Sediment |  |  |  | Dry | < 2 mm | 2014-10-03
49398 | 1-Methyl-9H-fluorene, bed sediment smaller than 2 millimeters, wet sieved (native water), field, recoverable, dry weight, micrograms per kilogram | 1-Methylfluorene | ug/kg | Bed Sediment |  |  |  | Dry | < 2 mm | 2014-10-03
49399 | 9H-Fluorene, bed sediment smaller than 2 millimeters, wet sieved (native water), field, recoverable, dry weight, micrograms per kilogram | Fluorene | ug/kg | Bed Sediment |  |  |  | Dry | < 2 mm | 2014-10-03
49400 | Isophorone, bed sediment smaller than 2 millimeters, wet sieved (native water), field, recoverable, dry weight, micrograms per kilogram | Isophorone | ug/kg | Bed Sediment |  |  |  | Dry | < 2 mm | 2014-10-03
49401 | Bis(2-chloroethoxy)methane, bed sediment smaller than 2 millimeters, wet sieved (native water), field, recoverable, dry weight, micrograms per kilogram | Bis(2-chloroethoxy)methane | ug/kg | Bed Sediment |  |  |  | Dry | < 2 mm | 2014-10-03
49402 | Naphthalene, bed sediment smaller than 2 millimeters, wet sieved (native water), field, recoverable, dry weight, micrograms per kilogram | Naphthalene | ug/kg | Bed Sediment |  |  |  | Dry | < 2 mm | 2014-10-03
49403 | 1,2-Dimethylnaphthalene, bed sediment smaller than 2 millimeters, wet sieved (native water), field, recoverable, dry weight, micrograms per kilogram | 1,2-Dimethylnaphthalene | ug/kg | Bed Sediment |  |  |  | Dry | < 2 mm | 2014-10-03
49404 | 1,6-Dimethylnaphthalene, bed sediment smaller than 2 millimeters, wet sieved (native water), field, recoverable, dry weight, micrograms per kilogram | 1,6-Dimethylnaphthalene | ug/kg | Bed Sediment |  |  |  | Dry | < 2 mm | 2014-10-03
49405 | 2,3,6-Trimethylnaphthalene, bed sediment smaller than 2 millimeters, wet sieved (native water), field, recoverable, dry weight, micrograms per kilogram | 2,3,6-Trimethylnaphthalene | ug/kg | Bed Sediment |  |  |  | Dry | < 2 mm | 2014-10-03
49406 | 2,6-Dimethylnaphthalene, bed sediment smaller than 2 millimeters, wet sieved (native water), field, recoverable, dry weight, micrograms per kilogram | 2,6-Dimethylnaphthalene | ug/kg | Bed Sediment |  |  |  | Dry | < 2 mm | 2014-10-03
49407 | 2-Chloronaphthalene, bed sediment smaller than 2 millimeters, wet sieved (native water), field, recoverable, dry weight, micrograms per kilogram | 2-Chloronaphthalene | ug/kg | Bed Sediment |  |  |  | Dry | < 2 mm | 2014-10-03
49408 | Benzo[ghi]perylene, bed sediment smaller than 2 millimeters, wet sieved (native water), field, recoverable, dry weight, micrograms per kilogram | Benzo[g,h,i]perylene | ug/kg | Bed Sediment |  |  |  | Dry | < 2 mm | 2020-01-21
49409 | Phenanthrene, bed sediment smaller than 2 millimeters, wet sieved (native water), field, recoverable, dry weight, micrograms per kilogram | Phenanthrene | ug/kg | Bed Sediment |  |  |  | Dry | < 2 mm | 2014-10-03
49410 | 1-Methylphenanthrene, bed sediment smaller than 2 millimeters, wet sieved (native water), field, recoverable, dry weight, micrograms per kilogram | 1-Methylphenanthrene | ug/kg | Bed Sediment |  |  |  | Dry | < 2 mm | 2014-10-03
49411 | 4H-Cyclopenta[def]phenanthrene, bed sediment smaller than 2 millimeters, wet sieved (native water), field, recoverable, dry weight, micrograms per kilogram | 4H-Cyclopenta[def]phenanthrene | ug/kg | Bed Sediment |  |  |  | Dry | < 2 mm | 2014-10-03
49413 | Phenol, bed sediment smaller than 2 millimeters, wet sieved (native water), field, recoverable, dry weight, micrograms per kilogram | Phenol | ug/kg | Bed Sediment |  |  |  | Dry | < 2 mm | 2014-10-03
49414 | 2,3,5,6-Tetramethylphenol, bed sediment smaller than 2 millimeters, wet sieved (native water), field, recoverable, dry weight, micrograms per kilogram | Durenol | ug/kg | Bed Sediment |  |  |  | Dry | < 2 mm | 2014-10-03
49415 | 2,4,6-Trichlorophenol, bed sediment smaller than 2 millimeters, wet sieved (native water), field, recoverable, dry weight, micrograms per kilogram | 2,4,6-Trichlorophenol | ug/kg | Bed Sediment |  |  |  | Dry | < 2 mm | 2014-10-03
49416 | 2,4,6-Trimethylphenol, bed sediment smaller than 2 millimeters, wet sieved (native water), field, recoverable, dry weight, micrograms per kilogram | 2,4,6-Trimethylphenol | ug/kg | Bed Sediment |  |  |  | Dry | < 2 mm | 2014-10-03
49417 | 2,4-Dichlorophenol, bed sediment smaller than 2 millimeters, wet sieved (native water), field, recoverable, dry weight, micrograms per kilogram | 2,4-Dichlorophenol | ug/kg | Bed Sediment |  |  |  | Dry | < 2 mm | 2014-10-03
49418 | 2,4-Dinitrophenol, bed sediment smaller than 2 millimeters, wet sieved (native water), field, recoverable, dry weight, micrograms per kilogram | 2,4-Dinitrophenol | ug/kg | Bed Sediment |  |  |  | Dry | < 2 mm | 2014-10-03
49419 | 2-Methyl-4,6-dinitrophenol, bed sediment smaller than 2 millimeters, wet sieved (native water), field, recoverable, dry weight, micrograms per kilogram | 4,6-Dinitro-o-cresol | ug/kg | Bed Sediment |  |  |  | Dry | < 2 mm | 2014-10-03
49420 | 2-Nitrophenol, bed sediment smaller than 2 millimeters, wet sieved (native water), field, recoverable, dry weight, micrograms per kilogram | o-Nitrophenol | ug/kg | Bed Sediment |  |  |  | Dry | < 2 mm | 2014-10-03
49421 | 3,5-Dimethylphenol, bed sediment smaller than 2 millimeters, wet sieved (native water), field, recoverable, dry weight, micrograms per kilogram | 3,5-Dimethylphenol | ug/kg | Bed Sediment |  |  |  | Dry | < 2 mm | 2014-10-03
49422 | 4-Chloro-3-methylphenol, bed sediment smaller than 2 millimeters, wet sieved (native water), field, recoverable, dry weight, micrograms per kilogram | p-Chloro-m-cresol | ug/kg | Bed Sediment |  |  |  | Dry | < 2 mm | 2014-10-03
49423 | 3-Nitrophenol, bed sediment smaller than 2 millimeters, wet sieved (native water), field, recoverable, dry weight, micrograms per kilogram | m-Nitrophenol | ug/kg | Bed Sediment |  |  |  | Dry | < 2 mm | 2020-01-21
49424 | C8-alkylphenol, bed sediment smaller than 2 millimeters, wet sieved (native water), field, recoverable, dry weight, micrograms per kilogram | C8-Alkylphenol | ug/kg | Bed Sediment |  |  |  | Dry | < 2 mm | 2015-04-09
49425 | Pentachlorophenol, bed sediment smaller than 2 millimeters, wet sieved (native water), field, recoverable, dry weight, micrograms per kilogram | Pentachlorophenol | ug/kg | Bed Sediment |  |  |  | Dry | < 2 mm | 2014-10-03
49426 | Bis(2-ethylhexyl) phthalate, bed sediment smaller than 2 millimeters, wet sieved (native water), field, recoverable, dry weight, micrograms per kilogram | Di(2-ethoxylhexyl) phthalate | ug/kg | Bed Sediment |  |  |  | Dry | < 2 mm | 2020-01-21
49427 | Benzyl n-butyl phthalate, bed sediment smaller than 2 millimeters, wet sieved (native water), field, recoverable, dry weight, micrograms per kilogram | Butyl benzyl phthalate | ug/kg | Bed Sediment |  |  |  | Dry | < 2 mm | 2014-10-03
49428 | Acenaphthylene, bed sediment smaller than 2 millimeters, wet sieved (native water), field, recoverable, dry weight, micrograms per kilogram | Acenaphthylene | ug/kg | Bed Sediment |  |  |  | Dry | < 2 mm | 2014-10-03
49429 | Acenaphthene, bed sediment smaller than 2 millimeters, wet sieved (native water), field, recoverable, dry weight, micrograms per kilogram | Acenaphthene | ug/kg | Bed Sediment |  |  |  | Dry | < 2 mm | 2014-10-03
49430 | Acridine, bed sediment smaller than 2 millimeters, wet sieved (native water), field, recoverable, dry weight, micrograms per kilogram | Acridine | ug/kg | Bed Sediment |  |  |  | Dry | < 2 mm | 2014-10-03
49431 | N-Nitrosodi-n-propylamine, bed sediment smaller than 2 millimeters, wet sieved (native water), field, recoverable, dry weight, micrograms per kilogram | N-Nitrosodi-n-propylamine | ug/kg | Bed Sediment |  |  |  | Dry | < 2 mm | 2014-10-03
49432 | N-Nitrosodimethylamine (NDMA), bed sediment smaller than 2 millimeters, wet sieved (native water), field, recoverable, dry weight, micrograms per kilogram | N-Nitrosodimethylamine | ug/kg | Bed Sediment |  |  |  | Dry | < 2 mm | 2018-01-05
49433 | N-Nitrosodiphenylamine, bed sediment smaller than 2 millimeters, wet sieved (native water), field, recoverable, dry weight, micrograms per kilogram | N-Nitrosodiphenylamine | ug/kg | Bed Sediment |  |  |  | Dry | < 2 mm | 2014-10-03
49434 | Anthracene, bed sediment smaller than 2 millimeters, wet sieved (native water), field, recoverable, dry weight, micrograms per kilogram | Anthracene | ug/kg | Bed Sediment |  |  |  | Dry | < 2 mm | 2014-10-03
49435 | 2-Methylanthracene, bed sediment smaller than 2 millimeters, wet sieved (native water), field, recoverable, dry weight, micrograms per kilogram | 2-Methylanthracene | ug/kg | Bed Sediment |  |  |  | Dry | < 2 mm | 2014-10-03
49436 | Benzo[a]anthracene, bed sediment smaller than 2 millimeters, wet sieved (native water), field, recoverable, dry weight, micrograms per kilogram | Benz[a]anthracene | ug/kg | Bed Sediment |  |  |  | Dry | < 2 mm | 2014-10-03
49437 | 9,10-Anthraquinone, bed sediment smaller than 2 millimeters, wet sieved (native water), field, recoverable, dry weight, micrograms per kilogram | Anthraquinone | ug/kg | Bed Sediment |  |  |  | Dry | < 2 mm | 2014-10-03
49438 | 1,2,4-Trichlorobenzene, bed sediment smaller than 2 millimeters, wet sieved (native water), field, recoverable, dry weight, micrograms per kilogram | 1,2,4-Trichlorobenzene | ug/kg | Bed Sediment |  |  |  | Dry | < 2 mm | 2014-10-03
49439 | 1,2-Dichlorobenzene, bed sediment smaller than 2 millimeters, wet sieved (native water), field, recoverable, dry weight, micrograms per kilogram | o-Dichlorobenzene | ug/kg | Bed Sediment |  |  |  | Dry | < 2 mm | 2014-10-03
49440 | 1,3,5-Trichlorobenzene, bed sediment smaller than 2 millimeters, wet sieved (native water), field, recoverable, dry weight, micrograms per kilogram | 1,3,5-Trichlorobenzene | ug/kg | Bed Sediment |  |  |  | Dry | < 2 mm | 2014-10-03
49441 | 1,3-Dichlorobenzene, bed sediment smaller than 2 millimeters, wet sieved (native water), field, recoverable, dry weight, micrograms per kilogram | m-Dichlorobenzene | ug/kg | Bed Sediment |  |  |  | Dry | < 2 mm | 2014-10-03
49442 | 1,4-Dichlorobenzene, bed sediment smaller than 2 millimeters, wet sieved (native water), field, recoverable, dry weight, micrograms per kilogram | p-Dichlorobenzene | ug/kg | Bed Sediment |  |  |  | Dry | < 2 mm | 2014-10-03
49443 | Azobenzene, bed sediment smaller than 2 millimeters, wet sieved (native water), field, recoverable, dry weight, micrograms per kilogram | Azobenzene | ug/kg | Bed Sediment |  |  |  | Dry | < 2 mm | 2014-10-03
49444 | Nitrobenzene, bed sediment smaller than 2 millimeters, wet sieved (native water), field, recoverable, dry weight, micrograms per kilogram | Nitrobenzene | ug/kg | Bed Sediment |  |  |  | Dry | < 2 mm | 2014-10-03
49445 | Pentachlorobenzene, bed sediment smaller than 2 millimeters, wet sieved (native water), field, recoverable, dry weight, micrograms per kilogram | Pentachlorobenzene | ug/kg | Bed Sediment |  |  |  | Dry | < 2 mm | 2014-10-03
49446 | Pentachloronitrobenzene, bed sediment smaller than 2 millimeters, wet sieved (native water), field, recoverable, dry weight, micrograms per kilogram | Pentachloronitrobenzene | ug/kg | Bed Sediment |  |  |  | Dry | < 2 mm | 2014-10-03
49447 | PCB congener 1, bed sediment smaller than 2 millimeters, wet sieved (native water), field, recoverable, dry weight, micrograms per kilogram | 2-Chlorobiphenyl | ug/kg | Bed Sediment |  |  |  | Dry | < 2 mm | 2014-10-03
49448 | Hexachlorobutadiene, bed sediment smaller than 2 millimeters, wet sieved (native water), field, recoverable, dry weight, micrograms per kilogram | Hexachlorobutadiene | ug/kg | Bed Sediment |  |  |  | Dry | < 2 mm | 2014-10-03
49449 | Carbazole, bed sediment smaller than 2 millimeters, wet sieved (native water), field, recoverable, dry weight, micrograms per kilogram | Carbazole | ug/kg | Bed Sediment |  |  |  | Dry | < 2 mm | 2014-10-03
49450 | Chrysene, bed sediment smaller than 2 millimeters, wet sieved (native water), field, recoverable, dry weight, micrograms per kilogram | Chrysene | ug/kg | Bed Sediment |  |  |  | Dry | < 2 mm | 2014-10-03
49451 | p-Cresol, bed sediment smaller than 2 millimeters, wet sieved (native water), field, recoverable, dry weight, micrograms per kilogram | p-Cresol | ug/kg | Bed Sediment |  |  |  | Dry | < 2 mm | 2014-10-03
49452 | Dibenzothiophene, bed sediment smaller than 2 millimeters, wet sieved (native water), field, recoverable, dry weight, micrograms per kilogram | Dibenzothiophene | ug/kg | Bed Sediment |  |  |  | Dry | < 2 mm | 2014-10-03
49453 | Hexachloroethane, bed sediment smaller than 2 millimeters, wet sieved (native water), field, recoverable, dry weight, micrograms per kilogram | Hexachloroethane | ug/kg | Bed Sediment |  |  |  | Dry | < 2 mm | 2014-10-03
49454 | 4-Bromophenyl phenyl ether, bed sediment smaller than 2 millimeters, wet sieved (native water), field, recoverable, dry weight, micrograms per kilogram | BDE-003 | ug/kg | Bed Sediment |  |  |  | Dry | < 2 mm | 2014-10-03
49455 | 4-Chlorophenyl phenyl ether, bed sediment smaller than 2 millimeters, wet sieved (native water), field, recoverable, dry weight, micrograms per kilogram | p-Chlorophenyl phenyl ether | ug/kg | Bed Sediment |  |  |  | Dry | < 2 mm | 2014-10-03
49456 | Bis(2-chloroethyl) ether, bed sediment smaller than 2 millimeters, wet sieved (native water), field, recoverable, dry weight, micrograms per kilogram | Bis(2-chloroethyl) ether | ug/kg | Bed Sediment |  |  |  | Dry | < 2 mm | 2014-10-03
49457 | Bis(2-chloroisopropyl) ether, bed sediment smaller than 2 millimeters, wet sieved (native water), field, recoverable, dry weight, micrograms per kilogram | Bis(2-chloroisopropyl) ether | ug/kg | Bed Sediment |  |  |  | Dry | < 2 mm | 2014-10-03
49458 | Benzo[b]fluoranthene, bed sediment smaller than 2 millimeters, wet sieved (native water), field, recoverable, dry weight, micrograms per kilogram | Benzo(b)fluoranthene | ug/kg | Bed Sediment |  |  |  | Dry | < 2 mm | 2014-10-03
49459 | PCBs, bed sediment smaller than 2 millimeters, wet sieved (native water), field, recoverable, dry weight, micrograms per kilogram | Polychlorinated biphenyls | ug/kg | Bed Sediment |  |  |  | Dry | < 2 mm | 2014-10-03
49460 | Pentachloroanisole, bed sediment smaller than 2 millimeters, wet sieved (native water), field, recoverable, dry weight, micrograms per kilogram | Pentachloroanisole | ug/kg | Bed Sediment |  |  |  | Dry | < 2 mm | 2014-10-03
49461 | Dibenzo[a,h]anthracene, bed sediment smaller than 2 millimeters, wet sieved (native water), field, recoverable, dry weight, micrograms per kilogram | Dibenz[a,h]anthracene | ug/kg | Bed Sediment |  |  |  | Dry | < 2 mm | 2014-10-03
49465 | Vanadium, biota, tissue, recoverable, dry weight, milligrams per kilogram | Vanadium | mg/kg | Recoverable |  |  |  | Dry |  | 2014-10-03
49466 | Fluoranthene, bed sediment smaller than 2 millimeters, wet sieved (native water), field, recoverable, dry weight, micrograms per kilogram | Fluoranthene | ug/kg | Bed Sediment |  |  |  | Dry | < 2 mm | 2014-10-03
49467 | 2-Chlorophenol, bed sediment smaller than 2 millimeters, wet sieved (native water), field, recoverable, dry weight, micrograms per kilogram | o-Chlorophenol | ug/kg | Bed Sediment |  |  |  | Dry | < 2 mm | 2014-10-03
49468 | Benzo[c]cinnoline, bed sediment smaller than 2 millimeters, wet sieved (native water), field, recoverable, dry weight, micrograms per kilogram | Benzo[c]cinnoline | ug/kg | Bed Sediment |  |  |  | Dry | < 2 mm | 2014-10-03
49469 | Gross beta radioactivity counting error, water, unfiltered, Cs-137 curve, picocuries per liter | Beta particle | pCi/L | Total |  | Counting Error |  |  |  | 2014-10-03
49470 | Gross alpha radioactivity, water, unfiltered, Pu-239 curve, picocuries per liter | Alpha particle | pCi/L | Total | [5 empty] | 2014-10-03
49471 | Gross alpha radioactivity counting error, water, unfiltered, Pu-239 curve, picocuries per liter | Alpha particle | pCi/L | Total |  | Counting Error |  |  |  | 2014-10-03
49472 | Bismuth-212, water, unfiltered, picocuries per liter | Bismuth-212 | pCi/L | Total | [5 empty] | 2014-10-03
49473 | Bismuth-212 counting error, water, unfiltered, picocuries per liter | Bismuth-212 | pCi/L | Total |  | Counting Error |  |  |  | 2014-10-03
49474 | Plutonium-239 plus plutonium-240 counting error, water, unfiltered, picocuries per liter | Plutonium-239 and Plutonium-240 combined | pCi/L | Total |  | Counting Error |  |  |  | 2017-01-05
49475 | Plutonium-239 plus plutonium-240, water, unfiltered, picocuries per liter | Plutonium-239 and Plutonium-240 combined | pCi/L | Total | [5 empty] | 2017-01-05
49476 | Europium-152, water, unfiltered, picocuries per liter | Europium-152 | pCi/L | Total | [5 empty] | 2014-10-03
49477 | Europium-152 counting error, water, unfiltered, picocuries per liter | Europium-152 | pCi/L | Total |  | Counting Error |  |  |  | 2014-10-03
49478 | Plutonium-239 plus plutonium-240, water, filtered, picocuries per liter | Plutonium-239 and Plutonium-240 combined | pCi/L | Dissolved | [5 empty] | 2017-01-05
49479 | Plutonium-239 plus plutonium-240 counting error, water, filtered, picocuries per liter | Plutonium-239 and Plutonium-240 combined | pCi/L | Dissolved |  | Counting Error |  |  |  | 2017-01-05
49480 | Nickel-63, water, unfiltered, picocuries per liter | Nickel-63 | pCi/L | Total | [5 empty] | 2014-10-03
49481 | Nickel-63 counting error, water, unfiltered, picocuries per liter | Nickel-63 | pCi/L | Total |  | Counting Error |  |  |  | 2014-10-03
49482 | Chlorine-36, water, unfiltered, picocuries per liter | Chlorine-36 | pCi/L | Total | [5 empty] | 2015-01-05
49483 | Chlorine-36 counting error, water, unfiltered, picocuries per liter | Chlorine-36 | pCi/L | Total |  | Counting Error |  |  |  | 2015-01-05
49484 | Plutonium-239 plus plutonium-240 counting error, suspended sediment, picocuries per liter | Plutonium-239 and Plutonium-240 combined | pCi/L | Suspended |  | Counting Error |  |  |  | 2017-01-05
49485 | Plutonium-239 plus plutonium-240, suspended sediment, picocuries per liter | Plutonium-239 and Plutonium-240 combined | pCi/L | Suspended | [5 empty] | 2017-01-05
49486 | Plutonium-238 counting error, suspended sediment, picocuries per liter | Plutonium-238 | pCi/L | Suspended |  | Counting Error |  |  |  | 2014-10-03
49487 | Plutonium-238, suspended sediment, picocuries per liter | Plutonium-238 | pCi/L | Suspended | [5 empty] | 2014-10-03
49488 | 2-Methyl-4,6-dinitrophenol, bed sediment smaller than 2 millimeters, wet sieved (native water), field, recoverable, dry weight, micrograms per kilogram | 4,6-Dinitro-o-cresol | ug/kg | Bed Sediment |  |  |  | Dry | < 2 mm | 2014-10-03
49489 | Hexachlorocyclopentadiene, bed sediment smaller than 2 millimeters, wet sieved (native water), field, recoverable, dry weight, micrograms per kilogram | Hexachlorocyclopentadiene | ug/kg | Bed Sediment |  |  |  | Dry | < 2 mm | 2014-10-03
49491 | Moisture content, biota, whole organism, recoverable, wet weight, percent | Moisture content | % | Recoverable |  |  |  | Wet |  | 2014-10-03
49499 | PCB congener 132, biota, tissue, recoverable, wet weight, micrograms per kilogram | 2,2',3,3',4,6'-Hexachlorobiphenyl | ug/kg | Recoverable |  |  |  | Wet |  | 2016-10-06
49538 | 1,1-Difluoroethane, water, unfiltered, recoverable, micrograms per liter | HFC-152a | ug/l | Recoverable | [5 empty] | 2014-10-03
49541 | Chloropentafluoroethane, water, unfiltered, recoverable, micrograms per liter | Chloropentafluoroethane | ug/l | Recoverable | [5 empty] | 2014-10-03
49567 | Particulate phosphorus, suspended in water, milligrams per liter | Phosphorus | mg/l | Suspended | [5 empty] | 2014-10-03
49568 | Particulate inorganic phosphorus, suspended in water, 0.7 micron glass fiber filter method, milligrams per liter | Inorganic phosphorus | mg/l | Suspended | [5 empty] | 2014-10-03
49570 | Particulate nitrogen, suspended in water, milligrams per liter | Nitrogen | mg/l | Suspended | [5 empty] | 2014-10-03
49688 | cis-Nonachlor, suspended sediment, recoverable, micrograms per liter | cis-Nonachlor | ug/l | Suspended | [5 empty] | 2014-10-03
49701 | Transparency, water, in situ, Secchi disc, feet | Depth, Secchi disk depth | ft | [6 empty] | 2017-04-20
49816 | PCB congener 3, water, filtered, recoverable, nanograms per liter | 4-Chlorobiphenyl | ng/l | Dissolved | [5 empty] | 2014-10-03
49817 | PCB congeners 4+10, water, filtered, recoverable, nanograms per liter | PCB-4/10 | ng/l | Dissolved | [5 empty] | 2014-10-03
49820 | PCB congener 25, water, filtered, recoverable, nanograms per liter | 2,3',4-Trichlorobiphenyl | ng/l | Dissolved | [5 empty] | 2014-10-03
49821 | PCB congener 53, water, filtered, recoverable, nanograms per liter | 2,2',5,6'-Tetrachlorobiphenyl | ng/l | Dissolved | [5 empty] | 2014-10-03
49822 | PCB congener 51, water, filtered, recoverable, nanograms per liter | 2,2',4,6'-Tetrachlorobiphenyl | ng/l | Dissolved | [5 empty] | 2014-10-03
49823 | PCB congener 63, water, filtered, recoverable, nanograms per liter | 2,3,4',5-Tetrachlorobiphenyl | ng/l | Dissolved | [5 empty] | 2014-10-03
49824 | PCB congener 66, water, filtered, recoverable, nanograms per liter | 2,3',4,4'-Tetrachlorobiphenyl | ng/l | Dissolved | [5 empty] | 2014-10-03
49825 | PCB congener 95, water, filtered, recoverable, nanograms per liter | 2,2',3,5',6-Pentachlorobiphenyl | ng/l | Dissolved | [5 empty] | 2014-10-03
49826 | PCB congener 89, water, filtered, recoverable, nanograms per liter | 2,2',3,4,6'-Pentachlorobiphenyl | ng/l | Dissolved | [5 empty] | 2014-10-03
49827 | PCB congener 83, water, filtered, recoverable, nanograms per liter | 2,2',3,3',5-Pentachlorobiphenyl | ng/l | Dissolved | [5 empty] | 2014-10-03
49830 | PCB congener 158, water, filtered, recoverable, nanograms per liter | 2,3,3',4,4',6-Hexachlorobiphenyl | ng/l | Dissolved | [5 empty] | 2014-10-03
49832 | PCB congener 193, water, filtered, recoverable, nanograms per liter | 2,3,3',4',5,5',6-Heptachlorobiphenyl | ng/l | Dissolved | [5 empty] | 2014-10-03
49833 | PCB congener 198, water, filtered, recoverable, nanograms per liter | 2,2',3,3',4,5,5',6-Octachlorobiphenyl | ng/l | Dissolved | [5 empty] | 2014-10-03
49834 | PCB congener 207, water, filtered, recoverable, nanograms per liter | 2,2',3,3',4,4',5,6,6'-Nonachlorobiphenyl | ng/l | Dissolved | [5 empty] | 2014-10-03
49835 | PCB congener 3, suspended sediment, recoverable, nanograms per liter | 4-Chlorobiphenyl | ng/l | Suspended | [5 empty] | 2014-10-03
49836 | PCB congeners 4+10, suspended sediment, recoverable, nanograms per liter | PCB-4/10 | ng/l | Suspended | [5 empty] | 2014-10-03
49839 | PCB congener 25, suspended sediment, recoverable, nanograms per liter | 2,3',4-Trichlorobiphenyl | ng/l | Suspended | [5 empty] | 2014-10-03
49840 | PCB congener 53, suspended sediment, recoverable, nanograms per liter | 2,2',5,6'-Tetrachlorobiphenyl | ng/l | Suspended | [5 empty] | 2014-10-03
49841 | PCB congener 51, suspended sediment, recoverable, nanograms per liter | 2,2',4,6'-Tetrachlorobiphenyl | ng/l | Suspended | [5 empty] | 2014-10-03
49842 | PCB congener 63, suspended sediment, recoverable, nanograms per liter | 2,3,4',5-Tetrachlorobiphenyl | ng/l | Suspended | [5 empty] | 2014-10-03
49843 | PCB congener 66, suspended sediment, recoverable, nanograms per liter | 2,3',4,4'-Tetrachlorobiphenyl | ng/l | Suspended | [5 empty] | 2014-10-03
49844 | PCB congener 95, suspended sediment, recoverable, nanograms per liter | 2,2',3,5',6-Pentachlorobiphenyl | ng/l | Suspended | [5 empty] | 2014-10-03
49845 | PCB congener 89, suspended sediment, recoverable, nanograms per liter | 2,2',3,4,6'-Pentachlorobiphenyl | ng/l | Suspended | [5 empty] | 2014-10-03
49846 | PCB congener 83, suspended sediment, recoverable, nanograms per liter | 2,2',3,3',5-Pentachlorobiphenyl | ng/l | Suspended | [5 empty] | 2014-10-03
49850 | PCB congener 158, suspended sediment, recoverable, nanograms per liter | 2,3,3',4,4',6-Hexachlorobiphenyl | ng/l | Suspended | [5 empty] | 2014-10-03
49852 | PCB congener 193, suspended sediment, recoverable, nanograms per liter | 2,3,3',4',5,5',6-Heptachlorobiphenyl | ng/l | Suspended | [5 empty] | 2014-10-03
49853 | PCB congener 198, suspended sediment, recoverable, nanograms per liter | 2,2',3,3',4,5,5',6-Octachlorobiphenyl | ng/l | Suspended | [5 empty] | 2014-10-03
49854 | PCB congener 207, suspended sediment, recoverable, nanograms per liter | 2,2',3,3',4,4',5,6,6'-Nonachlorobiphenyl | ng/l | Suspended | [5 empty] | 2014-10-03
49855 | PCB congener 126, biota, tissue, recoverable, wet weight, micrograms per kilogram | 3,3',4,4',5-Pentachlorobiphenyl | ug/kg |  |  |  |  | Wet |  | 2014-10-03
49856 | PCB congener 105, biota, tissue, recoverable, wet weight, micrograms per kilogram | 2,3,3',4,4'-Pentachlorobiphenyl | ug/kg |  |  |  |  | Wet |  | 2014-10-03
49858 | PCB congener 169, biota, tissue, recoverable, wet weight, micrograms per kilogram | 3,3',4,4',5,5'-Hexachlorobiphenyl | ug/kg |  |  |  |  | Wet |  | 2014-10-03
49892 | Gasoline range organic compounds, water, unfiltered, recoverable, micrograms per liter | Gasoline range organics | ug/l | Recoverable | [5 empty] | 2014-10-03
49902 | delta sulfur-34/sulfur-32 of sulfide, water, filtered, per mil | Sulfur-34/Sulfur-32 ratio | per mil | Dissolved | [5 empty] | 2016-06-30
49926 | delta carbon-13/carbon-12, carbon dioxide, per mil | Carbon-13/Carbon-12 ratio | per mil | [6 empty] | 2020-01-21
49927 | delta carbon-13/carbon-12, rock, per mil | Carbon-13/Carbon-12 ratio | per mil | [6 empty] | 2020-01-21
49928 | delta sulfur-34/sulfur-32 of sulfate, rock, per mil | Sulfur-34/Sulfur-32 ratio | per mil | [6 empty] | 2016-06-30
49929 | delta sulfur-34/sulfur-32 of sulfide, rock, per mil | Sulfur-34/Sulfur-32 ratio | per mil | [6 empty] | 2016-06-30
49930 | delta sulfur-34/sulfur-32 of disulfide, rock, per mil | Sulfur-34/Sulfur-32 ratio | per mil | [6 empty] | 2016-06-30
49931 | delta sulfur-34/sulfur-32 of monosulfide, rock, per mil | Sulfur-34/Sulfur-32 ratio | per mil | [6 empty] | 2016-06-30
49932 | delta sulfur-34/sulfur-32 of sulfate, water, filtered, per mil | Sulfur-34/Sulfur-32 ratio | per mil | Dissolved | [5 empty] | 2016-06-30
49933 | Carbon-14, water, filtered, percent modern | Carbon-14 | pct modern | Dissolved | [5 empty] | 2014-10-03
49934 | Carbon-14 counting error, water, filtered, percent modern | Carbon-14 | pct modern | Dissolved |  | Counting Error |  |  |  | 2014-10-03
49935 | Carbon-14 counting error, rock, percent modern | Carbon-14 | pct modern |  |  | Counting Error |  |  |  | 2014-10-03
49936 | Carbon-14, rock, percent modern | Carbon-14 | pct modern | [6 empty] | 2014-10-03
49937 | Gamma radioactivity scan 2-sigma combined uncertainty, water, filtered, picocuries per liter | Gamma radiation | pCi/L | Dissolved |  | 2-Sigma CSU |  |  |  | 2017-01-05
49938 | Gamma radioactivity scan, water, filtered, picocuries per liter | Gamma radiation | pCi/L | Dissolved | [5 empty] | 2017-01-05
49939 | Plutonium-238 2-sigma combined uncertainty, water, filtered, picocuries per liter | Plutonium-238 | pCi/L | Dissolved |  | 2-Sigma CSU |  |  |  | 2014-10-03
49940 | Plutonium-239 plus plutonium-240, water, filtered, picocuries per liter | Plutonium-239 and Plutonium-240 combined | pCi/L | Dissolved | [5 empty] | 2017-01-05
49941 | Plutonium-239 plus plutonium-240 2-sigma combined uncertainty, water, filtered, picocuries per liter | Plutonium-239 and Plutonium-240 combined | pCi/L | Dissolved |  | 2-Sigma CSU |  |  |  | 2017-01-05
49942 | Americium-241 2-sigma combined uncertainty, water, filtered, picocuries per liter | Americium-241 | pCi/L | Dissolved |  | 2-Sigma CSU |  |  |  | 2014-10-03
49943 | Tritium 2-sigma combined uncertainty, water, unfiltered, picocuries per liter | Tritium | pCi/L | Total |  | 2-Sigma CSU |  |  |  | 2014-10-03
49944 | Gross alpha radioactivity, bed sediment, natural uranium curve, dry weight, milligrams per kilogram | Alpha particle | mg/kg | Bed Sediment |  |  |  | Dry |  | 2014-10-03
49945 | Gross alpha radioactivity 2-sigma combined uncertainty, bed sediment, natural uranium curve, dry weight, milligrams per kilogram | Alpha particle | mg/kg | Bed Sediment |  | 2-Sigma CSU |  | Dry |  | 2014-10-03
49946 | Gross alpha radioactivity, suspended sediment, natural uranium curve, dry weight, milligrams per kilogram | Alpha particle | mg/kg | Suspended |  |  |  | Dry |  | 2014-10-03
49947 | Gross alpha radioactivity 2-sigma combined uncertainty, suspended sediment, natural uranium curve, dry weight, milligrams per kilogram | Alpha particle | mg/kg | Suspended |  | 2-Sigma CSU |  | Dry |  | 2014-10-03
49948 | 2-Ethylnaphthalene, bed sediment smaller than 2 millimeters, wet sieved (native water), field, recoverable, dry weight, micrograms per kilogram | 2-Ethylnaphthalene | ug/kg | Bed Sediment |  |  |  | Dry | < 2 mm | 2014-10-03
49949 | 17-beta-Estradiol, biota, fish, blood plasma, wet weight, recoverable, picograms per milliliter | Estradiol | pg/mL | Recoverable |  |  |  | Wet |  | 2014-10-03
49950 | Testosterone, biota, fish, blood plasma, wet weight, recoverable, picograms per milliliter | Testosterone | pg/mL | Recoverable |  |  |  | Wet |  | 2014-10-03
49951 | Vitellogenin, biota, fish, blood plasma, recoverable, wet weight, micrograms per kilogram | Vitellogenin | ug/kg | Recoverable |  |  |  | Wet |  | 2014-10-03
49952 | 11-Ketotestosterone, biota, fish, blood plasma, recoverable, wet weight, micrograms per kilogram | 11-KetoTestosterone | ug/kg | Recoverable |  |  |  | Wet |  | 2014-10-03
49953 | Biomass, phytoplankton, ash free dry mass, milligrams per liter | Biomass, phytoplankton | mg/l |  |  |  |  | Ash-Free Dry |  | 2014-10-03
49954 | Biomass, periphyton, ash free dry mass, grams per square meter | Biomass, periphyton | g/m2 |  |  |  |  | Ash-Free Dry |  | 2014-10-03
49955 | Thallium, suspended sediment, dry weight, milligrams per kilogram | Thallium | mg/kg | Suspended |  |  |  | Dry |  | 2014-10-03
49956 | Distance, observation point to sample location, feet | Distance from/to | ft | [6 empty] | 2014-10-03
49957 | Distance, horizontal, observation point to sampling location, feet | Distance from/to | ft | [6 empty] | 2014-10-03
49960 | Gross alpha radioactivity, suspended sediment, Th-230 curve, dry weight, picocuries per gram | Alpha particle | pCi/g | Suspended |  |  |  | Dry |  | 2014-10-03
49961 | Gross alpha radioactivity 2-sigma combined uncertainty, suspended sediment, Th-230 curve, dry weight, picocuries per gram | Alpha particle | pCi/g | Suspended |  | 2-Sigma CSU |  | Dry |  | 2014-10-03
49962 | Gross beta radioactivity, bed sediment, Cs-137 curve, dry weight, picocuries per gram | Beta particle | pCi/g | Bed Sediment |  |  |  | Dry |  | 2014-10-03
49963 | Gross beta radioactivity 2-sigma combined uncertainty, bed sediment, Cs-137 curve, dry weight, picocuries per gram | Beta particle | pCi/g | Bed Sediment |  | 2-Sigma CSU |  | Dry |  | 2014-10-03
49964 | Gross beta radioactivity, suspended sediment, Cs-137 curve, dry weight, picocuries per gram | Beta particle | pCi/g | Suspended |  |  |  | Dry |  | 2014-10-03
49965 | Gross beta radioactivity 2-sigma combined uncertainty, suspended sediment, Cs-137 curve, dry weight, picocuries per gram | Beta particle | pCi/g | Suspended |  | 2-Sigma CSU |  | Dry |  | 2014-10-03
49966 | Gross beta radioactivity, suspended sediment, Sr-89/90 curve, dry weight, picocuries per gram | Beta particle | pCi/g | Suspended |  |  |  | Dry |  | 2014-10-03
49967 | Gross beta radioactivity 2-sigma combined uncertainty, suspended sediment, Sr-89/90 curve, dry weight, picocuries per gram | Beta particle | pCi/g | Suspended |  | 2-Sigma CSU |  | Dry |  | 2014-10-03
49968 | Gamma radioactivity scan 2-sigma combined uncertainty, bed sediment, dry weight, picocuries per gram | Gamma radiation | pCi/g | Bed Sediment |  | 2-Sigma CSU |  | Dry |  | 2017-01-05
49969 | Gamma radioactivity scan, bed sediment, dry weight, picocuries per gram | Gamma radiation | pCi/g | Bed Sediment |  |  |  | Dry |  | 2017-01-05
49970 | Gamma radioactivity scan, suspended sediment, dry weight, picocuries per gram | Gamma radiation | pCi/g | Suspended |  |  |  | Dry |  | 2017-01-05
49971 | Gamma radioactivity scan 2-sigma combined uncertainty, suspended sediment, dry weight, picocuries per gram | Gamma radiation | pCi/g | Suspended |  | 2-Sigma CSU |  | Dry |  | 2017-01-05
49972 | Radium-226, bed sediment, dry weight, picocuries per gram | Radium-226 | pCi/g | Bed Sediment |  |  |  | Dry |  | 2014-10-03
49973 | Radium-226 2-sigma combined uncertainty, bed sediment, dry weight, picocuries per gram | Radium-226 | pCi/g | Bed Sediment |  | 2-Sigma CSU |  | Dry |  | 2014-10-03
49974 | Plutonium-238, suspended sediment, dry weight, picocuries per gram | Plutonium-238 | pCi/g | Suspended |  |  |  | Dry |  | 2014-10-03
49975 | Plutonium-238 2-sigma combined uncertainty, suspended sediment, dry weight, picocuries per gram | Plutonium-238 | pCi/g | Suspended |  | 2-Sigma CSU |  | Dry |  | 2014-10-03
49976 | Plutonium-239 plus plutonium-240, suspended sediment, dry weight, picocuries per gram | Plutonium-239 and Plutonium-240 combined | pCi/g | Suspended |  |  |  | Dry |  | 2017-01-05
49977 | Plutonium-239 plus plutonium-240 2-sigma combined uncertainty, suspended sediment, dry weight, picocuries per gram | Plutonium-239 and Plutonium-240 combined | pCi/g | Suspended |  | 2-Sigma CSU |  | Dry |  | 2017-01-05
49978 | Cesium-137, bed sediment, dry weight, picocuries per gram | Cesium-137 | pCi/g | Bed Sediment |  |  |  | Dry |  | 2014-10-03
49979 | Cesium-137 2-sigma combined uncertainty, bed sediment, dry weight, picocuries per gram | Cesium-137 | pCi/g | Bed Sediment |  | 2-Sigma CSU |  | Dry |  | 2014-10-03
49980 | Americium-241, suspended sediment, dry weight, picocuries per gram | Americium-241 | pCi/g | Suspended |  |  |  | Dry |  | 2014-10-03
49981 | Americium-241 2-sigma combined uncertainty, suspended sediment, dry weight, picocuries per gram | Americium-241 | pCi/g | Suspended |  | 2-Sigma CSU |  | Dry |  | 2014-10-03
49982 | Bulk density, soil, dry, grams per cubic centimeter | Density | g/cm3 | Total |  |  |  | Dry |  | 2020-01-21
49983 | Mineral density, soil, grams per cubic centimeter | Density | g/cm3 | Total | [5 empty] | 2020-01-21
49987 | 2-Methoxy-2-methylpropanal, water, unfiltered, recoverable, micrograms per liter | 2-Methoxy-2-methylpropanal | ug/l | Recoverable | [5 empty] | 2014-10-03
49988 | 2-Ethoxy-2-methylpropanal, water, unfiltered, recoverable, micrograms per liter | 2-Ethoxy-2-methylpropanal | ug/l | Recoverable | [5 empty] | 2014-10-03
49989 | Ethoxyacetaldehyde, water, unfiltered, recoverable, micrograms per liter | Ethoxyacetaldehyde | ug/l | Recoverable | [5 empty] | 2014-10-03
49990 | tert-Butoxyacetaldehyde, water, unfiltered, recoverable, micrograms per liter | tert-Butoxyacetaldehyde | ug/l | Recoverable | [5 empty] | 2014-10-03
49991 | Methyl acrylate, water, unfiltered, recoverable, micrograms per liter | Methyl Acrylate | ug/l | Recoverable | [5 empty] | 2014-10-03
49992 | tert-Butyl formate, water, unfiltered, recoverable, micrograms per liter | tert-Butyl formate | ug/l | Recoverable | [5 empty] | 2014-10-03
49993 | Ethyl formate, water, unfiltered, recoverable, micrograms per liter | Ethyl formate | ug/l | Recoverable | [5 empty] | 2015-01-05
49994 | tert-Amyl ethyl ether, water, unfiltered, recoverable, micrograms per liter | tert-Amyl ethyl ether | ug/l | Recoverable | [5 empty] | 2014-10-03
49995 | 2-Methyl-2-butene, water, unfiltered, recoverable, micrograms per liter | 2-Methyl-2-butene | ug/l | Recoverable | [5 empty] | 2015-01-05
49996 | 2,3,3-Trimethylpentane, water, unfiltered, recoverable, micrograms per liter | 2,3,3-Trimethylpentane | ug/l | Recoverable | [5 empty] | 2015-01-05
49997 | 2,3,4-Trimethylpentane, water, unfiltered, recoverable, micrograms per liter | 2,3,4-Trimethylpentane | ug/l | Recoverable | [5 empty] | 2015-01-05
49998 | 2,3-Dimethylbutane, water, unfiltered, recoverable, micrograms per liter | 2,3-Dimethylbutane | ug/l | Recoverable | [5 empty] | 2014-10-03
49999 | 1,2,3,4-Tetramethylbenzene, water, unfiltered, recoverable, micrograms per liter | 1,2,3,4-Tetramethylbenzene | ug/l | Recoverable | [5 empty] | 2014-10-03
50000 | 1,2,3,5-Tetramethylbenzene, water, unfiltered, recoverable, micrograms per liter | 1,2,3,5-Tetramethylbenzene | ug/l | Recoverable | [5 empty] | 2014-10-03
50001 | 1,2,4,5-Tetramethylbenzene, water, unfiltered, recoverable, micrograms per liter | 1,2,4,5-Tetramethylbenzene | ug/l | Recoverable | [5 empty] | 2014-10-03
50002 | Bromoethene, water, unfiltered, recoverable, micrograms per liter | Vinyl bromide | ug/l | Recoverable | [5 empty] | 2014-10-03
50003 | Chloroacetonitrile, water, unfiltered, recoverable, micrograms per liter | Chloroacetonitrile | ug/l | Recoverable | [5 empty] | 2014-10-03
50004 | tert-Butyl ethyl ether, water, unfiltered, recoverable, micrograms per liter | Ethyl tert-butyl ether | ug/l | Recoverable | [5 empty] | 2014-10-03
50005 | Methyl tert-pentyl ether, water, unfiltered, recoverable, micrograms per liter | tert-Amyl methyl ether | ug/l | Recoverable | [5 empty] | 2014-10-03
50006 | Metolachlor, water, dissolved, recoverable, grams per day | Metolachlor | g/day | Dissolved | [5 empty] | 2014-10-03
50007 | Atrazine, water, dissolved, recoverable, grams per day | Atrazine | g/day | Dissolved | [5 empty] | 2014-10-03
50008 | Priority pollutants, effluent, unfiltered, recoverable, milligrams per liter | Priority pollutants | mg/l | Recoverable | [5 empty] | 2014-10-03
50009 | Alachlor sulfonic acid, water, filtered (0.7 micron glass fiber filter), recoverable, micrograms per liter | Alachlor ESA | ug/l | Dissolved | [5 empty] | 2014-10-03
50010 | Cyanazine amide, water, filtered (0.7 micron glass fiber filter), recoverable, micrograms per liter | Cyanazine-amide | ug/l | Dissolved | [5 empty] | 2016-10-06
50017 | Total coliforms, ONPG-MUG method, water, colonies per 100 milliliters | Total Coliform | cfu/100ml | Total | [5 empty] | 2014-10-03
50018 | 2,4-Di-tert-pentylphenol, water, unfiltered, recoverable, micrograms per liter | Phenol, 2,4-bis(1,1-dimethylpropyl)- | ug/l | Recoverable | [5 empty] | 2020-01-21
50019 | Butylamine, water, unfiltered, recoverable, micrograms per liter | Butylamine | ug/l | Recoverable | [5 empty] | 2014-10-03
50047 | Flow, maximum during 24 hour period, million gallons per day | Flow, maximum during 24-hour period | mgd |  |  | Maximum | 24 Hour |  |  | 2017-01-05
50050 | Flow, in conduit or through a treatment plant, million gallons per day | Flow, in conduit or treatment plant | mgd | [6 empty] | 2017-01-05
50051 | Flow rate, instantaneous, million gallons per day | Flow rate, instantaneous | mgd | [6 empty] | 2017-01-05
50055 | Depth of flow in pipe or conduit, inches | Depth | in | [6 empty] | 2014-10-03
50060 | Chlorine (total residual), water, unfiltered, milligrams per liter | Chlorine | mg/l | Total Residual | [5 empty] | 2014-10-03
50064 | Chlorine (free available), water, unfiltered, milligrams per liter | Chlorine | mg/l | Free Available | [5 empty] | 2014-10-03
50066 | Chlorine (combined available), water, unfiltered, milligrams per liter | Chlorine | mg/l | Comb Available | [5 empty] | 2014-10-03
50086 | Settleable solids, water, unfiltered, milliliters per liter per hour | Settleable solids | mL/L/hr | Settleable | [5 empty] | 2014-10-03
50266 | 2,6-Dichlorobenzamide, water, unfiltered, recoverable, micrograms per liter | 2,6-Dichlorobenzamide | ug/l | Recoverable | [5 empty] | 2014-10-03
50275 | Escherichia coli, m-TEC MF method, water, colonies per 100 milliliters | Escherichia coli | cfu/100ml | [6 empty] | 2014-10-03
50278 | Escherichia coli, NA-MUG MF method, water, colony forming units per 100 milliliters | Escherichia coli | cfu/100ml | [6 empty] | 2016-10-06
50279 | Suspended sediment concentration, flow-through centrifuge, milligrams per liter | Sediment | mg/l | Suspended | [5 empty] | 2017-01-05
50281 | Trichlorofluoromethane, for age dating, water, unfiltered, recoverable, picograms per kilogram | CFC-11 | pg/kg | Recoverable | [5 empty] | 2014-10-03
50282 | Dichlorodifluoromethane, for age dating, water, unfiltered, recoverable, picograms per kilogram | CFC-12 | pg/kg | Recoverable | [5 empty] | 2014-10-03
50283 | 1,1,2-Trichloro-1,2,2-trifluoroethane, for age dating, water, unfiltered, recoverable, picograms per kilogram | CFC-113 | pg/kg | Recoverable | [5 empty] | 2014-10-03
50284 | Methylmercury, water, unfiltered, recoverable, nanograms per liter | Methylmercury(1+) | ng/l | Recoverable | [5 empty] | 2014-10-03
50285 | Methylmercury, water, filtered, recoverable, nanograms per liter | Methylmercury(1+) | ng/l | Dissolved | [5 empty] | 2014-10-03
50286 | Mercury, water, unfiltered, nanograms per liter | Mercury | ng/l | Total | [5 empty] | 2014-10-03
50287 | Mercury, water, filtered, nanograms per liter | Mercury | ng/l | Dissolved | [5 empty] | 2014-10-03
50288 | Metolachlor, water, filtered (1.5 micron filter), recoverable, micrograms per liter | Metolachlor | ug/l | Dissolved | [5 empty] | 2014-10-03
50289 | Metolachlor, water, filtered (1.5 micron filter), recoverable, grams per day | Metolachlor | g/day | Dissolved | [5 empty] | 2014-10-03
50290 | Atrazine, water, filtered (1.5 micron filter), recoverable, micrograms per liter | Atrazine | ug/l | Dissolved | [5 empty] | 2014-10-03
50291 | Atrazine, water, filtered (1.5 micron filter), recoverable, grams per day | Atrazine | g/day | Dissolved | [5 empty] | 2014-10-03
50295 | 3-Ketocarbofuran, water, filtered, recoverable, micrograms per liter | 3-Ketocarbofuran | ug/l | Dissolved | [5 empty] | 2014-10-03
50296 | Aminocarb, water, filtered, recoverable, micrograms per liter | Aminocarb | ug/l | Dissolved | [5 empty] | 2014-10-03
50297 | Asulam, water, filtered, recoverable, micrograms per liter | Asulam | ug/l | Dissolved | [5 empty] | 2015-01-05
50298 | Barban, water, filtered, recoverable, micrograms per liter | Barban | ug/l | Dissolved | [5 empty] | 2014-10-03
50299 | Bendiocarb, water, filtered, recoverable, micrograms per liter | Bendiocarb | ug/l | Dissolved | [5 empty] | 2014-10-03
50300 | Benomyl, water, filtered, recoverable, micrograms per liter | Benomyl | ug/l | Dissolved | [5 empty] | 2014-10-03
50301 | Bufencarb, water, filtered, recoverable, micrograms per liter | Bufencarb | ug/l | Dissolved | [5 empty] | 2015-01-05
50302 | Butacarb, water, filtered, recoverable, micrograms per liter | Butacarb | ug/l | Dissolved | [5 empty] | 2015-01-05
50303 | Butocarboxim, water, filtered, recoverable, micrograms per liter | Butocarboxim | ug/l | Dissolved | [5 empty] | 2014-10-03
50304 | Butoxycarboxim, water, filtered, recoverable, micrograms per liter | Butoxycarboxim | ug/l | Dissolved | [5 empty] | 2015-01-05
50305 | Caffeine, water, filtered, recoverable, micrograms per liter | Caffeine | ug/l | Dissolved | [5 empty] | 2014-10-03
50306 | Chlorimuron-ethyl, water, filtered, recoverable, micrograms per liter | Chlorimuron-ethyl | ug/l | Dissolved | [5 empty] | 2014-10-03
50307 | 3-(Trifluoromethyl)aniline, water, filtered, recoverable, micrograms per liter | 3-(Trifluoromethyl)aniline | ug/l | Dissolved | [5 empty] | 2015-01-05
50308 | 2,6-Difluorobenzoic acid, water, filtered, recoverable, micrograms per liter | 2,6-Difluorobenzoic acid | ug/l | Dissolved | [5 empty] | 2014-10-03
50309 | 3,4-Dichloroaniline, water, filtered, recoverable, micrograms per liter | 3,4-Dichloroaniline | ug/l | Dissolved | [5 empty] | 2014-10-03
50310 | 3,5-Dichlorobenzoic acid, water, filtered, recoverable, micrograms per liter | 3,5-Dichlorobenzoic acid | ug/l | Dissolved | [5 empty] | 2014-10-03
50311 | 4-Chloro-2-methylphenol, water, filtered, recoverable, micrograms per liter | 4-Chloro-2-methylphenol | ug/l | Dissolved | [5 empty] | 2014-10-03
50312 | 4-Chloroaniline, water, filtered, recoverable, micrograms per liter | p-Chloroaniline | ug/l | Dissolved | [5 empty] | 2014-10-03
50313 | 4-Chlorophenylurea, water, filtered, recoverable, micrograms per liter | 4-Chlorophenylurea | ug/l | Dissolved | [5 empty] | 2015-01-05
50314 | 5-Hydroxydicamba, water, filtered, recoverable, micrograms per liter | 5-Hydroxydicamba | ug/l | Dissolved | [5 empty] | 2014-10-03
50315 | Aniline, water, filtered, recoverable, micrograms per liter | Aniline | ug/l | Dissolved | [5 empty] | 2014-10-03
50316 | Arsenic acid, water, filtered, micrograms per liter | Arsenic acid | ug/l | Dissolved | [5 empty] | 2015-01-05
50317 | Dimethylarsinic acid ((CH3)2HAsO2), water, filtered, recoverable, micrograms per liter | Cacodylic acid | ug/l | Dissolved | [5 empty] | 2014-10-03
50318 | Captan, water, filtered, recoverable, micrograms per liter | Captan | ug/l | Dissolved | [5 empty] | 2014-10-03
50319 | Chloropicrin, water, filtered, recoverable, micrograms per liter | Chloropicrin | ug/l | Dissolved | [5 empty] | 2014-10-03
50320 | Chloroxuron, water, filtered, recoverable, micrograms per liter | Chloroxuron | ug/l | Dissolved | [5 empty] | 2014-10-03
50321 | Dalapon, water, filtered, recoverable, micrograms per liter | Dalapon | ug/l | Dissolved | [5 empty] | 2014-10-03
50322 | Diflubenzuron, water, filtered, recoverable, micrograms per liter | Diflubenzuron | ug/l | Dissolved | [5 empty] | 2015-01-05
50323 | Diquat, water, filtered, recoverable, micrograms per liter | Diquat | ug/l | Dissolved | [5 empty] | 2014-10-03
50324 | Ethion, water, filtered, recoverable, micrograms per liter | Ethion | ug/l | Dissolved | [5 empty] | 2014-10-03
50325 | Mancozeb, water, filtered, recoverable, micrograms per liter | Mancozeb | ug/l | Dissolved | [5 empty] | 2014-10-03
50326 | Maneb, water, filtered, recoverable, micrograms per liter | Maneb | ug/l | Dissolved | [5 empty] | 2014-10-03
50327 | Mecoprop, water, filtered, recoverable, micrograms per liter | Mecoprop | ug/l | Dissolved | [5 empty] | 2014-10-03
50328 | Metham sodium, water, filtered, recoverable, micrograms per liter | Sodium methyldithiocarbamate | ug/l | Dissolved | [5 empty] | 2014-10-03
50329 | Methomyl, water, filtered, recoverable, micrograms per liter | Methomyl | ug/l | Dissolved | [5 empty] | 2014-10-03
50330 | Monuron, water, filtered, recoverable, micrograms per liter | Monuron | ug/l | Dissolved | [5 empty] | 2014-10-03
50331 | MSMA, water, filtered, recoverable, micrograms per liter | Monosodium methanearsonate | ug/l | Dissolved | [5 empty] | 2017-01-05
50332 | Norflurazon, water, filtered, recoverable, micrograms per liter | Norflurazon | ug/l | Dissolved | [5 empty] | 2014-10-03
50333 | Paraquat, water, filtered, recoverable, micrograms per liter | Paraquat | ug/l | Dissolved | [5 empty] | 2014-10-03
50334 | Phenylurea, water, filtered, recoverable, micrograms per liter | Phenylurea | ug/l | Dissolved | [5 empty] | 2015-01-05
50335 | Primisulfuron-methyl, water, filtered, recoverable, micrograms per liter | Primisulfuron-methyl | ug/l | Dissolved | [5 empty] | 2015-01-05
50336 | Profenofos, water, filtered, recoverable, micrograms per liter | Profenofos | ug/l | Dissolved | [5 empty] | 2014-10-03
50337 | Sulfometuron-methyl, water, filtered, recoverable, micrograms per liter | Sulfometuron methyl | ug/l | Dissolved | [5 empty] | 2014-10-03
50338 | Tetraethyllead, water, filtered, recoverable, micrograms per liter | Tetraethyllead | ug/l | Dissolved | [5 empty] | 2015-01-05
50339 | Thiophanate methyl, water, filtered, recoverable, micrograms per liter | Thiophanate Methyl | ug/l | Dissolved | [5 empty] | 2016-10-06
50340 | Tribufos, water, filtered, recoverable, micrograms per liter | Tribufos | ug/l | Dissolved | [5 empty] | 2014-10-03
50341 | Trimethacarb, water, filtered, recoverable, micrograms per liter | Trimethacarb | ug/l | Dissolved | [5 empty] | 2015-01-05
50342 | Ziram, water, filtered, recoverable, micrograms per liter | Ziram | ug/l | Dissolved | [5 empty] | 2014-10-03
50343 | Chlorpropham, water, filtered, recoverable, micrograms per liter | Chlorpropham | ug/l | Dissolved | [5 empty] | 2014-10-03
50344 | Clomazone, water, filtered, recoverable, micrograms per liter | Clomazone | ug/l | Dissolved | [5 empty] | 2014-10-03
50345 | N-Methyl 2-chlorophenyl carbamate, water, filtered, recoverable, micrograms per liter | N-Methyl 2-chlorophenyl carbamate | ug/l | Dissolved | [5 empty] | 2015-01-05
50346 | Desmedipham, water, filtered, recoverable, micrograms per liter | Desmedipham | ug/l | Dissolved | [5 empty] | 2014-10-03
50347 | Diallate, water, filtered, recoverable, micrograms per liter | Diallate | ug/l | Dissolved | [5 empty] | 2014-10-03
50348 | 2-Chloro-6-ethylamino-4-amino-s-triazine, water, filtered, recoverable, micrograms per liter | Desisopropyl atrazine | ug/l | Dissolved | [5 empty] | 2015-01-05
50349 | Dioxacarb, water, filtered, recoverable, micrograms per liter | Dioxacarb | ug/l | Dissolved | [5 empty] | 2015-01-05
50350 | Diphenamid, water, filtered, recoverable, micrograms per liter | Diphenamid | ug/l | Dissolved | [5 empty] | 2014-10-03
50351 | Ethiofencarb, water, filtered, recoverable, micrograms per liter | Ethiofencarb | ug/l | Dissolved | [5 empty] | 2015-01-05
50352 | Fenobucarb, water, filtered, recoverable, micrograms per liter | Fenobucarb | ug/l | Dissolved | [5 empty] | 2015-01-05
50353 | Formetanate, water, filtered, recoverable, micrograms per liter | Formetanate hydrochloride | ug/l | Dissolved | [5 empty] | 2014-10-03
50354 | Thifensulfuron, water, filtered, recoverable, micrograms per liter | Thifensulfuron-methyl | ug/l | Dissolved | [5 empty] | 2014-10-03
50355 | 2-Hydroxy-4-isopropylamino-6-ethylamino-s-triazine, water, filtered, recoverable, micrograms per liter | 2-Hydroxyatrazine | ug/l | Dissolved | [5 empty] | 2014-10-03
50356 | Imazaquin, water, filtered, recoverable, micrograms per liter | Imazaquin | ug/l | Dissolved | [5 empty] | 2014-10-03
50357 | Imazapyr, water, filtered, recoverable, micrograms per liter | Imazapyr | ug/l | Dissolved | [5 empty] | 2014-10-03
50358 | Isoprocarb, water, filtered, recoverable, micrograms per liter | Isoprocarb | ug/l | Dissolved | [5 empty] | 2015-01-05
50359 | Metalaxyl, water, filtered, recoverable, micrograms per liter | Metalaxyl | ug/l | Dissolved | [5 empty] | 2014-10-03
50360 | Mexacarbate, water, filtered, recoverable, micrograms per liter | Mexacarbate | ug/l | Dissolved | [5 empty] | 2014-10-03
50361 | Mobam, water, filtered, recoverable, micrograms per liter | Mobam | ug/l | Dissolved | [5 empty] | 2015-01-05
50362 | Xylylcarb, water, filtered, recoverable, micrograms per liter | Xylylcarb | ug/l | Dissolved | [5 empty] | 2015-01-05
50363 | MTMC, water, filtered, recoverable, micrograms per liter | Metolcarb | ug/l | Dissolved | [5 empty] | 2017-01-05
50364 | Nicosulfuron, water, filtered, recoverable, micrograms per liter | Nicosulfuron | ug/l | Dissolved | [5 empty] | 2014-10-03
50365 | Nicotine, water, filtered, recoverable, micrograms per liter | Nicotine | ug/l | Dissolved | [5 empty] | 2014-10-03
50366 | Phenmedipham, water, filtered, recoverable, micrograms per liter | Phenmedipham | ug/l | Dissolved | [5 empty] | 2015-01-05
50367 | Promecarb, water, filtered, recoverable, micrograms per liter | Promecard | ug/l | Dissolved | [5 empty] | 2020-01-21
50368 | Terbutol, water, filtered, recoverable, micrograms per liter | Terbutol | ug/l | Dissolved | [5 empty] | 2015-01-05
50369 | Thidiazuron, water, filtered, recoverable, micrograms per liter | Thidiazuron | ug/l | Dissolved | [5 empty] | 2014-10-03
50370 | Thiofanox, water, filtered, recoverable, micrograms per liter | Thiofanox | ug/l | Dissolved | [5 empty] | 2015-01-05
50371 | (3,5-Dimethylphenyl) N-methylcarbamate (XMC), water, filtered, recoverable, micrograms per liter | (3,5-Dimethylphenyl) N-methylcarbamate | ug/l | Dissolved | [5 empty] | 2015-01-05
50372 | 4-(4-Chlorophenoxy)aniline, water, filtered, recoverable, micrograms per liter | 4-(4-Chlorophenoxy)aniline | ug/l | Dissolved | [5 empty] | 2015-01-05
50373 | 2,4,5-Trichlorophenol, water, filtered, recoverable, micrograms per liter | 2,4,5-Trichlorophenol | ug/l | Dissolved | [5 empty] | 2014-10-03
50374 | Diuron, water, filtered, recoverable, micrograms per liter | Diuron | ug/l | Dissolved | [5 empty] | 2014-10-03
50375 | Molinate, water, filtered, recoverable, micrograms per liter | Molinate | ug/l | Dissolved | [5 empty] | 2014-10-03
50376 | Pendimethalin, water, filtered, recoverable, micrograms per liter | Pendimethalin | ug/l | Dissolved | [5 empty] | 2014-10-03
50377 | Propanil, water, filtered, recoverable, micrograms per liter | Propanil | ug/l | Dissolved | [5 empty] | 2014-10-03
50378 | Deisopropylprometryn, water, filtered, recoverable, micrograms per liter | Deisopropylprometryn | ug/l | Dissolved | [5 empty] | 2014-10-03
50379 | Demethyl fluometuron, water, filtered, recoverable, micrograms per liter | Demethylfluometuron | ug/l | Dissolved | [5 empty] | 2020-01-21
50380 | Demethyl norflurazon, water, filtered, recoverable, micrograms per liter | Desmethylnorflurazon | ug/l | Dissolved | [5 empty] | 2014-10-03
50381 | Butocarboxim sulfoxide, water, filtered, recoverable, micrograms per liter | Butocarboxim sulfoxide | ug/l | Dissolved | [5 empty] | 2014-10-03
50382 | Butoxycarboxim, water, filtered, recoverable, micrograms per liter | Butoxycarboxim | ug/l | Dissolved | [5 empty] | 2015-01-05
50383 | 4-Chloro-2-hydroxyaniline, water, filtered, recoverable, micrograms per liter | 4-Chloro-2-hydroxyaniline | ug/l | Dissolved | [5 empty] | 2015-01-05
50384 | 3,4-Dichlorophenylurea, water, filtered, recoverable, micrograms per liter | 3,4-Dichlorophenylurea | ug/l | Dissolved | [5 empty] | 2014-10-03
50385 | 3,5,6-Trichloro-2-methoxypyridine, water, filtered, recoverable, micrograms per liter | 3,5,6-Trichloro-2-methoxypyridine | ug/l | Dissolved | [5 empty] | 2014-10-03
50386 | 3,5,6-Trichloro-2-pyridinol, water, filtered, recoverable, micrograms per liter | 3,5,6-Trichloro-2-pyridinol | ug/l | Dissolved | [5 empty] | 2015-01-05
50387 | Tri-n-butyltin acetate, water, filtered, recoverable, micrograms per liter | Tri-n-butyltin acetate | ug/l | Dissolved | [5 empty] | 2015-01-05
50388 | Trimethylethyllead, water, filtered, recoverable, micrograms per liter | Trimethylethyllead | ug/l | Dissolved | [5 empty] | 2015-01-05
50389 | (4-Chloro-2-hydroxyphenyl)urea, water, filtered, recoverable, micrograms per liter | (4-Chloro-2-hydroxyphenyl)urea | ug/l | Dissolved | [5 empty] | 2014-10-03
50390 | 4-Amino-5,6-dichloro-3-hydroxy-2-picolinic acid, water, filtered, recoverable, micrograms per liter | 4-Amino-5,6-dichloro-3-hydroxy-2-picolinic acid | ug/l | Dissolved | [5 empty] | 2016-10-06
50391 | 4-Chloro-3-hydroxyaniline, water, filtered, recoverable, micrograms per liter | 4-Chloro-3-hydroxyaniline | ug/l | Dissolved | [5 empty] | 2015-01-05
50392 | (4-Chloro-3-hydroxyphenyl)urea, water, filtered, recoverable, micrograms per liter | (4-Chloro-3-hydroxyphenyl)urea | ug/l | Dissolved | [5 empty] | 2014-10-03
50393 | 4,5-Dichloro-2-hydroxyaniline, water, filtered, recoverable, micrograms per liter | 4,5-Dichloro-2-hydroxyaniline | ug/l | Dissolved | [5 empty] | 2014-10-03
50394 | Dibutyltin, water, filtered, recoverable, micrograms per liter | Dibutyltin | ug/l | Dissolved | [5 empty] | 2014-10-03
50395 | Dibutyltin diacetate, water, filtered, recoverable, micrograms per liter | Dibutyltin diacetate | ug/l | Dissolved | [5 empty] | 2015-01-05
50396 | Diethyldimethyllead, water, filtered, recoverable, micrograms per liter | Diethyldimethyllead | ug/l | Dissolved | [5 empty] | 2015-01-05
50397 | Methyltriethyllead, water, filtered, recoverable, micrograms per liter | Methyltriethyllead | ug/l | Dissolved | [5 empty] | 2015-01-05
50398 | Monobutyltin, water, filtered, recoverable, micrograms per liter | Stannanetriylium, butyl- | ug/l | Dissolved | [5 empty] | 2014-10-03
50399 | Tetra-n-butyltin, water, filtered, recoverable, micrograms per liter | Tetrabutyltin | ug/l | Dissolved | [5 empty] | 2014-10-03
50400 | Tetramethyllead, water, filtered, recoverable, micrograms per liter | Tetramethyllead | ug/l | Dissolved | [5 empty] | 2015-01-05
50401 | Tetramethyltin, water, filtered, recoverable, micrograms per liter | Tetramethyltin | ug/l | Dissolved | [5 empty] | 2015-01-05
50402 | Tetraphenyltin, water, filtered, recoverable, micrograms per liter | Tetraphenyltin | ug/l | Dissolved | [5 empty] | 2015-01-05
50403 | Thiodicarb, water, filtered, recoverable, micrograms per liter | Thiodicarb | ug/l | Dissolved | [5 empty] | 2014-10-03
50404 | Ethidimuron, water, filtered, recoverable, micrograms per liter | Ethidimuron | ug/l | Dissolved | [5 empty] | 2015-01-05
50405 | Ethiofencarb sulfone, water, filtered, recoverable, micrograms per liter | Ethiofencarb sulfone | ug/l | Dissolved | [5 empty] | 2014-10-03
50406 | Ethiofencarb sulfoxide, water, filtered, recoverable, micrograms per liter | Ethiofencarb sulfoxide | ug/l | Dissolved | [5 empty] | 2014-10-03
50407 | Imazethapyr, water, filtered, recoverable, micrograms per liter | Imazethapyr | ug/l | Dissolved | [5 empty] | 2014-10-03
50408 | Methiocarb sulfone, water, filtered, recoverable, micrograms per liter | Methiocarb sulfone | ug/l | Dissolved | [5 empty] | 2015-01-05
50409 | Methiocarb sulfoxide, water, filtered, recoverable, micrograms per liter | Methiocarb sulfoxide | ug/l | Dissolved | [5 empty] | 2015-01-05
50410 | Oxamyl oxime, water, filtered, recoverable, micrograms per liter | 2-(Dimethylamino)-N-hydroxy-2-oxoethanimidothioic acid methyl ester | ug/l | Dissolved | [5 empty] | 2020-01-21
50411 | Thiofanox sulfone, water, filtered, recoverable, micrograms per liter | Thiofanox sulfone | ug/l | Dissolved | [5 empty] | 2014-10-03
50412 | Thiofanox sulfoxide, water, filtered, recoverable, micrograms per liter | Thiofanox sulfoxide | ug/l | Dissolved | [5 empty] | 2014-10-03
50413 | 2,4-Dichlorophenol, water, filtered, recoverable, micrograms per liter | 2,4-Dichlorophenol | ug/l | Dissolved | [5 empty] | 2014-10-03
50414 | Distance, observation point to stream bottom, meters | Distance from/to | m | [6 empty] | 2014-10-03
50415 | Distance, observation point to stream bottom, feet | Distance from/to | ft | [6 empty] | 2014-10-03
50416 | Distance, observation point to sampling location, meters | Distance from/to | m | [6 empty] | 2014-10-03
50417 | Distance, observation point to sampling location, feet | Distance from/to | ft | [6 empty] | 2014-10-03
50420 | Plutonium-239 plus plutonium-240, bed sediment, dry weight, picocuries per gram | Plutonium-239 and Plutonium-240 combined | pCi/g | Bed Sediment |  |  |  | Dry |  | 2017-01-05
50421 | Plutonium-239 plus plutonium-240 2-sigma combined uncertainty, bed sediment, dry weight, picocuries per gram | Plutonium-239 and Plutonium-240 combined | pCi/g | Bed Sediment |  | 2-Sigma CSU |  | Dry |  | 2017-01-05
50422 | Plutonium-238 2-sigma combined uncertainty, bed sediment, dry weight, picocuries per gram | Plutonium-238 | pCi/g | Bed Sediment |  | 2-Sigma CSU |  | Dry |  | 2014-10-03
50423 | Plutonium-238, bed sediment, dry weight, picocuries per gram | Plutonium-238 | pCi/g | Bed Sediment |  |  |  | Dry |  | 2014-10-03
50464 | Aminomethylphosphonic acid, water, unfiltered, recoverable, micrograms per liter | Aminomethylphosphonic acid | ug/l | Recoverable | [5 empty] | 2014-10-03
50465 | Organic carbon, suspended sediment, dry weight, percent | Organic carbon | % | Suspended |  |  |  | Dry |  | 2014-10-03
50466 | Escherichia coli, m-TEC MF method, bed sediment, dry weight, colony forming units per gram | Escherichia coli | col/gram | Bed Sediment |  |  |  | Dry |  | 2016-10-06
50467 | Escherichia coli, defined substrate test method (DSTM), bed sediment, dry weight, most probable number per gram | Escherichia coli | MPN/g | Bed Sediment |  |  |  | Dry |  | 2016-10-06
50468 | Escherichia coli, defined substrate test method (DSTM), water, most probable number per 100 milliliters | Escherichia coli | MPN/100 ml | [6 empty] | 2014-10-03
50469 | Fecal coliforms, M-FC MF method, bed sediment, dry weight, colony forming units per gram | Fecal Coliform | col/gram | Bed Sediment |  |  |  | Dry |  | 2016-10-06
50470 | 2,4-D methyl ester, water, filtered, recoverable, micrograms per liter | 2,4-D methyl ester | ug/l | Dissolved | [5 empty] | 2015-01-05
50471 | Propiconazole, water, filtered, recoverable, micrograms per liter | Propiconazole | ug/l | Dissolved | [5 empty] | 2014-10-03
50473 | 3-(Trifluoromethyl)phenylurea, water, unfiltered, recoverable, micrograms per liter | 3-(Trifluoromethyl)phenylurea | ug/l | Recoverable | [5 empty] | 2015-01-05
50569 | Total coliforms, defined substrate test method (DSTM), water, most probable number per 100 milliliters | Total Coliform | MPN/100 ml | Total | [5 empty] | 2014-10-03
50573 | Erbium, water, filtered, micrograms per liter | Erbium | ug/l | Dissolved | [5 empty] | 2014-10-03
50574 | Europium, water, filtered, micrograms per liter | Europium | ug/l | Dissolved | [5 empty] | 2014-10-03
50575 | Gadolinium, water, filtered, micrograms per liter | Gadolinium | ug/l | Dissolved | [5 empty] | 2014-10-03
50576 | Hafnium, water, filtered, micrograms per liter | Hafnium | ug/l | Dissolved | [5 empty] | 2014-10-03
50577 | Holmium, water, filtered, micrograms per liter | Holmium | ug/l | Dissolved | [5 empty] | 2014-10-03
50578 | Iridium, water, filtered, micrograms per liter | Iridium | ug/l | Dissolved | [5 empty] | 2014-10-03
50579 | Neodymium, water, filtered, micrograms per liter | Neodymium | ug/l | Dissolved | [5 empty] | 2014-10-03
50580 | Niobium, water, filtered, micrograms per liter | Niobium | ug/l | Dissolved | [5 empty] | 2014-10-03
50581 | Osmium, water, filtered, micrograms per liter | Osmium | ug/l | Dissolved | [5 empty] | 2014-10-03
50582 | Praseodymium, water, filtered, micrograms per liter | Praseodymium | ug/l | Dissolved | [5 empty] | 2014-10-03
50583 | Rhenium, water, filtered, micrograms per liter | Rhenium | ug/l | Dissolved | [5 empty] | 2014-10-03
50584 | Rhodium, water, filtered, micrograms per liter | Rhodium | ug/l | Dissolved | [5 empty] | 2014-10-03
50585 | Tellurium, water, filtered, micrograms per liter | Tellurium | ug/l | Dissolved | [5 empty] | 2014-10-03
50586 | Terbium, water, filtered, micrograms per liter | Terbium | ug/l | Dissolved | [5 empty] | 2014-10-03
50587 | Thulium, water, filtered, micrograms per liter | Thulium | ug/l | Dissolved | [5 empty] | 2014-10-03
50624 | Absorbance, 254 nm, water, filtered, absorbance units per centimeter | UV 254 | units/cm | Dissolved | [5 empty] | 2014-10-03
50758 | Triethylene glycol, water, unfiltered, recoverable, milligrams per liter | 2,2'-[1,2 ethanediylbis(oxy)]bis-ethanol diacetate | mg/l | Total | [5 empty] | 2016-10-06
50798 | cis-1,4-Dichloro-2-butene, water, unfiltered, recoverable, micrograms per liter | cis-1,4-Dichloro-2-butene | ug/l | Recoverable | [5 empty] | 2015-01-05
50833 | Radium-224, water, filtered, picocuries per liter | Radium-224 | pCi/L | Dissolved | [5 empty] | 2014-10-03
50834 | Radium-224 2-sigma combined uncertainty, water, filtered, picocuries per liter | Radium-224 | pCi/L | Dissolved |  | 2-Sigma CSU |  |  |  | 2014-10-03
50835 | Radium-224, water, unfiltered, picocuries per liter | Radium-224 | pCi/L | Total | [5 empty] | 2014-10-03
50836 | Radium-224 2-sigma combined uncertainty, water, unfiltered, picocuries per liter | Radium-224 | pCi/L | Total |  | 2-Sigma CSU |  |  |  | 2014-10-03
50837 | Radium-226, water, filtered, gamma count, picocuries per liter | Radium-226 | pCi/L | Dissolved | [5 empty] | 2014-10-03
50838 | Radium-226, water, unfiltered, gamma count, picocuries per liter | Radium-226 | pCi/L | Total | [5 empty] | 2014-10-03
50839 | Radium-228, water, unfiltered, gamma count, picocuries per liter | Radium-228 | pCi/L | Total | [5 empty] | 2014-10-03
50840 | Radium-228 2-sigma combined uncertainty, water, unfiltered, gamma count, picocuries per liter | Radium-228 | pCi/L | Total |  | 2-Sigma CSU |  |  |  | 2014-10-03
50911 | Radium-226 2-sigma combined uncertainty, water, filtered, gamma count, picocuries per liter | Radium-226 | pCi/L | Dissolved |  | 2-Sigma CSU |  |  |  | 2014-10-03
50912 | Radium-226 2-sigma combined uncertainty, water, unfiltered, gamma count, picocuries per liter | Radium-226 | pCi/L | Total |  | 2-Sigma CSU |  |  |  | 2014-10-03
50932 | Sulfur, water, filtered, milligrams per liter | Sulfur | mg/l | Dissolved | [5 empty] | 2015-10-05
50973 | Oxadiazon, water, unfiltered, recoverable, micrograms per liter | Oxadiazon | ug/l | Recoverable | [5 empty] | 2014-10-03
50975 | Oxyfluorfen, water, unfiltered, recoverable, micrograms per liter | Oxyfluorfen | ug/l | Recoverable | [5 empty] | 2014-10-03
50976 | Benfluralin, water, unfiltered, recoverable, micrograms per liter | Benfluralin | ug/l | Recoverable | [5 empty] | 2014-10-03
50985 | 1,2-Dichloro-1,1,2,2-tetrafluoroethane, water, unfiltered, recoverable, micrograms per liter | CFC-114 | ug/l | Total | [5 empty] | 2014-10-03
51058 | 4-Nonylphenol hexadecaethoxylate (all isomers), solids, recoverable, dry weight, micrograms per kilogram | 4-Nonylphenol hexadecaethoxylates | ug/kg |  |  |  |  | Dry |  | 2014-10-03
51059 | 4-Nonylphenol heptadecaethoxylate (all isomers), solids, recoverable, dry weight, micrograms per kilogram | 4-Nonylphenol heptadecaethoxylates | ug/kg |  |  |  |  | Dry |  | 2014-10-03
51060 | 4-Nonylphenol octadecaethoxylate (all isomers), solids, recoverable, dry weight, micrograms per kilogram | 4-Nonylphenol octadecaethoxylates | ug/kg |  |  |  |  | Dry |  | 2014-10-03
51061 | 4-Octylphenol, solids, recoverable, dry weight, micrograms per kilogram | p-Octylphenol | ug/kg |  |  |  |  | Dry |  | 2020-01-21
51062 | 4-Octylphenol monoethoxylate, solids, recoverable, dry weight, micrograms per kilogram | 4-Octylphenol monoethoxylate | ug/kg |  |  |  |  | Dry |  | 2014-10-03
51063 | 4-Octylphenol diethoxylate, solids, recoverable, dry weight, micrograms per kilogram | Octylphenol diethoxylate | ug/kg |  |  |  |  | Dry |  | 2020-01-21
51064 | 4-Octylphenol triethoxylate, solids, recoverable, dry weight, micrograms per kilogram | 4-Octylphenol triethoxylate | ug/kg |  |  |  |  | Dry |  | 2014-10-03
51065 | 4-Octylphenol tetraethoxylate, solids, recoverable, dry weight, micrograms per kilogram | 4-Octylphenol tetraethoxylate | ug/kg |  |  |  |  | Dry |  | 2014-10-03
51066 | 4-Octylphenol pentaethoxylate, solids, recoverable, dry weight, micrograms per kilogram | 4-Octylphenol pentaethoxylate | ug/kg |  |  |  |  | Dry |  | 2014-10-03
51067 | Sodium octadecyl sulfate, solids, recoverable, dry weight, micrograms per kilogram | Sodium stearyl sulfate | ug/kg |  |  |  |  | Dry |  | 2017-01-05
51068 | Sodium hexadecyl sulfate, solids, recoverable, dry weight, micrograms per kilogram | Sodium cetyl sulfate | ug/kg |  |  |  |  | Dry |  | 2017-01-05
51069 | Sodium tetradecyl sulfate, solids, recoverable, dry weight, micrograms per kilogram | Sodium tetradecyl sulfate | ug/kg |  |  |  |  | Dry |  | 2014-10-03
51070 | Sodium tridecyl sulfate, solids, recoverable, dry weight, micrograms per kilogram | Sodium tridecyl sulfate | ug/kg |  |  |  |  | Dry |  | 2014-10-03
51071 | Sodium dodecyl sulfate, solids, recoverable, dry weight, micrograms per kilogram | Sodium lauryl sulfate | ug/kg |  |  |  |  | Dry |  | 2017-01-05
51072 | Sodium undecyl sulfate, solids, recoverable, dry weight, micrograms per kilogram | Sodium undecyl sulfate | ug/kg |  |  |  |  | Dry |  | 2014-10-03
51073 | Sodium decyl sulfate, solids, recoverable, dry weight, micrograms per kilogram | Decyl sodium sulfate | ug/kg |  |  |  |  | Dry |  | 2017-01-05
51074 | Sodium nonyl sulfate, solids, recoverable, dry weight, micrograms per kilogram | Sulfuric acid, monononyl ester, sodium salt | ug/kg |  |  |  |  | Dry |  | 2017-01-05
51075 | Sodium octyl sulfate, solids, recoverable, dry weight, micrograms per kilogram | Sodium octyl sulfate | ug/kg |  |  |  |  | Dry |  | 2014-10-03
51076 | Sodium heptyl sulfate, solids, recoverable, dry weight, micrograms per kilogram | Sodium heptyl sulfate | ug/kg |  |  |  |  | Dry |  | 2014-10-03
51077 | Sodium pentyl sulfate, solids, recoverable, dry weight, micrograms per kilogram | Sulfuric acid, monopentyl ester, sodium salt | ug/kg |  |  |  |  | Dry |  | 2017-01-05
51078 | 1-Dodecane sulfonate, solids, recoverable, dry weight, micrograms per kilogram | 1-Dodecane sulfonate | ug/kg |  |  |  |  | Dry |  | 2014-10-03
51079 | 1-Heptane sulfonate, solids, recoverable, dry weight, micrograms per kilogram | 1-Heptane sulfonate | ug/kg |  |  |  |  | Dry |  | 2014-10-03
51080 | 1-Hexadecane sulfonate, solids, recoverable, dry weight, micrograms per kilogram | 1-Hexadecane sulfonate | ug/kg |  |  |  |  | Dry |  | 2014-10-03
51081 | 1-Hexane sulfonate, solids, recoverable, dry weight, micrograms per kilogram | 1-Hexane sulfonate | ug/kg |  |  |  |  | Dry |  | 2014-10-03
51082 | Methane sulfonate, solids, recoverable, dry weight, micrograms per kilogram | Methane sulfonate | ug/kg |  |  |  |  | Dry |  | 2014-10-03
51083 | 1-Nonane sulfonate, solids, recoverable, dry weight, micrograms per kilogram | 1-Nonane sulfonate | ug/kg |  |  |  |  | Dry |  | 2014-10-03
51084 | 1-Octane sulfonate, solids, recoverable, dry weight, micrograms per kilogram | 1-Octane sulfonate | ug/kg |  |  |  |  | Dry |  | 2014-10-03
51085 | 1-Pentane sulfonate, solids, recoverable, dry weight, micrograms per kilogram | 1-Pentane sulfonate | ug/kg |  |  |  |  | Dry |  | 2014-10-03
51086 | 1-Propane sulfonate, solids, recoverable, dry weight, micrograms per kilogram | 1-Propane sulfonate | ug/kg |  |  |  |  | Dry |  | 2014-10-03
51087 | Ethane sulfonate, solids, recoverable, dry weight, micrograms per kilogram | Ethane sulfonate | ug/kg |  |  |  |  | Dry |  | 2014-10-03
51088 | 1-Butane sulfonate, solids, recoverable, dry weight, micrograms per kilogram | 1-Butane sulfonate | ug/kg |  |  |  |  | Dry |  | 2014-10-03
51089 | 1-Decane sulfonate, solids, recoverable, dry weight, micrograms per kilogram | 1-Decane sulfonate | ug/kg |  |  |  |  | Dry |  | 2014-10-03
51090 | 1-Tetradecane sulfonate, solids, recoverable, dry weight, micrograms per kilogram | 1-Tetradecane sulfonate | ug/kg |  |  |  |  | Dry |  | 2014-10-03
51091 | 1-Undecane sulfonate, solids, recoverable, dry weight, micrograms per kilogram | 1-Undecane sulfonate | ug/kg |  |  |  |  | Dry |  | 2014-10-03
51092 | 4-n-Octylbenzene sulfonate, solids, recoverable, dry weight, micrograms per kilogram | 4-n-Octylbenzene sulfonate | ug/kg |  |  |  |  | Dry |  | 2014-10-03
51093 | 4-Dodecylbenzene sulfonate, solids, recoverable, dry weight, micrograms per kilogram | 4-Dodecylbenzene sulfonate | ug/kg |  |  |  |  | Dry |  | 2014-10-03
51094 | Didecyldimethyl ammonium, solids, recoverable, dry weight, micrograms per kilogram | Didecyldimethyl ammonium | ug/kg |  |  |  |  | Dry |  | 2014-10-03
51095 | Didodecyldimethyl ammonium, solids, recoverable, dry weight, micrograms per kilogram | Didodecyldimethyl ammonium | ug/kg |  |  |  |  | Dry |  | 2014-10-03
51096 | Dimethylditetradecyl ammonium, solids, recoverable, dry weight, micrograms per kilogram | Dimethylditetradecyl ammonium | ug/kg |  |  |  |  | Dry |  | 2014-10-03
51097 | Dihexadecyldimethyl ammonium, solids, recoverable, dry weight, micrograms per kilogram | Dihexadecyldimethyl ammonium | ug/kg |  |  |  |  | Dry |  | 2014-10-03
51098 | Dioctadecyldimethyl ammonium, solids, recoverable, dry weight, micrograms per kilogram | Dioctadecyldimethyl ammonium | ug/kg |  |  |  |  | Dry |  | 2014-10-03
51099 | Benzyldimethylhexadecyl ammonium, solids, recoverable, dry weight, micrograms per kilogram | Benzyldimethylhexadecyl ammonium | ug/kg |  |  |  |  | Dry |  | 2014-10-03
51100 | Benzyldimethyldodecyl ammonium, solids, recoverable, dry weight, micrograms per kilogram | Benzyldimethyldodecyl ammonium | ug/kg |  |  |  |  | Dry |  | 2014-10-03
51101 | Benzyldimethyltetradecyl ammonium, solids, recoverable, dry weight, micrograms per kilogram | Benzyldimethyltetradecyl ammonium | ug/kg |  |  |  |  | Dry |  | 2014-10-03
51103 | Octane, bed sediment, recoverable, dry weight, micrograms per kilogram | Octane | ug/kg | Bed Sediment |  |  |  | Dry |  | 2014-10-03
51104 | Undecane, bed sediment, recoverable, dry weight, micrograms per kilogram | Undecane | ug/kg | Bed Sediment |  |  |  | Dry |  | 2014-10-03
51105 | Tridecane, bed sediment, recoverable, dry weight, micrograms per kilogram | Tridecane | ug/kg | Bed Sediment |  |  |  | Dry |  | 2014-10-03
51108 | Pentadecane, bed sediment, recoverable, dry weight, micrograms per kilogram | Pentadecane | ug/kg | Bed Sediment |  |  |  | Dry |  | 2014-10-03
51110 | Heptadecane, bed sediment, recoverable, dry weight, micrograms per kilogram | Heptadecane | ug/kg | Bed Sediment |  |  |  | Dry |  | 2014-10-03
51111 | Heneicosane, bed sediment, recoverable, dry weight, micrograms per kilogram | Heneicosane | ug/kg | Bed Sediment |  |  |  | Dry |  | 2014-10-03
51112 | Tricosane, bed sediment, recoverable, dry weight, micrograms per kilogram | Tricosane | ug/kg | Bed Sediment |  |  |  | Dry |  | 2014-10-03
51113 | Pentacosane, bed sediment, recoverable, dry weight, micrograms per kilogram | Pentacosane | ug/kg | Bed Sediment |  |  |  | Dry |  | 2014-10-03
51114 | Heptacosane, bed sediment, recoverable, dry weight, micrograms per kilogram | Heptacosane | ug/kg | Bed Sediment |  |  |  | Dry |  | 2014-10-03
51115 | Nonacosane, bed sediment, recoverable, dry weight, micrograms per kilogram | Nonacosane | ug/kg | Bed Sediment |  |  |  | Dry |  | 2014-10-03
51116 | Hentriacontane, bed sediment, recoverable, dry weight, micrograms per kilogram | Hentriacontane | ug/kg | Bed Sediment |  |  |  | Dry |  | 2014-10-03
51117 | Dotriacontane, bed sediment, recoverable, dry weight, micrograms per kilogram | Dotriacontane | ug/kg | Bed Sediment |  |  |  | Dry |  | 2014-10-03
51118 | Tritriacontane, bed sediment, recoverable, dry weight, micrograms per kilogram | Tritriacontane | ug/kg | Bed Sediment |  |  |  | Dry |  | 2014-10-03
51119 | Tetratriacontane, bed sediment, recoverable, dry weight, micrograms per kilogram | Tetratriacontane | ug/kg | Bed Sediment |  |  |  | Dry |  | 2014-10-03
51120 | Pentatriacontane, bed sediment, recoverable, dry weight, micrograms per kilogram | Pentatriacontane | ug/kg | Bed Sediment |  |  |  | Dry |  | 2014-10-03
51121 | Heptatriacontane, bed sediment, recoverable, dry weight, micrograms per kilogram | Heptatriacontane | ug/kg | Bed Sediment |  |  |  | Dry |  | 2014-10-03
51122 | Octatriacontane, bed sediment, recoverable, dry weight, micrograms per kilogram | Octatriacontane | ug/kg | Bed Sediment |  |  |  | Dry |  | 2014-10-03
51123 | Nonatriacontane, bed sediment, recoverable, dry weight, micrograms per kilogram | Nonatriacontane | ug/kg | Bed Sediment |  |  |  | Dry |  | 2014-10-03
51124 | Tetracontane, bed sediment, recoverable, dry weight, micrograms per kilogram | Tetracontane | ug/kg | Bed Sediment |  |  |  | Dry |  | 2014-10-03
51126 | Barium, bed sediment, recoverable, dry weight, micrograms per kilogram | Barium | ug/kg | Bed Sediment |  |  |  | Dry |  | 2014-10-03
51127 | Manganese, bed sediment, recoverable, dry weight, micrograms per kilogram | Manganese | ug/kg | Bed Sediment |  |  |  | Dry |  | 2014-10-03
51128 | Silicon, bed sediment, recoverable, dry weight, milligrams per kilogram | Silicon | mg/kg | Bed Sediment |  |  |  | Dry |  | 2015-04-09
51129 | Organic carbon, bed sediment, recoverable, wet weight, grams per kilogram | Organic carbon | g/kg | Bed Sediment |  |  |  | Wet |  | 2016-10-06
51130 | m-Cresol plus p-cresol, water, unfiltered, recoverable, milligrams per liter | Phenol, 3(or 4)-methyl- | mg/l | Total | [5 empty] | 2015-01-05
51131 | Orthophosphate, water, unfiltered, recoverable, milligrams per liter as phosphate | Orthophosphate | mg/l | Total | [5 empty] | 2014-10-03
51132 | 1,4-Dinitrobenzene, water, unfiltered, recoverable, nanograms per liter | p-Dinitrobenzene | ng/l | Total | [5 empty] | 2014-10-03
51133 | m-Cresol plus p-cresol, water, unfiltered, recoverable, nanograms per liter | Phenol, 3(or 4)-methyl- | ng/l | Total | [5 empty] | 2015-01-05
51134 | 1-Methylnaphthalene, water, unfiltered, recoverable, nanograms per liter | 1-Methylnaphthalene | ng/l | Total | [5 empty] | 2014-10-03
51135 | 2-Methylnaphthalene, water, unfiltered, recoverable, nanograms per liter | 2-Methylnaphthalene | ng/l | Total | [5 empty] | 2014-10-03
51136 | Acenaphthene, water, unfiltered, recoverable, nanograms per liter | Acenaphthene | ng/l | Total | [5 empty] | 2014-10-03
51137 | Acenaphthylene, water, unfiltered, recoverable, nanograms per liter | Acenaphthylene | ng/l | Total | [5 empty] | 2014-10-03
51138 | Anthracene, water, unfiltered, recoverable, nanograms per liter | Anthracene | ng/l | Total | [5 empty] | 2014-10-03
51139 | Benzo[a]anthracene, water, unfiltered, recoverable, nanograms per liter | Benz[a]anthracene | ng/l | Total | [5 empty] | 2014-10-03
51140 | Benzo[a]pyrene, water, unfiltered, recoverable, nanograms per liter | Benzo[a]pyrene | ng/l | Total | [5 empty] | 2014-10-03
51141 | Benzo[b]fluoranthene, water, unfiltered, recoverable, nanograms per liter | Benzo(b)fluoranthene | ng/l | Total | [5 empty] | 2014-10-03
51142 | Benzo[ghi]perylene, water, unfiltered, recoverable, nanograms per liter | Benzo[g,h,i]perylene | ng/l | Total | [5 empty] | 2020-01-21
51143 | Benzo[k]fluoranthene, water, unfiltered, recoverable, nanograms per liter | Benzo[k]fluoranthene | ng/l | Total | [5 empty] | 2014-10-03
51144 | Chrysene, water, unfiltered, recoverable, nanograms per liter | Chrysene | ng/l | Total | [5 empty] | 2014-10-03
51145 | Dibenzo[a,h]anthracene, water, unfiltered, recoverable, nanograms per liter | Dibenz[a,h]anthracene | ng/l | Total | [5 empty] | 2015-06-29
51146 | Fluoranthene, water, unfiltered, recoverable, nanograms per liter | Fluoranthene | ng/l | Total | [5 empty] | 2014-10-03
51147 | 9H-Fluorene, water, unfiltered, recoverable, nanograms per liter | Fluorene | ng/l | Total | [5 empty] | 2017-06-30
51148 | Indeno[1,2,3-cd]pyrene, water, unfiltered, recoverable, nanograms per liter | Indeno[1,2,3-cd]pyrene | ng/l | Total | [5 empty] | 2014-10-03
51149 | Phenanthrene, water, unfiltered, recoverable, nanograms per liter | Phenanthrene | ng/l | Total | [5 empty] | 2014-10-03
51150 | Pyrene, water, unfiltered, recoverable, nanograms per liter | Pyrene | ng/l | Total | [5 empty] | 2014-10-03
51151 | Barium, soil, field, x-ray fluorescence screening method, parts per million | Barium | ppm | [6 empty] | 2017-04-20
51152 | Antimony, soil, field, x-ray fluorescence screening method, parts per million | Antimony | ppm | [6 empty] | 2017-04-20
51153 | Tin, soil, field, x-ray fluorescence screening method, parts per million | Tin | ppm | [6 empty] | 2017-04-20
51154 | Cadmium, soil, field, x-ray fluorescence screening method, parts per million | Cadmium | ppm | [6 empty] | 2017-04-20
51155 | Lead, soil, field, x-ray fluorescence screening method, parts per million | Lead | ppm | [6 empty] | 2017-04-20
51156 | Selenium, soil, field, x-ray fluorescence screening method, parts per million | Selenium | ppm | [6 empty] | 2017-04-20
51157 | Arsenic, soil, field, x-ray fluorescence screening method, parts per million | Arsenic | ppm | [6 empty] | 2017-04-20
51158 | Mercury, soil, field, x-ray fluorescence screening method, parts per million | Mercury | ppm | [6 empty] | 2017-04-20
51159 | Gold, soil, field, x-ray fluorescence screening method, parts per million | Gold | ppm | [6 empty] | 2017-04-20
51160 | Zinc, soil, field, x-ray fluorescence screening method, parts per million | Zinc | ppm | [6 empty] | 2017-04-20
51161 | Copper, soil, field, x-ray fluorescence screening method, parts per million | Copper | ppm | [6 empty] | 2017-04-20
51162 | Nickel, soil, field, x-ray fluorescence screening method, parts per million | Nickel | ppm | [6 empty] | 2017-04-20
51163 | Iron, soil, field, x-ray fluorescence screening method, parts per million | Iron | ppm | [6 empty] | 2017-04-20
51164 | Chromium, soil, field, x-ray fluorescence screening method, parts per million | Chromium | ppm | [6 empty] | 2017-04-20
51165 | Vanadium, soil, field, x-ray fluorescence screening method, parts per million | Vanadium | ppm | [6 empty] | 2017-04-20
51166 | Titanium, soil, field, x-ray fluorescence screening method, parts per million | Titanium | ppm | [6 empty] | 2017-04-20
51167 | Molybdenum, soil, field, x-ray fluorescence screening method, parts per million | Molybdenum | ppm | [6 empty] | 2017-04-20
51168 | Zirconium, soil, field, x-ray fluorescence screening method, parts per million | Zirconium | ppm | [6 empty] | 2017-04-20
51169 | Strontium, soil, field, x-ray fluorescence screening method, parts per million | Strontium | ppm | [6 empty] | 2017-04-20
51170 | Uranium, soil, field, x-ray fluorescence screening method, parts per million | Uranium | ppm | [6 empty] | 2020-01-21
51171 | Rubidium, soil, field, x-ray fluorescence screening method, parts per million | Rubidium | ppm | [6 empty] | 2017-04-20
51172 | Thorium, soil, field, x-ray fluorescence screening method, parts per million | Thorium-232 | ppm | [6 empty] | 2017-04-20
51173 | Tungsten, soil, field, x-ray fluorescence screening method, parts per million | Tungsten | ppm | [6 empty] | 2017-04-20
51174 | Cobalt, soil, field, x-ray fluorescence screening method, parts per million | Cobalt | ppm | [6 empty] | 2017-04-20
51175 | Manganese, soil, field, x-ray fluorescence screening method, parts per million | Manganese | ppm | [6 empty] | 2017-04-20
51176 | Scandium, soil, field, x-ray fluorescence screening method, parts per million | Scandium | ppm | [6 empty] | 2017-04-20
51177 | Calcium, soil, field, x-ray fluorescence screening method, parts per million | Calcium | ppm | [6 empty] | 2017-04-20
51178 | Potassium, soil, field, x-ray fluorescence screening method, parts per million | Potassium | ppm | [6 empty] | 2017-04-20
51179 | Sulfur, soil, field, x-ray fluorescence screening method, parts per million | Sulfur | ppm | [6 empty] | 2017-04-20
51180 | Cesium, soil, field, x-ray fluorescence screening method, parts per million | Cesium | ppm | [6 empty] | 2017-04-20
51181 | Tellurium, soil, field, x-ray fluorescence screening method, parts per million | Tellurium | ppm | [6 empty] | 2017-04-20
51182 | Silver, soil, field, x-ray fluorescence screening method, parts per million | Silver | ppm | [6 empty] | 2017-04-20
51183 | Palladium, soil, field, x-ray fluorescence screening method, parts per million | Palladium | ppm | [6 empty] | 2017-04-20
51184 | Inorganic antimony(III), water, filtered, micrograms per liter | Inorganic antimony(III) | ug/l | Dissolved | [5 empty] | 2014-10-03
51185 | Nitrate, water, unfiltered, field, milligrams per liter | Nitrate | mg/l | Total | [5 empty] | 2017-04-20
51186 | Inorganic nitrogen, water, dissolved, calculated as NH3+NO2+NO3, milligrams per liter as nitrogen | Inorganic nitrogen (nitrate and nitrite and ammoni | mg/l as N | Dissolved | [5 empty] | 2017-01-05
51187 | Inorganic nitrogen, water, dissolved, calculated as NH3+NO2+NO3, short tons per day as nitrogen | Inorganic nitrogen (nitrate and nitrite and ammoni | ton/d as N | Dissolved | [5 empty] | 2017-01-05
51188 | Helium, water, dissolved, mole percent of dissolved gases | Helium | % | Dissolved | [5 empty] | 2014-10-03
51189 | Hydrogen, water, dissolved, mole percent of dissolved gases | Hydrogen | % | Dissolved | [5 empty] | 2014-10-03
51190 | Argon, water, dissolved, mole percent of dissolved gases | Argon | % | Dissolved | [5 empty] | 2014-10-03
51191 | Oxygen, water, dissolved, mole percent of dissolved gases | Oxygen | % | Dissolved | [5 empty] | 2014-10-03
51192 | Carbon dioxide, water, dissolved, mole percent of dissolved gases | Carbon dioxide | % | Dissolved | [5 empty] | 2014-10-03
51193 | Dinitrogen, water, dissolved, mole percent of dissolved gases | Nitrogen | % | Dissolved | [5 empty] | 2014-10-03
51194 | Carbon monoxide, water, dissolved, mole percent of dissolved gases | Carbon monoxide | % | Dissolved | [5 empty] | 2014-10-03
51195 | Propene, water, dissolved, mole percent of dissolved gases | Propylene | % | Dissolved | [5 empty] | 2014-10-03
51197 | Trichloro(methyl)stannane, water, filtered, recoverable, micrograms per liter | Trichloro(methyl)stannane | ug/l | Dissolved | [5 empty] | 2015-01-05
51198 | Trichloro(methyl)stannane, water, unfiltered, recoverable, micrograms per liter | Trichloro(methyl)stannane | ug/l | Recoverable | [5 empty] | 2015-01-05
51199 | Chloramphenicol, water, filtered, recoverable, nanograms per liter | Chloramphenicol | ng/l | Dissolved | [5 empty] | 2014-10-03
51200 | Thiamphenicol, water, filtered, recoverable, nanograms per liter | Thiamphenicol | ng/l | Dissolved | [5 empty] | 2015-01-05
51201 | Florfenicol, water, filtered, recoverable, nanograms per liter | Florfenicol | ng/l | Dissolved | [5 empty] | 2014-10-03
51202 | Acetazolamide, water, filtered, recoverable, nanograms per liter | Acetazolamide | ng/l | Dissolved | [5 empty] | 2015-01-05
51203 | Benzthiazide, water, filtered, recoverable, nanograms per liter | Benzthiazide | ng/l | Dissolved | [5 empty] | 2014-10-03
51204 | Chlorothiazide, water, filtered, recoverable, nanograms per liter | Chlorothiazide | ng/l | Dissolved | [5 empty] | 2015-01-05
51205 | Chlorthalidone, water, filtered, recoverable, nanograms per liter | Chlorthalidone | ng/l | Dissolved | [5 empty] | 2014-10-03
51206 | Clopamide, water, filtered, recoverable, nanograms per liter | Clopamide | ng/l | Dissolved | [5 empty] | 2014-10-03
51207 | Cyclothiazide, water, filtered, recoverable, nanograms per liter | Cyclothiazide | ng/l | Dissolved | [5 empty] | 2014-10-03
51208 | Dipyrone, water, filtered, recoverable, nanograms per liter | Dipyrone | ng/l | Dissolved | [5 empty] | 2014-10-03
51209 | Ethacrynic acid, water, filtered, recoverable, nanograms per liter | Ethacrynic acid | ng/l | Dissolved | [5 empty] | 2015-01-05
51210 | Hydroflumethiazide, water, filtered, recoverable, nanograms per liter | Hydroflumethiazide | ng/l | Dissolved | [5 empty] | 2014-10-03
51211 | Probenecid, water, filtered, recoverable, nanograms per liter | Probenecid | ng/l | Dissolved | [5 empty] | 2015-01-05
51212 | Salicylamide, water, filtered, recoverable, nanograms per liter | Salicylamide | ng/l | Dissolved | [5 empty] | 2015-01-05
51213 | Valproic acid, water, filtered, recoverable, nanograms per liter | Valproic acid | ng/l | Dissolved | [5 empty] | 2015-01-05
51214 | Methyl salicylate, water, filtered, recoverable, nanograms per liter | Methyl salicylate | ng/l | Dissolved | [5 empty] | 2014-10-03
51215 | Thiopental, water, filtered, recoverable, nanograms per liter | Thiopental | ng/l | Dissolved | [5 empty] | 2014-10-03
51216 | L-3,4-Dihydroxyphenylalanine, water, filtered, recoverable, nanograms per liter | L-3,4-Dihydroxyphenylalanine | ng/l | Dissolved | [5 empty] | 2014-10-03
51217 | Losartan, water, filtered, recoverable, nanograms per liter | Losartan | ng/l | Dissolved | [5 empty] | 2014-10-03
51218 | Irbesartan, water, filtered, recoverable, nanograms per liter | Irbesartan | ng/l | Dissolved | [5 empty] | 2014-10-03
51219 | Secobarbital, water, filtered, recoverable, nanograms per liter | Seconal | ng/l | Dissolved | [5 empty] | 2014-10-03
51220 | Amobarbital, water, filtered, recoverable, nanograms per liter | Amobarbital | ng/l | Dissolved | [5 empty] | 2015-01-05
51221 | Balsalazide, water, filtered, recoverable, nanograms per liter | Balsalazide | ng/l | Dissolved | [5 empty] | 2014-10-03
51222 | 5-Aminosalicylic acid, water, filtered, recoverable, nanograms per liter | 5-Aminosalicylic acid | ng/l | Dissolved | [5 empty] | 2015-01-05
51223 | Flunixin, water, filtered, recoverable, nanograms per liter | Flunixin | ng/l | Dissolved | [5 empty] | 2014-10-03
51224 | Mycophenolic acid, water, filtered, recoverable, nanograms per liter | Mycophenolic acid | ng/l | Dissolved | [5 empty] | 2014-10-03
51225 | Phenyl-beta-D-glucuronide, water, filtered, recoverable, nanograms per liter | Phenyl-.beta.-D-glucuronide | ng/l | Dissolved | [5 empty] | 2016-10-06
51226 | Phenylbutazone, water, filtered, recoverable, nanograms per liter | Phenylbutazone | ng/l | Dissolved | [5 empty] | 2015-01-05
51227 | Piroxicam, water, filtered, recoverable, nanograms per liter | Piroxicam | ng/l | Dissolved | [5 empty] | 2014-10-03
51228 | Oxyphenbutazone, water, filtered, recoverable, nanograms per liter | Oxyphenbutazone | ng/l | Dissolved | [5 empty] | 2014-10-03
51229 | Tolmetin, water, filtered, recoverable, nanograms per liter | Tolmetin | ng/l | Dissolved | [5 empty] | 2014-10-03
51230 | Niflumic acid, water, filtered, recoverable, nanograms per liter | Niflumic acid | ng/l | Dissolved | [5 empty] | 2014-10-03
51231 | Flurbiprofen, water, filtered, recoverable, nanograms per liter | Flurbiprofen | ng/l | Dissolved | [5 empty] | 2014-10-03
51232 | Carprofen, water, filtered, recoverable, nanograms per liter | Carprofen | ng/l | Dissolved | [5 empty] | 2014-10-03
51234 | Sulindac, water, filtered, recoverable, nanograms per liter | Sulindac | ng/l | Dissolved | [5 empty] | 2014-10-03
51235 | Vedaprofen, water, filtered, recoverable, nanograms per liter | Vedaprofen | ng/l | Dissolved | [5 empty] | 2014-10-03
51236 | Meloxicam, water, filtered, recoverable, nanograms per liter | Meloxicam | ng/l | Dissolved | [5 empty] | 2014-10-03
51237 | Acetohexamide, water, filtered, recoverable, nanograms per liter | Acetohexamide | ng/l | Dissolved | [5 empty] | 2015-01-05
51238 | Chlorpropamide, water, filtered, recoverable, nanograms per liter | Chlorpropamide | ng/l | Dissolved | [5 empty] | 2014-10-03
51239 | Gliclazide, water, filtered, recoverable, nanograms per liter | Gliclazide | ng/l | Dissolved | [5 empty] | 2014-10-03
51240 | Glimepiride, water, filtered, recoverable, nanograms per liter | Glimepiride | ng/l | Dissolved | [5 empty] | 2014-10-03
51241 | Tolbutamide, water, filtered, recoverable, nanograms per liter | Tolbutamide | ng/l | Dissolved | [5 empty] | 2015-01-05
51242 | Tolazamide, water, filtered, recoverable, nanograms per liter | Tolazamide | ng/l | Dissolved | [5 empty] | 2015-01-05
51243 | Nimesulide, water, filtered, recoverable, nanograms per liter | Nimesulide | ng/l | Dissolved | [5 empty] | 2014-10-03
51244 | Oxaprozin, water, filtered, recoverable, nanograms per liter | Oxaprozin | ng/l | Dissolved | [5 empty] | 2014-10-03
51245 | Etodolac, water, filtered, recoverable, nanograms per liter | Etodolac | ng/l | Dissolved | [5 empty] | 2014-10-03
51246 | Eltenac, water, filtered, recoverable, nanograms per liter | Eltenac | ng/l | Dissolved | [5 empty] | 2014-10-03
51247 | Aceclofenac, water, filtered, recoverable, nanograms per liter | Aceclofenac | ng/l | Dissolved | [5 empty] | 2014-10-03
51248 | Proglumide, water, filtered, recoverable, nanograms per liter | Proglumide | ng/l | Dissolved | [5 empty] | 2014-10-03
51249 | Mecoprop, water, filtered, recoverable, nanograms per liter | Mecoprop | ng/l | Dissolved | [5 empty] | 2014-10-03
51250 | Ketorolac, water, filtered, recoverable, nanograms per liter | Ketorolac | ng/l | Dissolved | [5 empty] | 2014-10-03
51251 | Trichlormethiazide, water, filtered, recoverable, nanograms per liter | Trichlormethiazide | ng/l | Dissolved | [5 empty] | 2015-01-05
51253 | Meticrane, water, filtered, recoverable, nanograms per liter | Meticrane | ng/l | Dissolved | [5 empty] | 2014-10-03
51254 | Dichlorphenamide, water, filtered, recoverable, nanograms per liter | Dichlorphenamide | ng/l | Dissolved | [5 empty] | 2014-10-03
51255 | Methyclothiazide, water, filtered, recoverable, nanograms per liter | Methyclothiazide | ng/l | Dissolved | [5 empty] | 2014-10-03
51256 | Altizide, water, filtered, recoverable, nanograms per liter | Altizide | ng/l | Dissolved | [5 empty] | 2014-10-03
51258 | Indapamide, water, filtered, recoverable, nanograms per liter | Indapamide | ng/l | Dissolved | [5 empty] | 2014-10-03
51259 | Polythiazide, water, filtered, recoverable, nanograms per liter | Polythiazide | ng/l | Dissolved | [5 empty] | 2015-01-05
51260 | Cyclopenthiazide, water, filtered, recoverable, nanograms per liter | Cyclopenthiazide | ng/l | Dissolved | [5 empty] | 2014-10-03
51261 | Methazolamide, water, filtered, recoverable, nanograms per liter | Methazolamide | ng/l | Dissolved | [5 empty] | 2014-10-03
51262 | Amiloride, water, filtered, recoverable, nanograms per liter | Amiloride | ng/l | Dissolved | [5 empty] | 2015-01-05
51263 | Lovastatin acid, water, filtered, recoverable, nanograms per liter | Lovastatin acid | ng/l | Dissolved | [5 empty] | 2015-01-05
51264 | Mevastatin, water, filtered, recoverable, nanograms per liter | Mevastatin | ng/l | Dissolved | [5 empty] | 2014-10-03
51265 | Fluvastatin, water, filtered, recoverable, nanograms per liter | Fluvastatin | ng/l | Dissolved | [5 empty] | 2014-10-03
51266 | Pitavastatin, water, filtered, recoverable, nanograms per liter | Pitavastatin | ng/l | Dissolved | [5 empty] | 2014-10-03
51267 | Cerivastatin, water, filtered, recoverable, nanograms per liter | Cerivastatin | ng/l | Dissolved | [5 empty] | 2014-10-03
51268 | N-Desmethylrosuvastatin, water, filtered, recoverable, nanograms per liter | N-Desmethylrosuvastatin | ng/l | Dissolved | [5 empty] | 2014-10-03
51269 | Butabarbital, water, filtered, recoverable, nanograms per liter | Secbutabarbital | ng/l | Dissolved | [5 empty] | 2014-10-03
51270 | Cyclobarbital, water, filtered, recoverable, nanograms per liter | Cyclobarbital | ng/l | Dissolved | [5 empty] | 2014-10-03
51271 | Allobarbital, water, filtered, recoverable, nanograms per liter | Allobarbital | ng/l | Dissolved | [5 empty] | 2014-10-03
51272 | Enalaprilat dihydrate, water, filtered, recoverable, nanograms per liter | Enalaprilat dihydrate | ng/l | Dissolved | [5 empty] | 2014-10-03
51273 | Lincomycin hydrochloride, water, filtered, recoverable, nanograms per liter | Lincomycin hydrochloride | ng/l | Dissolved | [5 empty] | 2014-10-03
51274 | Cetirizine dihydrochloride, water, filtered, recoverable, nanograms per liter | Cetirizine dihydrochloride | ng/l | Dissolved | [5 empty] | 2014-10-03
51275 | Dopamine, water, filtered, recoverable, nanograms per liter | Dopamine | ng/l | Dissolved | [5 empty] | 2015-01-05
51276 | Ethyl glucuronide, water, filtered, recoverable, nanograms per liter | Ethyl glucuronide | ng/l | Dissolved | [5 empty] | 2014-10-03
51277 | Phenylmercapturic acid, water, filtered, recoverable, nanograms per liter | Phenylmercapturic acid | ng/l | Dissolved | [5 empty] | 2014-10-03
51278 | Xylene (all isomers), solids, recoverable, dry weight, micrograms per kilogram | Xylene | ug/kg | Recoverable | [5 empty] | 2014-10-03
51279 | Iron(III), water, unfiltered, total, milligrams per liter | Ferric ion | mg/l | Total | [5 empty] | 2014-10-03
51280 | Cyanide, weak acid, dissociable, water, unfiltered, milligrams per liter | Cyanide | mg/l | Total | [5 empty] | 2016-10-06
51281 | 4-Nitroquinoline-1-oxide, water, unfiltered, recoverable, micrograms per liter | 4-Nitroquinoline 1-oxide | ug/l | Total | [5 empty] | 2020-01-21
51282 | Motor oil range organic compounds (C25-C36 hydrocarbons), water, unfiltered, recoverable, milligrams per liter | Hydrocarbons, C25-36 | mg/l | Total | [5 empty] | 2014-10-03
51284 | Dissolved organic selenium, water, filtered (0.45 micrometer filter), micrograms per liter as selenium | Organic selenium | ug/l | Dissolved | [5 empty] | 2016-10-06
51285 | Geosmin, water, filtered (0.7 micron glass fiber filter), recoverable, nanograms per liter | Geosmin | ng/l | Dissolved | [5 empty] | 2014-10-03
51286 | 2-Methylisoborneol, water, filtered (0.7 micron glass fiber filter), recoverable, nanograms per liter | 2-Methylisoborneol | ng/l | Dissolved | [5 empty] | 2014-10-03
51288 | Orthophosphate, water, filtered, field, milligrams per liter as phosphorus | Orthophosphate | mg/l as P | Dissolved | [5 empty] | 2017-04-20
51289 | Orthophosphate, water, in situ, milligrams per liter as phosphorus | Orthophosphate | mg/l as P | Total | [5 empty] | 2017-04-20
51290 | Nitrate, water, in situ, milligrams per liter as nitrate | Nitrate | mg/l | Total | [5 empty] | 2017-04-20
51291 | Terbuthylazine, water, unfiltered, recoverable, micrograms per liter | Terbuthylazine | ug/l | Recoverable | [5 empty] | 2014-10-03
51292 | 4,4'-Bisphenol F, water, filtered, recoverable, nanograms per liter | Bisphenol F | ng/l | Dissolved | [5 empty] | 2020-01-21
51293 | 4,4'-Bisphenol S, water, filtered, recoverable, nanograms per liter | Bisphenol S | ng/l | Dissolved | [5 empty] | 2014-10-03
51294 | 4,4'-Bisphenol F, water, unfiltered, recoverable, nanograms per liter | Bisphenol F | ng/l | Recoverable | [5 empty] | 2020-01-21
51295 | 4,4'-Bisphenol S, water, unfiltered, recoverable, nanograms per liter | Bisphenol S | ng/l | Recoverable | [5 empty] | 2014-10-03
51296 | 4,4'-Bisphenol F, solids, recoverable, dry weight, micrograms per kilogram | Bisphenol F | ug/kg | Recoverable |  |  |  | Dry |  | 2020-01-21
51297 | 4,4'-Bisphenol S, solids, recoverable, dry weight, micrograms per kilogram | Bisphenol S | ug/kg | Recoverable |  |  |  | Dry |  | 2014-10-03
51298 | 4,4'-Bisphenol F, suspended sediment, recoverable, nanograms per liter | Bisphenol F | ng/l | Suspended | [5 empty] | 2020-01-21
51299 | 4,4'-Bisphenol S, suspended sediment, recoverable, nanograms per liter | Bisphenol S | ng/l | Suspended | [5 empty] | 2014-10-03
51300 | 4,4'-Bisphenol F, water, recoverable, nanograms per polar organic chemical integrative sampler (POCIS) | Bisphenol F | ng/POCIS | Recoverable | [5 empty] | 2020-01-21
51301 | 4,4'-Bisphenol S, water, recoverable, nanograms per polar organic chemical integrative sampler (POCIS) | Bisphenol S | ng/POCIS | Recoverable | [5 empty] | 2014-10-03
51302 | Methyl tert-butyl ether, soil, recoverable, dry weight, milligrams per kilogram | Methyl tert-butyl ether | mg/kg | Recoverable |  |  |  | Dry |  | 2014-10-03
51303 | 3,4-Dichloroaniline, suspended sediment, recoverable, dry weight, micrograms per kilogram | 3,4-Dichloroaniline | ug/kg | Suspended |  |  |  | Dry |  | 2014-10-03
51304 | Bifenthrin, suspended sediment, recoverable, dry weight, micrograms per kilogram | Bifenthrin | ug/kg | Suspended |  |  |  | Dry |  | 2014-10-03
51305 | Iprodione, suspended sediment, recoverable, dry weight, micrograms per kilogram | Iprodione | ug/kg | Suspended |  |  |  | Dry |  | 2014-10-03
51306 | Propanil, suspended sediment, recoverable, dry weight, micrograms per kilogram | Propanil | ug/kg | Suspended |  |  |  | Dry |  | 2014-10-03
51307 | Bromochloroiodomethane, water, filtered, recoverable, micrograms per liter | Bromochloroiodomethane | ug/l | Dissolved | [5 empty] | 2014-10-03
51308 | Bromodiiodomethane, water, filtered, recoverable, micrograms per liter | Bromodiiodomethane | ug/l | Dissolved | [5 empty] | 2014-10-03
51309 | Chlorodiiodomethane, water, filtered, recoverable, micrograms per liter | Chlorodiiodomethane | ug/l | Dissolved | [5 empty] | 2014-10-03
51310 | Dibromoiodomethane, water, filtered, recoverable, micrograms per liter | Dibromoiodomethane | ug/l | Dissolved | [5 empty] | 2014-10-03
51311 | Dichloroiodomethane, water, filtered, recoverable, micrograms per liter | Dichloroiodomethane | ug/l | Dissolved | [5 empty] | 2014-10-03
51312 | Triiodomethane, water, filtered, recoverable, micrograms per liter | Triiodomethane | ug/l | Dissolved | [5 empty] | 2014-10-03
51313 | Bromochloronitromethane, water, filtered, recoverable, micrograms per liter | Bromochloronitromethane | ug/l | Dissolved | [5 empty] | 2014-10-03
51314 | Bromodichloronitromethane, water, filtered, recoverable, micrograms per liter | Bromodichloronitromethane | ug/l | Dissolved | [5 empty] | 2014-10-03
51315 | Bromonitromethane, water, filtered, recoverable, micrograms per liter | Bromonitromethane | ug/l | Dissolved | [5 empty] | 2014-10-03
51316 | Dibromochloronitromethane, water, filtered, recoverable, micrograms per liter | Dibromochloronitromethane | ug/l | Dissolved | [5 empty] | 2014-10-03
51317 | Dibromonitromethane, water, filtered, recoverable, micrograms per liter | Dibromonitromethane | ug/l | Dissolved | [5 empty] | 2014-10-03
51318 | Dichloronitromethane, water, filtered, recoverable, micrograms per liter | Dichloronitromethane | ug/l | Dissolved | [5 empty] | 2014-10-03
51319 | Tribromonitromethane, water, filtered, recoverable, micrograms per liter | Tribromonitromethane | ug/l | Dissolved | [5 empty] | 2014-10-03
51320 | Bromoacetonitrile, water, filtered, recoverable, micrograms per liter | Bromoacetonitrile | ug/l | Dissolved | [5 empty] | 2014-10-03
51321 | Bromochloroacetonitrile, water, filtered, recoverable, micrograms per liter | Bromochloroacetonitrile | ug/l | Dissolved | [5 empty] | 2014-10-03
51322 | Bromodichloroacetonitrile, water, filtered, recoverable, micrograms per liter | Bromodichloroacetonitrile | ug/l | Dissolved | [5 empty] | 2014-10-03
51323 | Dibromoacetonitrile, water, filtered, recoverable, micrograms per liter | Dibromoacetonitrile | ug/l | Dissolved | [5 empty] | 2014-10-03
51324 | Dibromochloroacetonitrile, water, filtered, recoverable, micrograms per liter | Dibromochloroacetonitrile | ug/l | Dissolved | [5 empty] | 2014-10-03
51325 | Dichloroacetonitrile, water, filtered, recoverable, micrograms per liter | Chloroacetonitrile | ug/l | Dissolved | [5 empty] | 2014-10-03
51326 | Tribromoacetonitrile, water, filtered, recoverable, micrograms per liter | Tribromoacetonitrile | ug/l | Dissolved | [5 empty] | 2014-10-03
51327 | Trichloroacetonitrile, water, filtered, recoverable, micrograms per liter | Trichloroacetonitrile | ug/l | Dissolved | [5 empty] | 2014-10-03
51328 | Tribromoacetaldehyde, water, filtered, recoverable, micrograms per liter | Tribromoacetaldehyde | ug/l | Dissolved | [5 empty] | 2014-10-03
51329 | Trichloroacetaldehyde, water, filtered, recoverable, micrograms per liter | Chloral | ug/l | Dissolved | [5 empty] | 2014-10-03
51330 | 1,1,1-Trichloro-2-propanone, water, filtered, recoverable, micrograms per liter | 1,1,1-Trichloro-2-propanone | ug/l | Dissolved | [5 empty] | 2014-10-03
51339 | Bulk density, solids smaller than 2 mm, wet sieved, grams per cubic centimeter | Density | g/cm3 | [5 empty] | < 2 mm | 2020-01-21
51340 | Bulk density, solids smaller than 0.063 mm, wet sieved, grams per cubic centimeter | Density | g/cm3 | [5 empty] | < 0.063 mm | 2020-01-21
51341 | Bulk density, solids between 0.063 and 0.250 mm, wet sieved, grams per cubic centimeter | Density | g/cm3 | [5 empty] | 0.063-0.25 mm | 2020-01-21
51342 | Bulk density, solids between 0.250 mm and 1 mm, wet sieved, grams per cubic centimeter | Density | g/cm3 | [5 empty] | 0.25-1.0 mm | 2020-01-21
51347 | Mercury, solids smaller than 2 mm, total, wet sieved, dry weight, micrograms per kilogram | Mercury | ug/kg | Total |  |  |  | Dry | < 2 mm | 2014-10-03
51348 | Mercury, solids smaller than 0.063 mm, total, wet sieved, dry weight, micrograms per kilogram | Mercury | ug/kg | Total |  |  |  | Dry | < 0.063 mm | 2014-10-03
51349 | Mercury, solids between 0.063 and 0.250 mm, total, wet sieved, dry weight, micrograms per kilogram | Mercury | ug/kg | Total |  |  |  | Dry | 0.063-0.25 mm | 2014-10-03
51350 | Mercury, solids between 0.250 mm and 1 mm, total, wet sieved, dry weight, micrograms per kilogram | Mercury | ug/kg | Total |  |  |  | Dry | 0.25-1.0 mm | 2014-10-03
51351 | Methylmercury, solids smaller than 2 mm, total, wet sieved, dry weight, micrograms per kilogram | Methylmercury(1+) | ug/kg | Total |  |  |  | Dry | < 2 mm | 2014-10-03
51352 | Methylmercury, solids smaller than 0.063 mm, total, wet sieved, dry weight, micrograms per kilogram | Methylmercury(1+) | ug/kg | Total |  |  |  | Dry | < 0.063 mm | 2014-10-03
51353 | Methylmercury, solids between 0.063 and 0.250 mm, total, wet sieved, dry weight, micrograms per kilogram | Methylmercury(1+) | ug/kg | Total |  |  |  | Dry | 0.063-0.25 mm | 2014-10-03
51354 | Methylmercury, solids between 0.250 mm and 1 mm, total, wet sieved, dry weight, micrograms per kilogram | Methylmercury(1+) | ug/kg | Total |  |  |  | Dry | 0.25-1.0 mm | 2014-10-03
51355 | Isofenphos, water, unfiltered, recoverable, micrograms per liter | Isofenphos | ug/l | Total | [5 empty] | 2014-10-03
51356 | Aluminum, bed sediment smaller than 150 um, dry sieved, lab, total digestion, dry weight, percent | Aluminum | % | Bed Sediment |  |  |  | Dry | <150 um | 2014-10-03
51357 | Antimony, bed sediment smaller than 150 um, dry sieved, lab, total digestion, dry weight, milligrams per kilogram | Antimony | mg/kg | Bed Sediment |  |  |  | Dry | <150 um | 2014-10-03
51358 | Arsenic, bed sediment smaller than 150 um, dry sieved, lab, total digestion, dry weight, milligrams per kilogram | Arsenic | mg/kg | Bed Sediment |  |  |  | Dry | <150 um | 2014-10-03
51359 | Barium, bed sediment smaller than 150 um, dry sieved, lab, total digestion, dry weight, milligrams per kilogram | Barium | mg/kg | Bed Sediment |  |  |  | Dry | <150 um | 2014-10-03
51360 | Beryllium, bed sediment smaller than 150 um, dry sieved, lab, total digestion, dry weight, milligrams per kilogram | Beryllium | mg/kg | Bed Sediment |  |  |  | Dry | <150 um | 2014-10-03
51361 | Bismuth, bed sediment smaller than 150 um, dry sieved, lab, total digestion, dry weight, milligrams per kilogram | Bismuth | mg/kg | Bed Sediment |  |  |  | Dry | <150 um | 2014-10-03
51362 | Cadmium, bed sediment smaller than 150 um, dry sieved, lab, total digestion, dry weight, milligrams per kilogram | Cadmium | mg/kg | Bed Sediment |  |  |  | Dry | <150 um | 2014-10-03
51363 | Calcium, bed sediment smaller than 150 um, dry sieved, lab, total digestion, dry weight, percent | Calcium | % | Bed Sediment |  |  |  | Dry | <150 um | 2014-10-03
51364 | Inorganic carbon, bed sediment smaller than 150 um, dry sieved, lab, total digestion, dry weight, percent | Inorganic carbon | % | Bed Sediment |  |  |  | Dry | <150 um | 2014-10-03
51365 | Organic carbon, bed sediment smaller than 150 um, dry sieved, lab, total digestion, dry weight, percent | Organic carbon | % | Bed Sediment |  |  |  | Dry | <150 um | 2014-10-03
51366 | Carbon [inorganic plus organic], bed sediment smaller than 150 um, dry sieved, lab, total digestion, dry weight, percent | Carbon | % | Bed Sediment |  |  |  | Dry | <150 um | 2015-04-09
51367 | Cerium, bed sediment smaller than 150 um, dry sieved, lab, total digestion, dry weight, milligrams per kilogram | Cerium | mg/kg | Bed Sediment |  |  |  | Dry | <150 um | 2014-10-03
51368 | Chromium, bed sediment smaller than 150 um, dry sieved, lab, total digestion, dry weight, milligrams per kilogram | Chromium | mg/kg | Bed Sediment |  |  |  | Dry | <150 um | 2014-10-03
51369 | Cobalt, bed sediment smaller than 150 um, dry sieved, lab, total digestion, dry weight, milligrams per kilogram | Cobalt | mg/kg | Bed Sediment |  |  |  | Dry | <150 um | 2014-10-03
51370 | Copper, bed sediment smaller than 150 um, dry sieved, lab, total digestion, dry weight, milligrams per kilogram | Copper | mg/kg | Bed Sediment |  |  |  | Dry | <150 um | 2014-10-03
51371 | Europium, bed sediment smaller than 150 um, dry sieved, lab, total digestion, dry weight, milligrams per kilogram | Europium | mg/kg | Bed Sediment |  |  |  | Dry | <150 um | 2014-10-03
51372 | Gallium, bed sediment smaller than 150 um, dry sieved, lab, total digestion, dry weight, milligrams per kilogram | Gallium | mg/kg | Bed Sediment |  |  |  | Dry | <150 um | 2014-10-03
51373 | Gold, bed sediment smaller than 150 um, dry sieved, lab, total digestion, dry weight, milligrams per kilogram | Gold | mg/kg | Bed Sediment |  |  |  | Dry | <150 um | 2014-10-03
51374 | Holmium, bed sediment smaller than 150 um, dry sieved, lab, total digestion, dry weight, milligrams per kilogram | Holmium | mg/kg | Bed Sediment |  |  |  | Dry | <150 um | 2014-10-03
51375 | Iron, bed sediment smaller than 150 um, dry sieved, lab, total digestion, dry weight, percent | Iron | % | Bed Sediment |  |  |  | Dry | <150 um | 2014-10-03
51376 | Lanthanum, bed sediment smaller than 150 um, dry sieved, lab, total digestion, dry weight, milligrams per kilogram | Lanthanum | mg/kg | Bed Sediment |  |  |  | Dry | <150 um | 2014-10-03
51377 | Lead, bed sediment smaller than 150 um, dry sieved, lab, total digestion, dry weight, milligrams per kilogram | Lead | mg/kg | Bed Sediment |  |  |  | Dry | <150 um | 2014-10-03
51378 | Lithium, bed sediment smaller than 150 um, dry sieved, lab, total digestion, dry weight, milligrams per kilogram | Lithium | mg/kg | Bed Sediment |  |  |  | Dry | <150 um | 2014-10-03
51379 | Magnesium, bed sediment smaller than 150 um, dry sieved, lab, total digestion, dry weight, percent | Magnesium | % | Bed Sediment |  |  |  | Dry | <150 um | 2014-10-03
51380 | Manganese, bed sediment smaller than 150 um, dry sieved, lab, total digestion, dry weight, milligrams per kilogram | Manganese | mg/kg | Bed Sediment |  |  |  | Dry | <150 um | 2014-10-03
51381 | Mercury, bed sediment smaller than 150 um, dry sieved, lab, total digestion, dry weight, milligrams per kilogram | Mercury | mg/kg | Bed Sediment |  |  |  | Dry | <150 um | 2014-10-03
51382 | Molybdenum, bed sediment smaller than 150 um, dry sieved, lab, total digestion, dry weight, milligrams per kilogram | Molybdenum | mg/kg | Bed Sediment |  |  |  | Dry | <150 um | 2014-10-03
51383 | Neodymium, bed sediment smaller than 150 um, dry sieved, lab, total digestion, dry weight, milligrams per kilogram | Neodymium | mg/kg | Bed Sediment |  |  |  | Dry | <150 um | 2014-10-03
51384 | Nickel, bed sediment smaller than 150 um, dry sieved, lab, total digestion, dry weight, milligrams per kilogram | Nickel | mg/kg | Bed Sediment |  |  |  | Dry | <150 um | 2014-10-03
51385 | Niobium, bed sediment smaller than 150 um, dry sieved, lab, total digestion, dry weight, milligrams per kilogram | Niobium | mg/kg | Bed Sediment |  |  |  | Dry | <150 um | 2014-10-03
51386 | Phosphorus, bed sediment smaller than 150 um, dry sieved, lab, total digestion, dry weight, percent | Phosphorus | % | Bed Sediment |  |  |  | Dry | <150 um | 2014-10-03
51387 | Potassium, bed sediment smaller than 150 um, dry sieved, lab, total digestion, dry weight, percent | Potassium | % | Bed Sediment |  |  |  | Dry | <150 um | 2014-10-03
51388 | Scandium, bed sediment smaller than 150 um, dry sieved, lab, total digestion, dry weight, milligrams per kilogram | Scandium | mg/kg | Bed Sediment |  |  |  | Dry | <150 um | 2014-10-03
51389 | Selenium, bed sediment smaller than 150 um, dry sieved, lab, total digestion, dry weight, milligrams per kilogram | Selenium | mg/kg | Bed Sediment |  |  |  | Dry | <150 um | 2014-10-03
51390 | Silver, bed sediment smaller than 150 um, dry sieved, lab, total digestion, dry weight, milligrams per kilogram | Silver | mg/kg | Bed Sediment |  |  |  | Dry | <150 um | 2014-10-03
51391 | Sodium, bed sediment smaller than 150 um, dry sieved, lab, total digestion, dry weight, percent | Sodium | % | Bed Sediment |  |  |  | Dry | <150 um | 2014-10-03
51392 | Strontium, bed sediment smaller than 150 um, dry sieved, lab, total digestion, dry weight, milligrams per kilogram | Strontium | mg/kg | Bed Sediment |  |  |  | Dry | <150 um | 2014-10-03
51393 | Sulfur, bed sediment smaller than 150 um, dry sieved, lab, total digestion, dry weight, percent | Sulfur | % | Bed Sediment |  |  |  | Dry | <150 um | 2014-10-03
51394 | Tantalum, bed sediment smaller than 150 um, dry sieved, lab, total digestion, dry weight, milligrams per kilogram | Tantalum | mg/kg | Bed Sediment |  |  |  | Dry | <150 um | 2014-10-03
51395 | Thallium, bed sediment smaller than 150 um, dry sieved, lab, total digestion, dry weight, milligrams per kilogram | Thallium | mg/kg | Bed Sediment |  |  |  | Dry | <150 um | 2014-10-03
51396 | Thorium, bed sediment smaller than 150 um, dry sieved, lab, total digestion, dry weight, milligrams per kilogram | Thorium-232 | mg/kg | Bed Sediment |  |  |  | Dry | <150 um | 2014-10-03
51397 | Tin, bed sediment smaller than 150 um, dry sieved, lab, total digestion, dry weight, milligrams per kilogram | Tin | mg/kg | Bed Sediment |  |  |  | Dry | <150 um | 2014-10-03
51398 | Titanium, bed sediment smaller than 150 um, dry sieved, lab, total digestion, dry weight, percent | Titanium | % | Bed Sediment |  |  |  | Dry | <150 um | 2014-10-03
51399 | Uranium, bed sediment smaller than 150 um, dry sieved, lab, total digestion, dry weight, milligrams per kilogram | Uranium | mg/kg | Bed Sediment |  |  |  | Dry | <150 um | 2020-01-21
51400 | Vanadium, bed sediment smaller than 150 um, dry sieved, lab, total digestion, dry weight, milligrams per kilogram | Vanadium | mg/kg | Bed Sediment |  |  |  | Dry | <150 um | 2014-10-03
51401 | Ytterbium, bed sediment smaller than 150 um, dry sieved, lab, total digestion, dry weight, milligrams per kilogram | Ytterbium | mg/kg | Bed Sediment |  |  |  | Dry | <150 um | 2014-10-03
51402 | Yttrium, bed sediment smaller than 150 um, dry sieved, lab, total digestion, dry weight, milligrams per kilogram | Yttrium | mg/kg | Bed Sediment |  |  |  | Dry | <150 um | 2014-10-03
51403 | Zinc, bed sediment smaller than 150 um, dry sieved, lab, total digestion, dry weight, milligrams per kilogram | Zinc | mg/kg | Bed Sediment |  |  |  | Dry | <150 um | 2014-10-03
51404 | 1H-1,2,4-Triazole, water, recoverable, nanograms per polar organic chemical integrative sampler (POCIS) | 1H-1,2,4-Triazole | ng/POCIS | Recoverable | [5 empty] | 2014-10-03
51405 | 2-(1-Hydroxyethyl)-6-methylaniline, water, recoverable, nanograms per polar organic chemical integrative sampler (POCIS) | 2-(1-Hydroxyethyl)-6-methylaniline | ng/POCIS | Recoverable | [5 empty] | 2014-10-03
51406 | 2-[(2-Ethyl-6-methylphenyl)amino]-1-propanol, water, recoverable, nanograms per polar organic chemical integrative sampler (POCIS) | 2-[(2-Ethyl-6-methylphenyl)-amino]-1-propanol | ng/POCIS | Recoverable | [5 empty] | 2020-01-21
51407 | 2-Amino-N-isopropylbenzamide, water, recoverable, nanograms per polar organic chemical integrative sampler (POCIS) | Benzamide, 2-amino-N-(1-methylethyl)- | ng/POCIS | Recoverable | [5 empty] | 2020-01-21
51408 | 2-Aminobenzimidazole, water, recoverable, nanograms per polar organic chemical integrative sampler (POCIS) | 2-Aminobenzimidazole | ng/POCIS | Recoverable | [5 empty] | 2014-10-03
51409 | 2-Chloro-2',6'-diethylacetanilide, water, recoverable, nanograms per polar organic chemical integrative sampler (POCIS) | 2-Chloro-2',6'-diethylacetanilide | ng/POCIS | Recoverable | [5 empty] | 2014-10-03
51410 | 2-Chloro-4-isopropylamino-6-amino-s-triazine, water, recoverable, nanograms per polar organic chemical integrative sampler (POCIS) | 2-Chloro-4-isopropylamino-6-amino-s-triazine | ng/POCIS | Recoverable | [5 empty] | 2014-10-03
51411 | Chlorodiamino-s-triazine, water, recoverable, nanograms per polar organic chemical integrative sampler (POCIS) | 2-Chloro-4,6-diamino-s-triazine | ng/POCIS | Recoverable | [5 empty] | 2014-10-03
51412 | 2-Chloro-6-ethylamino-4-amino-s-triazine, water, recoverable, nanograms per polar organic chemical integrative sampler (POCIS) | Desisopropyl atrazine | ng/POCIS | Recoverable | [5 empty] | 2015-01-05
51413 | 2-Chloro-N-(2-ethyl-6-methylphenyl)acetamide, water, recoverable, nanograms per polar organic chemical integrative sampler (POCIS) | 2-Chloro-N-(2-ethyl-6-methylphenyl)acetamide | ng/POCIS | Recoverable | [5 empty] | 2014-10-03
51414 | 2-Hydroxy-4-isopropylamino-6-amino-s-triazine, water, recoverable, nanograms per polar organic chemical integrative sampler (POCIS) | Deethylhydroxyatrazine | ng/POCIS | Recoverable | [5 empty] | 2020-01-21
51415 | 2-Hydroxy-4-isopropylamino-6-ethylamino-s-triazine, water, recoverable, nanograms per polar organic chemical integrative sampler (POCIS) | 2-Hydroxyatrazine | ng/POCIS | Recoverable | [5 empty] | 2014-10-03
51416 | 2-Hydroxy-6-ethylamino-4-amino-s-triazine, water, recoverable, nanograms per polar organic chemical integrative sampler (POCIS) | Deisopropylhydroxyatrazine | ng/POCIS | Recoverable | [5 empty] | 2020-01-21
51417 | 2-Isopropyl-6-methyl-4-pyrimidinol, water, recoverable, nanograms per polar organic chemical integrative sampler (POCIS) | 2-Isopropyl-6-methyl-4-pyrimidinol | ng/POCIS | Recoverable | [5 empty] | 2014-10-03
51418 | 2,4-D, water, recoverable, nanograms per polar organic chemical integrative sampler (POCIS) | 2,4-D | ng/POCIS | Recoverable | [5 empty] | 2014-10-03
51419 | 3-Hydroxy carbofuran, water, recoverable, nanograms per polar organic chemical integrative sampler (POCIS) | 3-Hydroxycarbofuran | ng/POCIS | Recoverable | [5 empty] | 2014-10-03
51420 | 3-Phenoxybenzoic acid, water, recoverable, nanograms per polar organic chemical integrative sampler (POCIS) | 3-Phenoxybenzoic acid | ng/POCIS | Recoverable | [5 empty] | 2014-10-03
51421 | 3,4-Dichlorophenylurea, water, recoverable, nanograms per polar organic chemical integrative sampler (POCIS) | 3,4-Dichlorophenylurea | ng/POCIS | Recoverable | [5 empty] | 2014-10-03
51422 | 4-(Hydroxymethyl) pendimethalin, water, recoverable, nanograms per polar organic chemical integrative sampler (POCIS) | 4-(Hydroxymethyl)pendimethalin | ng/POCIS | Recoverable | [5 empty] | 2020-01-21
51423 | 4-Chlorobenzylmethyl sulfoxide, water, recoverable, nanograms per polar organic chemical integrative sampler (POCIS) | 4-Chlorobenzylmethyl sulfoxide | ng/POCIS | Recoverable | [5 empty] | 2014-10-03
51424 | 4-Hydroxy molinate, water, recoverable, nanograms per polar organic chemical integrative sampler (POCIS) | 4-Hydroxy molinate | ng/POCIS | Recoverable | [5 empty] | 2014-10-03
51425 | 4-Hydroxychlorothalonil, water, recoverable, nanograms per polar organic chemical integrative sampler (POCIS) | 4-Hydroxychlorothalonil | ng/POCIS | Recoverable | [5 empty] | 2014-10-03
51426 | 4-Hydroxyhexazinone A, water, recoverable, nanograms per polar organic chemical integrative sampler (POCIS) | 4-Hydroxyhexazinone A | ng/POCIS | Recoverable | [5 empty] | 2014-10-03
51427 | 7-Hydroxycarbofuran, water, recoverable, nanograms per polar organic chemical integrative sampler (POCIS) | 7-Hydroxycarbofuran | ng/POCIS | Recoverable | [5 empty] | 2014-10-03
51428 | Acephate, water, recoverable, nanograms per polar organic chemical integrative sampler (POCIS) | Acephate | ng/POCIS | Recoverable | [5 empty] | 2014-10-03
51429 | Acetochlor, water, recoverable, nanograms per polar organic chemical integrative sampler (POCIS) | Acetochlor | ng/POCIS | Recoverable | [5 empty] | 2014-10-03
51430 | Acetochlor oxanilic acid, water, recoverable, nanograms per polar organic chemical integrative sampler (POCIS) | Acetochlor OA | ng/POCIS | Recoverable | [5 empty] | 2016-10-06
51431 | Acetochlor sulfonic acid, water, recoverable, nanograms per polar organic chemical integrative sampler (POCIS) | Acetochlor ESA | ng/POCIS | Recoverable | [5 empty] | 2016-10-06
51432 | Acetochlor sulfynilacetic acid, water, recoverable, nanograms per polar organic chemical integrative sampler (POCIS) | Acetochlor sulfynilacetic acid | ng/POCIS | Recoverable | [5 empty] | 2014-10-03
51433 | Alachlor, water, recoverable, nanograms per polar organic chemical integrative sampler (POCIS) | Alachlor | ng/POCIS | Recoverable | [5 empty] | 2014-10-03
51434 | Alachlor oxanilic acid, water, recoverable, nanograms per polar organic chemical integrative sampler (POCIS) | Alachlor OA | ng/POCIS | Recoverable | [5 empty] | 2020-01-21
51435 | Alachlor sulfonic acid, water, recoverable, nanograms per polar organic chemical integrative sampler (POCIS) | Alachlor ESA | ng/POCIS | Recoverable | [5 empty] | 2014-10-03
51436 | Alachlor sulfynilacetic acid, water, recoverable, nanograms per polar organic chemical integrative sampler (POCIS) | Alachlor sulfynilacetic acid | ng/POCIS | Recoverable | [5 empty] | 2014-10-03
51437 | Aldicarb, water, recoverable, nanograms per polar organic chemical integrative sampler (POCIS) | Aldicarb | ng/POCIS | Recoverable | [5 empty] | 2014-10-03
51438 | Aldicarb sulfone, water, recoverable, nanograms per polar organic chemical integrative sampler (POCIS) | Aldicarb sulfone | ng/POCIS | Recoverable | [5 empty] | 2014-10-03
51439 | Aldicarb sulfoxide, water, recoverable, nanograms per polar organic chemical integrative sampler (POCIS) | Aldicarb sulfoxide | ng/POCIS | Recoverable | [5 empty] | 2014-10-03
51440 | Ametryn, water, recoverable, nanograms per polar organic chemical integrative sampler (POCIS) | Ametryn | ng/POCIS | Recoverable | [5 empty] | 2014-10-03
51441 | Asulam, water, recoverable, nanograms per polar organic chemical integrative sampler (POCIS) | Asulam | ng/POCIS | Recoverable | [5 empty] | 2014-10-03
51442 | Atrazine, water, recoverable, nanograms per polar organic chemical integrative sampler (POCIS) | Atrazine | ng/POCIS | Recoverable | [5 empty] | 2014-10-03
51443 | Azinphos-methyl, water, recoverable, nanograms per polar organic chemical integrative sampler (POCIS) | Azinphos-methyl | ng/POCIS | Recoverable | [5 empty] | 2014-10-03
51444 | Azinphos-methyl oxon, water, recoverable, nanograms per polar organic chemical integrative sampler (POCIS) | Azinphos-methyl oxygen analog | ng/POCIS | Recoverable | [5 empty] | 2016-10-06
51445 | Azoxystrobin, water, recoverable, nanograms per polar organic chemical integrative sampler (POCIS) | Azoxystrobin | ng/POCIS | Recoverable | [5 empty] | 2014-10-03
51446 | Bentazon, water, recoverable, nanograms per polar organic chemical integrative sampler (POCIS) | Bentazon | ng/POCIS | Recoverable | [5 empty] | 2014-10-03
51447 | Bifenthrin, water, recoverable, nanograms per polar organic chemical integrative sampler (POCIS) | Bifenthrin | ng/POCIS | Recoverable | [5 empty] | 2014-10-03
51448 | Bromacil, water, recoverable, nanograms per polar organic chemical integrative sampler (POCIS) | Bromacil | ng/POCIS | Recoverable | [5 empty] | 2014-10-03
51449 | Bromoxynil, water, recoverable, nanograms per polar organic chemical integrative sampler (POCIS) | Bromoxynil | ng/POCIS | Recoverable | [5 empty] | 2014-10-03
51450 | Butralin, water, recoverable, nanograms per polar organic chemical integrative sampler (POCIS) | Butralin | ng/POCIS | Recoverable | [5 empty] | 2014-10-03
51451 | Butylate, water, recoverable, nanograms per polar organic chemical integrative sampler (POCIS) | Butylate | ng/POCIS | Recoverable | [5 empty] | 2014-10-03
51452 | Carbaryl, water, recoverable, nanograms per polar organic chemical integrative sampler (POCIS) | Carbaryl | ng/POCIS | Recoverable | [5 empty] | 2014-10-03
51453 | Carbendazim, water, recoverable, nanograms per polar organic chemical integrative sampler (POCIS) | Carbendazim | ng/POCIS | Recoverable | [5 empty] | 2014-10-03
51454 | Carbofuran, water, recoverable, nanograms per polar organic chemical integrative sampler (POCIS) | Carbofuran | ng/POCIS | Recoverable | [5 empty] | 2014-10-03
51455 | Carboxy molinate, water, recoverable, nanograms per polar organic chemical integrative sampler (POCIS) | Carboxy molinate | ng/POCIS | Recoverable | [5 empty] | 2014-10-03
51456 | Chlorimuron-ethyl, water, recoverable, nanograms per polar organic chemical integrative sampler (POCIS) | Chlorimuron-ethyl | ng/POCIS | Recoverable | [5 empty] | 2014-10-03
51457 | Chlorosulfonamide acid, water, recoverable, nanograms per polar organic chemical integrative sampler (POCIS) | Chlorosulfonamide acid | ng/POCIS | Recoverable | [5 empty] | 2014-10-03
51458 | Chlorpyrifos, water, recoverable, nanograms per polar organic chemical integrative sampler (POCIS) | Chlorpyrifos | ng/POCIS | Recoverable | [5 empty] | 2014-10-03
51459 | Chlorpyrifos oxygen analog, water, recoverable, nanograms per polar organic chemical integrative sampler (POCIS) | Chlorpyrifos O.A. | ng/POCIS | Recoverable | [5 empty] | 2014-10-03
51460 | Chlorsulfuron, water, recoverable, nanograms per polar organic chemical integrative sampler (POCIS) | Chlorsulfuron | ng/POCIS | Recoverable | [5 empty] | 2014-10-03
51461 | cis-Cyhalothric acid, water, recoverable, nanograms per polar organic chemical integrative sampler (POCIS) | cis-Cyhalothric acid | ng/POCIS | Recoverable | [5 empty] | 2014-10-03
51462 | cis-Permethrin, water, recoverable, nanograms per polar organic chemical integrative sampler (POCIS) | 1rs Cis-Permethrin | ng/POCIS | Recoverable | [5 empty] | 2014-10-03
51463 | Cyanazine, water, recoverable, nanograms per polar organic chemical integrative sampler (POCIS) | Cyanazine | ng/POCIS | Recoverable | [5 empty] | 2014-10-03
51464 | DCPA monoacid, water, recoverable, nanograms per polar organic chemical integrative sampler (POCIS) | Chlorthal-Monomethyl | ng/POCIS | Recoverable | [5 empty] | 2014-10-03
51465 | Dechlorofipronil, water, recoverable, nanograms per polar organic chemical integrative sampler (POCIS) | Dechlorofipronil | ng/POCIS | Recoverable | [5 empty] | 2014-10-03
51466 | Dechlorometolachlor, water, recoverable, nanograms per polar organic chemical integrative sampler (POCIS) | Dechlorometolachlor | ng/POCIS | Recoverable | [5 empty] | 2014-10-03
51467 | Deiodo flubendiamide, water, recoverable, nanograms per polar organic chemical integrative sampler (POCIS) | Desiodo flubendiamide | ng/POCIS | Recoverable | [5 empty] | 2017-01-05
51468 | Deisopropyl prometryn, water, recoverable, nanograms per polar organic chemical integrative sampler (POCIS) | Deisopropyl prometryn | ng/POCIS | Recoverable | [5 empty] | 2014-10-03
51469 | Demethyl fluometuron, water, recoverable, nanograms per polar organic chemical integrative sampler (POCIS) | Demethylfluometuron | ng/POCIS | Recoverable | [5 empty] | 2020-01-21
51470 | Demethyl hexazinone B, water, recoverable, nanograms per polar organic chemical integrative sampler (POCIS) | 1,3,5-Triazine-2,4(1H,3H)-dione, 3-cyclohexyl-1-methyl-6-(methylamino)- | ng/POCIS | Recoverable | [5 empty] | 2017-04-20
51471 | Desamino-diketo metribuzin, water, recoverable, nanograms per polar organic chemical integrative sampler (POCIS) | Metribuzin DADK | ng/POCIS | Recoverable | [5 empty] | 2014-10-03
51472 | Demethyl norflurazon, water, recoverable, nanograms per polar organic chemical integrative sampler (POCIS) | Desmethylnorflurazon | ng/POCIS | Recoverable | [5 empty] | 2014-10-03
51473 | Desulfinylfipronil, water, recoverable, nanograms per polar organic chemical integrative sampler (POCIS) | Fipronil Desulfinyl | ng/POCIS | Recoverable | [5 empty] | 2020-01-21
51474 | Desulfinylfipronil amide, water, recoverable, nanograms per polar organic chemical integrative sampler (POCIS) | Desulfinylfipronil amide | ng/POCIS | Recoverable | [5 empty] | 2014-10-03
51475 | Diazinon, water, recoverable, nanograms per polar organic chemical integrative sampler (POCIS) | Diazinon | ng/POCIS | Recoverable | [5 empty] | 2014-10-03
51476 | Diazoxon, water, recoverable, nanograms per polar organic chemical integrative sampler (POCIS) | Diazoxon | ng/POCIS | Recoverable | [5 empty] | 2014-10-03
51477 | Dicamba, water, recoverable, nanograms per polar organic chemical integrative sampler (POCIS) | Dicamba | ng/POCIS | Recoverable | [5 empty] | 2014-10-03
51478 | Dichlorvos, water, recoverable, nanograms per polar organic chemical integrative sampler (POCIS) | Dichlorvos | ng/POCIS | Recoverable | [5 empty] | 2014-10-03
51479 | Dicrotophos, water, recoverable, nanograms per polar organic chemical integrative sampler (POCIS) | Dicrotophos | ng/POCIS | Recoverable | [5 empty] | 2014-10-03
51480 | Didemethyl hexazinone F, water, recoverable, nanograms per polar organic chemical integrative sampler (POCIS) | Didemethyl hexazinone F | ng/POCIS | Recoverable | [5 empty] | 2020-01-21
51481 | Diflubenzuron, water, recoverable, nanograms per polar organic chemical integrative sampler (POCIS) | Diflubenzuron | ng/POCIS | Recoverable | [5 empty] | 2014-10-03
51482 | Diflufenzopyr, water, recoverable, nanograms per polar organic chemical integrative sampler (POCIS) | Diflufenzopyr | ng/POCIS | Recoverable | [5 empty] | 2014-10-03
51483 | Diketonitrile-isoxaflutole, water, recoverable, nanograms per polar organic chemical integrative sampler (POCIS) | Benzenepropanenitrile, .alpha.-(cyclopropylcarbonyl)- 2-(methylsulfonyl)-.beta.- oxo-4-(trifluoromethyl)- | ng/POCIS | Recoverable | [5 empty] | 2017-01-05
51484 | Dimethenamid, water, recoverable, nanograms per polar organic chemical integrative sampler (POCIS) | Dimethenamid | ng/POCIS | Recoverable | [5 empty] | 2014-10-03
51485 | Dimethenamid oxanilic acid, water, recoverable, nanograms per polar organic chemical integrative sampler (POCIS) | Dimethenamid OA | ng/POCIS | Recoverable | [5 empty] | 2020-01-21
51486 | Dimethenamid sulfinylacetic acid, water, recoverable, nanograms per polar organic chemical integrative sampler (POCIS) | Dimethenamid sulfinylacetic acid | ng/POCIS | Recoverable | [5 empty] | 2014-10-03
51487 | Dimethenamid sulfonic acid, water, recoverable, nanograms per polar organic chemical integrative sampler (POCIS) | Dimethenamid ESA | ng/POCIS | Recoverable | [5 empty] | 2014-10-03
51488 | Dimethoate, water, recoverable, nanograms per polar organic chemical integrative sampler (POCIS) | Dimethoate | ng/POCIS | Recoverable | [5 empty] | 2014-10-03
51489 | Omethoate, water, recoverable, nanograms per polar organic chemical integrative sampler (POCIS) | Omethoate | ng/POCIS | Recoverable | [5 empty] | 2014-10-03
51490 | Disulfoton, water, recoverable, nanograms per polar organic chemical integrative sampler (POCIS) | Disulfoton | ng/POCIS | Recoverable | [5 empty] | 2014-10-03
51491 | Disulfoton oxon, water, recoverable, nanograms per polar organic chemical integrative sampler (POCIS) | Demeton-S | ng/POCIS | Recoverable | [5 empty] | 2014-10-03
51492 | Disulfoton oxon sulfoxide, water, recoverable, nanograms per polar organic chemical integrative sampler (POCIS) | Disulfoton oxon sulfoxide | ng/POCIS | Recoverable | [5 empty] | 2014-10-03
51493 | Disulfoton oxon sulfone, water, recoverable, nanograms per polar organic chemical integrative sampler (POCIS) | Disulfoton oxon sulfone | ng/POCIS | Recoverable | [5 empty] | 2014-10-03
51494 | Disulfoton sulfone, water, recoverable, nanograms per polar organic chemical integrative sampler (POCIS) | Disulfoton sulfone | ng/POCIS | Recoverable | [5 empty] | 2014-10-03
51495 | Disulfoton sulfoxide, water, recoverable, nanograms per polar organic chemical integrative sampler (POCIS) | Oxydisulfoton | ng/POCIS | Recoverable | [5 empty] | 2014-10-03
51496 | Diuron, water, recoverable, nanograms per polar organic chemical integrative sampler (POCIS) | Diuron | ng/POCIS | Recoverable | [5 empty] | 2014-10-03
51497 | EPTC, water, recoverable, nanograms per polar organic chemical integrative sampler (POCIS) | S-Ethyl dipropylthiocarbamate | ng/POCIS | Recoverable | [5 empty] | 2014-10-03
51498 | EPTC degradate R248722, water, recoverable, nanograms per polar organic chemical integrative sampler (POCIS) | EPTC degradate R248722 | ng/POCIS | Recoverable | [5 empty] | 2020-01-21
51499 | Ethoprop, water, recoverable, nanograms per polar organic chemical integrative sampler (POCIS) | Ethoprop | ng/POCIS | Recoverable | [5 empty] | 2014-10-03
51500 | Etoxazole, water, recoverable, nanograms per polar organic chemical integrative sampler (POCIS) | Etoxazole | ng/POCIS | Recoverable | [5 empty] | 2014-10-03
51501 | Famoxadone, water, recoverable, nanograms per polar organic chemical integrative sampler (POCIS) | Famoxadone | ng/POCIS | Recoverable | [5 empty] | 2014-10-03
51502 | Fenamiphos, water, recoverable, nanograms per polar organic chemical integrative sampler (POCIS) | Fenamiphos | ng/POCIS | Recoverable | [5 empty] | 2014-10-03
51503 | Fenamiphos sulfone, water, recoverable, nanograms per polar organic chemical integrative sampler (POCIS) | Fenamiphos Sulfone | ng/POCIS | Recoverable | [5 empty] | 2014-10-03
51504 | Fenamiphos sulfoxide, water, recoverable, nanograms per polar organic chemical integrative sampler (POCIS) | Fenamiphos sulfoxide | ng/POCIS | Recoverable | [5 empty] | 2014-10-03
51505 | Fenbutatin oxide, water, recoverable, nanograms per polar organic chemical integrative sampler (POCIS) | Fenbutatin-oxide | ng/POCIS | Recoverable | [5 empty] | 2016-10-06
51506 | Fentin, water, recoverable, nanograms per polar organic chemical integrative sampler (POCIS) | Fentin | ng/POCIS | Recoverable | [5 empty] | 2014-10-03
51507 | Fipronil, water, recoverable, nanograms per polar organic chemical integrative sampler (POCIS) | Fipronil | ng/POCIS | Recoverable | [5 empty] | 2014-10-03
51508 | Fipronil amide, water, recoverable, nanograms per polar organic chemical integrative sampler (POCIS) | 1H-Pyrazole-3-carboxamide, 5-amino-1-[2,6-dichloro-4-(trifluoromethyl)phenyl]-4-[(trifluoromethyl)sulfinyl]- | ng/POCIS | Recoverable | [5 empty] | 2017-04-20
51509 | Fipronil sulfide, water, recoverable, nanograms per polar organic chemical integrative sampler (POCIS) | Fipronil Sulfide | ng/POCIS | Recoverable | [5 empty] | 2020-01-21
51510 | Fipronil sulfonate, water, recoverable, nanograms per polar organic chemical integrative sampler (POCIS) | Fipronil sulfonate | ng/POCIS | Recoverable | [5 empty] | 2014-10-03
51511 | Fipronil sulfone, water, recoverable, nanograms per polar organic chemical integrative sampler (POCIS) | Fipronil Sulfone | ng/POCIS | Recoverable | [5 empty] | 2014-10-03
51512 | Flubendiamide, water, recoverable, nanograms per polar organic chemical integrative sampler (POCIS) | Flubendiamide | ng/POCIS | Recoverable | [5 empty] | 2014-10-03
51513 | Flumetsulam, water, recoverable, nanograms per polar organic chemical integrative sampler (POCIS) | Flumetsulam | ng/POCIS | Recoverable | [5 empty] | 2014-10-03
51514 | Fluometuron, water, recoverable, nanograms per polar organic chemical integrative sampler (POCIS) | Fluometuron | ng/POCIS | Recoverable | [5 empty] | 2014-10-03
51515 | Fonofos, water, recoverable, nanograms per polar organic chemical integrative sampler (POCIS) | Fonofos | ng/POCIS | Recoverable | [5 empty] | 2014-10-03
51516 | Formetanate, water, recoverable, nanograms per polar organic chemical integrative sampler (POCIS) | Formetanate | ng/POCIS | Recoverable | [5 empty] | 2014-10-03
51517 | Halosulfuron methyl, water, recoverable, nanograms per polar organic chemical integrative sampler (POCIS) | Halosulfuron-methyl | ng/POCIS | Recoverable | [5 empty] | 2014-10-03
51518 | Hexazinone, water, recoverable, nanograms per polar organic chemical integrative sampler (POCIS) | Hexazinone | ng/POCIS | Recoverable | [5 empty] | 2014-10-03
51519 | Hexazinone Transformation Product C, water, recoverable, nanograms per polar organic chemical integrative sampler (POCIS) | Hexazinone Transformation Product C | ng/POCIS | Recoverable | [5 empty] | 2020-01-21
51520 | Hexazinone Transformation Product D, water, recoverable, nanograms per polar organic chemical integrative sampler (POCIS) | Hexazinone Transformation Product D | ng/POCIS | Recoverable | [5 empty] | 2020-01-21
51521 | Hexazinone Transformation Product E, water, recoverable, nanograms per polar organic chemical integrative sampler (POCIS) | Hexazinone Transformation Product E | ng/POCIS | Recoverable | [5 empty] | 2020-01-21
51523 | Hydroxy didemethyl fluometuron, water, recoverable, nanograms per polar organic chemical integrative sampler (POCIS) | Hydroxy didemethyl fluometuron | ng/POCIS | Recoverable | [5 empty] | 2014-10-03
51524 | Hydroxy monodemethyl fluometuron, water, recoverable, nanograms per polar organic chemical integrative sampler (POCIS) | Hydroxy monodemethyl fluometuron | ng/POCIS | Recoverable | [5 empty] | 2014-10-03
51525 | Hydroxyacetochlor, water, recoverable, nanograms per polar organic chemical integrative sampler (POCIS) | Hydroxyacetochlor | ng/POCIS | Recoverable | [5 empty] | 2014-10-03
51526 | Hydroxyalachlor, water, recoverable, nanograms per polar organic chemical integrative sampler (POCIS) | Hydroxyalachlor | ng/POCIS | Recoverable | [5 empty] | 2014-10-03
51527 | Hydroxydiazinon, water, recoverable, nanograms per polar organic chemical integrative sampler (POCIS) | Hydroxydiazinon | ng/POCIS | Recoverable | [5 empty] | 2014-10-03
51528 | Hydroxyfluometuron, water, recoverable, nanograms per polar organic chemical integrative sampler (POCIS) | Hydroxyfluometuron | ng/POCIS | Recoverable | [5 empty] | 2014-10-03
51529 | Hydroxymetolachlor, water, recoverable, nanograms per polar organic chemical integrative sampler (POCIS) | Hydroxymetolachlor | ng/POCIS | Recoverable | [5 empty] | 2014-10-03
51530 | Hydroxyphthalazinone, water, recoverable, nanograms per polar organic chemical integrative sampler (POCIS) | Hydroxyphthalazinone | ng/POCIS | Recoverable | [5 empty] | 2014-10-03
51531 | Hydroxysimazine, water, recoverable, nanograms per polar organic chemical integrative sampler (POCIS) | Hydroxysimazine | ng/POCIS | Recoverable | [5 empty] | 2014-10-03
51532 | Tebuthiuron Transformation Product 109, water, recoverable, nanograms per polar organic chemical integrative sampler (POCIS) | Hydroxytebuthiuron | ng/POCIS | Recoverable | [5 empty] | 2016-10-06
51533 | Imazamox, water, recoverable, nanograms per polar organic chemical integrative sampler (POCIS) | Imazamox | ng/POCIS | Recoverable | [5 empty] | 2014-10-03
51534 | Imazaquin, water, recoverable, nanograms per polar organic chemical integrative sampler (POCIS) | Imazaquin | ng/POCIS | Recoverable | [5 empty] | 2014-10-03
51535 | Imazethapyr, water, recoverable, nanograms per polar organic chemical integrative sampler (POCIS) | Imazethapyr | ng/POCIS | Recoverable | [5 empty] | 2014-10-03
51536 | Imidacloprid, water, recoverable, nanograms per polar organic chemical integrative sampler (POCIS) | Imidacloprid | ng/POCIS | Recoverable | [5 empty] | 2014-10-03
51537 | Indoxacarb, water, recoverable, nanograms per polar organic chemical integrative sampler (POCIS) | Indoxacarb | ng/POCIS | Recoverable | [5 empty] | 2014-10-03
51538 | Isoxaflutole, water, recoverable, nanograms per polar organic chemical integrative sampler (POCIS) | Isoxaflutole | ng/POCIS | Recoverable | [5 empty] | 2014-10-03
51539 | Isoxaflutole acid metabolite RPA 203328, water, recoverable, nanograms per polar organic chemical integrative sampler (POCIS) | Isoxaflutole acid metabolite RPA 203328 | ng/POCIS | Recoverable | [5 empty] | 2020-01-21
51540 | Kresoxim-methyl, water, recoverable, nanograms per polar organic chemical integrative sampler (POCIS) | Kresoxim-methyl | ng/POCIS | Recoverable | [5 empty] | 2014-10-03
51541 | Lactofen, water, recoverable, nanograms per polar organic chemical integrative sampler (POCIS) | Lactofen | ng/POCIS | Recoverable | [5 empty] | 2014-10-03
51542 | Linuron, water, recoverable, nanograms per polar organic chemical integrative sampler (POCIS) | Linuron | ng/POCIS | Recoverable | [5 empty] | 2014-10-03
51543 | Malaoxon, water, recoverable, nanograms per polar organic chemical integrative sampler (POCIS) | Malaoxon | ng/POCIS | Recoverable | [5 empty] | 2014-10-03
51544 | Malathion, water, recoverable, nanograms per polar organic chemical integrative sampler (POCIS) | Malathion | ng/POCIS | Recoverable | [5 empty] | 2014-10-03
51545 | MCPA, water, recoverable, nanograms per polar organic chemical integrative sampler (POCIS) | MCPA | ng/POCIS | Recoverable | [5 empty] | 2014-10-03
51546 | Metalaxyl, water, recoverable, nanograms per polar organic chemical integrative sampler (POCIS) | Metalaxyl | ng/POCIS | Recoverable | [5 empty] | 2014-10-03
51547 | Metconazole, water, recoverable, nanograms per polar organic chemical integrative sampler (POCIS) | Metconazole | ng/POCIS | Recoverable | [5 empty] | 2014-10-03
51548 | Methamidophos, water, recoverable, nanograms per polar organic chemical integrative sampler (POCIS) | Methamidophos | ng/POCIS | Recoverable | [5 empty] | 2014-10-03
51549 | Methidathion, water, recoverable, nanograms per polar organic chemical integrative sampler (POCIS) | Methidathion | ng/POCIS | Recoverable | [5 empty] | 2014-10-03
51550 | Methomyl, water, recoverable, nanograms per polar organic chemical integrative sampler (POCIS) | Methomyl | ng/POCIS | Recoverable | [5 empty] | 2014-10-03
51551 | Methomyl oxime, water, recoverable, nanograms per polar organic chemical integrative sampler (POCIS) | Ethanimidothioic acid, N-hydroxy-, methyl ester | ng/POCIS | Recoverable | [5 empty] | 2020-01-21
51552 | Methoxyfenozide, water, recoverable, nanograms per polar organic chemical integrative sampler (POCIS) | Methoxyfenozide | ng/POCIS | Recoverable | [5 empty] | 2014-10-03
51553 | Methyl paraoxon, water, recoverable, nanograms per polar organic chemical integrative sampler (POCIS) | Methyl paraoxon | ng/POCIS | Recoverable | [5 empty] | 2014-10-03
51554 | Metolachlor, water, recoverable, nanograms per polar organic chemical integrative sampler (POCIS) | Metolachlor | ng/POCIS | Recoverable | [5 empty] | 2014-10-03
51555 | Metolachlor hydroxy morpholinone, water, recoverable, nanograms per polar organic chemical integrative sampler (POCIS) | Metolachlor hydroxy morpholinone | ng/POCIS | Recoverable | [5 empty] | 2014-10-03
51556 | Metolachlor oxanilic acid, water, recoverable, nanograms per polar organic chemical integrative sampler (POCIS) | Metolachlor OA | ng/POCIS | Recoverable | [5 empty] | 2016-10-06
51557 | Metolachlor sulfonic acid, water, recoverable, nanograms per polar organic chemical integrative sampler (POCIS) | Metochlor ESA | ng/POCIS | Recoverable | [5 empty] | 2020-01-21
51558 | Metribuzin, water, recoverable, nanograms per polar organic chemical integrative sampler (POCIS) | Metribuzin | ng/POCIS | Recoverable | [5 empty] | 2014-10-03
51559 | Metribuzin DK, water, recoverable, nanograms per polar organic chemical integrative sampler (POCIS) | Metribuzin DK | ng/POCIS | Recoverable | [5 empty] | 2014-10-03
51560 | Desamino metribuzin, water, recoverable, nanograms per polar organic chemical integrative sampler (POCIS) | Metribuzin DA | ng/POCIS | Recoverable | [5 empty] | 2014-10-03
51561 | Molinate, water, recoverable, nanograms per polar organic chemical integrative sampler (POCIS) | Molinate | ng/POCIS | Recoverable | [5 empty] | 2014-10-03
51562 | Myclobutanil, water, recoverable, nanograms per polar organic chemical integrative sampler (POCIS) | Myclobutanil | ng/POCIS | Recoverable | [5 empty] | 2014-10-03
51563 | N-(3,4-Dichlorophenyl)-N'-methylurea, water, recoverable, nanograms per polar organic chemical integrative sampler (POCIS) | 1-(3,4-dichlorophenyl)-3-methyl urea | ng/POCIS | Recoverable | [5 empty] | 2014-10-03
51564 | Naled, water, recoverable, nanograms per polar organic chemical integrative sampler (POCIS) | Naled | ng/POCIS | Recoverable | [5 empty] | 2014-10-03
51565 | Nicosulfuron, water, recoverable, nanograms per polar organic chemical integrative sampler (POCIS) | Nicosulfuron | ng/POCIS | Recoverable | [5 empty] | 2014-10-03
51566 | Norflurazon, water, recoverable, nanograms per polar organic chemical integrative sampler (POCIS) | Norflurazon | ng/POCIS | Recoverable | [5 empty] | 2014-10-03
51567 | Novaluron, water, recoverable, nanograms per polar organic chemical integrative sampler (POCIS) | Novaluron | ng/POCIS | Recoverable | [5 empty] | 2014-10-03
51568 | O-Ethyl O-methyl S-propyl phosphorothioate, water, recoverable, nanograms per polar organic chemical integrative sampler (POCIS) | O-Ethyl O-methyl S-propyl phosphorothioate | ng/POCIS | Recoverable | [5 empty] | 2014-10-03
51569 | O-Ethyl S-methyl S-propyl phosphorodithioate, water, recoverable, nanograms per polar organic chemical integrative sampler (POCIS) | O-Ethyl S-methyl S-propyl phosphorodithioate | ng/POCIS | Recoverable | [5 empty] | 2014-10-03
51570 | O-Ethyl S-propyl phosphorothioate, water, recoverable, nanograms per polar organic chemical integrative sampler (POCIS) | O-Ethyl S-propyl phosphorothioate | ng/POCIS | Recoverable | [5 empty] | 2014-10-03
51571 | Orthosulfamuron, water, recoverable, nanograms per polar organic chemical integrative sampler (POCIS) | Orthosulfamuron | ng/POCIS | Recoverable | [5 empty] | 2014-10-03
51572 | Oryzalin, water, recoverable, nanograms per polar organic chemical integrative sampler (POCIS) | Oryzalin | ng/POCIS | Recoverable | [5 empty] | 2014-10-03
51573 | Oxamyl, water, recoverable, nanograms per polar organic chemical integrative sampler (POCIS) | Oxamyl | ng/POCIS | Recoverable | [5 empty] | 2014-10-03
51574 | Oxamyl oxime, water, recoverable, nanograms per polar organic chemical integrative sampler (POCIS) | 2-(Dimethylamino)-N-hydroxy-2-oxoethanimidothioic acid methyl ester | ng/POCIS | Recoverable | [5 empty] | 2020-01-21
51575 | Oxyfluorfen, water, recoverable, nanograms per polar organic chemical integrative sampler (POCIS) | Oxyfluorfen | ng/POCIS | Recoverable | [5 empty] | 2014-10-03
51576 | Paraoxon, water, recoverable, nanograms per polar organic chemical integrative sampler (POCIS) | Paraoxon | ng/POCIS | Recoverable | [5 empty] | 2014-10-03
51577 | Methyl parathion, water, recoverable, nanograms per polar organic chemical integrative sampler (POCIS) | Methyl parathion | ng/POCIS | Recoverable | [5 empty] | 2014-10-03
51578 | Pendimethalin, water, recoverable, nanograms per polar organic chemical integrative sampler (POCIS) | Pendimethalin | ng/POCIS | Recoverable | [5 empty] | 2014-10-03
51579 | Phorate, water, recoverable, nanograms per polar organic chemical integrative sampler (POCIS) | Phorate | ng/POCIS | Recoverable | [5 empty] | 2014-10-03
51580 | Phorate oxon sulfoxide, water, recoverable, nanograms per polar organic chemical integrative sampler (POCIS) | Phorate oxon sulfoxide | ng/POCIS | Recoverable | [5 empty] | 2014-10-03
51581 | Phorate oxon, water, recoverable, nanograms per polar organic chemical integrative sampler (POCIS) | Phorate O.A. | ng/POCIS | Recoverable | [5 empty] | 2014-10-03
51582 | Phorate oxon sulfone, water, recoverable, nanograms per polar organic chemical integrative sampler (POCIS) | Phorate oxon sulfone | ng/POCIS | Recoverable | [5 empty] | 2014-10-03
51583 | Phorate sulfone, water, recoverable, nanograms per polar organic chemical integrative sampler (POCIS) | Phorate sulfone | ng/POCIS | Recoverable | [5 empty] | 2014-10-03
51584 | Phorate sulfoxide, water, recoverable, nanograms per polar organic chemical integrative sampler (POCIS) | Phorate sulfoxide | ng/POCIS | Recoverable | [5 empty] | 2014-10-03
51585 | Phosmet, water, recoverable, nanograms per polar organic chemical integrative sampler (POCIS) | Phosmet | ng/POCIS | Recoverable | [5 empty] | 2014-10-03
51586 | Phosmet oxon, water, recoverable, nanograms per polar organic chemical integrative sampler (POCIS) | Phosmetoxon | ng/POCIS | Recoverable | [5 empty] | 2014-10-03
51587 | Phthalazinone, water, recoverable, nanograms per polar organic chemical integrative sampler (POCIS) | Phthalazinone | ng/POCIS | Recoverable | [5 empty] | 2020-01-21
51588 | Piperonyl butoxide, water, recoverable, nanograms per polar organic chemical integrative sampler (POCIS) | Piperonyl butoxide | ng/POCIS | Recoverable | [5 empty] | 2014-10-03
51589 | Profenofos, water, recoverable, nanograms per polar organic chemical integrative sampler (POCIS) | Profenofos | ng/POCIS | Recoverable | [5 empty] | 2014-10-03
51590 | Prometon, water, recoverable, nanograms per polar organic chemical integrative sampler (POCIS) | Prometon | ng/POCIS | Recoverable | [5 empty] | 2014-10-03
51591 | Prometryn, water, recoverable, nanograms per polar organic chemical integrative sampler (POCIS) | Prometryn | ng/POCIS | Recoverable | [5 empty] | 2014-10-03
51592 | Propanil, water, recoverable, nanograms per polar organic chemical integrative sampler (POCIS) | Propanil | ng/POCIS | Recoverable | [5 empty] | 2014-10-03
51593 | Propargite, water, recoverable, nanograms per polar organic chemical integrative sampler (POCIS) | Propargite | ng/POCIS | Recoverable | [5 empty] | 2014-10-03
51594 | Propazine, water, recoverable, nanograms per polar organic chemical integrative sampler (POCIS) | Propazine | ng/POCIS | Recoverable | [5 empty] | 2014-10-03
51595 | Propiconazole, water, recoverable, nanograms per polar organic chemical integrative sampler (POCIS) | Propiconazole | ng/POCIS | Recoverable | [5 empty] | 2014-10-03
51596 | Propoxur, water, recoverable, nanograms per polar organic chemical integrative sampler (POCIS) | Propoxur | ng/POCIS | Recoverable | [5 empty] | 2014-10-03
51597 | Propyzamide, water, recoverable, nanograms per polar organic chemical integrative sampler (POCIS) | Pronamide | ng/POCIS | Recoverable | [5 empty] | 2014-10-03
51598 | Prosulfuron, water, recoverable, nanograms per polar organic chemical integrative sampler (POCIS) | Prosulfuron | ng/POCIS | Recoverable | [5 empty] | 2014-10-03
51599 | Pymetrozine, water, recoverable, nanograms per polar organic chemical integrative sampler (POCIS) | Pymetrozine | ng/POCIS | Recoverable | [5 empty] | 2014-10-03
51600 | Pyraclostrobin, water, recoverable, nanograms per polar organic chemical integrative sampler (POCIS) | Pyraclostrobin | ng/POCIS | Recoverable | [5 empty] | 2014-10-03
51601 | Pyridaben, water, recoverable, nanograms per polar organic chemical integrative sampler (POCIS) | Pyridaben | ng/POCIS | Recoverable | [5 empty] | 2014-10-03
51602 | Pyriproxyfen, water, recoverable, nanograms per polar organic chemical integrative sampler (POCIS) | Pyriproxyfen | ng/POCIS | Recoverable | [5 empty] | 2014-10-03
51603 | sec-Acetochlor oxanilic acid, water, recoverable, nanograms per polar organic chemical integrative sampler (POCIS) | sec-Acetochlor oxanilic acid | ng/POCIS | Recoverable | [5 empty] | 2014-10-03
51604 | sec-Alachlor oxanilic acid, water, recoverable, nanograms per polar organic chemical integrative sampler (POCIS) | sec-Alachlor oxanilic acid | ng/POCIS | Recoverable | [5 empty] | 2014-10-03
51605 | Siduron, water, recoverable, nanograms per polar organic chemical integrative sampler (POCIS) | Siduron | ng/POCIS | Recoverable | [5 empty] | 2014-10-03
51606 | Simazine, water, recoverable, nanograms per polar organic chemical integrative sampler (POCIS) | Simazine | ng/POCIS | Recoverable | [5 empty] | 2014-10-03
51607 | Sulfentrazone, water, recoverable, nanograms per polar organic chemical integrative sampler (POCIS) | Sulfentrazone | ng/POCIS | Recoverable | [5 empty] | 2014-10-03
51608 | Sulfometuron-methyl, water, recoverable, nanograms per polar organic chemical integrative sampler (POCIS) | Sulfometuron methyl | ng/POCIS | Recoverable | [5 empty] | 2014-10-03
51609 | Sulfosulfuron, water, recoverable, nanograms per polar organic chemical integrative sampler (POCIS) | Sulfosulfuron | ng/POCIS | Recoverable | [5 empty] | 2014-10-03
51610 | Sulfosulfuron ethyl sulfone, water, recoverable, nanograms per polar organic chemical integrative sampler (POCIS) | Sulfosulfuron ethyl sulfone | ng/POCIS | Recoverable | [5 empty] | 2014-10-03
51611 | 2,3,3-Trichloro-2-propene-1-sulfonic acid, water, recoverable, nanograms per polar organic chemical integrative sampler (POCIS) | 2,3,3-Trichloro-2-propene-1-sulfonic acid | ng/POCIS | Recoverable | [5 empty] | 2014-10-03
51612 | Tebuconazole, water, recoverable, nanograms per polar organic chemical integrative sampler (POCIS) | Tebuconazole | ng/POCIS | Recoverable | [5 empty] | 2014-10-03
51613 | Tebufenozide, water, recoverable, nanograms per polar organic chemical integrative sampler (POCIS) | Tebufenozide | ng/POCIS | Recoverable | [5 empty] | 2014-10-03
51614 | Tebupirimfos oxygen analog, water, recoverable, nanograms per polar organic chemical integrative sampler (POCIS) | Tebupirimphos oxon | ng/POCIS | Recoverable | [5 empty] | 2020-01-21
51615 | Tebupirimfos, water, recoverable, nanograms per polar organic chemical integrative sampler (POCIS) | Phostebupirim | ng/POCIS | Recoverable | [5 empty] | 2017-10-06
51616 | Tebuthiuron, water, recoverable, nanograms per polar organic chemical integrative sampler (POCIS) | Tebuthiuron | ng/POCIS | Recoverable | [5 empty] | 2014-10-03
51617 | Tebuthiuron Transformation Product 104, water, recoverable, nanograms per polar organic chemical integrative sampler (POCIS) | Tebuthiuron TP 104 | ng/POCIS | Recoverable | [5 empty] | 2017-01-05
51618 | Tebuthiuron Transformation Product 108, water, recoverable, nanograms per polar organic chemical integrative sampler (POCIS) | Tebuthiuron Transformation Product 108 | ng/POCIS | Recoverable | [5 empty] | 2020-01-21
51619 | Tebuthiuron Transformation Product 109 (OH), water, recoverable, nanograms per polar organic chemical integrative sampler (POCIS) | Tebuthiuron TP 109 (OH) | ng/POCIS | Recoverable | [5 empty] | 2017-04-20
51620 | Tebuthiuron Transformation Product 106, water, recoverable, nanograms per polar organic chemical integrative sampler (POCIS) | Tebuthiuron TP 106 | ng/POCIS | Recoverable | [5 empty] | 2017-01-05
51621 | Terbacil, water, recoverable, nanograms per polar organic chemical integrative sampler (POCIS) | Terbacil | ng/POCIS | Recoverable | [5 empty] | 2014-10-03
51622 | Terbufos, water, recoverable, nanograms per polar organic chemical integrative sampler (POCIS) | Terbufos | ng/POCIS | Recoverable | [5 empty] | 2014-10-03
51623 | Terbufos oxon, water, recoverable, nanograms per polar organic chemical integrative sampler (POCIS) | Terbufos oxon | ng/POCIS | Recoverable | [5 empty] | 2014-10-03
51624 | Terbufos oxon sulfone, water, recoverable, nanograms per polar organic chemical integrative sampler (POCIS) | Terbufos oxygen analog sulfone | ng/POCIS | Recoverable | [5 empty] | 2016-10-06
51625 | Terbufos oxon sulfoxide, water, recoverable, nanograms per polar organic chemical integrative sampler (POCIS) | Terbufos oxon sulfoxide | ng/POCIS | Recoverable | [5 empty] | 2014-10-03
51626 | Terbufos sulfone, water, recoverable, nanograms per polar organic chemical integrative sampler (POCIS) | Terbufos sulfone | ng/POCIS | Recoverable | [5 empty] | 2014-10-03
51627 | Terbufos sulfoxide, water, recoverable, nanograms per polar organic chemical integrative sampler (POCIS) | Terbufos sulfoxide | ng/POCIS | Recoverable | [5 empty] | 2014-10-03
51628 | Terbuthylazine, water, recoverable, nanograms per polar organic chemical integrative sampler (POCIS) | Terbuthylazine | ng/POCIS | Recoverable | [5 empty] | 2014-10-03
51629 | Tetraconazole, water, recoverable, nanograms per polar organic chemical integrative sampler (POCIS) | Tetraconazole | ng/POCIS | Recoverable | [5 empty] | 2014-10-03
51630 | Thiobencarb, water, recoverable, nanograms per polar organic chemical integrative sampler (POCIS) | Thiobencarb | ng/POCIS | Recoverable | [5 empty] | 2014-10-03
51631 | trans-Permethrin, water, recoverable, nanograms per polar organic chemical integrative sampler (POCIS) | Transpermethrin | ng/POCIS | Recoverable | [5 empty] | 2014-10-03
51632 | Triallate, water, recoverable, nanograms per polar organic chemical integrative sampler (POCIS) | Triallate | ng/POCIS | Recoverable | [5 empty] | 2014-10-03
51633 | Tribufos, water, recoverable, nanograms per polar organic chemical integrative sampler (POCIS) | Tribufos | ng/POCIS | Recoverable | [5 empty] | 2014-10-03
51634 | Triclopyr, water, recoverable, nanograms per polar organic chemical integrative sampler (POCIS) | Triclopyr | ng/POCIS | Recoverable | [5 empty] | 2014-10-03
51635 | Trifloxystrobin, water, recoverable, nanograms per polar organic chemical integrative sampler (POCIS) | Trifloxystrobin | ng/POCIS | Recoverable | [5 empty] | 2014-10-03
51636 | cis-Chlordane, water, filtered, recoverable, nanograms per liter | cis-Chlordane | ng/l | Dissolved | [5 empty] | 2014-10-03
51637 | cis-Nonachlor, water, filtered, recoverable, nanograms per liter | cis-Nonachlor | ng/l | Dissolved | [5 empty] | 2014-10-03
51638 | Hexachlorobenzene, water, filtered, recoverable, nanograms per liter | Hexachlorobenzene | ng/l | Dissolved | [5 empty] | 2014-10-03
51639 | Oxychlordane, water, filtered, recoverable, nanograms per liter | Oxychlordane | ng/l | Dissolved | [5 empty] | 2014-10-03
51640 | trans-Chlordane, water, filtered, recoverable, nanograms per liter | trans-Chlordane | ng/l | Dissolved | [5 empty] | 2014-10-03
51641 | trans-Nonachlor, water, filtered, recoverable, nanograms per liter | trans-Nonachlor | ng/l | Dissolved | [5 empty] | 2014-10-03
51642 | 1,2-Bis(2,4,6-tribromophenoxy)ethane, water, filtered, recoverable, nanograms per liter | Benzene, 1,1'-[1,2-ethanediylbis(oxy)]bis[2,4,6-tribromo- | ng/l | Dissolved | [5 empty] | 2014-10-03
51643 | Benfluralin, water, filtered, recoverable, nanograms per liter | Benfluralin | ng/l | Dissolved | [5 empty] | 2014-10-03
51644 | Bis(hexachlorocyclopentadieno) cyclooctane, water, filtered, recoverable, nanograms per liter | Bis(hexachlorocyclopentadieno) cyclooctane | ng/l | Dissolved | [5 empty] | 2014-10-03
51645 | Octachlorostyrene, water, filtered, recoverable, nanograms per liter | Octachlorostyrene | ng/l | Dissolved | [5 empty] | 2014-10-03
51646 | Pentabromotoluene, water, filtered, recoverable, nanograms per liter | Pentabromotoluene | ng/l | Dissolved | [5 empty] | 2014-10-03
51647 | PCB congener 110, water, filtered, recoverable, nanograms per liter | 2,3,3',4',6-Pentachlorobiphenyl | ng/l | Dissolved | [5 empty] | 2014-10-03
51648 | PCB congener 138, water, filtered, recoverable, nanograms per liter | 2,2',3,4,4',5'-Hexachlorobiphenyl | ng/l | Dissolved | [5 empty] | 2014-10-03
51649 | PCB congener 170, water, filtered, recoverable, nanograms per liter | 2,2',3,3',4,4',5-Heptachlorobiphenyl | ng/l | Dissolved | [5 empty] | 2014-10-03
51650 | PCB congener 187, water, filtered, recoverable, nanograms per liter | 2,2',3,4',5,5',6-Heptachlorobiphenyl | ng/l | Dissolved | [5 empty] | 2014-10-03
51651 | Tetradifon, water, filtered, recoverable, nanograms per liter | Tetradifon | ng/l | Dissolved | [5 empty] | 2014-10-03
51652 | PCB congener 70, water, filtered, recoverable, nanograms per liter | 2,3',4',5-Tetrachlorobiphenyl | ng/l | Dissolved | [5 empty] | 2014-10-03
51653 | 4-Nitroaniline, soil, recoverable, wet weight, milligrams per kilogram | p-Nitroaniline | mg/kg | Recoverable |  |  |  | Wet |  | 2014-10-03
51654 | 4-Chloroaniline, soil, recoverable, wet weight, milligrams per kilogram | p-Chloroaniline | mg/kg | Recoverable |  |  |  | Wet |  | 2014-10-03
51655 | 2-Nitroaniline, soil, recoverable, wet weight, milligrams per kilogram | o-Nitroaniline | mg/kg | Recoverable |  |  |  | Wet |  | 2014-10-03
51656 | Acenaphthene, soil, recoverable, wet weight, milligrams per kilogram | Acenaphthene | mg/kg | Recoverable |  |  |  | Wet |  | 2014-10-03
51657 | 1,2,4-Trichlorobenzene, soil, recoverable, wet weight, milligrams per kilogram | 1,2,4-Trichlorobenzene | mg/kg | Recoverable |  |  |  | Wet |  | 2014-10-03
51658 | Hexachlorobenzene, soil, recoverable, wet weight, milligrams per kilogram | Hexachlorobenzene | mg/kg | Recoverable |  |  |  | Wet |  | 2014-10-03
51659 | Hexachloroethane, soil, recoverable, wet weight, milligrams per kilogram | Hexachloroethane | mg/kg | Recoverable |  |  |  | Wet |  | 2014-10-03
51660 | Bis(2-chloroethyl) ether, soil, recoverable, wet weight, milligrams per kilogram | Bis(2-chloroethyl) ether | mg/kg | Recoverable |  |  |  | Wet |  | 2014-10-03
51661 | 2-Chloronaphthalene, soil, recoverable, wet weight, milligrams per kilogram | 2-Chloronaphthalene | mg/kg | Recoverable |  |  |  | Wet |  | 2014-10-03
51662 | 1,2-Dichlorobenzene, soil, recoverable, wet weight, milligrams per kilogram | o-Dichlorobenzene | mg/kg | Recoverable |  |  |  | Wet |  | 2014-10-03
51663 | 1,3-Dichlorobenzene, soil, recoverable, wet weight, milligrams per kilogram | m-Dichlorobenzene | mg/kg | Recoverable |  |  |  | Wet |  | 2014-10-03
51664 | 1,4-Dichlorobenzene, soil, recoverable, wet weight, milligrams per kilogram | p-Dichlorobenzene | mg/kg | Recoverable |  |  |  | Wet |  | 2014-10-03
51665 | 2,6-Dinitrotoluene, soil, recoverable, wet weight, milligrams per kilogram | 2,6-Dinitrotoluene | mg/kg | Recoverable |  |  |  | Wet |  | 2014-10-03
51666 | Fluoranthene, soil, recoverable, wet weight, milligrams per kilogram | Fluoranthene | mg/kg | Recoverable |  |  |  | Wet |  | 2014-10-03
51667 | 4-Bromophenyl phenyl ether, soil, recoverable, wet weight, milligrams per kilogram | BDE-003 | mg/kg | Recoverable |  |  |  | Wet |  | 2014-10-03
51668 | Bis(2-chloroethoxy)methane, soil, recoverable, wet weight, milligrams per kilogram | Bis(2-chloroethoxy)methane | mg/kg | Recoverable |  |  |  | Wet |  | 2014-10-03
51669 | Hexachlorobutadiene, soil, recoverable, wet weight, milligrams per kilogram | Hexachlorobutadiene | mg/kg | Recoverable |  |  |  | Wet |  | 2014-10-03
51670 | Hexachlorocyclopentadiene, soil, recoverable, wet weight, milligrams per kilogram | Hexachlorocyclopentadiene | mg/kg | Recoverable |  |  |  | Wet |  | 2014-10-03
51671 | Naphthalene, soil, recoverable, wet weight, milligrams per kilogram | Naphthalene | mg/kg | Recoverable |  |  |  | Wet |  | 2014-10-03
51672 | N-Nitrosodi-n-propylamine, soil, recoverable, wet weight, milligrams per kilogram | N-Nitrosodi-n-propylamine | mg/kg | Recoverable |  |  |  | Wet |  | 2014-10-03
51673 | Bis(2-ethylhexyl) phthalate, soil, recoverable, wet weight, milligrams per kilogram | Di(2-ethoxylhexyl) phthalate | mg/kg | Recoverable |  |  |  | Wet |  | 2020-01-21
51674 | Benzyl n-butyl phthalate, soil, recoverable, wet weight, milligrams per kilogram | Butyl benzyl phthalate | mg/kg | Recoverable |  |  |  | Wet |  | 2015-10-02
51675 | Di-n-butyl phthalate, soil, recoverable, wet weight, milligrams per kilogram | Dibutyl phthalate | mg/kg | Recoverable |  |  |  | Wet |  | 2014-10-03
51676 | Di-n-octyl phthalate, soil, recoverable, wet weight, milligrams per kilogram | Di-n-octyl phthalate | mg/kg | Recoverable |  |  |  | Wet |  | 2014-10-03
51677 | Diethyl phthalate, soil, recoverable, wet weight, milligrams per kilogram | Diethyl phthalate | mg/kg | Recoverable |  |  |  | Wet |  | 2014-10-03
51678 | Dimethyl phthalate, soil, recoverable, wet weight, milligrams per kilogram | Dimethyl phthalate | mg/kg | Recoverable |  |  |  | Wet |  | 2014-10-03
51679 | Benzo[a]anthracene, soil, recoverable, wet weight, milligrams per kilogram | Benz[a]anthracene | mg/kg | Recoverable |  |  |  | Wet |  | 2014-10-03
51680 | Benzo[a]pyrene, soil, recoverable, wet weight, milligrams per kilogram | Benzo[a]pyrene | mg/kg | Recoverable |  |  |  | Wet |  | 2014-10-03
51681 | Benzo[b]fluoranthene, soil, recoverable, wet weight, milligrams per kilogram | Benzo(b)fluoranthene | mg/kg | Recoverable |  |  |  | Wet |  | 2014-10-03
51682 | Benzo[k]fluoranthene, soil, recoverable, wet weight, milligrams per kilogram | Benzo[k]fluoranthene | mg/kg | Recoverable |  |  |  | Wet |  | 2014-10-03
51683 | Chrysene, soil, recoverable, wet weight, milligrams per kilogram | Chrysene | mg/kg | Recoverable |  |  |  | Wet |  | 2014-10-03
51684 | Acenaphthylene, soil, recoverable, wet weight, milligrams per kilogram | Acenaphthylene | mg/kg | Recoverable |  |  |  | Wet |  | 2014-10-03
51685 | Anthracene, soil, recoverable, wet weight, milligrams per kilogram | Anthracene | mg/kg | Recoverable |  |  |  | Wet |  | 2014-10-03
51686 | Benzo[ghi]perylene, soil, recoverable, wet weight, milligrams per kilogram | Benzo[g,h,i]perylene | mg/kg | Recoverable |  |  |  | Wet |  | 2020-01-21
51687 | 9H-Fluorene, soil, recoverable, wet weight, milligrams per kilogram | Fluorene | mg/kg | Recoverable |  |  |  | Wet |  | 2014-10-03
51688 | Phenanthrene, soil, recoverable, wet weight, milligrams per kilogram | Phenanthrene | mg/kg | Recoverable |  |  |  | Wet |  | 2014-10-03
51689 | Dibenzo[a,h]anthracene, soil, recoverable, wet weight, milligrams per kilogram | Dibenz[a,h]anthracene | mg/kg | Recoverable |  |  |  | Wet |  | 2014-10-03
51690 | Indeno[1,2,3-cd]pyrene, soil, recoverable, wet weight, milligrams per kilogram | Indeno[1,2,3-cd]pyrene | mg/kg | Recoverable |  |  |  | Wet |  | 2014-10-03
51691 | Pyrene, soil, recoverable, wet weight, milligrams per kilogram | Pyrene | mg/kg | Recoverable |  |  |  | Wet |  | 2014-10-03
51692 | o-Cresol, soil, recoverable, wet weight, milligrams per kilogram | o-Cresol | mg/kg | Recoverable |  |  |  | Wet |  | 2014-10-03
51693 | p-Cresol, soil, recoverable, wet weight, milligrams per kilogram | p-Cresol | mg/kg | Recoverable |  |  |  | Wet |  | 2014-10-03
51694 | 2,4,5-Trichlorophenol, soil, recoverable, wet weight, milligrams per kilogram | 2,4,5-Trichlorophenol | mg/kg | Recoverable |  |  |  | Wet |  | 2014-10-03
51695 | 2,4,6-Trichlorophenol, soil, recoverable, wet weight, milligrams per kilogram | 2,4,6-Trichlorophenol | mg/kg | Recoverable |  |  |  | Wet |  | 2014-10-03
51696 | 4-Chloro-3-methylphenol, soil, recoverable, wet weight, milligrams per kilogram | p-Chloro-m-cresol | mg/kg | Recoverable |  |  |  | Wet |  | 2014-10-03
51697 | 2-Chlorophenol, soil, recoverable, wet weight, milligrams per kilogram | o-Chlorophenol | mg/kg | Recoverable |  |  |  | Wet |  | 2014-10-03
51698 | 2-Nitrophenol, soil, recoverable, wet weight, milligrams per kilogram | o-Nitrophenol | mg/kg | Recoverable |  |  |  | Wet |  | 2014-10-03
51699 | Pentachlorophenol, soil, recoverable, wet weight, milligrams per kilogram | Pentachlorophenol | mg/kg | Recoverable |  |  |  | Wet |  | 2014-10-03
51700 | Pentachlorobenzene, soil, recoverable, wet weight, milligrams per kilogram | Pentachlorobenzene | mg/kg | Recoverable |  |  |  | Wet |  | 2014-10-03
51701 | 1,2,4,5-Tetrachlorobenzene, soil, recoverable, wet weight, milligrams per kilogram | 1,2,4,5-Tetrachlorobenzene | mg/kg | Recoverable |  |  |  | Wet |  | 2014-10-03
51702 | 1,2-Diphenylhydrazine, soil, recoverable, wet weight, milligrams per kilogram | 1,2-Diphenylhydrazine | mg/kg | Recoverable |  |  |  | Wet |  | 2014-10-03
51703 | 1,4-Dinitrobenzene, soil, recoverable, wet weight, milligrams per kilogram | p-Dinitrobenzene | mg/kg | Recoverable |  |  |  | Wet |  | 2014-10-03
51704 | 1,4-Dioxane, soil, recoverable, wet weight, milligrams per kilogram | 1,4-Dioxane | mg/kg | Recoverable |  |  |  | Wet |  | 2014-10-03
51705 | 2,3,4,6-Tetrachlorophenol, soil, recoverable, wet weight, milligrams per kilogram | 2,3,4,6-Tetrachlorophenol | mg/kg | Recoverable |  |  |  | Wet |  | 2014-10-03
51706 | 2,4-Dichlorophenol, soil, recoverable, wet weight, milligrams per kilogram | 2,4-Dichlorophenol | mg/kg | Recoverable |  |  |  | Wet |  | 2014-10-03
51707 | 2,4-Dimethylphenol, soil, recoverable, wet weight, milligrams per kilogram | 2,4-Dimethylphenol | mg/kg | Recoverable |  |  |  | Wet |  | 2014-10-03
51708 | 2,4-Dinitrophenol, soil, recoverable, wet weight, milligrams per kilogram | 2,4-Dinitrophenol | mg/kg | Recoverable |  |  |  | Wet |  | 2014-10-03
51709 | 2,6-Dichlorophenol, soil, recoverable, wet weight, milligrams per kilogram | 2,6-Dichlorophenol | mg/kg | Recoverable |  |  |  | Wet |  | 2014-10-03
51710 | 2-Acetylaminofluorene, soil, recoverable, wet weight, milligrams per kilogram | 2-Acetylaminofluorene | mg/kg | Recoverable |  |  |  | Wet |  | 2014-10-03
51711 | 2-Naphthylamine, soil, recoverable, wet weight, milligrams per kilogram | 2-Naphthalenamine | mg/kg | Recoverable |  |  |  | Wet |  | 2014-10-03
51712 | 3-Methylcholanthrene, soil, recoverable, wet weight, milligrams per kilogram | 3-Methylcholanthrene | mg/kg | Recoverable |  |  |  | Wet |  | 2014-10-03
51713 | m-Cresol, soil, recoverable, wet weight, milligrams per kilogram | m-Cresol | mg/kg | Recoverable |  |  |  | Wet |  | 2014-10-03
51714 | 4,4'-Methylenebis(2-chloroaniline), soil, recoverable, wet weight, milligrams per kilogram | 4,4'-Methylenebis(2-chloroaniline) | mg/kg | Recoverable |  |  |  | Wet |  | 2014-10-03
51715 | 2-Methyl-4,6-dinitrophenol, soil, recoverable, wet weight, milligrams per kilogram | 4,6-Dinitro-o-cresol | mg/kg | Recoverable |  |  |  | Wet |  | 2014-10-03
51716 | 4-Aminobiphenyl, soil, recoverable, wet weight, milligrams per kilogram | 4-Aminobiphenyl | mg/kg | Recoverable |  |  |  | Wet |  | 2014-10-03
51717 | 5-Nitro-o-toluidine, soil, recoverable, wet weight, milligrams per kilogram | 5-Nitro-o-toluidine | mg/kg | Recoverable |  |  |  | Wet |  | 2020-01-21
51718 | Acetophenone, soil, recoverable, wet weight, milligrams per kilogram | Acetophenone | mg/kg | Recoverable |  |  |  | Wet |  | 2014-10-03
51719 | Acrylamide, soil, recoverable, wet weight, milligrams per kilogram | Acrylamide | mg/kg | Recoverable |  |  |  | Wet |  | 2014-10-03
51720 | Aniline, soil, recoverable, wet weight, milligrams per kilogram | Aniline | mg/kg | Recoverable |  |  |  | Wet |  | 2014-10-03
51721 | Aramite, soil, recoverable, wet weight, milligrams per kilogram | Aramite | mg/kg | Recoverable |  |  |  | Wet |  | 2014-10-03
51722 | Bis(2-chloro-1-methylethyl) ether, soil, recoverable, wet weight, milligrams per kilogram | Bis(2-chloro-1-methylethyl) ether | mg/kg | Recoverable |  |  |  | Wet |  | 2014-10-03
51723 | Carbofuran-7-phenol, soil, recoverable, wet weight, milligrams per kilogram | Carbofuran-7-phenol | mg/kg | Recoverable |  |  |  | Wet |  | 2014-10-03
51724 | Chlorobenzilate, soil, recoverable, wet weight, milligrams per kilogram | Chlorobenzilate | mg/kg | Recoverable |  |  |  | Wet |  | 2014-10-03
51725 | Diphenylamine, soil, recoverable, wet weight, milligrams per kilogram | Diphenylamine | mg/kg | Recoverable |  |  |  | Wet |  | 2014-10-03
51726 | Disulfoton, soil, recoverable, wet weight, milligrams per kilogram | Disulfoton | mg/kg | Recoverable |  |  |  | Wet |  | 2014-10-03
51727 | Parathion, soil, recoverable, wet weight, milligrams per kilogram | Parathion | mg/kg | Recoverable |  |  |  | Wet |  | 2014-10-03
51728 | Famphur, soil, recoverable, wet weight, milligrams per kilogram | Famphur | mg/kg | Recoverable |  |  |  | Wet |  | 2014-10-03
51729 | Hexachloropropene, soil, recoverable, wet weight, milligrams per kilogram | Hexachloropropene | mg/kg | Recoverable |  |  |  | Wet |  | 2014-10-03
51730 | Isodrin, soil, recoverable, wet weight, milligrams per kilogram | Isodrin | mg/kg | Recoverable |  |  |  | Wet |  | 2014-10-03
51731 | Isosafrole, soil, recoverable, wet weight, milligrams per kilogram | Isosafrole | mg/kg | Recoverable |  |  |  | Wet |  | 2014-10-03
51732 | Methapyrilene, soil, recoverable, wet weight, milligrams per kilogram | Methapyrilene | mg/kg | Recoverable |  |  |  | Wet |  | 2014-10-03
51733 | Methyl methanesulfonate, soil, recoverable, wet weight, milligrams per kilogram | Methyl methanesulfonate | mg/kg | Recoverable |  |  |  | Wet |  | 2014-10-03
51734 | Methyl parathion, soil, recoverable, wet weight, milligrams per kilogram | Methyl parathion | mg/kg | Recoverable |  |  |  | Wet |  | 2014-10-03
51735 | N-Nitrosodiethylamine, soil, recoverable, wet weight, milligrams per kilogram | N-Nitrosodiethylamine | mg/kg | Recoverable |  |  |  | Wet |  | 2014-10-03
51736 | N-Nitrosodimethylamine (NDMA), soil, recoverable, wet weight, milligrams per kilogram | N-Nitrosodimethylamine | mg/kg | Recoverable |  |  |  | Wet |  | 2018-01-05
51737 | N-Nitrosodi-n-butylamine, soil, recoverable, wet weight, milligrams per kilogram | N-Nitrosodi-n-butylamine | mg/kg | Recoverable |  |  |  | Wet |  | 2014-10-03
51738 | N-Nitrosodiphenylamine, soil, recoverable, wet weight, milligrams per kilogram as diphenylamine | N-Nitrosodiphenylamine | mg/kg DPA | Recoverable |  |  |  | Wet |  | 2014-10-03
51739 | N-Nitrosomethylethylamine, soil, recoverable, wet weight, milligrams per kilogram | N-Nitrosomethylethylamine | mg/kg | Recoverable |  |  |  | Wet |  | 2014-10-03
51740 | N-Nitrosomorpholine, soil, recoverable, wet weight, milligrams per kilogram | N-Nitrosomorpholine | mg/kg | Recoverable |  |  |  | Wet |  | 2014-10-03
51741 | N-Nitrosopiperidine, soil, recoverable, wet weight, milligrams per kilogram | N-Nitrosopiperidine | mg/kg | Recoverable |  |  |  | Wet |  | 2014-10-03
51742 | N-Nitrosopyrrolidine, soil, recoverable, wet weight, milligrams per kilogram | N-Nitrosopyrrolidine | mg/kg | Recoverable |  |  |  | Wet |  | 2014-10-03
51743 | 4-Dimethylaminoazobenzene, soil, recoverable, wet weight, milligrams per kilogram | 4-Dimethylaminoazobenzene | mg/kg | Recoverable |  |  |  | Wet |  | 2014-10-03
51744 | Pentachloroethane, soil, recoverable, wet weight, milligrams per kilogram | Pentachloroethane | mg/kg | Recoverable |  |  |  | Wet |  | 2014-10-03
51745 | Pentachloronitrobenzene, soil, recoverable, wet weight, milligrams per kilogram | Pentachloronitrobenzene | mg/kg | Recoverable |  |  |  | Wet |  | 2014-10-03
51746 | Phenacetin, soil, recoverable, wet weight, milligrams per kilogram | Phenacetin | mg/kg | Recoverable |  |  |  | Wet |  | 2014-10-03
51747 | Phenol, soil, recoverable, wet weight, milligrams per kilogram | Phenol | mg/kg | Recoverable |  |  |  | Wet |  | 2014-10-03
51748 | Phorate, soil, recoverable, wet weight, milligrams per kilogram | Phorate | mg/kg | Recoverable |  |  |  | Wet |  | 2014-10-03
51749 | Pronamide, soil, recoverable, wet weight, milligrams per kilogram | Pronamide | mg/kg | Recoverable |  |  |  | Wet |  | 2014-10-03
51750 | Pyridine, soil, recoverable, wet weight, milligrams per kilogram | Pyridine | mg/kg | Recoverable |  |  |  | Wet |  | 2014-10-03
51751 | Safrole, soil, recoverable, wet weight, milligrams per kilogram | Safrole | mg/kg | Recoverable |  |  |  | Wet |  | 2014-10-03
51752 | Uranium, soil, recoverable, wet weight, micrograms per kilogram | Uranium | ug/kg | Recoverable |  |  |  | Wet |  | 2020-01-21
51753 | Methanol, soil, recoverable, dry weight, milligrams per kilogram | Methanol | mg/kg | Recoverable |  |  |  | Dry |  | 2014-10-03
51754 | Cyanobacteria, water, copies per 100 milliliters (cp/100 mL) | Cyanobacteria | cp/100 mL | Total | [5 empty] | 2014-10-03
51755 | Microcystis, water, copies per 100 milliliters (cp/100 mL) | Microcystis | cp/100 mL | Total | [5 empty] | 2014-10-03
51762 | Escherichia coli, water, calibrator cell equivalents per 100 milliliters (CCE/100 mL) | Escherichia coli | CCE/100 mL | Total | [5 empty] | 2014-10-03
51763 | Escherichia coli, water, cell equivalents per 100 milliliters (CE/100 mL) | Escherichia coli | CE/100 mL | Total | [5 empty] | 2014-10-03
51764 | C1-alkylated benzopyrene & perylene isomers, water, unfiltered, recoverable, micrograms per liter | C1-Benzopyrenes/perylenes | ug/l | Total | [5 empty] | 2014-10-03
51765 | C1-alkylated benzo[a]anthracene & chrysene isomers, water, unfiltered, recoverable, micrograms per liter | C1-Benzo[a]anthracenes/chrysenes | ug/l | Total | [5 empty] | 2014-10-03
51766 | C1-alkylated fluoranthene & pyrene isomers, water, unfiltered, recoverable, micrograms per liter | C1-Fluoranthenes/pyrenes | ug/l | Total | [5 empty] | 2014-10-03
51767 | C1-alkylated naphthalene isomers, water, unfiltered, recoverable, micrograms per liter | Methylnaphthalene | ug/l | Total | [5 empty] | 2014-10-03
51768 | C1-alkylated phenanthrene & anthracene isomers, water, unfiltered, recoverable, micrograms per liter | C1-Phenanthrenes/anthracenes | ug/l | Total | [5 empty] | 2014-10-03
51769 | C2-alkylated benzopyrene & perylene isomers, water, unfiltered, recoverable, micrograms per liter | C2-Benzopyrenes/perylenes | ug/l | Total | [5 empty] | 2014-10-03
51770 | C2-alkylated benzo[a]anthracene & chrysene isomers, water, unfiltered, recoverable, micrograms per liter | C2-Benzo[a]anthracenes/chrysenes | ug/l | Total | [5 empty] | 2014-10-03
51771 | C2-alkylated fluoranthene & pyrene isomers, water, unfiltered, recoverable, micrograms per liter | C2-Fluoranthenes/pyrenes | ug/l | Total | [5 empty] | 2014-10-03
51772 | C2-alkylated naphthalene isomers, water, unfiltered, recoverable, micrograms per liter | C2-Naphthalenes | ug/l | Total | [5 empty] | 2014-10-03
51773 | C2-alkylated phenanthrene & anthracene isomers, water, unfiltered, recoverable, micrograms per liter | C2-Phenanthrenes/anthracenes | ug/l | Total | [5 empty] | 2014-10-03
51774 | C3-alkylated benzopyrene & perylene isomers, water, unfiltered, recoverable, micrograms per liter | C3-Benzopyrenes/perylenes | ug/l | Total | [5 empty] | 2014-10-03
51775 | C3-alkylated benzo[a]anthracene & chrysene isomers, water, unfiltered, recoverable, micrograms per liter | C3-Benzo[a]anthracenes/chrysenes | ug/l | Total | [5 empty] | 2014-10-03
51776 | C3-alkylated fluoranthene & pyrene isomers, water, unfiltered, recoverable, micrograms per liter | C3-Fluoranthenes/pyrenes | ug/l | Total | [5 empty] | 2014-10-03
51777 | C3-alkylated naphthalene isomers, water, unfiltered, recoverable, micrograms per liter | C3-Naphthalenes | ug/l | Total | [5 empty] | 2014-10-03
51778 | C3-alkylated phenanthrene & anthracene isomers, water, unfiltered, recoverable, micrograms per liter | C3-Phenanthrenes/anthracenes | ug/l | Total | [5 empty] | 2014-10-03
51779 | C4-alkylated benzopyrene & perylene isomers, water, unfiltered, recoverable, micrograms per liter | C4-Benzopyrenes/perylenes | ug/l | Total | [5 empty] | 2014-10-03
51780 | C4-alkylated benzo[a]anthracene & chrysene isomers, water, unfiltered, recoverable, micrograms per liter | C4-Benzo[a]anthracenes/chrysenes | ug/l | Total | [5 empty] | 2014-10-03
51781 | C4-alkylated fluoranthene & pyrene isomers, water, unfiltered, recoverable, micrograms per liter | C4-Fluoranthenes/pyrenes | ug/l | Total | [5 empty] | 2014-10-03
51782 | C4-alkylated naphthalene isomers, water, unfiltered, recoverable, micrograms per liter | C4-Naphthalenes | ug/l | Total | [5 empty] | 2014-10-03
51783 | C4-alkylated phenanthrene & anthracene isomers, water, unfiltered, recoverable, micrograms per liter | C4-Phenanthrenes/anthracenes | ug/l | Total | [5 empty] | 2014-10-03
51784 | C5-alkylated benzopyrene & perylene isomers, water, unfiltered, recoverable, micrograms per liter | C5-Benzopyrenes/perylenes | ug/l | Total | [5 empty] | 2014-10-03
51785 | C5-alkylated benzo[a]anthracene & chrysene isomers, water, unfiltered, recoverable, micrograms per liter | C5-Benzo[a]anthracenes/chrysenes | ug/l | Total | [5 empty] | 2014-10-03
51786 | C5-alkylated fluoranthene & pyrene isomers, water, unfiltered, recoverable, micrograms per liter | C5-Fluoranthenes/pyrenes | ug/l | Total | [5 empty] | 2014-10-03
51787 | C5-alkylated naphthalene isomers, water, unfiltered, recoverable, micrograms per liter | C5-Naphthalenes | ug/l | Total | [5 empty] | 2014-10-03
51788 | C5-alkylated phenanthrene & anthracene isomers, water, unfiltered, recoverable, micrograms per liter | C5-Phenanthrenes/anthracenes | ug/l | Total | [5 empty] | 2014-10-03
51789 | Azinphos-methyl oxygen analog, water, unfiltered, recoverable, micrograms per liter | Azinphos-methyl oxygen analog | ug/l | Total | [5 empty] | 2014-10-03
51790 | Chlorpyrifos oxygen analog, water, unfiltered, recoverable, micrograms per liter | Chlorpyrifos O.A. | ug/l | Total | [5 empty] | 2014-10-03
51791 | Diazinon oxygen analog, water, unfiltered, recoverable, micrograms per liter | Diazoxon | ug/l | Total | [5 empty] | 2014-10-03
51792 | Dicrotophos, water, unfiltered, recoverable, nanograms per liter | Dicrotophos | ng/l | Total | [5 empty] | 2014-10-03
51793 | Fenamiphos sulfone, water, unfiltered, recoverable, nanograms per liter | Fenamiphos Sulfone | ng/l | Total | [5 empty] | 2014-10-03
51794 | Fenamiphos sulfoxide, water, unfiltered, recoverable, nanograms per liter | Fenamiphos sulfoxide | ng/l | Total | [5 empty] | 2014-10-03
51795 | Malaoxon, water, unfiltered, recoverable, micrograms per liter | Malaoxon | ug/l | Total | [5 empty] | 2014-10-03
51796 | Phosmet oxygen analog, water, unfiltered, recoverable, nanograms per liter | Phosmetoxon | ng/l | Total | [5 empty] | 2014-10-03
51797 | Terbufos oxygen analog sulfone, water, unfiltered, recoverable, micrograms per liter | Terbufos oxygen analog sulfone | ug/l | Total | [5 empty] | 2014-10-03
51798 | Optical brighteners, water, unfiltered, field, presence or absence in sample | Optical brighteners | PrsAbs | Total | [5 empty] | 2017-04-20
51799 | Benzene, air, recoverable, micrograms per cubic meter | Benzene | ug/m3 | [6 empty] | 2014-10-03
51800 | Toluene, air, recoverable, micrograms per cubic meter | Toluene | ug/m3 | [6 empty] | 2014-10-03
51801 | Ethylbenzene, air, recoverable, micrograms per cubic meter | Ethylbenzene | ug/m3 | [6 empty] | 2014-10-03
51802 | Xylene (all isomers), air, recoverable, micrograms per cubic meter | Xylene | ug/m3 | [6 empty] | 2014-10-03
51803 | Methane, soil gas, micromoles per mole of soil gas | Methane | umol/mol | [6 empty] | 2020-01-21
51804 | Dicrotophos, water, unfiltered, recoverable, micrograms per liter | Dicrotophos | ug/l | Total | [5 empty] | 2014-10-03
51805 | Fenamiphos sulfone, water, unfiltered, recoverable, micrograms per liter | Fenamiphos Sulfone | ug/l | Total | [5 empty] | 2014-10-03
51806 | Fenamiphos sulfoxide, water, unfiltered, recoverable, micrograms per liter | Fenamiphos sulfoxide | ug/l | Total | [5 empty] | 2014-10-03
51807 | Phosmet oxon, water, unfiltered, recoverable, micrograms per liter | Phosmetoxon | ug/l | Total | [5 empty] | 2014-10-03
51808 | Acesulfame, water, filtered, recoverable, nanograms per liter | Acesulfame | ng/l | Dissolved | [5 empty] | 2014-10-03
51809 | Aspartame, water, filtered, recoverable, nanograms per liter | Aspartame | ng/l | Dissolved | [5 empty] | 2014-10-03
51810 | Asperuloside, water, filtered, recoverable, nanograms per liter | Asperuloside | ng/l | Dissolved | [5 empty] | 2014-10-03
51811 | Cefuroxime, water, filtered, recoverable, nanograms per liter | Cefuroxime | ng/l | Dissolved | [5 empty] | 2014-10-03
51812 | Chlorogenic acid, water, filtered, recoverable, nanograms per liter | Chlorogenic acid | ng/l | Dissolved | [5 empty] | 2014-10-03
51813 | Cilostazol, water, filtered, recoverable, nanograms per liter | Cilostazol | ng/l | Dissolved | [5 empty] | 2014-10-03
51814 | Clindamycin, water, filtered, recoverable, nanograms per liter | Clindamycin | ng/l | Dissolved | [5 empty] | 2014-10-03
51815 | Cyclamate (aminocyclohexylsulfonic acid), water, filtered, recoverable, nanograms per liter | Cyclamate | ng/l | Dissolved | [5 empty] | 2014-10-03
51816 | Geniposidic acid, water, filtered, recoverable, nanograms per liter | Geniposidic acid | ng/l | Dissolved | [5 empty] | 2014-10-03
51817 | Niclosamide, water, filtered, recoverable, nanograms per liter | Niclosamide | ng/l | Dissolved | [5 empty] | 2014-10-03
51818 | Nimodipine, water, filtered, recoverable, nanograms per liter | Nimodipine | ng/l | Dissolved | [5 empty] | 2014-10-03
51819 | Nitrendipine, water, filtered, recoverable, nanograms per liter | Nitrendipine | ng/l | Dissolved | [5 empty] | 2014-10-03
51820 | Orphenadrine, water, filtered, recoverable, nanograms per liter | Orphenadrine | ng/l | Dissolved | [5 empty] | 2014-10-03
51821 | Saccharin, water, filtered, recoverable, nanograms per liter | Saccharin | ng/l | Dissolved | [5 empty] | 2014-10-03
51822 | Sucralose, water, filtered, recoverable, nanograms per liter | Sucralose | ng/l | Dissolved | [5 empty] | 2014-10-03
51823 | trans-(4-Methylcyclohexyl)methanol (trans-MCHM), water, unfiltered, recoverable, micrograms per liter | trans-(4-Methylcyclohexyl)methanol | ug/l | Total | [5 empty] | 2014-10-03
51824 | cis-(4-Methylcyclohexyl)methanol (cis-MCHM), water, unfiltered, recoverable, micrograms per liter | cis-(4-Methylcyclohexyl)methanol | ug/l | Total | [5 empty] | 2014-10-03
51825 | (4-Methylcyclohexyl)methanol (MCHM), water, unfiltered, recoverable, micrograms per liter | (4-Methylcyclohexyl)methanol | ug/l | Total | [5 empty] | 2014-10-03
51826 | Aroclor 5442, solids, recoverable, dry weight, micrograms per kilogram | Aroclor 5442 | ug/kg | Recoverable |  |  |  | Dry |  | 2014-10-03
51827 | PCB congener 74, solids, recoverable, dry weight, micrograms per kilogram | 2,4,4',5-Tetrachlorobiphenyl | ug/kg | Recoverable |  |  |  | Dry |  | 2014-10-03
51828 | PCB congener 81, solids, recoverable, dry weight, micrograms per kilogram | 3,4,4',5-Tetrachlorobiphenyl | ug/kg | Recoverable |  |  |  | Dry |  | 2014-10-03
51829 | PCB congener 99, solids, recoverable, dry weight, micrograms per kilogram | 2,2',4,4',5-Pentachlorobiphenyl | ug/kg | Recoverable |  |  |  | Dry |  | 2014-10-03
51830 | PCB congener 114, solids, recoverable, dry weight, micrograms per kilogram | 2,3,4,4',5-Pentachlorobiphenyl | ug/kg | Recoverable |  |  |  | Dry |  | 2014-10-03
51831 | PCB congener 123, solids, recoverable, dry weight, micrograms per kilogram | 2,3',4,4',5'-Pentachlorobiphenyl | ug/kg | Recoverable |  |  |  | Dry |  | 2014-10-03
51832 | PCB congener 156, solids, recoverable, dry weight, micrograms per kilogram | 2,3,3',4,4',5-Hexachlorobiphenyl | ug/kg | Recoverable |  |  |  | Dry |  | 2014-10-03
51833 | PCB congener 157, solids, recoverable, dry weight, micrograms per kilogram | 2,3,3',4,4',5'-Hexachlorobiphenyl | ug/kg | Recoverable |  |  |  | Dry |  | 2014-10-03
51834 | PCB congener 158, solids, recoverable, dry weight, micrograms per kilogram | 2,3,3',4,4',6-Hexachlorobiphenyl | ug/kg | Recoverable |  |  |  | Dry |  | 2014-10-03
51835 | PCB congener 167, solids, recoverable, dry weight, micrograms per kilogram | 2,3',4,4',5,5'-Hexachlorobiphenyl | ug/kg | Recoverable |  |  |  | Dry |  | 2014-10-03
51836 | Coumaphos, water, filtered, recoverable, nanograms per liter | Coumaphos | ng/l | Dissolved | [5 empty] | 2014-10-03
51837 | Dithiopyr, water, filtered, recoverable, nanograms per liter | Dithiopyr | ng/l | Dissolved | [5 empty] | 2014-10-03
51838 | Fenpyroximate, water, filtered, recoverable, nanograms per liter | Fenpyroximate | ng/l | Dissolved | [5 empty] | 2014-10-03
51839 | Fenthion, water, filtered, recoverable, nanograms per liter | Fenthion | ng/l | Dissolved | [5 empty] | 2014-10-03
51840 | Flufenacet, water, filtered, recoverable, nanograms per liter | Flufenacet | ng/l | Dissolved | [5 empty] | 2014-10-03
51841 | Flumetralin, water, filtered, recoverable, nanograms per liter | Flumetralin | ng/l | Dissolved | [5 empty] | 2014-10-03
51842 | Flutolanil, water, filtered, recoverable, nanograms per liter | Flutolanil | ng/l | Dissolved | [5 empty] | 2014-10-03
51843 | Oxadiazon, water, filtered, recoverable, nanograms per liter | Oxadiazon | ng/l | Dissolved | [5 empty] | 2014-10-03
51844 | Prodiamine, water, filtered, recoverable, nanograms per liter | Prodiamine | ng/l | Dissolved | [5 empty] | 2014-10-03
51845 | Thiazopyr, water, filtered, recoverable, nanograms per liter | Thiazopyr | ng/l | Dissolved | [5 empty] | 2014-10-03
51846 | Paclobutrazol, water, filtered, recoverable, nanograms per liter | Paclobutrazol | ng/l | Dissolved | [5 empty] | 2014-10-03
51847 | Quinoxyfen, water, filtered, recoverable, nanograms per liter | Quinoxyfen | ng/l | Dissolved | [5 empty] | 2014-10-03
51848 | Fenamidone, water, filtered, recoverable, nanograms per liter | Fenamidone | ng/l | Dissolved | [5 empty] | 2014-10-03
51849 | Acibenzolar-S-methyl, water, filtered, recoverable, nanograms per liter | Acibenzolar-S-methyl | ng/l | Dissolved | [5 empty] | 2014-10-03
51850 | Picoxystrobin, water, filtered, recoverable, nanograms per liter | Picoxystrobin | ng/l | Dissolved | [5 empty] | 2014-10-03
51851 | Fluxapyroxad, water, filtered, recoverable, nanograms per liter | Fluxapyroxad | ng/l | Dissolved | [5 empty] | 2014-10-03
51852 | Fluopicolide, water, filtered, recoverable, nanograms per liter | Fluopicolide | ng/l | Dissolved | [5 empty] | 2014-10-03
51853 | Cyazofamid, water, filtered, recoverable, nanograms per liter | Cyazofamid | ng/l | Dissolved | [5 empty] | 2014-10-03
51854 | Mandipropamid, water, filtered, recoverable, nanograms per liter | Mandipropamid | ng/l | Dissolved | [5 empty] | 2014-10-03
51855 | Ethaboxam, water, filtered, recoverable, nanograms per liter | Ethaboxam | ng/l | Dissolved | [5 empty] | 2014-10-03
51856 | Chlorantraniliprole, water, filtered, recoverable, nanograms per liter | Chlorantraniliprole | ng/l | Dissolved | [5 empty] | 2014-10-03
51857 | Imidacloprid desnitro, water, filtered, recoverable, nanograms per liter | Imidacloprid desnitro | ng/l | Dissolved | [5 empty] | 2014-10-03
51858 | Flonicamid, water, filtered, recoverable, nanograms per liter | Flonicamid | ng/l | Dissolved | [5 empty] | 2014-10-03
51859 | Imidacloprid urea, water, filtered, recoverable, nanograms per liter | Imidacloprid-urea | ng/l | Dissolved | [5 empty] | 2020-01-21
51860 | 6-Chloronicotinic acid, water, filtered, recoverable, nanograms per liter | 6-Chloronicotinic acid | ng/l | Dissolved | [5 empty] | 2014-10-03
51861 | Cymoxanil, water, filtered, recoverable, nanograms per liter | Cymoxanil | ng/l | Dissolved | [5 empty] | 2014-10-03
51862 | Cyantraniliprole, water, filtered, recoverable, nanograms per liter | Cyantraniliprole | ng/l | Dissolved | [5 empty] | 2014-10-03
51863 | Penoxsulam, water, filtered, recoverable, nanograms per liter | Penoxsulam | ng/l | Dissolved | [5 empty] | 2014-10-03
51864 | Fluridone, water, filtered, recoverable, nanograms per liter | Fluridone | ng/l | Dissolved | [5 empty] | 2014-10-03
51865 | Desthio-prothioconazole, water, filtered, recoverable, nanograms per liter | Desthio-prothioconazole | ng/l | Dissolved | [5 empty] | 2014-10-03
51866 | Tolfenpyrad, water, filtered, recoverable, nanograms per liter | Tolfenpyrad | ng/l | Dissolved | [5 empty] | 2014-10-03
51867 | Paclobutrazol, bed sediment, recoverable, dry weight, micrograms per kilogram | Paclobutrazol | ug/kg | Bed Sediment |  |  |  | Dry |  | 2014-10-03
51868 | Quinoxyfen, bed sediment, recoverable, dry weight, micrograms per kilogram | Quinoxyfen | ug/kg | Bed Sediment |  |  |  | Dry |  | 2014-10-03
51869 | Fenamidone, bed sediment, recoverable, dry weight, micrograms per kilogram | Fenamidone | ug/kg | Bed Sediment |  |  |  | Dry |  | 2014-10-03
51870 | Acibenzolar-S-methyl, bed sediment, recoverable, dry weight, micrograms per kilogram | Acibenzolar-S-methyl | ug/kg | Bed Sediment |  |  |  | Dry |  | 2014-10-03
51871 | Picoxystrobin, bed sediment, recoverable, dry weight, micrograms per kilogram | Picoxystrobin | ug/kg | Bed Sediment |  |  |  | Dry |  | 2014-10-03
51872 | Fluxapyroxad, bed sediment, recoverable, dry weight, micrograms per kilogram | Fluxapyroxad | ug/kg | Bed Sediment |  |  |  | Dry |  | 2014-10-03
51873 | Fluopicolide, bed sediment, recoverable, dry weight, micrograms per kilogram | Fluopicolide | ug/kg | Bed Sediment |  |  |  | Dry |  | 2014-10-03
51874 | Paclobutrazol, suspended sediment, recoverable, dry weight, micrograms per kilogram | Paclobutrazol | ug/kg | Suspended |  |  |  | Dry |  | 2014-10-03
51875 | Quinoxyfen, suspended sediment, recoverable, dry weight, micrograms per kilogram | Quinoxyfen | ug/kg | Suspended |  |  |  | Dry |  | 2014-10-03
51876 | Fenamidone, suspended sediment, recoverable, dry weight, micrograms per kilogram | Fenamidone | ug/kg | Suspended |  |  |  | Dry |  | 2014-10-03
51877 | Acibenzolar-S-methyl, suspended sediment, recoverable, dry weight, micrograms per kilogram | Acibenzolar-S-methyl | ug/kg | Suspended |  |  |  | Dry |  | 2014-10-03
51878 | Picoxystrobin, suspended sediment, recoverable, dry weight, micrograms per kilogram | Picoxystrobin | ug/kg | Suspended |  |  |  | Dry |  | 2014-10-03
51879 | Fluxapyroxad, suspended sediment, recoverable, dry weight, micrograms per kilogram | Fluxapyroxad | ug/kg | Suspended |  |  |  | Dry |  | 2014-10-03
51880 | Fluopicolide, suspended sediment, recoverable, dry weight, micrograms per kilogram | Fluopicolide | ug/kg | Suspended |  |  |  | Dry |  | 2014-10-03
51883 | 11-Ketotestosterone, water, filtered, recoverable, micrograms per liter | 11-KetoTestosterone | ug/l | Dissolved | [5 empty] | 2014-10-03
51884 | 17-alpha-Estradiol, water, filtered, recoverable, micrograms per liter | 17alpha-Estradiol | ug/l | Dissolved | [5 empty] | 2020-01-21
51885 | 19-Norethindrone, water, filtered, recoverable, micrograms per liter | Norethisterone | ug/l | Dissolved | [5 empty] | 2014-10-03
51886 | 4-Androstene-3,17-dione, water, filtered, recoverable, micrograms per liter | 4-Androstenedione | ug/l | Dissolved | [5 empty] | 2014-10-03
51887 | trans-Diethylstilbestrol, water, filtered, recoverable, micrograms per liter | trans-Diethylstilbestrol | ug/l | Dissolved | [5 empty] | 2014-10-03
51888 | Equilin, water, filtered, recoverable, micrograms per liter | Equilin | ug/l | Dissolved | [5 empty] | 2014-10-03
51889 | Estriol, water, filtered, recoverable, micrograms per liter | Estriol | ug/l | Dissolved | [5 empty] | 2014-10-03
51890 | Norgestimate, water, filtered, recoverable, micrograms per liter | Norgestimate | ug/l | Dissolved | [5 empty] | 2014-10-03
51891 | Progesterone, water, filtered, recoverable, micrograms per liter | Progesterone | ug/l | Dissolved | [5 empty] | 2014-10-03
51892 | 6-alpha-Methyl-17-alpha-hydroxyprogesterone, water, filtered, recoverable, micrograms per liter | Medroxyprogesterone | ug/l | Dissolved | [5 empty] | 2020-01-21
51893 | Testosterone, water, filtered, recoverable, micrograms per liter | Testosterone | ug/l | Dissolved | [5 empty] | 2014-10-03
51894 | Epitestosterone, water, filtered, recoverable, micrograms per liter | Epitestosterone | ug/l | Dissolved | [5 empty] | 2014-10-03
51895 | Trenbolone, water, filtered, recoverable, micrograms per liter | Trenbolone | ug/l | Dissolved | [5 empty] | 2014-10-03
51896 | 17-beta-Estradiol 3-sulfate, water, filtered, recoverable, micrograms per liter | 17.beta.-Estriol 3-sulfate | ug/l | Dissolved | [5 empty] | 2018-01-05
51897 | 17-beta-Estradiol 17-sulfate, water, filtered, recoverable, micrograms per liter | 17.beta.-Estriol 17-sulfate | ug/l | Dissolved | [5 empty] | 2018-01-05
51898 | Androsterone sulfate, water, filtered, recoverable, micrograms per liter | Androsterone sulfate | ug/l | Dissolved | [5 empty] | 2014-10-03
51899 | Equilenin sulfate, water, filtered, recoverable, micrograms per liter | Equilenin sulfate | ug/l | Dissolved | [5 empty] | 2014-10-03
51900 | Equilin sulfate, water, filtered, recoverable, micrograms per liter | Equilin sulfate | ug/l | Dissolved | [5 empty] | 2014-10-03
51901 | Estriol 3-sulfate, water, filtered, recoverable, micrograms per liter | Estriol 3-sulfate | ug/l | Dissolved | [5 empty] | 2014-10-03
51902 | Estriol 17-sulfate, water, filtered, recoverable, micrograms per liter | Estriol 17-sulfate | ug/l | Dissolved | [5 empty] | 2014-10-03
51903 | Estrone 3-sulfate, water, filtered, recoverable, micrograms per liter | Estrone 3-sulfate | ug/l | Dissolved | [5 empty] | 2014-10-03
51904 | Ethinylestradiol 3-sulfate, water, filtered, recoverable, micrograms per liter | Ethinylestradiol 3-sulfate | ug/l | Dissolved | [5 empty] | 2014-10-03
51905 | Testosterone sulfate, water, filtered, recoverable, micrograms per liter | Testosterone sulfate | ug/l | Dissolved | [5 empty] | 2014-10-03
51906 | 17-beta-Estradiol 17-glucuronide, water, filtered, recoverable, micrograms per liter | 17.beta.-Estradiol-17-glucuronide | ug/l | Dissolved | [5 empty] | 2018-01-05
51907 | Androsterone glucuronide, water, filtered, recoverable, micrograms per liter | Androsterone-glucuronide | ug/l | Dissolved | [5 empty] | 2018-01-05
51908 | Diethylstilbesterol glucuronide, water, filtered, recoverable, micrograms per liter | Diethylstilbesterol glucuronide | ug/l | Dissolved | [5 empty] | 2014-10-03
51909 | Estriol 3-glucuronide, water, filtered, recoverable, micrograms per liter | Estriol-3-glucuronide | ug/l | Dissolved | [5 empty] | 2018-01-05
51910 | Estrone glucuronide, water, filtered, recoverable, micrograms per liter | Estrone glucuronide | ug/l | Dissolved | [5 empty] | 2014-10-03
51911 | Ethenylestradiol 3-glucuronide, water, filtered, recoverable, micrograms per liter | Ethenylestradiol-3-glucuronide | ug/l | Dissolved | [5 empty] | 2018-01-05
51912 | Genistein, water, filtered, recoverable, micrograms per liter | 4H-1-Benzopyran-4-one, 5,7-dihydroxy-3-(4-hydroxyphenyl)- | ug/l | Dissolved | [5 empty] | 2018-01-05
51913 | Daidzein, water, filtered, recoverable, micrograms per liter | Daidzein | ug/l | Dissolved | [5 empty] | 2014-10-03
51914 | Formonentin, water, filtered, recoverable, micrograms per liter | Formononetin | ug/l | Dissolved | [5 empty] | 2014-10-03
51915 | Coumesterol, water, filtered, recoverable, micrograms per liter | Coumestrol | ug/l | Dissolved | [5 empty] | 2014-10-03
51916 | Equol, water, filtered, recoverable, micrograms per liter | Equol | ug/l | Dissolved | [5 empty] | 2014-10-03
51917 | Biochanin A, water, filtered, recoverable, micrograms per liter | 4H-1-Benzopyran-4-one, 5,7-dihydroxy-3-(4-methoxyphenyl)- | ug/l | Dissolved | [5 empty] | 2014-10-03
51918 | 11-Ketotestosterone, spike, water, filtered, apparent percent recovery | 11-KetoTestosterone | % | Dissolved | [5 empty] | 2014-10-03
51919 | 17-alpha-Estradiol, spike, water, filtered, apparent percent recovery | 17alpha-Estradiol | % | Dissolved | [5 empty] | 2020-01-21
51920 | 17-alpha-Ethynylestradiol, spike, water, filtered, apparent percent recovery | Ethinyl estradiol | % | Dissolved | [5 empty] | 2014-10-03
51921 | 17-beta-Estradiol, spike, water, filtered, apparent percent recovery | Estradiol | % | Dissolved | [5 empty] | 2014-10-03
51922 | 19-Norethindrone, spike, water, filtered, apparent percent recovery | Norethisterone | % | Dissolved | [5 empty] | 2014-10-03
51923 | 4-Androstene-3,17-dione, spike, water, filtered, apparent percent recovery | 4-Androstenedione | % | Dissolved | [5 empty] | 2014-10-03
51924 | trans-Diethylstilbestrol, spike, water, filtered, apparent percent recovery | trans-Diethylstilbestrol | % | Dissolved | [5 empty] | 2014-10-03
51925 | Equilin, spike, water, filtered, apparent percent recovery | Equilin | % | Dissolved | [5 empty] | 2014-10-03
51926 | Equilenin, spike, water, filtered, apparent percent recovery | Equilenin | % | Dissolved | [5 empty] | 2014-10-03
51927 | Estriol, spike, water, filtered, apparent percent recovery | Estriol | % | Dissolved | [5 empty] | 2014-10-03
51928 | Estrone, spike, water, filtered, apparent percent recovery | Estrone | % | Dissolved | [5 empty] | 2014-10-03
51929 | Norgestimate, spike, water, filtered, apparent percent recovery | Norgestimate | % | Dissolved | [5 empty] | 2014-10-03
51930 | Progesterone, spike, water, filtered, apparent percent recovery | Progesterone | % | Dissolved | [5 empty] | 2014-10-03
51931 | 6-alpha-Methyl-17-alpha-hydroxyprogesterone, spike, water, filtered, apparent percent recovery | Medroxyprogesterone | % | Dissolved | [5 empty] | 2020-01-21
51932 | Testosterone, spike, water, filtered, apparent percent recovery | Testosterone | % | Dissolved | [5 empty] | 2014-10-03
51933 | Epitestosterone, spike, water, filtered, apparent percent recovery | Epitestosterone | % | Dissolved | [5 empty] | 2014-10-03
51934 | Trenbolone, spike, water, filtered, apparent percent recovery | Trenbolone | % | Dissolved | [5 empty] | 2014-10-03
51935 | 17-beta-Estradiol 3-sulfate, spike, water, filtered, apparent percent recovery | 17.beta.-Estriol-3-sulfate | % | Dissolved | [5 empty] | 2018-01-05
51936 | 17-beta-Estradiol 17-sulfate, spike, water, filtered, apparent percent recovery | 17.beta.-Estriol-17-sulfate | % | Dissolved | [5 empty] | 2018-01-05
51937 | Androsterone sulfate, spike, water, filtered, apparent percent recovery | Androsterone sulfate | % | Dissolved | [5 empty] | 2016-10-06
51938 | Equilenin sulfate, spike, water, filtered, apparent percent recovery | Equilenin sulfate | % | Dissolved | [5 empty] | 2016-10-06
51939 | Equilin sulfate, spike, water, filtered, apparent percent recovery | Equilin sulfate | % | Dissolved | [5 empty] | 2016-10-06
51940 | Estriol 3-sulfate, spike, water, filtered, apparent percent recovery | Estriol-3-sulfate | % | Dissolved | [5 empty] | 2018-01-05
51941 | Estriol 17-sulfate, spike, water, filtered, apparent percent recovery | Estriol-17-sulfate | % | Dissolved | [5 empty] | 2018-01-05
51942 | Estrone 3-sulfate, spike, water, filtered, apparent percent recovery | Estrone-3-sulfate | % | Dissolved | [5 empty] | 2018-01-05
51943 | Ethinylestradiol 3-sulfate, spike, water, filtered, apparent percent recovery | Ethinylestradiol-3-sulfate | % | Dissolved | [5 empty] | 2018-01-05
51944 | Testosterone sulfate, spike, water, filtered, apparent percent recovery | Testosterone sulfate | % | Dissolved | [5 empty] | 2016-10-06
51945 | 17-beta-Estradiol 17-glucuronide, spike, water, filtered, apparent percent recovery | 17.beta.-Estradiol-17-glucuronide | % | Dissolved | [5 empty] | 2018-01-05
51946 | Androsterone glucuronide, spike, water, filtered, apparent percent recovery | Androsterone-glucuronide | % | Dissolved | [5 empty] | 2018-01-05
51947 | Diethylstilbesterol glucuronide, spike, water, filtered, apparent percent recovery | Diethylstilbesterol glucuronide | % | Dissolved | [5 empty] | 2016-10-06
51948 | Estriol 3-glucuronide, spike, water, filtered, apparent percent recovery | Estriol-3-glucuronide | % | Dissolved | [5 empty] | 2018-01-05
51949 | Estrone glucuronide, spike, water, filtered, apparent percent recovery | Estrone glucuronide | % | Dissolved | [5 empty] | 2016-10-06
51950 | Ethenylestradiol 3-glucuronide, spike, water, filtered, apparent percent recovery | Ethenylestradiol-3-glucuronide | % | Dissolved | [5 empty] | 2018-01-05
51951 | Genistein, spike, water, filtered, apparent percent recovery | 4H-1-Benzopyran-4-one, 5,7-dihydroxy-3-(4-hydroxyphenyl)- | % | Dissolved | [5 empty] | 2018-01-05
51952 | Daidzein, spike, water, filtered, apparent percent recovery | Daidzein | % | Dissolved | [5 empty] | 2014-10-03
51953 | Formonentin, spike, water, filtered, apparent percent recovery | Formononetin | % | Dissolved | [5 empty] | 2014-10-03
51954 | Coumesterol, spike, water, filtered, apparent percent recovery | Coumestrol | % | Dissolved | [5 empty] | 2014-10-03
51955 | Equol, spike, water, filtered, apparent percent recovery | Equol | % | Dissolved | [5 empty] | 2014-10-03
51956 | Biochanin A, spike, water, filtered, apparent percent recovery | 4H-1-Benzopyran-4-one, 5,7-dihydroxy-3-(4-methoxyphenyl)- | % | Dissolved | [5 empty] | 2014-10-03
51957 | Glyphosate, spike, water, filtered, apparent percent recovery | Glyphosate | % | Dissolved | [5 empty] | 2014-10-03
51958 | Aminomethylphosphonic acid (AMPA), spike, water, filtered, apparent percent recovery | Glufosinate-ammonium | % | Dissolved | [5 empty] | 2020-01-21
51959 | Glufosinate, spike, water, filtered, apparent percent recovery | Aminomethylphosphonic acid | % | Dissolved | [5 empty] | 2014-10-03
51960 | Azithromycin, spike, water, filtered, apparent percent recovery | Azithromycin | % | Dissolved | [5 empty] | 2016-10-06
51961 | Carbamazepine, spike, water, filtered, apparent percent recovery | Carbamazepine | % | Dissolved | [5 empty] | 2014-10-03
51962 | Chloroamphenicol, spike, water, filtered, apparent percent recovery | Chloramphenicol | % | Dissolved | [5 empty] | 2014-10-03
51963 | Chlorotetracycline, spike, water, filtered, apparent percent recovery | Chlorotetracycline | % | Dissolved | [5 empty] | 2016-10-06
51964 | Ciprofloxacin, spike, water, filtered, apparent percent recovery | Ciprofloxacin | % | Dissolved | [5 empty] | 2014-10-03
51965 | Doxycycline, spike, water, filtered, apparent percent recovery | Doxycycline | % | Dissolved | [5 empty] | 2014-10-03
51966 | Enrofloxacin, spike, water, filtered, apparent percent recovery | Enrofloxacin | % | Dissolved | [5 empty] | 2014-10-03
51967 | Epichlorotetracycline, spike, water, filtered, apparent percent recovery | Epichlorotetracycline | % | Dissolved | [5 empty] | 2016-10-06
51968 | Epiisochlorotetracycline, spike, water, filtered, apparent percent recovery | Epiisochlorotetracycline | % | Dissolved | [5 empty] | 2016-10-06
51969 | Epioxytetracycline, spike, water, filtered, apparent percent recovery | Epioxytetracycline | % | Dissolved | [5 empty] | 2016-10-06
51970 | Epitetracycline, spike, water, filtered, apparent percent recovery | 4-epitetracycline (ETC) | % | Dissolved | [5 empty] | 2020-01-21
51971 | Erythromycin, spike, water, filtered, apparent percent recovery | Erythromycin | % | Dissolved | [5 empty] | 2014-10-03
51972 | Erythromycin-H2O, spike, water, filtered, apparent percent recovery | Erythromycin-anhydro | % | Dissolved | [5 empty] | 2016-10-06
51973 | Ibuprofen, spike, water, filtered, apparent percent recovery | Benzeneacetic acid, .alpha.-methyl-4-(2-methylpropyl)- | % | Dissolved | [5 empty] | 2014-10-03
51974 | Isochlorotetracycline, spike, water, filtered, apparent percent recovery | Isochlortetracycline | % | Dissolved | [5 empty] | 2020-01-21
51975 | Lincomycin, spike, water, filtered, apparent percent recovery | Lincomycin | % | Dissolved | [5 empty] | 2014-10-03
51976 | Lomefloxacin, spike, water, filtered, apparent percent recovery | Lomefloxacin | % | Dissolved | [5 empty] | 2014-10-03
51977 | Norfloxacin, spike, water, filtered, apparent percent recovery | Norfloxacin | % | Dissolved | [5 empty] | 2014-10-03
51978 | Ofloxacin, spike, water, filtered, apparent percent recovery | Ofloxacin | % | Dissolved | [5 empty] | 2014-10-03
51979 | Ormetoprim, spike, water, filtered, apparent percent recovery | Ormetoprim | % | Dissolved | [5 empty] | 2014-10-03
51980 | Oxytetracycline, spike, water, filtered, apparent percent recovery | Oxytetracycline | % | Dissolved | [5 empty] | 2016-10-06
51981 | Roxithromycin, spike, water, filtered, apparent percent recovery | Roxithromycin | % | Dissolved | [5 empty] | 2014-10-03
51982 | Sarafloxacin, spike, water, filtered, apparent percent recovery | Sarafloxacin | % | Dissolved | [5 empty] | 2014-10-03
51983 | Sulfachloropyridazine, spike, water, filtered, apparent percent recovery | Sulfachloropyridazine | % | Dissolved | [5 empty] | 2014-10-03
51984 | Sulfadiazine, spike, water, filtered, apparent percent recovery | Benzenesulfonamide, 4-amino-N-2-pyrimidinyl- | % | Dissolved | [5 empty] | 2014-10-03
51985 | Sulfadimethoxine, spike, water, filtered, apparent percent recovery | Sulfadimethoxine | % | Dissolved | [5 empty] | 2015-01-05
51986 | Sulfamethoxazole, spike, water, filtered, apparent percent recovery | Sulfamethoxazole | % | Dissolved | [5 empty] | 2014-10-03
51987 | Sulfamethazine, spike, water, filtered, apparent percent recovery | Sulfamethazine | % | Dissolved | [5 empty] | 2014-10-03
51988 | Sulfathiazole, spike, water, filtered, apparent percent recovery | Sulfathiazole | % | Dissolved | [5 empty] | 2014-10-03
51989 | Tetracycline, spike, water, filtered, apparent percent recovery | Tetracycline | % | Dissolved | [5 empty] | 2014-10-03
51990 | Trimethoprim, spike, water, filtered, apparent percent recovery | Trimethoprim | % | Dissolved | [5 empty] | 2014-10-03
51991 | Tylosin, spike, water, filtered, apparent percent recovery | Tylosin | % | Dissolved | [5 empty] | 2014-10-03
51992 | Virginamycin, spike, water, filtered, apparent percent recovery | Virginiamycin | % | Dissolved | [5 empty] | 2014-10-03
51993 | Demeton-O, soil, recoverable, dry weight, micrograms per kilogram | Demeton-O | ug/kg | Recoverable |  |  |  | Dry |  | 2014-10-03
51994 | Disulfoton oxon (Demeton-S), soil, recoverable, dry weight, micrograms per kilogram | Demeton-S | ug/kg | Recoverable |  |  |  | Dry |  | 2014-10-03
51995 | Tetraethyl pyrophosphate (TEPP), soil, recoverable, dry weight, micrograms per kilogram | Tetraethyl pyrophosphate | ug/kg | Recoverable |  |  |  | Dry |  | 2014-10-03
51996 | Diethylene glycol, water, filtered, recoverable, milligrams per liter | Diethylene glycol | mg/l | Dissolved | [5 empty] | 2014-10-03
51997 | Ethylene glycol, water, filtered, recoverable, milligrams per liter | Ethylene glycol | mg/l | Dissolved | [5 empty] | 2014-10-03
51998 | Propylene glycol, water, filtered, recoverable, milligrams per liter | Propylene glycol | mg/l | Dissolved | [5 empty] | 2014-10-03
51999 | Triethylene glycol, water, filtered, recoverable, milligrams per liter | 2,2'-[1,2 ethanediylbis(oxy)]bis-ethanol diacetate | mg/l | Dissolved | [5 empty] | 2016-10-06
52000 | n-Eicosane (C20), surrogate, water, filtered, percent recovery | Eicosane | % | Dissolved | [5 empty] | 2014-10-03
52001 | Dibromofluoromethane, surrogate, water, unfiltered, percent recovery | Dibromofluoromethane | % | Total | [5 empty] | 2014-10-03
52002 | 1,1,1-Trichloroethane, soil, recoverable, dry weight, micrograms per kilogram | 1,1,1-Trichloroethane | ug/kg | Recoverable |  |  |  | Dry |  | 2014-10-03
52003 | 1,1,2,2-Tetrachloroethane, soil, recoverable, dry weight, micrograms per kilogram | 1,1,2,2-Tetrachloroethane | ug/kg | Recoverable |  |  |  | Dry |  | 2015-04-09
52004 | 1,1,2-Trichloroethane, soil, recoverable, dry weight, micrograms per kilogram | 1,1,2-Trichloroethane | ug/kg | Recoverable |  |  |  | Dry |  | 2014-10-03
52005 | 1,1-Dichloroethane, soil, recoverable, dry weight, micrograms per kilogram | 1,1-Dichloroethane | ug/kg | Recoverable |  |  |  | Dry |  | 2014-10-03
52006 | 1,1-Dichloroethene, soil, recoverable, dry weight, micrograms per kilogram | 1,1-Dichloroethylene | ug/kg | Recoverable |  |  |  | Dry |  | 2014-10-03
52007 | 1,2,4-Trichlorobenzene, soil, recoverable, dry weight, micrograms per kilogram | 1,2,4-Trichlorobenzene | ug/kg | Recoverable |  |  |  | Dry |  | 2014-10-03
52008 | 1,2-Dichlorobenzene, soil, recoverable, dry weight, micrograms per kilogram | o-Dichlorobenzene | ug/kg | Recoverable |  |  |  | Dry |  | 2014-10-03
52009 | 1,2-Dichloroethane, soil, recoverable, dry weight, micrograms per kilogram | 1,2-Dichloroethane | ug/kg | Recoverable |  |  |  | Dry |  | 2014-10-03
52010 | 1,2-Dichloropropane, soil, recoverable, dry weight, micrograms per kilogram | 1,2-Dichloropropane | ug/kg | Recoverable |  |  |  | Dry |  | 2014-10-03
52011 | 1,3-Dichlorobenzene, soil, recoverable, dry weight, micrograms per kilogram | m-Dichlorobenzene | ug/kg | Recoverable |  |  |  | Dry |  | 2014-10-03
52012 | Benzene, soil, recoverable, dry weight, micrograms per kilogram | Benzene | ug/kg | Recoverable |  |  |  | Dry |  | 2014-10-03
52013 | Bromodichloromethane, soil, recoverable, dry weight, micrograms per kilogram | Dichlorobromomethane | ug/kg | Recoverable |  |  |  | Dry |  | 2014-10-03
52014 | Tribromomethane, soil, recoverable, dry weight, micrograms per kilogram | Tribromomethane | ug/kg | Recoverable |  |  |  | Dry |  | 2014-10-03
52015 | Tetrachloromethane, soil, recoverable, dry weight, micrograms per kilogram | Carbon tetrachloride | ug/kg | Recoverable |  |  |  | Dry |  | 2014-10-03
52016 | Chlorobenzene, soil, recoverable, dry weight, micrograms per kilogram | Chlorobenzene | ug/kg | Recoverable |  |  |  | Dry |  | 2014-10-03
52017 | Chloroethane, soil, recoverable, dry weight, micrograms per kilogram | Chloroethane | ug/kg | Recoverable |  |  |  | Dry |  | 2014-10-03
52018 | Trichloromethane (chloroform), soil, recoverable, dry weight, micrograms per kilogram | Chloroform | ug/kg | Recoverable |  |  |  | Dry |  | 2015-01-05
52019 | cis-1,3-Dichloropropene, soil, recoverable, dry weight, micrograms per kilogram | cis-1,3-Dichloropropene | ug/kg | Recoverable |  |  |  | Dry |  | 2014-10-03
52020 | Dichlorodifluoromethane, soil, recoverable, dry weight, micrograms per kilogram | CFC-12 | ug/kg | Recoverable |  |  |  | Dry |  | 2015-04-09
52021 | Ethylbenzene, soil, recoverable, dry weight, micrograms per kilogram | Ethylbenzene | ug/kg | Recoverable |  |  |  | Dry |  | 2014-10-03
52022 | Hexachlorobutadiene, soil, recoverable, dry weight, micrograms per kilogram | Hexachlorobutadiene | ug/kg | Recoverable |  |  |  | Dry |  | 2014-10-03
52023 | Dichloromethane (methylene chloride), soil, recoverable, dry weight, micrograms per kilogram | Methylene chloride | ug/kg | Recoverable |  |  |  | Dry |  | 2014-10-03
52024 | Tetrachloroethene, soil, recoverable, dry weight, micrograms per kilogram | Tetrachloroethylene | ug/kg | Recoverable |  |  |  | Dry |  | 2020-01-21
52025 | Toluene, soil, recoverable, dry weight, micrograms per kilogram | Toluene | ug/kg | Recoverable |  |  |  | Dry |  | 2014-10-03
52026 | trans-1,2-Dichloroethene, soil, recoverable, dry weight, micrograms per kilogram | trans-1,2-Dichloroethylene | ug/kg | Recoverable |  |  |  | Dry |  | 2014-10-03
52027 | trans-1,3-Dichloropropene, soil, recoverable, dry weight, micrograms per kilogram | trans-1,3-Dichloropropene | ug/kg | Recoverable |  |  |  | Dry |  | 2015-04-09
52028 | Trichloroethene, soil, recoverable, dry weight, micrograms per kilogram | Trichloroethylene | ug/kg | Recoverable |  |  |  | Dry |  | 2020-01-21
52029 | Trichlorofluoromethane (CFC-11), soil, recoverable, dry weight, micrograms per kilogram | CFC-11 | ug/kg | Recoverable |  |  |  | Dry |  | 2014-10-03
52030 | Vinyl chloride, soil, recoverable, dry weight, micrograms per kilogram | Vinyl chloride | ug/kg | Recoverable |  |  |  | Dry |  | 2014-10-03
52031 | 1,2,4-Trichlorobenzene, soil, recoverable, dry weight, micrograms per kilogram | 1,2,4-Trichlorobenzene | ug/kg | Recoverable |  |  |  | Dry |  | 2014-10-03
52032 | 2,4,6-Trichlorophenol, soil, recoverable, dry weight, micrograms per kilogram | 2,4,6-Trichlorophenol | ug/kg | Recoverable |  |  |  | Dry |  | 2014-10-03
52033 | 2,4-Dichlorophenol, soil, recoverable, dry weight, micrograms per kilogram | 2,4-Dichlorophenol | ug/kg | Recoverable |  |  |  | Dry |  | 2014-10-03
52034 | 2,4-Dinitrophenol, soil, recoverable, dry weight, micrograms per kilogram | 2,4-Dinitrophenol | ug/kg | Recoverable |  |  |  | Dry |  | 2014-10-03
52035 | 2,4-Dinitrotoluene, soil, recoverable, dry weight, micrograms per kilogram | 2,4-Dinitrotoluene | ug/kg | Recoverable |  |  |  | Dry |  | 2014-10-03
52036 | 2,6-Dinitrotoluene, soil, recoverable, dry weight, micrograms per kilogram | 2,6-Dinitrotoluene | ug/kg | Recoverable |  |  |  | Dry |  | 2014-10-03
52037 | 2-Chloronaphthalene, soil, recoverable, dry weight, micrograms per kilogram | 2-Chloronaphthalene | ug/kg | Recoverable |  |  |  | Dry |  | 2014-10-03
52038 | 2-Chlorophenol, soil, recoverable, dry weight, micrograms per kilogram | o-Chlorophenol | ug/kg | Recoverable |  |  |  | Dry |  | 2014-10-03
52039 | 2-Methylnaphthalene, soil, recoverable, dry weight, micrograms per kilogram | 2-Methylnaphthalene | ug/kg | Recoverable |  |  |  | Dry |  | 2014-10-03
52040 | 2-Nitrophenol, soil, recoverable, dry weight, micrograms per kilogram | o-Nitrophenol | ug/kg | Recoverable |  |  |  | Dry |  | 2014-10-03
52041 | 3,3'-Dichlorobenzidine, soil, recoverable, dry weight, micrograms per kilogram | 3,3'-Dichlorobenzidine | ug/kg | Recoverable |  |  |  | Dry |  | 2014-10-03
52042 | 2-Methyl-4,6-dinitrophenol (DNOC), soil, recoverable, dry weight, micrograms per kilogram | 4,6-Dinitro-o-cresol | ug/kg | Recoverable |  |  |  | Dry |  | 2014-10-03
52043 | 4-Bromophenyl phenyl ether, soil, recoverable, dry weight, micrograms per kilogram | BDE-003 | ug/kg | Recoverable |  |  |  | Dry |  | 2014-10-03
52044 | 4-Chloro-3-methylphenol, soil, recoverable, dry weight, micrograms per kilogram | p-Chloro-m-cresol | ug/kg | Recoverable |  |  |  | Dry |  | 2014-10-03
52045 | 4-Chlorophenyl phenyl ether, soil, recoverable, dry weight, micrograms per kilogram | p-Chlorophenyl phenyl ether | ug/kg | Recoverable |  |  |  | Dry |  | 2014-10-03
52046 | 4-Nitrophenol, soil, recoverable, dry weight, micrograms per kilogram | p-Nitrophenol | ug/kg | Recoverable |  |  |  | Dry |  | 2014-10-03
52047 | Morphine, water, recoverable, nanograms per polar organic chemical integrative sampler (POCIS) | Morphine | ng/POCIS | Recoverable | [5 empty] | 2014-10-03
52048 | Hydrocortisone, water, recoverable, nanograms per polar organic chemical integrative sampler (POCIS) | Hydrocortisone | ng/POCIS | Recoverable | [5 empty] | 2014-10-03
52050 | Amphetamine, water, recoverable, nanograms per polar organic chemical integrative sampler (POCIS) | Amphetamine | ng/POCIS | Recoverable | [5 empty] | 2014-10-03
52051 | Lidocaine, water, recoverable, nanograms per polar organic chemical integrative sampler (POCIS) | Acetamide, 2-(diethylamino)-N-(2,6-dimethylphenyl)- | ng/POCIS | Recoverable | [5 empty] | 2014-10-03
52052 | Meprobamate, water, recoverable, nanograms per polar organic chemical integrative sampler (POCIS) | Meprobamate | ng/POCIS | Recoverable | [5 empty] | 2014-10-03
52053 | Phenytoin, water, recoverable, nanograms per polar organic chemical integrative sampler (POCIS) | Phenytoin | ng/POCIS | Recoverable | [5 empty] | 2014-10-03
52054 | Prednisone, water, recoverable, nanograms per polar organic chemical integrative sampler (POCIS) | Prednisone | ng/POCIS | Recoverable | [5 empty] | 2014-10-03
52055 | Dextromethorphan, water, recoverable, nanograms per polar organic chemical integrative sampler (POCIS) | Dextromethorphan | ng/POCIS | Recoverable | [5 empty] | 2015-01-05
52056 | Oxazepam, water, recoverable, nanograms per polar organic chemical integrative sampler (POCIS) | Oxazepam | ng/POCIS | Recoverable | [5 empty] | 2014-10-03
52057 | Lorazepam, water, recoverable, nanograms per polar organic chemical integrative sampler (POCIS) | Lorazepam | ng/POCIS | Recoverable | [5 empty] | 2014-10-03
52058 | Temazepam, water, recoverable, nanograms per polar organic chemical integrative sampler (POCIS) | Temazepam | ng/POCIS | Recoverable | [5 empty] | 2014-10-03
52059 | Verapamil, water, recoverable, nanograms per polar organic chemical integrative sampler (POCIS) | Verapamil | ng/POCIS | Recoverable | [5 empty] | 2014-10-03
52060 | Triamterene, water, recoverable, nanograms per polar organic chemical integrative sampler (POCIS) | Triamterene | ng/POCIS | Recoverable | [5 empty] | 2014-10-03
52061 | Sulfamethizole, water, recoverable, nanograms per polar organic chemical integrative sampler (POCIS) | Sulfamethizole | ng/POCIS | Recoverable | [5 empty] | 2014-10-03
52062 | Antipyrine, water, recoverable, nanograms per polar organic chemical integrative sampler (POCIS) | Antipyrine | ng/POCIS | Recoverable | [5 empty] | 2015-01-05
52063 | Fluconazole, water, recoverable, nanograms per polar organic chemical integrative sampler (POCIS) | Fluconazole | ng/POCIS | Recoverable | [5 empty] | 2016-10-06
52064 | Nizatidine, water, recoverable, nanograms per polar organic chemical integrative sampler (POCIS) | Nizatidine | ng/POCIS | Recoverable | [5 empty] | 2016-10-06
52065 | Pentoxifylline, water, recoverable, nanograms per polar organic chemical integrative sampler (POCIS) | Pentoxifylline | ng/POCIS | Recoverable | [5 empty] | 2016-10-06
52066 | Iminostilbene, water, recoverable, nanograms per polar organic chemical integrative sampler (POCIS) | Iminostilbene | ng/POCIS | Recoverable | [5 empty] | 2016-10-06
52067 | Prednisolone, water, recoverable, nanograms per polar organic chemical integrative sampler (POCIS) | Prednisolone | ng/POCIS | Recoverable | [5 empty] | 2014-10-03
52068 | Acyclovir, water, recoverable, nanograms per polar organic chemical integrative sampler (POCIS) | Acyclovir | ng/POCIS | Recoverable | [5 empty] | 2016-10-06
52069 | Betamethasone, water, recoverable, nanograms per polar organic chemical integrative sampler (POCIS) | Betamethasone | ng/POCIS | Recoverable | [5 empty] | 2014-10-03
52070 | Ezetimibe, water, recoverable, nanograms per polar organic chemical integrative sampler (POCIS) | Ezetimibe | ng/POCIS | Recoverable | [5 empty] | 2016-10-06
52071 | Loratadine, water, recoverable, nanograms per polar organic chemical integrative sampler (POCIS) | Loratadine | ng/POCIS | Recoverable | [5 empty] | 2014-10-03
52072 | Fenofibrate, water, recoverable, nanograms per polar organic chemical integrative sampler (POCIS) | Fenofibrate | ng/POCIS | Recoverable | [5 empty] | 2016-10-06
52073 | Metformin, water, recoverable, nanograms per polar organic chemical integrative sampler (POCIS) | Metformin | ng/POCIS | Recoverable | [5 empty] | 2020-01-21
52074 | Nicotine, water, recoverable, nanograms per polar organic chemical integrative sampler (POCIS) | Nicotine | ng/POCIS | Recoverable | [5 empty] | 2014-10-03
52075 | Theophylline, water, recoverable, nanograms per polar organic chemical integrative sampler (POCIS) | Theophylline | ng/POCIS | Recoverable | [5 empty] | 2014-10-03
52076 | Oxycodone, water, recoverable, nanograms per polar organic chemical integrative sampler (POCIS) | Morphinan-6-one, 4,5-epoxy-14-hydroxy-3-methoxy-17-methyl-, (5.alpha.)- | ng/POCIS | Recoverable | [5 empty] | 2014-10-03
52077 | Phendimetrazine, water, recoverable, nanograms per polar organic chemical integrative sampler (POCIS) | Phendimetrazine | ng/POCIS | Recoverable | [5 empty] | 2014-10-03
52078 | Chlorpheniramine, water, recoverable, nanograms per polar organic chemical integrative sampler (POCIS) | Chlorpheniramine | ng/POCIS | Recoverable | [5 empty] | 2014-10-03
52079 | Carisoprodol, water, recoverable, nanograms per polar organic chemical integrative sampler (POCIS) | Carisoprodol | ng/POCIS | Recoverable | [5 empty] | 2014-10-03
52080 | Diazepam, water, recoverable, nanograms per polar organic chemical integrative sampler (POCIS) | Diazepam | ng/POCIS | Recoverable | [5 empty] | 2014-10-03
52081 | Methadone, water, recoverable, nanograms per polar organic chemical integrative sampler (POCIS) | Methadone | ng/POCIS | Recoverable | [5 empty] | 2020-01-21
52082 | Methocarbamol, water, recoverable, nanograms per polar organic chemical integrative sampler (POCIS) | Methocarbamol | ng/POCIS | Recoverable | [5 empty] | 2016-10-06
52083 | Atenolol, water, recoverable, nanograms per polar organic chemical integrative sampler (POCIS) | Atenolol | ng/POCIS | Recoverable | [5 empty] | 2014-10-03
52084 | Sulfadimethoxine, water, recoverable, nanograms per polar organic chemical integrative sampler (POCIS) | Sulfadimethoxine | ng/POCIS | Recoverable | [5 empty] | 2014-10-03
52085 | Metaxalone, water, recoverable, nanograms per polar organic chemical integrative sampler (POCIS) | Metaxalone | ng/POCIS | Recoverable | [5 empty] | 2016-10-06
52086 | Hydrocodone, water, recoverable, nanograms per polar organic chemical integrative sampler (POCIS) | Hydrocodone | ng/POCIS | Recoverable | [5 empty] | 2014-10-03
52087 | Valacyclovir, water, recoverable, nanograms per polar organic chemical integrative sampler (POCIS) | Valacyclovir | ng/POCIS | Recoverable | [5 empty] | 2016-10-06
52088 | Tiotropium, water, recoverable, nanograms per polar organic chemical integrative sampler (POCIS) | Tiotropium | ng/POCIS | Recoverable | [5 empty] | 2016-10-06
52089 | Fexofenadine, water, recoverable, nanograms per polar organic chemical integrative sampler (POCIS) | Fexofenadine | ng/POCIS | Recoverable | [5 empty] | 2016-10-06
52090 | Oseltamivir, water, recoverable, nanograms per polar organic chemical integrative sampler (POCIS) | Oseltamivir | ng/POCIS | Recoverable | [5 empty] | 2016-10-06
52091 | Omeprazole + Esomeprazole, water, recoverable, nanograms per polar organic chemical integrative sampler (POCIS) | Oseltamivir | ng/POCIS | Recoverable | [5 empty] | 2015-01-05
52092 | Methyl-1H-benzotriazole, water, recoverable, nanograms per polar organic chemical integrative sampler (POCIS) | Tolyl triazole | ng/POCIS | Recoverable | [5 empty] | 2014-10-03
52093 | Loperamide, water, recoverable, nanograms per polar organic chemical integrative sampler (POCIS) | Loperamide | ng/POCIS | Recoverable | [5 empty] | 2016-10-06
52094 | Propranolol, water, recoverable, nanograms per polar organic chemical integrative sampler (POCIS) | Propranol | ng/POCIS | Recoverable | [5 empty] | 2014-10-03
52095 | Tramadol, water, recoverable, nanograms per polar organic chemical integrative sampler (POCIS) | Tramadol | ng/POCIS | Recoverable | [5 empty] | 2020-01-21
52096 | Clonidine, water, recoverable, nanograms per polar organic chemical integrative sampler (POCIS) | Clonidine | ng/POCIS | Recoverable | [5 empty] | 2016-10-06
52097 | Amitriptyline, water, recoverable, nanograms per polar organic chemical integrative sampler (POCIS) | Amitriptyline | ng/POCIS | Recoverable | [5 empty] | 2014-10-03
52098 | Metoprolol, water, recoverable, nanograms per polar organic chemical integrative sampler (POCIS) | Metoprolol | ng/POCIS | Recoverable | [5 empty] | 2014-10-03
52099 | Promethazine, water, recoverable, nanograms per polar organic chemical integrative sampler (POCIS) | Promethazine | ng/POCIS | Recoverable | [5 empty] | 2014-10-03
52100 | Methotrexate, water, recoverable, nanograms per polar organic chemical integrative sampler (POCIS) | Methotrexate | ng/POCIS | Recoverable | [5 empty] | 2014-10-03
52101 | Fluticasone propionate, water, recoverable, nanograms per polar organic chemical integrative sampler (POCIS) | Fluticasone propionate | ng/POCIS | Recoverable | [5 empty] | 2014-10-03
52102 | Raloxifene, water, recoverable, nanograms per polar organic chemical integrative sampler (POCIS) | Raloxifene | ng/POCIS | Recoverable | [5 empty] | 2016-10-06
52103 | Sitagliptin, water, recoverable, nanograms per polar organic chemical integrative sampler (POCIS) | Sitagliptin | ng/POCIS | Recoverable | [5 empty] | 2016-10-06
52104 | 10-Hydroxy-amitriptyline, water, recoverable, nanograms per polar organic chemical integrative sampler (POCIS) | Amitriptyline (+/-)-E-10-hydroxylated | ng/POCIS | Recoverable | [5 empty] | 2014-10-03
52105 | Benztropine, water, recoverable, nanograms per polar organic chemical integrative sampler (POCIS) | Benztropine | ng/POCIS | Recoverable | [5 empty] | 2014-10-03
52106 | N-Desmethyldiltiazem, water, recoverable, nanograms per polar organic chemical integrative sampler (POCIS) | N-Desmethyldiltiazem | ng/POCIS | Recoverable | [5 empty] | 2016-10-06
52107 | Famotidine, water, recoverable, nanograms per polar organic chemical integrative sampler (POCIS) | Famotidine | ng/POCIS | Recoverable | [5 empty] | 2014-10-03
52108 | Glipizide, water, recoverable, nanograms per polar organic chemical integrative sampler (POCIS) | Glipizide | ng/POCIS | Recoverable | [5 empty] | 2014-10-03
52109 | Glyburide, water, recoverable, nanograms per polar organic chemical integrative sampler (POCIS) | Glyburide | ng/POCIS | Recoverable | [5 empty] | 2020-01-21
52110 | Hydroxyzine, water, recoverable, nanograms per polar organic chemical integrative sampler (POCIS) | Hydroxyzine | ng/POCIS | Recoverable | [5 empty] | 2016-10-06
52111 | Nadolol, water, recoverable, nanograms per polar organic chemical integrative sampler (POCIS) | Nadolol | ng/POCIS | Recoverable | [5 empty] | 2016-10-06
52112 | Norverapamil, water, recoverable, nanograms per polar organic chemical integrative sampler (POCIS) | Norverapamil | ng/POCIS | Recoverable | [5 empty] | 2014-10-03
52113 | Phenazopyridine, water, recoverable, nanograms per polar organic chemical integrative sampler (POCIS) | Phenazopyridine | ng/POCIS | Recoverable | [5 empty] | 2016-10-06
52114 | Propoxyphene, water, recoverable, nanograms per polar organic chemical integrative sampler (POCIS) | Propoxyphene | ng/POCIS | Recoverable | [5 empty] | 2014-10-03
52115 | Quinine, water, recoverable, nanograms per polar organic chemical integrative sampler (POCIS) | Quinine | ng/POCIS | Recoverable | [5 empty] | 2016-10-06
52116 | Fadrozole, water, recoverable, nanograms per polar organic chemical integrative sampler (POCIS) | Fadrozole | ng/POCIS | Recoverable | [5 empty] | 2016-10-06
52117 | Ketoconazole, water, recoverable, nanograms per polar organic chemical integrative sampler (POCIS) | Ketoconazole | ng/POCIS | Recoverable | [5 empty] | 2016-10-06
52118 | Tamoxifen, water, recoverable, nanograms per polar organic chemical integrative sampler (POCIS) | Tamoxifen | ng/POCIS | Recoverable | [5 empty] | 2014-10-03
52119 | Nevirapine, water, recoverable, nanograms per polar organic chemical integrative sampler (POCIS) | Nevirapine | ng/POCIS | Recoverable | [5 empty] | 2016-10-06
52120 | Lamivudine, water, recoverable, nanograms per polar organic chemical integrative sampler (POCIS) | Lamivudine | ng/POCIS | Recoverable | [5 empty] | 2016-10-06
52121 | Penciclovir, water, recoverable, nanograms per polar organic chemical integrative sampler (POCIS) | Penciclovir | ng/POCIS | Recoverable | [5 empty] | 2016-10-06
52122 | Abacavir, water, recoverable, nanograms per polar organic chemical integrative sampler (POCIS) | Abacavir | ng/POCIS | Recoverable | [5 empty] | 2016-10-06
52123 | Alprazolam, water, recoverable, nanograms per polar organic chemical integrative sampler (POCIS) | Alprazolam | ng/POCIS | Recoverable | [5 empty] | 2014-10-03
52124 | Desvenlafaxine, water, recoverable, nanograms per polar organic chemical integrative sampler (POCIS) | Desmethylvenlafaxine | ng/POCIS | Recoverable | [5 empty] | 2014-10-03
52125 | Nordiazepam, water, recoverable, nanograms per polar organic chemical integrative sampler (POCIS) | Nordiazepam | ng/POCIS | Recoverable | [5 empty] | 2016-10-06
52126 | Antimony, soil, recoverable, dry weight, micrograms per kilogram | Antimony | ug/kg | Recoverable |  |  |  | Dry |  | 2014-10-03
52127 | Arsenic, soil, recoverable, dry weight, micrograms per kilogram | Arsenic | ug/kg | Recoverable |  |  |  | Dry |  | 2014-10-03
52128 | Beryllium, soil, recoverable, dry weight, micrograms per kilogram | Beryllium | ug/kg | Recoverable |  |  |  | Dry |  | 2014-10-03
52129 | Cadmium, soil, recoverable, dry weight, micrograms per kilogram | Cadmium | ug/kg | Recoverable |  |  |  | Dry |  | 2014-10-03
52130 | Chromium, soil, recoverable, dry weight, micrograms per kilogram | Chromium | ug/kg | Recoverable |  |  |  | Dry |  | 2014-10-03
52131 | Copper, soil, recoverable, dry weight, micrograms per kilogram | Copper | ug/kg | Recoverable |  |  |  | Dry |  | 2014-10-03
52132 | Lead, soil, recoverable, dry weight, micrograms per kilogram | Lead | ug/kg | Recoverable |  |  |  | Dry |  | 2014-10-03
52133 | Nickel, soil, recoverable, dry weight, micrograms per kilogram | Nickel | ug/kg | Recoverable |  |  |  | Dry |  | 2014-10-03
52134 | Selenium, soil, recoverable, dry weight, micrograms per kilogram | Selenium | ug/kg | Recoverable |  |  |  | Dry |  | 2014-10-03
52135 | Silver, soil, recoverable, dry weight, micrograms per kilogram | Silver | ug/kg | Recoverable |  |  |  | Dry |  | 2014-10-03
52136 | Thallium, soil, recoverable, dry weight, micrograms per kilogram | Thallium | ug/kg | Recoverable |  |  |  | Dry |  | 2014-10-03
52137 | Zinc, soil, recoverable, dry weight, milligrams per kilogram | Zinc | ug/kg | Recoverable |  |  |  | Dry |  | 2014-10-03
52139 | Total cyanide, water, unfiltered, milligrams per liter | Cyanide | mg/l | [6 empty] | 2014-10-03
52141 | Ammonia (NH3 + NH4+), soil, dry weight, milligrams per kilogram as nitrogen | Ammonia and ammonium | mg/kg as N |  |  |  |  | Dry |  | 2017-04-20
52142 | Lithium, soil, recoverable, dry weight, milligrams per kilogram | Lithium | mg/kg | Recoverable |  |  |  | Dry |  | 2014-10-03
52143 | Potassium, soil, recoverable, dry weight, milligrams per kilogram | Potassium | mg/kg | Recoverable |  |  |  | Dry |  | 2014-10-03
52144 | Silver, soil, recoverable, dry weight, milligrams per kilogram | Silver | mg/kg | Recoverable |  |  |  | Dry |  | 2014-10-03
52145 | Strontium, soil, recoverable, dry weight, milligrams per kilogram | Strontium | mg/kg | Recoverable |  |  |  | Dry |  | 2014-10-03
52146 | Tin, soil, recoverable, dry weight, milligrams per kilogram | Tin | mg/kg | Recoverable |  |  |  | Dry |  | 2014-10-03
52147 | Titanium, soil, recoverable, dry weight, milligrams per kilogram | Titanium | mg/kg | Recoverable |  |  |  | Dry |  | 2014-10-03
52148 | Perchlorate, soil, recoverable, dry weight, micrograms per kilogram | Perchlorate | ug/kg | Recoverable |  |  |  | Dry |  | 2014-10-03
52149 | Mercury, soil, recoverable, dry weight, micrograms per kilogram | Mercury | ug/kg | Recoverable |  |  |  | Dry |  | 2014-10-03
52150 | Organic carbon, bed sediment, recoverable, dry weight, milligrams per kilogram | Organic carbon | mg/kg | Bed Sediment |  |  |  | Dry |  | 2014-10-03
52151 | Ammonia plus organic nitrogen, bed sediment smaller than 63 microns, wet sieved (native water), recoverable, dry weight, milligrams per kilogram as nitrogen | Kjeldahl nitrogen | mg/kg as N | Bed Sediment |  |  |  | Dry | < 0.063 | 2015-04-09
52152 | Nitrate, bed sediment, total, dry weight, milligrams per kilogram as nitrate | Nitrate | mg/kg | Bed Sediment |  |  |  | Dry |  | 2015-04-09
52153 | Nitrite, bed sediment, total, dry weight, milligrams per kilogram as nitrite | Nitrite | mg/kg | Bed Sediment |  |  |  | Dry |  | 2015-04-09
52154 | Orthophosphate, bed sediment, recoverable, dry weight, milligrams per kilogram as PO4 | Orthophosphate | mg/kg | Bed Sediment |  |  |  | Dry |  | 2015-04-09
52155 | Ammonia (NH3 + NH4+), bed sediment, total, dry weight, milligrams per kilogram as NH3 | Ammonia and ammonium | mg/kg | Bed Sediment |  |  |  | Dry |  | 2017-04-20
52156 | Ammonia plus organic nitrogen, bed sediment, total, dry weight, milligrams per kilogram | Kjeldahl nitrogen | mg/kg | Bed Sediment |  |  |  | Dry |  | 2014-10-03
52158 | Acenaphthylene, soil, recoverable, dry weight, micrograms per kilogram | Acenaphthylene | ug/kg | Recoverable |  |  |  | Dry |  | 2015-10-05
52159 | m-Xylene plus p-xylene, soil, recoverable, dry weight, milligrams per kilogram | m,p-Xylene | mg/kg | Recoverable |  |  |  | Dry |  | 2015-04-09
52160 | o-Xylene, soil, recoverable, dry weight, milligrams per kilogram | o-Xylene | mg/kg | Recoverable |  |  |  | Dry |  | 2015-10-05
52161 | Microcystin HtYR, water, filtered, recoverable, micrograms per liter | Microcystin HtYR | ug/l | Dissolved | [5 empty] | 2016-10-06
52162 | Microcystin WR, water, filtered, recoverable, micrograms per liter | Microcystin WR | ug/l | Dissolved | [5 empty] | 2016-10-06
52163 | Microcystin LY, water, filtered, recoverable, micrograms per liter | Microcystin LY | ug/l | Dissolved | [5 empty] | 2016-10-06
52164 | Okadaic acid, water, filtered, recoverable, micrograms per liter | Okadaic acid | ug/l | Dissolved | [5 empty] | 2016-10-06
52165 | Microcystin HiLR, water, filtered, recoverable, micrograms per liter | Microcystin HiLR | ug/l | Dissolved | [5 empty] | 2016-10-06
52167 | Testosterone glucuronide, water, filtered, recoverable, micrograms per liter | Testosterone glucuronide | ug/l | Dissolved | [5 empty] | 2016-10-06
52168 | Glyphosate, solids, recoverable, dry weight, micrograms per kilogram | Glyphosate | ug/kg | Recoverable |  |  |  | Dry |  | 2015-10-05
52169 | Aminomethylphosphonic acid, solids, recoverable, dry weight, micrograms per kilogram | Aminomethylphosphonic acid | ug/kg | Recoverable |  |  |  | Dry |  | 2015-10-05
52170 | Glufosinate, solids, recoverable, dry weight, micrograms per kilogram | Glufosinate | ug/kg | Recoverable |  |  |  | Dry |  | 2016-10-06
52171 | 2,4,5,6-Tetrachloroisophthalamide, solids, recoverable, dry weight, micrograms per kilogram | 2,4,5,6-Tetrachloroisophthalamide | ug/kg | Recoverable |  |  |  | Dry |  | 2017-01-05
52172 | 4-Hydroxy-chlorothalonil, solids, recoverable, dry weight, micrograms per kilogram | 4-Hydroxy-chlorothalonil | ug/kg | Recoverable |  |  |  | Dry |  | 2016-10-06
52173 | 2,3,6-Trichloro-5-cyano-4-hydroxybenzamide, solids, recoverable, dry weight, micrograms per kilogram | 2,3,6-Trichloro-5-cyano-4-hydroxybenzamide | ug/kg | Recoverable |  |  |  | Dry |  | 2017-01-05
52174 | Glyphosate, solids, recoverable, wet weight, micrograms per kilogram | Glyphosate | ug/kg | Recoverable |  |  |  | Wet |  | 2015-10-05
52175 | Aminomethylphosphonic acid, solids, recoverable, wet weight, micrograms per kilogram | Aminomethylphosphonic acid | ug/kg | Recoverable |  |  |  | Wet |  | 2015-10-05
52176 | Glufosinate, solids, recoverable, wet weight, micrograms per kilogram | Glufosinate | ug/kg | Recoverable |  |  |  | Wet |  | 2016-10-06
52177 | Chlorothalonil, solids, recoverable, wet weight, micrograms per kilogram | Chlorothalonil | ug/kg | Recoverable |  |  |  | Wet |  | 2015-10-05
52178 | 1,3-Diamide-chlorothalonil, solids, recoverable, wet weight, micrograms per kilogram | 1,3-Diamide-chlorothalonil | ug/kg | Recoverable |  |  |  | Wet |  | 2016-10-06
52179 | 4-Hydroxy-chlorothalonil, solids, recoverable, wet weight, micrograms per kilogram | 4-Hydroxy-chlorothalonil | ug/kg | Recoverable |  |  |  | Wet |  | 2016-10-06
52180 | 1-Amide-4-hydroxy-chlorothalonil, solids, recoverable, wet weight, micrograms per kilogram | 1-Amide-4-hydroxy-chlorothalonil | ug/kg | Recoverable |  |  |  | Wet |  | 2016-10-06
52181 | BDE congener 100, biota, tissue, recoverable, wet weight, micrograms per kilogram | BDE-100 | ug/kg | Recoverable |  |  |  | Wet |  | 2020-01-21
52182 | BDE congener 119, biota, tissue, recoverable, wet weight, micrograms per kilogram | BDE-119 | ug/kg | Recoverable |  |  |  | Wet |  | 2020-01-21
52183 | BDE congener 126, biota, tissue, recoverable, wet weight, micrograms per kilogram | 3,3',4,4',5-PEBDE | ug/kg | Recoverable |  |  |  | Wet |  | 2015-06-29
52184 | BDE congener 15, biota, tissue, recoverable, wet weight, micrograms per kilogram | p,p'-Dibromodiphenyl ether | ug/kg | Recoverable |  |  |  | Wet |  | 2015-06-29
52185 | BDE congener 156, biota, tissue, recoverable, wet weight, micrograms per kilogram | BDE-155 | ug/kg | Recoverable |  |  |  | Wet |  | 2015-06-29
52186 | BDE congener 17, biota, tissue, recoverable, wet weight, micrograms per kilogram | Benzene, 1,3-dibromo-4-(2-bromophenoxy)- | ug/kg | Recoverable |  |  |  | Wet |  | 2020-01-21
52187 | BDE congener 184, biota, tissue, recoverable, wet weight, micrograms per kilogram | BDE-184 | ug/kg | Recoverable |  |  |  | Wet |  | 2016-10-06
52188 | BDE congener 191, biota, tissue, recoverable, wet weight, micrograms per kilogram | BDE-191 | ug/kg | Recoverable |  |  |  | Wet |  | 2016-10-06
52189 | BDE congener 196, biota, tissue, recoverable, wet weight, micrograms per kilogram | BDE-196 | ug/kg | Recoverable |  |  |  | Wet |  | 2016-10-06
52190 | BDE congener 197, biota, tissue, recoverable, wet weight, micrograms per kilogram | BDE-197 | ug/kg | Recoverable |  |  |  | Wet |  | 2016-10-06
52191 | BDE congener 206, biota, tissue, recoverable, wet weight, micrograms per kilogram | Nonabromophenoxybenzene | ug/kg | Recoverable |  |  |  | Wet |  | 2015-06-29
52192 | BDE congener 207, biota, tissue, recoverable, wet weight, micrograms per kilogram | BDE-207 | ug/kg | Recoverable |  |  |  | Wet |  | 2015-06-29
52193 | BDE congener 209, biota, tissue, recoverable, wet weight, micrograms per kilogram | Decabromodiphenyl ether | ug/kg | Recoverable |  |  |  | Wet |  | 2016-10-06
52194 | BDE congener 28, biota, tissue, recoverable, wet weight, micrograms per kilogram | 2,4,4'-Tribromodiphenyl ether | ug/kg | Recoverable |  |  |  | Wet |  | 2020-01-21
52195 | BDE congener 3, biota, tissue, recoverable, wet weight, micrograms per kilogram | BDE-003 | ug/kg | Recoverable |  |  |  | Wet |  | 2015-06-29
52196 | BDE congener 7, biota, tissue, recoverable, wet weight, micrograms per kilogram | BDE-007 | ug/kg | Recoverable |  |  |  | Wet |  | 2016-10-06
52197 | BDE congener 77, biota, tissue, recoverable, wet weight, micrograms per kilogram | 3,3',4,4'-TEBDE | ug/kg | Recoverable |  |  |  | Wet |  | 2015-06-29
52198 | BDE congener 49, biota, tissue, recoverable, wet weight, micrograms per kilogram | 2,2',4,5'-TEBDE | ug/kg | Recoverable |  |  |  | Wet |  | 2015-06-29
52199 | Hexabromocyclododecane (HBCD), biota, tissue, recoverable, wet weight, micrograms per kilogram | Hexabromocyclododecane | ug/kg | Recoverable |  |  |  | Wet |  | 2016-10-06
52200 | PCB congener 156, biota, tissue, recoverable, wet weight, micrograms per kilogram | 2,3,3',4,4',5-Hexachlorobiphenyl | ug/kg | Recoverable |  |  |  | Wet |  | 2016-06-30
52201 | PCB congener 31, biota, tissue, recoverable, wet weight, micrograms per kilogram | 2,4',5-Trichlorobiphenyl | ug/kg | Recoverable |  |  |  | Wet |  | 2016-06-30
52202 | Photomirex, biota, tissue, recoverable, wet weight, micrograms per kilogram | Photomirex | ug/kg | Recoverable |  |  |  | Wet |  | 2015-10-05
52203 | Hexabromocyclododecane (HBCD), bed sediment smaller than 2 millimeters, wet sieved (native water), field, recoverable, dry weight, micrograms per kilogram | Hexabromocyclododecane | ug/kg | Bed Sediment |  |  |  | Dry | < 2 mm | 2016-10-06
52204 | PCB congener 31, bed sediment smaller than 2 millimeters, wet sieved (native water), field, recoverable, dry weight, micrograms per kilogram | 2,4',5-Trichlorobiphenyl | ug/kg | Bed Sediment |  |  |  | Dry | < 2 mm | 2015-10-05
52205 | PCB congener 110, bed sediment smaller than 2 millimeters, wet sieved (native water), field, recoverable, dry weight, micrograms per kilogram | 2,3,3',4',6-Pentachlorobiphenyl | ug/kg | Bed Sediment |  |  |  | Dry | < 2 mm | 2015-10-05
52206 | PCB congener 138, bed sediment smaller than 2 millimeters, wet sieved (native water), field, recoverable, dry weight, micrograms per kilogram | 2,2',3,4,4',5'-Hexachlorobiphenyl | ug/kg | Bed Sediment |  |  |  | Dry | < 2 mm | 2015-10-05
52207 | PCB congener 149, bed sediment smaller than 2 millimeters, wet sieved (native water), field, recoverable, dry weight, micrograms per kilogram | 2,2',3,4',5',6-Hexachlorobiphenyl | ug/kg | Bed Sediment |  |  |  | Dry | < 2 mm | 2015-10-05
52208 | PCB congener 153, bed sediment smaller than 2 millimeters, wet sieved (native water), field, recoverable, dry weight, micrograms per kilogram | 2,2',4,4',5,5'-Hexachlorobiphenyl | ug/kg | Bed Sediment |  |  |  | Dry | < 2 mm | 2015-10-05
52209 | PCB congener 170, bed sediment smaller than 2 millimeters, wet sieved (native water), field, recoverable, dry weight, micrograms per kilogram | 2,2',3,3',4,4',5-Heptachlorobiphenyl | ug/kg | Bed Sediment |  |  |  | Dry | < 2 mm | 2015-10-05
52210 | PCB congener 187, bed sediment smaller than 2 millimeters, wet sieved (native water), field, recoverable, dry weight, micrograms per kilogram | 2,2',3,4',5,5',6-Heptachlorobiphenyl | ug/kg | Bed Sediment |  |  |  | Dry | < 2 mm | 2015-10-05
52211 | PCB congener 195, bed sediment smaller than 2 millimeters, wet sieved (native water), field, recoverable, dry weight, micrograms per kilogram | 2,2',3,3',4,4',5,6-Octachlorobiphenyl | ug/kg | Bed Sediment |  |  |  | Dry | < 2 mm | 2015-10-05
52212 | PCB congener 209, bed sediment smaller than 2 millimeters, wet sieved (native water), field, recoverable, dry weight, micrograms per kilogram | Decachlorobiphenyl | ug/kg | Bed Sediment |  |  |  | Dry | < 2 mm | 2015-10-05
52213 | Photomirex, bed sediment smaller than 2 millimeters, wet sieved (native water), field, recoverable, dry weight, micrograms per kilogram | Photomirex | ug/kg | Bed Sediment |  |  |  | Dry | < 2 mm | 2015-10-05
52214 | BDE congener 3, bed sediment smaller than 2 millimeters, wet sieved (native water), field, recoverable, dry weight, micrograms per kilogram | BDE-003 | ug/kg | Bed Sediment |  |  |  | Dry | < 2 mm | 2015-06-29
52215 | BDE congener 7, bed sediment smaller than 2 millimeters, wet sieved (native water), field, recoverable, dry weight, micrograms per kilogram | BDE-007 | ug/kg | Bed Sediment |  |  |  | Dry | < 2 mm | 2016-10-06
52216 | BDE congener 15, bed sediment smaller than 2 millimeters, wet sieved (native water), field, recoverable, dry weight, micrograms per kilogram | p,p'-Dibromodiphenyl ether | ug/kg | Bed Sediment |  |  |  | Dry | < 2 mm | 2015-06-29
52217 | BDE congener 17, bed sediment smaller than 2 millimeters, wet sieved (native water), field, recoverable, dry weight, micrograms per kilogram | Benzene, 1,3-dibromo-4-(2-bromophenoxy)- | ug/kg | Bed Sediment |  |  |  | Dry | < 2 mm | 2020-01-21
52218 | BDE congener 28, bed sediment smaller than 2 millimeters, wet sieved (native water), field, recoverable, dry weight, micrograms per kilogram | 2,4,4'-Tribromodiphenyl ether | ug/kg | Bed Sediment |  |  |  | Dry | < 2 mm | 2020-01-21
52219 | BDE congener 47, bed sediment smaller than 2 millimeters, wet sieved (native water), field, recoverable, dry weight, micrograms per kilogram | 2,2',4,4'-Tetrabromodiphenyl ether | ug/kg | Bed Sediment |  |  |  | Dry | < 2 mm | 2020-01-21
52220 | BDE congener 49, bed sediment smaller than 2 millimeters, wet sieved (native water), field, recoverable, dry weight, micrograms per kilogram | 2,2',4,5'-TEBDE | ug/kg | Bed Sediment |  |  |  | Dry | < 2 mm | 2015-06-29
52221 | BDE congener 71, bed sediment smaller than 2 millimeters, wet sieved (native water), field, recoverable, dry weight, micrograms per kilogram | 2,3',4',6-TEBDE | ug/kg | Bed Sediment |  |  |  | Dry | < 2 mm | 2015-06-29
52222 | BDE congener 66, bed sediment smaller than 2 millimeters, wet sieved (native water), field, recoverable, dry weight, micrograms per kilogram | BDE-066 | ug/kg | Bed Sediment |  |  |  | Dry | < 2 mm | 2015-06-29
52223 | BDE congener 77, bed sediment smaller than 2 millimeters, wet sieved (native water), field, recoverable, dry weight, micrograms per kilogram | 3,3',4,4'-TEBDE | ug/kg | Bed Sediment |  |  |  | Dry | < 2 mm | 2015-06-29
52224 | BDE congener 85, bed sediment smaller than 2 millimeters, wet sieved (native water), field, recoverable, dry weight, micrograms per kilogram | BDE-085 | ug/kg | Bed Sediment |  |  |  | Dry | < 2 mm | 2015-06-29
52225 | BDE congener 99, bed sediment smaller than 2 millimeters, wet sieved (native water), field, recoverable, dry weight, micrograms per kilogram | BDE-099 | ug/kg | Bed Sediment |  |  |  | Dry | < 2 mm | 2020-01-21
52226 | BDE congener 100, bed sediment smaller than 2 millimeters, wet sieved (native water), field, recoverable, dry weight, micrograms per kilogram | BDE-100 | ug/kg | Bed Sediment |  |  |  | Dry | < 2 mm | 2020-01-21
52227 | BDE congener 119, bed sediment smaller than 2 millimeters, wet sieved (native water), field, recoverable, dry weight, micrograms per kilogram | BDE-119 | ug/kg | Bed Sediment |  |  |  | Dry | < 2 mm | 2020-01-21
52228 | BDE congener 126, bed sediment smaller than 2 millimeters, wet sieved (native water), field, recoverable, dry weight, micrograms per kilogram | 3,3',4,4',5-PEBDE | ug/kg | Bed Sediment |  |  |  | Dry | < 2 mm | 2015-06-29
52229 | BDE congener 138, bed sediment smaller than 2 millimeters, wet sieved (native water), field, recoverable, dry weight, micrograms per kilogram | 2,2',3,4,4',5'-Hexabromodiphenyl ether | ug/kg | Bed Sediment |  |  |  | Dry | < 2 mm | 2020-01-21
52230 | BDE congener 153, bed sediment smaller than 2 millimeters, wet sieved (native water), field, recoverable, dry weight, micrograms per kilogram | BDE-153 | ug/kg | Bed Sediment |  |  |  | Dry | < 2 mm | 2020-01-21
52231 | BDE congener 154, bed sediment smaller than 2 millimeters, wet sieved (native water), field, recoverable, dry weight, micrograms per kilogram | BDE-154 | ug/kg | Bed Sediment |  |  |  | Dry | < 2 mm | 2020-01-21
52232 | BDE congener 156, bed sediment smaller than 2 millimeters, wet sieved (native water), field, recoverable, dry weight, micrograms per kilogram | BDE-155 | ug/kg | Bed Sediment |  |  |  | Dry | < 2 mm | 2015-06-29
52233 | BDE congener 183, bed sediment smaller than 2 millimeters, wet sieved (native water), field, recoverable, dry weight, micrograms per kilogram | 2,2',3,4,4',5',6-Heptabromodiphenyl ether | ug/kg | Bed Sediment |  |  |  | Dry | < 2 mm | 2015-06-29
52234 | BDE congener 184, bed sediment smaller than 2 millimeters, wet sieved (native water), field, recoverable, dry weight, micrograms per kilogram | BDE-184 | ug/kg | Bed Sediment |  |  |  | Dry | < 2 mm | 2016-10-06
52235 | BDE congener 191, bed sediment smaller than 2 millimeters, wet sieved (native water), field, recoverable, dry weight, micrograms per kilogram | BDE-191 | ug/kg | Bed Sediment |  |  |  | Dry | < 2 mm | 2016-10-06
52236 | BDE congener 196, bed sediment smaller than 2 millimeters, wet sieved (native water), field, recoverable, dry weight, micrograms per kilogram | BDE-196 | ug/kg | Bed Sediment |  |  |  | Dry | < 2 mm | 2016-10-06
52237 | BDE congener 197, bed sediment smaller than 2 millimeters, wet sieved (native water), field, recoverable, dry weight, micrograms per kilogram | BDE-197 | ug/kg | Bed Sediment |  |  |  | Dry | < 2 mm | 2016-10-06
52238 | BDE congener 206, bed sediment smaller than 2 millimeters, wet sieved (native water), field, recoverable, dry weight, micrograms per kilogram | Nonabromophenoxybenzene | ug/kg | Bed Sediment |  |  |  | Dry | < 2 mm | 2015-06-29
52239 | BDE congener 207, bed sediment smaller than 2 millimeters, wet sieved (native water), field, recoverable, dry weight, micrograms per kilogram | BDE-207 | ug/kg | Bed Sediment |  |  |  | Dry | < 2 mm | 2015-06-29
52240 | BDE congener 209, bed sediment smaller than 2 millimeters, wet sieved (native water), field, recoverable, dry weight, micrograms per kilogram | Decabromodiphenyl ether | ug/kg | Bed Sediment |  |  |  | Dry | < 2 mm | 2016-10-06
52241 | 1,7-Dimethylphenanthrene, bed sediment smaller than 2 millimeters, wet sieved (native water), field, recoverable, dry weight, micrograms per kilogram | 1,7-Dimethylphenanthrene | ug/kg | Bed Sediment |  |  |  | Dry | < 2 mm | 2015-10-05
52242 | 1-Methylfluoranthene, bed sediment smaller than 2 millimeters, wet sieved (native water), field, recoverable, dry weight, micrograms per kilogram | 1-Methylfluoranthene | ug/kg | Bed Sediment |  |  |  | Dry | < 2 mm | 2016-10-06
52243 | 2-Methylphenanthrene, bed sediment smaller than 2 millimeters, wet sieved (native water), field, recoverable, dry weight, micrograms per kilogram | 2-Methylphenanthrene | ug/kg | Bed Sediment |  |  |  | Dry | < 2 mm | 2015-10-05
52244 | 3-Methylchrysene, bed sediment smaller than 2 millimeters, wet sieved (native water), field, recoverable, dry weight, micrograms per kilogram | 3-Methylchrysene | ug/kg | Bed Sediment |  |  |  | Dry | < 2 mm | 2016-10-06
52245 | 3-Methylfluoranthene, bed sediment smaller than 2 millimeters, wet sieved (native water), field, recoverable, dry weight, micrograms per kilogram | 3-Methylfluoranthene | ug/kg | Bed Sediment |  |  |  | Dry | < 2 mm | 2016-10-06
52246 | 3-Methylphenanthrene, bed sediment smaller than 2 millimeters, wet sieved (native water), field, recoverable, dry weight, micrograms per kilogram | 3-Methylphenanthrene | ug/kg | Bed Sediment |  |  |  | Dry | < 2 mm | 2015-10-05
52247 | 4-Methylpyrene, bed sediment smaller than 2 millimeters, wet sieved (native water), field, recoverable, dry weight, micrograms per kilogram | Pyrene, 4-methyl- | ug/kg | Bed Sediment |  |  |  | Dry | < 2 mm | 2020-01-21
52248 | 6-Methylchrysene, bed sediment smaller than 2 millimeters, wet sieved (native water), field, recoverable, dry weight, micrograms per kilogram | 6-Methylchrysene | ug/kg | Bed Sediment |  |  |  | Dry | < 2 mm | 2016-10-06
52249 | 9-Methylphenanthrene, bed sediment smaller than 2 millimeters, wet sieved (native water), field, recoverable, dry weight, micrograms per kilogram | 9-Methylphenanthrene | ug/kg | Bed Sediment |  |  |  | Dry | < 2 mm | 2016-10-06
52250 | Anthanthrene, bed sediment smaller than 2 millimeters, wet sieved (native water), field, recoverable, dry weight, micrograms per kilogram | Anthanthrene | ug/kg | Bed Sediment |  |  |  | Dry | < 2 mm | 2016-10-06
52251 | Benzo[b]chrysene, bed sediment smaller than 2 millimeters, wet sieved (native water), field, recoverable, dry weight, micrograms per kilogram | Benzo[b]chrysene | ug/kg | Bed Sediment |  |  |  | Dry | < 2 mm | 2016-10-06
52252 | Benzo[c]phenanthrene, bed sediment smaller than 2 millimeters, wet sieved (native water), field, recoverable, dry weight, micrograms per kilogram | Benzo[c]phenanthrene | ug/kg | Bed Sediment |  |  |  | Dry | < 2 mm | 2016-10-06
52253 | Benzo[ghi]fluoranthene, bed sediment smaller than 2 millimeters, wet sieved (native water), field, recoverable, dry weight, micrograms per kilogram | Benzo[ghi]fluoranthene | ug/kg | Bed Sediment |  |  |  | Dry | < 2 mm | 2016-10-06
52254 | Benzo[j]fluoranthene, bed sediment smaller than 2 millimeters, wet sieved (native water), field, recoverable, dry weight, micrograms per kilogram | Benzo[j]fluoranthene | ug/kg | Bed Sediment |  |  |  | Dry | < 2 mm | 2015-10-05
52255 | Triphenylene, bed sediment smaller than 2 millimeters, wet sieved (native water), field, recoverable, dry weight, micrograms per kilogram | Triphenylene | ug/kg | Bed Sediment |  |  |  | Dry | < 2 mm | 2016-10-06
52256 | Coronene, bed sediment smaller than 2 millimeters, wet sieved (native water), field, recoverable, dry weight, micrograms per kilogram | Coronene | ug/kg | Bed Sediment |  |  |  | Dry | < 2 mm | 2015-10-05
52257 | Cyclopenta[cd]pyrene, bed sediment smaller than 2 millimeters, wet sieved (native water), field, recoverable, dry weight, micrograms per kilogram | Cyclopenta[cd]pyrene | ug/kg | Bed Sediment |  |  |  | Dry | < 2 mm | 2015-10-05
52258 | Dibenzo[a,c]anthracene, bed sediment smaller than 2 millimeters, wet sieved (native water), field, recoverable, dry weight, micrograms per kilogram | Dibenz[a,c]anthracene | ug/kg | Bed Sediment |  |  |  | Dry | < 2 mm | 2015-10-05
52259 | Dibenzo[a,j]anthracene, bed sediment smaller than 2 millimeters, wet sieved (native water), field, recoverable, dry weight, micrograms per kilogram | Dibenzo[a,j]anthracene | ug/kg | Bed Sediment |  |  |  | Dry | < 2 mm | 2016-10-06
52260 | Dibenzo[b,k]fluoranthene, bed sediment smaller than 2 millimeters, wet sieved (native water), field, recoverable, dry weight, micrograms per kilogram | Dibenzo[b,k]fluoranthene | ug/kg | Bed Sediment |  |  |  | Dry | < 2 mm | 2015-10-05
52261 | Picene, bed sediment smaller than 2 millimeters, wet sieved (native water), field, recoverable, dry weight, micrograms per kilogram | Picene | ug/kg | Bed Sediment |  |  |  | Dry | < 2 mm | 2016-10-06
52262 | Retene, bed sediment smaller than 2 millimeters, wet sieved (native water), field, recoverable, dry weight, micrograms per kilogram | Retene | ug/kg | Bed Sediment |  |  |  | Dry | < 2 mm | 2015-10-05
52263 | Dibenzo[a,e]pyrene, bed sediment smaller than 2 millimeters, wet sieved (native water), field, recoverable, dry weight, micrograms per kilogram | Dibenzo[a,e]pyrene | ug/kg | Bed Sediment |  |  |  | Dry | < 2 mm | 2016-10-06
52264 | Dibenzo[a,h]pyrene, bed sediment smaller than 2 millimeters, wet sieved (native water), field, recoverable, dry weight, micrograms per kilogram | Dibenzo[a,h]pyrene | ug/kg | Bed Sediment |  |  |  | Dry | < 2 mm | 2015-10-05
52265 | 17.alpha.(H),21.beta.(H)-30-Norhopane, bed sediment smaller than 2 millimeters, wet sieved (native water), field, recoverable, dry weight, micrograms per kilogram | 17.alpha.(H),21.beta.(H)-30-Norhopane | ug/kg | Bed Sediment |  |  |  | Dry | < 2 mm | 2016-10-06
52266 | (22R)-17.alpha.(H),21.beta.(H)-Homohopane, bed sediment smaller than 2 millimeters, wet sieved (native water), field, recoverable, dry weight, micrograms per kilogram | (22R)-17.alpha.(H),21.beta.(H)-Homohopane | ug/kg | Bed Sediment |  |  |  | Dry | < 2 mm | 2016-10-06
52267 | (22S)-17.alpha.(H),21.beta.(H)-Homohopane, bed sediment smaller than 2 millimeters, wet sieved (native water), field, recoverable, dry weight, micrograms per kilogram | (22S)-17.alpha.(H),21.beta.(H)-Homohopane | ug/kg | Bed Sediment |  |  |  | Dry | < 2 mm | 2016-10-06
52268 | (20R)-5.alpha.(H),14.alpha.(H),17.alpha.(H)-Cholestane, bed sediment smaller than 2 millimeters, wet sieved (native water), field, recoverable, dry weight, micrograms per | Cholestane | ug/kg | Bed Sediment |  |  |  | Dry | < 2 mm | 2016-10-06
52269 | (20R)-5.alpha.(H),14.beta.(H),17.beta.(H)-Cholestane, bed sediment smaller than 2 millimeters, wet sieved (native water), field, recoverable, dry weight, micrograms per k | (20R)-5.alpha.(H),14.beta.(H),17.beta.(H)-Cholestane | ug/kg | Bed Sediment |  |  |  | Dry | < 2 mm | 2016-10-06
52270 | (20R)-24-Methyl-5.alpha.(H),14.beta.(H),17.beta.(H)-cholestane, bed sediment smaller than 2 millimeters, wet sieved (native water), field, recoverable, dry weight, microg | (20R)-24-Methyl-5.alpha.(H),14.beta.(H),17.beta.(H)-cholestane | ug/kg | Bed Sediment |  |  |  | Dry | < 2 mm | 2016-10-06
52271 | (20R)-24-Ethyl-5.alpha.(H),14.alpha.(H),17.alpha.(H)-cholestane, bed sediment smaller than 2 millimeters, wet sieved (native water), field, recoverable, dry weight, micro | (20R)-24-Ethyl-5.alpha.(H),14.alpha.(H),17.alpha.(H)-cholestane | ug/kg | Bed Sediment |  |  |  | Dry | < 2 mm | 2016-10-06
52272 | (20R)-24-Ethyl-5.alpha.(H),14.beta.(H),17.beta.(H)-cholestane, bed sediment smaller than 2 millimeters, wet sieved (native water), field, recoverable, dry weight, microgr | (20R)-24-Ethyl-5.alpha.(H),14.beta.(H),17.beta.(H)-cholestane | ug/kg | Bed Sediment |  |  |  | Dry | < 2 mm | 2016-10-06
52274 | Aluminum, water, unfiltered, total, micrograms per liter | Aluminum | ug/l | Total | [5 empty] | 2015-10-05
52275 | Boron, water, unfiltered, total, micrograms per liter | Boron | ug/l | Total | [5 empty] | 2015-10-05
52276 | Barium, water, unfiltered, total, micrograms per liter | Barium | ug/l | Total | [5 empty] | 2015-10-05
52277 | Beryllium, water, unfiltered, total, micrograms per liter | Beryllium | ug/l | Total | [5 empty] | 2015-10-05
52278 | Cobalt, water, unfiltered, total, micrograms per liter | Cobalt | ug/l | Total | [5 empty] | 2015-10-05
52279 | Chromium, water, unfiltered, total, micrograms per liter | Chromium | ug/l | Total | [5 empty] | 2015-10-05
52280 | Copper, water, unfiltered, total, micrograms per liter | Copper | ug/l | Total | [5 empty] | 2015-10-05
52281 | Potassium, water, unfiltered, total, milligrams per liter | Potassium | ug/l | Total | [5 empty] | 2015-10-05
52282 | Magnesium, water, unfiltered, total, milligrams per liter | Magnesium | ug/l | Total | [5 empty] | 2015-10-05
52283 | Molybdenum, water, unfiltered, total, micrograms per liter | Molybdenum | ug/l | Total | [5 empty] | 2015-10-05
52284 | Sodium, water, unfiltered, total, milligrams per liter | Sodium | ug/l | Total | [5 empty] | 2015-10-05
52285 | Nickel, water, unfiltered, total, micrograms per liter | Nickel | ug/l | Total | [5 empty] | 2015-10-05
52286 | Lead, water, unfiltered, total, micrograms per liter | Lead | ug/l | Total | [5 empty] | 2015-10-05
52287 | Zinc, water, unfiltered, total, micrograms per liter | Zinc | ug/l | Total | [5 empty] | 2015-10-05
52288 | Calcium, water, unfiltered, milligrams per liter | Calcium | mg/l | [6 empty] | 2015-10-05
52289 | Magnesium, water, unfiltered, milligrams per liter | Magnesium | mg/l | [6 empty] | 2015-10-05
52290 | Sodium, water, unfiltered, milligrams per liter | Sodium | mg/l | [6 empty] | 2015-10-05
52291 | Potassium, water, unfiltered, milligrams per liter | Potassium | mg/l | [6 empty] | 2015-10-05
52292 | Barium, water, unfiltered, micrograms per liter | Barium | ug/l | [6 empty] | 2015-10-05
52293 | Beryllium, water, unfiltered, micrograms per liter | Beryllium | ug/l | [6 empty] | 2015-10-05
52294 | Chromium, water, unfiltered, micrograms per liter | Chromium | ug/l | [6 empty] | 2015-10-05
52295 | Cobalt, water, unfiltered, micrograms per liter | Cobalt | ug/l | [6 empty] | 2015-10-05
52296 | Copper, water, unfiltered, micrograms per liter | Copper | ug/l | [6 empty] | 2015-10-05
52297 | Iron, water, unfiltered, micrograms per liter | Iron | ug/l | [6 empty] | 2015-10-05
52298 | Lead, water, unfiltered, micrograms per liter | Lead | ug/l | [6 empty] | 2015-10-05
52299 | Molybdenum, water, unfiltered, micrograms per liter | Molybdenum | ug/l | [6 empty] | 2015-10-05
52300 | Nickel, water, unfiltered, micrograms per liter | Nickel | ug/l | [6 empty] | 2015-10-05
52301 | Silver, water, unfiltered, micrograms per liter | Silver | ug/l | [6 empty] | 2015-10-05
52302 | Strontium, water, unfiltered, micrograms per liter | Strontium | ug/l | [6 empty] | 2015-10-05
52303 | Zinc, water, unfiltered, micrograms per liter | Zinc | ug/l | [6 empty] | 2015-10-05
52304 | Aluminum, water, unfiltered, micrograms per liter | Aluminum | ug/l | [6 empty] | 2015-10-05
52305 | Lithium, water, unfiltered, micrograms per liter | Lithium | ug/l | [6 empty] | 2015-10-05
52306 | gamma-Chlordane, biota, tissue, recoverable, wet weight, micrograms per kilogram | 2,2,4,5,6,7,8,8-Octachloro-2,3,3a,4,7,7a-hexahydro-4,7-methano-1H-indene | ug/kg | Recoverable |  |  |  | Wet |  | 2016-10-06
52307 | Octachlorostyrene, bed sediment smaller than 2 millimeters, wet sieved (native water), field, recoverable, dry weight, micrograms per kilogram | Octachlorostyrene | ug/kg | Bed Sediment |  |  |  | Dry | < 2 mm | 2016-10-06
52308 | PCB congener 132, bed sediment smaller than 2 millimeters, wet sieved (native water), field, recoverable, dry weight, micrograms per kilogram | 2,2',3,3',4,6'-Hexachlorobiphenyl | ug/kg | Bed Sediment |  |  |  | Dry | < 2 mm | 2016-10-06
52309 | PCB congener 28, bed sediment smaller than 2 millimeters, wet sieved (native water), field, recoverable, dry weight, micrograms per kilogram | 2,4,4'-Trichlorobiphenyl | ug/kg | Bed Sediment |  |  |  | Dry | < 2 mm | 2016-10-06
52310 | PCB congener 8, bed sediment smaller than 2 millimeters, wet sieved (native water), field, recoverable, dry weight, micrograms per kilogram | 2,4'-Dichlorobiphenyl | ug/kg | Bed Sediment |  |  |  | Dry | < 2 mm | 2016-10-06
52311 | 2,3,5-Trimethylnaphthalene, bed sediment smaller than 2 millimeters, wet sieved (native water), field, recoverable, dry weight, micrograms per kilogram | 1,6,7-Trimethylnaphthalene | ug/kg | Bed Sediment |  |  |  | Dry | < 2 mm | 2016-10-06
52312 | Benzo[a]fluoranthene, bed sediment smaller than 2 millimeters, wet sieved (native water), field, recoverable, dry weight, micrograms per kilogram | Benzo[a]fluoranthene | ug/kg | Bed Sediment |  |  |  | Dry | < 2 mm | 2016-10-06
52313 | Biphenyl, bed sediment smaller than 2 millimeters, wet sieved (native water), field, recoverable, dry weight, micrograms per kilogram | Biphenyl | ug/kg | Bed Sediment |  |  |  | Dry | < 2 mm | 2016-10-06
52314 | Phosphates (orthophosphate plus condensed and polyphosphates), water, unfiltered, milligrams per liter as PO4 | Phosphates (orthophosphate plus condensed and polyphosphates) | mg/l | Total | [5 empty] | 2020-01-21
52315 | Phosphates (orthophosphate plus condensed and polyphosphates), water, filtered, milligrams per liter as PO4 | Phosphates (orthophosphate plus condensed and polyphosphates) | mg/l | Dissolved | [5 empty] | 2020-01-21
52316 | Aluminum, bed sediment smaller than 2 millimeters, dry sieved, laboratory, total digestion, dry weight, percent | Aluminum | % | Bed Sediment |  |  |  | Dry | < 2 mm | 2016-10-06
52317 | Aluminum, bed sediment smaller than 250 microns, dry sieved, laboratory, total digestion, dry weight, percent | Aluminum | % | Bed Sediment |  |  |  | Dry | < 2 mm | 2016-10-06
52318 | Antimony, bed sediment smaller than 2 millimeters, dry sieved, laboratory, total digestion, dry weight, milligrams per kilogram | Antimony | mg/kg | Bed Sediment |  |  |  | Dry | < 2 mm | 2016-10-06
52319 | Antimony, bed sediment smaller than 250 microns, dry sieved, laboratory, total digestion, dry weight, milligrams per kilogram | Antimony | mg/kg | Bed Sediment |  |  |  | Dry | < 2 mm | 2016-10-06
52320 | Arsenic, bed sediment smaller than 2 millimeters, dry sieved, laboratory, total digestion, dry weight, milligrams per kilogram | Arsenic | mg/kg | Bed Sediment |  |  |  | Dry | < 2 mm | 2016-10-06
52321 | Arsenic, bed sediment smaller than 250 microns, dry sieved, laboratory, total digestion, dry weight, milligrams per kilogram | Arsenic | mg/kg | Bed Sediment |  |  |  | Dry | < 2 mm | 2016-10-06
52322 | Barium, bed sediment smaller than 2 millimeters, dry sieved, laboratory, total digestion, dry weight, milligrams per kilogram | Barium | mg/kg | Bed Sediment |  |  |  | Dry | < 2 mm | 2016-10-06
52323 | Barium, bed sediment smaller than 250 microns, dry sieved, laboratory, total digestion, dry weight, milligrams per kilogram | Barium | mg/kg | Bed Sediment |  |  |  | Dry | < 2 mm | 2016-10-06
52324 | Beryllium, bed sediment smaller than 2 millimeters, dry sieved, laboratory, total digestion, dry weight, milligrams per kilogram | Beryllium | mg/kg | Bed Sediment |  |  |  | Dry | < 2 mm | 2016-10-06
52325 | Beryllium, bed sediment smaller than 250 microns, dry sieved, laboratory, total digestion, dry weight, milligrams per kilogram | Beryllium | mg/kg | Bed Sediment |  |  |  | Dry | < 2 mm | 2016-10-06
52326 | Bismuth, bed sediment smaller than 2 millimeters, dry sieved, laboratory, total digestion, dry weight, milligrams per kilogram | Bismuth | mg/kg | Bed Sediment |  |  |  | Dry | < 2 mm | 2016-10-06
52327 | Bismuth, bed sediment smaller than 250 microns, dry sieved, laboratory, total digestion, dry weight, milligrams per kilogram | Bismuth | mg/kg | Bed Sediment |  |  |  | Dry | < 2 mm | 2016-10-06
52328 | Cadmium, bed sediment smaller than 2 millimeters, dry sieved, laboratory, total digestion, dry weight, milligrams per kilogram | Cadmium | mg/kg | Bed Sediment |  |  |  | Dry | < 2 mm | 2016-10-06
52329 | Cadmium, bed sediment smaller than 250 microns, dry sieved, laboratory, total digestion, dry weight, milligrams per kilogram | Cadmium | mg/kg | Bed Sediment |  |  |  | Dry | < 2 mm | 2016-10-06
52330 | Calcium, bed sediment smaller than 2 millimeters, dry sieved, laboratory, total digestion, dry weight, percent | Calcium | % | Bed Sediment |  |  |  | Dry | < 2 mm | 2016-10-06
52331 | Calcium, bed sediment smaller than 250 microns, dry sieved, laboratory, total digestion, dry weight, percent | Calcium | % | Bed Sediment |  |  |  | Dry | < 2 mm | 2016-10-06
52332 | Cerium, bed sediment smaller than 2 millimeters, dry sieved, laboratory, total digestion, dry weight, milligrams per kilogram | Cerium | mg/kg | Bed Sediment |  |  |  | Dry | < 2 mm | 2016-10-06
52333 | Cerium, bed sediment smaller than 250 microns, dry sieved, laboratory, total digestion, dry weight, milligrams per kilogram | Cerium | mg/kg | Bed Sediment |  |  |  | Dry | < 2 mm | 2016-10-06
52334 | Cesium, bed sediment smaller than 2 millimeters, dry sieved, laboratory, total digestion, dry weight, milligrams per kilogram | Cesium | mg/kg | Bed Sediment |  |  |  | Dry | < 2 mm | 2016-10-06
52335 | Cesium, bed sediment smaller than 250 microns, dry sieved, laboratory, total digestion, dry weight, milligrams per kilogram | Cesium | mg/kg | Bed Sediment |  |  |  | Dry | < 2 mm | 2016-10-06
52336 | Cesium, bed sediment smaller than 62.5 microns, dry sieved, laboratory, total digestion, dry weight, milligrams per kilogram | Cesium | mg/kg | Bed Sediment |  |  |  | Dry | < 2 mm | 2016-10-06
52337 | Chromium, bed sediment smaller than 2 millimeters, dry sieved, laboratory, total digestion, dry weight, milligrams per kilogram | Chromium | mg/kg | Bed Sediment |  |  |  | Dry | < 2 mm | 2016-10-06
52338 | Chromium, bed sediment smaller than 250 microns, dry sieved, laboratory, total digestion, dry weight, milligrams per kilogram | Chromium | mg/kg | Bed Sediment |  |  |  | Dry | < 2 mm | 2016-10-06
52339 | Cobalt, bed sediment smaller than 2 millimeters, dry sieved, laboratory, total digestion, dry weight, milligrams per kilogram | Cobalt | mg/kg | Bed Sediment |  |  |  | Dry | < 2 mm | 2016-10-06
52340 | Cobalt, bed sediment smaller than 250 microns, dry sieved, laboratory, total digestion, dry weight, milligrams per kilogram | Cobalt | mg/kg | Bed Sediment |  |  |  | Dry | < 2 mm | 2016-10-06
52341 | Copper, bed sediment smaller than 2 millimeters, dry sieved, laboratory, total digestion, dry weight, milligrams per kilogram | Copper | mg/kg | Bed Sediment |  |  |  | Dry | < 2 mm | 2016-10-06
52342 | Copper, bed sediment smaller than 250 microns, dry sieved, laboratory, total digestion, dry weight, milligrams per kilogram | Copper | mg/kg | Bed Sediment |  |  |  | Dry | < 2 mm | 2016-10-06
52343 | Gallium, bed sediment smaller than 2 millimeters, dry sieved, laboratory, total digestion, dry weight, milligrams per kilogram | Gallium | mg/kg | Bed Sediment |  |  |  | Dry | < 2 mm | 2016-10-06
52344 | Gallium, bed sediment smaller than 250 microns, dry sieved, laboratory, total digestion, dry weight, milligrams per kilogram | Gallium | mg/kg | Bed Sediment |  |  |  | Dry | < 2 mm | 2016-10-06
52345 | Indium, bed sediment smaller than 250 microns, dry sieved, laboratory, total digestion, dry weight, milligrams per kilogram | Indium | mg/kg | Bed Sediment |  |  |  | Dry | < 2 mm | 2016-10-06
52346 | Indium, bed sediment smaller than 2 millimeters, dry sieved, laboratory, total digestion, dry weight, milligrams per kilogram | Indium | mg/kg | Bed Sediment |  |  |  | Dry | < 2 mm | 2016-10-06
52347 | Indium, bed sediment smaller than 62.5 microns, dry sieved, laboratory, total digestion, dry weight, milligrams per kilogram | Indium | mg/kg | Bed Sediment |  |  |  | Dry | < 2 mm | 2016-10-06
52348 | Iron, bed sediment smaller than 250 microns, dry sieved, laboratory, total digestion, dry weight, percent | Iron | % | Bed Sediment |  |  |  | Dry | < 2 mm | 2016-10-06
52349 | Lanthanum, bed sediment smaller than 250 microns, dry sieved, laboratory, total digestion, dry weight, milligrams per kilogram | Lanthanum | mg/kg | Bed Sediment |  |  |  | Dry | < 2 mm | 2016-10-06
52350 | Lanthanum, bed sediment smaller than 2 millimeters, dry sieved, laboratory, total digestion, dry weight, milligrams per kilogram | Lanthanum | mg/kg | Bed Sediment |  |  |  | Dry | < 2 mm | 2016-10-06
52351 | Lead, bed sediment smaller than 250 microns, dry sieved, laboratory, total digestion, dry weight, milligrams per kilogram | Lead | mg/kg | Bed Sediment |  |  |  | Dry | < 2 mm | 2016-10-06
52352 | Lithium, bed sediment smaller than 250 microns, dry sieved, laboratory, total digestion, dry weight, milligrams per kilogram | Lithium | mg/kg | Bed Sediment |  |  |  | Dry | < 2 mm | 2016-10-06
52353 | Magnesium, bed sediment smaller than 2 millimeters, dry sieved, laboratory, total digestion, dry weight, percent | Magnesium | % | Bed Sediment |  |  |  | Dry | < 2 mm | 2016-10-06
52354 | Magnesium, bed sediment smaller than 250 microns, dry sieved, laboratory, total digestion, dry weight, percent | Magnesium | % | Bed Sediment |  |  |  | Dry | < 2 mm | 2016-10-06
52355 | Manganese, bed sediment smaller than 250 microns, dry sieved, laboratory, total digestion, dry weight, milligrams per kilogram | Manganese | mg/kg | Bed Sediment |  |  |  | Dry | < 2 mm | 2016-10-06
52356 | Molybdenum, bed sediment smaller than 250 microns, dry sieved, laboratory, total digestion, dry weight, milligrams per kilogram | Molybdenum | mg/kg | Bed Sediment |  |  |  | Dry | < 2 mm | 2016-10-06
52357 | Nickel, bed sediment smaller than 250 microns, dry sieved, laboratory, total digestion, dry weight, milligrams per kilogram | Nickel | mg/kg | Bed Sediment |  |  |  | Dry | < 2 mm | 2016-10-06
52358 | Niobium, bed sediment smaller than 250 microns, dry sieved, laboratory, total digestion, dry weight, milligrams per kilogram | Niobium | mg/kg | Bed Sediment |  |  |  | Dry | < 2 mm | 2016-10-06
52359 | Niobium, bed sediment smaller than 2 millimeters, dry sieved, laboratory, total digestion, dry weight, milligrams per kilogram | Niobium | mg/kg | Bed Sediment |  |  |  | Dry | < 2 mm | 2016-10-06
52360 | Phosphorus, bed sediment smaller than 250 microns, dry sieved, laboratory, total digestion, dry weight, milligrams per kilogram | Phosphorus | mg/kg | Bed Sediment |  |  |  | Dry | < 2 mm | 2018-04-11
52361 | Phosphorus, bed sediment smaller than 2 millimeters, dry sieved, laboratory, total digestion, dry weight, milligrams per kilogram | Phosphorus | mg/kg | Bed Sediment |  |  |  | Dry | < 2 mm | 2018-04-11
52362 | Potassium, bed sediment smaller than 250 microns, dry sieved, laboratory, total digestion, dry weight, percent | Potassium | % | Bed Sediment |  |  |  | Dry | < 2 mm | 2016-10-06
52363 | Potassium, bed sediment smaller than 2 millimeters, dry sieved, laboratory, total digestion, dry weight, percent | Potassium | % | Bed Sediment |  |  |  | Dry | < 2 mm | 2016-10-06
52364 | Rubidium, bed sediment smaller than 2 millimeters, dry sieved, laboratory, total digestion, dry weight, milligrams per kilogram | Rubidium | mg/kg | Bed Sediment |  |  |  | Dry | < 2 mm | 2016-10-06
52365 | Rubidium, bed sediment smaller than 250 microns, dry sieved, laboratory, total digestion, dry weight, milligrams per kilogram | Rubidium | mg/kg | Bed Sediment |  |  |  | Dry | < 2 mm | 2016-10-06
52366 | Rubidium, bed sediment smaller than 62.5 microns, dry sieved, laboratory, total digestion, dry weight, milligrams per kilogram | Rubidium | mg/kg | Bed Sediment |  |  |  | Dry | < 2 mm | 2016-10-06
52367 | Scandium, bed sediment smaller than 2 millimeters, dry sieved, laboratory, total digestion, dry weight, milligrams per kilogram | Scandium | mg/kg | Bed Sediment |  |  |  | Dry | < 2 mm | 2016-10-06
52368 | Scandium, bed sediment smaller than 250 microns, dry sieved, laboratory, total digestion, dry weight, milligrams per kilogram | Scandium | mg/kg | Bed Sediment |  |  |  | Dry | < 2 mm | 2016-10-06
52369 | Silver, bed sediment smaller than 250 microns, dry sieved, laboratory, total digestion, dry weight, milligrams per kilogram | Silver | mg/kg | Bed Sediment |  |  |  | Dry | < 2 mm | 2016-10-06
52370 | Sodium, bed sediment smaller than 2 millimeters, dry sieved, laboratory, total digestion, dry weight, percent | Sodium | % | Bed Sediment |  |  |  | Dry | < 2 mm | 2016-10-06
52371 | Sodium, bed sediment smaller than 250 microns, dry sieved, laboratory, total digestion, dry weight, percent | Sodium | % | Bed Sediment |  |  |  | Dry | < 2 mm | 2016-10-06
52372 | Strontium, bed sediment smaller than 250 microns, dry sieved, laboratory, total digestion, dry weight, milligrams per kilogram | Strontium | mg/kg | Bed Sediment |  |  |  | Dry | < 2 mm | 2016-10-06
52373 | Sulfur, bed sediment smaller than 250 microns, dry sieved, laboratory, total digestion, dry weight, percent | Sulfur | % | Bed Sediment |  |  |  | Dry | < 2 mm | 2016-10-06
52374 | Tellurium, bed sediment smaller than 2 millimeters, dry sieved, laboratory, total digestion, dry weight, milligrams per kilogram | Tellurium | mg/kg | Bed Sediment |  |  |  | Dry | < 2 mm | 2016-10-06
52375 | Tellurium, bed sediment smaller than 250 microns, dry sieved, laboratory, total digestion, dry weight, milligrams per kilogram | Tellurium | mg/kg | Bed Sediment |  |  |  | Dry | < 2 mm | 2016-10-06
52376 | Tellurium, bed sediment smaller than 62.5 microns, dry sieved, laboratory, total digestion, dry weight, milligrams per kilogram | Tellurium | mg/kg | Bed Sediment |  |  |  | Dry | < 2 mm | 2016-10-06
52377 | Thallium, bed sediment smaller than 250 microns, dry sieved, laboratory, total digestion, dry weight, milligrams per kilogram | Thallium | mg/kg | Bed Sediment |  |  |  | Dry | < 2 mm | 2016-10-06
52378 | Thorium, bed sediment smaller than 2 millimeters, dry sieved, laboratory, total digestion, dry weight, milligrams per kilogram | Thorium-232 | mg/kg | Bed Sediment |  |  |  | Dry | < 2 mm | 2016-10-06
52379 | Thorium, bed sediment smaller than 250 microns, dry sieved, laboratory, total digestion, dry weight, milligrams per kilogram | Thorium-232 | mg/kg | Bed Sediment |  |  |  | Dry | < 2 mm | 2016-10-06
52380 | Tin, bed sediment smaller than 2 millimeters, dry sieved, laboratory, total digestion, dry weight, milligrams per kilogram | Tin | mg/kg | Bed Sediment |  |  |  | Dry | < 2 mm | 2016-10-06
52381 | Tin, bed sediment smaller than 250 microns, dry sieved, laboratory, total digestion, dry weight, milligrams per kilogram | Tin | mg/kg | Bed Sediment |  |  |  | Dry | < 2 mm | 2016-10-06
52382 | Titanium, bed sediment smaller than 2 millimeters, dry sieved, laboratory, total digestion, dry weight, percent | Titanium | % | Bed Sediment |  |  |  | Dry | < 2 mm | 2016-10-06
52383 | Tungsten, bed sediment smaller than 250 microns, dry sieved, laboratory, total digestion, dry weight, milligrams per kilogram | Tungsten | mg/kg | Bed Sediment |  |  |  | Dry | < 2 mm | 2016-10-06
52384 | Tungsten, bed sediment smaller than 2 millimeters, dry sieved, laboratory, total digestion, dry weight, milligrams per kilogram | Tungsten | mg/kg | Bed Sediment |  |  |  | Dry | < 2 mm | 2016-10-06
52385 | Uranium, bed sediment smaller than 250 microns, dry sieved, laboratory, total digestion, dry weight, milligrams per kilogram | Uranium | mg/kg | Bed Sediment |  |  |  | Dry | < 2 mm | 2020-01-21
52386 | Vanadium, bed sediment smaller than 250 microns, dry sieved, laboratory, total digestion, dry weight, milligrams per kilogram | Vanadium | mg/kg | Bed Sediment |  |  |  | Dry | < 2 mm | 2016-10-06
52387 | Yttrium, bed sediment smaller than 2 millimeters, dry sieved, laboratory, total digestion, dry weight, milligrams per kilogram | Yttrium | mg/kg | Bed Sediment |  |  |  | Dry | < 2 mm | 2016-10-06
52388 | Yttrium, bed sediment smaller than 250 microns, dry sieved, laboratory, total digestion, dry weight, milligrams per kilogram | Yttrium | mg/kg | Bed Sediment |  |  |  | Dry | < 2 mm | 2016-10-06
52389 | Zinc, bed sediment smaller than 250 microns, dry sieved, laboratory, total digestion, dry weight, milligrams per kilogram | Zinc | mg/kg | Bed Sediment |  |  |  | Dry | < 2 mm | 2016-10-06
52390 | 2-Methyl-1-propanol, water, unfiltered, recoverable, milligrams per liter | Isobutanol | mg/l | Recoverable | [5 empty] | 2016-10-06
52391 | 2-Propanol, water, unfiltered, recoverable, milligrams per liter | Isopropanol | mg/l | Recoverable | [5 empty] | 2016-10-06
52392 | 1-Butanol, water, unfiltered, recoverable, milligrams per liter | 1-Butanol | mg/l | Recoverable | [5 empty] | 2016-10-06
52393 | 1-Propanol, water, unfiltered, recoverable, milligrams per liter | 1-Propanol | mg/l | Recoverable | [5 empty] | 2016-10-06
52394 | 2-Butanol, water, unfiltered, recoverable, milligrams per liter | 2-Butanol | mg/l | Recoverable | [5 empty] | 2016-10-06
52395 | 2-Methyl-2-propanol, water, unfiltered, recoverable, milligrams per liter | tert-Butanol | mg/l | Recoverable | [5 empty] | 2016-10-06
52396 | 1,1,2-Trichloro-1,2,2-trifluoroethane, soil, recoverable, dry weight, micrograms per kilogram | CFC-113 | ug/kg | Recoverable |  |  |  | Dry |  | 2016-10-06
52397 | 1,1-Dichloropropene, soil, recoverable, dry weight, micrograms per kilogram | 1,1-Dichloropropene | ug/kg | Recoverable |  |  |  | Dry |  | 2016-10-06
52398 | 1,2,3-Trichlorobenzene, soil, recoverable, dry weight, micrograms per kilogram | 1,2,3-Trichlorobenzene | ug/kg | Recoverable |  |  |  | Dry |  | 2016-10-06
52399 | 1,2,4-Trimethylbenzene, soil, recoverable, dry weight, micrograms per kilogram | 1,2,4-Trimethylbenzene | ug/kg | Recoverable |  |  |  | Dry |  | 2016-10-06
52400 | 1,3,5-Trimethylbenzene, soil, recoverable, dry weight, micrograms per kilogram | 1,3,5-Trimethylbenzene | ug/kg | Recoverable |  |  |  | Dry |  | 2016-10-06
52401 | 1,3-Dichloropropane, soil, recoverable, dry weight, micrograms per kilogram | 1,3-Dichloropropane | ug/kg | Recoverable |  |  |  | Dry |  | 2016-10-06
52402 | 1,4-Dichlorobenzene, soil, recoverable, dry weight, micrograms per kilogram | p-Dichlorobenzene | ug/kg | Recoverable |  |  |  | Dry |  | 2016-10-06
52403 | 2,2-Dichloropropane, soil, recoverable, dry weight, micrograms per kilogram | 2,2-Dichloropropane | ug/kg | Recoverable |  |  |  | Dry |  | 2016-10-06
52404 | 2-Chlorotoluene, soil, recoverable, dry weight, micrograms per kilogram | o-Chlorotoluene | ug/kg | Recoverable |  |  |  | Dry |  | 2016-10-06
52405 | 4-Chlorotoluene, soil, recoverable, dry weight, micrograms per kilogram | p-Chlorotoluene | ug/kg | Recoverable |  |  |  | Dry |  | 2016-10-06
52406 | 4-Isopropyltoluene, soil, recoverable, dry weight, micrograms per kilogram | p-Cymene | ug/kg | Recoverable |  |  |  | Dry |  | 2016-10-06
52407 | Bromobenzene, soil, recoverable, dry weight, micrograms per kilogram | Bromobenzene | ug/kg | Recoverable |  |  |  | Dry |  | 2016-10-06
52408 | Bromochloromethane, soil, recoverable, dry weight, micrograms per kilogram | Halon 1011 | ug/kg | Recoverable |  |  |  | Dry |  | 2016-10-06
52409 | Isopropylbenzene, soil, recoverable, dry weight, micrograms per kilogram | Cumene | ug/kg | Recoverable |  |  |  | Dry |  | 2016-10-06
52410 | m-Xylene plus p-xylene, soil, recoverable, dry weight, micrograms per kilogram | m,p-Xylene | ug/kg | Recoverable |  |  |  | Dry |  | 2016-10-06
52411 | n-Butylbenzene, soil, recoverable, dry weight, micrograms per kilogram | n-Butylbenzene | ug/kg | Recoverable |  |  |  | Dry |  | 2016-10-06
52412 | n-Propylbenzene, soil, recoverable, dry weight, micrograms per kilogram | n-Propylbenzene | ug/kg | Recoverable |  |  |  | Dry |  | 2016-10-06
52413 | Naphthalene, soil, recoverable, dry weight, micrograms per kilogram | Naphthalene | ug/kg | Recoverable |  |  |  | Dry |  | 2016-10-06
52414 | o-Xylene, soil, recoverable, dry weight, micrograms per kilogram | o-Xylene | ug/kg | Recoverable |  |  |  | Dry |  | 2016-10-06
52415 | sec-Butylbenzene, soil, recoverable, dry weight, micrograms per kilogram | sec-Butylbenzene | ug/kg | Recoverable |  |  |  | Dry |  | 2016-10-06
52416 | tert-Butylbenzene, soil, recoverable, dry weight, micrograms per kilogram | tert-Butylbenzene | ug/kg | Recoverable |  |  |  | Dry |  | 2016-10-06
52417 | 1,1,1,2-Tetrachloroethane, bed sediment, recoverable, dry weight, micrograms per kilogram | 1,1,1,2-Tetrachloroethane | ug/kg | Bed Sediment |  |  |  | Dry |  | 2016-10-06
52418 | 1,1,2-Trichloro-1,2,2-trifluoroethane, bed sediment, recoverable, dry weight, micrograms per kilogram | CFC-113 | ug/kg | Bed Sediment |  |  |  | Dry |  | 2016-10-06
52419 | 1,1-Dichloropropene, bed sediment, recoverable, dry weight, micrograms per kilogram | 1,1-Dichloropropene | ug/kg | Bed Sediment |  |  |  | Dry |  | 2016-10-06
52420 | 1,2,3-Trichlorobenzene, bed sediment, recoverable, dry weight, micrograms per kilogram | 1,2,3-Trichlorobenzene | ug/kg | Bed Sediment |  |  |  | Dry |  | 2016-10-06
52421 | 1,2,3-Trichloropropane, bed sediment, recoverable, dry weight, micrograms per kilogram | 1,2,3-Trichloropropane | ug/kg | Bed Sediment |  |  |  | Dry |  | 2016-10-06
52422 | 1,2,4-Trimethylbenzene, bed sediment, recoverable, dry weight, micrograms per kilogram | 1,2,4-Trimethylbenzene | ug/kg | Bed Sediment |  |  |  | Dry |  | 2016-10-06
52423 | 1,2-Dibromo-3-chloropropane, bed sediment, recoverable, dry weight, micrograms per kilogram | 1,2-Dibromo-3-chloropropane | ug/kg | Bed Sediment |  |  |  | Dry |  | 2016-10-06
52424 | 1,2-Dibromoethane, bed sediment, recoverable, dry weight, micrograms per kilogram | Ethylene dibromide | ug/kg | Bed Sediment |  |  |  | Dry |  | 2016-10-06
52425 | 1,3,5-Trimethylbenzene, bed sediment, recoverable, dry weight, micrograms per kilogram | 1,3,5-Trimethylbenzene | ug/kg | Bed Sediment |  |  |  | Dry |  | 2016-10-06
52426 | 1,3-Dichloropropane, bed sediment, recoverable, dry weight, micrograms per kilogram | 1,3-Dichloropropane | ug/kg | Bed Sediment |  |  |  | Dry |  | 2016-10-06
52427 | 2,2-Dichloropropane, bed sediment, recoverable, dry weight, micrograms per kilogram | 2,2-Dichloropropane | ug/kg | Bed Sediment |  |  |  | Dry |  | 2016-10-06
52428 | Methyl ethyl ketone, bed sediment, recoverable, dry weight, micrograms per kilogram | Methyl ethyl ketone | ug/kg | Bed Sediment |  |  |  | Dry |  | 2016-10-06
52429 | 2-Chlorotoluene, bed sediment, recoverable, dry weight, micrograms per kilogram | o-Chlorotoluene | ug/kg | Bed Sediment |  |  |  | Dry |  | 2016-10-06
52430 | 2-Hexanone, bed sediment, recoverable, dry weight, micrograms per kilogram | 2-Hexanone | ug/kg | Bed Sediment |  |  |  | Dry |  | 2016-10-06
52431 | 4-Chlorotoluene, bed sediment, recoverable, dry weight, micrograms per kilogram | p-Chlorotoluene | ug/kg | Bed Sediment |  |  |  | Dry |  | 2016-10-06
52432 | 4-Isopropyltoluene, bed sediment, recoverable, dry weight, micrograms per kilogram | p-Cymene | ug/kg | Bed Sediment |  |  |  | Dry |  | 2016-10-06
52433 | Isobutyl methyl ketone, bed sediment, recoverable, dry weight, micrograms per kilogram | Methyl isobutyl ketone | ug/kg | Bed Sediment |  |  |  | Dry |  | 2016-10-06
52434 | Acetone, bed sediment, recoverable, dry weight, micrograms per kilogram | Acetone | ug/kg | Bed Sediment |  |  |  | Dry |  | 2016-10-06
52435 | Bromobenzene, bed sediment, recoverable, dry weight, micrograms per kilogram | Bromobenzene | ug/kg | Bed Sediment |  |  |  | Dry |  | 2016-10-06
52436 | Bromochloromethane, bed sediment, recoverable, dry weight, micrograms per kilogram | Halon 1011 | ug/kg | Bed Sediment |  |  |  | Dry |  | 2016-10-06
52437 | Carbon disulfide, bed sediment, recoverable, dry weight, micrograms per kilogram | Carbon disulfide | ug/kg | Bed Sediment |  |  |  | Dry |  | 2016-10-06
52438 | cis-1,2-Dichloroethene, bed sediment, recoverable, dry weight, micrograms per kilogram | cis-1,2-Dichloroethylene | ug/kg | Bed Sediment |  |  |  | Dry |  | 2016-10-06
52439 | Isopropylbenzene, bed sediment, recoverable, dry weight, micrograms per kilogram | Cumene | ug/kg | Bed Sediment |  |  |  | Dry |  | 2016-10-06
52440 | Dibromomethane, bed sediment, recoverable, dry weight, micrograms per kilogram | Dibromomethane | ug/kg | Bed Sediment |  |  |  | Dry |  | 2016-10-06
52441 | m,p-Xylene, bed sediment, recoverable, dry weight, micrograms per kilogram | m,p-Xylene | ug/kg | Bed Sediment |  |  |  | Dry |  | 2016-10-06
52442 | n-Butylbenzene, bed sediment, recoverable, dry weight, micrograms per kilogram | n-Butylbenzene | ug/kg | Bed Sediment |  |  |  | Dry |  | 2016-10-06
52443 | n-Propylbenzene, bed sediment, recoverable, dry weight, micrograms per kilogram | n-Propylbenzene | ug/kg | Bed Sediment |  |  |  | Dry |  | 2016-10-06
52444 | o-Xylene, bed sediment, recoverable, dry weight, micrograms per kilogram | o-Xylene | ug/kg | Bed Sediment |  |  |  | Dry |  | 2016-10-06
52445 | sec-Butylbenzene, bed sediment, recoverable, dry weight, micrograms per kilogram | sec-Butylbenzene | ug/kg | Bed Sediment |  |  |  | Dry |  | 2016-10-06
52446 | Styrene, bed sediment, recoverable, dry weight, micrograms per kilogram | Styrene | ug/kg | Bed Sediment |  |  |  | Dry |  | 2016-10-06
52447 | Methyl tert-butyl ether, bed sediment, recoverable, dry weight, micrograms per kilogram | Methyl tert-butyl ether | ug/kg | Bed Sediment |  |  |  | Dry |  | 2016-10-06
52448 | tert-Butylbenzene, bed sediment, recoverable, dry weight, micrograms per kilogram | tert-Butylbenzene | ug/kg | Bed Sediment |  |  |  | Dry |  | 2016-10-06
52449 | 1,1,1,2-Tetrachloroethane, solids, recoverable, dry weight, micrograms per kilogram | 1,1,1,2-Tetrachloroethane | ug/kg | Recoverable |  |  |  | Dry |  | 2016-10-06
52450 | 1,1,1-Trichloroethane, solids, recoverable, dry weight, micrograms per kilogram | 1,1,1-Trichloroethane | ug/kg | Recoverable |  |  |  | Dry |  | 2016-10-06
52451 | 1,1,2,2-Tetrachloroethane, solids, recoverable, dry weight, micrograms per kilogram | 1,1,2,2-Tetrachloroethane | ug/kg | Recoverable |  |  |  | Dry |  | 2016-10-06
52452 | 1,1,2-Trichloroethane, solids, recoverable, dry weight, micrograms per kilogram | 1,1,2-Trichloroethane | ug/kg | Recoverable |  |  |  | Dry |  | 2016-10-06
52453 | 1,1-Dichloroethane, solids, recoverable, dry weight, micrograms per kilogram | 1,1-Dichloroethane | ug/kg | Recoverable |  |  |  | Dry |  | 2016-10-06
52454 | 1,1-Dichloroethene, solids, recoverable, dry weight, micrograms per kilogram | 1,1-Dichloroethylene | ug/kg | Recoverable |  |  |  | Dry |  | 2016-10-06
52455 | 1,2,3-Trichloropropane, solids, recoverable, dry weight, micrograms per kilogram | 1,2,3-Trichloropropane | ug/kg | Recoverable |  |  |  | Dry |  | 2016-10-06
52456 | 1,2-Dibromo-3-chloropropane, solids, recoverable, dry weight, micrograms per kilogram | 1,2-Dibromo-3-chloropropane | ug/kg | Recoverable |  |  |  | Dry |  | 2016-10-06
52457 | 1,2-Dibromoethane, solids, recoverable, dry weight, micrograms per kilogram | Ethylene dibromide | ug/kg | Recoverable |  |  |  | Dry |  | 2016-10-06
52458 | 1,2-Dichloroethane, solids, recoverable, dry weight, micrograms per kilogram | 1,2-Dichloroethane | ug/kg | Recoverable |  |  |  | Dry |  | 2016-10-06
52459 | 1,2-Dichloropropane, solids, recoverable, dry weight, micrograms per kilogram | 1,2-Dichloropropane | ug/kg | Recoverable |  |  |  | Dry |  | 2016-10-06
52460 | Methyl ethy ketone, solids, recoverable, dry weight, micrograms per kilogram | Methyl ethyl ketone | ug/kg | Recoverable |  |  |  | Dry |  | 2016-10-06
52461 | n-Butyl methyl ketone, solids, recoverable, dry weight, micrograms per kilogram | 2-Hexanone | ug/kg | Recoverable |  |  |  | Dry |  | 2016-10-06
52462 | Isobutyl methyl ketone, solids, recoverable, dry weight, micrograms per kilogram | Methyl isobutyl ketone | ug/kg | Recoverable |  |  |  | Dry |  | 2016-10-06
52463 | Acetone, solids, recoverable, dry weight, micrograms per kilogram | Acetone | ug/kg | Recoverable |  |  |  | Dry |  | 2016-10-06
52464 | Bromodichloromethane, solids, recoverable, dry weight, micrograms per kilogram | Dichlorobromomethane | ug/kg | Recoverable |  |  |  | Dry |  | 2016-10-06
52465 | Bromomethane, solids, recoverable, dry weight, micrograms per kilogram | Methyl bromide | ug/kg | Recoverable |  |  |  | Dry |  | 2016-10-06
52466 | Carbon disulfide, solids, recoverable, dry weight, micrograms per kilogram | Carbon disulfide | ug/kg | Recoverable |  |  |  | Dry |  | 2016-10-06
52467 | Tetrachloromethane, solids, recoverable, dry weight, micrograms per kilogram | Carbon tetrachloride | ug/kg | Recoverable |  |  |  | Dry |  | 2016-10-06
52468 | Chlorobenzene, solids, recoverable, dry weight, micrograms per kilogram | Chlorobenzene | ug/kg | Recoverable |  |  |  | Dry |  | 2016-10-06
52469 | Dibromochloromethane, solids, recoverable, dry weight, micrograms per kilogram | Chlorodibromomethane | ug/kg | Recoverable |  |  |  | Dry |  | 2016-10-06
52470 | Chloroethane, solids, recoverable, dry weight, micrograms per kilogram | Chloroethane | ug/kg | Recoverable |  |  |  | Dry |  | 2016-10-06
52471 | Trichloromethane, solids, recoverable, dry weight, micrograms per kilogram | Chloroform | ug/kg | Recoverable |  |  |  | Dry |  | 2016-10-06
52472 | Chloromethane, solids, recoverable, dry weight, micrograms per kilogram | Chloromethane | ug/kg | Recoverable |  |  |  | Dry |  | 2016-10-06
52473 | cis-1,2-Dichloroethene, solids, recoverable, dry weight, micrograms per kilogram | cis-1,2-Dichloroethylene | ug/kg | Recoverable |  |  |  | Dry |  | 2016-10-06
52474 | cis-1,3-Dichloropropene, solids, recoverable, dry weight, micrograms per kilogram | cis-1,3-Dichloropropene | ug/kg | Recoverable |  |  |  | Dry |  | 2016-10-06
52475 | Dibromomethane, solids, recoverable, dry weight, micrograms per kilogram | Dibromomethane | ug/kg | Recoverable |  |  |  | Dry |  | 2016-10-06
52476 | Dichlorodifluoromethane, solids, recoverable, dry weight, micrograms per kilogram | CFC-12 | ug/kg | Recoverable |  |  |  | Dry |  | 2016-10-06
52477 | Hexachlorobutadiene, solids, recoverable, dry weight, micrograms per kilogram | Hexachlorobutadiene | ug/kg | Recoverable |  |  |  | Dry |  | 2016-10-06
52478 | Dichloromethane, solids, recoverable, dry weight, micrograms per kilogram | Methylene chloride | ug/kg | Recoverable |  |  |  | Dry |  | 2016-10-06
52479 | Styrene, solids, recoverable, dry weight, micrograms per kilogram | Styrene | ug/kg | Recoverable |  |  |  | Dry |  | 2016-10-06
52480 | Methyl tert-butyl ether, solids, recoverable, dry weight, micrograms per kilogram | Methyl tert-butyl ether | ug/kg | Recoverable |  |  |  | Dry |  | 2016-10-06
52481 | trans-1,2-Dichloroethene, solids, recoverable, dry weight, micrograms per kilogram | trans-1,2-Dichloroethylene | ug/kg | Recoverable |  |  |  | Dry |  | 2016-10-06
52482 | trans-1,3-Dichloropropene, solids, recoverable, dry weight, micrograms per kilogram | trans-1,3-Dichloropropene | ug/kg | Recoverable |  |  |  | Dry |  | 2016-10-06
52483 | Trichloroethene, solids, recoverable, dry weight, micrograms per kilogram | Trichloroethylene | ug/kg | Recoverable |  |  |  | Dry |  | 2020-01-21
52484 | Trichlorofluoromethane, solids, recoverable, dry weight, micrograms per kilogram | CFC-11 | ug/kg | Recoverable |  |  |  | Dry |  | 2016-10-06
52485 | Vinyl chloride, solids, recoverable, dry weight, micrograms per kilogram | Vinyl chloride | ug/kg | Recoverable |  |  |  | Dry |  | 2016-10-06
52486 | 1,1,2-Trichloro-1,2,2-trifluoroethane, soil, recoverable, dry weight, milligrams per kilogram | CFC-113 | mg/kg | Recoverable |  |  |  | Dry |  | 2016-10-06
52487 | 1,1-Dichloropropene, soil, recoverable, dry weight, milligrams per kilogram | 1,1-Dichloropropene | mg/kg | Recoverable |  |  |  | Dry |  | 2016-10-06
52488 | 1,2,3-Trichlorobenzene, soil, recoverable, dry weight, milligrams per kilogram | 1,2,3-Trichlorobenzene | mg/kg | Recoverable |  |  |  | Dry |  | 2016-10-06
52489 | 1,2,4-Trimethylbenzene, soil, recoverable, dry weight, milligrams per kilogram | 1,2,4-Trimethylbenzene | mg/kg | Recoverable |  |  |  | Dry |  | 2016-10-06
52490 | 1,3,5-Trimethylbenzene, soil, recoverable, dry weight, milligrams per kilogram | 1,3,5-Trimethylbenzene | mg/kg | Recoverable |  |  |  | Dry |  | 2016-10-06
52491 | 2,2-Dichloropropane, soil, recoverable, dry weight, milligrams per kilogram | 2,2-Dichloropropane | mg/kg | Recoverable |  |  |  | Dry |  | 2016-10-06
52492 | 4-Chlorotoluene, soil, recoverable, dry weight, milligrams per kilogram | p-Chlorotoluene | mg/kg | Recoverable |  |  |  | Dry |  | 2016-10-06
52493 | 4-Isopropyltoluene, soil, recoverable, dry weight, milligrams per kilogram | p-Cymene | mg/kg | Recoverable |  |  |  | Dry |  | 2016-10-06
52494 | Bromochloromethane, soil, recoverable, dry weight, milligrams per kilogram | Halon 1011 | mg/kg | Recoverable |  |  |  | Dry |  | 2016-10-06
52495 | cis-1,2-Dichloroethene, soil, recoverable, dry weight, milligrams per kilogram | cis-1,2-Dichloroethylene | mg/kg | Recoverable |  |  |  | Dry |  | 2016-10-06
52496 | Isopropylbenzene, soil, recoverable, dry weight, milligrams per kilogram | Cumene | mg/kg | Recoverable |  |  |  | Dry |  | 2016-10-06
52497 | n-Butylbenzene, soil, recoverable, dry weight, milligrams per kilogram | n-Butylbenzene | mg/kg | Recoverable |  |  |  | Dry |  | 2016-10-06
52498 | n-Propylbenzene, soil, recoverable, dry weight, milligrams per kilogram | n-Propylbenzene | mg/kg | Recoverable |  |  |  | Dry |  | 2016-10-06
52499 | sec-Butylbenzene, soil, recoverable, dry weight, milligrams per kilogram | sec-Butylbenzene | mg/kg | Recoverable |  |  |  | Dry |  | 2016-10-06
52500 | tert-Butylbenzene, soil, recoverable, dry weight, milligrams per kilogram | tert-Butylbenzene | mg/kg | Recoverable |  |  |  | Dry |  | 2016-10-06
52501 | Calcium, water, unfiltered, recoverable, micrograms per liter | Calcium | ug/l | Recoverable | [5 empty] | 2016-10-06
52502 | Magnesium, water, unfiltered, recoverable, micrograms per liter | Magnesium | ug/l | Recoverable | [5 empty] | 2016-10-06
52503 | Potassium, water, unfiltered, recoverable, micrograms per liter | Potassium | ug/l | Recoverable | [5 empty] | 2016-10-06
52504 | Sodium, water, unfiltered, recoverable, micrograms per liter | Sodium | ug/l | Recoverable | [5 empty] | 2016-10-06
52505 | Calcium, water, unfiltered, micrograms per liter | Calcium | ug/l | [6 empty] | 2016-10-06
52506 | Magnesium, water, unfiltered, micrograms per liter | Magnesium | ug/l | [6 empty] | 2016-10-06
52507 | Potassium, water, unfiltered, micrograms per liter | Potassium | ug/l | [6 empty] | 2016-10-06
52508 | Sodium, water, unfiltered, micrograms per liter | Sodium | ug/l | [6 empty] | 2016-10-06
52509 | Silica, bed sediment, recoverable, dry weight, milligrams per kilogram | Silica | mg/kg | Bed Sediment |  |  |  | Dry |  | 2016-10-06
52510 | Aluminum, bed sediment, recoverable, dry weight, micrograms per kilogram | Aluminum | ug/kg | Bed Sediment |  |  |  | Dry |  | 2016-10-06
52511 | Antimony, bed sediment, recoverable, dry weight, micrograms per kilogram | Antimony | ug/kg | Bed Sediment |  |  |  | Dry |  | 2016-10-06
52512 | Beryllium, bed sediment, recoverable, dry weight, micrograms per kilogram | Beryllium | ug/kg | Bed Sediment |  |  |  | Dry |  | 2016-10-06
52513 | Bismuth, bed sediment, recoverable, dry weight, micrograms per kilogram | Bismuth | ug/kg | Bed Sediment |  |  |  | Dry |  | 2016-10-06
52514 | Boron, bed sediment, recoverable, dry weight, micrograms per kilogram | Boron | ug/kg | Bed Sediment |  |  |  | Dry |  | 2016-10-06
52515 | Calcium, bed sediment, recoverable, dry weight, micrograms per kilogram | Calcium | ug/kg | Bed Sediment |  |  |  | Dry |  | 2016-10-06
52516 | Iron, bed sediment, recoverable, dry weight, micrograms per kilogram | Iron | ug/kg | Bed Sediment |  |  |  | Dry |  | 2016-10-06
52517 | Lead, bed sediment, recoverable, dry weight, micrograms per kilogram | Lead | ug/kg | Bed Sediment |  |  |  | Dry |  | 2016-10-06
52518 | Lithium, bed sediment, dry weight, micrograms per kilogram | Lithium | ug/kg | Bed Sediment |  |  |  | Dry |  | 2016-10-06
52519 | Magnesium, bed sediment, recoverable, dry weight, micrograms per kilogram | Magnesium | ug/kg | Bed Sediment |  |  |  | Dry |  | 2016-10-06
52520 | Molybdenum, bed sediment, recoverable, dry weight, micrograms per kilogram | Molybdenum | ug/kg | Bed Sediment |  |  |  | Dry |  | 2016-10-06
52521 | Nickel, bed sediment, recoverable, dry weight, micrograms per kilogram | Nickel | ug/kg | Bed Sediment |  |  |  | Dry |  | 2016-10-06
52522 | Potassium, bed sediment, recoverable, dry weight, micrograms per kilogram | Potassium | ug/kg | Bed Sediment |  |  |  | Dry |  | 2016-10-06
52523 | Silicon, bed sediment, recoverable, dry weight, micrograms per kilogram | Silica | ug/kg | Bed Sediment |  |  |  | Dry |  | 2016-10-06
52524 | Sodium, bed sediment, recoverable, dry weight, micrograms per kilogram | Sodium | ug/kg | Bed Sediment |  |  |  | Dry |  | 2016-10-06
52525 | Strontium, bed sediment, recoverable, dry weight, micrograms per kilogram | Strontium | ug/kg | Bed Sediment |  |  |  | Dry |  | 2016-10-06
52526 | Titanium, bed sediment, recoverable, dry weight, micrograms per kilogram | Titanium | ug/kg | Bed Sediment |  |  |  | Dry |  | 2016-10-06
52527 | Phosphorus, water, unfiltered, total, micrograms per liter as phosphorus | Phosphorus | ug/l | Total | [5 empty] | 2016-10-06
52528 | Calcium, water, unfiltered, total, milligrams per liter | Calcium | mg/l | Total | [5 empty] | 2016-10-06
52529 | Ethylene glycol, water, unfiltered, recoverable, milligrams per liter | Ethylene glycol | mg/l | Recoverable | [5 empty] | 2016-10-06
52530 | Propylene glycol, water, unfiltered, recoverable, milligrams per liter | Propylene glycol | mg/l | Recoverable | [5 empty] | 2016-10-06
52531 | Arsenite, water, unfiltered, micrograms per liter as arsenic | Arsenite | ug/L as As | Total | [5 empty] | 2016-10-06
52532 | Arsenate, water, unfiltered, micrograms per liter as arsenic | Arsenate | ug/L as As | Total | [5 empty] | 2016-10-06
52533 | Monomethylarsonate ((CH3)HAsO3-), water, unfiltered, recoverable, micrograms per liter as arsenic | Monomethylarsonate | ug/L as As | Recoverable | [5 empty] | 2016-10-06
52534 | Dimethylarsinate ((CH3)2HAsO2), water, unfiltered, recoverable, micrograms per liter as arsenic | Cacodylic acid | ug/L as As | Recoverable | [5 empty] | 2016-10-06
52535 | Hexabromocyclododecane (HBCD), biota, tissue, recoverable, dry weight, micrograms per kilogram | Hexabromocyclododecane | ug/kg | Recoverable |  |  |  | Dry |  | 2016-10-06
52536 | Hexachlorobenzene (HCB), biota, tissue, recoverable, dry weight, micrograms per kilogram | Hexachlorobenzene | ug/kg | Recoverable |  |  |  | Dry |  | 2016-10-06
52537 | Oxychlordane, biota, tissue, recoverable, dry weight, micrograms per kilogram | Oxychlordane | ug/kg | Recoverable |  |  |  | Dry |  | 2016-10-06
52538 | BDE congener 100, biota, tissue, recoverable, dry weight, micrograms per kilogram | BDE-100 | ug/kg | Recoverable |  |  |  | Dry |  | 2020-01-21
52539 | BDE congener 119, biota, tissue, recoverable, dry weight, micrograms per kilogram | BDE-119 | ug/kg | Recoverable |  |  |  | Dry |  | 2020-01-21
52540 | BDE congener 126, biota, tissue, recoverable, dry weight, micrograms per kilogram | 3,3',4,4',5-PEBDE | ug/kg | Recoverable |  |  |  | Dry |  | 2016-10-06
52541 | BDE congener 138, biota, tissue, recoverable, dry weight, micrograms per kilogram | 2,2',3,4,4',5'-Hexabromodiphenyl ether | ug/kg | Recoverable |  |  |  | Dry |  | 2020-01-21
52542 | BDE congener 15, biota, tissue, recoverable, dry weight, micrograms per kilogram | p,p'-Dibromodiphenyl ether | ug/kg | Recoverable |  |  |  | Dry |  | 2016-10-06
52543 | BDE congener 153, biota, tissue, recoverable, dry weight, micrograms per kilogram | BDE-153 | ug/kg | Recoverable |  |  |  | Dry |  | 2020-01-21
52544 | BDE congener 154, biota, tissue, recoverable, dry weight, micrograms per kilogram | BDE-154 | ug/kg | Recoverable |  |  |  | Dry |  | 2020-01-21
52545 | BDE congener 156, biota, tissue, recoverable, dry weight, micrograms per kilogram | BDE-155 | ug/kg | Recoverable |  |  |  | Dry |  | 2016-10-06
52546 | BDE congener 17, biota, tissue, recoverable, dry weight, micrograms per kilogram | Benzene, 1,3-dibromo-4-(2-bromophenoxy)- | ug/kg | Recoverable |  |  |  | Dry |  | 2020-01-21
52547 | BDE congener 183, biota, tissue, recoverable, dry weight, micrograms per kilogram | 2,2',3,4,4',5',6-Heptabromodiphenyl ether | ug/kg | Recoverable |  |  |  | Dry |  | 2016-10-06
52548 | BDE congener 184, biota, tissue, recoverable, dry weight, micrograms per kilogram | BDE-184 | ug/kg | Recoverable |  |  |  | Dry |  | 2016-10-06
52549 | BDE congener 191, biota, tissue, recoverable, dry weight, micrograms per kilogram | BDE-191 | ug/kg | Recoverable |  |  |  | Dry |  | 2016-10-06
52550 | BDE congener 196, biota, tissue, recoverable, dry weight, micrograms per kilogram | BDE-196 | ug/kg | Recoverable |  |  |  | Dry |  | 2016-10-06
52551 | BDE congener 197, biota, tissue, recoverable, dry weight, micrograms per kilogram | BDE-197 | ug/kg | Recoverable |  |  |  | Dry |  | 2016-10-06
52552 | BDE congener 206, biota, tissue, recoverable, dry weight, micrograms per kilogram | Nonabromophenoxybenzene | ug/kg | Recoverable |  |  |  | Dry |  | 2016-10-06
52553 | BDE congener 207, biota, tissue, recoverable, dry weight, micrograms per kilogram | BDE-207 | ug/kg | Recoverable |  |  |  | Dry |  | 2016-10-06
52554 | BDE congener 209, biota, tissue, recoverable, dry weight, micrograms per kilogram | Decabromodiphenyl ether | ug/kg | Recoverable |  |  |  | Dry |  | 2016-10-06
52555 | BDE congener 28, biota, tissue, recoverable, dry weight, micrograms per kilogram | 2,4,4'-Tribromodiphenyl ether | ug/kg | Recoverable |  |  |  | Dry |  | 2020-01-21
52556 | BDE congener 3, biota, tissue, recoverable, dry weight, micrograms per kilogram | BDE-003 | ug/kg | Recoverable |  |  |  | Dry |  | 2016-10-06
52557 | BDE congener 47, biota, tissue, recoverable, dry weight, micrograms per kilogram | 2,2',4,4'-Tetrabromodiphenyl ether | ug/kg | Recoverable |  |  |  | Dry |  | 2020-01-21
52558 | BDE congener 66, biota, tissue, recoverable, dry weight, micrograms per kilogram | BDE-066 | ug/kg | Recoverable |  |  |  | Dry |  | 2016-10-06
52559 | BDE congener 7, biota, tissue, recoverable, dry weight, micrograms per kilogram | BDE-007 | ug/kg | Recoverable |  |  |  | Dry |  | 2016-10-06
52560 | BDE congener 71, biota, tissue, recoverable, dry weight, micrograms per kilogram | 2,3',4',6-TEBDE | ug/kg | Recoverable |  |  |  | Dry |  | 2016-10-06
52561 | BDE congener 77, biota, tissue, recoverable, dry weight, micrograms per kilogram | 3,3',4,4'-TEBDE | ug/kg | Recoverable |  |  |  | Dry |  | 2016-10-06
52562 | BDE congener 85, biota, tissue, recoverable, dry weight, micrograms per kilogram | BDE-085 | ug/kg | Recoverable |  |  |  | Dry |  | 2016-10-06
52563 | BDE congener 99, biota, tissue, recoverable, dry weight, micrograms per kilogram | BDE-099 | ug/kg | Recoverable |  |  |  | Dry |  | 2020-01-21
52564 | BDE congeners 49 plus 71, biota, tissue, recoverable, dry weight, micrograms per kilogram | BDE-49/71 | ug/kg | Recoverable |  |  |  | Dry |  | 2016-10-06
52565 | PCB congener 156, biota, tissue, recoverable, dry weight, micrograms per kilogram | 2,3,3',4,4',5-Hexachlorobiphenyl | ug/kg | Recoverable |  |  |  | Dry |  | 2016-10-06
52566 | PCB congener 31, biota, tissue, recoverable, dry weight, micrograms per kilogram | 2,4',5-Trichlorobiphenyl | ug/kg | Recoverable |  |  |  | Dry |  | 2016-10-06
52567 | Photomirex, biota, tissue, recoverable, dry weight, micrograms per kilogram | Photomirex | ug/kg | Recoverable |  |  |  | Dry |  | 2016-10-06
52568 | PCB congener 101, biota, tissue, recoverable, dry weight, micrograms per kilogram | 2,2',4,5,5'-Pentachlorobiphenyl | ug/kg | Recoverable |  |  |  | Dry |  | 2016-10-06
52569 | PCB congener 105, biota, tissue, recoverable, dry weight, micrograms per kilogram | 2,3,3',4,4'-Pentachlorobiphenyl | ug/kg | Recoverable |  |  |  | Dry |  | 2016-10-06
52570 | PCB congener 110, biota, tissue, recoverable, dry weight, micrograms per kilogram | 2,3,3',4',6-Pentachlorobiphenyl | ug/kg | Recoverable |  |  |  | Dry |  | 2016-10-06
52571 | PCB congener 118, biota, tissue, recoverable, dry weight, micrograms per kilogram | 2,3',4,4',5-Pentachlorobiphenyl | ug/kg | Recoverable |  |  |  | Dry |  | 2016-10-06
52572 | PCB congener 126, biota, tissue, recoverable, dry weight, micrograms per kilogram | 3,3',4,4',5-Pentachlorobiphenyl | ug/kg | Recoverable |  |  |  | Dry |  | 2016-10-06
52573 | PCB congener 128, biota, tissue, recoverable, dry weight, micrograms per kilogram | 2,2',3,3',4,4'-Hexachlorobiphenyl | ug/kg | Recoverable |  |  |  | Dry |  | 2016-10-06
52574 | PCB congener 138, biota, tissue, recoverable, dry weight, micrograms per kilogram | 2,2',3,4,4',5'-Hexachlorobiphenyl | ug/kg | Recoverable |  |  |  | Dry |  | 2016-10-06
52575 | PCB congener 149, biota, tissue, recoverable, dry weight, micrograms per kilogram | 2,2',3,4',5',6-Hexachlorobiphenyl | ug/kg | Recoverable |  |  |  | Dry |  | 2016-10-06
52576 | PCB congener 151, biota, tissue, recoverable, dry weight, micrograms per kilogram | 2,2',3,5,5',6-Hexachlorobiphenyl | ug/kg | Recoverable |  |  |  | Dry |  | 2016-10-06
52577 | PCB congeners 132 plus 153, biota, tissue, recoverable, dry weight, micrograms per kilogram | PCB-132/153 | ug/kg | Recoverable |  |  |  | Dry |  | 2016-10-06
52578 | PCB congener 169, biota, tissue, recoverable, dry weight, micrograms per kilogram | 3,3',4,4',5,5'-Hexachlorobiphenyl | ug/kg | Recoverable |  |  |  | Dry |  | 2016-10-06
52579 | PCB congener 170, biota, tissue, recoverable, dry weight, micrograms per kilogram | 2,2',3,3',4,4',5-Heptachlorobiphenyl | ug/kg | Recoverable |  |  |  | Dry |  | 2016-10-06
52580 | PCB congener 18, biota, tissue, recoverable, dry weight, micrograms per kilogram | 2,2',5-Trichlorobiphenyl | ug/kg | Recoverable |  |  |  | Dry |  | 2016-10-06
52581 | PCB congener 180, biota, tissue, recoverable, dry weight, micrograms per kilogram | 2,2',3,4,4',5,5'-Heptachlorobiphenyl | ug/kg | Recoverable |  |  |  | Dry |  | 2016-10-06
52582 | PCB congener 183, biota, tissue, recoverable, dry weight, micrograms per kilogram | 2,2',3,4,4',5',6-Heptachlorobiphenyl | ug/kg | Recoverable |  |  |  | Dry |  | 2016-10-06
52583 | PCB congener 187, biota, tissue, recoverable, dry weight, micrograms per kilogram | 2,2',3,4',5,5',6-Heptachlorobiphenyl | ug/kg | Recoverable |  |  |  | Dry |  | 2016-10-06
52584 | PCB congener 194, biota, tissue, recoverable, dry weight, micrograms per kilogram | 2,2',3,3',4,4',5,5'-Octachlorobiphenyl | ug/kg | Recoverable |  |  |  | Dry |  | 2016-10-06
52585 | PCB congener 195, biota, tissue, recoverable, dry weight, micrograms per kilogram | 2,2',3,3',4,4',5,6-Octachlorobiphenyl | ug/kg | Recoverable |  |  |  | Dry |  | 2016-10-06
52586 | PCB congener 199, biota, tissue, recoverable, dry weight, micrograms per kilogram | 2,2',3,3',4,5,5',6'-Octachlorobiphenyl | ug/kg | Recoverable |  |  |  | Dry |  | 2016-10-06
52587 | PCB congener 206, biota, tissue, recoverable, dry weight, micrograms per kilogram | 2,2',3,3',4,4',5,5',6-Nonachlorobiphenyl | ug/kg | Recoverable |  |  |  | Dry |  | 2016-10-06
52588 | PCB congener 209, biota, tissue, recoverable, dry weight, micrograms per kilogram | Decachlorobiphenyl | ug/kg | Recoverable |  |  |  | Dry |  | 2016-10-06
52589 | PCB congener 28, biota, tissue, recoverable, dry weight, micrograms per kilogram | 2,4,4'-Trichlorobiphenyl | ug/kg | Recoverable |  |  |  | Dry |  | 2016-10-06
52590 | PCB congener 44, biota, tissue, recoverable, dry weight, micrograms per kilogram | 2,2',3,5'-Tetrachlorobiphenyl | ug/kg | Recoverable |  |  |  | Dry |  | 2016-10-06
52591 | PCB congener 49, biota, tissue, recoverable, dry weight, micrograms per kilogram | 2,2',4,5'-Tetrachlorobiphenyl | ug/kg | Recoverable |  |  |  | Dry |  | 2016-10-06
52592 | PCB congener 52, biota, tissue, recoverable, dry weight, micrograms per kilogram | 2,2',5,5'-Tetrachlorobiphenyl | ug/kg | Recoverable |  |  |  | Dry |  | 2016-10-06
52593 | PCB congener 66, biota, tissue, recoverable, dry weight, micrograms per kilogram | 2,3',4,4'-Tetrachlorobiphenyl | ug/kg | Recoverable |  |  |  | Dry |  | 2016-10-06
52594 | PCB congener 77, biota, tissue, recoverable, dry weight, micrograms per kilogram | 3,3',4,4'-Tetrachlorobiphenyl | ug/kg | Recoverable |  |  |  | Dry |  | 2016-10-06
52595 | PCB congener 8, biota, tissue, recoverable, dry weight, micrograms per kilogram | 2,4'-Dichlorobiphenyl | ug/kg | Recoverable |  |  |  | Dry |  | 2016-10-06
52596 | PCB congener 87, biota, tissue, recoverable, dry weight, micrograms per kilogram | 2,2',3,4,5'-Pentachlorobiphenyl | ug/kg | Recoverable |  |  |  | Dry |  | 2016-10-06
52597 | PCB congener 95, biota, tissue, recoverable, dry weight, micrograms per kilogram | 2,2',3,5',6-Pentachlorobiphenyl | ug/kg | Recoverable |  |  |  | Dry |  | 2016-10-06
52598 | PCB congener 99, biota, tissue, recoverable, dry weight, micrograms per kilogram | 2,2',4,4',5-Pentachlorobiphenyl | ug/kg | Recoverable |  |  |  | Dry |  | 2016-10-06
52599 | alpha-HCH, biota, tissue, recoverable, dry weight, micrograms per kilogram | alpha-HCH (aLindane) | ug/kg | Recoverable |  |  |  | Dry |  | 2020-01-21
52600 | beta-HCH, biota, tissue, recoverable, dry weight, micrograms per kilogram | Benzene Hexachloride, Beta (BHC) | ug/kg | Recoverable |  |  |  | Dry |  | 2020-01-21
52601 | Lindane, biota, tissue, recoverable, dry weight, micrograms per kilogram | Lindane | ug/kg | Recoverable |  |  |  | Dry |  | 2016-10-06
52602 | Heptachlor, biota, tissue, recoverable, dry weight, micrograms per kilogram | Heptachlor | ug/kg | Recoverable |  |  |  | Dry |  | 2016-10-06
52603 | Heptachlor epoxide, biota, tissue, recoverable, dry weight, micrograms per kilogram | Heptachlor epoxide | ug/kg | Recoverable |  |  |  | Dry |  | 2016-10-06
52604 | cis-Chlordane, biota, tissue, recoverable, dry weight, micrograms per kilogram | cis-Chlordane | ug/kg | Recoverable |  |  |  | Dry |  | 2016-10-06
52605 | gamma-Chlordane, biota, tissue, recoverable, dry weight, micrograms per kilogram | 2,2,4,5,6,7,8,8-Octachloro-2,3,3a,4,7,7a-hexahydro-4,7-methano-1H-indene | ug/kg | Recoverable |  |  |  | Dry |  | 2016-10-06
52606 | cis-Nonachlor, biota, tissue, recoverable, dry weight, micrograms per kilogram | cis-Nonachlor | ug/kg | Recoverable |  |  |  | Dry |  | 2016-10-06
52607 | trans-Nonachlor, biota, tissue, recoverable, dry weight, micrograms per kilogram | trans-Nonachlor | ug/kg | Recoverable |  |  |  | Dry |  | 2016-10-06
52608 | Aldrin, biota, tissue, recoverable, dry weight, micrograms per kilogram | Aldrin | ug/kg | Recoverable |  |  |  | Dry |  | 2016-10-06
52609 | Dieldrin, biota, tissue, recoverable, dry weight, micrograms per kilogram | Dieldrin | ug/kg | Recoverable |  |  |  | Dry |  | 2016-10-06
52610 | Endrin, biota, tissue, recoverable, dry weight, micrograms per kilogram | Endrin | ug/kg | Recoverable |  |  |  | Dry |  | 2016-10-06
52611 | alpha-Endosulfan, biota, tissue, recoverable, dry weight, micrograms per kilogram | .alpha.-Endosulfan | ug/kg | Recoverable |  |  |  | Dry |  | 2016-10-06
52612 | beta-Endosulfan, biota, tissue, recoverable, dry weight, micrograms per kilogram | .beta.-Endosulfan | ug/kg | Recoverable |  |  |  | Dry |  | 2016-10-06
52613 | Endosulfan sulfate, biota, tissue, recoverable, dry weight, micrograms per kilogram | Endosulfan sulfate | ug/kg | Recoverable |  |  |  | Dry |  | 2016-10-06
52614 | o,p'-DDE, biota, tissue, recoverable, dry weight, micrograms per kilogram | o,p'-DDE | ug/kg | Recoverable |  |  |  | Dry |  | 2016-10-06
52615 | p,p'-DDE, biota, tissue, recoverable, dry weight, micrograms per kilogram | p,p'-DDE | ug/kg | Recoverable |  |  |  | Dry |  | 2016-10-06
52616 | o,p'-DDD, biota, tissue, recoverable, dry weight, micrograms per kilogram | o,p'-DDD | ug/kg | Recoverable |  |  |  | Dry |  | 2016-10-06
52617 | p,p'-DDD, biota, tissue, recoverable, dry weight, micrograms per kilogram | p,p'-DDD | ug/kg | Recoverable |  |  |  | Dry |  | 2016-10-06
52618 | o,p'-DDT, biota, tissue, recoverable, dry weight, micrograms per kilogram | o,p'-DDT | ug/kg | Recoverable |  |  |  | Dry |  | 2016-10-06
52619 | p,p'-DDT, biota, tissue, recoverable, dry weight, micrograms per kilogram | p,p'-DDT | ug/kg | Recoverable |  |  |  | Dry |  | 2016-10-06
52620 | Mirex, biota, tissue, recoverable, dry weight, micrograms per kilogram | Mirex | ug/kg | Recoverable |  |  |  | Dry |  | 2016-10-06
52621 | Octachlorostyrene, biota, tissue, recoverable, dry weight, micrograms per kilogram | Octachlorostyrene | ug/kg | Recoverable |  |  |  | Dry |  | 2016-10-06
52622 | PCB congeners 132 plus 153, bed sediment smaller than 2 millimeters, wet sieved (native water), field, recoverable, dry weight, micrograms per kilogram | PCB-132/153 | ug/kg | Bed Sediment |  |  |  | Wet | < 2 mm | 2018-10-09
52623 | BDE congeners 49 plus 71, bed sediment smaller than 2 millimeters, wet sieved (native water), field, recoverable, dry weight, micrograms per kilogram | BDE-49/71 | ug/kg | Bed Sediment |  |  |  | Wet | < 2 mm | 2018-10-09
52624 | Dibenzo[a,c]anthracene plus dibenzo[a,h]anthracene, bed sediment smaller than 2 millimeters, wet sieved (native water), field, recoverable, dry weight, micrograms per kil | Dibenzo[a,c]anthracene plus dibenzo[a,h]anthracene | ug/kg | Bed Sediment |  |  |  | Wet | < 2 mm | 2020-01-21
52626 | Phosphorus, soil, total, dry weight, milligrams per kilogram as phosphorus | Phosphorus | mg/kg as P | Total |  |  |  | Dry |  | 2016-10-06
52627 | Phosphorus, solids, total, dry weight, milligrams per kilogram as phosphorus | Phosphorus | mg/kg as P | Total |  |  |  | Dry |  | 2016-10-06
52628 | Organic carbon, bed sediment, dry weight, milligrams per kilogram | Organic carbon | mg/kg | Bed Sediment |  |  |  | Dry |  | 2016-10-06
52629 | Oil and grease, soil, hexane extraction, recoverable, dry weight, milligrams per kilogram | Oil and Grease | mg/kg | Recoverable |  |  |  | Dry |  | 2016-10-06
52630 | Petroleum hydrocarbons, bed sediment, recoverable, dry weight, milligrams per kilogram | C23-C32 Hydrocarbons | mg/kg | Bed Sediment |  |  |  | Dry |  | 2020-01-21
52631 | BDE congeners 49 plus 71, biota, tissue, recoverable, wet weight, micrograms per kilogram | BDE-49/71 | ug/kg | Recoverable |  |  |  | Wet |  | 2016-10-06
52632 | Iron(III), water, unfiltered, milligrams per liter | Ferric ion | mg/l | Total | [5 empty] | 2016-10-06
52633 | Orthophosphate, bed sediment, total, dry weight, milligrams per kilogram as PO4 | Orthophosphate | mg/kg PO4 | Bed Sediment | [5 empty] | 2016-10-06
52634 | Orthophosphate, solids, total, dry weight, milligrams per kilogram as PO4 | Orthophosphate | mg/kg PO4 | [6 empty] | 2016-10-06
52635 | Phosphorus, water, unfiltered, total, milligrams per liter as phosphorus | Phosphorus | mg/l as P | Total | [5 empty] | 2019-07-15
52641 | Perfluoroundecanoic acid, water, unfiltered, recoverable, nanograms per liter | Perfluoroundecanoic acid | ng/l | Recoverable | [5 empty] | 2016-10-06
52642 | Perfluorohexadecanoic acid, water, unfiltered, recoverable, nanograms per liter | Perfluoropalmitic acid | ng/l | Recoverable | [5 empty] | 2020-01-21
52643 | Perfluorooctadecanoic acid, water, unfiltered, recoverable, nanograms per liter | Perfluorooctadecanoic acid | ng/l | Recoverable | [5 empty] | 2016-10-06
52644 | Perfluorooctanesulfonate, water, unfiltered, recoverable, nanograms per liter | Perfluorooctane sulfonic acid | ng/l | Recoverable | [5 empty] | 2016-10-06
52645 | Fenpyrazamine, water, filtered, recoverable, nanograms per liter | Fenpyrazamine | ng/l | Dissolved | [5 empty] | 2016-10-06
52646 | Fluopyram, water, filtered, recoverable, nanograms per liter | Fluopyram | ng/l | Dissolved | [5 empty] | 2016-10-06
52647 | Penflufen, water, filtered, recoverable, nanograms per liter | Penflufen | ng/l | Dissolved | [5 empty] | 2016-10-06
52648 | Sedaxane, water, filtered, recoverable, nanograms per liter | Sedaxane | ng/l | Dissolved | [5 empty] | 2016-10-06
52649 | Dichlobenil, water, filtered, recoverable, nanograms per liter | Dichlobenil | ng/l | Dissolved | [5 empty] | 2016-10-06
52650 | Tribenuron-methyl, water, filtered, recoverable, nanograms per liter | Tribenuron-methyl | ng/l | Dissolved | [5 empty] | 2016-10-06
52651 | Aminocyclopyrachlor, water, filtered, recoverable, nanograms per liter | Aminocyclopyrachlor | ng/l | Dissolved | [5 empty] | 2016-10-06
52652 | Benzovindiflupyr, water, filtered, recoverable, nanograms per liter | Benzovindiflupyr | ng/l | Dissolved | [5 empty] | 2016-10-06
52653 | Bicyclopyrone, water, filtered, recoverable, nanograms per liter | Bicyclopyrone | ng/l | Dissolved | [5 empty] | 2016-10-06
52654 | Fomesafen, water, filtered, recoverable, nanograms per liter | Fomesafen | ng/l | Dissolved | [5 empty] | 2016-10-06
52655 | Imazosulfuron, water, filtered, recoverable, nanograms per liter | Imazosulfuron | ng/l | Dissolved | [5 empty] | 2016-10-06
52656 | 2,6-Dichlorobenzamide, water, filtered, recoverable, nanograms per liter | 2,6-Dichlorobenzamide | ng/l | Dissolved | [5 empty] | 2016-10-06
52657 | Sulfoxaflor, water, filtered, recoverable, nanograms per liter | Sulfoxaflor | ng/l | Dissolved | [5 empty] | 2016-10-06
52658 | Chromium(VI), water, unfiltered, milligrams per liter as Cr | Chromium(VI) | mg/l as Cr | Total | [5 empty] | 2017-04-20
52660 | N-(2-chloro-5-thiazolyl methyl)-N'-nitroguanidine (TZNG), water, filtered, recoverable, nanograms per liter | N-(2-chloro-5-thiazolyl methyl)-N'-nitroguanidine | ng/l | Dissolved | [5 empty] | 2016-10-06
52661 | N-(2-chlorothiazol-5-ylmethy1)-N'-methylguanidine (TMG), water, filtered, recoverable, nanograms per liter | N-(2-chlorothiazol-5-ylmethy1)-N'-methylguanidine | ng/l | Dissolved | [5 empty] | 2016-10-06
52665 | Dimethyl disulfide (DMDS), water, filtered, recoverable, nanograms per liter | Methyl disulfide | ng/l | Dissolved | [5 empty] | 2016-10-06
52666 | Inorganic carbon in bed sediment, dry weight, milligrams per kilogram | Inorganic carbon | mg/kg | Bed Sediment |  |  |  | Dry |  | 2016-10-06
52668 | Mercury, suspended sediment, total, dry weight, micrograms per kilogram | Mercury | ug/kg | Suspended |  |  |  | Dry |  | 2016-10-06
52669 | Methylmercury, suspended sediment, dry weight, micrograms per kilogram | Methylmercury(1+) | ug/kg | Suspended |  |  |  | Dry |  | 2016-10-06
52671 | Reactive divalent inorganic mercury (Hg(II)R), solids, dry weight, micrograms per kilogram | Mercury | ug/kg |  |  |  |  | Dry |  | 2016-10-06
52673 | Iron(II), solids, extracted by 0.5 M HCl, dry weight, grams per kilogram | Ferrous ion | g/kg |  |  |  |  | Dry |  | 2016-10-06
52674 | Iron(III), solids, extracted by 0.5 M HCl plus hydroxylamine, dry weight, grams per kilogram | Ferric ion | g/kg |  |  |  |  | Dry |  | 2016-10-06
52675 | Iron(III), solids, extracted by sodium citrate plus sodium dithionite, dry weight, grams per kilogram | Ferric ion | g/kg |  |  |  |  | Dry |  | 2016-10-06
52676 | Iron(II), solids smaller than 2 millimeters, extracted by 0.5 M HCl, dry weight, grams per kilogram | Ferrous ion | g/kg |  |  |  |  | Dry | < 2 mm | 2018-10-09
52677 | Iron(III), solids smaller than 2 millimeters, extracted by 0.5 M HCl plus hydroxylamine, dry weight, grams per kilogram | Ferric ion | g/kg |  |  |  |  | Dry | < 2 mm | 2018-10-09
52678 | Iron(III), solids smaller than 2 millimeters, extracted by sodium citrate plus sodium dithionite, dry weight, grams per kilogram | Ferric ion | g/kg |  |  |  |  | Dry | < 2 mm | 2018-10-09
52679 | Iron(II), solids smaller than 0.063 millimeters, extracted by 0.5 M HCl, dry weight, grams per kilogram | Ferrous ion | g/kg |  |  |  |  | Dry | <0.063 mm | 2016-10-06
52680 | Iron(III), solids smaller than 0.063 millimeters, extracted by 0.5 M HCl plus hydroxylamine, dry weight, grams per kilogram | Ferric ion | g/kg |  |  |  |  | Dry | <0.063 mm | 2016-10-06
52681 | Iron(III), solids smaller than 0.063 millimeters, extracted by sodium citrate plus sodium dithionite, dry weight, grams per kilogram | Ferric ion | g/kg |  |  |  |  | Dry | <0.063 mm | 2016-10-06
52682 | Sulfate, water, filtered, micromoles per liter | Sulfate | umol/L | Dissolved | [5 empty] | 2016-10-06
52683 | Chloride, water, filtered, millimoles per liter | Chloride | mmol/L | Dissolved | [5 empty] | 2018-01-05
52684 | Sulfide, water, filtered, micromoles per liter | Sulfide | umol/L | Dissolved | [5 empty] | 2016-10-06
52685 | Mercury, biota, tissue, recoverable, wet weight, micrograms per kilogram | Mercury | ug/kg | Recoverable |  |  |  | Wet |  | 2016-10-06
52686 | Cylindrospermopsin, water, unfiltered, recoverable, micrograms per liter | Cylindrospermopsin | ug/l | Recoverable | [5 empty] | 2016-10-06
52687 | Domoic acid, water, unfiltered, recoverable, micrograms per liter | Domoic acid | ug/l | Recoverable | [5 empty] | 2016-10-06
52688 | Microcystin LA, water, unfiltered, recoverable, micrograms per liter | Microcystin LA | ug/l | Recoverable | [5 empty] | 2016-10-06
52689 | Microcystin LY, water, unfiltered, recoverable, micrograms per liter | Microcystin LY | ug/l | Recoverable | [5 empty] | 2016-10-06
52690 | Microcystin HtYR, water, unfiltered, recoverable, micrograms per liter | Microcystin HtYR | ug/l | Recoverable | [5 empty] | 2016-10-06
52691 | Microcystin WR, water, unfiltered, recoverable, micrograms per liter | Microcystin WR | ug/l | Recoverable | [5 empty] | 2016-10-06
52692 | Microcystin RR, water, unfiltered, recoverable, micrograms per liter | Microcystin RR | ug/l | Recoverable | [5 empty] | 2016-10-06
52693 | Microcystin YR, water, unfiltered, recoverable, micrograms per liter | Microcystin YR | ug/l | Recoverable | [5 empty] | 2016-10-06
52694 | Microcystin LF, water, unfiltered, recoverable, micrograms per liter | Microcystin LF | ug/l | Recoverable | [5 empty] | 2016-10-06
52695 | Microcystin LW, water, unfiltered, recoverable, micrograms per liter | Microcystin LW | ug/l | Recoverable | [5 empty] | 2016-10-06
52696 | Nodularin, water, unfiltered, recoverable, micrograms per liter | Nodularin | ug/l | Recoverable | [5 empty] | 2016-10-06
52697 | Okadaic acid, water, unfiltered, recoverable, micrograms per liter | Okadaic acid | ug/l | Recoverable | [5 empty] | 2016-10-06
52698 | Europium, bed sediment, total digestion, dry weight, milligrams per kilogram | Europium | mg/kg | Bed Sediment |  |  |  | Dry |  | 2016-10-06
52699 | Gadolinium, bed sediment, total digestion, dry weight, milligrams per kilogram | Gadolinium | mg/kg | Bed Sediment |  |  |  | Dry |  | 2016-10-06
52700 | Hafnium, bed sediment, total digestion, dry weight, milligrams per kilogram | Hafnium | mg/kg | Bed Sediment |  |  |  | Dry |  | 2016-10-06
52701 | Holmium, bed sediment, total digestion, dry weight, milligrams per kilogram | Holmium | mg/kg | Bed Sediment |  |  |  | Dry |  | 2016-10-06
52702 | Magnesium, bed sediment, total digestion, dry weight, milligrams per kilogram | Magnesium | mg/kg | Bed Sediment |  |  |  | Dry |  | 2016-10-06
52703 | Neodymium, bed sediment, total digestion, dry weight, milligrams per kilogram | Neodymium | mg/kg | Bed Sediment |  |  |  | Dry |  | 2016-10-06
52704 | Potassium, bed sediment, total digestion, dry weight, milligrams per kilogram | Potassium | mg/kg | Bed Sediment |  |  |  | Dry |  | 2016-10-06
52705 | Praseodymium, bed sediment, total digestion, dry weight, milligrams per kilogram | Praseodymium | mg/kg | Bed Sediment |  |  |  | Dry |  | 2016-10-06
52706 | Samarium, bed sediment, total digestion, dry weight, milligrams per kilogram | Samarium | mg/kg | Bed Sediment |  |  |  | Dry |  | 2016-10-06
52707 | Sodium, bed sediment, total digestion, dry weight, milligrams per kilogram | Sodium | mg/kg | Bed Sediment |  |  |  | Dry |  | 2016-10-06
52708 | Tantalum, bed sediment, total digestion, dry weight, milligrams per kilogram | Tantalum | mg/kg | Bed Sediment |  |  |  | Dry |  | 2016-10-06
52709 | Terbium, bed sediment, total digestion, dry weight, milligrams per kilogram | Terbium | mg/kg | Bed Sediment |  |  |  | Dry |  | 2016-10-06
52710 | Thorium, bed sediment, total digestion, dry weight, milligrams per kilogram | Thorium-232 | mg/kg | Bed Sediment |  |  |  | Dry |  | 2016-10-06
52711 | Thulium, bed sediment, total digestion, dry weight, milligrams per kilogram | Thulium | mg/kg | Bed Sediment |  |  |  | Dry |  | 2016-10-06
52712 | Ytterbium, bed sediment, total digestion, dry weight, milligrams per kilogram | Ytterbium | mg/kg | Bed Sediment |  |  |  | Dry |  | 2016-10-06
52713 | Calcium, bed sediment, total digestion, dry weight, milligrams per kilogram | Calcium | mg/kg | Bed Sediment |  |  |  | Dry |  | 2016-10-06
52714 | Lanthanum, bed sediment, total digestion, dry weight, milligrams per kilogram | Lanthanum | mg/kg | Bed Sediment |  |  |  | Dry |  | 2016-10-06
52715 | Rubidium, bed sediment, total digestion, dry weight, milligrams per kilogram | Rubidium | mg/kg | Bed Sediment |  |  |  | Dry |  | 2016-10-06
52716 | Dysprosium, bed sediment, total digestion, dry weight, milligrams per kilogram | Dysprosium | mg/kg | Bed Sediment |  |  |  | Dry |  | 2016-10-06
52717 | Erbium, bed sediment, total digestion, dry weight, milligrams per kilogram | Erbium | mg/kg | Bed Sediment |  |  |  | Dry |  | 2016-10-06
52718 | Calcium, biota, tissue, total digestion, dry weight, milligrams per kilogram | Calcium | mg/kg | Total |  |  |  | Dry |  | 2016-10-06
52719 | Magnesium, biota, tissue, total digestion, dry weight, milligrams per kilogram | Magnesium | mg/kg | Total |  |  |  | Dry |  | 2016-10-06
52720 | Potassium, biota, tissue, total digestion, dry weight, milligrams per kilogram | Potassium | mg/kg | Total |  |  |  | Dry |  | 2016-10-06
52721 | Sodium, biota, tissue, total digestion, dry weight, milligrams per kilogram | Sodium | mg/kg | Total |  |  |  | Dry |  | 2016-10-06
52722 | Thorium, biota, tissue, total digestion, dry weight, milligrams per kilogram | Thorium-232 | mg/kg | Total |  |  |  | Dry |  | 2016-10-06
52723 | Solids, percent smaller than 0.00038 millimeters | Solids | % | [5 empty] | <.00038mm | 2017-01-05
52724 | Solids, percent smaller than 0.0006 millimeters | Solids | % | [5 empty] | <0.0006mm | 2017-01-05
52725 | Solids, percent smaller than 0.0007 millimeters | Solids | % | [5 empty] | <0.0007mm | 2017-01-05
52726 | Solids, percent smaller than 0.0008 millimeters | Solids | % | [5 empty] | <0.0008mm | 2017-01-05
52727 | Solids, percent smaller than 0.0012 millimeters | Solids | % | [5 empty] | <0.0012mm | 2017-01-05
52728 | Solids, percent smaller than 0.0014 millimeters | Solids | % | [5 empty] | <0.0014mm | 2017-01-05
52729 | Solids, percent smaller than 0.0016 millimeters | Solids | % | [5 empty] | <0.0016mm | 2017-01-05
52730 | Solids, percent smaller than 0.0023 millimeters | Solids | % | [5 empty] | <0.0023mm | 2017-01-05
52731 | Solids, percent smaller than 0.0028 millimeters | Solids | % | [5 empty] | <0.0028mm | 2017-01-05
52732 | Solids, percent smaller than 0.0033 millimeters | Solids | % | [5 empty] | <0.0033mm | 2017-01-05
52733 | Solids, percent smaller than 0.005 millimeters | Solids | % | [5 empty] | <0.005 mm | 2017-01-05
52734 | Solids, percent smaller than 0.006 millimeters | Solids | % | [5 empty] | <0.006 mm | 2017-01-05
52735 | Solids, percent smaller than 0.007 millimeters | Solids | % | [5 empty] | <0.007 mm | 2017-01-05
52736 | Solids, percent smaller than 0.009 millimeters | Solids | % | [5 empty] | <0.009 mm | 2017-01-05
52737 | Solids, percent smaller than 0.011 millimeters | Solids | % | [5 empty] | <0.011 mm | 2017-01-05
52738 | Solids, percent smaller than 0.013 millimeters | Solids | % | [5 empty] | <0.013 mm | 2017-01-05
52739 | Solids, percent smaller than 0.019 millimeters | Solids | % | [5 empty] | <0.019 mm | 2017-01-05
52740 | Solids, percent smaller than 0.022 millimeters | Solids | % | [5 empty] | <0.022 mm | 2017-01-05
52741 | Solids, percent smaller than 0.026 millimeters | Solids | % | [5 empty] | <0.026 mm | 2017-01-05
52742 | Solids, percent smaller than 0.037 millimeters | Solids | % | [5 empty] | <0.037 mm | 2017-01-05
52743 | Solids, percent smaller than 0.044 millimeters | Solids | % | [5 empty] | <0.044 mm | 2017-01-05
52744 | Solids, percent smaller than 0.053 millimeters | Solids | % | [5 empty] | <0.053 mm | 2017-01-05
52745 | Solids, percent smaller than 0.074 millimeters | Solids | % | [5 empty] | <0.074 mm | 2017-01-05
52746 | Solids, percent smaller than 0.088 millimeters | Solids | % | [5 empty] | <0.088 mm | 2017-01-05
52747 | Solids, percent smaller than 0.105 millimeters | Solids | % | [5 empty] | <0.105 mm | 2017-01-05
52748 | Solids, percent smaller than 0.149 millimeters | Solids | % | [5 empty] | <0.149 mm | 2017-01-05
52749 | Solids, percent smaller than 0.177 millimeters | Solids | % | [5 empty] | <0.177 mm | 2017-01-05
52750 | Solids, percent smaller than 0.210 millimeters | Solids | % | [5 empty] | <0.210 mm | 2017-01-05
52751 | Solids, percent smaller than 0.297 millimeters | Solids | % | [5 empty] | <0.297 mm | 2017-01-05
52752 | Solids, percent smaller than 0.354 millimeters | Solids | % | [5 empty] | <0.354 mm | 2017-01-05
52753 | Solids, percent smaller than 0.420 millimeters | Solids | % | [5 empty] | <0.420 mm | 2017-01-05
52754 | Solids, percent smaller than 0.595 millimeters | Solids | % | [5 empty] | <0.595 mm | 2017-01-05
52755 | Solids, percent smaller than 0.707 millimeters | Solids | % | [5 empty] | <0.707 mm | 2017-01-05
52756 | Solids, percent smaller than 0.841 millimeters | Solids | % | [5 empty] | <0.841 mm | 2017-01-05
52757 | Solids, percent smaller than 1.189 millimeters | Solids | % | [5 empty] | <1.189 mm | 2017-01-05
52758 | Solids, percent smaller than 1.414 millimeters | Solids | % | [5 empty] | <1.414 mm | 2017-01-05
52759 | Solids, percent smaller than 1.682 millimeters | Solids | % | [5 empty] | <1.682 mm | 2017-01-05
52760 | Organic nitrogen, soil, recoverable, dry weight, percent | Organic Nitrogen | % | Recoverable |  |  |  | Dry |  | 2016-10-06
52761 | Fluopyram, water, filtered, recoverable, nanograms per liter | Fluopyram | ng/l | Dissolved | [5 empty] | 2016-10-06
52762 | Ipconazole, water, filtered, recoverable, nanograms per liter | Ipconazole | ng/l | Dissolved | [5 empty] | 2016-10-06
52763 | Nitrapyrin, water, filtered, recoverable, nanograms per liter | Nitrapyrin | ng/l | Dissolved | [5 empty] | 2016-10-06
52764 | Flupyradifurone, water, filtered, recoverable, nanograms per liter | Flupyradifurone | ng/l | Dissolved | [5 empty] | 2016-10-06
52765 | Carboxin, water, filtered, recoverable, nanograms per liter | Carboxin | ng/l | Dissolved | [5 empty] | 2016-10-06
52766 | Oxathiapiprolin, water, filtered, recoverable, nanograms per liter | Oxathiapiprolin | ng/l | Dissolved | [5 empty] | 2016-10-06
52767 | Sulfoxaflor, water, filtered, recoverable, nanograms per liter | Sulfoxaflor | ng/l | Dissolved | [5 empty] | 2016-10-06
52768 | Tricyclazole, water, filtered, recoverable, nanograms per liter | Tricyclazole | ng/l | Dissolved | [5 empty] | 2016-10-06
52769 | Penthiopyrad, water, filtered, recoverable, nanograms per liter | Penthiopyrad | ng/l | Dissolved | [5 empty] | 2016-10-06
52770 | Solids, dry weight, percent of wet weight | Total solids | % |  |  |  |  | Dry |  | 2017-04-20
52773 | Antimony, water, filtered, milligrams per liter | Antimony | mg/l | Dissolved | [5 empty] | 2016-10-06
52774 | Arsenic, water, filtered, milligrams per liter | Arsenic | mg/l | Dissolved | [5 empty] | 2016-10-06
52775 | Cadmium, water, filtered, milligrams per liter | Cadmium | mg/l | Dissolved | [5 empty] | 2016-10-06
52776 | Copper, water, filtered, milligrams per liter | Copper | mg/l | Dissolved | [5 empty] | 2016-10-06
52777 | Iron, water, filtered, milligrams per liter | Iron | mg/l | Dissolved | [5 empty] | 2016-10-06
52778 | Lead, water, filtered, milligrams per liter | Lead | mg/l | Dissolved | [5 empty] | 2016-10-06
52779 | Manganese, water, filtered, milligrams per liter | Manganese | mg/l | Dissolved | [5 empty] | 2016-10-06
52780 | Zinc, water, filtered, milligrams per liter | Zinc | mg/l | Dissolved | [5 empty] | 2016-10-06
52781 | Mercury, water, filtered, milligrams per liter | Mercury | mg/l | Dissolved | [5 empty] | 2016-10-06
52782 | Imidacloprid-olefin, water, filtered, recoverable, nanograms per liter | Imidacloprid-olefin | ng/l | Dissolved | [5 empty] | 2016-10-06
52783 | Vilazodone, water, filtered, recoverable, nanograms per liter | Vilazodone | ng/l | Dissolved | [5 empty] | 2016-10-06
52784 | 5-Hydroxyvalproic acid, water, filtered, recoverable, nanograms per liter | 5-Hydroxyvalproic acid | ng/l | Dissolved | [5 empty] | 2016-10-06
52785 | Lamotrigine, water, filtered, recoverable, nanograms per liter | Lamotrigine | ng/l | Dissolved | [5 empty] | 2016-10-06
52786 | Perindopril, water, filtered, recoverable, nanograms per liter | Perindopril | ng/l | Dissolved | [5 empty] | 2016-10-06
52787 | Levothyroxine, water, filtered, recoverable, nanograms per liter | Thyroxine | ng/l | Dissolved | [5 empty] | 2017-04-20
52789 | Boron, bed sediment smaller than 62.5 microns, wet sieved, laboratory, total digestion, dry weight, milligrams per kilogram | Boron | mg/kg | Bed Sediment |  |  |  | Dry | <62.5 um | 2016-10-06
52790 | Bismuth, bed sediment smaller than 62.5 microns, wet sieved, laboratory, total digestion, dry weight, milligrams per kilogram | Bismuth | mg/kg | Bed Sediment |  |  |  | Dry | <62.5 um | 2016-10-06
52791 | Cerium, bed sediment smaller than 62.5 microns, wet sieved, laboratory, total digestion, dry weight, milligrams per kilogram | Cerium | mg/kg | Bed Sediment |  |  |  | Dry | <62.5 um | 2016-10-06
52792 | Cesium, bed sediment smaller than 62.5 microns, wet sieved, laboratory, total digestion, dry weight, milligrams per kilogram | Cesium | mg/kg | Bed Sediment |  |  |  | Dry | <62.5 um | 2016-10-06
52793 | Dysprosium, bed sediment smaller than 62.5 microns, wet sieved, laboratory, total digestion, dry weight, milligrams per kilogram | Dysprosium | mg/kg | Bed Sediment |  |  |  | Dry | <62.5 um | 2016-10-06
52794 | Erbium, bed sediment smaller than 62.5 microns, wet sieved, laboratory, total digestion, dry weight, milligrams per kilogram | Erbium | mg/kg | Bed Sediment |  |  |  | Dry | <62.5 um | 2016-10-06
52795 | Europium, bed sediment smaller than 62.5 microns, wet sieved, laboratory, total digestion, dry weight, milligrams per kilogram | Europium | mg/kg | Bed Sediment |  |  |  | Dry | <62.5 um | 2016-10-06
52796 | Gallium, bed sediment smaller than 62.5 microns, wet sieved, laboratory, total digestion, dry weight, milligrams per kilogram | Gallium | mg/kg | Bed Sediment |  |  |  | Dry | <62.5 um | 2016-10-06
52797 | Gadolinium, bed sediment smaller than 62.5 microns, wet sieved, laboratory, total digestion, dry weight, milligrams per kilogram | Gadolinium | mg/kg | Bed Sediment |  |  |  | Dry | <62.5 um | 2016-10-06
52798 | Holmium, bed sediment smaller than 62.5 microns, wet sieved, laboratory, total digestion, dry weight, milligrams per kilogram | Holmium | mg/kg | Bed Sediment |  |  |  | Dry | <62.5 um | 2016-10-06
52799 | Lanthanum, bed sediment smaller than 62.5 microns, wet sieved, laboratory, total digestion, dry weight, milligrams per kilogram | Lanthanum | mg/kg | Bed Sediment |  |  |  | Dry | <62.5 um | 2016-10-06
52800 | Lutetium, bed sediment smaller than 62.5 microns, wet sieved, laboratory, total digestion, dry weight, milligrams per kilogram | Lutetium | mg/kg | Bed Sediment |  |  |  | Dry | <62.5 um | 2016-10-06
52801 | Neodynium, bed sediment smaller than 62.5 microns, wet sieved, laboratory, total digestion, dry weight, milligrams per kilogram | Neodymium | mg/kg | Bed Sediment |  |  |  | Dry | <62.5 um | 2016-10-06
52802 | Praseodymium, bed sediment smaller than 62.5 microns, wet sieved, laboratory, total digestion, dry weight, milligrams per kilogram | Praseodymium | mg/kg | Bed Sediment |  |  |  | Dry | <62.5 um | 2016-10-06
52803 | Rubidium, bed sediment smaller than 62.5 microns, wet sieved, laboratory, total digestion, dry weight, milligrams per kilogram | Rubidium | mg/kg | Bed Sediment |  |  |  | Dry | <62.5 um | 2016-10-06
52804 | Rhenium, bed sediment smaller than 62.5 microns, wet sieved, laboratory, total digestion, dry weight, milligrams per kilogram | Rhenium | mg/kg | Bed Sediment |  |  |  | Dry | <62.5 um | 2016-10-06
52805 | Samarium, bed sediment smaller than 62.5 microns, wet sieved, laboratory, total digestion, dry weight, milligrams per kilogram | Samarium | mg/kg | Bed Sediment |  |  |  | Dry | <62.5 um | 2016-10-06
52806 | Terbium, bed sediment smaller than 62.5 microns, wet sieved, laboratory, total digestion, dry weight, milligrams per kilogram | Terbium | mg/kg | Bed Sediment |  |  |  | Dry | <62.5 um | 2016-10-06
52807 | Tellurium, bed sediment smaller than 62.5 microns, wet sieved, laboratory, total digestion, dry weight, milligrams per kilogram | Tellurium | mg/kg | Bed Sediment |  |  |  | Dry | <62.5 um | 2016-10-06
52808 | Thorium, bed sediment smaller than 62.5 microns, wet sieved, laboratory, total digestion, dry weight, milligrams per kilogram | Thorium-232 | mg/kg | Bed Sediment |  |  |  | Dry | <62.5 um | 2016-10-06
52809 | Thulium, bed sediment smaller than 62.5 microns, wet sieved, laboratory, total digestion, dry weight, milligrams per kilogram | Thulium | mg/kg | Bed Sediment |  |  |  | Dry | <62.5 um | 2016-10-06
52810 | Tungsten, bed sediment smaller than 62.5 microns, wet sieved, laboratory, total digestion, dry weight, milligrams per kilogram | Tungsten | mg/kg | Bed Sediment |  |  |  | Dry | <62.5 um | 2016-10-06
52811 | Yttrium, bed sediment smaller than 62.5 microns, wet sieved, laboratory, total digestion, dry weight, milligrams per kilogram | Yttrium | mg/kg | Bed Sediment |  |  |  | Dry | <62.5 um | 2016-10-06
52812 | Ytterbium, bed sediment smaller than 62.5 microns, wet sieved, laboratory, total digestion, dry weight, milligrams per kilogram | Ytterbium | mg/kg | Bed Sediment |  |  |  | Dry | <62.5 um | 2016-10-06
52813 | Zirconium, bed sediment smaller than 62.5 microns, wet sieved, laboratory, total digestion, dry weight, milligrams per kilogram | Zirconium | mg/kg | Bed Sediment |  |  |  | Dry | <62.5 um | 2016-10-06
52814 | Ractopamine, water, filtered, recoverable, nanograms per liter | Ractopamine | ng/l | Dissolved | [5 empty] | 2016-10-06
52815 | Hexamethylenetetramine, water, filtered, recoverable, nanograms per liter | Hexamethylenetetramine | ng/l | Dissolved | [5 empty] | 2016-10-06
52816 | Guanylurea, water, filtered, recoverable, nanograms per liter | Guanylurea | ng/l | Dissolved | [5 empty] | 2016-10-06
52817 | Gabapentin, water, filtered, recoverable, nanograms per liter | 1-(Aminomethyl)cyclohexaneacetic acid | ng/l | Dissolved | [5 empty] | 2016-10-06
52818 | Vanillin, solids, recoverable, milligrams per 100 milligrams organic carbon | Vanillin | mg/100mgOC | Recoverable | [5 empty] | 2020-01-21
52819 | Acetovanillone, solids, recoverable, milligrams per 100 milligrams organic carbon | Acetovanillone | mg/100mgOC | Recoverable | [5 empty] | 2020-01-21
52820 | Vanillic acid, solids, recoverable, milligrams per 100 milligrams organic carbon | Vanillic acid | mg/100mgOC | Recoverable | [5 empty] | 2020-01-21
52821 | Syringaldehyde, solids, recoverable, milligrams per 100 milligrams organic carbon | Syringaldehyde | mg/100mgOC | Recoverable | [5 empty] | 2020-01-21
52822 | Acetosyringone, solids, recoverable, milligrams per 100 milligrams organic carbon | Acetosyringone | mg/100mgOC | Recoverable | [5 empty] | 2020-01-21
52823 | Syringic acid, solids, recoverable, milligrams per 100 milligrams organic carbon | Syringic acid | mg/100mgOC | Recoverable | [5 empty] | 2020-01-21
52824 | p-Hydroxybenzaldehyde, solids, recoverable, milligrams per 100 milligrams organic carbon | p-Hydroxybenzaldehyde | mg/100mgOC | Recoverable | [5 empty] | 2020-01-21
52825 | p-Hydroxyacetophenone, solids, recoverable, milligrams per 100 milligrams organic carbon | p-Hydroxyacetophenone | mg/100mgOC | Recoverable | [5 empty] | 2020-01-21
52826 | p-Hydroxybenzoic acid, solids, recoverable, milligrams per 100 milligrams organic carbon | p-Hydroxybenzoic acid | mg/100mgOC | Recoverable | [5 empty] | 2020-01-21
52827 | p-Coumaric acid, solids, recoverable, milligrams per 100 milligrams organic carbon | p-Coumaric acid | mg/100mgOC | Recoverable | [5 empty] | 2020-01-21
52828 | Ferulic acid, solids, recoverable, milligrams per 100 milligrams organic carbon | Ferulic acid | mg/100mgOC | Recoverable | [5 empty] | 2020-01-21
52829 | Benzoic acid, solids, recoverable, milligrams per 100 milligrams organic carbon | Benzoic acid | mg/100mgOC | Recoverable | [5 empty] | 2020-01-21
52830 | m-Hydrobenzoic acid, solids, recoverable, milligrams per 100 milligrams organic carbon | m-Hydroxybenzoic acid | mg/100mgOC | Recoverable | [5 empty] | 2020-01-21
52831 | 3,5-Dihydroxybenzoic acid, solids, recoverable, milligrams per 100 milligrams organic carbon | 3,5-Dihydroxybenzoic acid | mg/100mgOC | Recoverable | [5 empty] | 2020-01-21
52832 | (E)-Cinnamic acid, solids, recoverable, milligrams per 100 milligrams organic carbon | trans-Cinnamic acid | mg/100mgOC | Recoverable | [5 empty] | 2020-01-21
52833 | Ethyl-vanillin, solids, recoverable, milligrams per 100 milligrams organic carbon | Ethyl-vanillin | mg/100mgOC | Recoverable | [5 empty] | 2020-01-21
52834 | Trenbolone acetate, water, filtered, recoverable, micrograms per liter | Trenbolone acetate | ug/l | Dissolved | [5 empty] | 2020-01-21
52835 | alpha-Zearalanol, water, filtered, recoverable, micrograms per liter | alpha-Zearalanol | ug/l | Dissolved | [5 empty] | 2020-01-21
52837 | Acenaphthene, soil, recoverable, dry weight, micrograms per kilogram | Acenaphthene | ug/kg | Recoverable |  |  |  | Dry |  | 2020-01-21
52838 | Anthracene, soil, recoverable, dry weight, micrograms per kilogram | Anthracene | ug/kg | Recoverable |  |  |  | Dry |  | 2020-01-21
52839 | Benzo[a]anthracene, soil, recoverable, dry weight, micrograms per kilogram | Benz[a]anthracene | ug/kg | Recoverable |  |  |  | Dry |  | 2020-01-21
52840 | Benzo[a]pyrene, soil, recoverable, dry weight, micrograms per kilogram | Benzo[a]pyrene | ug/kg | Recoverable |  |  |  | Dry |  | 2020-01-21
52841 | Benzo[b]fluoranthene, soil, recoverable, dry weight, micrograms per kilogram | Benzo(b)fluoranthene | ug/kg | Recoverable |  |  |  | Dry |  | 2020-01-21
52842 | Benzo[g,h,i]perylene, soil, recoverable, dry weight, micrograms per kilogram | Benzo[g,h,i]perylene | ug/kg | Recoverable |  |  |  | Dry |  | 2020-01-21
52843 | Benzo[k]fluoranthene, soil, recoverable, dry weight, micrograms per kilogram | Benzo[k]fluoranthene | ug/kg | Recoverable |  |  |  | Dry |  | 2020-01-21
52844 | Chrysene, soil, recoverable, dry weight, micrograms per kilogram | Chrysene | ug/kg | Recoverable |  |  |  | Dry |  | 2020-01-21
52845 | Dibenzo[a,h]anthracene, soil, recoverable, dry weight, micrograms per kilogram | Dibenz[a,h]anthracene | ug/kg | Recoverable |  |  |  | Dry |  | 2020-01-21
52846 | Fluoranthene, soil, recoverable, dry weight, micrograms per kilogram | Fluoranthene | ug/kg | Recoverable |  |  |  | Dry |  | 2020-01-21
52847 | 9H-Fluorene, soil, recoverable, dry weight, micrograms per kilogram | Fluorene | ug/kg | Recoverable |  |  |  | Dry |  | 2020-01-21
52848 | Indeno[1,2,3-cd]pyrene, soil, recoverable, dry weight, micrograms per kilogram | Indeno[1,2,3-cd]pyrene | ug/kg | Recoverable |  |  |  | Dry |  | 2020-01-21
52849 | Phenanthrene, soil, recoverable, dry weight, micrograms per kilogram | Phenanthrene | ug/kg | Recoverable |  |  |  | Dry |  | 2020-01-21
52850 | Pyrene, soil, recoverable, dry weight, micrograms per kilogram | Pyrene | ug/kg | Recoverable |  |  |  | Dry |  | 2020-01-21
52851 | Triclocarban, water, unfiltered, recoverable, micrograms per liter | Triclocarban | ug/l | Recoverable | [5 empty] | 2020-01-21
52852 | 2-Ethylhexyl 2-cyano-3,3-diphenylacrylate, water, unfiltered, recoverable, micrograms per liter | 2-Ethylhexyl 2-cyano-3,3-diphenylacrylate | ug/l | Recoverable | [5 empty] | 2020-01-21
52853 | 2,2',4,4'-Tetrahydroxybenzophenone, water, unfiltered, recoverable, micrograms per liter | 2,2',4,4'-Tetrahydroxybenzophenone | ug/l | Recoverable | [5 empty] | 2020-01-21
52854 | 3,3,5-Trimethylcyclohexyl salicylate, water, unfiltered, recoverable, micrograms per liter | 3,3,5-Trimethylcyclohexyl salicylate | ug/l | Recoverable | [5 empty] | 2020-01-21
52855 | 3-(4-Methylbenzylidene)camphor, water, unfiltered, recoverable, micrograms per liter | 3-(4-Methylbenzylidene)camphor | ug/l | Recoverable | [5 empty] | 2020-01-21
52856 | 3-Phenylpropanoic acid, water, unfiltered, recoverable, micrograms per liter | Hydrocinnamic acid | ug/l | Recoverable | [5 empty] | 2020-01-21
52857 | Phantolide, water, unfiltered, recoverable, dry weight, micrograms per liter | Ethanone, 1-(2,3-dihydro-1,1,2,3,3,6-hexamethyl-1H-inden-5-yl)- | ug/l | Recoverable | [5 empty] | 2020-01-21
52858 | Sulfolane, water, unfiltered, recoverable, micrograms per liter | Sulfolane | ug/l | Recoverable | [5 empty] | 2020-01-21
52859 | Traseolide, water, unfiltered, recoverable, micrograms per liter | Traseolide | ug/l | Recoverable | [5 empty] | 2020-01-21
52860 | 2-Ethylhexanal, water, unfiltered, recoverable, micrograms per liter | Hexanal, 2-ethyl- | ug/l | Recoverable | [5 empty] | 2020-01-21
52861 | 2-Ethylhexanoic acid, water, unfiltered, recoverable, micrograms per liter | 2-Ethylhexanoic acid | ug/l | Recoverable | [5 empty] | 2020-01-21
52862 | 4,4'-Bisphenol F, water, unfiltered, recoverable, micrograms per liter | Bisphenol F | ug/l | Recoverable | [5 empty] | 2020-01-21
52863 | Cashmeran, water, unfiltered, recoverable, micrograms per liter | Cashmeran | ug/l | Recoverable | [5 empty] | 2020-01-21
52864 | Musk ketone, water, filtered, recoverable, micrograms per liter | Musk ketone | ug/l | Recoverable | [5 empty] | 2020-01-21
52865 | 4-Amino musk xylene, water, filtered, recoverable, micrograms per liter | 4-Amino musk xylene | ug/l | Recoverable | [5 empty] | 2020-01-21
52866 | Hexahydrohexamethyl cyclopentabenzopyran lactone, water, filtered, recoverable, micrograms per liter | Hexahydrohexamethyl cyclopentabenzopyran lactone | ug/l | Recoverable | [5 empty] | 2020-01-21
52867 | Methyl dihydrojasmonate, water, filtered, recoverable, micrograms per liter | Methyl dihydrojasmonate | ug/l | Recoverable | [5 empty] | 2020-01-21
52868 | 2,4,6-Tribromophenol, water, filtered, recoverable, micrograms per liter | 2,4,6-Tribromophenol | ug/l | Recoverable | [5 empty] | 2020-01-21
52869 | Tetrabromobisphenol A, water, filtered, recoverable, micrograms per liter | Tetrabromobisphenol A | ug/l | Recoverable | [5 empty] | 2020-01-21
52870 | Bis(2-ethylhexyl) 3,4,5,6-tetrabromophthalate (BETBP), water, filtered, recoverable, micrograms per liter | Bis(2-ethylhexyl) 3,4,5,6-tetrabromophthalate (BETBP) | ug/l | Recoverable | [5 empty] | 2020-01-21
52871 | Hexabromocyclododecane (HBCD), water, filtered, recoverable, micrograms per liter | Hexabromocyclododecane | ug/l | Recoverable | [5 empty] | 2020-01-21
52872 | 2-Ethylhexyl 4-methoxycinnamate, water, unfiltered, recoverable, micrograms per liter | 2-Ethylhexyl 4-methoxycinnamate | ug/l | Recoverable | [5 empty] | 2020-01-21
52873 | Acesulfame, water, unfiltered, recoverable, micrograms per liter | Acesulfame | ug/l | Recoverable | [5 empty] | 2020-01-21
52874 | 4-Hydroxybenzophenone, water, unfiltered, recoverable, micrograms per liter | 4-Hydroxybenzophenone | ug/l | Recoverable | [5 empty] | 2020-01-21
52875 | 2-Hydroxy-4-methoxybenzophenone, water, unfiltered, recoverable, micrograms per liter | 2-Hydroxy-4-methoxybenzophenone | ug/l | Recoverable | [5 empty] | 2020-01-21
52876 | Cyclamate (aminocyclohexylsulfonic acid), water, unfiltered, recoverable, micrograms per liter | Cyclamate (aminocyclohexylsulfonic acid) | ug/l | Recoverable | [5 empty] | 2020-01-21
52877 | Saccharin, water, unfiltered, recoverable, micrograms per liter | Saccharin | ug/l | Recoverable | [5 empty] | 2020-01-21
52878 | Sucralose, water, unfiltered, recoverable, micrograms per liter | Sucralose | ug/l | Recoverable | [5 empty] | 2020-01-21
52879 | 4,4'-Bisphenol S, water, unfiltered, recoverable, micrograms per liter | Bisphenol S | ug/l | Recoverable | [5 empty] | 2020-01-21
52880 | 4-Chloroaniline, soil, recoverable, dry weight, milligrams per kilogram | p-Chloroaniline | mg/kg | Recoverable |  |  |  | Dry |  | 2020-01-21
52881 | Acenaphthylene, soil, recoverable, dry weight, milligrams per kilogram | Acenaphthylene | mg/kg | Recoverable |  |  |  | Dry |  | 2020-01-21
52882 | Carbazole, soil, recoverable, dry weight, milligrams per kilogram | Carbazole | mg/kg | Recoverable |  |  |  | Dry |  | 2020-01-21
52883 | 2-(Methylsulfonyl)-4-(trifluoromethyl)benzoic acid (diketonitrile-isoxaflutole benzoic acid analog), water, filtered (0.7 micron GFF), recoverable, micrograms per liter | 2-(Methylsulfonyl)-4-(trifluoromethyl)benzoic acid (diketonitrile-isoxaflutole benzoic acid analog) | ug/l | Dissolved | [5 empty] | 2020-01-21
52886 | Inorganic monomeric aluminum, water, unfiltered, calculated, micrograms per liter as aluminum | Inorganic monomeric aluminum | ug/l | Total | [5 empty] | 2020-01-21
52888 | 2-Methylnaphthalene, water, recoverable, nanograms per semipermeable membrane device | 2-Methylnaphthalene | ng/SPMD | Recoverable | [5 empty] | 2020-01-21
52889 | 1-Methylnaphthalene, water, recoverable, nanograms per semipermeable membrane device | 1-Methylnaphthalene | ng/SPMD | Recoverable | [5 empty] | 2020-01-21
52890 | Biphenyl, water, recoverable, nanograms per semipermeable membrane device | Biphenyl | ng/SPMD | Recoverable | [5 empty] | 2020-01-21
52891 | 1-Ethylnaphthalene, water, recoverable, nanograms per semipermeable membrane device | 1-Ethylnaphthalene | ng/SPMD | Recoverable | [5 empty] | 2020-01-21
52892 | 4-Methylbiphenyl, water, recoverable, nanograms per semipermeable membrane device | 4-Methylbiphenyl | ng/SPMD | Recoverable | [5 empty] | 2020-01-21
52893 | 2,3,5-Trimethylnaphthalene, water, recoverable, nanograms per semipermeable membrane device | 1,6,7-Trimethylnaphthalene | ng/SPMD | Recoverable | [5 empty] | 2020-01-21
52894 | 2-Methylphenanthrene, water, recoverable, nanograms per semipermeable membrane device | 2-Methylphenanthrene | ng/SPMD | Recoverable | [5 empty] | 2020-01-21
52895 | 9-Methylanthracene, water, recoverable, nanograms per semipermeable membrane device | 9-Methylanthracene | ng/SPMD | Recoverable | [5 empty] | 2020-01-21
52896 | 3,6-Dimethylphenanthrene, water, recoverable, nanograms per semipermeable membrane device | 3,6-Dimethylphenanthrene | ng/SPMD | Recoverable | [5 empty] | 2020-01-21
52897 | 2-Methylfluoranthene, water, recoverable, nanograms per semipermeable membrane device | 2-Methylfluoranthene | ng/SPMD | Recoverable | [5 empty] | 2020-01-21
52898 | Benzo[b]naphtho[2,1-d]thiophene, water, recoverable, nanograms per semipermeable membrane device | Benzo[b]naphtho[2,1-d]thiophene | ng/SPMD | Recoverable | [5 empty] | 2020-01-21
52899 | Benzo[e]pyrene, water, recoverable, nanograms per semipermeable membrane device | Benzo[e]pyrene | ng/SPMD | Recoverable | [5 empty] | 2020-01-21
52900 | Perylene, water, recoverable, nanograms per semipermeable membrane device | Perylene | ng/SPMD | Recoverable | [5 empty] | 2020-01-21
52905 | Phycocyanins, water, filtered, recoverable, microgams per liter | Phycocyanin | ug/l | Dissolved | [5 empty] | 2020-01-21
52908 | Total geosmin, water, unfiltered, freeze/thaw extraction, recoverable, micrograms per liter | Geosmin | ug/l | Recoverable | [5 empty] | 2020-01-21
52909 | Total 2-methylisoborneol, water, unfiltered, freeze/thaw extraction, recoverable, micrograms per liter | 2-Methylisoborneol | ug/l | Recoverable | [5 empty] | 2020-01-21
52914 | Ractopamine, water, recoverable, nanograms per polar organic chemical integrative sampler (POCIS) | Ractopamine | ng/POCIS | Recoverable | [5 empty] | 2020-01-21
52915 | Hexamethylenetetramine, water, recoverable, nanograms per polar organic chemical integrative sampler (POCIS) | Hexamethylenetetramine | ng/POCIS | Recoverable | [5 empty] | 2020-01-21
52916 | Guanylurea, water, recoverable, nanograms per polar organic chemical integrative sampler (POCIS) | Guanylurea | ng/POCIS | Recoverable | [5 empty] | 2020-01-21
52917 | Gabapentin, water, recoverable, nanograms per polar organic chemical integrative sampler (POCIS) | 1-(Aminomethyl)cyclohexaneacetic acid | ng/POCIS | Recoverable | [5 empty] | 2020-01-21
52919 | Celestolide, water, unfiltered, recoverable, micrograms per liter | Ethanone, 1-[6-(1,1-dimethylethyl)-2,3-dihydro-1,1-dimethyl-1H-inden-4-yl]- | ug/l | Recoverable | [5 empty] | 2020-01-21
52920 | Benzyldimethyldodecylammonium chloride, water, unfiltered, recoverable, micrograms per liter | Benzyldimethyldodecylammonium chloride | ug/l | Recoverable | [5 empty] | 2020-01-21
52921 | Benzyldimethyltetradecylammonium chloride, water, unfiltered, recoverable, micrograms per liter | Benzyldimethyltetradecylammonium chloride | ug/l | Recoverable | [5 empty] | 2020-01-21
52922 | Benzyldimethylhexadecylammonium chloride, water, unfiltered, recoverable, micrograms per liter | Benzyldimethylhexadecylammonium chloride | ug/l | Recoverable | [5 empty] | 2020-01-21
52923 | Didecyldimethylammonium bromide, water, unfiltered, recoverable, micrograms per liter | Didecyldimethylammonium bromide | ug/l | Recoverable | [5 empty] | 2020-01-21
52924 | Didodecyldimethylammonium bromide, water, unfiltered, recoverable, micrograms per liter | Didodecyldimethylammonium bromide | ug/l | Recoverable | [5 empty] | 2020-01-21
52925 | Dimethylditetradecylammonium bromide, water, unfiltered, recoverable, micrograms per liter | Dimethylditetradecylammonium bromide | ug/l | Recoverable | [5 empty] | 2020-01-21
52926 | Dihexadecyldimethylammonium bromide, water, unfiltered, recoverable, micrograms per liter | Dihexadecyldimethylammonium bromide | ug/l | Recoverable | [5 empty] | 2020-01-21
52927 | Dioctadecyldimethylammonium bromide, water, unfiltered, recoverable, micrograms per liter | Dioctadecyldimethylammonium bromide | ug/l | Recoverable | [5 empty] | 2020-01-21
52928 | (+)-Norpropoxyphene, water, filtered, recoverable, nanograms per liter | (+)-Norpropoxyphene | ng/l | Dissolved | [5 empty] | 2020-01-21
52929 | 10,11-Dihydro-10-hydroxycarbamazepine, water, filtered, recoverable, nanograms per liter | 10,11-Dihydro-10-hydroxy Carbamazepine | ng/l | Dissolved | [5 empty] | 2020-01-21
52930 | 10-Chlorocarbamazepine, water, filtered, recoverable, nanograms per liter | 10-Chlorocarbamazepine | ng/l | Dissolved | [5 empty] | 2020-01-21
52931 | 1H-Benzotriazole, water, filtered, recoverable, nanograms per liter | 1,2,3-Benzotriazole | ng/l | Dissolved | [5 empty] | 2020-01-21
52932 | 2-Methyl-4-isothiazolin-3-one, water, filtered, recoverable, nanograms per liter | 2-Methyl-4-isothiazolin-3-one | ng/l | Dissolved | [5 empty] | 2020-01-21
52933 | 4-Chloro-5-methyl-1H-pyrrolol[2,3b]pyridine, water, filtered, recoverable, nanograms per liter | 4-Chloro-5-methyl-1H-pyrrolol[2,3b]pyridine | ng/l | Dissolved | [5 empty] | 2020-01-21
52934 | 4-Methyl-1H-benzotriazole, water, filtered, recoverable, nanograms per liter | 4-Methylbenzotriazole | ng/l | Dissolved | [5 empty] | 2020-01-21
52935 | 5-Methyl-1H-benzotriazole, water, filtered, recoverable, nanograms per liter | 5-Tolyltriazole | ng/l | Dissolved | [5 empty] | 2020-01-21
52936 | 9-Hydroxyrespiridone, water, filtered, recoverable, nanograms per liter | 9-Hydroxyrespiridone | ng/l | Dissolved | [5 empty] | 2020-01-21
52937 | alpha-Hydroxyalprazolam, water, filtered, recoverable, nanograms per liter | alpha-Hydroxyalprazolam | ng/l | Dissolved | [5 empty] | 2020-01-21
52938 | Aripiprazole, water, filtered, recoverable, nanograms per liter | Aripiprazole | ng/l | Dissolved | [5 empty] | 2020-01-21
52939 | Carbamazepine-10,11-epoxide, water, filtered, recoverable, nanograms per liter | Carbamazepine 10,11 epoxide | ng/l | Dissolved | [5 empty] | 2020-01-21
52940 | Celecoxib, water, filtered, recoverable, nanograms per liter | Celecoxib | ng/l | Dissolved | [5 empty] | 2020-01-21
52941 | Clopidogrel, water, filtered, recoverable, nanograms per liter | Clopidogrel | ng/l | Dissolved | [5 empty] | 2020-01-21
52942 | Clotrimazole, water, filtered, recoverable, nanograms per liter | Clotrimazole | ng/l | Dissolved | [5 empty] | 2020-01-21
52943 | Clozapine, water, filtered, recoverable, nanograms per liter | Clozapine | ng/l | Dissolved | [5 empty] | 2020-01-21
52944 | Cortisone, water, filtered, recoverable, nanograms per liter | Cortisone | ng/l | Dissolved | [5 empty] | 2020-01-21
52945 | Creatinine, water, filtered, recoverable, nanograms per liter | Creatinine | ng/l | Dissolved | [5 empty] | 2020-01-21
52946 | Desacetyl diltiazem, water, filtered, recoverable, nanograms per liter | Desacetyl diltiazem | ng/l | Dissolved | [5 empty] | 2020-01-21
52947 | Dexamethasone, water, filtered, recoverable, nanograms per liter | Dexamethasone | ng/l | Dissolved | [5 empty] | 2020-01-21
52948 | Doxorubicin, water, filtered, recoverable, nanograms per liter | Doxorubicin | ng/l | Dissolved | [5 empty] | 2020-01-21
52949 | Efavirenz, water, filtered, recoverable, nanograms per liter | Efavirenz | ng/l | Dissolved | [5 empty] | 2020-01-21
52950 | Fentanyl, water, filtered, recoverable, nanograms per liter | 1-Phenethyl-4-(phenylpropionylamino)piperidine | ng/l | Dissolved | [5 empty] | 2020-01-21
52951 | Finasteride, water, filtered, recoverable, nanograms per liter | Finasteride | ng/l | Dissolved | [5 empty] | 2020-01-21
52952 | Flecainide, water, filtered, recoverable, nanograms per liter | Flecainide | ng/l | Dissolved | [5 empty] | 2020-01-21
52953 | Griseofulvin, water, filtered, recoverable, nanograms per liter | Griseofulvin | ng/l | Dissolved | [5 empty] | 2020-01-21
52954 | Hydroxybuproprion, water, filtered, recoverable, nanograms per liter | Hydroxybuproprion | ng/l | Dissolved | [5 empty] | 2020-01-21
52955 | Ketamine, water, filtered, recoverable, nanograms per liter | Ketamine | ng/l | Dissolved | [5 empty] | 2020-01-21
52956 | Lamotrigine-N-2-beta-D-glucuronide, water, filtered, recoverable, nanograms per liter | Lamotrigine-N-2-beta-D-glucuronide | ng/l | Dissolved | [5 empty] | 2020-01-21
52957 | Linaclotide, water, filtered, recoverable, nanograms per liter | Linaclotide | ng/l | Dissolved | [5 empty] | 2020-01-21
52958 | Levetiracetam, water, filtered, recoverable, nanograms per liter | Levetiracetam | ng/l | Dissolved | [5 empty] | 2020-01-21
52959 | Memantine, water, filtered, recoverable, nanograms per liter | Memantine | ng/l | Dissolved | [5 empty] | 2020-01-21
52960 | Meperidine, water, filtered, recoverable, nanograms per liter | Meperidine | ng/l | Dissolved | [5 empty] | 2020-01-21
52961 | Methylphenidate, water, filtered, recoverable, nanograms per liter | Methylphenidate | ng/l | Dissolved | [5 empty] | 2020-01-21
52962 | Mirtazepine, water, filtered, recoverable, nanograms per liter | Mirtazepine | ng/l | Dissolved | [5 empty] | 2020-01-21
52963 | Mometasone furoate impurity G, water, filtered, recoverable, nanograms per liter | Mometasone furoate impurity G | ng/l | Dissolved | [5 empty] | 2020-01-21
52964 | N'-[2-[2,4-(Dimethylphenyl)thio]phenyl] vortioxetine, water, filtered, recoverable, nanograms per liter | N'-[2-[2,4-(Dimethylphenyl)thio]phenyl] vortioxetine | ng/l | Dissolved | [5 empty] | 2020-01-21
52965 | N'-[2-[2,4-(Dimethylphenyl)thio]phenyl] vortioxetine-d8, IDIS, NWQL Pharm 3, water, filtered, recoverable, percent recovery | N'-[2-[2,4-(Dimethylphenyl)thio]phenyl] vortioxetine-d8 | % | Dissolved | [5 empty] | 2020-01-21
52966 | N1-Acetylsulfamethoxazole, water, filtered, recoverable, nanograms per liter | N1-Acetylsulfamethoxazole | ng/l | Dissolved | [5 empty] | 2020-01-21
52967 | N4-Acetylsulfamethoxazole, water, filtered, recoverable, nanograms per liter | N4-Acetylsulfamethoxazole | ng/l | Dissolved | [5 empty] | 2020-01-21
52968 | N-Desmethylcitalopram, water, filtered, recoverable, nanograms per liter | N-Desmethylcitalopram | ng/l | Dissolved | [5 empty] | 2020-01-21
52969 | N-Desmethylclozapine, water, filtered, recoverable, nanograms per liter | N-Desmethylclozapine | ng/l | Dissolved | [5 empty] | 2020-01-21
52970 | Nitrazepam, water, filtered, recoverable, nanograms per liter | Nitrazepam | ng/l | Dissolved | [5 empty] | 2020-01-21
52971 | Norfentanyl, water, filtered, recoverable, nanograms per liter | N-Phenyl-N-(4-piperidinyl)propanamide | ng/l | Dissolved | [5 empty] | 2020-01-21
52972 | Norketamine, water, filtered, recoverable, nanograms per liter | Norketamine | ng/l | Dissolved | [5 empty] | 2020-01-21
52973 | Norquetiapine, water, filtered, recoverable, nanograms per liter | Norquetiapine | ng/l | Dissolved | [5 empty] | 2020-01-21
52974 | Pregabalin, water, filtered, recoverable, nanograms per liter | Pregabalin | ng/l | Dissolved | [5 empty] | 2020-01-21
52975 | Propofol, water, filtered, recoverable, nanograms per liter | Propofol | ng/l | Dissolved | [5 empty] | 2020-01-21
52976 | Quetiapine, water, filtered, recoverable, nanograms per liter | Quetiapine | ng/l | Dissolved | [5 empty] | 2020-01-21
52977 | rac-10,11-Dihydro-10,11-dihydroxy carbamazepine, water, filtered, recoverable, nanograms per liter | rac-10,11-Dihydro-10,11-dihydroxy carbamazepine | ng/l | Dissolved | [5 empty] | 2020-01-21
52978 | rac-N,O-Didesmethyl venlafaxine, water, filtered, recoverable, nanograms per liter | rac-N,O-Didesmethyl venlafaxine | ng/l | Dissolved | [5 empty] | 2020-01-21
52979 | Risperidone, water, filtered, recoverable, nanograms per liter | Risperidone | ng/l | Dissolved | [5 empty] | 2020-01-21
52980 | Rosuvastatin lactone, water, filtered, recoverable, nanograms per liter | Rosuvastatin lactone | ng/l | Dissolved | [5 empty] | 2020-01-21
52981 | Sildenafil, water, filtered, recoverable, nanograms per liter | Sildenafil | ng/l | Dissolved | [5 empty] | 2020-01-21
52982 | Sumatriptan, water, filtered, recoverable, nanograms per liter | Sumatriptan | ng/l | Dissolved | [5 empty] | 2020-01-21
52983 | Tadalafil, water, filtered, recoverable, nanograms per liter | Tadalafil | ng/l | Dissolved | [5 empty] | 2020-01-21
52984 | Vancomycin, water, filtered, recoverable, nanograms per liter | Vancomycin | ng/l | Dissolved | [5 empty] | 2020-01-21
52985 | Vilazodone carboxylic acid, water, filtered, recoverable, nanograms per liter | Vilazodone carboxylic acid | ng/l | Dissolved | [5 empty] | 2020-01-21
52986 | Zanamivir, water, filtered, recoverable, nanograms per liter | Zanamivir | ng/l | Dissolved | [5 empty] | 2020-01-21
52987 | Zopiclone, water, filtered, recoverable, nanograms per liter | Zopiclone | ng/l | Dissolved | [5 empty] | 2020-01-21
52994 | Alprazolam-(phenyl-d5), isotope dilution internal standard (IDIS), NWQL Pharm 3, water, filtered, percent recovery | Alprazolam-D5 | % | Dissolved | [5 empty] | 2020-01-21
52998 | Citalopram-d6, isotope dilution internal standard (IDIS), NWQL Pharm 3, water, filtered, percent recovery | Citalopram-d6 | % | Dissolved | [5 empty] | 2020-01-21
53000 | Clotrimazole-d5, isotope dilution internal standard (IDIS), NWQL Pharm 3, water, filtered, percent recovery | Clotrimazole-d5 | % | Dissolved | [5 empty] | 2020-01-21
53027 | Lorazepam, isotope dilution internal standard (IDIS), NWQL Pharm 3, water, filtered, percent recovery | Lorazepam | % | Dissolved | [5 empty] | 2020-01-21
53028 | rac-Clopidogrel carboxylic acid, water, filtered, recoverable, nanograms per liter | rac-Clopidogrel carboxylic acid | ng/l | Dissolved | [5 empty] | 2020-01-21
53029 | Sulfur, water, unfiltered, micrograms per liter | Sulfur | ug/l | Total | [5 empty] | 2020-01-21
53030 | Chlordane, biota, tissue, recoverable, wet weight, micrograms per kilogram | Chlordane | ug/kg |  |  |  |  | Wet |  | 2020-01-21
53031 | o,p'-Methoxychlor, biota, tissue, recoverable, wet weight, micrograms per kilogram | o,p'-Methoxychlor | ug/kg |  |  |  |  | Wet |  | 2020-01-21
53032 | 2,3,5-Trimethylnaphthalene, biota, tissue, recoverable, wet weight, micrograms per kilogram | 1,6,7-Trimethylnaphthalene | ug/kg |  |  |  |  | Wet |  | 2020-01-21
53033 | 2,3,6-Trimethylnaphthalene, biota, tissue, recoverable, wet weight, micrograms per kilogram | 2,3,6-Trimethylnaphthalene | ug/kg |  |  |  |  | Wet |  | 2020-01-21
53034 | Acenaphthene, biota, tissue, recoverable, wet weight, micrograms per kilogram | Acenaphthene | ug/kg |  |  |  |  | Wet |  | 2020-01-21
53035 | Acenaphthylene, biota, tissue, recoverable, wet weight, micrograms per kilogram | Acenaphthylene | ug/kg |  |  |  |  | Wet |  | 2020-01-21
53036 | Benzo[a]anthracene, biota, tissue, recoverable, wet weight, micrograms per kilogram | Benz[a]anthracene | ug/kg |  |  |  |  | Wet |  | 2020-01-21
53037 | Benzo[b]fluoranthene, biota, tissue, recoverable, wet weight, micrograms per kilogram | Benzo(b)fluoranthene | ug/kg |  |  |  |  | Wet |  | 2020-01-21
53038 | Benzo[e]pyrene, biota, tissue, recoverable, wet weight, micrograms per kilogram | Benzo[e]pyrene | ug/kg |  |  |  |  | Wet |  | 2020-01-21
53039 | Benzo[ghi]perylene, biota, tissue, recoverable, wet weight, micrograms per kilogram | Benzo[g,h,i]perylene | ug/kg |  |  |  |  | Wet |  | 2020-01-21
53040 | Benzo[k]fluoranthene, biota, tissue, recoverable, wet weight, micrograms per kilogram | Benzo[k]fluoranthene | ug/kg |  |  |  |  | Wet |  | 2020-01-21
53041 | Biphenyl, biota, tissue, recoverable, wet weight, micrograms per kilogram | Biphenyl | ug/kg |  |  |  |  | Wet |  | 2020-01-21
53042 | Chrysene, biota, tissue, recoverable, wet weight, micrograms per kilogram | Chrysene | ug/kg |  |  |  |  | Wet |  | 2020-01-21
53043 | Dibenzo[a,h]anthracene, biota, tissue, recoverable, wet weight, micrograms per kilogram | Dibenz[a,h]anthracene | ug/kg |  |  |  |  | Wet |  | 2020-01-21
53044 | Dibenzo[a,h]pyrene, biota, tissue, recoverable, wet weight, micrograms per kilogram | Dibenzo[a,h]pyrene | ug/kg |  |  |  |  | Wet |  | 2020-01-21
53045 | 9H-Fluorene, biota, tissue, recoverable, wet weight, micrograms per kilogram | Fluorene | ug/kg |  |  |  |  | Wet |  | 2020-01-21
53046 | Indeno[1,2,3-cd]pyrene, biota, tissue, recoverable, wet weight, micrograms per kilogram | Indeno[1,2,3-cd]pyrene | ug/kg |  |  |  |  | Wet |  | 2020-01-21
53047 | Perylene, biota, tissue, recoverable, wet weight, micrograms per kilogram | Perylene | ug/kg |  |  |  |  | Wet |  | 2020-01-21
53048 | Transparency, water, unfiltered, field, measured using a Secchi tube, centimeters | Transparency, tube with disk | cm | Total | [5 empty] | 2020-01-21
53049 | Transparency, water, unfiltered, field, measured using a Secchi tube, inches | Transparency, tube with disk | in | Total | [5 empty] | 2020-01-21
53050 | Benoxacor, water, filtered, recoverable, nanograms per liter | Benoxacor | ng/l | Dissolved | [5 empty] | 2020-01-21
53051 | Dichlormid, water, filtered, recoverable, nanograms per liter | Dichlormid | ng/l | Dissolved | [5 empty] | 2020-01-21
53052 | Furilazole, water, filtered, recoverable, nanograms per liter | Furilazole | ng/l | Dissolved | [5 empty] | 2020-01-21
53053 | AD-67 antidote, water, filtered, recoverable, nanograms per liter | AD-67 antidote | ng/l | Dissolved | [5 empty] | 2020-01-21
53054 | Benzoic acid, water, unfiltered, recoverable, milligrams per liter | Benzoic acid | mg/l | Recoverable | [5 empty] | 2020-01-21
53055 | Acetochlor, water, recoverable, hydrophilic-lipophilic balance (HLB) passive-sampling disk, nanograms per disk | Acetochlor | ng/disk | Recoverable | [5 empty] | 2020-01-21
53056 | 3,4-Dichloroaniline, water, recoverable, hydrophilic-lipophilic balance (HLB) passive-sampling disk, nanograms per disk | 3,4-Dichloroaniline | ng/disk | Recoverable | [5 empty] | 2020-01-21
53057 | 3,5-Dichloroaniline, water, recoverable, hydrophilic-lipophilic balance (HLB) passive-sampling disk, nanograms per disk | 3,5-Dichloroaniline | ng/disk | Recoverable | [5 empty] | 2020-01-21
53058 | Acibenzolar-S-methyl, water, recoverable, hydrophilic-lipophilic balance (HLB) passive-sampling disk, nanograms per disk | Acibenzolar-S-methyl | ng/disk | Recoverable | [5 empty] | 2020-01-21
53059 | Alachlor, water, recoverable, hydrophilic-lipophilic balance (HLB) passive-sampling disk, nanograms per disk | Alachlor | ng/disk | Recoverable | [5 empty] | 2020-01-21
53060 | Allethrin, water, recoverable, hydrophilic-lipophilic balance (HLB) passive-sampling disk, nanograms per disk | Allethrin | ng/disk | Recoverable | [5 empty] | 2020-01-21
53061 | Atrazine, water, recoverable, hydrophilic-lipophilic balance (HLB) passive-sampling disk, nanograms per disk | Atrazine | ng/disk | Recoverable | [5 empty] | 2020-01-21
53062 | Azinphos-methyl, water, recoverable, hydrophilic-lipophilic balance (HLB) passive-sampling disk, nanograms per disk | Azinphos-methyl | ng/disk | Recoverable | [5 empty] | 2020-01-21
53063 | Azoxystrobin, water, recoverable, hydrophilic-lipophilic balance (HLB) passive-sampling disk, nanograms per disk | Azoxystrobin | ng/disk | Recoverable | [5 empty] | 2020-01-21
53064 | Benefin, water, recoverable, hydrophilic-lipophilic balance (HLB) passive-sampling disk, nanograms per disk | Benfluralin | ng/disk | Recoverable | [5 empty] | 2020-01-21
53065 | Bifenthrin, water, recoverable, hydrophilic-lipophilic balance (HLB) passive-sampling disk, nanograms per disk | Bifenthrin | ng/disk | Recoverable | [5 empty] | 2020-01-21
53066 | Boscalid, water, recoverable, hydrophilic-lipophilic balance (HLB) passive-sampling disk, nanograms per disk | Boscalid | ng/disk | Recoverable | [5 empty] | 2020-01-21
53067 | Butralin, water, recoverable, hydrophilic-lipophilic balance (HLB) passive-sampling disk, nanograms per disk | Butralin | ng/disk | Recoverable | [5 empty] | 2020-01-21
53068 | Butylate, water, recoverable, hydrophilic-lipophilic balance (HLB) passive-sampling disk, nanograms per disk | Butylate | ng/disk | Recoverable | [5 empty] | 2020-01-21
53069 | Captan, water, recoverable, hydrophilic-lipophilic balance (HLB) passive-sampling disk, nanograms per disk | Captan | ng/disk | Recoverable | [5 empty] | 2020-01-21
53070 | Carbaryl, water, recoverable, hydrophilic-lipophilic balance (HLB) passive-sampling disk, nanograms per disk | Carbaryl | ng/disk | Recoverable | [5 empty] | 2020-01-21
53071 | Carbofuran, water, recoverable, hydrophilic-lipophilic balance (HLB) passive-sampling disk, nanograms per disk | Carbofuran | ng/disk | Recoverable | [5 empty] | 2020-01-21
53072 | Chlorothalonil, water, recoverable, hydrophilic-lipophilic balance (HLB) passive-sampling disk, nanograms per disk | Chlorothalonil | ng/disk | Recoverable | [5 empty] | 2020-01-21
53073 | Chlorpyrifos, water, recoverable, hydrophilic-lipophilic balance (HLB) passive-sampling disk, nanograms per disk | Chlorpyrifos | ng/disk | Recoverable | [5 empty] | 2020-01-21
53074 | Chlorpyrifos oxygen analog, water, recoverable, hydrophilic-lipophilic balance (HLB) passive-sampling disk, nanograms per disk | Chlorpyrifos O.A. | ng/disk | Recoverable | [5 empty] | 2020-01-21
53075 | Clomazone, water, recoverable, hydrophilic-lipophilic balance (HLB) passive-sampling disk, nanograms per disk | Clomazone | ng/disk | Recoverable | [5 empty] | 2020-01-21
53076 | Coumaphos, water, recoverable, hydrophilic-lipophilic balance (HLB) passive-sampling disk, nanograms per disk | Coumaphos | ng/disk | Recoverable | [5 empty] | 2020-01-21
53077 | Cycloate, water, recoverable, hydrophilic-lipophilic balance (HLB) passive-sampling disk, nanograms per disk | Cycloate | ng/disk | Recoverable | [5 empty] | 2020-01-21
53078 | Cyfluthrin, water, recoverable, hydrophilic-lipophilic balance (HLB) passive-sampling disk, nanograms per disk | Cyfluthrin | ng/disk | Recoverable | [5 empty] | 2020-01-21
53079 | Cyhalofop-butyl, water, recoverable, hydrophilic-lipophilic balance (HLB) passive-sampling disk, nanograms per disk | Cyhalofop-butyl | ng/disk | Recoverable | [5 empty] | 2020-01-21
53080 | Cyhalothrin, water, recoverable, hydrophilic-lipophilic balance (HLB) passive-sampling disk, nanograms per disk | Cyhalothrin | ng/disk | Recoverable | [5 empty] | 2020-01-21
53081 | Cypermethrin, water, recoverable, hydrophilic-lipophilic balance (HLB) passive-sampling disk, nanograms per disk | Beta Cypermethrin | ng/disk | Recoverable | [5 empty] | 2020-01-21
53082 | Cyproconazole, water, recoverable, hydrophilic-lipophilic balance (HLB) passive-sampling disk, nanograms per disk | Cyproconazole | ng/disk | Recoverable | [5 empty] | 2020-01-21
53083 | Cyprodinil, water, recoverable, hydrophilic-lipophilic balance (HLB) passive-sampling disk, nanograms per disk | Cyprodinil | ng/disk | Recoverable | [5 empty] | 2020-01-21
53084 | DCPA, water, recoverable, hydrophilic-lipophilic balance (HLB) passive-sampling disk, nanograms per disk | Chlorthal-dimethyl | ng/disk | Recoverable | [5 empty] | 2020-01-21
53085 | Deltamethrin, water, recoverable, hydrophilic-lipophilic balance (HLB) passive-sampling disk, nanograms per disk | Deltamethrin | ng/disk | Recoverable | [5 empty] | 2020-01-21
53086 | Diazinon, water, recoverable, hydrophilic-lipophilic balance (HLB) passive-sampling disk, nanograms per disk | Diazinon | ng/disk | Recoverable | [5 empty] | 2020-01-21
53087 | Diazoxon, water, recoverable, hydrophilic-lipophilic balance (HLB) passive-sampling disk, nanograms per disk | Diazoxon | ng/disk | Recoverable | [5 empty] | 2020-01-21
53088 | Difenoconazole, water, recoverable, hydrophilic-lipophilic balance (HLB) passive-sampling disk, nanograms per disk | Difenoconazole | ng/disk | Recoverable | [5 empty] | 2020-01-21
53089 | Dimethomorph, water, recoverable, hydrophilic-lipophilic balance (HLB) passive-sampling disk, nanograms per disk | Dimethomorph | ng/disk | Recoverable | [5 empty] | 2020-01-21
53090 | Dithiopyr, water, recoverable, hydrophilic-lipophilic balance (HLB) passive-sampling disk, nanograms per disk | Dithiopyr | ng/disk | Recoverable | [5 empty] | 2020-01-21
53091 | EPTC, water, recoverable, hydrophilic-lipophilic balance (HLB) passive-sampling disk, nanograms per disk | S-Ethyl dipropylthiocarbamate | ng/disk | Recoverable | [5 empty] | 2020-01-21
53092 | Esfenvalerate, water, recoverable, hydrophilic-lipophilic balance (HLB) passive-sampling disk, nanograms per disk | Esfenvalerate | ng/disk | Recoverable | [5 empty] | 2020-01-21
53093 | Ethalfluralin, water, recoverable, hydrophilic-lipophilic balance (HLB) passive-sampling disk, nanograms per disk | Ethalfluralin | ng/disk | Recoverable | [5 empty] | 2020-01-21
53094 | Etofenprox, water, recoverable, hydrophilic-lipophilic balance (HLB) passive-sampling disk, nanograms per disk | Etofenprox | ng/disk | Recoverable | [5 empty] | 2020-01-21
53095 | Famoxadone, water, recoverable, hydrophilic-lipophilic balance (HLB) passive-sampling disk, nanograms per disk | Famoxadone | ng/disk | Recoverable | [5 empty] | 2020-01-21
53096 | Fenamidone, water, recoverable, hydrophilic-lipophilic balance (HLB) passive-sampling disk, nanograms per disk | Fenamidone | ng/disk | Recoverable | [5 empty] | 2020-01-21
53097 | Fenarimol, water, recoverable, hydrophilic-lipophilic balance (HLB) passive-sampling disk, nanograms per disk | Fenarimol | ng/disk | Recoverable | [5 empty] | 2020-01-21
53098 | Fenbuconazole, water, recoverable, hydrophilic-lipophilic balance (HLB) passive-sampling disk, nanograms per disk | Fenbuconazole | ng/disk | Recoverable | [5 empty] | 2020-01-21
53099 | Fenhexamid, water, recoverable, hydrophilic-lipophilic balance (HLB) passive-sampling disk, nanograms per disk | Fenhexamid | ng/disk | Recoverable | [5 empty] | 2020-01-21
53100 | Fenpropathrin, water, recoverable, hydrophilic-lipophilic balance (HLB) passive-sampling disk, nanograms per disk | Fenpropathrin | ng/disk | Recoverable | [5 empty] | 2020-01-21
53101 | Fenpyroximate, water, recoverable, hydrophilic-lipophilic balance (HLB) passive-sampling disk, nanograms per disk | Fenpropathrin | ng/disk | Recoverable | [5 empty] | 2020-01-21
53102 | Fenthion, water, recoverable, hydrophilic-lipophilic balance (HLB) passive-sampling disk, nanograms per disk | Fenthion | ng/disk | Recoverable | [5 empty] | 2020-01-21
53103 | Fipronil, water, recoverable, hydrophilic-lipophilic balance (HLB) passive-sampling disk, nanograms per disk | Fenthion | ng/disk | Recoverable | [5 empty] | 2020-01-21
53104 | Desulfinylfipronil, water, recoverable, hydrophilic-lipophilic balance (HLB) passive-sampling disk, nanograms per disk | Fipronil Desulfinyl | ng/disk | Recoverable | [5 empty] | 2020-01-21
53105 | Desulfinylfipronil amide, water, recoverable, hydrophilic-lipophilic balance (HLB) passive-sampling disk, nanograms per disk | Desulfinylfipronil amide | ng/disk | Recoverable | [5 empty] | 2020-01-21
53106 | Fipronil sulfide, water, recoverable, hydrophilic-lipophilic balance (HLB) passive-sampling disk, nanograms per disk | Fipronil Sulfide | ng/disk | Recoverable | [5 empty] | 2020-01-21
53107 | Fipronil sulfone, water, recoverable, hydrophilic-lipophilic balance (HLB) passive-sampling disk, nanograms per disk | Fipronil Sulfone | ng/disk | Recoverable | [5 empty] | 2020-01-21
53108 | Fluazinam, water, recoverable, hydrophilic-lipophilic balance (HLB) passive-sampling disk, nanograms per disk | Fluazinam | ng/disk | Recoverable | [5 empty] | 2020-01-21
53109 | Fludioxinil, water, recoverable, hydrophilic-lipophilic balance (HLB) passive-sampling disk, nanograms per disk | Fludioxonil | ng/disk | Recoverable | [5 empty] | 2020-01-21
53110 | Flufenacet, water, recoverable, hydrophilic-lipophilic balance (HLB) passive-sampling disk, nanograms per disk | Flufenacet | ng/disk | Recoverable | [5 empty] | 2020-01-21
53111 | Flumethralin, water, recoverable, hydrophilic-lipophilic balance (HLB) passive-sampling disk, nanograms per disk | Flumetralin | ng/disk | Recoverable | [5 empty] | 2020-01-21
53112 | Fluopicolide, water, recoverable, hydrophilic-lipophilic balance (HLB) passive-sampling disk, nanograms per disk | Fluopicolide | ng/disk | Recoverable | [5 empty] | 2020-01-21
53113 | Fluopyram, water, recoverable, hydrophilic-lipophilic balance (HLB) passive-sampling disk, nanograms per disk | Fluopyram | ng/disk | Recoverable | [5 empty] | 2020-01-21
53114 | Fluoxastrobin, water, recoverable, hydrophilic-lipophilic balance (HLB) passive-sampling disk, nanograms per disk | Fluoxastrobin | ng/disk | Recoverable | [5 empty] | 2020-01-21
53115 | Flusilazole, water, recoverable, hydrophilic-lipophilic balance (HLB) passive-sampling disk, nanograms per disk | Flusilazole | ng/disk | Recoverable | [5 empty] | 2020-01-21
53116 | Flutolanil, water, recoverable, hydrophilic-lipophilic balance (HLB) passive-sampling disk, nanograms per disk | Flutolanil | ng/disk | Recoverable | [5 empty] | 2020-01-21
53117 | Flutriafol, water, recoverable, hydrophilic-lipophilic balance (HLB) passive-sampling disk, nanograms per disk | Flutriafol | ng/disk | Recoverable | [5 empty] | 2020-01-21
53118 | Fluxapyroxad, water, recoverable, hydrophilic-lipophilic balance (HLB) passive-sampling disk, nanograms per disk | Fluxapyroxad | ng/disk | Recoverable | [5 empty] | 2020-01-21
53119 | Hexazinone, water, recoverable, hydrophilic-lipophilic balance (HLB) passive-sampling disk, nanograms per disk | Hexazinone | ng/disk | Recoverable | [5 empty] | 2020-01-21
53120 | Imazalil, water, recoverable, hydrophilic-lipophilic balance (HLB) passive-sampling disk, nanograms per disk | Imazalil | ng/disk | Recoverable | [5 empty] | 2020-01-21
53121 | Indoxacarb, water, recoverable, hydrophilic-lipophilic balance (HLB) passive-sampling disk, nanograms per disk | Indoxacarb | ng/disk | Recoverable | [5 empty] | 2020-01-21
53122 | Ipconazole, water, recoverable, hydrophilic-lipophilic balance (HLB) passive-sampling disk, nanograms per disk | Ipconazole | ng/disk | Recoverable | [5 empty] | 2020-01-21
53123 | Iprodione, water, recoverable, hydrophilic-lipophilic balance (HLB) passive-sampling disk, nanograms per disk | Iprodione | ng/disk | Recoverable | [5 empty] | 2020-01-21
53124 | Kresoxim-methyl, water, recoverable, hydrophilic-lipophilic balance (HLB) passive-sampling disk, nanograms per disk | Kresoxim-methyl | ng/disk | Recoverable | [5 empty] | 2020-01-21
53125 | Malathion, water, recoverable, hydrophilic-lipophilic balance (HLB) passive-sampling disk, nanograms per disk | Malathion | ng/disk | Recoverable | [5 empty] | 2020-01-21
53126 | Malaoxon, water, recoverable, hydrophilic-lipophilic balance (HLB) passive-sampling disk, nanograms per disk | Malaoxon | ng/disk | Recoverable | [5 empty] | 2020-01-21
53127 | Metalaxyl, water, recoverable, hydrophilic-lipophilic balance (HLB) passive-sampling disk, nanograms per disk | Metalaxyl | ng/disk | Recoverable | [5 empty] | 2020-01-21
53128 | Metconazole, water, recoverable, hydrophilic-lipophilic balance (HLB) passive-sampling disk, nanograms per disk | Metconazole | ng/disk | Recoverable | [5 empty] | 2020-01-21
53129 | Methidathion, water, recoverable, hydrophilic-lipophilic balance (HLB) passive-sampling disk, nanograms per disk | Methidathion | ng/disk | Recoverable | [5 empty] | 2020-01-21
53130 | Methoprene, water, recoverable, hydrophilic-lipophilic balance (HLB) passive-sampling disk, nanograms per disk | Methoprene | ng/disk | Recoverable | [5 empty] | 2020-01-21
53131 | Methyl parathion, water, recoverable, hydrophilic-lipophilic balance (HLB) passive-sampling disk, nanograms per disk | Methyl parathion | ng/disk | Recoverable | [5 empty] | 2020-01-21
53132 | Metolachlor, water, recoverable, hydrophilic-lipophilic balance (HLB) passive-sampling disk, nanograms per disk | Metolachlor | ng/disk | Recoverable | [5 empty] | 2020-01-21
53133 | Molinate, water, recoverable, hydrophilic-lipophilic balance (HLB) passive-sampling disk, nanograms per disk | Molinate | ng/disk | Recoverable | [5 empty] | 2020-01-21
53134 | Myclobutanil, water, recoverable, hydrophilic-lipophilic balance (HLB) passive-sampling disk, nanograms per disk | Myclobutanil | ng/disk | Recoverable | [5 empty] | 2020-01-21
53135 | Napropamide, water, recoverable, hydrophilic-lipophilic balance (HLB) passive-sampling disk, nanograms per disk | Napropamide | ng/disk | Recoverable | [5 empty] | 2020-01-21
53136 | Novaluron, water, recoverable, hydrophilic-lipophilic balance (HLB) passive-sampling disk, nanograms per disk | Novaluron | ng/disk | Recoverable | [5 empty] | 2020-01-21
53137 | Oxadiazon, water, recoverable, hydrophilic-lipophilic balance (HLB) passive-sampling disk, nanograms per disk | Oxadiazon | ng/disk | Recoverable | [5 empty] | 2020-01-21
53138 | Oxyfluorfen, water, recoverable, hydrophilic-lipophilic balance (HLB) passive-sampling disk, nanograms per disk | Oxyfluorfen | ng/disk | Recoverable | [5 empty] | 2020-01-21
53139 | p,p'-DDD, water, recoverable, hydrophilic-lipophilic balance (HLB) passive-sampling disk, nanograms per disk | p,p'-DDD | ng/disk | Recoverable | [5 empty] | 2020-01-21
53140 | p,p'-DDE, water, recoverable, hydrophilic-lipophilic balance (HLB) passive-sampling disk, nanograms per disk | p,p'-DDE | ng/disk | Recoverable | [5 empty] | 2020-01-21
53141 | p,p'-DDT, water, recoverable, hydrophilic-lipophilic balance (HLB) passive-sampling disk, nanograms per disk | p,p'-DDT | ng/disk | Recoverable | [5 empty] | 2020-01-21
53142 | Paclobutrazol, water, recoverable, hydrophilic-lipophilic balance (HLB) passive-sampling disk, nanograms per disk | Paclobutrazol | ng/disk | Recoverable | [5 empty] | 2020-01-21
53143 | Pebulate, water, recoverable, hydrophilic-lipophilic balance (HLB) passive-sampling disk, nanograms per disk | Pebulate | ng/disk | Recoverable | [5 empty] | 2020-01-21
53144 | Pendimethalin, water, recoverable, hydrophilic-lipophilic balance (HLB) passive-sampling disk, nanograms per disk | Pendimethalin | ng/disk | Recoverable | [5 empty] | 2020-01-21
53145 | Pentachloroanisole, water, recoverable, hydrophilic-lipophilic balance (HLB) passive-sampling disk, nanograms per disk | Pentachloroanisole | ng/disk | Recoverable | [5 empty] | 2020-01-21
53146 | Pentachloronitrobenzene, water, recoverable, hydrophilic-lipophilic balance (HLB) passive-sampling disk, nanograms per disk | Pentachloronitrobenzene | ng/disk | Recoverable | [5 empty] | 2020-01-21
53147 | Permethrin, water, recoverable, hydrophilic-lipophilic balance (HLB) passive-sampling disk, nanograms per disk | Permethrin | ng/disk | Recoverable | [5 empty] | 2020-01-21
53148 | Phenothrin, water, recoverable, hydrophilic-lipophilic balance (HLB) passive-sampling disk, nanograms per disk | Phenothrin | ng/disk | Recoverable | [5 empty] | 2020-01-21
53149 | Phosmet, water, recoverable, hydrophilic-lipophilic balance (HLB) passive-sampling disk, nanograms per disk | Phosmet | ng/disk | Recoverable | [5 empty] | 2020-01-21
53150 | Picoxystrobin, water, recoverable, hydrophilic-lipophilic balance (HLB) passive-sampling disk, nanograms per disk | Picoxystrobin | ng/disk | Recoverable | [5 empty] | 2020-01-21
53151 | Piperonyl butoxide, water, recoverable, hydrophilic-lipophilic balance (HLB) passive-sampling disk, nanograms per disk | Piperonyl butoxide | ng/disk | Recoverable | [5 empty] | 2020-01-21
53152 | Prodiamine, water, recoverable, hydrophilic-lipophilic balance (HLB) passive-sampling disk, nanograms per disk | Prodiamine | ng/disk | Recoverable | [5 empty] | 2020-01-21
53153 | Prometon, water, recoverable, hydrophilic-lipophilic balance (HLB) passive-sampling disk, nanograms per disk | Prometon | ng/disk | Recoverable | [5 empty] | 2020-01-21
53154 | Prometryn, water, recoverable, hydrophilic-lipophilic balance (HLB) passive-sampling disk, nanograms per disk | Prometryn | ng/disk | Recoverable | [5 empty] | 2020-01-21
53155 | Propanil, water, recoverable, hydrophilic-lipophilic balance (HLB) passive-sampling disk, nanograms per disk | Propanil | ng/disk | Recoverable | [5 empty] | 2020-01-21
53156 | Propargite, water, recoverable, hydrophilic-lipophilic balance (HLB) passive-sampling disk, nanograms per disk | Propargite | ng/disk | Recoverable | [5 empty] | 2020-01-21
53157 | Propiconazole, water, recoverable, hydrophilic-lipophilic balance (HLB) passive-sampling disk, nanograms per disk | Propiconazole | ng/disk | Recoverable | [5 empty] | 2020-01-21
53158 | Propyzamide, water, recoverable, hydrophilic-lipophilic balance (HLB) passive-sampling disk, nanograms per disk | Pronamide | ng/disk | Recoverable | [5 empty] | 2020-01-21
53159 | Pyraclostrobin, water, recoverable, hydrophilic-lipophilic balance (HLB) passive-sampling disk, nanograms per disk | Pyraclostrobin | ng/disk | Recoverable | [5 empty] | 2020-01-21
53160 | Pyridaben, water, recoverable, hydrophilic-lipophilic balance (HLB) passive-sampling disk, nanograms per disk | Pyridaben | ng/disk | Recoverable | [5 empty] | 2020-01-21
53161 | Pyrimethanil, water, recoverable, hydrophilic-lipophilic balance (HLB) passive-sampling disk, nanograms per disk | Pyrimethanil | ng/disk | Recoverable | [5 empty] | 2020-01-21
53162 | Quinoxyfen, water, recoverable, hydrophilic-lipophilic balance (HLB) passive-sampling disk, nanograms per disk | Quinoxyfen | ng/disk | Recoverable | [5 empty] | 2020-01-21
53163 | Resmethrin, water, recoverable, hydrophilic-lipophilic balance (HLB) passive-sampling disk, nanograms per disk | Resmethrin | ng/disk | Recoverable | [5 empty] | 2020-01-21
53164 | Sedaxane, water, recoverable, hydrophilic-lipophilic balance (HLB) passive-sampling disk, nanograms per disk | Sedaxane | ng/disk | Recoverable | [5 empty] | 2020-01-21
53165 | Simazine, water, recoverable, hydrophilic-lipophilic balance (HLB) passive-sampling disk, nanograms per disk | Simazine | ng/disk | Recoverable | [5 empty] | 2020-01-21
53166 | Tebuconazole, water, recoverable, hydrophilic-lipophilic balance (HLB) passive-sampling disk, nanograms per disk | Tebuconazole | ng/disk | Recoverable | [5 empty] | 2020-01-21
53167 | Tebupirimfos, water, recoverable, hydrophilic-lipophilic balance (HLB) passive-sampling disk, nanograms per disk | Phostebupirim | ng/disk | Recoverable | [5 empty] | 2020-01-21
53168 | Tebupirimfos oxygen analog, water, recoverable, hydrophilic-lipophilic balance (HLB) passive-sampling disk, nanograms per disk | Tebupirimphos oxon | ng/disk | Recoverable | [5 empty] | 2020-01-21
53169 | Tefluthrin, water, recoverable, hydrophilic-lipophilic balance (HLB) passive-sampling disk, nanograms per disk | Tefluthrin | ng/disk | Recoverable | [5 empty] | 2020-01-21
53170 | Tetraconazole, water, recoverable, hydrophilic-lipophilic balance (HLB) passive-sampling disk, nanograms per disk | Tetraconazole | ng/disk | Recoverable | [5 empty] | 2020-01-21
53171 | Tetradifon, water, recoverable, hydrophilic-lipophilic balance (HLB) passive-sampling disk, nanograms per disk | Tetradifon | ng/disk | Recoverable | [5 empty] | 2020-01-21
53172 | Tetramethrin, water, recoverable, hydrophilic-lipophilic balance (HLB) passive-sampling disk, nanograms per disk | Tetramethrin | ng/disk | Recoverable | [5 empty] | 2020-01-21
53173 | tau-Fluvalinate, water, recoverable, hydrophilic-lipophilic balance (HLB) passive-sampling disk, nanograms per disk | Tau-fluvalinate | ng/disk | Recoverable | [5 empty] | 2020-01-21
53174 | Thiazopyr, water, recoverable, hydrophilic-lipophilic balance (HLB) passive-sampling disk, nanograms per disk | Thiazopyr | ng/disk | Recoverable | [5 empty] | 2020-01-21
53175 | Thiobencarb, water, recoverable, hydrophilic-lipophilic balance (HLB) passive-sampling disk, nanograms per disk | Thiobencarb | ng/disk | Recoverable | [5 empty] | 2020-01-21
53176 | Triadimefon, water, recoverable, hydrophilic-lipophilic balance (HLB) passive-sampling disk, nanograms per disk | Triadimefon | ng/disk | Recoverable | [5 empty] | 2020-01-21
53177 | Triadimenol, water, recoverable, hydrophilic-lipophilic balance (HLB) passive-sampling disk, nanograms per disk | Triadimenol | ng/disk | Recoverable | [5 empty] | 2020-01-21
53178 | Triallate, water, recoverable, hydrophilic-lipophilic balance (HLB) passive-sampling disk, nanograms per disk | Triallate | ng/disk | Recoverable | [5 empty] | 2020-01-21
53179 | Tribufos, water, recoverable, hydrophilic-lipophilic balance (HLB) passive-sampling disk, nanograms per disk | Tribufos | ng/disk | Recoverable | [5 empty] | 2020-01-21
53180 | Trifloxystrobin, water, recoverable, hydrophilic-lipophilic balance (HLB) passive-sampling disk, nanograms per disk | Trifloxystrobin | ng/disk | Recoverable | [5 empty] | 2020-01-21
53181 | Triflumizole, water, recoverable, hydrophilic-lipophilic balance (HLB) passive-sampling disk, nanograms per disk | Triflumizole | ng/disk | Recoverable | [5 empty] | 2020-01-21
53182 | Trifluralin, water, recoverable, hydrophilic-lipophilic balance (HLB) passive-sampling disk, nanograms per disk | Trifluralin | ng/disk | Recoverable | [5 empty] | 2020-01-21
53183 | Triticonazole, water, recoverable, hydrophilic-lipophilic balance (HLB) passive-sampling disk, nanograms per disk | Triticonazole | ng/disk | Recoverable | [5 empty] | 2020-01-21
53184 | Zoxamide, water, recoverable, hydrophilic-lipophilic balance (HLB) passive-sampling disk, nanograms per disk | Zoxamide | ng/disk | Recoverable | [5 empty] | 2020-01-21
53185 | Acetamiprid, water, recoverable, hydrophilic-lipophilic balance (HLB) passive-sampling disk, nanograms per disk | Acetamiprid | ng/disk | Recoverable | [5 empty] | 2020-01-21
53186 | Carbendazim, water, recoverable, hydrophilic-lipophilic balance (HLB) passive-sampling disk, nanograms per disk | Carbendazim | ng/disk | Recoverable | [5 empty] | 2020-01-21
53187 | Chlorantraniliprole, water, recoverable, hydrophilic-lipophilic balance (HLB) passive-sampling disk, nanograms per disk | Chlorantraniliprole | ng/disk | Recoverable | [5 empty] | 2020-01-21
53188 | Clothianidin, water, recoverable, hydrophilic-lipophilic balance (HLB) passive-sampling disk, nanograms per disk | Clothianidin | ng/disk | Recoverable | [5 empty] | 2020-01-21
53189 | Cyantraniliprole, water, recoverable, hydrophilic-lipophilic balance (HLB) passive-sampling disk, nanograms per disk | Cyantraniliprole | ng/disk | Recoverable | [5 empty] | 2020-01-21
53190 | Cyazofamid, water, recoverable, hydrophilic-lipophilic balance (HLB) passive-sampling disk, nanograms per disk | Cyazofamid | ng/disk | Recoverable | [5 empty] | 2020-01-21
53191 | Cymoxanil, water, recoverable, hydrophilic-lipophilic balance (HLB) passive-sampling disk, nanograms per disk | Cymoxanil | ng/disk | Recoverable | [5 empty] | 2020-01-21
53192 | DCPU, water, recoverable, hydrophilic-lipophilic balance (HLB) passive-sampling disk, nanograms per disk | DCPU | ng/disk | Recoverable | [5 empty] | 2020-01-21
53193 | DCPMU, water, recoverable, hydrophilic-lipophilic balance (HLB) passive-sampling disk, nanograms per disk | 1-(3,4-dichlorophenyl)-3-methyl urea | ng/disk | Recoverable | [5 empty] | 2020-01-21
53194 | Desthio-prothioconazole, water, recoverable, hydrophilic-lipophilic balance (HLB) passive-sampling disk, nanograms per disk | Desthio-prothioconazole | ng/disk | Recoverable | [5 empty] | 2020-01-21
53195 | Dinotefuran, water, recoverable, hydrophilic-lipophilic balance (HLB) passive-sampling disk, nanograms per disk | Dinotefuran | ng/disk | Recoverable | [5 empty] | 2020-01-21
53196 | Diuron, water, recoverable, hydrophilic-lipophilic balance (HLB) passive-sampling disk, nanograms per disk | Diuron | ng/disk | Recoverable | [5 empty] | 2020-01-21
53197 | Ethaboxam, water, recoverable, hydrophilic-lipophilic balance (HLB) passive-sampling disk, nanograms per disk | Ethaboxam | ng/disk | Recoverable | [5 empty] | 2020-01-21
53198 | Flonicamid, water, recoverable, hydrophilic-lipophilic balance (HLB) passive-sampling disk, nanograms per disk | Flonicamid | ng/disk | Recoverable | [5 empty] | 2020-01-21
53199 | Fluridone, water, recoverable, hydrophilic-lipophilic balance (HLB) passive-sampling disk, nanograms per disk | Fluridone | ng/disk | Recoverable | [5 empty] | 2020-01-21
53200 | Imidacloprid, water, recoverable, hydrophilic-lipophilic balance (HLB) passive-sampling disk, nanograms per disk | Imidacloprid | ng/disk | Recoverable | [5 empty] | 2020-01-21
53201 | Mandipropamid, water, recoverable, hydrophilic-lipophilic balance (HLB) passive-sampling disk, nanograms per disk | Mandipropamid | ng/disk | Recoverable | [5 empty] | 2020-01-21
53202 | Methoxyfenozide, water, recoverable, hydrophilic-lipophilic balance (HLB) passive-sampling disk, nanograms per disk | Methoxyfenozide | ng/disk | Recoverable | [5 empty] | 2020-01-21
53203 | Oryzalin, water, recoverable, hydrophilic-lipophilic balance (HLB) passive-sampling disk, nanograms per disk | Oryzalin | ng/disk | Recoverable | [5 empty] | 2020-01-21
53204 | Penoxsulam, water, recoverable, hydrophilic-lipophilic balance (HLB) passive-sampling disk, nanograms per disk | Penoxsulam | ng/disk | Recoverable | [5 empty] | 2020-01-21
53205 | Thiabendazole, water, recoverable, hydrophilic-lipophilic balance (HLB) passive-sampling disk, nanograms per disk | Thiabendazole | ng/disk | Recoverable | [5 empty] | 2020-01-21
53206 | Thiacloprid, water, recoverable, hydrophilic-lipophilic balance (HLB) passive-sampling disk, nanograms per disk | Thiacloprid | ng/disk | Recoverable | [5 empty] | 2020-01-21
53207 | Thiamethoxam, water, recoverable, hydrophilic-lipophilic balance (HLB) passive-sampling disk, nanograms per disk | Thiamethoxam | ng/disk | Recoverable | [5 empty] | 2020-01-21
53208 | Tolfenpyrad, water, recoverable, hydrophilic-lipophilic balance (HLB) passive-sampling disk, nanograms per disk | Tolfenpyrad | ng/disk | Recoverable | [5 empty] | 2020-01-21
53209 | Desnitro-imidacloprid, water, recoverable, hydrophilic-lipophilic balance (HLB) passive-sampling disk, nanograms per disk | Desnitro-imidacloprid | ng/disk | Recoverable | [5 empty] | 2020-01-21
53210 | Imidacloprid urea, water, recoverable, hydrophilic-lipophilic balance (HLB) passive-sampling disk, nanograms per disk | Imidacloprid-urea | ng/disk | Recoverable | [5 empty] | 2020-01-21
53211 | Carboxin, water, recoverable, hydrophilic-lipophilic balance (HLB) passive-sampling disk, nanograms per disk | Carboxin | ng/disk | Recoverable | [5 empty] | 2020-01-21
53212 | Flupyradifurone, water, recoverable, hydrophilic-lipophilic balance (HLB) passive-sampling disk, nanograms per disk | Flupyradifurone | ng/disk | Recoverable | [5 empty] | 2020-01-21
53213 | Oxathiapiprolin, water, recoverable, hydrophilic-lipophilic balance (HLB) passive-sampling disk, nanograms per disk | Oxathiapiprolin | ng/disk | Recoverable | [5 empty] | 2020-01-21
53214 | Penthiopyrad, water, recoverable, hydrophilic-lipophilic balance (HLB) passive-sampling disk, nanograms per disk | Penthiopyrad | ng/disk | Recoverable | [5 empty] | 2020-01-21
53215 | Sulfoxaflor, water, recoverable, hydrophilic-lipophilic balance (HLB) passive-sampling disk, nanograms per disk | Sulfoxaflor | ng/disk | Recoverable | [5 empty] | 2020-01-21
53216 | Tebufenozide, water, recoverable, hydrophilic-lipophilic balance (HLB) passive-sampling disk, nanograms per disk | Tebufenozide | ng/disk | Recoverable | [5 empty] | 2020-01-21
53217 | Tricycloazole, water, recoverable, hydrophilic-lipophilic balance (HLB) passive-sampling disk, nanograms per disk | Tricyclazole | ng/disk | Recoverable | [5 empty] | 2020-01-21
53218 | Methomyl, water, recoverable, hydrophilic-lipophilic balance (HLB) passive-sampling disk, nanograms per disk | Methomyl | ng/disk | Recoverable | [5 empty] | 2020-01-21
53219 | Methamidophos, water, recoverable, hydrophilic-lipophilic balance (HLB) passive-sampling disk, nanograms per disk | Methamidophos | ng/disk | Recoverable | [5 empty] | 2020-01-21
53220 | Dichlorvos, water, recoverable, hydrophilic-lipophilic balance (HLB) passive-sampling disk, nanograms per disk | Dichlorvos | ng/disk | Recoverable | [5 empty] | 2020-01-21
53221 | Fluensulfone, water, recoverable, hydrophilic-lipophilic balance (HLB) passive-sampling disk, nanograms per disk | Fluensulfone | ng/disk | Recoverable | [5 empty] | 2020-01-21
53222 | Indaziflam, water, recoverable, hydrophilic-lipophilic balance (HLB) passive-sampling disk, nanograms per disk | Indaziflam | ng/disk | Recoverable | [5 empty] | 2020-01-21
53223 | Pyriproxyfen, water, recoverable, hydrophilic-lipophilic balance (HLB) passive-sampling disk, nanograms per disk | Pyriproxyfen | ng/disk | Recoverable | [5 empty] | 2020-01-21
53224 | Nitrapyrin, water, recoverable, hydrophilic-lipophilic balance (HLB) passive-sampling disk, nanograms per disk | Nitrapyrin | ng/disk | Recoverable | [5 empty] | 2020-01-21
53225 | Azinphos-methyl oxygen analog, water, recoverable, hydrophilic-lipophilic balance (HLB) passive-sampling disk, nanograms per disk | Azinphos-methyl oxygen analog | ng/disk | Recoverable | [5 empty] | 2020-01-21
53226 | Benzovindiflupyr, water, recoverable, hydrophilic-lipophilic balance (HLB) passive-sampling disk, nanograms per disk | Benzovindiflupyr | ng/disk | Recoverable | [5 empty] | 2020-01-21
53227 | Bromuconazole, water, recoverable, hydrophilic-lipophilic balance (HLB) passive-sampling disk, nanograms per disk | Bromuconazole | ng/disk | Recoverable | [5 empty] | 2020-01-21
53228 | Chlorofenapyr, water, recoverable, hydrophilic-lipophilic balance (HLB) passive-sampling disk, nanograms per disk | Chlorofenapyr | ng/disk | Recoverable | [5 empty] | 2020-01-21
53229 | Etoxazole, water, recoverable, hydrophilic-lipophilic balance (HLB) passive-sampling disk, nanograms per disk | Etoxazole | ng/disk | Recoverable | [5 empty] | 2020-01-21
53230 | Flubendiamide, water, recoverable, hydrophilic-lipophilic balance (HLB) passive-sampling disk, nanograms per disk | Flubendiamide | ng/disk | Recoverable | [5 empty] | 2020-01-21
53231 | Isofetamid, water, recoverable, hydrophilic-lipophilic balance (HLB) passive-sampling disk, nanograms per disk | Isofetamid | ng/disk | Recoverable | [5 empty] | 2020-01-21
53232 | Vinclozolin, water, recoverable, hydrophilic-lipophilic balance (HLB) passive-sampling disk, nanograms per disk | Vinclozolin | ng/disk | Recoverable | [5 empty] | 2020-01-21
53233 | 2-Chloro-2',6'-diethylacetanilide, water, recoverable, hydrophilic-lipophilic balance (HLB) passive-sampling disk, nanograms per disk | 2-Chloro-2',6'-diethylacetanilide | ng/disk | Recoverable | [5 empty] | 2020-01-21
53234 | Sulfometuron-methyl, water, recoverable, hydrophilic-lipophilic balance (HLB) passive-sampling disk, nanograms per disk | Sulfometuron methyl | ng/disk | Recoverable | [5 empty] | 2020-01-21
53235 | Thiamethoxam degradate NOA-407475, water, recoverable, hydrophilic-lipophilic balance (HLB) passive-sampling disk, nanograms per disk | Thiamethoxam degradate NOA-407475 | ng/disk | Recoverable | [5 empty] | 2020-01-21
53236 | Thiamethoxam degradate CGA-355190, water, recoverable, hydrophilic-lipophilic balance (HLB) passive-sampling disk, nanograms per disk | Thiamethoxam degradate CGA-355190 | ng/disk | Recoverable | [5 empty] | 2020-01-21
53238 | Imazapyr, water, recoverable, hydrophilic-lipophilic balance (HLB) passive-sampling disk, nanograms per disk | Imazapyr | ng/disk | Recoverable | [5 empty] | 2020-01-21
53239 | Desmethyl-clothianidin, water, recoverable, hydrophilic-lipophilic balance (HLB) passive-sampling disk, nanograms per disk | Desmethyl-clothianidin | ng/disk | Recoverable | [5 empty] | 2020-01-21
53240 | 6-Chloronicotinic acid, water, recoverable, hydrophilic-lipophilic balance (HLB) passive-sampling disk, nanograms per disk | 6-Chloronicotinic acid | ng/disk | Recoverable | [5 empty] | 2020-01-21
53241 | Metaldehyde, water, recoverable, hydrophilic-lipophilic balance (HLB) passive-sampling disk, nanograms per disk | Metaldehyde | ng/disk | Recoverable | [5 empty] | 2020-01-21
53243 | Mesotrione, water, recoverable, hydrophilic-lipophilic balance (HLB) passive-sampling disk, nanograms per disk | Mesotrione | ng/disk | Recoverable | [5 empty] | 2020-01-21
53244 | Bicyclopyrone, water, recoverable, hydrophilic-lipophilic balance (HLB) passive-sampling disk, nanograms per disk | Bicyclopyrone | ng/disk | Recoverable | [5 empty] | 2020-01-21
53245 | 2,4-D, water, recoverable, hydrophilic-lipophilic balance (HLB) passive-sampling disk, nanograms per disk | 2,4-D | ng/disk | Recoverable | [5 empty] | 2020-01-21
53246 | Triclopyr, water, recoverable, hydrophilic-lipophilic balance (HLB) passive-sampling disk, nanograms per disk | Triclopyr | ng/disk | Recoverable | [5 empty] | 2020-01-21
53247 | Aminopyralid, water, recoverable, hydrophilic-lipophilic balance (HLB) passive-sampling disk, nanograms per disk | Aminopyralid | ng/disk | Recoverable | [5 empty] | 2020-01-21
53249 | Strychnine, water, recoverable, hydrophilic-lipophilic balance (HLB) passive-sampling disk, nanograms per disk | Strychnine | ng/disk | Recoverable | [5 empty] | 2020-01-21
53250 | Acetochlor, water, recoverable, styrene divinylbenzene reversed phase sulfonate (SDB-RPS) passive-sampling disk, nanograms per disk | Acetochlor | ng/disk | Recoverable | [5 empty] | 2020-01-21
53251 | 3,4-Dichloroaniline, water, recoverable, styrene divinylbenzene reversed phase sulfonate (SDB-RPS) passive-sampling disk, nanograms per disk | 3,4-Dichloroaniline | ng/disk | Recoverable | [5 empty] | 2020-01-21
53252 | 3,5-Dichloroaniline, water, recoverable, styrene divinylbenzene reversed phase sulfonate (SDB-RPS) passive-sampling disk, nanograms per disk | 3,5-Dichloroaniline | ng/disk | Recoverable | [5 empty] | 2020-01-21
53253 | Acibenzolar-S-methyl, water, recoverable, styrene divinylbenzene reversed phase sulfonate (SDB-RPS) passive-sampling disk, nanograms per disk | Acibenzolar-S-methyl | ng/disk | Recoverable | [5 empty] | 2020-01-21
53254 | Alachlor, water, recoverable, styrene divinylbenzene reversed phase sulfonate (SDB-RPS) passive-sampling disk, nanograms per disk | Alachlor | ng/disk | Recoverable | [5 empty] | 2020-01-21
53255 | Allethrin, water, recoverable, styrene divinylbenzene reversed phase sulfonate (SDB-RPS) passive-sampling disk, nanograms per disk | Allethrin | ng/disk | Recoverable | [5 empty] | 2020-01-21
53256 | Atrazine, water, recoverable, styrene divinylbenzene reversed phase sulfonate (SDB-RPS) passive-sampling disk, nanograms per disk | Atrazine | ng/disk | Recoverable | [5 empty] | 2020-01-21
53257 | Azinphos-methyl, water, recoverable, styrene divinylbenzene reversed phase sulfonate (SDB-RPS) passive-sampling disk, nanograms per disk | Azinphos-methyl | ng/disk | Recoverable | [5 empty] | 2020-01-21
53258 | Azoxystrobin, water, recoverable, styrene divinylbenzene reversed phase sulfonate (SDB-RPS) passive-sampling disk, nanograms per disk | Azoxystrobin | ng/disk | Recoverable | [5 empty] | 2020-01-21
53259 | Benefin, water, recoverable, styrene divinylbenzene reversed phase sulfonate (SDB-RPS) passive-sampling disk, nanograms per disk | Benfluralin | ng/disk | Recoverable | [5 empty] | 2020-01-21
53260 | Bifenthrin, water, recoverable, styrene divinylbenzene reversed phase sulfonate (SDB-RPS) passive-sampling disk, nanograms per disk | Bifenthrin | ng/disk | Recoverable | [5 empty] | 2020-01-21
53261 | Boscalid, water, recoverable, styrene divinylbenzene reversed phase sulfonate (SDB-RPS) passive-sampling disk, nanograms per disk | Boscalid | ng/disk | Recoverable | [5 empty] | 2020-01-21
53262 | Butralin, water, recoverable, styrene divinylbenzene reversed phase sulfonate (SDB-RPS) passive-sampling disk, nanograms per disk | Butralin | ng/disk | Recoverable | [5 empty] | 2020-01-21
53263 | Butylate, water, recoverable, styrene divinylbenzene reversed phase sulfonate (SDB-RPS) passive-sampling disk, nanograms per disk | Butylate | ng/disk | Recoverable | [5 empty] | 2020-01-21
53264 | Captan, water, recoverable, styrene divinylbenzene reversed phase sulfonate (SDB-RPS) passive-sampling disk, nanograms per disk | Captan | ng/disk | Recoverable | [5 empty] | 2020-01-21
53265 | Carbaryl, water, recoverable, styrene divinylbenzene reversed phase sulfonate (SDB-RPS) passive-sampling disk, nanograms per disk | Carbaryl | ng/disk | Recoverable | [5 empty] | 2020-01-21
53266 | Carbofuran, water, recoverable, styrene divinylbenzene reversed phase sulfonate (SDB-RPS) passive-sampling disk, nanograms per disk | Carbofuran | ng/disk | Recoverable | [5 empty] | 2020-01-21
53267 | Chlorothalonil, water, recoverable, styrene divinylbenzene reversed phase sulfonate (SDB-RPS) passive-sampling disk, nanograms per disk | Chlorothalonil | ng/disk | Recoverable | [5 empty] | 2020-01-21
53268 | Chlorpyrifos, water, recoverable, styrene divinylbenzene reversed phase sulfonate (SDB-RPS) passive-sampling disk, nanograms per disk | Chlorpyrifos | ng/disk | Recoverable | [5 empty] | 2020-01-21
53269 | Chlorpyrifos oxygen analog, water, recoverable, styrene divinylbenzene reversed phase sulfonate (SDB-RPS) passive-sampling disk, nanograms per disk | Chlorpyrifos O.A. | ng/disk | Recoverable | [5 empty] | 2020-01-21
53270 | Clomazone, water, recoverable, styrene divinylbenzene reversed phase sulfonate (SDB-RPS) passive-sampling disk, nanograms per disk | Clomazone | ng/disk | Recoverable | [5 empty] | 2020-01-21
53271 | Coumaphos, water, recoverable, styrene divinylbenzene reversed phase sulfonate (SDB-RPS) passive-sampling disk, nanograms per disk | Coumaphos | ng/disk | Recoverable | [5 empty] | 2020-01-21
53272 | Cycloate, water, recoverable, styrene divinylbenzene reversed phase sulfonate (SDB-RPS) passive-sampling disk, nanograms per disk | Cycloate | ng/disk | Recoverable | [5 empty] | 2020-01-21
53273 | Cyfluthrin, water, recoverable, styrene divinylbenzene reversed phase sulfonate (SDB-RPS) passive-sampling disk, nanograms per disk | Cyfluthrin | ng/disk | Recoverable | [5 empty] | 2020-01-21
53274 | Cyhalofop-butyl, water, recoverable, styrene divinylbenzene reversed phase sulfonate (SDB-RPS) passive-sampling disk, nanograms per disk | Cyhalofop-butyl | ng/disk | Recoverable | [5 empty] | 2020-01-21
53275 | Cyhalothrin, water, recoverable, styrene divinylbenzene reversed phase sulfonate (SDB-RPS) passive-sampling disk, nanograms per disk | Cyhalothrin | ng/disk | Recoverable | [5 empty] | 2020-01-21
53276 | Cypermethrin, water, recoverable, styrene divinylbenzene reversed phase sulfonate (SDB-RPS) passive-sampling disk, nanograms per disk | Beta Cypermethrin | ng/disk | Recoverable | [5 empty] | 2020-01-21
53277 | Cyproconazole, water, recoverable, styrene divinylbenzene reversed phase sulfonate (SDB-RPS) passive-sampling disk, nanograms per disk | Cyproconazole | ng/disk | Recoverable | [5 empty] | 2020-01-21
53278 | Cyprodinil, water, recoverable, styrene divinylbenzene reversed phase sulfonate (SDB-RPS) passive-sampling disk, nanograms per disk | Cyprodinil | ng/disk | Recoverable | [5 empty] | 2020-01-21
53279 | DCPA, water, recoverable, styrene divinylbenzene reversed phase sulfonate (SDB-RPS) passive-sampling disk, nanograms per disk | Chlorthal-dimethyl | ng/disk | Recoverable | [5 empty] | 2020-01-21
53280 | Deltamethrin, water, recoverable, styrene divinylbenzene reversed phase sulfonate (SDB-RPS) passive-sampling disk, nanograms per disk | Deltamethrin | ng/disk | Recoverable | [5 empty] | 2020-01-21
53281 | Diazinon, water, recoverable, styrene divinylbenzene reversed phase sulfonate (SDB-RPS) passive-sampling disk, nanograms per disk | Diazinon | ng/disk | Recoverable | [5 empty] | 2020-01-21
53282 | Diazoxon, water, recoverable, styrene divinylbenzene reversed phase sulfonate (SDB-RPS) passive-sampling disk, nanograms per disk | Diazoxon | ng/disk | Recoverable | [5 empty] | 2020-01-21
53283 | Difenoconazole, water, recoverable, styrene divinylbenzene reversed phase sulfonate (SDB-RPS) passive-sampling disk, nanograms per disk | Difenoconazole | ng/disk | Recoverable | [5 empty] | 2020-01-21
53284 | Dimethomorph, water, recoverable, styrene divinylbenzene reversed phase sulfonate (SDB-RPS) passive-sampling disk, nanograms per disk | Dimethomorph | ng/disk | Recoverable | [5 empty] | 2020-01-21
53285 | Dithiopyr, water, recoverable, styrene divinylbenzene reversed phase sulfonate (SDB-RPS) passive-sampling disk, nanograms per disk | Dithiopyr | ng/disk | Recoverable | [5 empty] | 2020-01-21
53286 | EPTC, water, recoverable, styrene divinylbenzene reversed phase sulfonate (SDB-RPS) passive-sampling disk, nanograms per disk | S-Ethyl dipropylthiocarbamate | ng/disk | Recoverable | [5 empty] | 2020-01-21
53287 | Esfenvalerate, water, recoverable, styrene divinylbenzene reversed phase sulfonate (SDB-RPS) passive-sampling disk, nanograms per disk | Esfenvalerate | ng/disk | Recoverable | [5 empty] | 2020-01-21
53288 | Ethalfluralin, water, recoverable, styrene divinylbenzene reversed phase sulfonate (SDB-RPS) passive-sampling disk, nanograms per disk | Ethalfluralin | ng/disk | Recoverable | [5 empty] | 2020-01-21
53289 | Etofenprox, water, recoverable, styrene divinylbenzene reversed phase sulfonate (SDB-RPS) passive-sampling disk, nanograms per disk | Etofenprox | ng/disk | Recoverable | [5 empty] | 2020-01-21
53290 | Famoxadone, water, recoverable, styrene divinylbenzene reversed phase sulfonate (SDB-RPS) passive-sampling disk, nanograms per disk | Famoxadone | ng/disk | Recoverable | [5 empty] | 2020-01-21
53291 | Fenamidone, water, recoverable, styrene divinylbenzene reversed phase sulfonate (SDB-RPS) passive-sampling disk, nanograms per disk | Fenamidone | ng/disk | Recoverable | [5 empty] | 2020-01-21
53292 | Fenarimol, water, recoverable, styrene divinylbenzene reversed phase sulfonate (SDB-RPS) passive-sampling disk, nanograms per disk | Fenarimol | ng/disk | Recoverable | [5 empty] | 2020-01-21
53293 | Fenbuconazole, water, recoverable, styrene divinylbenzene reversed phase sulfonate (SDB-RPS) passive-sampling disk, nanograms per disk | Fenbuconazole | ng/disk | Recoverable | [5 empty] | 2020-01-21
53294 | Fenhexamid, water, recoverable, styrene divinylbenzene reversed phase sulfonate (SDB-RPS) passive-sampling disk, nanograms per disk | Fenhexamid | ng/disk | Recoverable | [5 empty] | 2020-01-21
53295 | Fenpropathrin, water, recoverable, styrene divinylbenzene reversed phase sulfonate (SDB-RPS) passive-sampling disk, nanograms per disk | Fenpropathrin | ng/disk | Recoverable | [5 empty] | 2020-01-21
53296 | Fenpyroximate, water, recoverable, styrene divinylbenzene reversed phase sulfonate (SDB-RPS) passive-sampling disk, nanograms per disk | Fenpropathrin | ng/disk | Recoverable | [5 empty] | 2020-01-21
53297 | Fenthion, water, recoverable, styrene divinylbenzene reversed phase sulfonate (SDB-RPS) passive-sampling disk, nanograms per disk | Fenthion | ng/disk | Recoverable | [5 empty] | 2020-01-21
53298 | Fipronil, water, recoverable, styrene divinylbenzene reversed phase sulfonate (SDB-RPS) passive-sampling disk, nanograms per disk | Fenthion | ng/disk | Recoverable | [5 empty] | 2020-01-21
53299 | Desulfinylfipronil, water, recoverable, styrene divinylbenzene reversed phase sulfonate (SDB-RPS) passive-sampling disk, nanograms per disk | Fipronil Desulfinyl | ng/disk | Recoverable | [5 empty] | 2020-01-21
53300 | Desulfinylfipronil amide, water, recoverable, styrene divinylbenzene reversed phase sulfonate (SDB-RPS) passive-sampling disk, nanograms per disk | Desulfinylfipronil amide | ng/disk | Recoverable | [5 empty] | 2020-01-21
53301 | Fipronil sulfide, water, recoverable, styrene divinylbenzene reversed phase sulfonate (SDB-RPS) passive-sampling disk, nanograms per disk | Fipronil Sulfide | ng/disk | Recoverable | [5 empty] | 2020-01-21
53302 | Fipronil sulfone, water, recoverable, styrene divinylbenzene reversed phase sulfonate (SDB-RPS) passive-sampling disk, nanograms per disk | Fipronil Sulfone | ng/disk | Recoverable | [5 empty] | 2020-01-21
53303 | Fluazinam, water, recoverable, styrene divinylbenzene reversed phase sulfonate (SDB-RPS) passive-sampling disk, nanograms per disk | Fluazinam | ng/disk | Recoverable | [5 empty] | 2020-01-21
53304 | Fludioxinil, water, recoverable, styrene divinylbenzene reversed phase sulfonate (SDB-RPS) passive-sampling disk, nanograms per disk | Fludioxonil | ng/disk | Recoverable | [5 empty] | 2020-01-21
53305 | Flufenacet, water, recoverable, styrene divinylbenzene reversed phase sulfonate (SDB-RPS) passive-sampling disk, nanograms per disk | Flufenacet | ng/disk | Recoverable | [5 empty] | 2020-01-21
53306 | Flumethralin, water, recoverable, styrene divinylbenzene reversed phase sulfonate (SDB-RPS) passive-sampling disk, nanograms per disk | Flumetralin | ng/disk | Recoverable | [5 empty] | 2020-01-21
53307 | Fluopicolide, water, recoverable, styrene divinylbenzene reversed phase sulfonate (SDB-RPS) passive-sampling disk, nanograms per disk | Fluopicolide | ng/disk | Recoverable | [5 empty] | 2020-01-21
53308 | Fluopyram, water, recoverable, styrene divinylbenzene reversed phase sulfonate (SDB-RPS) passive-sampling disk, nanograms per disk | Fluopyram | ng/disk | Recoverable | [5 empty] | 2020-01-21
53309 | Fluoxastrobin, water, recoverable, styrene divinylbenzene reversed phase sulfonate (SDB-RPS) passive-sampling disk, nanograms per disk | Fluoxastrobin | ng/disk | Recoverable | [5 empty] | 2020-01-21
53310 | Flusilazole, water, recoverable, styrene divinylbenzene reversed phase sulfonate (SDB-RPS) passive-sampling disk, nanograms per disk | Flusilazole | ng/disk | Recoverable | [5 empty] | 2020-01-21
53311 | Flutolanil, water, recoverable, styrene divinylbenzene reversed phase sulfonate (SDB-RPS) passive-sampling disk, nanograms per disk | Flutolanil | ng/disk | Recoverable | [5 empty] | 2020-01-21
53312 | Flutriafol, water, recoverable, styrene divinylbenzene reversed phase sulfonate (SDB-RPS) passive-sampling disk, nanograms per disk | Flutriafol | ng/disk | Recoverable | [5 empty] | 2020-01-21
53313 | Fluxapyroxad, water, recoverable, styrene divinylbenzene reversed phase sulfonate (SDB-RPS) passive-sampling disk, nanograms per disk | Fluxapyroxad | ng/disk | Recoverable | [5 empty] | 2020-01-21
53314 | Hexazinone, water, recoverable, styrene divinylbenzene reversed phase sulfonate (SDB-RPS) passive-sampling disk, nanograms per disk | Hexazinone | ng/disk | Recoverable | [5 empty] | 2020-01-21
53315 | Imazalil, water, recoverable, styrene divinylbenzene reversed phase sulfonate (SDB-RPS) passive-sampling disk, nanograms per disk | Imazalil | ng/disk | Recoverable | [5 empty] | 2020-01-21
53316 | Indoxacarb, water, recoverable, styrene divinylbenzene reversed phase sulfonate (SDB-RPS) passive-sampling disk, nanograms per disk | Indoxacarb | ng/disk | Recoverable | [5 empty] | 2020-01-21
53317 | Ipconazole, water, recoverable, styrene divinylbenzene reversed phase sulfonate (SDB-RPS) passive-sampling disk, nanograms per disk | Ipconazole | ng/disk | Recoverable | [5 empty] | 2020-01-21
53318 | Iprodione, water, recoverable, styrene divinylbenzene reversed phase sulfonate (SDB-RPS) passive-sampling disk, nanograms per disk | Iprodione | ng/disk | Recoverable | [5 empty] | 2020-01-21
53319 | Kresoxim-methyl, water, recoverable, styrene divinylbenzene reversed phase sulfonate (SDB-RPS) passive-sampling disk, nanograms per disk | Kresoxim-methyl | ng/disk | Recoverable | [5 empty] | 2020-01-21
53320 | Malathion, water, recoverable, styrene divinylbenzene reversed phase sulfonate (SDB-RPS) passive-sampling disk, nanograms per disk | Malathion | ng/disk | Recoverable | [5 empty] | 2020-01-21
53321 | Malaoxon, water, recoverable, styrene divinylbenzene reversed phase sulfonate (SDB-RPS) passive-sampling disk, nanograms per disk | Malaoxon | ng/disk | Recoverable | [5 empty] | 2020-01-21
53322 | Metalaxyl, water, recoverable, styrene divinylbenzene reversed phase sulfonate (SDB-RPS) passive-sampling disk, nanograms per disk | Metalaxyl | ng/disk | Recoverable | [5 empty] | 2020-01-21
53323 | Metconazole, water, recoverable, styrene divinylbenzene reversed phase sulfonate (SDB-RPS) passive-sampling disk, nanograms per disk | Metconazole | ng/disk | Recoverable | [5 empty] | 2020-01-21
53324 | Methidathion, water, recoverable, styrene divinylbenzene reversed phase sulfonate (SDB-RPS) passive-sampling disk, nanograms per disk | Methidathion | ng/disk | Recoverable | [5 empty] | 2020-01-21
53325 | Methoprene, water, recoverable, styrene divinylbenzene reversed phase sulfonate (SDB-RPS) passive-sampling disk, nanograms per disk | Methoprene | ng/disk | Recoverable | [5 empty] | 2020-01-21
53326 | Methyl parathion, water, recoverable, styrene divinylbenzene reversed phase sulfonate (SDB-RPS) passive-sampling disk, nanograms per disk | Methyl parathion | ng/disk | Recoverable | [5 empty] | 2020-01-21
53327 | Metolachlor, water, recoverable, styrene divinylbenzene reversed phase sulfonate (SDB-RPS) passive-sampling disk, nanograms per disk | Metolachlor | ng/disk | Recoverable | [5 empty] | 2020-01-21
53328 | Molinate, water, recoverable, styrene divinylbenzene reversed phase sulfonate (SDB-RPS) passive-sampling disk, nanograms per disk | Molinate | ng/disk | Recoverable | [5 empty] | 2020-01-21
53329 | Myclobutanil, water, recoverable, styrene divinylbenzene reversed phase sulfonate (SDB-RPS) passive-sampling disk, nanograms per disk | Myclobutanil | ng/disk | Recoverable | [5 empty] | 2020-01-21
53330 | Napropamide, water, recoverable, styrene divinylbenzene reversed phase sulfonate (SDB-RPS) passive-sampling disk, nanograms per disk | Napropamide | ng/disk | Recoverable | [5 empty] | 2020-01-21
53331 | Novaluron, water, recoverable, styrene divinylbenzene reversed phase sulfonate (SDB-RPS) passive-sampling disk, nanograms per disk | Novaluron | ng/disk | Recoverable | [5 empty] | 2020-01-21
53332 | Oxadiazon, water, recoverable, styrene divinylbenzene reversed phase sulfonate (SDB-RPS) passive-sampling disk, nanograms per disk | Oxadiazon | ng/disk | Recoverable | [5 empty] | 2020-01-21
53333 | Oxyfluorfen, water, recoverable, styrene divinylbenzene reversed phase sulfonate (SDB-RPS) passive-sampling disk, nanograms per disk | Oxyfluorfen | ng/disk | Recoverable | [5 empty] | 2020-01-21
53334 | p,p'-DDD, water, recoverable, styrene divinylbenzene reversed phase sulfonate (SDB-RPS) passive-sampling disk, nanograms per disk | p,p'-DDD | ng/disk | Recoverable | [5 empty] | 2020-01-21
53335 | p,p'-DDE, water, recoverable, styrene divinylbenzene reversed phase sulfonate (SDB-RPS) passive-sampling disk, nanograms per disk | p,p'-DDE | ng/disk | Recoverable | [5 empty] | 2020-01-21
53336 | p,p'-DDT, water, recoverable, styrene divinylbenzene reversed phase sulfonate (SDB-RPS) passive-sampling disk, nanograms per disk | p,p'-DDT | ng/disk | Recoverable | [5 empty] | 2020-01-21
53337 | Paclobutrazol, water, recoverable, styrene divinylbenzene reversed phase sulfonate (SDB-RPS) passive-sampling disk, nanograms per disk | Paclobutrazol | ng/disk | Recoverable | [5 empty] | 2020-01-21
53338 | Pebulate, water, recoverable, styrene divinylbenzene reversed phase sulfonate (SDB-RPS) passive-sampling disk, nanograms per disk | Pebulate | ng/disk | Recoverable | [5 empty] | 2020-01-21
53339 | Pendimethalin, water, recoverable, styrene divinylbenzene reversed phase sulfonate (SDB-RPS) passive-sampling disk, nanograms per disk | Pendimethalin | ng/disk | Recoverable | [5 empty] | 2020-01-21
53340 | Pentachloroanisole, water, recoverable, styrene divinylbenzene reversed phase sulfonate (SDB-RPS) passive-sampling disk, nanograms per disk | Pentachloroanisole | ng/disk | Recoverable | [5 empty] | 2020-01-21
53341 | Pentachloronitrobenzene (PCNB), water, recoverable, styrene divinylbenzene reversed phase sulfonate (SDB-RPS) passive-sampling disk, nanograms per disk | Pentachloronitrobenzene | ng/disk | Recoverable | [5 empty] | 2020-01-21
53342 | Permethrin, water, recoverable, styrene divinylbenzene reversed phase sulfonate (SDB-RPS) passive-sampling disk, nanograms per disk | Permethrin | ng/disk | Recoverable | [5 empty] | 2020-01-21
53343 | Phenothrin, water, recoverable, styrene divinylbenzene reversed phase sulfonate (SDB-RPS) passive-sampling disk, nanograms per disk | Phenothrin | ng/disk | Recoverable | [5 empty] | 2020-01-21
53344 | Phosmet, water, recoverable, styrene divinylbenzene reversed phase sulfonate (SDB-RPS) passive-sampling disk, nanograms per disk | Phosmet | ng/disk | Recoverable | [5 empty] | 2020-01-21
53345 | Picoxystrobin, water, recoverable, styrene divinylbenzene reversed phase sulfonate (SDB-RPS) passive-sampling disk, nanograms per disk | Picoxystrobin | ng/disk | Recoverable | [5 empty] | 2020-01-21
53346 | Piperonyl butoxide, water, recoverable, styrene divinylbenzene reversed phase sulfonate (SDB-RPS) passive-sampling disk, nanograms per disk | Piperonyl butoxide | ng/disk | Recoverable | [5 empty] | 2020-01-21
53347 | Prodiamine, water, recoverable, styrene divinylbenzene reversed phase sulfonate (SDB-RPS) passive-sampling disk, nanograms per disk | Prodiamine | ng/disk | Recoverable | [5 empty] | 2020-01-21
53348 | Prometon, water, recoverable, styrene divinylbenzene reversed phase sulfonate (SDB-RPS) passive-sampling disk, nanograms per disk | Prometon | ng/disk | Recoverable | [5 empty] | 2020-01-21
53349 | Prometryn, water, recoverable, styrene divinylbenzene reversed phase sulfonate (SDB-RPS) passive-sampling disk, nanograms per disk | Prometryn | ng/disk | Recoverable | [5 empty] | 2020-01-21
53350 | Propanil, water, recoverable, styrene divinylbenzene reversed phase sulfonate (SDB-RPS) passive-sampling disk, nanograms per disk | Propanil | ng/disk | Recoverable | [5 empty] | 2020-01-21
53351 | Propargite, water, recoverable, styrene divinylbenzene reversed phase sulfonate (SDB-RPS) passive-sampling disk, nanograms per disk | Propargite | ng/disk | Recoverable | [5 empty] | 2020-01-21
53352 | Propiconazole, water, recoverable, styrene divinylbenzene reversed phase sulfonate (SDB-RPS) passive-sampling disk, nanograms per disk | Propiconazole | ng/disk | Recoverable | [5 empty] | 2020-01-21
53353 | Propyzamide, water, recoverable, styrene divinylbenzene reversed phase sulfonate (SDB-RPS) passive-sampling disk, nanograms per disk | Pronamide | ng/disk | Recoverable | [5 empty] | 2020-01-21
53354 | Pyraclostrobin, water, recoverable, styrene divinylbenzene reversed phase sulfonate (SDB-RPS) passive-sampling disk, nanograms per disk | Pyraclostrobin | ng/disk | Recoverable | [5 empty] | 2020-01-21
53355 | Pyridaben, water, recoverable, styrene divinylbenzene reversed phase sulfonate (SDB-RPS) passive-sampling disk, nanograms per disk | Pyridaben | ng/disk | Recoverable | [5 empty] | 2020-01-21
53356 | Pyrimethanil, water, recoverable, styrene divinylbenzene reversed phase sulfonate (SDB-RPS) passive-sampling disk, nanograms per disk | Pyrimethanil | ng/disk | Recoverable | [5 empty] | 2020-01-21
53357 | Quinoxyfen, water, recoverable, styrene divinylbenzene reversed phase sulfonate (SDB-RPS) passive-sampling disk, nanograms per disk | Quinoxyfen | ng/disk | Recoverable | [5 empty] | 2020-01-21
53358 | Resmethrin, water, recoverable, styrene divinylbenzene reversed phase sulfonate (SDB-RPS) passive-sampling disk, nanograms per disk | Resmethrin | ng/disk | Recoverable | [5 empty] | 2020-01-21
53359 | Sedaxane, water, recoverable, styrene divinylbenzene reversed phase sulfonate (SDB-RPS) passive-sampling disk, nanograms per disk | Sedaxane | ng/disk | Recoverable | [5 empty] | 2020-01-21
53360 | Simazine, water, recoverable, styrene divinylbenzene reversed phase sulfonate (SDB-RPS) passive-sampling disk, nanograms per disk | Simazine | ng/disk | Recoverable | [5 empty] | 2020-01-21
53361 | Tebuconazole, water, recoverable, styrene divinylbenzene reversed phase sulfonate (SDB-RPS) passive-sampling disk, nanograms per disk | Tebuconazole | ng/disk | Recoverable | [5 empty] | 2020-01-21
53362 | Tebupirimfos, water, recoverable, styrene divinylbenzene reversed phase sulfonate (SDB-RPS) passive-sampling disk, nanograms per disk | Phostebupirim | ng/disk | Recoverable | [5 empty] | 2020-01-21
53363 | Tebupirimfos oxygen analog, water, recoverable, styrene divinylbenzene reversed phase sulfonate (SDB-RPS) passive-sampling disk, nanograms per disk | Tebupirimphos oxon | ng/disk | Recoverable | [5 empty] | 2020-01-21
53364 | Tefluthrin, water, recoverable, styrene divinylbenzene reversed phase sulfonate (SDB-RPS) passive-sampling disk, nanograms per disk | Tefluthrin | ng/disk | Recoverable | [5 empty] | 2020-01-21
53365 | Tetraconazole, water, recoverable, styrene divinylbenzene reversed phase sulfonate (SDB-RPS) passive-sampling disk, nanograms per disk | Tetraconazole | ng/disk | Recoverable | [5 empty] | 2020-01-21
53366 | Tetradifon, water, recoverable, styrene divinylbenzene reversed phase sulfonate (SDB-RPS) passive-sampling disk, nanograms per disk | Tetradifon | ng/disk | Recoverable | [5 empty] | 2020-01-21
53367 | Tetramethrin, water, recoverable, styrene divinylbenzene reversed phase sulfonate (SDB-RPS) passive-sampling disk, nanograms per disk | Tetramethrin | ng/disk | Recoverable | [5 empty] | 2020-01-21
53368 | tau-Fluvalinate, water, recoverable, styrene divinylbenzene reversed phase sulfonate (SDB-RPS) passive-sampling disk, nanograms per disk | Tau-fluvalinate | ng/disk | Recoverable | [5 empty] | 2020-01-21
53369 | Thiazopyr, water, recoverable, styrene divinylbenzene reversed phase sulfonate (SDB-RPS) passive-sampling disk, nanograms per disk | Thiazopyr | ng/disk | Recoverable | [5 empty] | 2020-01-21
53370 | Thiobencarb, water, recoverable, styrene divinylbenzene reversed phase sulfonate (SDB-RPS) passive-sampling disk, nanograms per disk | Thiobencarb | ng/disk | Recoverable | [5 empty] | 2020-01-21
53371 | Triadimefon, water, recoverable, styrene divinylbenzene reversed phase sulfonate (SDB-RPS) passive-sampling disk, nanograms per disk | Triadimefon | ng/disk | Recoverable | [5 empty] | 2020-01-21
53372 | Triadimenol, water, recoverable, styrene divinylbenzene reversed phase sulfonate (SDB-RPS) passive-sampling disk, nanograms per disk | Triadimenol | ng/disk | Recoverable | [5 empty] | 2020-01-21
53373 | Triallate, water, recoverable, styrene divinylbenzene reversed phase sulfonate (SDB-RPS) passive-sampling disk, nanograms per disk | Triallate | ng/disk | Recoverable | [5 empty] | 2020-01-21
53374 | Tribufos, water, recoverable, styrene divinylbenzene reversed phase sulfonate (SDB-RPS) passive-sampling disk, nanograms per disk | Tribufos | ng/disk | Recoverable | [5 empty] | 2020-01-21
53375 | Trifloxystrobin, water, recoverable, styrene divinylbenzene reversed phase sulfonate (SDB-RPS) passive-sampling disk, nanograms per disk | Trifloxystrobin | ng/disk | Recoverable | [5 empty] | 2020-01-21
53376 | Triflumizole, water, recoverable, styrene divinylbenzene reversed phase sulfonate (SDB-RPS) passive-sampling disk, nanograms per disk | Triflumizole | ng/disk | Recoverable | [5 empty] | 2020-01-21
53377 | Trifluralin, water, recoverable, styrene divinylbenzene reversed phase sulfonate (SDB-RPS) passive-sampling disk, nanograms per disk | Trifluralin | ng/disk | Recoverable | [5 empty] | 2020-01-21
53378 | Triticonazole, water, recoverable, styrene divinylbenzene reversed phase sulfonate (SDB-RPS) passive-sampling disk, nanograms per disk | Triticonazole | ng/disk | Recoverable | [5 empty] | 2020-01-21
53379 | Zoxamide, water, recoverable, styrene divinylbenzene reversed phase sulfonate (SDB-RPS) passive-sampling disk, nanograms per disk | Zoxamide | ng/disk | Recoverable | [5 empty] | 2020-01-21
53380 | Acetamiprid, water, recoverable, styrene divinylbenzene reversed phase sulfonate (SDB-RPS) passive-sampling disk, nanograms per disk | Acetamiprid | ng/disk | Recoverable | [5 empty] | 2020-01-21
53381 | Carbendazim, water, recoverable, styrene divinylbenzene reversed phase sulfonate (SDB-RPS) passive-sampling disk, nanograms per disk | Carbendazim | ng/disk | Recoverable | [5 empty] | 2020-01-21
53382 | Chlorantraniliprole, water, recoverable, styrene divinylbenzene reversed phase sulfonate (SDB-RPS) passive-sampling disk, nanograms per disk | Chlorantraniliprole | ng/disk | Recoverable | [5 empty] | 2020-01-21
53383 | Clothianidin, water, recoverable, styrene divinylbenzene reversed phase sulfonate (SDB-RPS) passive-sampling disk, nanograms per disk | Clothianidin | ng/disk | Recoverable | [5 empty] | 2020-01-21
53384 | Cyantraniliprole, water, recoverable, styrene divinylbenzene reversed phase sulfonate (SDB-RPS) passive-sampling disk, nanograms per disk | Cyantraniliprole | ng/disk | Recoverable | [5 empty] | 2020-01-21
53385 | Cyazofamid, water, recoverable, styrene divinylbenzene reversed phase sulfonate (SDB-RPS) passive-sampling disk, nanograms per disk | Cyazofamid | ng/disk | Recoverable | [5 empty] | 2020-01-21
53386 | Cymoxanil, water, recoverable, styrene divinylbenzene reversed phase sulfonate (SDB-RPS) passive-sampling disk, nanograms per disk | Cymoxanil | ng/disk | Recoverable | [5 empty] | 2020-01-21
53387 | DCPU, water, recoverable, styrene divinylbenzene reversed phase sulfonate (SDB-RPS) passive-sampling disk, nanograms per disk | DCPU | ng/disk | Recoverable | [5 empty] | 2020-01-21
53388 | DCPMU, water, recoverable, styrene divinylbenzene reversed phase sulfonate (SDB-RPS) passive-sampling disk, nanograms per disk | 1-(3,4-dichlorophenyl)-3-methyl urea | ng/disk | Recoverable | [5 empty] | 2020-01-21
53389 | Desthio-prothioconazole, water, recoverable, styrene divinylbenzene reversed phase sulfonate (SDB-RPS) passive-sampling disk | Desthio-prothioconazole | ng/disk | Recoverable | [5 empty] | 2020-01-21
53390 | Dinotefuran, water, recoverable, styrene divinylbenzene reversed phase sulfonate (SDB-RPS) passive-sampling disk, nanograms per disk | Dinotefuran | ng/disk | Recoverable | [5 empty] | 2020-01-21
53391 | Diuron, water, recoverable, styrene divinylbenzene reversed phase sulfonate (SDB-RPS) passive-sampling disk, nanograms per disk | Diuron | ng/disk | Recoverable | [5 empty] | 2020-01-21
53392 | Ethaboxam, water, recoverable, styrene divinylbenzene reversed phase sulfonate (SDB-RPS) passive-sampling disk, nanograms per disk | Ethaboxam | ng/disk | Recoverable | [5 empty] | 2020-01-21
53393 | Flonicamid, water, recoverable, styrene divinylbenzene reversed phase sulfonate (SDB-RPS) passive-sampling disk, nanograms per disk | Flonicamid | ng/disk | Recoverable | [5 empty] | 2020-01-21
53394 | Fluridone, water, recoverable, styrene divinylbenzene reversed phase sulfonate (SDB-RPS) passive-sampling disk, nanograms per disk | Fluridone | ng/disk | Recoverable | [5 empty] | 2020-01-21
53395 | Imidacloprid, water, recoverable, styrene divinylbenzene reversed phase sulfonate (SDB-RPS) passive-sampling disk, nanograms per disk | Imidacloprid | ng/disk | Recoverable | [5 empty] | 2020-01-21
53396 | Mandipropamid, water, recoverable, styrene divinylbenzene reversed phase sulfonate (SDB-RPS) passive-sampling disk, nanograms per disk | Mandipropamid | ng/disk | Recoverable | [5 empty] | 2020-01-21
53397 | Methoxyfenozide, water, recoverable, styrene divinylbenzene reversed phase sulfonate (SDB-RPS) passive-sampling disk, nanograms per disk | Methoxyfenozide | ng/disk | Recoverable | [5 empty] | 2020-01-21
53398 | Oryzalin, water, recoverable, styrene divinylbenzene reversed phase sulfonate (SDB-RPS) passive-sampling disk, nanograms per disk | Oryzalin | ng/disk | Recoverable | [5 empty] | 2020-01-21
53399 | Penoxsulam, water, recoverable, styrene divinylbenzene reversed phase sulfonate (SDB-RPS) passive-sampling disk, nanograms per disk | Penoxsulam | ng/disk | Recoverable | [5 empty] | 2020-01-21
53400 | Thiabendazole, water, recoverable, styrene divinylbenzene reversed phase sulfonate (SDB-RPS) passive-sampling disk, nanograms per disk | Thiabendazole | ng/disk | Recoverable | [5 empty] | 2020-01-21
53401 | Thiacloprid, water, recoverable, styrene divinylbenzene reversed phase sulfonate (SDB-RPS) passive-sampling disk, nanograms per disk | Thiacloprid | ng/disk | Recoverable | [5 empty] | 2020-01-21
53402 | Thiamethoxam, water, recoverable, styrene divinylbenzene reversed phase sulfonate (SDB-RPS) passive-sampling disk, nanograms per disk | Thiamethoxam | ng/disk | Recoverable | [5 empty] | 2020-01-21
53403 | Tolfenpyrad, water, recoverable, styrene divinylbenzene reversed phase sulfonate (SDB-RPS) passive-sampling disk, nanograms per disk | Tolfenpyrad | ng/disk | Recoverable | [5 empty] | 2020-01-21
53404 | Desnitro-imidacloprid, water, recoverable, styrene divinylbenzene reversed phase sulfonate (SDB-RPS) passive-sampling disk, nanograms per disk | Desnitro-imidacloprid | ng/disk | Recoverable | [5 empty] | 2020-01-21
53405 | Imidacloprid urea, water, recoverable, styrene divinylbenzene reversed phase sulfonate (SDB-RPS) passive-sampling disk, nanograms per disk | Imidacloprid-urea | ng/disk | Recoverable | [5 empty] | 2020-01-21
53406 | Carboxin, water, recoverable, styrene divinylbenzene reversed phase sulfonate (SDB-RPS) passive-sampling disk, nanograms per disk | Carboxin | ng/disk | Recoverable | [5 empty] | 2020-01-21
53407 | Flupyradifurone, water, recoverable, styrene divinylbenzene reversed phase sulfonate (SDB-RPS) passive-sampling disk, nanograms per disk | Flupyradifurone | ng/disk | Recoverable | [5 empty] | 2020-01-21
53408 | Oxathiapiprolin, water, recoverable, styrene divinylbenzene reversed phase sulfonate (SDB-RPS) passive-sampling disk, nanograms per disk | Oxathiapiprolin | ng/disk | Recoverable | [5 empty] | 2020-01-21
53409 | Penthiopyrad, water, recoverable, styrene divinylbenzene reversed phase sulfonate (SDB-RPS) passive-sampling disk, nanograms per disk | Penthiopyrad | ng/disk | Recoverable | [5 empty] | 2020-01-21
53410 | Sulfoxaflor, water, recoverable, styrene divinylbenzene reversed phase sulfonate (SDB-RPS) passive-sampling disk, nanograms per disk | Sulfoxaflor | ng/disk | Recoverable | [5 empty] | 2020-01-21
53411 | Tebufenozide, water, recoverable, styrene divinylbenzene reversed phase sulfonate (SDB-RPS) passive-sampling disk, nanograms per disk | Tebufenozide | ng/disk | Recoverable | [5 empty] | 2020-01-21
53412 | Tricycloazole, water, recoverable, styrene divinylbenzene reversed phase sulfonate (SDB-RPS) passive-sampling disk, nanograms per disk | Tricyclazole | ng/disk | Recoverable | [5 empty] | 2020-01-21
53413 | Methomyl, water, recoverable, styrene divinylbenzene reversed phase sulfonate (SDB-RPS) passive-sampling disk, nanograms per disk | Methomyl | ng/disk | Recoverable | [5 empty] | 2020-01-21
53414 | Methamidophos, water, recoverable, styrene divinylbenzene reversed phase sulfonate (SDB-RPS) passive-sampling disk, nanograms per disk | Methamidophos | ng/disk | Recoverable | [5 empty] | 2020-01-21
53415 | Dichlorvos, water, recoverable, styrene divinylbenzene reversed phase sulfonate (SDB-RPS) passive-sampling disk, nanograms per disk | Dichlorvos | ng/disk | Recoverable | [5 empty] | 2020-01-21
53416 | Fluensulfone, water, recoverable, styrene divinylbenzene reversed phase sulfonate (SDB-RPS) passive-sampling disk, nanograms per disk | Fluensulfone | ng/disk | Recoverable | [5 empty] | 2020-01-21
53417 | Indaziflam, water, recoverable, styrene divinylbenzene reversed phase sulfonate (SDB-RPS) passive-sampling disk, nanograms per disk | Indaziflam | ng/disk | Recoverable | [5 empty] | 2020-01-21
53418 | Pyriproxyfen, water, recoverable, styrene divinylbenzene reversed phase sulfonate (SDB-RPS) passive-sampling disk, nanograms per disk | Pyriproxyfen | ng/disk | Recoverable | [5 empty] | 2020-01-21
53419 | Nitrapyrin, water, recoverable, styrene divinylbenzene reversed phase sulfonate (SDB-RPS) passive-sampling disk, nanograms per disk | Nitrapyrin | ng/disk | Recoverable | [5 empty] | 2020-01-21
53420 | Azinphos-methyl oxygen analog, water, recoverable, styrene divinylbenzene reversed phase sulfonate (SDB-RPS) passive-sampling disk, nanograms per disk | Azinphos-methyl oxygen analog | ng/disk | Recoverable | [5 empty] | 2020-01-21
53421 | Benzovindiflupyr, water, recoverable, styrene divinylbenzene reversed phase sulfonate (SDB-RPS) passive-sampling disk, nanograms per disk | Benzovindiflupyr | ng/disk | Recoverable | [5 empty] | 2020-01-21
53422 | Bromuconazole, water, recoverable, styrene divinylbenzene reversed phase sulfonate (SDB-RPS) passive-sampling disk, nanograms per disk | Bromuconazole | ng/disk | Recoverable | [5 empty] | 2020-01-21
53423 | Chlorofenapyr, water, recoverable, styrene divinylbenzene reversed phase sulfonate (SDB-RPS) passive-sampling disk, nanograms per disk | Chlorofenapyr | ng/disk | Recoverable | [5 empty] | 2020-01-21
53424 | Etoxazole, water, recoverable, styrene divinylbenzene reversed phase sulfonate (SDB-RPS) passive-sampling disk, nanograms per disk | Etoxazole | ng/disk | Recoverable | [5 empty] | 2020-01-21
53425 | Flubendiamide, water, recoverable, styrene divinylbenzene reversed phase sulfonate (SDB-RPS) passive-sampling disk, nanograms per disk | Flubendiamide | ng/disk | Recoverable | [5 empty] | 2020-01-21
53426 | Isofetamid, water, recoverable, styrene divinylbenzene reversed phase sulfonate (SDB-RPS) passive-sampling disk, nanograms per disk | Isofetamid | ng/disk | Recoverable | [5 empty] | 2020-01-21
53427 | Vinclozolin, water, recoverable, styrene divinylbenzene reversed phase sulfonate (SDB-RPS) passive-sampling disk, nanograms per disk | Vinclozolin | ng/disk | Recoverable | [5 empty] | 2020-01-21
53428 | 2-Chloro-2',6'-diethylacetanilide, water, recoverable, styrene divinylbenzene reversed phase sulfonate (SDB-RPS) passive-sampling disk, nanograms per disk | 2-Chloro-2',6'-diethylacetanilide | ng/disk | Recoverable | [5 empty] | 2020-01-21
53429 | Sulfometuron-methyl, water, recoverable, styrene divinylbenzene reversed phase sulfonate (SDB-RPS) passive-sampling disk, nanograms per disk | Sulfometuron methyl | ng/disk | Recoverable | [5 empty] | 2020-01-21
53430 | Thiamethoxam degradate NOA-407475, water, recoverable, styrene divinylbenzene reversed phase sulfonate (SDB-RPS) passive-sampling disk, nanograms per disk | Thiamethoxam degradate NOA-407475 | ng/disk | Recoverable | [5 empty] | 2020-01-21
53431 | Thiamethoxam degradate CGA-355190, water, recoverable, styrene divinylbenzene reversed phase sulfonate (SDB-RPS) passive-sampling disk, nanograms per disk | Thiamethoxam degradate CGA-355190 | ng/disk | Recoverable | [5 empty] | 2020-01-21
53433 | Imazapyr, water, recoverable, styrene divinylbenzene reversed phase sulfonate (SDB-RPS) passive-sampling disk, nanograms per disk | Imazapyr | ng/disk | Recoverable | [5 empty] | 2020-01-21
53434 | Desmethyl-clothianidin, water, recoverable, styrene divinylbenzene reversed phase sulfonate (SDB-RPS) passive-sampling disk, nanograms per disk | Desmethyl-clothianidin | ng/disk | Recoverable | [5 empty] | 2020-01-21
53435 | 6-Chloronicotinic acid, water, recoverable, styrene divinylbenzene reversed phase sulfonate (SDB-RPS) passive-sampling disk, nanograms per disk | 6-Chloronicotinic acid | ng/disk | Recoverable | [5 empty] | 2020-01-21
53436 | Metaldehyde, water, recoverable, styrene divinylbenzene reversed phase sulfonate (SDB-RPS) passive-sampling disk, nanograms per disk | Metaldehyde | ng/disk | Recoverable | [5 empty] | 2020-01-21
53438 | Mesotrione, water, recoverable, styrene divinylbenzene reversed phase sulfonate (SDB-RPS) passive-sampling disk, nanograms per disk | Mesotrione | ng/disk | Recoverable | [5 empty] | 2020-01-21
53439 | Bicyclopyrone, water, recoverable, styrene divinylbenzene reversed phase sulfonate (SDB-RPS) passive-sampling disk, nanograms per disk | Bicyclopyrone | ng/disk | Recoverable | [5 empty] | 2020-01-21
53440 | 2,4-D, water, recoverable, styrene divinylbenzene reversed phase sulfonate (SDB-RPS) passive-sampling disk, nanograms per disk | 2,4-D | ng/disk | Recoverable | [5 empty] | 2020-01-21
53441 | Triclopyr, water, recoverable, styrene divinylbenzene reversed phase sulfonate (SDB-RPS) passive-sampling disk, nanograms per disk | Triclopyr | ng/disk | Recoverable | [5 empty] | 2020-01-21
53442 | Aminopyralid, water, recoverable, styrene divinylbenzene reversed phase sulfonate (SDB-RPS) passive-sampling disk, nanograms per disk | Aminopyralid | ng/disk | Recoverable | [5 empty] | 2020-01-21
53444 | Strychnine, water, recoverable, styrene divinylbenzene reversed phase sulfonate (SDB-RPS) passive-sampling disk, nanograms per disk | Strychnine | ng/disk | Recoverable | [5 empty] | 2020-01-21
53445 | Selenium, suspended sediment smaller than 177 um, 4-acid digestion, dry weight, milligrams per kilogram | Selenium | mg/kg | Suspended |  |  |  | Dry | <177 um | 2020-01-21
53446 | Sulfur, suspended sediment smaller than 177 um, dry weight, percent | Sulfur | % | Suspended |  |  |  | Dry | <177 um | 2020-01-21
53447 | 1,4-Dichlorobenzene, water, recoverable, nanograms per polar organic chemical integrative sampler (POCIS) | p-Dichlorobenzene | ng/POCIS | Recoverable | [5 empty] | 2020-01-21
53448 | 3,4-Dichlorophenyl isocyanate, water, recoverable, nanograms per polar organic chemical integrative sampler (POCIS) | 3,4-Dichlorophenyl isocyanate | ng/POCIS | Recoverable | [5 empty] | 2020-01-21
53449 | 3-Methyl-1(H)-indole, water, recoverable, nanograms per polar organic chemical integrative sampler (POCIS) | 3-Methylindole | ng/POCIS | Recoverable | [5 empty] | 2020-01-21
53450 | 3-tert-Butyl-4-hydroxy anisole (BHA), water, recoverable, nanograms per polar organic chemical integrative sampler (POCIS) | Phenol, 2-(1,1-dimethylethyl)-4-methoxy- | ng/POCIS | Recoverable | [5 empty] | 2020-01-21
53451 | 4-Cumylphenol, water, recoverable, nanograms per polar organic chemical integrative sampler (POCIS) | p-Cumylphenol | ng/POCIS | Recoverable | [5 empty] | 2020-01-21
53452 | 4-n-Octylphenol, water, recoverable, nanograms per polar organic chemical integrative sampler (POCIS) | p-Octylphenol | ng/POCIS | Recoverable | [5 empty] | 2020-01-21
53453 | 4-Nonylphenol diethoxylate (NP2EO), all isomers, water, recoverable, nanograms per polar organic chemical integrative sampler (POCIS) | Nonylphenol diethoxylate | ng/POCIS | Recoverable | [5 empty] | 2020-01-21
53454 | 4-Nonylphenol monoethoxylate (NP1EO), all isomers, water, recoverable, nanograms per polar organic chemical integrative sampler (POCIS) | Ethanol, 2-(4-nonylphenoxy)- | ng/POCIS | Recoverable | [5 empty] | 2020-01-21
53455 | 4-tert-Octylphenol, water, recoverable, nanograms per polar organic chemical integrative sampler (POCIS) | p-(1,1,3,3-Tetramethylbutyl)phenol | ng/POCIS | Recoverable | [5 empty] | 2020-01-21
53456 | 4-tert-Octylphenol diethoxylate (OP2EO), water, recoverable, nanograms per polar organic chemical integrative sampler (POCIS) | 2-[2-[4-(1,1,3,3-Tetramethylbutyl)phenoxy]ethoxy]ethanol | ng/POCIS | Recoverable | [5 empty] | 2020-01-21
53457 | 4-tert-Octylphenol monoethoxylate (OP1EO), water, recoverable, nanograms per polar organic chemical integrative sampler (POCIS) | 2-[4-(1,1,3,3-Tetramethylbutyl)phenoxy]ethanol | ng/POCIS | Recoverable | [5 empty] | 2020-01-21
53458 | 5-Methyl-1H-benzotriazole, water, recoverable, nanograms per polar organic chemical integrative sampler (POCIS) | 5-Tolyltriazole | ng/POCIS | Recoverable | [5 empty] | 2020-01-21
53459 | Acetophenone, water, recoverable, nanograms per polar organic chemical integrative sampler (POCIS) | Acetophenone | ng/POCIS | Recoverable | [5 empty] | 2020-01-21
53460 | Acetyl hexamethyl tetrahydronaphthalene (AHTN), water, recoverable, nanograms per polar organic chemical integrative sampler (POCIS) | AHTN | ng/POCIS | Recoverable | [5 empty] | 2020-01-21
53461 | 9,10-Anthraquinone, water, recoverable, nanograms per polar organic chemical integrative sampler (POCIS) | Anthraquinone | ng/POCIS | Recoverable | [5 empty] | 2020-01-21
53462 | Benzophenone, water, recoverable, nanograms per polar organic chemical integrative sampler (POCIS) | Benzophenone | ng/POCIS | Recoverable | [5 empty] | 2020-01-21
53463 | beta-Sitosterol, water, recoverable, nanograms per polar organic chemical integrative sampler (POCIS) | .beta.-Sitosterol | ng/POCIS | Recoverable | [5 empty] | 2020-01-21
53464 | beta-Stigmastanol, water, recoverable, nanograms per polar organic chemical integrative sampler (POCIS) | Stigmastan-3.beta.-ol | ng/POCIS | Recoverable | [5 empty] | 2020-01-21
53465 | Bis(2-ethylhexyl) phthalate, water, recoverable, nanograms per polar organic chemical integrative sampler (POCIS) | Di(2-ethoxylhexyl) phthalate | ng/POCIS | Recoverable | [5 empty] | 2020-01-21
53466 | Tribromomethane, water, recoverable, nanograms per polar organic chemical integrative sampler (POCIS) | Tribromomethane | ng/POCIS | Recoverable | [5 empty] | 2020-01-21
53467 | Camphor, water, recoverable, nanograms per polar organic chemical integrative sampler (POCIS) | Camphor | ng/POCIS | Recoverable | [5 empty] | 2020-01-21
53468 | Carbazole, water, recoverable, nanograms per polar organic chemical integrative sampler (POCIS) | Carbazole | ng/POCIS | Recoverable | [5 empty] | 2020-01-21
53469 | Diethyl phthalate, water, recoverable, nanograms per polar organic chemical integrative sampler (POCIS) | Diethyl phthalate | ng/POCIS | Recoverable | [5 empty] | 2020-01-21
53470 | D-Limonene, water, recoverable, nanograms per polar organic chemical integrative sampler (POCIS) | D-Limonene | ng/POCIS | Recoverable | [5 empty] | 2020-01-21
53471 | Hexahydrohexamethyl cyclopentabenzopyran (HHCB), water, recoverable, nanograms per polar organic chemical integrative sampler (POCIS) | 1,3,4,6,7,8-Hexahydro-4,6,6,7,8,8-hexamethylcyclopenta[g]-2-benzopyran | ng/POCIS | Recoverable | [5 empty] | 2020-01-21
53472 | Indole, water, recoverable, nanograms per polar organic chemical integrative sampler (POCIS) | Indole | ng/POCIS | Recoverable | [5 empty] | 2020-01-21
53473 | Isoborneo, water, recoverable, nanograms per polar organic chemical integrative sampler (POCIS) | Isoborneol | ng/POCIS | Recoverable | [5 empty] | 2020-01-21
53474 | Isophorone, water, recoverable, nanograms per polar organic chemical integrative sampler (POCIS) | Isophorone | ng/POCIS | Recoverable | [5 empty] | 2020-01-21
53475 | Isopropylbenzene, water, recoverable, nanograms per polar organic chemical integrative sampler (POCIS) | Cumene | ng/POCIS | Recoverable | [5 empty] | 2020-01-21
53476 | Isoquinoline, water, recoverable, nanograms per polar organic chemical integrative sampler (POCIS) | Isoquinoline | ng/POCIS | Recoverable | [5 empty] | 2020-01-21
53477 | Menthol, water, recoverable, nanograms per polar organic chemical integrative sampler (POCIS) | Menthol | ng/POCIS | Recoverable | [5 empty] | 2020-01-21
53478 | Methyl salicylate, water, recoverable, nanograms per polar organic chemical integrative sampler (POCIS) | Methyl salicylate | ng/POCIS | Recoverable | [5 empty] | 2020-01-21
53479 | N,N-Diethyl-m-toluamide (DEET), water, recoverable, nanograms per polar organic chemical integrative sampler (POCIS) | N,N-Diethyl-m-toluamide | ng/POCIS | Recoverable | [5 empty] | 2020-01-21
53480 | 4-Nonylphenol (all branched isomers), water, recoverable, nanograms per polar organic chemical integrative sampler (POCIS) | Branched p-nonylphenol | ng/POCIS | Recoverable | [5 empty] | 2020-01-21
53481 | p-Cresol, water, recoverable, nanograms per polar organic chemical integrative sampler (POCIS) | p-Cresol | ng/POCIS | Recoverable | [5 empty] | 2020-01-21
53482 | Phenol, water, recoverable, nanograms per polar organic chemical integrative sampler (POCIS) | Phenol | ng/POCIS | Recoverable | [5 empty] | 2020-01-21
53483 | Tetrachloroethene, water, recoverable, nanograms per polar organic chemical integrative sampler (POCIS) | Tetrachloroethylene | ng/POCIS | Recoverable | [5 empty] | 2020-01-21
53484 | Tributyl phosphate, water, recoverable, nanograms per polar organic chemical integrative sampler (POCIS) | Tributyl phosphate | ng/POCIS | Recoverable | [5 empty] | 2020-01-21
53485 | Triethyl citrate, water, recoverable, nanograms per polar organic chemical integrative sampler (POCIS) | Triethyl citrate | ng/POCIS | Recoverable | [5 empty] | 2020-01-21
53486 | Triphenyl phosphate, water, recoverable, nanograms per polar organic chemical integrative sampler (POCIS) | Triphenyl phosphate | ng/POCIS | Recoverable | [5 empty] | 2020-01-21
53487 | Tris(2-butoxyethyl) phosphate (TBEP), water, recoverable, nanograms per polar organic chemical integrative sampler (POCIS) | Tris(2-butoxyethyl) phosphate | ng/POCIS | Recoverable | [5 empty] | 2020-01-21
53488 | Tris(2-chloroethyl) phosphate (TCEP), water, recoverable, nanograms per polar organic chemical integrative sampler (POCIS) | Tris(2-chloroethyl) phosphate | ng/POCIS | Recoverable | [5 empty] | 2020-01-21
53489 | Tris(dichloroisopropyl) phosphate (TDCIPP), water, recoverable, nanograms per polar organic chemical integrative sampler (POCIS) | Tris(1,3-dichloro-2-propyl)phosphate | ng/POCIS | Recoverable | [5 empty] | 2020-01-21
53490 | BDE congener 47, water, recoverable, nanograms per semipermeable membrane device | 2,2',4,4'-Tetrabromodiphenyl ether | ng/SPMD | Recoverable | [5 empty] | 2020-01-21
53491 | 3,4-Dichlorophenyl isocyanate, water, recoverable, nanograms per semipermeable membrane device | 3,4-Dichlorophenyl isocyanate | ng/SPMD | Recoverable | [5 empty] | 2020-01-21
53492 | 3-tert-Butyl-4-hydroxyanisole (BHA), water, recoverable, nanograms per semipermeable membrane device | Phenol, 2-(1,1-dimethylethyl)-4-methoxy- | ng/SPMD | Recoverable | [5 empty] | 2020-01-21
53493 | 4-Cumylphenol, water, recoverable, nanograms per semipermeable membrane device | p-Cumylphenol | ng/SPMD | Recoverable | [5 empty] | 2020-01-21
53494 | 4-n-Octylphenol, water, recoverable, nanograms per semipermeable membrane device | p-Octylphenol | ng/SPMD | Recoverable | [5 empty] | 2020-01-21
53495 | 4-Nonylphenol diethoxylate (NP2EO), all isomers, water, recoverable, nanograms per semipermeable membrane device | Nonylphenol diethoxylate | ng/SPMD | Recoverable | [5 empty] | 2020-01-21
53496 | 4-Nonylphenol monoethoxylate (NP1EO), all isomers, water, recoverable, nanograms per semipermeable membrane device | Ethanol, 2-(4-nonylphenoxy)- | ng/SPMD | Recoverable | [5 empty] | 2020-01-21
53497 | 4-tert-Octylphenol, water, recoverable, nanograms per semipermeable membrane device | p-(1,1,3,3-Tetramethylbutyl)phenol | ng/SPMD | Recoverable | [5 empty] | 2020-01-21
53498 | 4-tert-Octylphenol diethoxylate (OP2EO), water, recoverable, nanograms per semipermeable membrane device | 2-[2-[4-(1,1,3,3-Tetramethylbutyl)phenoxy]ethoxy]ethanol | ng/SPMD | Recoverable | [5 empty] | 2020-01-21
53499 | 4-tert-Octylphenol monoethoxylate (OP1EO), water, recoverable, nanograms per semipermeable membrane device | 2-[4-(1,1,3,3-Tetramethylbutyl)phenoxy]ethanol | ng/SPMD | Recoverable | [5 empty] | 2020-01-21
53500 | Acetyl hexamethyl tetrahydronaphthalene (AHTN), water, recoverable, nanograms per semipermeable membrane device | AHTN | ng/SPMD | Recoverable | [5 empty] | 2020-01-21
53501 | Benzophenone, water, recoverable, nanograms per semipermeable membrane device | Benzophenone | ng/SPMD | Recoverable | [5 empty] | 2020-01-21
53502 | Bis(2-ethylhexyl) phthalate, water, recoverable, nanograms per semipermeable membrane device | Di(2-ethoxylhexyl) phthalate | ng/SPMD | Recoverable | [5 empty] | 2020-01-21
53503 | D-Limonene, water, recoverable, nanograms per semipermeable membrane device | D-Limonene | ng/SPMD | Recoverable | [5 empty] | 2020-01-21
53504 | Hexahydrohexamethyl cyclopentabenzopyran (HHCB), water, recoverable, nanograms per semipermeable membrane device | 1,3,4,6,7,8-Hexahydro-4,6,6,7,8,8-hexamethylcyclopenta[g]-2-benzopyran | ng/SPMD | Recoverable | [5 empty] | 2020-01-21
53505 | Isopropylbenzene, water, recoverable, nanograms per semipermeable membrane device | Cumene | ng/SPMD | Recoverable | [5 empty] | 2020-01-21
53506 | Methyl salicylate, water, recoverable, nanograms per semipermeable membrane device | Methyl salicylate | ng/SPMD | Recoverable | [5 empty] | 2020-01-21
53507 | N,N-diethyl-meta-toluamide (DEET), water, recoverable, nanograms per semipermeable membrane device | N,N-Diethyl-m-toluamide | ng/SPMD | Recoverable | [5 empty] | 2020-01-21
53508 | 4-Nonylphenol (all branched isomers), water, recoverable, nanograms per semipermeable membrane device | Branched p-nonylphenol | ng/SPMD | Recoverable | [5 empty] | 2020-01-21
53509 | Tetrachloroethene, water, recoverable, nanograms per semipermeable membrane device | Tetrachloroethylene | ng/SPMD | Recoverable | [5 empty] | 2020-01-21
53510 | Triclosan, water, recoverable, nanograms per semipermeable membrane device | Triclosan | ng/SPMD | Recoverable | [5 empty] | 2020-01-21
53511 | Bisphenol A, water, recoverable, nanograms per semipermeable membrane device | 4,4'-Isopropylidenediphenol | ng/SPMD | Recoverable | [5 empty] | 2020-01-21
53512 | Tris(2-butoxyethyl) phosphate, water, filtered, recoverable, nanograms per liter | Tris(2-butoxyethyl) phosphate | ng/l | Recoverable | [5 empty] | 2020-01-21
53513 | Hexahydrohexamethyl cyclopentabenzopyran (HHCB), water, filtered, recoverable, nanograms per liter | 1,3,4,6,7,8-Hexahydro-4,6,6,7,8,8-hexamethylcyclopenta[g]-2-benzopyran | ng/l | Recoverable | [5 empty] | 2020-01-21
53514 | Silicon, water, unfiltered, milligrams per liter | Silicon | mg/l | Recoverable | [5 empty] | 2020-01-21
53515 | Testosterone glucuronide, water, filtered, recoverable, nanograms per liter | Testosterone glucuronide | ng/l | Dissolved | [5 empty] | 2020-01-21
53516 | 5-alpha-Androstanedione, water, filtered, recoverable, nanograms per liter | 5-alpha-Androstanedione | ng/l | Dissolved | [5 empty] | 2020-01-21
53517 | 5-alpha-Dihydrotestosterone (5a-DHT), water, filtered, recoverable, nanograms per liter | 5a-Dihydrotestosterone | ng/l | Dissolved | [5 empty] | 2020-01-21
53518 | Trenbolone acetate, water, filtered, recoverable, nanograms per liter | Trenbolone acetate | ng/l | Dissolved | [5 empty] | 2020-01-21
53519 | Androsterone glucuronide, water, filtered, recoverable, nanograms per liter | Androsterone glucuronide | ng/l | Dissolved | [5 empty] | 2020-01-21
53520 | Diethylstilbestrol glucuronide (DES-GlcA), water, filtered, recoverable, nanograms per liter | Diethylstilbestrol glucuronide (DES-GlcA) | ng/l | Dissolved | [5 empty] | 2020-01-21
53521 | 17-beta-Estradiol 17-glucuronide, water, filtered, recoverable, nanograms per liter | 17-beta-Estradiol 17-glucuronide | ng/l | Dissolved | [5 empty] | 2020-01-21
53522 | Estriol 3-glucuronide, water, filtered, recoverable, nanograms per liter | Estriol 3-glucuronide | ng/l | Dissolved | [5 empty] | 2020-01-21
53523 | Estrone glucuronide, water, filtered, recoverable, nanograms per liter | Estrone glucuronide | ng/l | Dissolved | [5 empty] | 2020-01-21
53524 | Ethenylestradiol 3-glucuronide, water, filtered, recoverable, nanograms per liter | Ethenylestradiol 3-glucuronide | ng/l | Dissolved | [5 empty] | 2020-01-21
53525 | Androsterone sulfate, water, filtered, recoverable, nanograms per liter | Androsterone sulfate | ng/l | Dissolved | [5 empty] | 2020-01-21
53526 | Equilenin sulfate, water, filtered, recoverable, nanograms per liter | Equilenin sulfate | ng/l | Dissolved | [5 empty] | 2020-01-21
53527 | Equilin sulfate, water, filtered, recoverable, nanograms per liter | Equilin sulfate | ng/l | Dissolved | [5 empty] | 2020-01-21
53528 | 17-beta-Estradiol 3-sulfate, water, filtered, recoverable, nanograms per liter | 17-beta-Estradiol 3-sulfate | ng/l | Dissolved | [5 empty] | 2020-01-21
53529 | 17-beta-Estradiol 17-sulfate, water, filtered, recoverable, nanograms per liter | 17-beta-Estradiol 17-sulfate | ng/l | Dissolved | [5 empty] | 2020-01-21
53530 | Estriol 3-sulfate, water, filtered, recoverable, nanograms per liter | Estriol 3-sulfate | ng/l | Dissolved | [5 empty] | 2020-01-21
53531 | Estriol 17-sulfate, water, filtered, recoverable, nanograms per liter | Estriol 17-sulfate | ng/l | Dissolved | [5 empty] | 2020-01-21
53532 | Estrone 3-sulfate, water, filtered, recoverable, nanograms per liter | Estrone 3-sulfate | ng/l | Dissolved | [5 empty] | 2020-01-21
53533 | Ethinylestradiol 3-sulfate, water, filtered, recoverable, nanograms per liter | Ethinylestradiol 3-sulfate | ng/l | Dissolved | [5 empty] | 2020-01-21
53534 | Testosterone sulfate, water, filtered, recoverable, nanograms per liter | Testosterone sulfate | ng/l | Dissolved | [5 empty] | 2020-01-21
53535 | Desogestrel, water, filtered, recoverable, nanograms per liter | Desogestrel | ng/l | Dissolved | [5 empty] | 2020-01-21
53536 | Drospirenone, water, filtered, recoverable, nanograms per liter | Drospirenone | ng/l | Dissolved | [5 empty] | 2020-01-21
53537 | Gestodene, water, filtered, recoverable, nanograms per liter | Gestodene | ng/l | Dissolved | [5 empty] | 2020-01-21
53538 | Levonorgestrel, water, filtered, recoverable, nanograms per liter | Levonorgestrel | ng/l | Dissolved | [5 empty] | 2020-01-21
53539 | 6-alpha-Methyl-17-alpha-hydroxyprogesterone, water, filtered, recoverable, nanograms per liter | Medroxyprogesterone | ng/l | Dissolved | [5 empty] | 2020-01-21
53540 | Melengestrol acetate, water, filtered, recoverable, nanograms per liter | Melengestrol acetate | ng/l | Dissolved | [5 empty] | 2020-01-21
53541 | Nestorone, water, filtered, recoverable, nanograms per liter | Nestorone | ng/l | Dissolved | [5 empty] | 2020-01-21
53542 | Nomegestrol acetate, water, filtered, recoverable, nanograms per liter | Nomegestrol acetate | ng/l | Dissolved | [5 empty] | 2020-01-21
53543 | 19-Norethinterone, water, filtered, recoverable, nanograms per liter | 19-Norethinterone | ng/l | Dissolved | [5 empty] | 2020-01-21
53544 | Norgestimate, water, filtered, recoverable, nanograms per liter | Norgestimate | ng/l | Dissolved | [5 empty] | 2020-01-21
53545 | Biochanin A, water, filtered, recoverable, nanograms per liter | 4H-1-Benzopyran-4-one, 5,7-dihydroxy-3-(4-methoxyphenyl)- | ng/l | Dissolved | [5 empty] | 2020-01-21
53546 | Coumesterol, water, filtered, recoverable, nanograms per liter | Coumestrol | ng/l | Dissolved | [5 empty] | 2020-01-21
53547 | Daidzein, water, filtered, recoverable, nanograms per liter | Daidzein | ng/l | Dissolved | [5 empty] | 2020-01-21
53548 | Equol, water, filtered, recoverable, nanograms per liter | Equol | ng/l | Dissolved | [5 empty] | 2020-01-21
53549 | Formonentin, water, filtered, recoverable, nanograms per liter | Formononetin | ng/l | Dissolved | [5 empty] | 2020-01-21
53550 | Genestein, water, filtered, recoverable, nanograms per liter | 4H-1-Benzopyran-4-one, 5,7-dihydroxy-3-(4-hydroxyphenyl)- | ng/l | Dissolved | [5 empty] | 2020-01-21
53551 | Beauvericin, water, filtered, recoverable, nanograms per liter | Beauvericin | ng/l | Dissolved | [5 empty] | 2020-01-21
53552 | Deoxynivalenol, water, filtered, recoverable, nanograms per liter | Deoxynivalenol | ng/l | Dissolved | [5 empty] | 2020-01-21
53553 | Nivalenol, water, filtered, recoverable, nanograms per liter | Nivalenol | ng/l | Dissolved | [5 empty] | 2020-01-21
53554 | Verrucarin A, water, filtered, recoverable, nanograms per liter | Verrucarin A | ng/l | Dissolved | [5 empty] | 2020-01-21
53555 | alpha-Zearalanol, water, filtered, recoverable, nanograms per liter | alpha-Zearalanol | ng/l | Dissolved | [5 empty] | 2020-01-21
53556 | alpha-Zearalenol, water, filtered, recoverable, nanograms per liter | alpha-Zearalenol | ng/l | Dissolved | [5 empty] | 2020-01-21
53557 | beta-Zearalenol, water, filtered, recoverable, nanograms per liter | beta-Zearalenol | ng/l | Dissolved | [5 empty] | 2020-01-21
53558 | Zearalenone, water, filtered, recoverable, nanograms per liter | Zearalenone | ng/l | Dissolved | [5 empty] | 2020-01-21
53559 | Clobazam, water, filtered, recoverable, nanograms per liter | Clobazam | ng/l | Dissolved | [5 empty] | 2020-01-21
53560 | Picloram, water, filtered, recoverable, nanograms per liter | Picloram | ng/l | Dissolved | [5 empty] | 2020-01-21
53561 | Clopyralid, water, filtered, recoverable, nanograms per liter | Clopyralid | ng/l | Dissolved | [5 empty] | 2020-01-21
53562 | Metsulfuron-methyl, water, filtered, recoverable, nanograms per liter | Metsulfuron-methyl | ng/l | Dissolved | [5 empty] | 2020-01-21
53563 | Picloram, water, recoverable, nanograms per polar organic chemical integrative sampler (POCIS) | Picloram | ng/POCIS | Dissolved | [5 empty] | 2020-01-21
53564 | Clopyralid, water, recoverable, nanograms per polar organic chemical integrative sampler (POCIS) | Clopyralid | ng/POCIS | [6 empty] | 2020-01-21
53565 | Imazapyr, water, recoverable, nanograms per polar organic chemical integrative sampler (POCIS) | Imazapyr | ng/POCIS | [6 empty] | 2020-01-21
53566 | Metsulfuron-methyl, water, recoverable, nanograms per polar organic chemical integrative sampler (POCIS) | Metsulfuron-methyl | ng/POCIS | [6 empty] | 2020-01-21
53567 | Chlorfenapyr, water, filtered, recoverable, nanograms per liter | Chlorfenapyr | ng/l | Dissolved | [5 empty] | 2020-01-21
53568 | Thiamethoxam degradate CGA-355190, water, filtered, recoverable, nanograms per liter | Thiamethoxam degradate CGA-355190 | ng/l | Dissolved | [5 empty] | 2020-01-21
53569 | Isofetamid, water, filtered, recoverable, nanograms per liter | Isofetamid | ng/l | Dissolved | [5 empty] | 2020-01-21
53570 | Manganese, water, unfiltered, field, milligrams per liter | Manganese | mg/l | Total | [5 empty] | 2020-01-21
53571 | 1-Methylphenanthrene, biota, tissue, recoverable, wet weight, micrograms per kilogram | 1-Methylphenanthrene | ug/kg | Recoverable |  |  |  | Wet |  | 2020-01-21
53572 | Dibenzothiophene, biota, tissue, recoverable, wet weight, micrograms per kilogram | Dibenzothiophene | ug/kg | Recoverable |  |  |  | Wet |  | 2020-01-21
53573 | Inorganic nitrogen, water, unfiltered, calculated as NH3+NO2+NO3, milligrams per liter as nitrogen | Inorganic nitrogen | mg/l as N | Total | [5 empty] | 2020-01-21
53575 | Benzo[b]thiophene, water, recoverable, nanograms per semipermeable membrane device | Benzo[b]thiophene | ng/SPMD | Recoverable | [5 empty] | 2020-01-21
53596 | Perfluoroheptane sulfonate, water, unfiltered, recoverable, nanograms per liter | Perfluorohexanesulfonate | ng/l | Total | [5 empty] | 2020-01-21
53597 | Fluopicolide, water, recoverable, nanograms per polar organic chemical integrative sampler (POCIS) | Fluopicolide | ng/POCIS | Recoverable | [5 empty] | 2020-01-21
53598 | Chlorantraniliprole, water, recoverable, nanograms per polar organic chemical integrative sampler (POCIS) | Chlorantraniliprole | ng/POCIS | Recoverable | [5 empty] | 2020-01-21
53599 | Cyantraniliprole, water, recoverable, nanograms per polar organic chemical integrative sampler (POCIS) | Cyantraniliprole | ng/POCIS | Recoverable | [5 empty] | 2020-01-21
53600 | Tribenuron-methyl, water, recoverable, nanograms per polar organic chemical integrative sampler (POCIS) | Tribenuron-methyl | ng/POCIS | Recoverable | [5 empty] | 2020-01-21
53601 | Aminocyclopyrachlor, water, recoverable, nanograms per polar organic chemical integrative sampler (POCIS) | Aminocyclopyrachlor | ng/POCIS | Recoverable | [5 empty] | 2020-01-21
53602 | Benzovindiflupyr, water, recoverable, nanograms per polar organic chemical integrative sampler (POCIS) | Benzovindiflupyr | ng/POCIS | Recoverable | [5 empty] | 2020-01-21
53603 | Bicyclopyrone, water, recoverable, nanograms per polar organic chemical integrative sampler (POCIS) | Bicyclopyrone | ng/POCIS | Recoverable | [5 empty] | 2020-01-21
53604 | Fomesafen, water, recoverable, nanograms per polar organic chemical integrative sampler (POCIS) | Fomesafen | ng/POCIS | Recoverable | [5 empty] | 2020-01-21
53605 | Imazosulfuron, water, recoverable, nanograms per polar organic chemical integrative sampler (POCIS) | Imazosulfuron | ng/POCIS | Recoverable | [5 empty] | 2020-01-21
53606 | 2,6-Dichlorobenzamide, water, recoverable, nanograms per polar organic chemical integrative sampler (POCIS) | 2,6-Dichlorobenzamide | ng/POCIS | Recoverable | [5 empty] | 2020-01-21
53607 | Sulfoxaflor, water, recoverable, nanograms per polar organic chemical integrative sampler (POCIS) | Sulfoxaflor | ng/POCIS | Recoverable | [5 empty] | 2020-01-21
53608 | Clothianidin degradate TZNG (N-(2-chloro-5-thiazolyl methyl)-N'-nitroguanidine), water, recoverable, nanograms per polar organic chemical integrative sampler (POCIS) | Clothianidin degradate TZNG (N-(2-chloro-5-thiazolyl methyl)-N'-nitroguanidine) | ng/POCIS | Recoverable | [5 empty] | 2020-01-21
53609 | Clothianidin degradate TMG (N-(2-chlorothiazol-5-ylmethy1)-N'-methylguanidine), water, recoverable, nanograms per polar organic chemical integrative sampler (POCIS) | Clothianidin degradate TMG (N-(2-chlorothiazol-5-ylmethy1)-N'-methylguanidine) | ng/POCIS | Recoverable | [5 empty] | 2020-01-21
53613 | Imidacloprid-olefin, water, recoverable, nanograms per polar organic chemical integrative sampler (POCIS) | Imidacloprid-olefin | ng/POCIS | Recoverable | [5 empty] | 2020-01-21
53614 | Boscalid, water, recoverable, nanograms per polar organic chemical integrative sampler (POCIS) | Boscalid | ng/POCIS | Recoverable | [5 empty] | 2020-01-21
53615 | Cyprodinil, water, recoverable, nanograms per polar organic chemical integrative sampler (POCIS) | Cyprodinil | ng/POCIS | Recoverable | [5 empty] | 2020-01-21
53616 | Flutriafol, water, recoverable, nanograms per polar organic chemical integrative sampler (POCIS) | Flutriafol | ng/POCIS | Recoverable | [5 empty] | 2020-01-21
53617 | Pyrimethanil, water, recoverable, nanograms per polar organic chemical integrative sampler (POCIS) | Pyrimethanil | ng/POCIS | Recoverable | [5 empty] | 2020-01-21
53618 | Zoxamide, water, recoverable, nanograms per polar organic chemical integrative sampler (POCIS) | Zoxamide | ng/POCIS | Recoverable | [5 empty] | 2020-01-21
53619 | Clothianidin, water, recoverable, nanograms per polar organic chemical integrative sampler (POCIS) | Clothianidin | ng/POCIS | Recoverable | [5 empty] | 2020-01-21
53620 | Thiamethoxam, water, recoverable, nanograms per polar organic chemical integrative sampler (POCIS) | Thiamethoxam | ng/POCIS | Recoverable | [5 empty] | 2020-01-21
53621 | Acetamiprid, water, recoverable, nanograms per polar organic chemical integrative sampler (POCIS) | Acetamiprid | ng/POCIS | Recoverable | [5 empty] | 2020-01-21
53622 | Dimethomorph, water, recoverable, nanograms per polar organic chemical integrative sampler (POCIS) | Dimethomorph | ng/POCIS | Recoverable | [5 empty] | 2020-01-21
53623 | Dinotefuran, water, recoverable, nanograms per polar organic chemical integrative sampler (POCIS) | Dinotefuran | ng/POCIS | Recoverable | [5 empty] | 2020-01-21
53624 | Thiacloprid, water, recoverable, nanograms per polar organic chemical integrative sampler (POCIS) | Thiacloprid | ng/POCIS | Recoverable | [5 empty] | 2020-01-21
53625 | Perfluoro-1-heptane sulfonic acid, water, unfiltered, recoverable, nanograms per liter | 1-Heptanesulfonic acid, 1,1,2,2,3,3,4,4,5,5,6,6,7,7,7-pentadecafluoro- | ng/l | Recoverable | [5 empty] | 2020-01-21
53626 | Perfluoro-1-dodecane sulfonic acid, water, unfiltered, recoverable, nanograms per liter | Perfluoro-1-dodecane sulfonic acid | ng/l | Recoverable | [5 empty] | 2020-01-21
53627 | Hafnium, bed sediment smaller than 2 millimeters, wet sieved (native water), total digestion, dry weight, milligrams per kilogram | Hafnium | mg/kg | Bed Sediment |  |  |  | Dry | < 2 mm | 2020-01-21
53628 | Mercury, bed sediment smaller than 2 millimeters, wet sieved (native water), total digestion, dry weight, milligrams per kilogram | Mercury | mg/kg | Bed Sediment |  |  |  | Dry | < 2 mm | 2020-01-21
53629 | Indium, bed sediment smaller than 2 millimeters, wet sieved (native water), total digestion, dry weight, milligrams per kilogram | Indium | mg/kg | Bed Sediment |  |  |  | Dry | < 2 mm | 2020-01-21
53630 | Iron, bed sediment smaller than 2 millimeters, wet sieved (native water), total digestion, dry weight, percent | Iron | % | Bed Sediment |  |  |  | Dry | < 2 mm | 2020-01-21
53631 | Lead, bed sediment smaller than 2 millimeters, wet sieved (native water), total digestion, dry weight, milligrams per kilogram | Lead | mg/kg | Bed Sediment |  |  |  | Dry | < 2 mm | 2020-01-21
53632 | Manganese, bed sediment smaller than 2 millimeters, wet sieved (native water), total digestion, dry weight, milligrams per kilogram | Manganese | mg/kg | Bed Sediment |  |  |  | Dry | < 2 mm | 2020-01-21
53633 | Molybdenum, bed sediment smaller than 2 millimeters, wet sieved (native water), total digestion, dry weight, milligrams per kilogram | Molybdenum | mg/kg | Bed Sediment |  |  |  | Dry | < 2 mm | 2020-01-21
53634 | Nickel, bed sediment smaller than 2 millimeters, wet sieved (native water), total digestion, dry weight, milligrams per kilogram | Nickel | mg/kg | Bed Sediment |  |  |  | Dry | < 2 mm | 2020-01-21
53635 | Organic carbon, bed sediment smaller than 2 millimeters, wet sieved (native water), total, dry weight, percent | Organic carbon | % | Bed Sediment |  |  |  | Dry | < 2 mm | 2020-01-21
53636 | Selenium, bed sediment smaller than 2 millimeters, wet sieved (native water), total digestion, dry weight, milligrams per kilogram | Selenium | mg/kg | Bed Sediment |  |  |  | Dry | < 2 mm | 2020-01-21
53637 | Silver, bed sediment smaller than 2 millimeters, wet sieved (native water), total digestion, dry weight, milligrams per kilogram | Silver | mg/kg | Bed Sediment |  |  |  | Dry | < 2 mm | 2020-01-21
53638 | Strontium, bed sediment smaller than 2 millimeters, wet sieved (native water), total digestion, dry weight, milligrams per kilogram | Strontium | mg/kg | Bed Sediment |  |  |  | Dry | < 2 mm | 2020-01-21
53639 | Sulfur, bed sediment smaller than 2 millimeters, wet sieved (native water), total digestion, dry weight, percent | Sulfur | % | Bed Sediment |  |  |  | Dry | < 2 mm | 2020-01-21
53640 | Tellurium, bed sediment smaller than 2 millimeters, wet sieved (native water), total digestion, dry weight, milligrams per kilogram | Tellurium | mg/kg | Bed Sediment |  |  |  | Dry | < 2 mm | 2020-01-21
53641 | Terbium, bed sediment smaller than 2 millimeters, wet sieved (native water), total digestion, dry weight, milligrams per kilogram | Terbium | mg/kg | Bed Sediment |  |  |  | Dry | < 2 mm | 2020-01-21
53642 | Thallium, bed sediment smaller than 2 millimeters, wet sieved (native water), total digestion, dry weight, milligrams per kilogram | Thallium | mg/kg | Bed Sediment |  |  |  | Dry | < 2 mm | 2020-01-21
53643 | Titanium, bed sediment smaller than 2 millimeters, wet sieved (native water), total digestion, dry weight, percent | Titanium | % | Bed Sediment |  |  |  | Dry | < 2 mm | 2020-01-21
53644 | Carbon [inorganic plus organic], bed sediment smaller than 2 millimeters, wet sieved (native water), total, dry weight, per kilogram | Carbon | % | Bed Sediment |  |  |  | Dry | < 2 mm | 2020-01-21
53645 | Tungsten, bed sediment smaller than 2 millimeters, wet sieved (native water), total digestion, dry weight, milligrams per kilogram | Tungsten | mg/kg | Bed Sediment |  |  |  | Dry | < 2 mm | 2020-01-21
53646 | Uranium, bed sediment smaller than 2 millimeters, wet sieved (native water), total digestion, dry weight, milligrams per kilogram | Uranium | mg/kg | Bed Sediment |  |  |  | Dry | < 2 mm | 2020-01-21
53647 | Vanadium, bed sediment smaller than 2 millimeters, wet sieved (native water), total digestion, dry weight, milligrams per kilogram | Vanadium | mg/kg | Bed Sediment |  |  |  | Dry | < 2 mm | 2020-01-21
53648 | Zinc, bed sediment smaller than 2 millimeters, wet sieved (native water), total digestion, dry weight, milligrams per kilogram | Zinc | mg/kg | Bed Sediment |  |  |  | Dry | < 2 mm | 2020-01-21
53649 | Zirconium, bed sediment smaller than 2 millimeters, wet sieved (native water), total digestion, dry weight, milligrams per kilogram | Zirconium | mg/kg | Bed Sediment |  |  |  | Dry | < 2 mm | 2020-01-21
53650 | Lutetium, bed sediment smaller than 2 millimeters, wet sieved (native water), total digestion, dry weight, milligrams per kilogram | Lutetium | mg/kg | Bed Sediment |  |  |  | Dry | < 2 mm | 2020-01-21
53651 | Aluminum, bed sediment, recoverable, dry weight, percent | Aluminum | % | Bed Sediment |  |  |  | Dry |  | 2020-01-21
53652 | Titanium, bed sediment, recoverable, dry weight, percent | Titanium | % | Bed Sediment |  |  |  | Dry |  | 2020-01-21
53653 | Sulfur, bed sediment, recoverable, dry weight, percent | Sulfur | % | Bed Sediment |  |  |  | Dry |  | 2020-01-21
53654 | Gold, bed sediment, recoverable, dry weight, milligrams per kilogram | Gold | mg/kg | Bed Sediment |  |  |  | Dry |  | 2020-01-21
53655 | Bismuth, bed sediment, recoverable, dry weight, milligrams per kilogram | Bismuth | mg/kg | Bed Sediment |  |  |  | Dry |  | 2020-01-21
53656 | Cerium, bed sediment, recoverable, dry weight, milligrams per kilogram | Cerium | mg/kg | Bed Sediment |  |  |  | Dry |  | 2020-01-21
53657 | Cesium, bed sediment, recoverable, dry weight, milligrams per kilogram | Cesium | mg/kg | Bed Sediment |  |  |  | Dry |  | 2020-01-21
53658 | Gallium, bed sediment, recoverable, dry weight, milligrams per kilogram | Gallium | mg/kg | Bed Sediment |  |  |  | Dry |  | 2020-01-21
53659 | Germanium, bed sediment, recoverable, dry weight, milligrams per kilogram | Germanium | mg/kg | Bed Sediment |  |  |  | Dry |  | 2020-01-21
53660 | Hafnium, bed sediment, recoverable, dry weight, milligrams per kilogram | Hafnium | mg/kg | Bed Sediment |  |  |  | Dry |  | 2020-01-21
53661 | Indium, bed sediment, recoverable, dry weight, milligrams per kilogram | Indium | mg/kg | Bed Sediment |  |  |  | Dry |  | 2020-01-21
53662 | Lanthanum, bed sediment, recoverable, dry weight, milligrams per kilogram | Lanthanum | mg/kg | Bed Sediment |  |  |  | Dry |  | 2020-01-21
53663 | Lithium, bed sediment, recoverable, dry weight, milligrams per kilogram | Lithium | mg/kg | Bed Sediment |  |  |  | Dry |  | 2020-01-21
53664 | Niobium, bed sediment, recoverable, dry weight, milligrams per kilogram | Niobium | mg/kg | Bed Sediment |  |  |  | Dry |  | 2020-01-21
53665 | Phosphorus, bed sediment, recoverable, dry weight, milligrams per kilogram as phosphorus | Phosphorus | mg/kg as P | Bed Sediment |  |  |  | Dry |  | 2020-01-21
53666 | Rubidium, bed sediment, recoverable, dry weight, milligrams per kilogram | Rubidium | mg/kg | Bed Sediment |  |  |  | Dry |  | 2020-01-21
53667 | Rhenium, bed sediment, recoverable, dry weight, milligrams per kilogram | Rhenium | mg/kg | Bed Sediment |  |  |  | Dry |  | 2020-01-21
53668 | Scandium, bed sediment, recoverable, dry weight, milligrams per kilogram | Scandium | mg/kg | Bed Sediment |  |  |  | Dry |  | 2020-01-21
53669 | Tantalum, bed sediment, recoverable, dry weight, milligrams per kilogram | Tantalum | mg/kg | Bed Sediment |  |  |  | Dry |  | 2020-01-21
53670 | Tellurium, bed sediment, recoverable, dry weight, milligrams per kilogram | Tellurium | mg/kg | Bed Sediment |  |  |  | Dry |  | 2020-01-21
53671 | Thorium, bed sediment, recoverable, dry weight, milligrams per kilogram | Thorium-232 | mg/kg | Bed Sediment |  |  |  | Dry |  | 2020-01-21
53672 | Uranium, bed sediment, recoverable, dry weight, milligrams per kilogram | Uranium | mg/kg | Bed Sediment |  |  |  | Dry |  | 2020-01-21
53673 | Yttrium, bed sediment, recoverable, dry weight, milligrams per kilogram | Yttrium | mg/kg | Bed Sediment |  |  |  | Dry |  | 2020-01-21
53674 | Zirconium, bed sediment, recoverable, dry weight, milligrams per kilogram | Zirconium | mg/kg | Bed Sediment |  |  |  | Dry |  | 2020-01-21
53675 | Aluminum, bed sediment, 0.25 M hydroxylamine hydrochloride acid extracted, recoverable, dry weight, percent | Aluminum | % | Bed Sediment |  |  |  | Dry |  | 2020-01-21
53676 | Sulfur, bed sediment, 0.25 M hydroxylamine hydrochloride acid extracted, recoverable, dry weight, percent | Sulfur | % | Bed Sediment |  |  |  | Dry |  | 2020-01-21
53677 | Titanium, bed sediment, 0.25 M hydroxylamine hydrochloride acid extracted, recoverable, dry weight, percent | Titanium | % | Bed Sediment |  |  |  | Dry |  | 2020-01-21
53678 | Silver, bed sediment, 0.25 M hydroxylamine hydrochloride acid extracted, recoverable, dry weight, milligrams per kilogram | Silver | mg/kg | Bed Sediment |  |  |  | Dry |  | 2020-01-21
53679 | Arsenic, bed sediment, 0.25 M hydroxylamine hydrochloride acid extracted, recoverable, dry weight, milligrams per kilogram | Arsenic | mg/kg | Bed Sediment |  |  |  | Dry |  | 2020-01-21
53680 | Gold, bed sediment, 0.25 M hydroxylamine hydrochloride acid extracted, recoverable, dry weight, milligrams per kilogram | Gold | mg/kg | Bed Sediment |  |  |  | Dry |  | 2020-01-21
53681 | Boron, bed sediment, 0.25 M hydroxylamine hydrochloride acid extracted, recoverable, dry weight, milligrams per kilogram | Boron | mg/kg | Bed Sediment |  |  |  | Dry |  | 2020-01-21
53682 | Barium, bed sediment, 0.25 M hydroxylamine hydrochloride acid extracted, recoverable, dry weight, milligrams per kilogram | Barium | mg/kg | Bed Sediment |  |  |  | Dry |  | 2020-01-21
53683 | Beryllium, bed sediment, 0.25 M hydroxylamine hydrochloride acid extracted, recoverable, dry weight, milligrams per kilogram | Beryllium | mg/kg | Bed Sediment |  |  |  | Dry |  | 2020-01-21
53684 | Bismuth, bed sediment, 0.25 M hydroxylamine hydrochloride acid extracted, recoverable, dry weight, milligrams per kilogram | Bismuth | mg/kg | Bed Sediment |  |  |  | Dry |  | 2020-01-21
53685 | Calcium, bed sediment, 0.25 M hydroxylamine hydrochloride acid extracted, recoverable, dry weight, milligrams per kilogram | Calcium | mg/kg | Bed Sediment |  |  |  | Dry |  | 2020-01-21
53686 | Cadmium, bed sediment, 0.25 M hydroxylamine hydrochloride acid extracted, recoverable, dry weight, milligrams per kilogram | Cadmium | mg/kg | Bed Sediment |  |  |  | Dry |  | 2020-01-21
53687 | Cerium, bed sediment, 0.25 M hydroxylamine hydrochloride acid extracted, recoverable, dry weight, milligrams per kilogram | Cerium | mg/kg | Bed Sediment |  |  |  | Dry |  | 2020-01-21
53688 | Cobalt, bed sediment, 0.25 M hydroxylamine hydrochloride acid extracted, recoverable, dry weight, milligrams per kilogram | Cobalt | mg/kg | Bed Sediment |  |  |  | Dry |  | 2020-01-21
53689 | Chromium, bed sediment, 0.25 M hydroxylamine hydrochloride acid extracted, recoverable, dry weight, milligrams per kilogram | Chromium | mg/kg | Bed Sediment |  |  |  | Dry |  | 2020-01-21
53690 | Cesium, bed sediment, 0.25 M hydroxylamine hydrochloride acid extracted, recoverable, dry weight, milligrams per kilogram | Cesium | mg/kg | Bed Sediment |  |  |  | Dry |  | 2020-01-21
53691 | Copper, bed sediment, 0.25 M hydroxylamine hydrochloride acid extracted, recoverable, dry weight, milligrams per kilogram | Copper | mg/kg | Bed Sediment |  |  |  | Dry |  | 2020-01-21
53692 | Iron, bed sediment, 0.25 M hydroxylamine hydrochloride acid extracted, recoverable, dry weight, milligrams per kilogram | Iron | mg/kg | Bed Sediment |  |  |  | Dry |  | 2020-01-21
53693 | Gallium, bed sediment, 0.25 M hydroxylamine hydrochloride acid extracted, recoverable, dry weight, milligrams per kilogram | Gallium | mg/kg | Bed Sediment |  |  |  | Dry |  | 2020-01-21
53694 | Germanium, bed sediment, 0.25 M hydroxylamine hydrochloride acid extracted, recoverable, dry weight, milligrams per kilogram | Germanium | mg/kg | Bed Sediment |  |  |  | Dry |  | 2020-01-21
53695 | Hafnium, bed sediment, 0.25 M hydroxylamine hydrochloride acid extracted, recoverable, dry weight, milligrams per kilogram | Hafnium | mg/kg | Bed Sediment |  |  |  | Dry |  | 2020-01-21
53696 | Indium, bed sediment, 0.25 M hydroxylamine hydrochloride acid extracted, recoverable, dry weight, milligrams per kilogram | Indium | mg/kg | Bed Sediment |  |  |  | Dry |  | 2020-01-21
53697 | Mercury, bed sediment, 0.25 M hydroxylamine hydrochloride acid extracted, recoverable, dry weight, milligrams per kilogram | Mercury | mg/kg | Bed Sediment |  |  |  | Dry |  | 2020-01-21
53698 | Potassium, bed sediment, 0.25 M hydroxylamine hydrochloride acid extracted, recoverable, dry weight, milligrams per kilogram | Potassium | mg/kg | Bed Sediment |  |  |  | Dry |  | 2020-01-21
53699 | Lanthanum, bed sediment, 0.25 M hydroxylamine hydrochloride acid extracted, recoverable, dry weight, milligrams per kilogram | Lanthanum | mg/kg | Bed Sediment |  |  |  | Dry |  | 2020-01-21
53700 | Lithium, bed sediment, 0.25 M hydroxylamine hydrochloride acid extracted, recoverable, dry weight, milligrams per kilogram | Lithium | mg/kg | Bed Sediment |  |  |  | Dry |  | 2020-01-21
53701 | Magnesium, bed sediment, 0.25 M hydroxylamine hydrochloride acid extracted, recoverable, dry weight, milligrams per kilogram | Magnesium | mg/kg | Bed Sediment |  |  |  | Dry |  | 2020-01-21
53702 | Manganese, bed sediment, 0.25 M hydroxylamine hydrochloride acid extracted, recoverable, dry weight, milligrams per kilogram | Manganese | mg/kg | Bed Sediment |  |  |  | Dry |  | 2020-01-21
53703 | Molybdenum, bed sediment, 0.25 M hydroxylamine hydrochloride acid extracted, recoverable, dry weight, milligrams per kilogram | Molybdenum | mg/kg | Bed Sediment |  |  |  | Dry |  | 2020-01-21
53704 | Niobium, bed sediment, 0.25 M hydroxylamine hydrochloride acid extracted, recoverable, dry weight, milligrams per kilogram | Niobium | mg/kg | Bed Sediment |  |  |  | Dry |  | 2020-01-21
53705 | Nickel , bed sediment, 0.25 M hydroxylamine hydrochloride acid extracted, recoverable, dry weight, milligrams per kilogram | Nickel | mg/kg | Bed Sediment |  |  |  | Dry |  | 2020-01-21
53706 | Phosphorus, bed sediment, 0.25 M hydroxylamine hydrochloride acid extracted, recoverable, dry weight, milligrams per kilogram as phosphorus | Phosphorus | mg/kg as P | Bed Sediment |  |  |  | Dry |  | 2020-01-21
53707 | Lead , bed sediment, 0.25 M hydroxylamine hydrochloride acid extracted, recoverable, dry weight, milligrams per kilogram | Lead | mg/kg | Bed Sediment |  |  |  | Dry |  | 2020-01-21
53708 | Rubidium, bed sediment, 0.25 M hydroxylamine hydrochloride acid extracted, recoverable, dry weight, milligrams per kilogram | Rubidium | mg/kg | Bed Sediment |  |  |  | Dry |  | 2020-01-21
53709 | Rhenium, bed sediment, 0.25 M hydroxylamine hydrochloride acid extracted, recoverable, dry weight, milligrams per kilogram | Rhenium | mg/kg | Bed Sediment |  |  |  | Dry |  | 2020-01-21
53710 | Antimony, bed sediment, 0.25 M hydroxylamine hydrochloride acid extracted, recoverable, dry weight, milligrams per kilogram | Antimony | mg/kg | Bed Sediment |  |  |  | Dry |  | 2020-01-21
53711 | Scandium, bed sediment, 0.25 M hydroxylamine hydrochloride acid extracted, recoverable, dry weight, milligrams per kilogram | Scandium | mg/kg | Bed Sediment |  |  |  | Dry |  | 2020-01-21
53712 | Selenium, bed sediment, 0.25 M hydroxylamine hydrochloride acid extracted, recoverable, dry weight, milligrams per kilogram | Selenium | mg/kg | Bed Sediment |  |  |  | Dry |  | 2020-01-21
53713 | Tin, bed sediment, 0.25 M hydroxylamine hydrochloride acid extracted, recoverable, dry weight, milligrams per kilogram | Tin | mg/kg | Bed Sediment |  |  |  | Dry |  | 2020-01-21
53714 | Strontium, bed sediment, 0.25 M hydroxylamine hydrochloride acid extracted, recoverable, dry weight, milligrams per kilogram | Strontium | mg/kg | Bed Sediment |  |  |  | Dry |  | 2020-01-21
53715 | Tantalum, bed sediment, 0.25 M hydroxylamine hydrochloride acid extracted, recoverable, dry weight, milligrams per kilogram | Tantalum | mg/kg | Bed Sediment |  |  |  | Dry |  | 2020-01-21
53716 | Tellurium, bed sediment, 0.25 M hydroxylamine hydrochloride acid extracted, recoverable, dry weight, milligrams per kilogram | Tellurium | mg/kg | Bed Sediment |  |  |  | Dry |  | 2020-01-21
53717 | Thorium, bed sediment, 0.25 M hydroxylamine hydrochloride acid extracted, recoverable, dry weight, milligrams per kilogram | Thorium-232 | mg/kg | Bed Sediment |  |  |  | Dry |  | 2020-01-21
53718 | Thallium, bed sediment, 0.25 M hydroxylamine hydrochloride acid extracted, recoverable, dry weight, milligrams per kilogram | Thallium | mg/kg | Bed Sediment |  |  |  | Dry |  | 2020-01-21
53719 | Uranium, bed sediment, 0.25 M hydroxylamine hydrochloride acid extracted, recoverable, dry weight, milligrams per kilogram | Uranium | mg/kg | Bed Sediment |  |  |  | Dry |  | 2020-01-21
53720 | Vanadium, bed sediment, 0.25 M hydroxylamine hydrochloride acid extracted, recoverable, dry weight, milligrams per kilogram | Uranium | mg/kg | Bed Sediment |  |  |  | Dry |  | 2020-01-21
53721 | Tungsten, bed sediment, 0.25 M hydroxylamine hydrochloride acid extracted, recoverable, dry weight, milligrams per kilogram | Tungsten | mg/kg | Bed Sediment |  |  |  | Dry |  | 2020-01-21
53722 | Yttrium, bed sediment, 0.25 M hydroxylamine hydrochloride acid extracted, recoverable, dry weight, milligrams per kilogram | Yttrium | mg/kg | Bed Sediment |  |  |  | Dry |  | 2020-01-21
53723 | Zinc, bed sediment, 0.25 M hydroxylamine hydrochloride acid extracted, recoverable, dry weight, milligrams per kilogram | Zinc | mg/kg | Bed Sediment |  |  |  | Dry |  | 2020-01-21
53724 | Zirconium, bed sediment, 0.25 M hydroxylamine hydrochloride acid extracted, recoverable, dry weight, milligrams per kilogram | Zirconium | mg/kg | Bed Sediment |  |  |  | Dry |  | 2020-01-21
53725 | Acetochlor, water, unfiltered, recoverable, octadecyl-bonded silica gel (C18), nanograms per disk | Acetochlor | ng/disk | Recoverable | [5 empty] | 2020-01-21
53726 | 3,4-Dichloroaniline, water, unfiltered, recoverable, octadecyl-bonded silica gel (C18), nanograms per disk | 3,4-Dichloroaniline | ng/disk | Recoverable | [5 empty] | 2020-01-21
53727 | 3,5-Dichloroaniline, water, unfiltered, recoverable, octadecyl-bonded silica gel (C18), nanograms per disk | 3,5-Dichloroaniline | ng/disk | Recoverable | [5 empty] | 2020-01-21
53728 | Acibenzolar-S-methyl, water, unfiltered, recoverable, octadecyl-bonded silica gel (C18), nanograms per disk | Acibenzolar-S-methyl | ng/disk | Recoverable | [5 empty] | 2020-01-21
53729 | Alachlor, water, unfiltered, recoverable, octadecyl-bonded silica gel (C18), nanograms per disk | Alachlor | ng/disk | Recoverable | [5 empty] | 2020-01-21
53730 | Allethrin, water, unfiltered, recoverable, octadecyl-bonded silica gel (C18), nanograms per disk | Allethrin | ng/disk | Recoverable | [5 empty] | 2020-01-21
53731 | Atrazine, water, unfiltered, recoverable, octadecyl-bonded silica gel (C18), nanograms per disk | Atrazine | ng/disk | Recoverable | [5 empty] | 2020-01-21
53732 | Azinphos-methyl, water, unfiltered, recoverable, octadecyl-bonded silica gel (C18), nanograms per disk | Azinphos-methyl | ng/disk | Recoverable | [5 empty] | 2020-01-21
53733 | Azoxystrobin, water, unfiltered, recoverable, octadecyl-bonded silica gel (C18), nanograms per disk | Azoxystrobin | ng/disk | Recoverable | [5 empty] | 2020-01-21
53734 | Benefin, water, unfiltered, recoverable, octadecyl-bonded silica gel (C18), nanograms per disk | Benfluralin | ng/disk | Recoverable | [5 empty] | 2020-01-21
53735 | Bifenthrin, water, unfiltered, recoverable, octadecyl-bonded silica gel (C18), nanograms per disk | Bifenthrin | ng/disk | Recoverable | [5 empty] | 2020-01-21
53736 | Boscalid, water, unfiltered, recoverable, octadecyl-bonded silica gel (C18), nanograms per disk | Boscalid | ng/disk | Recoverable | [5 empty] | 2020-01-21
53737 | Butralin, water, unfiltered, recoverable, octadecyl-bonded silica gel (C18), nanograms per disk | Butralin | ng/disk | Recoverable | [5 empty] | 2020-01-21
53738 | Butylate, water, unfiltered, recoverable, octadecyl-bonded silica gel (C18), nanograms per disk | Butylate | ng/disk | Recoverable | [5 empty] | 2020-01-21
53739 | Captan, water, unfiltered, recoverable, octadecyl-bonded silica gel (C18), nanograms per disk | Captan | ng/disk | Recoverable | [5 empty] | 2020-01-21
53740 | Carbaryl, water, unfiltered, recoverable, octadecyl-bonded silica gel (C18), nanograms per disk | Carbaryl | ng/disk | Recoverable | [5 empty] | 2020-01-21
53741 | Carbofuran , water, unfiltered, recoverable, octadecyl-bonded silica gel (C18), nanograms per disk | Carbofuran | ng/disk | Recoverable | [5 empty] | 2020-01-21
53742 | Chlorothalonil, water, unfiltered, recoverable, octadecyl-bonded silica gel (C18), nanograms per disk | Chlorothalonil | ng/disk | Recoverable | [5 empty] | 2020-01-21
53743 | Chlorpyrifos, water, unfiltered, recoverable, octadecyl-bonded silica gel (C18), nanograms per disk | Chlorpyrifos | ng/disk | Recoverable | [5 empty] | 2020-01-21
53744 | Chlorpyrifos oxygen analog, water, unfiltered, recoverable, octadecyl-bonded silica gel (C18), nanograms per disk | Chlorpyrifos O.A. | ng/disk | Recoverable | [5 empty] | 2020-01-21
53745 | Clomazone, water, unfiltered, recoverable, octadecyl-bonded silica gel (C18), nanograms per disk | Clomazone | ng/disk | Recoverable | [5 empty] | 2020-01-21
53746 | Coumaphos, water, unfiltered, recoverable, octadecyl-bonded silica gel (C18), nanograms per disk | Coumaphos | ng/disk | Recoverable | [5 empty] | 2020-01-21
53747 | Cycloate, water, unfiltered, recoverable, octadecyl-bonded silica gel (C18), nanograms per disk | Cycloate | ng/disk | Recoverable | [5 empty] | 2020-01-21
53748 | Cyfluthrin, water, unfiltered, recoverable, octadecyl-bonded silica gel (C18), nanograms per disk | Cyfluthrin | ng/disk | Recoverable | [5 empty] | 2020-01-21
53749 | Cyhalofop-butyl, water, unfiltered, recoverable, octadecyl-bonded silica gel (C18), nanograms per disk | Cyhalofop-butyl | ng/disk | Recoverable | [5 empty] | 2020-01-21
53750 | Cyhalothrin, water, unfiltered, recoverable, octadecyl-bonded silica gel (C18), nanograms per disk | Cyhalothrin | ng/disk | Recoverable | [5 empty] | 2020-01-21
53751 | Cypermethrin, water, unfiltered, recoverable, octadecyl-bonded silica gel (C18), nanograms per disk | Beta Cypermethrin | ng/disk | Recoverable | [5 empty] | 2020-01-21
53752 | Cyproconazole, water, unfiltered, recoverable, octadecyl-bonded silica gel (C18), nanograms per disk | Cyproconazole | ng/disk | Recoverable | [5 empty] | 2020-01-21
53753 | Cyprodinil, water, unfiltered, recoverable, octadecyl-bonded silica gel (C18), nanograms per disk | Cyprodinil | ng/disk | Recoverable | [5 empty] | 2020-01-21
53754 | DCPA, water, unfiltered, recoverable, octadecyl-bonded silica gel (C18), nanograms per disk | Chlorthal-dimethyl | ng/disk | Recoverable | [5 empty] | 2020-01-21
53755 | Deltamethrin, water, unfiltered, recoverable, octadecyl-bonded silica gel (C18), nanograms per disk | Deltamethrin | ng/disk | Recoverable | [5 empty] | 2020-01-21
53756 | Diazinon , water, unfiltered, recoverable, octadecyl-bonded silica gel (C18), nanograms per disk | Diazinon | ng/disk | Recoverable | [5 empty] | 2020-01-21
53757 | Diazoxon, water, unfiltered, recoverable, octadecyl-bonded silica gel (C18), nanograms per disk | Diazoxon | ng/disk | Recoverable | [5 empty] | 2020-01-21
53758 | Difenoconazole, water, unfiltered, recoverable, octadecyl-bonded silica gel (C18), nanograms per disk | Difenoconazole | ng/disk | Recoverable | [5 empty] | 2020-01-21
53759 | Dimethomorph, water, unfiltered, recoverable, octadecyl-bonded silica gel (C18), nanograms per disk | Dimethomorph | ng/disk | Recoverable | [5 empty] | 2020-01-21
53760 | Dithiopyr, water, unfiltered, recoverable, octadecyl-bonded silica gel (C18), nanograms per disk | Dithiopyr | ng/disk | Recoverable | [5 empty] | 2020-01-21
53761 | EPTC, water, unfiltered, recoverable, octadecyl-bonded silica gel (C18), nanograms per disk | S-Ethyl dipropylthiocarbamate | ng/disk | Recoverable | [5 empty] | 2020-01-21
53762 | Esfenvalerate, water, unfiltered, recoverable, octadecyl-bonded silica gel (C18), nanograms per disk | Esfenvalerate | ng/disk | Recoverable | [5 empty] | 2020-01-21
53763 | Ethalfluralin, water, unfiltered, recoverable, octadecyl-bonded silica gel (C18), nanograms per disk | Ethalfluralin | ng/disk | Recoverable | [5 empty] | 2020-01-21
53764 | Etofenprox, water, unfiltered, recoverable, octadecyl-bonded silica gel (C18), nanograms per disk | Etofenprox | ng/disk | Recoverable | [5 empty] | 2020-01-21
53765 | Famoxadone, water, unfiltered, recoverable, octadecyl-bonded silica gel (C18), nanograms per disk | Famoxadone | ng/disk | Recoverable | [5 empty] | 2020-01-21
53766 | Fenamidone, water, unfiltered, recoverable, octadecyl-bonded silica gel (C18), nanograms per disk | Fenamidone | ng/disk | Recoverable | [5 empty] | 2020-01-21
53767 | Fenarimol, water, unfiltered, recoverable, octadecyl-bonded silica gel (C18), nanograms per disk | Fenarimol | ng/disk | Recoverable | [5 empty] | 2020-01-21
53768 | Fenbuconazole, water, unfiltered, recoverable, octadecyl-bonded silica gel (C18), nanograms per disk | Fenbuconazole | ng/disk | Recoverable | [5 empty] | 2020-01-21
53769 | Fenhexamid, water, unfiltered, recoverable, octadecyl-bonded silica gel (C18), nanograms per disk | Fenhexamid | ng/disk | Recoverable | [5 empty] | 2020-01-21
53770 | Fenpropathrin, water, unfiltered, recoverable, octadecyl-bonded silica gel (C18), nanograms per disk | Fenpropathrin | ng/disk | Recoverable | [5 empty] | 2020-01-21
53771 | Fenpyroximate, water, unfiltered, recoverable, octadecyl-bonded silica gel (C18), nanograms per disk | Fenpropathrin | ng/disk | Recoverable | [5 empty] | 2020-01-21
53772 | Fenthion, water, unfiltered, recoverable, octadecyl-bonded silica gel (C18), nanograms per disk | Fenthion | ng/disk | Recoverable | [5 empty] | 2020-01-21
53773 | Fipronil, water, unfiltered, recoverable, octadecyl-bonded silica gel (C18), nanograms per disk | Fenthion | ng/disk | Recoverable | [5 empty] | 2020-01-21
53774 | Desulfinylfipronil, water, unfiltered, recoverable, octadecyl-bonded silica gel (C18), nanograms per disk | Fipronil Desulfinyl | ng/disk | Recoverable | [5 empty] | 2020-01-21
53775 | Fipronil desulfinyl amide, water, unfiltered, recoverable, octadecyl-bonded silica gel (C18), nanograms per disk | Desulfinylfipronil amide | ng/disk | Recoverable | [5 empty] | 2020-01-21
53776 | Fipronil sulfide, water, unfiltered, recoverable, octadecyl-bonded silica gel (C18), nanograms per disk | Fipronil Sulfide | ng/disk | Recoverable | [5 empty] | 2020-01-21
53777 | Fipronil sulfone, water, unfiltered, recoverable, octadecyl-bonded silica gel (C18), nanograms per disk | Fipronil Sulfone | ng/disk | Recoverable | [5 empty] | 2020-01-21
53778 | Fluazinam, water, unfiltered, recoverable, octadecyl-bonded silica gel (C18), nanograms per disk | Fluazinam | ng/disk | Recoverable | [5 empty] | 2020-01-21
53779 | Fludioxinil, water, unfiltered, recoverable, octadecyl-bonded silica gel (C18), nanograms per disk | Fludioxonil | ng/disk | Recoverable | [5 empty] | 2020-01-21
53780 | Flufenacet, water, unfiltered, recoverable, octadecyl-bonded silica gel (C18), nanograms per disk | Flufenacet | ng/disk | Recoverable | [5 empty] | 2020-01-21
53781 | Flumethralin, water, unfiltered, recoverable, octadecyl-bonded silica gel (C18), nanograms per disk | Flumetralin | ng/disk | Recoverable | [5 empty] | 2020-01-21
53782 | Fluopicolide, water, unfiltered, recoverable, octadecyl-bonded silica gel (C18), nanograms per disk | Fluopicolide | ng/disk | Recoverable | [5 empty] | 2020-01-21
53783 | Fluopyram, water, unfiltered, recoverable, octadecyl-bonded silica gel (C18), nanograms per disk | Fluopyram | ng/disk | Recoverable | [5 empty] | 2020-01-21
53784 | Fluoxastrobin, water, unfiltered, recoverable, octadecyl-bonded silica gel (C18), nanograms per disk | Fluoxastrobin | ng/disk | Recoverable | [5 empty] | 2020-01-21
53785 | Flusilazole, water, unfiltered, recoverable, octadecyl-bonded silica gel (C18), nanograms per disk | Flusilazole | ng/disk | Recoverable | [5 empty] | 2020-01-21
53786 | Flutolanil, water, unfiltered, recoverable, octadecyl-bonded silica gel (C18), nanograms per disk | Flutolanil | ng/disk | Recoverable | [5 empty] | 2020-01-21
53787 | Flutriafol, water, unfiltered, recoverable, octadecyl-bonded silica gel (C18), nanograms per disk | Flutriafol | ng/disk | Recoverable | [5 empty] | 2020-01-21
53788 | Fluxapyroxad, water, unfiltered, recoverable, octadecyl-bonded silica gel (C18), nanograms per disk | Fluxapyroxad | ng/disk | Recoverable | [5 empty] | 2020-01-21
53789 | Hexazinone, water, unfiltered, recoverable, octadecyl-bonded silica gel (C18), nanograms per disk | Hexazinone | ng/disk | Recoverable | [5 empty] | 2020-01-21
53790 | Imazalil, water, unfiltered, recoverable, octadecyl-bonded silica gel (C18), nanograms per disk | Imazalil | ng/disk | Recoverable | [5 empty] | 2020-01-21
53791 | Indoxacarb, water, unfiltered, recoverable, octadecyl-bonded silica gel (C18), nanograms per disk | Indoxacarb | ng/disk | Recoverable | [5 empty] | 2020-01-21
53792 | Ipconazole, water, unfiltered, recoverable, octadecyl-bonded silica gel (C18), nanograms per disk | Ipconazole | ng/disk | Recoverable | [5 empty] | 2020-01-21
53793 | Iprodione, water, unfiltered, recoverable, octadecyl-bonded silica gel (C18), nanograms per disk | Iprodione | ng/disk | Recoverable | [5 empty] | 2020-01-21
53794 | Kresoxim-methyl, water, unfiltered, recoverable, octadecyl-bonded silica gel (C18), nanograms per disk | Kresoxim-methyl | ng/disk | Recoverable | [5 empty] | 2020-01-21
53795 | Malathion, water, unfiltered, recoverable, octadecyl-bonded silica gel (C18), nanograms per disk | Malathion | ng/disk | Recoverable | [5 empty] | 2020-01-21
53796 | Malaoxon, water, unfiltered, recoverable, octadecyl-bonded silica gel (C18), nanograms per disk | Malaoxon | ng/disk | Recoverable | [5 empty] | 2020-01-21
53797 | Metalaxyl, water, unfiltered, recoverable, octadecyl-bonded silica gel (C18), nanograms per disk | Metalaxyl | ng/disk | Recoverable | [5 empty] | 2020-01-21
53798 | Metconazole, water, unfiltered, recoverable, octadecyl-bonded silica gel (C18), nanograms per disk | Metconazole | ng/disk | Recoverable | [5 empty] | 2020-01-21
53799 | Methidathion, water, unfiltered, recoverable, octadecyl-bonded silica gel (C18), nanograms per disk | Methidathion | ng/disk | Recoverable | [5 empty] | 2020-01-21
53800 | Methoprene, water, unfiltered, recoverable, octadecyl-bonded silica gel (C18), nanograms per disk | Methoprene | ng/disk | Recoverable | [5 empty] | 2020-01-21
53801 | Methyl parathion, water, unfiltered, recoverable, octadecyl-bonded silica gel (C18), nanograms per disk | Methyl parathion | ng/disk | Recoverable | [5 empty] | 2020-01-21
53802 | Metolachlor, water, unfiltered, recoverable, octadecyl-bonded silica gel (C18), nanograms per disk | Metolachlor | ng/disk | Recoverable | [5 empty] | 2020-01-21
53803 | Molinate, water, unfiltered, recoverable, octadecyl-bonded silica gel (C18), nanograms per disk | Molinate | ng/disk | Recoverable | [5 empty] | 2020-01-21
53804 | Myclobutanil, water, unfiltered, recoverable, octadecyl-bonded silica gel (C18), nanograms per disk | Myclobutanil | ng/disk | Recoverable | [5 empty] | 2020-01-21
53805 | Napropamide, water, unfiltered, recoverable, octadecyl-bonded silica gel (C18), nanograms per disk | Napropamide | ng/disk | Recoverable | [5 empty] | 2020-01-21
53806 | Novaluron, water, unfiltered, recoverable, octadecyl-bonded silica gel (C18), nanograms per disk | Novaluron | ng/disk | Recoverable | [5 empty] | 2020-01-21
53807 | Oxadiazon, water, unfiltered, recoverable, octadecyl-bonded silica gel (C18), nanograms per disk | Oxadiazon | ng/disk | Recoverable | [5 empty] | 2020-01-21
53808 | Oxyfluorfen, water, unfiltered, recoverable, octadecyl-bonded silica gel (C18), nanograms per disk | Oxyfluorfen | ng/disk | Recoverable | [5 empty] | 2020-01-21
53809 | p,p'-DDD, water, unfiltered, recoverable, octadecyl-bonded silica gel (C18), nanograms per disk | p,p'-DDD | ng/disk | Recoverable | [5 empty] | 2020-01-21
53810 | p,p'-DDE, water, unfiltered, recoverable, octadecyl-bonded silica gel (C18), nanograms per disk | p,p'-DDE | ng/disk | Recoverable | [5 empty] | 2020-01-21
53811 | p,p'-DDT, water, unfiltered, recoverable, octadecyl-bonded silica gel (C18), nanograms per disk | p,p'-DDT | ng/disk | Recoverable | [5 empty] | 2020-01-21
53812 | Paclobutrazol, water, unfiltered, recoverable, octadecyl-bonded silica gel (C18), nanograms per disk | Paclobutrazol | ng/disk | Recoverable | [5 empty] | 2020-01-21
53813 | Pebulate, water, unfiltered, recoverable, octadecyl-bonded silica gel (C18), nanograms per disk | Pebulate | ng/disk | Recoverable | [5 empty] | 2020-01-21
53814 | Pendimethalin, water, unfiltered, recoverable, octadecyl-bonded silica gel (C18), nanograms per disk | Pendimethalin | ng/disk | Recoverable | [5 empty] | 2020-01-21
53815 | Pentachloroanisole, water, unfiltered, recoverable, octadecyl-bonded silica gel (C18), nanograms per disk | Pentachloroanisole | ng/disk | Recoverable | [5 empty] | 2020-01-21
53816 | Pentachloronitrobenzene (PCNB), water, unfiltered, recoverable, octadecyl-bonded silica gel (C18), nanograms per disk | Pentachloronitrobenzene | ng/disk | Recoverable | [5 empty] | 2020-01-21
53817 | Permethrin, water, unfiltered, recoverable, octadecyl-bonded silica gel (C18), nanograms per disk | Permethrin | ng/disk | Recoverable | [5 empty] | 2020-01-21
53818 | Phenothrin, water, unfiltered, recoverable, octadecyl-bonded silica gel (C18), nanograms per disk | Phenothrin | ng/disk | Recoverable | [5 empty] | 2020-01-21
53819 | Phosmet, water, unfiltered, recoverable, octadecyl-bonded silica gel (C18), nanograms per disk | Phosmet | ng/disk | Recoverable | [5 empty] | 2020-01-21
53820 | Picoxystrobin, water, unfiltered, recoverable, octadecyl-bonded silica gel (C18), nanograms per disk | Picoxystrobin | ng/disk | Recoverable | [5 empty] | 2020-01-21
53821 | Piperonyl butoxide, water, unfiltered, recoverable, octadecyl-bonded silica gel (C18), nanograms per disk | Piperonyl butoxide | ng/disk | Recoverable | [5 empty] | 2020-01-21
53822 | Prodiamine, water, unfiltered, recoverable, octadecyl-bonded silica gel (C18), nanograms per disk | Prodiamine | ng/disk | Recoverable | [5 empty] | 2020-01-21
53823 | Prometon, water, unfiltered, recoverable, octadecyl-bonded silica gel (C18), nanograms per disk | Prometon | ng/disk | Recoverable | [5 empty] | 2020-01-21
53824 | Prometryn, water, unfiltered, recoverable, octadecyl-bonded silica gel (C18), nanograms per disk | Prometryn | ng/disk | Recoverable | [5 empty] | 2020-01-21
53825 | Propanil, water, unfiltered, recoverable, octadecyl-bonded silica gel (C18), nanograms per disk | Propanil | ng/disk | Recoverable | [5 empty] | 2020-01-21
53826 | Propargite, water, unfiltered, recoverable, octadecyl-bonded silica gel (C18), nanograms per disk | Propargite | ng/disk | Recoverable | [5 empty] | 2020-01-21
53827 | Propiconazole, water, unfiltered, recoverable, octadecyl-bonded silica gel (C18), nanograms per disk | Propiconazole | ng/disk | Recoverable | [5 empty] | 2020-01-21
53828 | Propyzamide , water, unfiltered, recoverable, octadecyl-bonded silica gel (C18), nanograms per disk | Pronamide | ng/disk | Recoverable | [5 empty] | 2020-01-21
53829 | Pyraclostrobin, water, unfiltered, recoverable, octadecyl-bonded silica gel (C18), nanograms per disk | Pyraclostrobin | ng/disk | Recoverable | [5 empty] | 2020-01-21
53830 | Pyridaben, water, unfiltered, recoverable, octadecyl-bonded silica gel (C18), nanograms per disk | Pyridaben | ng/disk | Recoverable | [5 empty] | 2020-01-21
53831 | Pyrimethanil, water, unfiltered, recoverable, octadecyl-bonded silica gel (C18), nanograms per disk | Pyrimethanil | ng/disk | Recoverable | [5 empty] | 2020-01-21
53832 | Quinoxyfen, water, unfiltered, recoverable, octadecyl-bonded silica gel (C18), nanograms per disk | Quinoxyfen | ng/disk | Recoverable | [5 empty] | 2020-01-21
53833 | Resmethrin, water, unfiltered, recoverable, octadecyl-bonded silica gel (C18), nanograms per disk | Resmethrin | ng/disk | Recoverable | [5 empty] | 2020-01-21
53834 | Sedaxane, water, unfiltered, recoverable, octadecyl-bonded silica gel (C18), nanograms per disk | Sedaxane | ng/disk | Recoverable | [5 empty] | 2020-01-21
53835 | Simazine, water, unfiltered, recoverable, octadecyl-bonded silica gel (C18), nanograms per disk | Simazine | ng/disk | Recoverable | [5 empty] | 2020-01-21
53836 | Tebuconazole, water, unfiltered, recoverable, octadecyl-bonded silica gel (C18), nanograms per disk | Tebuconazole | ng/disk | Recoverable | [5 empty] | 2020-01-21
53837 | Tebupirimfos, water, unfiltered, recoverable, octadecyl-bonded silica gel (C18), nanograms per disk | Phostebupirim | ng/disk | Recoverable | [5 empty] | 2020-01-21
53838 | Tebupirimfos oxygen analog, water, unfiltered, recoverable, octadecyl-bonded silica gel (C18), nanograms per disk | Tebupirimphos oxon | ng/disk | Recoverable | [5 empty] | 2020-01-21
53839 | Tefluthrin, water, unfiltered, recoverable, octadecyl-bonded silica gel (C18), nanograms per disk | Tefluthrin | ng/disk | Recoverable | [5 empty] | 2020-01-21
53840 | Tetraconazole, water, unfiltered, recoverable, octadecyl-bonded silica gel (C18), nanograms per disk | Tetraconazole | ng/disk | Recoverable | [5 empty] | 2020-01-21
53841 | Tetradifon, water, unfiltered, recoverable, octadecyl-bonded silica gel (C18), nanograms per disk | Tetradifon | ng/disk | Recoverable | [5 empty] | 2020-01-21
53842 | Tetramethrin, water, unfiltered, recoverable, octadecyl-bonded silica gel (C18), nanograms per disk | Tetramethrin | ng/disk | Recoverable | [5 empty] | 2020-01-21
53843 | tau-Fluvalinate, water, unfiltered, recoverable, octadecyl-bonded silica gel (C18), nanograms per disk | Tau-fluvalinate | ng/disk | Recoverable | [5 empty] | 2020-01-21
53844 | Thiazopyr, water, unfiltered, recoverable, octadecyl-bonded silica gel (C18), nanograms per disk | Thiazopyr | ng/disk | Recoverable | [5 empty] | 2020-01-21
53845 | Thiobencarb, water, unfiltered, recoverable, octadecyl-bonded silica gel (C18), nanograms per disk | Thiobencarb | ng/disk | Recoverable | [5 empty] | 2020-01-21
53846 | Triadimefon, water, unfiltered, recoverable, octadecyl-bonded silica gel (C18), nanograms per disk | Triadimefon | ng/disk | Recoverable | [5 empty] | 2020-01-21
53847 | Triadimenol, water, unfiltered, recoverable, octadecyl-bonded silica gel (C18), nanograms per disk | Triadimenol | ng/disk | Recoverable | [5 empty] | 2020-01-21
53848 | Triallate, water, unfiltered, recoverable, octadecyl-bonded silica gel (C18), nanograms per disk | Triallate | ng/disk | Recoverable | [5 empty] | 2020-01-21
53849 | Tribufos, water, unfiltered, recoverable, octadecyl-bonded silica gel (C18), nanograms per disk | Tribufos | ng/disk | Recoverable | [5 empty] | 2020-01-21
53850 | Trifloxystrobin, water, unfiltered, recoverable, octadecyl-bonded silica gel (C18), nanograms per disk | Trifloxystrobin | ng/disk | Recoverable | [5 empty] | 2020-01-21
53851 | Triflumizole, water, unfiltered, recoverable, octadecyl-bonded silica gel (C18), nanograms per disk | Triflumizole | ng/disk | Recoverable | [5 empty] | 2020-01-21
53852 | Trifluralin, water, unfiltered, recoverable, octadecyl-bonded silica gel (C18), nanograms per disk | Trifluralin | ng/disk | Recoverable | [5 empty] | 2020-01-21
53853 | Triticonazole, water, unfiltered, recoverable, octadecyl-bonded silica gel (C18), nanograms per disk | Triticonazole | ng/disk | Recoverable | [5 empty] | 2020-01-21
53854 | Zoxamide, water, unfiltered, recoverable, octadecyl-bonded silica gel (C18), nanograms per disk | Zoxamide | ng/disk | Recoverable | [5 empty] | 2020-01-21
53855 | Acetamiprid, water, unfiltered, recoverable, octadecyl-bonded silica gel (C18), nanograms per disk | Acetamiprid | ng/disk | Recoverable | [5 empty] | 2020-01-21
53856 | Carbendazim, water, unfiltered, recoverable, octadecyl-bonded silica gel (C18), nanograms per disk | Carbendazim | ng/disk | Recoverable | [5 empty] | 2020-01-21
53857 | Chlorantraniliprole, water, unfiltered, recoverable, octadecyl-bonded silica gel (C18), nanograms per disk | Chlorantraniliprole | ng/disk | Recoverable | [5 empty] | 2020-01-21
53858 | Clothianidin, water, unfiltered, recoverable, octadecyl-bonded silica gel (C18), nanograms per disk | Clothianidin | ng/disk | Recoverable | [5 empty] | 2020-01-21
53859 | Cyantraniliprole, water, unfiltered, recoverable, octadecyl-bonded silica gel (C18), nanograms per disk | Cyantraniliprole | ng/disk | Recoverable | [5 empty] | 2020-01-21
53860 | Cyazofamid, water, unfiltered, recoverable, octadecyl-bonded silica gel (C18), nanograms per disk | Cyazofamid | ng/disk | Recoverable | [5 empty] | 2020-01-21
53861 | Cymoxanil, water, unfiltered, recoverable, octadecyl-bonded silica gel (C18), nanograms per disk | Cymoxanil | ng/disk | Recoverable | [5 empty] | 2020-01-21
53862 | DCPU, water, unfiltered, recoverable, octadecyl-bonded silica gel (C18), nanograms per disk | DCPU | ng/disk | Recoverable | [5 empty] | 2020-01-21
53863 | DCPMU, water, unfiltered, recoverable, octadecyl-bonded silica gel (C18), nanograms per disk | 1-(3,4-dichlorophenyl)-3-methyl urea | ng/disk | Recoverable | [5 empty] | 2020-01-21
53864 | Desthio-prothioconazole, water, unfiltered, recoverable, octadecyl-bonded silica gel (C18), nanograms per disk | Desthio-prothioconazole | ng/disk | Recoverable | [5 empty] | 2020-01-21
53865 | Dinotefuran, water, unfiltered, recoverable, octadecyl-bonded silica gel (C18), nanograms per disk | Dinotefuran | ng/disk | Recoverable | [5 empty] | 2020-01-21
53866 | Diuron, water, unfiltered, recoverable, octadecyl-bonded silica gel (C18), nanograms per disk | Diuron | ng/disk | Recoverable | [5 empty] | 2020-01-21
53867 | Ethaboxam, water, unfiltered, recoverable, octadecyl-bonded silica gel (C18), nanograms per disk | Ethaboxam | ng/disk | Recoverable | [5 empty] | 2020-01-21
53868 | Flonicamid, water, unfiltered, recoverable, octadecyl-bonded silica gel (C18), nanograms per disk | Flonicamid | ng/disk | Recoverable | [5 empty] | 2020-01-21
53869 | Fluridone, water, unfiltered, recoverable, octadecyl-bonded silica gel (C18), nanograms per disk | Fluridone | ng/disk | Recoverable | [5 empty] | 2020-01-21
53870 | Imidacloprid, water, unfiltered, recoverable, octadecyl-bonded silica gel (C18), nanograms per disk | Imidacloprid | ng/disk | Recoverable | [5 empty] | 2020-01-21
53871 | Mandipropamid, water, unfiltered, recoverable, octadecyl-bonded silica gel (C18), nanograms per disk | Mandipropamid | ng/disk | Recoverable | [5 empty] | 2020-01-21
53872 | Methoxyfenozide, water, unfiltered, recoverable, octadecyl-bonded silica gel (C18), nanograms per disk | Methoxyfenozide | ng/disk | Recoverable | [5 empty] | 2020-01-21
53873 | Oryzalin, water, unfiltered, recoverable, octadecyl-bonded silica gel (C18), nanograms per disk | Oryzalin | ng/disk | Recoverable | [5 empty] | 2020-01-21
53874 | Penoxsulam, water, unfiltered, recoverable, octadecyl-bonded silica gel (C18), nanograms per disk | Penoxsulam | ng/disk | Recoverable | [5 empty] | 2020-01-21
53875 | Thiabendazole, water, unfiltered, recoverable, octadecyl-bonded silica gel (C18), nanograms per disk | Thiabendazole | ng/disk | Recoverable | [5 empty] | 2020-01-21
53876 | Thiacloprid, water, unfiltered, recoverable, octadecyl-bonded silica gel (C18), nanograms per disk | Thiacloprid | ng/disk | Recoverable | [5 empty] | 2020-01-21
53877 | Thiamethoxam, water, unfiltered, recoverable, octadecyl-bonded silica gel (C18), nanograms per disk | Thiamethoxam | ng/disk | Recoverable | [5 empty] | 2020-01-21
53878 | Tolfenpyrad, water, unfiltered, recoverable, octadecyl-bonded silica gel (C18), nanograms per disk | Tolfenpyrad | ng/disk | Recoverable | [5 empty] | 2020-01-21
53879 | Desnitro-imidacloprid, water, unfiltered, recoverable, octadecyl-bonded silica gel (C18), nanograms per disk | Desnitro-imidacloprid | ng/disk | Recoverable | [5 empty] | 2020-01-21
53880 | Imidacloprid urea, water, unfiltered, recoverable, octadecyl-bonded silica gel (C18), nanograms per disk | Imidacloprid-urea | ng/disk | Recoverable | [5 empty] | 2020-01-21
53881 | Carboxin, water, unfiltered, recoverable, octadecyl-bonded silica gel (C18), nanograms per disk | Carboxin | ng/disk | Recoverable | [5 empty] | 2020-01-21
53882 | Flupyradifurone, water, unfiltered, recoverable, octadecyl-bonded silica gel (C18), nanograms per disk | Flupyradifurone | ng/disk | Recoverable | [5 empty] | 2020-01-21
53883 | Oxathiapiprolin, water, unfiltered, recoverable, octadecyl-bonded silica gel (C18), nanograms per disk | Oxathiapiprolin | ng/disk | Recoverable | [5 empty] | 2020-01-21
53884 | Penthiopyrad, water, unfiltered, recoverable, octadecyl-bonded silica gel (C18), nanograms per disk | Penthiopyrad | ng/disk | Recoverable | [5 empty] | 2020-01-21
53885 | Sulfoxaflor, water, unfiltered, recoverable, octadecyl-bonded silica gel (C18), nanograms per disk | Sulfoxaflor | ng/disk | Recoverable | [5 empty] | 2020-01-21
53886 | Tebufenozide, water, unfiltered, recoverable, octadecyl-bonded silica gel (C18), nanograms per disk | Tebufenozide | ng/disk | Recoverable | [5 empty] | 2020-01-21
53887 | Tricycloazole, water, unfiltered, recoverable, octadecyl-bonded silica gel (C18), nanograms per disk | Tricyclazole | ng/disk | Recoverable | [5 empty] | 2020-01-21
53888 | Methomyl, water, unfiltered, recoverable, octadecyl-bonded silica gel (C18), nanograms per disk | Methomyl | ng/disk | Recoverable | [5 empty] | 2020-01-21
53889 | Methamidophos, water, unfiltered, recoverable, octadecyl-bonded silica gel (C18), nanograms per disk | Methamidophos | ng/disk | Recoverable | [5 empty] | 2020-01-21
53890 | Dichlorvos, water, unfiltered, recoverable, octadecyl-bonded silica gel (C18), nanograms per disk | Dichlorvos | ng/disk | Recoverable | [5 empty] | 2020-01-21
53891 | Fluensulfone, water, unfiltered, recoverable, octadecyl-bonded silica gel (C18), nanograms per disk | Fluensulfone | ng/disk | Recoverable | [5 empty] | 2020-01-21
53892 | Indaziflam, water, unfiltered, recoverable, octadecyl-bonded silica gel (C18), nanograms per disk | Indaziflam | ng/disk | Recoverable | [5 empty] | 2020-01-21
53893 | Pyriproxyfen, water, unfiltered, recoverable, octadecyl-bonded silica gel (C18), nanograms per disk | Pyriproxyfen | ng/disk | Recoverable | [5 empty] | 2020-01-21
53894 | Nitrapyrin, water, unfiltered, recoverable, octadecyl-bonded silica gel (C18), nanograms per disk | Nitrapyrin | ng/disk | Recoverable | [5 empty] | 2020-01-21
53895 | Azinphos-methyl oxygen analog, water, unfiltered, recoverable, octadecyl-bonded silica gel (C18), nanograms per disk | Azinphos-methyl oxygen analog | ng/disk | Recoverable | [5 empty] | 2020-01-21
53896 | Benzovindiflupyr, water, unfiltered, recoverable, octadecyl-bonded silica gel (C18), nanograms per disk | Benzovindiflupyr | ng/disk | Recoverable | [5 empty] | 2020-01-21
53897 | Bromuconazole, water, unfiltered, recoverable, octadecyl-bonded silica gel (C18), nanograms per disk | Bromuconazole | ng/disk | Recoverable | [5 empty] | 2020-01-21
53898 | Chlorofenpyr, water, unfiltered, recoverable, octadecyl-bonded silica gel (C18), nanograms per disk | Chlorofenpyr | ng/disk | Recoverable | [5 empty] | 2020-01-21
53899 | Etoxazole, water, unfiltered, recoverable, octadecyl-bonded silica gel (C18), nanograms per disk | Etoxazole | ng/disk | Recoverable | [5 empty] | 2020-01-21
53900 | Flubendiamide, water, unfiltered, recoverable, octadecyl-bonded silica gel (C18), nanograms per disk | Flubendiamide | ng/disk | Recoverable | [5 empty] | 2020-01-21
53901 | Isofetamid, water, unfiltered, recoverable, octadecyl-bonded silica gel (C18), nanograms per disk | Isofetamid | ng/disk | Recoverable | [5 empty] | 2020-01-21
53902 | Vinclozolin, water, unfiltered, recoverable, octadecyl-bonded silica gel (C18), nanograms per disk | Vinclozolin | ng/disk | Recoverable | [5 empty] | 2020-01-21
53903 | 2-Chloro-2',6'-diethylacetanilide, water, unfiltered, recoverable, octadecyl-bonded silica gel (C18), nanograms per disk | 2-Chloro-2',6'-diethylacetanilide | ng/disk | Recoverable | [5 empty] | 2020-01-21
53904 | Sulfometuron-methyl, water, unfiltered, recoverable, octadecyl-bonded silica gel (C18), nanograms per disk | Sulfometuron methyl | ng/disk | Recoverable | [5 empty] | 2020-01-21
53905 | Thiamethoxam degradate NOA-407475, water, unfiltered, recoverable, octadecyl-bonded silica gel (C18), nanograms per disk | Thiamethoxam degradate NOA-407475 | ng/disk | Recoverable | [5 empty] | 2020-01-21
53906 | Thiamethoxam degradate CGA-355190, water, unfiltered, recoverable, octadecyl-bonded silica gel (C18), nanograms per disk | Thiamethoxam degradate CGA-355190 | ng/disk | Recoverable | [5 empty] | 2020-01-21
53908 | Imazapyr, water, unfiltered, recoverable, octadecyl-bonded silica gel (C18), nanograms per disk | Imazapyr | ng/disk | Recoverable | [5 empty] | 2020-01-21
53909 | Desmethyl-clothianidin, water, unfiltered, recoverable, octadecyl-bonded silica gel (C18), nanograms per disk | Desmethyl-clothianidin | ng/disk | Recoverable | [5 empty] | 2020-01-21
53910 | 6-Chloronicotinic acid, water, unfiltered, recoverable, octadecyl-bonded silica gel (C18), nanograms per disk | 6-Chloronicotinic acid | ng/disk | Recoverable | [5 empty] | 2020-01-21
53911 | Metaldehyde, water, unfiltered, recoverable, octadecyl-bonded silica gel (C18), nanograms per disk | Metaldehyde | ng/disk | Recoverable | [5 empty] | 2020-01-21
53913 | Mesotrione, water, unfiltered, recoverable, octadecyl-bonded silica gel (C18), nanograms per disk | Mesotrione | ng/disk | Recoverable | [5 empty] | 2020-01-21
53914 | Bicyclopyrone, water, unfiltered, recoverable, octadecyl-bonded silica gel (C18), nanograms per disk | Bicyclopyrone | ng/disk | Recoverable | [5 empty] | 2020-01-21
53915 | 2,4-D, water, unfiltered, recoverable, octadecyl-bonded silica gel (C18), nanograms per disk | 2,4-D | ng/disk | Recoverable | [5 empty] | 2020-01-21
53916 | Triclopyr, water, unfiltered, recoverable, octadecyl-bonded silica gel (C18), nanograms per disk | Triclopyr | ng/disk | Recoverable | [5 empty] | 2020-01-21
53917 | Aminopyralid, water, unfiltered, recoverable, octadecyl-bonded silica gel (C18), nanograms per disk | Aminopyralid | ng/disk | Recoverable | [5 empty] | 2020-01-21
53919 | Strychnine, water, unfiltered, recoverable, octadecyl-bonded silica gel (C18), nanograms per disk | Strychnine | ng/disk | Recoverable | [5 empty] | 2020-01-21
53920 | Naphthalene, water, unfiltered, recoverable, nanograms per liter | Naphthalene | ng/l | Recoverable | [5 empty] | 2020-01-21
53921 | C1-alkylated naphthalene isomers, water, unfiltered, recoverable, nanograms per liter | Methylnaphthalene | ng/l | Recoverable | [5 empty] | 2020-01-21
53922 | C2-alkylated naphthalene isomers, water, unfiltered, recoverable, nanograms per liter | C2-Naphthalenes | ng/l | Recoverable | [5 empty] | 2020-01-21
53923 | C3-alkylated naphthalene isomers, water, unfiltered, recoverable, nanograms per liter | C3-Naphthalenes | ng/l | Recoverable | [5 empty] | 2020-01-21
53924 | C4-alkylated naphthalene isomers, water, unfiltered, recoverable, nanograms per liter | C4-Naphthalenes | ng/l | Recoverable | [5 empty] | 2020-01-21
53925 | Biphenyl, water, unfiltered, recoverable, nanograms per liter | Biphenyl | ng/l | Recoverable | [5 empty] | 2020-01-21
53926 | C1-alkylated fluorene isomers, water, unfiltered, recoverable, nanograms per liter | Methylfluorene | ng/l | Recoverable | [5 empty] | 2020-01-21
53927 | C2-alkylated fluorene isomers, water, unfiltered, recoverable, nanograms per liter | C2-Fluorenes | ng/l | Recoverable | [5 empty] | 2020-01-21
53928 | C3-alkylated fluorene isomers, water, unfiltered, recoverable, nanograms per liter | C3-Fluorenes | ng/l | Recoverable | [5 empty] | 2020-01-21
53929 | C1-alkylated phenanthrene & anthracene isomers, water, unfiltered, recoverable, nanograms per liter | C1-Phenanthrenes/anthracenes | ng/l | Recoverable | [5 empty] | 2020-01-21
53930 | C2-alkylated phenanthrene & anthracene isomers, water, unfiltered, recoverable, nanograms per liter | C2-Phenanthrenes/anthracenes | ng/l | Recoverable | [5 empty] | 2020-01-21
53931 | C3-alkylated phenanthrene & anthracene isomers, water, unfiltered, recoverable, nanograms per liter | C3-Phenanthrenes/anthracenes | ng/l | Recoverable | [5 empty] | 2020-01-21
53932 | C4-alkylated phenanthrene & anthracene isomers, water, unfiltered, recoverable, nanograms per liter | C4-Phenanthrenes/anthracenes | ng/l | Recoverable | [5 empty] | 2020-01-21
53933 | C1-alkylated fluoranthene & pyrene isomers, water, unfiltered, recoverable, nanograms per liter | C1-Fluoranthenes/pyrenes | ng/l | Recoverable | [5 empty] | 2020-01-21
53934 | C2-alkylated fluoranthene & pyrene isomers, water, unfiltered, recoverable, nanograms per liter | C2-Fluoranthenes/pyrenes | ng/l | Recoverable | [5 empty] | 2020-01-21
53935 | C3-alkylated fluoranthene & pyrene isomers, water, unfiltered, recoverable, nanograms per liter | C3-Fluoranthenes/pyrenes | ng/l | Recoverable | [5 empty] | 2020-01-21
53936 | C1-alkylated chrysene isomers, water, unfiltered, recoverable, nanograms per liter | Methylchrysene | ng/l | Recoverable | [5 empty] | 2020-01-21
53937 | C2-alkylated chrysene isomers, water, unfiltered, recoverable, nanograms per liter | C2-Chrysenes | ng/l | Recoverable | [5 empty] | 2020-01-21
53938 | C3-alkylated chrysene isomers, water, unfiltered, recoverable, nanograms per liter | C3-Chrysenes | ng/l | Recoverable | [5 empty] | 2020-01-21
53939 | C4-alkylated chrysene isomers, water, unfiltered, recoverable, nanograms per liter | C4-Chrysenes | ng/l | Recoverable | [5 empty] | 2020-01-21
53940 | Benzo[e]pyrene, water, unfiltered, recoverable, nanograms per liter | Benzo[e]pyrene | ng/l | Recoverable | [5 empty] | 2020-01-21
53941 | Perylene, water, unfiltered, recoverable, nanograms per liter | Perylene | ng/l | Recoverable | [5 empty] | 2020-01-21
53942 | Selenocyanate, water, filtered, recoverable, micrograms per liter | Selenocyanate | ug/l | Dissolved | [5 empty] | 2020-01-21
53943 | Methylseleninic acid, water, filtered, recoverable, micrograms per liter | Methylseleninic Acid | ug/l | Dissolved | [5 empty] | 2020-01-21
53944 | Selenomethionine, water, filtered, recoverable, micrograms per liter | Selenomethionine | ug/l | Dissolved | [5 empty] | 2020-01-21
53945 | anti-Dodecachloropentacyclooctadecadiene, water, unfiltered, recoverable, nanograms per liter | anti-Dodecachloropentacyclooctadecadiene | ng/l | Recoverable | [5 empty] | 2020-01-21
53946 | anti-Dodecachloropentacyclooctadecadiene, water, filtered, recoverable, nanograms per liter | anti-Dodecachloropentacyclooctadecadiene | ng/l | Dissolved | [5 empty] | 2020-01-21
53947 | anti-Dodecachloropentacyclooctadecadiene, solids, recoverable, dry weight, micrograms per kilogram | anti-Dodecachloropentacyclooctadecadiene | ug/kg | [6 empty] | 2020-01-21
53948 | anti-Dodecachloropentacyclooctadecadiene, biota, tissue, recoverable, wet weight, micrograms per kilogram | anti-Dodecachloropentacyclooctadecadiene | ug/kg | [6 empty] | 2020-01-21
53949 | syn-Dodecachloropentacyclooctadecadiene, water, unfiltered, recoverable, nanograms per liter | syn-Dodecachloropentacyclooctadecadiene | ng/l | Recoverable | [5 empty] | 2020-01-21
53950 | syn-Dodecachloropentacyclooctadecadiene, water, filtered, recoverable, nanograms per liter | syn-Dodecachloropentacyclooctadecadiene | ng/l | Dissolved | [5 empty] | 2020-01-21
53951 | syn-Dodecachloropentacyclooctadecadiene, solids, recoverable, dry weight, micrograms per kilogram | syn-Dodecachloropentacyclooctadecadiene | ug/kg | [6 empty] | 2020-01-21
53952 | syn-Dodecachloropentacyclooctadecadiene, biota, tissue, recoverable, wet weight, micrograms per kilogram | syn-Dodecachloropentacyclooctadecadiene | ug/kg | [6 empty] | 2020-01-21
53953 | Bromide, water, unfiltered, micrograms per liter | Bromide | ug/l | [6 empty] | 2020-01-21
53954 | Total Anatoxin-a, water, unfiltered, freeze/thaw and then filtered (0.7 micron filter), enzyme-linked immunosorbent assay, recoverable, micrograms per liter | Anatoxin-A | ug/l | Total | [5 empty] | 2020-01-21
53955 | Dissolved Anatoxin-a, water, filtered (0.7 micron filter), enzyme-linked immunosorbent assay, recoverable, micrograms per liter | Anatoxin-A | ug/l | Dissolved | [5 empty] | 2020-01-21
53956 | Radium-228, sediment, dry weight, becquerels per gram | Radium-228 | bq/g | [6 empty] | 2020-01-21
53957 | Chlorine-36, water, filtered, picocuries per liter | Chlorine-36 | pCi/L | Dissolved | [5 empty] | 2020-01-21
53958 | Chlorine-36 counting error, water, filtered, picocuries per liter | Chlorine-36 counting error | pCi/L | Dissolved | [5 empty] | 2020-01-21
53959 | Fluensulfone, water, filtered, recoverable, nanograms per liter | Fluensulfone | ng/l | Dissolved | [5 empty] | 2020-01-21
53960 | Indaziflam, water, filtered, recoverable, nanograms per liter | Indaziflam | ng/l | Dissolved | [5 empty] | 2020-01-21
53961 | N-Methylperfluorooctanesulfonamidoacetate (N-MeFOSAA), linear and branched, water, unfiltered, recoverable, nanograms per liter | N-methyl perfluorooctanesulfonamidoacetic acid | ng/l | Recoverable | [5 empty] | 2020-01-21
53962 | N-Ethylperfluorooctanesulfonamidoacetate (N-EtFOSAA), linear and branched, water, unfiltered, recoverable, nanograms per liter | N-ethyl perfluorooctanesulfonamidoacetic acid | ng/l | Recoverable | [5 empty] | 2020-01-21
53963 | Dodecafluoro-3H-4,8-dioxanoanoate (DONA), water, unfiltered, recoverable, nanograms per liter | Dodecafluoro-3H-4,8-dioxanoanoate (DONA) | ng/l | Recoverable | [5 empty] | 2020-01-21
53964 | Potassium 9-chlorohexadecafluoro-3-oxanonane-1-sulfonate (9Cl-PF3ONS), water, unfiltered, recoverable, nanograms per liter | 9-chlorohexadecafluoro-3-oxanone-1-sulfonic acid | ng/l | Recoverable | [5 empty] | 2020-01-21
53965 | Potassium 11-chloroeicosafluoro-3-oxaundecane-1-sulfonate (11Cl-PF3OUdS), water, unfiltered, recoverable, nanograms per liter | 11-chloroeicosafluoro-3-oxaundecane-1-sulfonic acid | ng/l | Recoverable | [5 empty] | 2020-01-21
53966 | 2,3,3,3-Tetrafluoro-2-(1,1,2,2,3,3-heptafluoropropoxy)-propanoic acid (HFPO-DA), water, unfiltered, recoverable, nanograms per liter | Hexafluoropropylene oxide dimer acid | ng/l | Recoverable | [5 empty] | 2020-01-21
53967 | Saflufenacil, water, filtered, recoverable, micrograms per liter | Saflufenacil | ug/l | Dissolved | [5 empty] | 2020-01-21
53968 | Tembotrione, water, filtered, recoverable, micrograms per liter | Tembotrione | ug/l | Dissolved | [5 empty] | 2020-01-21
53969 | Azaspiracid-1 (AZA-1), water, unfiltered, freeze/thaw extraction, recoverable, micrograms per liter | Azaspiracid-1 (AZA-1) | ug/l | Recoverable | [5 empty] | 2020-01-21
53970 | Dinophysistoxin-1 (DTX-1), water, unfiltered, freeze/thaw extraction, recoverable, micrograms per liter | Dinophysistoxin-1 (DTX-1) | ug/l | Recoverable | [5 empty] | 2020-01-21
53971 | Gymnodimine (GYM), water, unfiltered, freeze/thaw extraction, recoverable, micrograms per liter | Gymnodimine (GYM) | ug/l | Recoverable | [5 empty] | 2020-01-21
53972 | Pectenotoxin-2 (PTX-2), water, unfiltered, freeze/thaw extraction, recoverable, micrograms per liter | Pectenotoxin-2 (PTX-2) | ug/l | Recoverable | [5 empty] | 2020-01-21
53973 | 13-Desmethyl spirolide C (SPX), water, unfiltered, freeze/thaw extraction, recoverable, micrograms per liter | 13-Desmethyl spirolide C (SPX) | ug/l | Recoverable | [5 empty] | 2020-01-21
53974 | Dinophysistoxin-2 (DTX-2), water, unfiltered, freeze/thaw extraction, recoverable, micrograms per liter | Dinophysistoxin-2 (DTX-2) | ug/l | Recoverable | [5 empty] | 2020-01-21
53975 | Azaspiracid-1 (AZA-1), water, filtered, recoverable, micrograms per liter | Azaspiracid-1 (AZA-1) | ug/l | Dissolved | [5 empty] | 2020-01-21
53976 | Dinophysistoxin-1 (DTX-1), water, filtered, recoverable, micrograms per liter | Dinophysistoxin-1 (DTX-1) | ug/l | Dissolved | [5 empty] | 2020-01-21
53977 | Gymnodimine (GYM), water, filtered, recoverable, micrograms per liter | Gymnodimine (GYM) | ug/l | Dissolved | [5 empty] | 2020-01-21
53978 | Pectenotoxin-2 (PTX-2), water, filtered, recoverable, micrograms per liter | Pectenotoxin-2 (PTX-2) | ug/l | Dissolved | [5 empty] | 2020-01-21
53979 | 13-Desmethyl spirolide C (SPX), water, filtered, recoverable, micrograms per liter | 13-Desmethyl spirolide C (SPX) | ug/l | Dissolved | [5 empty] | 2020-01-21
53980 | Dinophysistoxin-2 (DTX-2), water, filtered, recoverable, micrograms per liter | Dinophysistoxin-2 (DTX-2) | ug/l | Dissolved | [5 empty] | 2020-01-21
53981 | Dinitrogen error, water, dissolved, cubic centimeters per gram at standard temperature and pressure | Nitrogen | cm3/g STP | Dissolved | [5 empty] | 2020-01-21
53982 | Methane error, water, dissolved, cubic centimeters per gram at standard temperature and pressure | Methane | cm3/g STP | Dissolved | [5 empty] | 2020-01-21
53983 | Benzyl alcohol, water, unfiltered, recoverable, milligrams per liter | Benzyl alcohol | mg/l | Recoverable | [5 empty] | 2020-01-21
53984 | 1,3,5-Trinitrobenzene, water, filtered, micrograms per liter | 1,3,5-Trinitrobenzene | ug/l | Dissolved | [5 empty] | 2020-01-21
53985 | Tetryl, water, filtered, recoverable, micrograms per liter | Tetryl | ug/l | Dissolved | [5 empty] | 2020-01-21
53986 | 4-Amino-2,6-dinitrotoluene, water, filtered, recoverable, micrograms per liter | 4-Amino-2,6-dinitrotoluene | ug/l | Dissolved | [5 empty] | 2020-01-21
53987 | 2-Amino-4,6-dinitrotoluene, water, filtered, recoverable, micrograms per liter | 2-Amino-4,6-dinitrotoluene | ug/l | Dissolved | [5 empty] | 2020-01-21
53988 | HMX, water, filtered, recoverable, micrograms per liter | Cyclotetramethylenetetranitramine | ug/l | Dissolved | [5 empty] | 2020-01-21
53989 | Chromium(III) water, filtered, milligrams per liter | Chromium(III) | mg/l | Dissolved | [5 empty] | 2020-01-21
53990 | Nitroglycerin, water, filtered, recoverable, micrograms per liter | Nitroglycerin | ug/l | Dissolved | [5 empty] | 2020-01-21
53991 | 1,3,5-Trinitrobenzene, bed sediment, recoverable, dry weight, micrograms per kilogram | 1,3,5-Trinitrobenzene | ug/kg | Bed Sediment |  |  |  | Dry |  | 2020-01-21
53992 | Tetryl, bed sediment, recoverable, dry weight, micrograms per kilogram | Tetryl | ug/kg | Bed Sediment |  |  |  | Dry |  | 2020-01-21
53993 | 4-Amino-2,6-dinitrotoluene, bed sediment, recoverable, dry weight, micrograms per kilogram | 4-Amino-2,6-dinitrotoluene | ug/kg | Bed Sediment |  |  |  | Dry |  | 2020-01-21
53994 | 2-Amino-4,6-dinitrotoluene, bed sediment, recoverable, dry weight, micrograms per kilogram | 2-Amino-4,6-dinitrotoluene | ug/kg | Bed Sediment |  |  |  | Dry |  | 2020-01-21
53995 | HMX, bed sediment, recoverable, dry weight, micrograms per kilogram | Cyclotetramethylenetetranitramine | ug/kg | Bed Sediment |  |  |  | Dry |  | 2020-01-21
53996 | Chromium(III), bed sediment, recoverable, dry weight, milligrams per kilogram | Chromium(III) | mg/kg | Bed Sediment |  |  |  | Dry |  | 2020-01-21
53997 | Nitroglycerin, bed sediment, recoverable, dry weight, micrograms per kilogram | Nitroglycerin | ug/kg | Bed Sediment |  |  |  | Dry |  | 2020-01-21
53998 | Chromium(VI), bed sediment, recoverable, dry weight, milligrams per kilogram | Chromium(VI) | mg/kg | Bed Sediment |  |  |  | Dry |  | 2020-01-21
54003 | Tin, water, unfiltered, micrograms per liter | Tin | ug/l | Recoverable | [5 empty] | 2020-01-21
54004 | 3,4-Dichloroaniline, biota, tissue, recoverable, dry weight, micrograms per kilogram | 3,4-Dichloroaniline | ug/kg | Recoverable |  |  |  | Dry |  | 2020-01-21
54005 | 3,5-Dichloroaniline, biota, tissue, recoverable, dry weight, micrograms per kilogram | 3,5-Dichloroaniline | ug/kg | Recoverable |  |  |  | Dry |  | 2020-01-21
54006 | Acetochlor, biota, tissue, recoverable, dry weight, micrograms per kilogram | Acetochlor | ug/kg | Recoverable |  |  |  | Dry |  | 2020-01-21
54007 | Acibenzolar-S-methyl, biota, tissue, recoverable, dry weight, micrograms per kilogram | Acibenzolar-S-methyl | ug/kg | Recoverable |  |  |  | Dry |  | 2020-01-21
54008 | Azoxystrobin, biota, tissue, recoverable, dry weight, micrograms per kilogram | Azoxystrobin | ug/kg | Recoverable |  |  |  | Dry |  | 2020-01-21
54009 | Chlorfenapyr, biota, tissue, recoverable, dry weight, micrograms per kilogram | Chlorfenapyr | ug/kg | Recoverable |  |  |  | Dry |  | 2020-01-21
54010 | Chlorothalonil, biota, tissue, recoverable, dry weight, micrograms per kilogram | Chlorothalonil | ug/kg | Recoverable |  |  |  | Dry |  | 2020-01-21
54011 | Coumaphos, biota, tissue, recoverable, dry weight, micrograms per kilogram | Coumaphos | ug/kg | Recoverable |  |  |  | Dry |  | 2020-01-21
54012 | Cyhalofop-butyl, biota, tissue, recoverable, dry weight, micrograms per kilogram | Cyhalofop-butyl | ug/kg | Recoverable |  |  |  | Dry |  | 2020-01-21
54013 | Dichlorvos, biota, tissue, recoverable, dry weight, micrograms per kilogram | Dichlorvos | ug/kg | Recoverable |  |  |  | Dry |  | 2020-01-21
54014 | Difenoconazole, biota, tissue, recoverable, dry weight, micrograms per kilogram | Difenoconazole | ug/kg | Recoverable |  |  |  | Dry |  | 2020-01-21
54015 | Dithiopyr, biota, tissue, recoverable, dry weight, micrograms per kilogram | Dithiopyr | ug/kg | Recoverable |  |  |  | Dry |  | 2020-01-21
54016 | Esfenvalerate, biota, tissue, recoverable, dry weight, micrograms per kilogram | Esfenvalerate | ug/kg | Recoverable |  |  |  | Dry |  | 2020-01-21
54017 | Etoxazole, biota, tissue, recoverable, dry weight, micrograms per kilogram | Etoxazole | ug/kg | Recoverable |  |  |  | Dry |  | 2020-01-21
54018 | Fenamidone, biota, tissue, recoverable, dry weight, micrograms per kilogram | Fenamidone | ug/kg | Recoverable |  |  |  | Dry |  | 2020-01-21
54019 | Fenpyroximate, biota, tissue, recoverable, dry weight, micrograms per kilogram | Fenpropathrin | ug/kg | Recoverable |  |  |  | Dry |  | 2020-01-21
54020 | Fenthion, biota, tissue, recoverable, dry weight, micrograms per kilogram | Fenthion | ug/kg | Recoverable |  |  |  | Dry |  | 2020-01-21
54021 | Flubendiamide, biota, tissue, recoverable, dry weight, micrograms per kilogram | Flubendiamide | ug/kg | Recoverable |  |  |  | Dry |  | 2020-01-21
54022 | Flufenacet, biota, tissue, recoverable, dry weight, micrograms per kilogram | Flufenacet | ug/kg | Recoverable |  |  |  | Dry |  | 2020-01-21
54023 | Flumetralin, biota, tissue, recoverable, dry weight, micrograms per kilogram | Flumetralin | ug/kg | Recoverable |  |  |  | Dry |  | 2020-01-21
54024 | Fluopicolide, biota, tissue, recoverable, dry weight, micrograms per kilogram | Fluopicolide | ug/kg | Recoverable |  |  |  | Dry |  | 2020-01-21
54025 | Fluopyram, biota, tissue, recoverable, dry weight, micrograms per kilogram | Fluopyram | ug/kg | Recoverable |  |  |  | Dry |  | 2020-01-21
54026 | Flutolanil, biota, tissue, recoverable, dry weight, micrograms per kilogram | Flutolanil | ug/kg | Recoverable |  |  |  | Dry |  | 2020-01-21
54027 | Fluxapyroxad, biota, tissue, recoverable, dry weight, micrograms per kilogram | Fluxapyroxad | ug/kg | Recoverable |  |  |  | Dry |  | 2020-01-21
54028 | Indoxacarb, biota, tissue, recoverable, dry weight, micrograms per kilogram | Indoxacarb | ug/kg | Recoverable |  |  |  | Dry |  | 2020-01-21
54029 | Ipconazole, biota, tissue, recoverable, dry weight, micrograms per kilogram | Ipconazole | ug/kg | Recoverable |  |  |  | Dry |  | 2020-01-21
54030 | Isofetamid, biota, tissue, recoverable, dry weight, micrograms per kilogram | Isofetamid | ug/kg | Recoverable |  |  |  | Dry |  | 2020-01-21
54031 | Molinate, biota, tissue, recoverable, dry weight, micrograms per kilogram | Molinate | ug/kg | Recoverable |  |  |  | Dry |  | 2020-01-21
54032 | Novaluron, biota, tissue, recoverable, dry weight, micrograms per kilogram | Novaluron | ug/kg | Recoverable |  |  |  | Dry |  | 2020-01-21
54033 | Oxadiazon, biota, tissue, recoverable, dry weight, micrograms per kilogram | Oxadiazon | ug/kg | Recoverable |  |  |  | Dry |  | 2020-01-21
54034 | Oxyfluorfen, biota, tissue, recoverable, dry weight, micrograms per kilogram | Oxyfluorfen | ug/kg | Recoverable |  |  |  | Dry |  | 2020-01-21
54035 | Paclobutrazol, biota, tissue, recoverable, dry weight, micrograms per kilogram | Paclobutrazol | ug/kg | Recoverable |  |  |  | Dry |  | 2020-01-21
54036 | Picoxystrobin, biota, tissue, recoverable, dry weight, micrograms per kilogram | Picoxystrobin | ug/kg | Recoverable |  |  |  | Dry |  | 2020-01-21
54037 | Prodiamine, biota, tissue, recoverable, dry weight, micrograms per kilogram | Prodiamine | ug/kg | Recoverable |  |  |  | Dry |  | 2020-01-21
54038 | Propargite, biota, tissue, recoverable, dry weight, micrograms per kilogram | Propargite | ug/kg | Recoverable |  |  |  | Dry |  | 2020-01-21
54039 | Pyridaben, biota, tissue, recoverable, dry weight, micrograms per kilogram | Pyridaben | ug/kg | Recoverable |  |  |  | Dry |  | 2020-01-21
54040 | Pyriproxyfen, biota, tissue, recoverable, dry weight, micrograms per kilogram | Pyriproxyfen | ug/kg | Recoverable |  |  |  | Dry |  | 2020-01-21
54041 | Quinoxyfen, biota, tissue, recoverable, dry weight, micrograms per kilogram | Quinoxyfen | ug/kg | Recoverable |  |  |  | Dry |  | 2020-01-21
54042 | Sedaxane, biota, tissue, recoverable, dry weight, micrograms per kilogram | Sedaxane | ug/kg | Recoverable |  |  |  | Dry |  | 2020-01-21
54043 | Simazine, biota, tissue, recoverable, dry weight, micrograms per kilogram | Simazine | ug/kg | Recoverable |  |  |  | Dry |  | 2020-01-21
54044 | Tebupirimfos, biota, tissue, recoverable, dry weight, micrograms per kilogram | Phostebupirim | ug/kg | Recoverable |  |  |  | Dry |  | 2020-01-21
54045 | Tebupirimfos oxygen analog, biota, tissue, recoverable, dry weight, micrograms per kilogram | Tebupirimphos oxon | ug/kg | Recoverable |  |  |  | Dry |  | 2020-01-21
54048 | Thiazopyr, biota, tissue, recoverable, dry weight, micrograms per kilogram | Thiazopyr | ug/kg | Recoverable |  |  |  | Dry |  | 2020-01-21
54049 | Triallate, biota, tissue, recoverable, dry weight, micrograms per kilogram | Triallate | ug/kg | Recoverable |  |  |  | Dry |  | 2020-01-21
54050 | Tribufos, biota, tissue, recoverable, dry weight, micrograms per kilogram | Tribufos | ug/kg | Recoverable |  |  |  | Dry |  | 2020-01-21
54051 | Trifloxystrobin, biota, tissue, recoverable, dry weight, micrograms per kilogram | Trifloxystrobin | ug/kg | Recoverable |  |  |  | Dry |  | 2020-01-21
54052 | Triflumizole, biota, tissue, recoverable, dry weight, micrograms per kilogram | Triflumizole | ug/kg | Recoverable |  |  |  | Dry |  | 2020-01-21
54053 | Butralin, biota, tissue, recoverable, dry weight, micrograms per kilogram | Butralin | ug/kg | Recoverable |  |  |  | Dry |  | 2020-01-21
54054 | 2-Chloro-2,6-diethylacetanilide, biota, tissue, recoverable, dry weight, micrograms per kilogram | 2-Chloro-2',6'-diethylacetanilide | ug/kg | Recoverable |  |  |  | Dry |  | 2020-01-21
54055 | Indaziflam, biota, tissue, recoverable, dry weight, micrograms per kilogram | Indaziflam | ug/kg | Recoverable |  |  |  | Dry |  | 2020-01-21
54073 | 3-(Trifluoromethyl)phenylurea, water, unfiltered, recoverable, micrograms per liter | Urea, [3-(trifluoromethyl)phenyl]- | ug/l | Recoverable | [5 empty] | 2017-01-05
54151 | Methane, soil gas, uncorrected for temperature and pressure, percent of soil gas | Methane | % by vol | [6 empty] | 2020-01-21
54152 | Oxygen, soil gas, uncorrected for temperature and pressure, percent of soil gas | Oxygen | % by vol | [6 empty] | 2020-01-21
54153 | Carbon dioxide, soil gas, uncorrected for temperature and pressure, percent of soil gas | Carbon dioxide | % by vol | [6 empty] | 2020-01-21
54154 | Oxygen plus argon, soil gas, uncorrected for temperature and pressure, percent of soil gas | Oxygen plus argon | % by vol | [6 empty] | 2020-02-10
54155 | Dinitrogen, soil gas, uncorrected for temperature and pressure, percent of soil gas | Nitrogen | % by vol | [6 empty] | 2020-01-21
54156 | Argon, soil gas, uncorrected for temperature and pressure, percent of soil gas | Argon | % by vol | [6 empty] | 2020-01-21
54157 | Oxygen, soil gas, corrected for temperature and pressure, percent of soil gas | Oxygen | % by vol | [6 empty] | 2020-01-21
54158 | Carbon dioxide, soil gas, corrected for temperature and pressure, percent of soil gas | Carbon dioxide | % by vol | [6 empty] | 2020-01-21
54159 | Carbon dioxide efflux, soil gas, micromoles of carbon dioxide per square meter per second | Carbon dioxide | umol/m2/s | [6 empty] | 2020-01-21
57836 | PCB congener 172, solids, recoverable, dry weight, micrograms per kilogram | 2,2',3,3',4,5,5'-Heptachlorobiphenyl | ug/kg | Recoverable |  |  |  | Dry |  | 2014-10-03
57837 | PCB congener 178, solids, recoverable, dry weight, micrograms per kilogram | 2,2',3,3',5,5',6-Heptachlorobiphenyl | ug/kg | Recoverable |  |  |  | Dry |  | 2014-10-03
57838 | PCB congener 189, solids, recoverable, dry weight, micrograms per kilogram | 2,3,3',4,4',5,5'-Heptachlorobiphenyl | ug/kg | Recoverable |  |  |  | Dry |  | 2014-10-03
57839 | PCB congener 196, solids, recoverable, dry weight, micrograms per kilogram | 2,2',3,3',4,4',5,6'-Octachlorobiphenyl | ug/kg | Recoverable |  |  |  | Dry |  | 2014-10-03
57840 | PCB congener 199, solids, recoverable, dry weight, micrograms per kilogram | 2,2',3,3',4,5,5',6'-Octachlorobiphenyl | ug/kg | Recoverable |  |  |  | Dry |  | 2014-10-03
57841 | PCB congener 203, solids, recoverable, dry weight, micrograms per kilogram | 2,2',3,4,4',5,5',6-Octachlorobiphenyl | ug/kg | Recoverable |  |  |  | Dry |  | 2014-10-03
57842 | 1,2,3,4,5-Pentabromo-6-ethylbenzene, solids, recoverable, dry weight, micrograms per kilogram | Pentabromoethylbenzene | ug/kg | Recoverable |  |  |  | Dry |  | 2020-01-21
57843 | Hexabromobenzene, solids, recoverable, dry weight, micrograms per kilogram | Hexabromobenzene | ug/kg | Recoverable |  |  |  | Dry |  | 2014-10-03
57844 | Pentabromophenol, solids, recoverable, dry weight, micrograms per kilogram | Pentabromophenol | ug/kg | Recoverable |  |  |  | Dry |  | 2014-10-03
57845 | alpha-1,2,5,6,9,10-Hexabromocyclodecane, solids, recoverable, dry weight, micrograms per kilogram | Hexabromocyclododecane, alpha- | ug/kg | Recoverable |  |  |  | Dry |  | 2016-10-06
57846 | beta-1,2,5,6,9,10-Hexabromocyclodecane, solids, recoverable, dry weight, micrograms per kilogram | Hexabromocyclododecane, beta- | ug/kg | Recoverable |  |  |  | Dry |  | 2016-10-06
57847 | gamma-1,2,5,6,9,10-Hexabromocyclodecane, solids, recoverable, dry weight, micrograms per kilogram | Hexabromocyclododecane, gamma- | ug/kg | Recoverable |  |  |  | Dry |  | 2016-10-06
57848 | rac-(1,5R,6S,9S,10R)-Pentabromocyclododecene, solids, recoverable, dry weight, micrograms per kilogram | rac-(1,5R,6S,9S,10R)-Pentabromocyclododecene | ug/kg | Recoverable |  |  |  | Dry |  | 2014-10-03
57849 | 1,2,5,6-Tetrabromocyclooctane, solids, recoverable, dry weight, micrograms per kilogram | 1,2,5,6-Tetrabromocyclooctane | ug/kg | Recoverable |  |  |  | Dry |  | 2014-10-03
57850 | alpha-1,2,5,6-Tetrabromocyclooctane, solids, recoverable, dry weight, micrograms per kilogram | .alpha.-1,2,5,6-Tetrabromocyclooctane | ug/kg | Recoverable |  |  |  | Dry |  | 2016-10-06
57851 | beta-1,2,5,6-Tetrabromocyclooctane, solids, recoverable, dry weight, micrograms per kilogram | .beta.-1,2,5,6-Tetrabromocyclooctane | ug/kg | Recoverable |  |  |  | Dry |  | 2016-10-06
57852 | Bis(2-ethylhexyl) 3,4,5,6-tetrabromophthalate, solids, recoverable, dry weight, micrograms per kilogram | Bis(2-ethylhexyl) 3,4,5,6-tetrabromophthalate | ug/kg | Recoverable |  |  |  | Dry |  | 2014-10-03
57853 | N,N'-Ethylenebis(3,4,5,6-tetrabromophthalimide), solids, recoverable, dry weight, micrograms per kilogram | N,N'-Ethylenebis(3,4,5,6-tetrabromophthalimide) | ug/kg | Recoverable |  |  |  | Dry |  | 2014-10-03
57854 | 1,2,4,5-Tetrabromo-3,6-bis(pentabromophenoxy)benzene, solids, recoverable, dry weight, micrograms per kilogram | 1,2,4,5-Tetrabromo-3,6-bis(pentabromophenoxy)benzene | ug/kg | Recoverable |  |  |  | Dry |  | 2014-10-03
57855 | 1,2-Bis(pentabromophenyl)ethane, solids, recoverable, dry weight, micrograms per kilogram | Benzene, 1,1'-(1,2-ethanediyl)bis[2,3,4,5,6-pentabromo- | ug/kg | Recoverable |  |  |  | Dry |  | 2014-10-03
57856 | BDE congener 28, solids, recoverable, dry weight, micrograms per kilogram | 2,4,4'-Tribromodiphenyl ether | ug/kg | Recoverable |  |  |  | Dry |  | 2020-01-21
57857 | BDE congener 119, solids, recoverable, dry weight, micrograms per kilogram | BDE-119 | ug/kg | Recoverable |  |  |  | Dry |  | 2020-01-21
57858 | FireMaster BP-6 (mixture of hexabromobiphenyls + other PBB congeners), solids, recoverable, dry weight, micrograms per kilogram | FireMaster BP 6 | ug/kg | Recoverable |  |  |  | Dry |  | 2017-04-20
57859 | Polychlorinated naphthalenes (PCNs), solids, recoverable, dry weight, micrograms per kilogram | Chlorinated naphthalenes | ug/kg | Recoverable |  |  |  | Dry |  | 2014-10-03
57860 | Halowax 1013 (PCNs), solids, recoverable, dry weight, micrograms per kilogram | Pentachloronaphthalene | ug/kg | Recoverable |  |  |  | Dry |  | 2014-10-03
57861 | Halowax 1014 (PCNs), solids, recoverable, dry weight, micrograms per kilogram | 1,2,3,5,6,8-Hexachloronaphthalene | ug/kg | Recoverable |  |  |  | Dry |  | 2020-01-21
57862 | Halowax 1051 (PCNs), solids, recoverable, dry weight, micrograms per kilogram | Octachloronaphthalene | ug/kg | Recoverable |  |  |  | Dry |  | 2014-10-03
57863 | Halowax 1099 (PCNs), solids, recoverable, dry weight, micrograms per kilogram | Halowax 1099 | ug/kg | Recoverable |  |  |  | Dry |  | 2014-10-03
57864 | Chloronaphthalenes, solids, recoverable, dry weight, micrograms per kilogram | Chloronaphthalene | ug/kg | Recoverable |  |  |  | Dry |  | 2014-10-03
57865 | 2-Chloronaphthalene, solids, recoverable, dry weight, micrograms per kilogram | 2-Chloronaphthalene | ug/kg | Recoverable |  |  |  | Dry |  | 2014-10-03
57866 | Trichloronaphthalenes, solids, recoverable, dry weight, micrograms per kilogram | Trichloronaphthalene | ug/kg | Recoverable |  |  |  | Dry |  | 2014-10-03
57867 | 1,2,3-Trichloronaphthalene, solids, recoverable, dry weight, micrograms per kilogram | Naphthalene, 1,2,3-trichloro- | ug/kg | Recoverable |  |  |  | Dry |  | 2020-01-21
57868 | Tetrachloronaphthalenes, solids, recoverable, dry weight, micrograms per kilogram | Naphthalene, tetrachloro- | ug/kg | Recoverable |  |  |  | Dry |  | 2020-01-21
57869 | 1,2,3,4-Tetrachloronaphthalene (PCN 27), solids, recoverable, dry weight, micrograms per kilogram | 1,2,3,4-Tetrachloronaphthalene | ug/kg | Recoverable |  |  |  | Dry |  | 2014-10-03
57870 | 1,2,3,5-Tetrachloronaphthalene (PCN 28), solids, recoverable, dry weight, micrograms per kilogram | 1,2,3,5-Tetrachloronaphthalene | ug/kg | Recoverable |  |  |  | Dry |  | 2014-10-03
57871 | 1,2,3,8-Tetrachloronaphthalene (PCN 31), solids, recoverable, dry weight, micrograms per kilogram | 1,2,3,8-Tetrachloronaphthalene | ug/kg | Recoverable |  |  |  | Dry |  | 2014-10-03
57872 | 1,3,5,7-Tetrachloronaphthalene (PCN 42), solids, recoverable, dry weight, micrograms per kilogram | 1,3,5,7-Tetrachloronaphthalene | ug/kg | Recoverable |  |  |  | Dry |  | 2014-10-03
57873 | 1,4,5,8-Tetrachloronaphthalene (PCN 46), solids, recoverable, dry weight, micrograms per kilogram | 1,4,5,8-Tetrachloronaphthalene | ug/kg | Recoverable |  |  |  | Dry |  | 2014-10-03
57874 | 2,3,6,7-Tetrachloronaphthalene (PCN 48), solids, recoverable, dry weight, micrograms per kilogram | 2,3,6,7-Tetrachloronaphthalene | ug/kg | Recoverable |  |  |  | Dry |  | 2014-10-03
57875 | Pentachloronaphthalenes, solids, recoverable, dry weight, micrograms per kilogram | Pentachloronaphthalene | ug/kg | Recoverable |  |  |  | Dry |  | 2014-10-03
57876 | 1,2,3,4,6-Pentachloronaphthalene (PCN 50), solids, recoverable, dry weight, micrograms per kilogram | Naphthalene, 1,2,3,4,6-pentachloro- | ug/kg | Recoverable |  |  |  | Dry |  | 2020-01-21
57877 | 1,2,3,5,7-Pentachloronaphthalene (PCN 52), solids, recoverable, dry weight, micrograms per kilogram | Naphthalene, 1,2,3,5,7-pentachloro- | ug/kg | Recoverable |  |  |  | Dry |  | 2020-01-21
57878 | 1,2,3,5,8-Pentachloronaphthalene (PCN 53), solids, recoverable, dry weight, micrograms per kilogram | Naphthalene, 1,2,3,5,8-pentachloro- | ug/kg | Recoverable |  |  |  | Dry |  | 2020-01-21
57879 | 1,2,4,6,7-Pentachloronaphthalene (PCN 60), solids, recoverable, dry weight, micrograms per kilogram | 1,2,4,6,7-Pentachloronaphthalene | ug/kg | Recoverable |  |  |  | Dry |  | 2014-10-03
57880 | Hexachloronaphthalenes, solids, recoverable, dry weight, micrograms per kilogram | 1,2,3,5,6,8-Hexachloronaphthalene | ug/kg | Recoverable |  |  |  | Dry |  | 2020-01-21
57881 | 1,2,3,4,5,7-Hexachloronaphthalene (PCN 64), solids, recoverable, dry weight, micrograms per kilogram | 1,2,3,4,5,7-Hexachloronaphthalene | ug/kg | Recoverable |  |  |  | Dry |  | 2014-10-03
57882 | 1,2,3,4,6,7-Hexachloronaphthalene (PCN 66), solids, recoverable, dry weight, micrograms per kilogram | 1,2,3,4,6,7-Hexachloronaphthalene | ug/kg | Recoverable |  |  |  | Dry |  | 2014-10-03
57883 | 1,2,3,5,6,7-Hexachloronaphthalene (PCN 67), solids, recoverable, dry weight, micrograms per kilogram | 1,2,3,5,6,7-Hexachloronaphthalene | ug/kg | Recoverable |  |  |  | Dry |  | 2014-10-03
57884 | 1,2,3,5,6,8-Hexachloronaphthalene (PCN 68), solids, recoverable, dry weight, micrograms per kilogram | 1,2,3,5,6,8-Hexachloronaphthalene | ug/kg | Recoverable |  |  |  | Dry |  | 2014-10-03
57885 | 1,2,3,5,7,8-Hexachloronaphthalene (PCN 69), solids, recoverable, dry weight, micrograms per kilogram | 1,2,3,5,7,8-Hexachloronaphthalene | ug/kg | Recoverable |  |  |  | Dry |  | 2014-10-03
57886 | 1,2,4,5,7,8-Hexachloronaphthalene (PCN 72), solids, recoverable, dry weight, micrograms per kilogram | 1,2,4,5,7,8-Hexachloronaphthalene | ug/kg | Recoverable |  |  |  | Dry |  | 2014-10-03
57887 | Heptachloronaphthalenes, solids, recoverable, dry weight, micrograms per kilogram | Naphthalene, heptachloro- | ug/kg | Recoverable |  |  |  | Dry |  | 2020-01-21
57888 | 1,2,3,4,5,6,7-Heptachloronaphthalene (PCN 73), solids, recoverable, dry weight, micrograms per kilogram | Naphthalene, 1,2,3,4,5,6,7-heptachloro- | ug/kg | Recoverable |  |  |  | Dry |  | 2020-01-21
57889 | 1,2,3,4,5,6,8-Heptachloronaphthalene (PCN 74), solids, recoverable, dry weight, micrograms per kilogram | Naphthalene, 1,2,3,4,5,6,8-heptachloro- | ug/kg | Recoverable |  |  |  | Dry |  | 2020-01-21
57890 | Octachloronaphthalene (PCN 75), solids, recoverable, dry weight, micrograms per kilogram | Octachloronaphthalene | ug/kg | Recoverable |  |  |  | Dry |  | 2014-10-03
57891 | 1,1',1''-(2-Chloro-1,1,2-ethenetriyl)tris(4-methoxybenzene), solids, recoverable, dry weight, micrograms per kilogram | 1,1',1''-(2-Chloro-1,1,2-ethenetriyl)tris(4-methoxybenzene) | ug/kg | Recoverable |  |  |  | Dry |  | 2014-10-03
57892 | 4,4'-Dichlorodiphenylsulfone (1,1'-Sulfonylbis(4-chlorobenzene)), solids, recoverable, dry weight, micrograms per kilogram | 4,4'-Dichlorodiphenylsulfone | ug/kg | Recoverable |  |  |  | Dry |  | 2014-10-03
57893 | 1,2,3,4,5-Pentabromo-6-chlorocyclohexane, solids, recoverable, dry weight, micrograms per kilogram | 1,2,3,4,5-Pentabromo-6-chlorocyclohexane | ug/kg | Recoverable |  |  |  | Dry |  | 2014-10-03
57894 | 1-Chloro-2-nitro-4-(trifluoromethyl)benzene (4-Chloro-3-nitrobenzotrifluoride), solids, recoverable, dry weight, micrograms per kilogram | 4-Chloro-3-nitrobenzotrifluoride | ug/kg | Recoverable |  |  |  | Dry |  | 2016-10-06
57895 | 1,3,6,8-Tetrabromopyrene, solids, recoverable, dry weight, micrograms per kilogram | 1,3,6,8-Tetrabromopyrene | ug/kg | Recoverable |  |  |  | Dry |  | 2014-10-03
57896 | Pentachlorothiophenol, solids, recoverable, dry weight, micrograms per kilogram | Pentachlorothiophenol | ug/kg | Recoverable |  |  |  | Dry |  | 2014-10-03
57897 | Tetracosafluorotetradecahydrophenanthrene, solids, recoverable, dry weight, micrograms per kilogram | Tetracosafluorotetradecahydrophenanthrene | ug/kg | Recoverable |  |  |  | Dry |  | 2014-10-03
57898 | 1,2-Dichloro-4-(trifluoromethyl)benzene (3,4-Dichlorobenzotrifluoride), solids, recoverable, dry weight, micrograms per kilogram | 1,2-Dichloro-4-(trifluoromethyl)benzene | ug/kg | Recoverable |  |  |  | Dry |  | 2014-10-03
57899 | 1-Bromo-2,3,4,5,6-pentafluorobenzene, solids, recoverable, dry weight, micrograms per kilogram | 1-Bromo-2,3,4,5,6-pentafluorobenzene | ug/kg | Recoverable |  |  |  | Dry |  | 2014-10-03
57900 | 2-Chloro-1,3-dinitro-5-(trifluoromethyl)benzene (4-Chloro-3,5-dinitrobenzotrifluoride), solids, recoverable, dry weight, micrograms per kilogram | 2-Chloro-1,3-dinitro-5-(trifluoromethyl)benzene | ug/kg | Recoverable |  |  |  | Dry |  | 2014-10-03
57901 | 1,2,3-Trichloro-4,5-dimethoxybenzene (3,4,5-Trichloroveratrole), solids, recoverable, dry weight, micrograms per kilogram | 1,2,3-Trichloro-4,5-dimethoxybenzene | ug/kg | Recoverable |  |  |  | Dry |  | 2014-10-03
57902 | 1,2,3,4-Tetrachloro-5,6-dimethoxybenzene (Tetrachloroveratrole), solids, recoverable, dry weight, micrograms per kilogram | 1,2,3,4-Tetrachloro-5,6-dimethoxybenzene | ug/kg | Recoverable |  |  |  | Dry |  | 2014-10-03
57903 | 1,2-Dibromo-4-(1,2-dibromoethyl)cyclohexane, solids, recoverable, dry weight, micrograms per kilogram | 1,2-Dibromo-4-(1,2-dibromoethyl)cyclohexane | ug/kg | Recoverable |  |  |  | Dry |  | 2014-10-03
57904 | 1,1,2,2-Tetrabromo-3,3-dichlorocyclohexane, solids, recoverable, dry weight, micrograms per kilogram | 1,1,2,2-Tetrabromo-3,3-dichlorocyclohexane | ug/kg | Recoverable |  |  |  | Dry |  | 2014-10-03
57905 | 1,2,3,3,4,4,5-Heptachlorocyclopentene, solids, recoverable, dry weight, micrograms per kilogram | 1,2,3,3,4,4,5-Heptachlorocyclopentene | ug/kg | Recoverable |  |  |  | Dry |  | 2014-10-03
57906 | 3-Chloro-2,6-dinitro-N,N-dipropyl-4-(trifluoromethyl)aniline, solids, recoverable, dry weight, micrograms per kilogram | 3-Chloro-2,6-dinitro-N,N-dipropyl-4-(trifluoromethyl)aniline | ug/kg | Recoverable |  |  |  | Dry |  | 2014-10-03
57907 | Pentachloropyridine, solids, recoverable, dry weight, micrograms per kilogram | Pentachloropyridine | ug/kg | Recoverable |  |  |  | Dry |  | 2014-10-03
57908 | 2,3,3',4',5-Pentachloro-4-biphenylol (4-Hydroxy-2,3,3',4',5-pentachlorobiphenyl), solids, recoverable, dry weight, micrograms per kilogram | 2,3,3',4',5-Pentachloro-4-biphenylol | ug/kg | Recoverable |  |  |  | Dry |  | 2014-10-03
57909 | 2,2',3,4',5,5'-Hexachloro-4-biphenylol (4-Hydroxy-2,2',3,4',5,5'-hexachlorobiphenyl), solids, recoverable, dry weight, micrograms per kilogram | 2,2',3,4',5,5'-Hexachloro-4-biphenylol | ug/kg | Recoverable |  |  |  | Dry |  | 2014-10-03
57910 | 2,2',3,4',5,5',6-Heptachloro-4-biphenylol, solids, recoverable, dry weight, micrograms per kilogram | 2,2',3,4',5,5',6-Heptachloro-4-biphenylol | ug/kg | Recoverable |  |  |  | Dry |  | 2014-10-03
60050 | Phytoplankton, total, cells per milliliter | Phytoplankton | #/ml | Total | [5 empty] | 2014-10-03
61028 | Turbidity, water, unfiltered, field, nephelometric turbidity units | Turbidity | NTU | Total | [5 empty] | 2017-04-20
61029 | Acetochlor sulfonic acid, water, filtered (0.7 micron glass fiber filter), recoverable, micrograms per liter | Acetochlor ESA | ug/l | Dissolved | [5 empty] | 2016-10-06
61030 | Acetochlor oxanilic acid, water, filtered (0.7 micron glass fiber filter), recoverable, micrograms per liter | Acetochlor OA | ug/l | Dissolved | [5 empty] | 2016-10-06
61031 | Alachlor oxanilic acid, water, filtered (0.7 micron glass fiber filter), recoverable, micrograms per liter | Alachlor OA | ug/l | Dissolved | [5 empty] | 2020-01-21
61032 | Carbonaceous biochemical oxygen demand, water, filtered, nitrogen inhibited, 20 days at 20 degrees Celsius, milligrams per liter | Carbonaceous biochemical oxygen demand, non-standard conditions | mg/l | Dissolved | 20 deg C |  | 20 Day |  |  | 2014-10-03
61033 | Organic carbon, bed sediment smaller than 2 millimeters, total, dry weight, percent | Organic carbon | % | Bed Sediment |  |  |  | Dry | < 2 mm | 2014-10-03
61034 | Carbon [inorganic plus organic], bed sediment smaller than 2 millimeters, total, dry weight, percent | Carbon | % | Bed Sediment |  |  |  | Dry | < 2 mm | 2015-04-09
61036 | delta helium-3/helium-4, water, unfiltered, ingrowth method, percent | delta helium-3/helium-4 | % | Total | [5 empty] | 2020-01-21
61037 | delta helium-3/helium-4 error, water, unfiltered, ingrowth method, percent | delta helium-3/helium-4 error | % | Total |  | Standard Deviation |  |  |  | 2020-01-21
61038 | Helium, water, unfiltered, cubic centimeters per gram at standard temperature and pressure | Helium | cm3/g STP | Total | [5 empty] | 2014-10-03
61039 | Helium error, water, unfiltered, cubic centimeters per gram at standard temperature and pressure | Helium | cm3/g STP | Total |  | Standard Deviation |  |  |  | 2014-10-03
61040 | Helium-3/helium-4 ratio, water, unfiltered, ratio | Helium-3/helium-4 ratio | None | Total | [5 empty] | 2020-01-21
61041 | Lithium, bed sediment smaller than 2 millimeters, total digestion, dry weight, milligrams per kilogram | Lithium | mg/kg | Bed Sediment |  |  |  | Dry | < 2 mm | 2014-10-03
61042 | Methane, water, filtered, recoverable, micrograms per liter | Methane | ug/l | Dissolved | [5 empty] | 2014-10-03
61043 | Metolachlor sulfonic acid, water, filtered (0.7 micron glass fiber filter), recoverable, micrograms per liter | Metochlor ESA | ug/l | Dissolved | [5 empty] | 2020-01-21
61044 | Metolachlor oxanilic acid, water, filtered (0.7 micron glass fiber filter), recoverable, micrograms per liter | Metolachlor OA | ug/l | Dissolved | [5 empty] | 2016-10-06
61045 | Molybdenum, bed sediment smaller than 2 millimeters, total digestion, dry weight, milligrams per kilogram | Molybdenum | mg/kg | Bed Sediment |  |  |  | Dry | < 2 mm | 2014-10-03
61046 | Neon, water, unfiltered, cubic centimeters per gram at standard temperature and pressure | Neon | cm3/g STP | Total | [5 empty] | 2017-01-05
61047 | Neon error, water, unfiltered, cubic centimeters per gram at standard temperature and pressure | Neon | cm3/g STP | Total |  | Standard Deviation |  |  |  | 2015-01-05
61048 | Phosphorus, bed sediment smaller than 2 millimeters, total digestion, dry weight, percent | Phosphorus | % | Bed Sediment |  |  |  | Dry | < 2 mm | 2014-10-03
61049 | Sulfur, bed sediment smaller than 2 millimeters, total digestion, dry weight, percent | Sulfur | % | Bed Sediment |  |  |  | Dry | < 2 mm | 2014-10-03
61050 | Selenium, bed sediment smaller than 2 millimeters, total digestion, dry weight, milligrams per kilogram | Selenium | mg/kg | Bed Sediment |  |  |  | Dry | < 2 mm | 2014-10-03
61051 | Strontium, bed sediment smaller than 2 millimeters, total digestion, dry weight, milligrams per kilogram | Strontium | mg/kg | Bed Sediment |  |  |  | Dry | < 2 mm | 2014-10-03
61052 | Thallium, bed sediment smaller than 2 millimeters, total digestion, dry weight, milligrams per kilogram | Thallium | mg/kg | Bed Sediment |  |  |  | Dry | < 2 mm | 2014-10-03
61053 | Uranium, bed sediment smaller than 2 millimeters, total digestion, dry weight, milligrams per kilogram | Uranium | mg/kg | Bed Sediment |  |  |  | Dry | < 2 mm | 2020-01-21
61054 | Vanadium, bed sediment smaller than 2 millimeters, total digestion, dry weight, milligrams per kilogram | Vanadium | mg/kg | Bed Sediment |  |  |  | Dry | < 2 mm | 2014-10-03
61157 | Chlorotoluron, water, filtered, recoverable, micrograms per liter | Chlorotoluron | ug/l | Dissolved | [5 empty] | 2016-10-06
61158 | Monolinuron, water, filtered, recoverable, micrograms per liter | Monolinuron | ug/l | Dissolved | [5 empty] | 2015-01-05
61159 | Tribenuron-methyl, water, filtered, recoverable, micrograms per liter | Tribenuron-methyl | ug/l | Dissolved | [5 empty] | 2015-01-05
61168 | Carbonaceous biochemical oxygen demand, water, unfiltered, nitrogen inhibited, 20 days at 20 degrees Celsius, milligrams per liter | Carbonaceous biochemical oxygen demand, non-standard conditions | mg/l | Total | 20 deg C |  | 20 Day |  |  | 2014-10-03
61188 | Chloramben methyl ester, water, filtered, recoverable, micrograms per liter | Chloramben-methyl | ug/l | Dissolved | [5 empty] | 2014-10-03
61209 | Perchlorate, water, unfiltered, micrograms per liter | Perchlorate | ug/l | Total | [5 empty] | 2014-10-03
61213 | Total coliforms, water, colonies per 100 milliliters | Total Coliform | cfu/100ml | Total | [5 empty] | 2014-10-03
61214 | Fecal streptococci, water, colonies per 100 milliliters | Fecal Streptococcus Group Bacteria | cfu/100ml | [6 empty] | 2014-10-03
61215 | Fecal coliforms, water, colonies per 100 milliliters | Fecal Coliform | cfu/100ml | [6 empty] | 2016-10-06
61225 | 3-Methylcholanthrene, water, unfiltered, recoverable, micrograms per liter | 3-Methylcholanthrene | ug/l | Recoverable | [5 empty] | 2014-10-03
61226 | Diallate, water, unfiltered, recoverable, micrograms per liter | Diallate | ug/l | Recoverable | [5 empty] | 2014-10-03
61229 | Giardia, water, 0.30 micron filter method, cysts per 100 liters | Giardia | cysts/100L | [6 empty] | 2014-10-03
61230 | Cryptosporidium, water, 0.30 micron filter method, oocysts per 100 liters | Cryptosporidium | ocyst/100L | [6 empty] | 2014-10-03
61579 | Acephate, water, filtered, recoverable, micrograms per liter | Acephate | ug/l | Dissolved | [5 empty] | 2014-10-03
61580 | Bifenthrin, water, filtered, recoverable, micrograms per liter | Bifenthrin | ug/l | Dissolved | [5 empty] | 2014-10-03
61581 | Cadusaphos, water, filtered, recoverable, micrograms per liter | Cadusaphos | ug/l | Dissolved | [5 empty] | 2015-01-05
61582 | Captan, water, filtered, recoverable, micrograms per liter | Captan | ug/l | Dissolved | [5 empty] | 2014-10-03
61583 | Chlorethoxyfos, water, filtered, recoverable, micrograms per liter | Chlorethoxyfos | ug/l | Dissolved | [5 empty] | 2015-01-05
61584 | Chloropicrin, water, filtered, recoverable, micrograms per liter | Chloropicrin | ug/l | Dissolved | [5 empty] | 2014-10-03
61585 | Cyfluthrin, water, filtered, recoverable, micrograms per liter | Cyfluthrin | ug/l | Dissolved | [5 empty] | 2015-01-05
61586 | Cypermethrin, water, filtered, recoverable, micrograms per liter | Beta Cypermethrin | ug/l | Dissolved | [5 empty] | 2014-10-03
61587 | Dicofol, water, filtered, recoverable, micrograms per liter | Dicofol | ug/l | Dissolved | [5 empty] | 2014-10-03
61588 | Dimethenamid, water, filtered, recoverable, micrograms per liter | Dimethenamid | ug/l | Dissolved | [5 empty] | 2014-10-03
61589 | Dimethomorph, water, filtered, recoverable, micrograms per liter | Dimethomorph | ug/l | Dissolved | [5 empty] | 2014-10-03
61590 | Endosulfan sulfate, water, filtered, recoverable, micrograms per liter | Endosulfan sulfate | ug/l | Dissolved | [5 empty] | 2014-10-03
61591 | Fenamiphos, water, filtered, recoverable, micrograms per liter | Fenamiphos | ug/l | Dissolved | [5 empty] | 2014-10-03
61592 | Flumetralin, water, filtered, recoverable, micrograms per liter | Flumetralin | ug/l | Dissolved | [5 empty] | 2015-01-05
61593 | Iprodione, water, filtered, recoverable, micrograms per liter | Iprodione | ug/l | Dissolved | [5 empty] | 2014-10-03
61594 | Isofenphos, water, filtered, recoverable, micrograms per liter | Isofenphos | ug/l | Dissolved | [5 empty] | 2014-10-03
61595 | lambda-Cyhalothrin, water, filtered, recoverable, micrograms per liter | .lambda.-Cyhalothrin | ug/l | Dissolved | [5 empty] | 2014-10-03
61596 | Metalaxyl, water, filtered, recoverable, micrograms per liter | Metalaxyl | ug/l | Dissolved | [5 empty] | 2014-10-03
61597 | Methamidophos, water, filtered, recoverable, micrograms per liter | Methamidophos | ug/l | Dissolved | [5 empty] | 2014-10-03
61598 | Methidathion, water, filtered, recoverable, micrograms per liter | Methidathion | ug/l | Dissolved | [5 empty] | 2014-10-03
61599 | Myclobutanil, water, filtered, recoverable, micrograms per liter | Myclobutanil | ug/l | Dissolved | [5 empty] | 2014-10-03
61600 | Oxyfluorfen, water, filtered, recoverable, micrograms per liter | Oxyfluorfen | ug/l | Dissolved | [5 empty] | 2014-10-03
61601 | Phosmet, water, filtered, recoverable, micrograms per liter | Phosmet | ug/l | Dissolved | [5 empty] | 2014-10-03
61602 | Tebupirimfos, water, filtered, recoverable, micrograms per liter | Phostebupirim | ug/l | Dissolved | [5 empty] | 2014-10-03
61603 | Profenofos, water, filtered, recoverable, micrograms per liter | Profenofos | ug/l | Dissolved | [5 empty] | 2014-10-03
61604 | Propetamphos, water, filtered, recoverable, micrograms per liter | Propetamphos | ug/l | Dissolved | [5 empty] | 2014-10-03
61605 | Sulfotepp, water, filtered, recoverable, micrograms per liter | Sulfotep | ug/l | Dissolved | [5 empty] | 2014-10-03
61606 | Tefluthrin, water, filtered, recoverable, micrograms per liter | Tefluthrin | ug/l | Dissolved | [5 empty] | 2014-10-03
61607 | Temephos, water, filtered, recoverable, micrograms per liter | Temephos | ug/l | Dissolved | [5 empty] | 2014-10-03
61608 | Thiodicarb, water, filtered, recoverable, micrograms per liter | Thiodicarb | ug/l | Dissolved | [5 empty] | 2014-10-03
61609 | Tralomethrin, water, filtered, recoverable, micrograms per liter | Tralomethrin | ug/l | Dissolved | [5 empty] | 2014-10-03
61610 | Tribufos, water, filtered, recoverable, micrograms per liter | Tribufos | ug/l | Dissolved | [5 empty] | 2014-10-03
61611 | 1,4-Naphthoquinone, water, filtered, recoverable, micrograms per liter | 1,4-Naphthoquinone | ug/l | Dissolved | [5 empty] | 2014-10-03
61612 | 2,3,3-Trichloro-2-propene-1-sulfonic acid (sodium salt), water, filtered, recoverable, micrograms per liter | 2,3,3-Trichloro-2-propene-1-sulfonic acid (sodium salt) | ug/l | Dissolved | [5 empty] | 2016-10-06
61613 | 2,4'-Dicofol, water, filtered, recoverable, micrograms per liter | 2,4'-Dicofol | ug/l | Dissolved | [5 empty] | 2014-10-03
61614 | 2,5-Dichloroaniline, water, filtered, recoverable, micrograms per liter | 2,5-Dichloroaniline | ug/l | Dissolved | [5 empty] | 2014-10-03
61615 | 2-[(2-Ethyl-6-methylphenyl)amino]-1-propanol, water, filtered, recoverable, micrograms per liter | 2-[(2-Ethyl-6-methylphenyl)-amino]-1-propanol | ug/l | Dissolved | [5 empty] | 2020-01-21
61616 | 2-Aminobenzimidazole, water, filtered, recoverable, micrograms per liter | 2-Aminobenzimidazole | ug/l | Dissolved | [5 empty] | 2015-01-05
61617 | 2-Amino-N-isopropylbenzamide, water, filtered, recoverable, micrograms per liter | Benzamide, 2-amino-N-(1-methylethyl)- | ug/l | Dissolved | [5 empty] | 2020-01-21
61618 | 2-Chloro-2',6'-diethylacetanilide, water, filtered, recoverable, micrograms per liter | 2-Chloro-2',6'-diethylacetanilide | ug/l | Dissolved | [5 empty] | 2014-10-03
61619 | Alachlor, water, filtered, recoverable, micrograms per liter | Alachlor | ug/l | Dissolved | [5 empty] | 2014-10-03
61620 | 2-Ethyl-6-methylaniline, water, filtered, recoverable, micrograms per liter | 2-Ethyl-6-methylaniline | ug/l | Dissolved | [5 empty] | 2015-01-05
61621 | 2-Isopropyl-6-methyl-4-pyrimidinol, water, filtered, recoverable, micrograms per liter | 2-Isopropyl-6-methyl-4-pyrimidinol | ug/l | Dissolved | [5 empty] | 2015-01-05
61622 | 3-(2,2-Dichlorovinyl)-2,2-dimethylcyclopropane-1-carboxylic acid, water, filtered, recoverable, micrograms per liter | 3-(2,2-Dichlorovinyl)-2,2-dimethylcyclopropane-1-carboxylic acid | ug/l | Dissolved | [5 empty] | 2015-01-05
61623 | 3-(2,2-Dichlorovinyl)-2,2-dimethyl-(1-cyclopropane)-carboxylate, water, filtered, recoverable, micrograms per liter | 3-(2,2-Dichlorovinyl)-2,2-dimethyl-(1-cyclopropane)-carboxylate | ug/l | Dissolved | [5 empty] | 2016-10-06
61624 | 3-(3,5-Dichlorophenyl)-2,4-dioxo-1-imidazolidinecarboximide, water, filtered, recoverable, micrograms per liter | 3-(3,5-Dichlorophenyl)-2,4-dioxo-1-imidazolidinecarboximide | ug/l | Dissolved | [5 empty] | 2014-10-03
61625 | 3,4-Dichloroaniline, water, filtered, recoverable, micrograms per liter | 3,4-Dichloroaniline | ug/l | Dissolved | [5 empty] | 2014-10-03
61626 | 3,5,6-Trichloro-2-pyridinol, water, filtered, recoverable, micrograms per liter | 3,5,6-Trichloro-2-pyridinol | ug/l | Dissolved | [5 empty] | 2015-01-05
61627 | 3,5-Dichloroaniline, water, filtered, recoverable, micrograms per liter | 3,5-Dichloroaniline | ug/l | Dissolved | [5 empty] | 2015-01-05
61628 | 3-Phenoxybenzoic acid, water, filtered, recoverable, micrograms per liter | 3-Phenoxybenzoic acid | ug/l | Dissolved | [5 empty] | 2014-10-03
61629 | 3-Phenoxybenzyl alcohol, water, filtered, recoverable, micrograms per liter | 3-Phenoxybenzenemethanol | ug/l | Dissolved | [5 empty] | 2020-01-21
61630 | 3-(Trifluoromethyl)aniline, water, filtered, recoverable, micrograms per liter | 3-(Trifluoromethyl)aniline | ug/l | Dissolved | [5 empty] | 2015-01-05
61631 | 4,4'-Dichlorobenzophenone, water, filtered, recoverable, micrograms per liter | Methanone, bis(4-chlorophenyl)- | ug/l | Dissolved | [5 empty] | 2014-10-03
61632 | 4-Bromo-2-chlorophenol, water, filtered, recoverable, micrograms per liter | 4-Bromo-2-chlorophenol | ug/l | Dissolved | [5 empty] | 2014-10-03
61633 | 4-Chloro-2-methylphenol, water, filtered, recoverable, micrograms per liter | 4-Chloro-2-methylphenol | ug/l | Dissolved | [5 empty] | 2014-10-03
61634 | 4-Chlorophenyl methyl sulfone, water, filtered, recoverable, micrograms per liter | p-Chlorophenyl methyl sulfone | ug/l | Dissolved | [5 empty] | 2020-01-21
61635 | Azinphos-methyl oxygen analog, water, filtered, recoverable, micrograms per liter | Azinphos-methyl oxygen analog | ug/l | Dissolved | [5 empty] | 2014-10-03
61636 | Chlorpyrifos oxygen analog, water, filtered, recoverable, micrograms per liter | Chlorpyrifos O.A. | ug/l | Dissolved | [5 empty] | 2014-10-03
61637 | 2-(4-tert-Butylphenoxy)-cyclohexanol, water, filtered, recoverable, micrograms per liter | 2-(p-tert-Butylphenoxy)cyclohexanol | ug/l | Dissolved | [5 empty] | 2020-01-21
61638 | Diazoxon, water, filtered, recoverable, micrograms per liter | Diazoxon | ug/l | Dissolved | [5 empty] | 2014-10-03
61639 | Omethoate, water, filtered, recoverable, micrograms per liter | Omethoate | ug/l | Dissolved | [5 empty] | 2014-10-03
61640 | Disulfoton sulfone, water, filtered, recoverable, micrograms per liter | Disulfoton sulfone | ug/l | Dissolved | [5 empty] | 2014-10-03
61641 | Disulfoton sulfoxide, water, filtered, recoverable, micrograms per liter | Oxydisulfoton | ug/l | Dissolved | [5 empty] | 2014-10-03
61642 | Endosulfan ether, water, filtered, recoverable, micrograms per liter | Endosulfan ether | ug/l | Dissolved | [5 empty] | 2014-10-03
61643 | Ethion dioxon, water, filtered, recoverable, micrograms per liter | Ethion dioxon | ug/l | Dissolved | [5 empty] | 2014-10-03
61644 | Ethion monoxon, water, filtered, recoverable, micrograms per liter | Ethion monooxon | ug/l | Dissolved | [5 empty] | 2016-10-06
61645 | Fenamiphos sulfone, water, filtered, recoverable, micrograms per liter | Fenamiphos Sulfone | ug/l | Dissolved | [5 empty] | 2014-10-03
61646 | Fenamiphos sulfoxide, water, filtered, recoverable, micrograms per liter | Fenamiphos sulfoxide | ug/l | Dissolved | [5 empty] | 2014-10-03
61647 | Fenthion sulfoxide, water, filtered, recoverable, micrograms per liter | Fenthion sulfoxide | ug/l | Dissolved | [5 empty] | 2014-10-03
61648 | Fenthion sulfone, water, filtered, recoverable, micrograms per liter | Fenthion sulfone | ug/l | Dissolved | [5 empty] | 2014-10-03
61649 | Fonofos oxygen analog, water, filtered, recoverable, micrograms per liter | Fonofos oxon | ug/l | Dissolved | [5 empty] | 2016-10-06
61650 | Des-N-isopropyl isofenphos, water, filtered, recoverable, micrograms per liter | Des-N-isopropyl isofenphos | ug/l | Dissolved | [5 empty] | 2014-10-03
61651 | Des-N-isopropyl isofenphos oxygen analog, water, filtered, recoverable, micrograms per liter | Des-N-isopropyl isofenphos oxygen analog | ug/l | Dissolved | [5 empty] | 2017-10-06
61652 | Malaoxon, water, filtered, recoverable, micrograms per liter | Malaoxon | ug/l | Dissolved | [5 empty] | 2014-10-03
61653 | Malathion monocarboxylic acid, water, filtered, recoverable, micrograms per liter | Malathion monocarboxylic acid | ug/l | Dissolved | [5 empty] | 2014-10-03
61654 | Methamidophos, water, filtered, recoverable, micrograms per liter | Methamidophos | ug/l | Dissolved | [5 empty] | 2014-10-03
61655 | Methomyl oxime, water, filtered, recoverable, micrograms per liter | Ethanimidothioic acid, N-hydroxy-, methyl ester | ug/l | Dissolved | [5 empty] | 2020-01-21
61656 | Methyl 3-(2,2-dichlorovinyl)-2,2-dimethylcyclopropane-1-carboxylate, water, filtered, recoverable, micrograms per liter | Methyl 3-(2,2-dichlorovinyl)-2,2-dimethylcyclopropane-1-carboxylate | ug/l | Dissolved | [5 empty] | 2015-01-05
61657 | Desamino metribuzin, water, filtered, recoverable, micrograms per liter | Metribuzin DA | ug/l | Dissolved | [5 empty] | 2014-10-03
61658 | Desamino-diketo metribuzin, water, filtered, recoverable, micrograms per liter | Metribuzin DADK | ug/l | Dissolved | [5 empty] | 2014-10-03
61659 | N-Ethylcyclohexylamine, water, filtered, recoverable, micrograms per liter | N-Ethylcyclohexylamine | ug/l | Dissolved | [5 empty] | 2015-01-05
61660 | O-Ethyl O-methyl S-propyl phosphorothioate, water, filtered, recoverable, micrograms per liter | O-Ethyl O-methyl S-propyl phosphorothioate | ug/l | Dissolved | [5 empty] | 2015-01-05
61661 | O-Ethyl S-propyl phosphorothioate, water, filtered, recoverable, micrograms per liter | O-Ethyl S-propyl phosphorothioate | ug/l | Dissolved | [5 empty] | 2015-01-05
61662 | Omethoate, water, filtered, recoverable, micrograms per liter | Omethoate | ug/l | Dissolved | [5 empty] | 2014-10-03
61663 | Paraoxon, water, filtered, recoverable, micrograms per liter | Paraoxon | ug/l | Dissolved | [5 empty] | 2014-10-03
61664 | Methyl paraoxon, water, filtered, recoverable, micrograms per liter | Methyl paraoxon | ug/l | Dissolved | [5 empty] | 2014-10-03
61665 | 4-(Hydroxymethyl) pendimethalin, water, filtered, recoverable, micrograms per liter | 4-(Hydroxymethyl)pendimethalin | ug/l | Dissolved | [5 empty] | 2020-01-21
61666 | Phorate oxygen analog, water, filtered, recoverable, micrograms per liter | Phorate O.A. | ug/l | Dissolved | [5 empty] | 2014-10-03
61667 | Phorate sulfone, water, filtered, recoverable, micrograms per liter | Phorate sulfone | ug/l | Dissolved | [5 empty] | 2014-10-03
61668 | Phosmet oxygen analog, water, filtered, recoverable, micrograms per liter | Phosmetoxon | ug/l | Dissolved | [5 empty] | 2014-10-03
61669 | Tebupirimfos oxygen analog, water, filtered, recoverable, micrograms per liter | Tebupirimphos oxon | ug/l | Dissolved | [5 empty] | 2020-01-21
61670 | Trichloropropene sulfonic acid ethyl ester, water, filtered, recoverable, micrograms per liter | Trichloropropene sulfonic acid ethyl ester | ug/l | Dissolved | [5 empty] | 2014-10-03
61671 | Tefluthrin acid pentafluorobenzyl ester, water, filtered, recoverable, micrograms per liter | Tefluthrin acid pentafluorobenzyl ester | ug/l | Dissolved | [5 empty] | 2014-10-03
61672 | Tefluthrin acid benzyl ester, water, filtered, recoverable, micrograms per liter | Tefluthrin acid benzyl ester | ug/l | Dissolved | [5 empty] | 2014-10-03
61673 | Temephos sulfoxide, water, filtered, recoverable, micrograms per liter | Temephos sulfoxide | ug/l | Dissolved | [5 empty] | 2015-01-05
61674 | Terbufos oxygen analog sulfone, water, filtered, recoverable, micrograms per liter | Terbufos oxygen analog sulfone | ug/l | Dissolved | [5 empty] | 2014-10-03
61675 | Terbufos sulfoxide, water, filtered, recoverable, micrograms per liter | Terbufos sulfoxide | ug/l | Dissolved | [5 empty] | 2015-01-05
61676 | Bensulfuron-methyl, water, filtered, recoverable, nanograms per liter | Bensulfuron-methyl | ng/l | Dissolved | [5 empty] | 2014-10-03
61677 | Chlorimuron, water, filtered, recoverable, nanograms per liter | Chlorimuron-ethyl | ng/l | Dissolved | [5 empty] | 2014-10-03
61678 | Chlorsulfuron, water, filtered, recoverable, nanograms per liter | Chlorsulfuron | ng/l | Dissolved | [5 empty] | 2014-10-03
61679 | Flumetsulam, water, filtered, recoverable, nanograms per liter | Flumetsulam | ng/l | Dissolved | [5 empty] | 2014-10-03
61680 | Halosulfuron methyl, water, filtered, recoverable, nanograms per liter | Halosulfuron-methyl | ng/l | Dissolved | [5 empty] | 2014-10-03
61681 | Imazapyr, water, filtered, recoverable, nanograms per liter | Imazapyr | ng/l | Dissolved | [5 empty] | 2014-10-03
61682 | Imazaquin, water, filtered, recoverable, nanograms per liter | Imazaquin | ng/l | Dissolved | [5 empty] | 2014-10-03
61683 | Imazethapyr, water, filtered, recoverable, nanograms per liter | Imazethapyr | ng/l | Dissolved | [5 empty] | 2014-10-03
61684 | Metsulfuron, water, filtered, recoverable, nanograms per liter | Metsulfuron | ng/l | Dissolved | [5 empty] | 2014-10-03
61685 | Nicosulfuron, water, filtered, recoverable, nanograms per liter | Nicosulfuron | ng/l | Dissolved | [5 empty] | 2014-10-03
61686 | Primisulfuron-methyl, water, filtered, recoverable, nanograms per liter | Primisulfuron-methyl | ng/l | Dissolved | [5 empty] | 2015-01-05
61687 | Prosulfuron, water, filtered, recoverable, nanograms per liter | Prosulfuron | ng/l | Dissolved | [5 empty] | 2014-10-03
61688 | Sulfometuron, water, filtered, recoverable, nanograms per liter | Sulfometuron | ng/l | Dissolved | [5 empty] | 2016-10-06
61689 | Thifensulfuron, water, filtered, recoverable, nanograms per liter | Thifensulfuron-methyl | ng/l | Dissolved | [5 empty] | 2014-10-03
61690 | Triasulfuron, water, filtered, recoverable, nanograms per liter | Triasulfuron | ng/l | Dissolved | [5 empty] | 2014-10-03
61691 | Triflusulfuron methyl, water, filtered, recoverable, nanograms per liter | Triflusulfuron methyl | ng/l | Dissolved | [5 empty] | 2015-01-05
61692 | N-(4-Chlorophenyl)-N'-methylurea, water, filtered, recoverable, micrograms per liter | N-(4-Chlorophenyl)-N'-methylurea | ug/l | Dissolved | [5 empty] | 2014-10-03
61693 | Bensulfuron-methyl, water, filtered, recoverable, micrograms per liter | Bensulfuron-methyl | ug/l | Dissolved | [5 empty] | 2014-10-03
61694 | Flumetsulam, water, filtered, recoverable, micrograms per liter | Flumetsulam | ug/l | Dissolved | [5 empty] | 2014-10-03
61695 | Imidacloprid, water, filtered, recoverable, micrograms per liter | Imidacloprid | ug/l | Dissolved | [5 empty] | 2014-10-03
61696 | Methomyl oxime, water, filtered, recoverable, micrograms per liter | Ethanimidothioic acid, N-hydroxy-, methyl ester | ug/l | Dissolved | [5 empty] | 2020-01-21
61697 | Metsulfuron-methyl, water, filtered, recoverable, micrograms per liter | Metsulfuron-methyl | ug/l | Dissolved | [5 empty] | 2014-10-03
61698 | 2,6-Di-tert-butyl-4-methylphenol, water, unfiltered, recoverable, micrograms per liter | 2,6-Di-tert-butyl-p-cresol | ug/l | Recoverable | [5 empty] | 2014-10-03
61699 | Codeine, water, unfiltered, recoverable, micrograms per liter | Codeine | ug/l | Recoverable | [5 empty] | 2014-10-03
61700 | 2-(2-Butoxyethoxy)ethyl acetate, water, unfiltered, recoverable, micrograms per liter | Diethylene glycol monobutyl ether acetate | ug/l | Recoverable | [5 empty] | 2014-10-03
61701 | 2,6-Di-tert-butylphenol, water, unfiltered, recoverable, micrograms per liter | 2,6-Di-tert-butylphenol | ug/l | Recoverable | [5 empty] | 2014-10-03
61702 | 3-tert-Butyl-4-hydroxyanisole, water, unfiltered, recoverable, micrograms per liter | Phenol, 2-(1,1-dimethylethyl)-4-methoxy- | ug/l | Recoverable | [5 empty] | 2014-10-03
61703 | 4-Nonylphenol diethoxylate (sum of all isomers), water, unfiltered, recoverable, micrograms per liter | Nonylphenol diethoxylate | ug/l | Recoverable | [5 empty] | 2020-01-21
61704 | 4-Nonylphenol monoethoxylate (sum of all isomers), water, unfiltered, recoverable, micrograms per liter | Ethanol, 2-(4-nonylphenoxy)- | ug/l | Recoverable | [5 empty] | 2014-10-03
61705 | 4-tert-Octylphenol diethoxylate, water, filtered, recoverable, micrograms per liter | 2-[2-[4-(1,1,3,3-Tetramethylbutyl)phenoxy]ethoxy]ethanol | ug/l | Dissolved | [5 empty] | 2014-10-03
61706 | 4-tert-Octylphenol monoethoxylate, water, filtered, recoverable, micrograms per liter | 2-[4-(1,1,3,3-Tetramethylbutyl)phenoxy]ethanol | ug/l | Dissolved | [5 empty] | 2014-10-03
61707 | Tris(dichloroisopropyl) phosphate, water, unfiltered, recoverable, micrograms per liter | Tris(1,3-dichloro-2-propyl)phosphate | ug/l | Recoverable | [5 empty] | 2014-10-03
61708 | Triclosan, water, unfiltered, recoverable, micrograms per liter | Triclosan | ug/l | Recoverable | [5 empty] | 2014-10-03
61709 | Cyanazine amide, water, filtered, recoverable, micrograms per liter | Cyanazine-amide | ug/l | Dissolved | [5 empty] | 2016-10-06
61710 | Fluometuron, water, filtered, recoverable, micrograms per liter | Fluometuron | ug/l | Dissolved | [5 empty] | 2014-10-03
61711 | Linuron, water, filtered, recoverable, micrograms per liter | Linuron | ug/l | Dissolved | [5 empty] | 2014-10-03
61712 | Chloramben methyl ester, water, filtered, recoverable, micrograms per liter | Chloramben-methyl | ug/l | Dissolved | [5 empty] | 2014-10-03
61713 | Inorganic carbon, bed sediment smaller than 2 millimeters, wet sieved (native water), total digestion, dry weight, percent | Inorganic carbon | % | Bed Sediment |  |  |  | Dry | < 2 mm | 2014-10-03
61714 | Lanthanum, bed sediment smaller than 2 millimeters, wet sieved (native water), total digestion, dry weight, milligrams per kilogram | Lanthanum | mg/kg | Bed Sediment |  |  |  | Dry | < 2 mm | 2014-10-03
61715 | Magnesium, bed sediment smaller than 2 millimeters, wet sieved (native water), total digestion, dry weight, percent | Magnesium | % | Bed Sediment |  |  |  | Dry | < 2 mm | 2014-10-03
61716 | Neodymium, bed sediment smaller than 2 millimeters, wet sieved (native water), total digestion, dry weight, milligrams per kilogram | Neodymium | mg/kg | Bed Sediment |  |  |  | Dry | < 2 mm | 2014-10-03
61717 | Niobium, bed sediment smaller than 2 millimeters, wet sieved (native water), total digestion, dry weight, milligrams per kilogram | Niobium | mg/kg | Bed Sediment |  |  |  | Dry | < 2 mm | 2014-10-03
61718 | Potassium, bed sediment smaller than 2 millimeters, wet sieved (native water), total digestion, dry weight, percent | Potassium | % | Bed Sediment |  |  |  | Dry | < 2 mm | 2014-10-03
61719 | Scandium, bed sediment smaller than 2 millimeters, wet sieved (native water), total digestion, dry weight, milligrams per kilogram | Scandium | mg/kg | Bed Sediment |  |  |  | Dry | < 2 mm | 2014-10-03
61720 | Sodium, bed sediment smaller than 2 millimeters, wet sieved (native water), total digestion, dry weight, percent | Sodium | % | Bed Sediment |  |  |  | Dry | < 2 mm | 2014-10-03
61721 | Tantalum, bed sediment smaller than 2 millimeters, wet sieved (native water), total digestion, dry weight, milligrams per kilogram | Tantalum | mg/kg | Bed Sediment |  |  |  | Dry | < 2 mm | 2014-10-03
61722 | Thorium, bed sediment smaller than 2 millimeters, wet sieved (native water), total digestion, dry weight, milligrams per kilogram | Thorium-232 | mg/kg | Bed Sediment |  |  |  | Dry | < 2 mm | 2014-10-03
61723 | Tin, bed sediment smaller than 2 millimeters, wet sieved (native water), total digestion, dry weight, milligrams per kilogram | Tin | mg/kg | Bed Sediment |  |  |  | Dry | < 2 mm | 2014-10-03
61724 | Ytterbium, bed sediment smaller than 2 millimeters, wet sieved (native water), total digestion, dry weight, milligrams per kilogram | Ytterbium | mg/kg | Bed Sediment |  |  |  | Dry | < 2 mm | 2014-10-03
61725 | Yttrium, bed sediment smaller than 2 millimeters, wet sieved (native water), total digestion, dry weight, milligrams per kilogram | Yttrium | mg/kg | Bed Sediment |  |  |  | Dry | < 2 mm | 2014-10-03
61738 | Thorium-228, water, filtered, picocuries per liter | Thorium-228 | pCi/L | Dissolved | [5 empty] | 2014-10-03
61739 | Thorium-228 2-sigma combined uncertainty, water, filtered, picocuries per liter | Thorium-228 | pCi/L | Dissolved |  | 2-Sigma CSU |  |  |  | 2014-10-03
61741 | 3-(Trifluoromethyl)phenylurea, water, filtered, recoverable, micrograms per liter | 3-(Trifluoromethyl)phenylurea | ug/l | Dissolved | [5 empty] | 2015-01-05
61742 | 3-(Trifluoromethyl)aniline, water, filtered, recoverable, micrograms per liter | 3-(Trifluoromethyl)aniline | ug/l | Dissolved | [5 empty] | 2015-01-05
61743 | Amoxicillin, water, filtered, recoverable, micrograms per liter | Amoxicillin | ug/l | Dissolved | [5 empty] | 2017-10-06
61744 | Chlortetracycline, water, filtered, recoverable, micrograms per liter | Chlortetracycline | ug/l | Dissolved | [5 empty] | 2014-10-03
61745 | Cyanazine acid, water, filtered, recoverable, micrograms per liter | Cyanazine acid | ug/l | Dissolved | [5 empty] | 2014-10-03
61746 | lambda-Cyhalothrin, water, unfiltered, recoverable, micrograms per liter | .lambda.-Cyhalothrin | ug/l | Recoverable | [5 empty] | 2014-10-03
61747 | N-(3,4-Dichlorophenyl)-N'-methylurea, water, filtered, recoverable, micrograms per liter | 1-(3,4-dichlorophenyl)-3-methyl urea | ug/l | Dissolved | [5 empty] | 2014-10-03
61748 | 3,4-Dichlorophenylurea, water, filtered, recoverable, micrograms per liter | 3,4-Dichlorophenylurea | ug/l | Dissolved | [5 empty] | 2014-10-03
61749 | Deethylcyanazine, water, filtered, recoverable, micrograms per liter | Deethylcyanazine | ug/l | Dissolved | [5 empty] | 2014-10-03
61750 | Deethylcyanazine acid, water, filtered, recoverable, micrograms per liter | Deethylcyanazine acid | ug/l | Dissolved | [5 empty] | 2014-10-03
61751 | Deethylcyanazine amide, water, filtered, recoverable, micrograms per liter | Deethylcyanazine amide | ug/l | Dissolved | [5 empty] | 2014-10-03
61752 | Deisopropyl prometryn, water, filtered, recoverable, micrograms per liter | Deisopropyl prometryn | ug/l | Dissolved | [5 empty] | 2014-10-03
61753 | Demethyl fluometuron, water, filtered, recoverable, micrograms per liter | Demethylfluometuron | ug/l | Dissolved | [5 empty] | 2020-01-21
61754 | Demethyl norflurazon, water, filtered, recoverable, micrograms per liter | Desmethylnorflurazon | ug/l | Dissolved | [5 empty] | 2014-10-03
61755 | Demethyl fluometuron, water, filtered, recoverable, micrograms per liter | Demethylfluometuron | ug/l | Dissolved | [5 empty] | 2020-01-21
61756 | Isoxaflutole, water, filtered, recoverable, micrograms per liter | Isoxaflutole | ug/l | Dissolved | [5 empty] | 2014-10-03
61757 | Methoprene, water, filtered, recoverable, micrograms per liter | Methoprene | ug/l | Dissolved | [5 empty] | 2014-10-03
61758 | Retinoic acid, water, filtered, recoverable, micrograms per liter | Retinoic acid | ug/l | Dissolved | [5 empty] | 2015-01-05
61759 | Oxytetracycline, water, filtered, recoverable, micrograms per liter | Oxytetracycline | ug/l | Dissolved | [5 empty] | 2014-10-03
61760 | Penicillin G, water, filtered, recoverable, micrograms per liter | Penicillin G | ug/l | Dissolved | [5 empty] | 2014-10-03
61761 | Permethrin, water, filtered, recoverable, micrograms per liter | Permethrin | ug/l | Dissolved | [5 empty] | 2014-10-03
61762 | Sulfamethazine, water, filtered, recoverable, micrograms per liter | Sulfamethazine | ug/l | Dissolved | [5 empty] | 2014-10-03
61763 | 3-(Trifluoromethyl)aniline, water, filtered, recoverable, micrograms per liter | 3-(Trifluoromethyl)aniline | ug/l | Dissolved | [5 empty] | 2015-01-05
61764 | 3-(Trifluoromethyl)phenylurea, water, filtered, recoverable, micrograms per liter | 3-(Trifluoromethyl)phenylurea | ug/l | Dissolved | [5 empty] | 2015-01-05
61936 | Rubidium, bed sediment, total, dry weight, milligrams per kilogram | Rubidium | mg/kg | Bed Sediment |  |  |  | Dry |  | 2014-10-03
61940 | Iron(III), water, filtered, micrograms per liter | Ferric ion | ug/l | Dissolved | [5 empty] | 2014-10-03
61944 | 5-Methyl-1H-benzotriazole, water, unfiltered, recoverable, micrograms per liter | 5-Tolyltriazole | ug/l | Recoverable | [5 empty] | 2014-10-03
61945 | Cotinine, water, unfiltered, recoverable, micrograms per liter | Cotinine | ug/l | Recoverable | [5 empty] | 2014-10-03
61946 | 17-beta-Estradiol, water, unfiltered, recoverable, micrograms per liter | Estradiol | ug/l | Recoverable | [5 empty] | 2014-10-03
61947 | N,N-Diethyl-m-toluamide (DEET), water, unfiltered, recoverable, micrograms per liter | N,N-Diethyl-m-toluamide | ug/l | Recoverable | [5 empty] | 2014-10-03
61948 | beta-Stigmastanol, water, unfiltered, recoverable, micrograms per liter | Stigmastan-3.beta.-ol | ug/l | Recoverable | [5 empty] | 2014-10-03
61949 | Plutonium-238 2-sigma combined uncertainty, water, unfiltered, picocuries per liter | Plutonium-238 | pCi/L | Total |  | 2-Sigma CSU |  |  |  | 2014-10-03
61950 | Plutonium-239 plus plutonium-240 2-sigma combined uncertainty, water, unfiltered, picocuries per liter | Plutonium-239 and Plutonium-240 combined | pCi/L | Total |  | 2-Sigma CSU |  |  |  | 2017-01-05
61951 | Dimethenamid sulfonic acid, water, filtered, recoverable, micrograms per liter | Dimethenamid ESA | ug/l | Dissolved | [5 empty] | 2014-10-03
61952 | Flufenacet sulfonic acid, water, filtered, recoverable, micrograms per liter | Flufenacet ESA | ug/l | Dissolved | [5 empty] | 2020-01-21
62000 | Acetaminophen, water, filtered, recoverable, micrograms per liter | Acetaminophen | ug/l | Dissolved | [5 empty] | 2014-10-03
62001 | Amoxicillin, water, filtered, recoverable, micrograms per liter | Amoxicillin | ug/l | Dissolved | [5 empty] | 2014-10-03
62002 | Cimetidine, water, filtered, recoverable, micrograms per liter | Cimetidine | ug/l | Dissolved | [5 empty] | 2014-10-03
62003 | Codeine, water, filtered, recoverable, micrograms per liter | Codeine | ug/l | Dissolved | [5 empty] | 2014-10-03
62004 | Dehydronifedipine, water, filtered, recoverable, micrograms per liter | Dehydronifedipine | ug/l | Dissolved | [5 empty] | 2014-10-03
62005 | Cotinine, water, filtered, recoverable, micrograms per liter | Cotinine | ug/l | Dissolved | [5 empty] | 2014-10-03
62006 | Digoxin, water, filtered, recoverable, micrograms per liter | Digoxin | ug/l | Dissolved | [5 empty] | 2014-10-03
62007 | Digoxigenin, water, filtered, recoverable, micrograms per liter | Digoxigenin | ug/l | Dissolved | [5 empty] | 2014-10-03
62008 | Diltiazem, water, filtered, recoverable, micrograms per liter | Diltiazem | ug/l | Dissolved | [5 empty] | 2014-10-03
62009 | Enalaprilat, water, filtered, recoverable, micrograms per liter | Enalaprilat | ug/l | Dissolved | [5 empty] | 2014-10-03
62010 | Ethyl nicotinate, water, filtered, recoverable, micrograms per liter | Ethyl nicotinate | ug/l | Dissolved | [5 empty] | 2015-01-05
62011 | Fluoxetine, water, filtered, recoverable, micrograms per liter | Fluoxetine | ug/l | Dissolved | [5 empty] | 2014-10-03
62012 | Furosemide, water, filtered, recoverable, micrograms per liter | Furosemide | ug/l | Dissolved | [5 empty] | 2014-10-03
62013 | Gemfibrozil, water, filtered, recoverable, micrograms per liter | Gemfibrozil | ug/l | Dissolved | [5 empty] | 2014-10-03
62014 | Ibuprofen, water, filtered, recoverable, micrograms per liter | Benzeneacetic acid, .alpha.-methyl-4-(2-methylpropyl)- | ug/l | Dissolved | [5 empty] | 2014-10-03
62015 | Lisinopril, water, filtered, recoverable, micrograms per liter | Lisinopril | ug/l | Dissolved | [5 empty] | 2014-10-03
62016 | Metformin, water, filtered, recoverable, micrograms per liter | Metformin | ug/l | Dissolved | [5 empty] | 2020-01-21
62017 | Paroxetine, water, filtered, recoverable, micrograms per liter | Paroxetine | ug/l | Dissolved | [5 empty] | 2014-10-03
62018 | Phenacetin, water, filtered, recoverable, micrograms per liter | Phenacetin | ug/l | Dissolved | [5 empty] | 2014-10-03
62019 | Ranitidine, water, filtered, recoverable, micrograms per liter | Ranitidine | ug/l | Dissolved | [5 empty] | 2014-10-03
62020 | Albuterol, water, filtered, recoverable, micrograms per liter | Albuterol | ug/l | Dissolved | [5 empty] | 2020-01-21
62021 | Sulfamethoxazole, water, filtered, recoverable, micrograms per liter | Sulfamethoxazole | ug/l | Dissolved | [5 empty] | 2014-10-03
62022 | Theophylline, water, filtered, recoverable, micrograms per liter | Theophylline | ug/l | Dissolved | [5 empty] | 2014-10-03
62023 | Trimethoprim, water, filtered, recoverable, micrograms per liter | Trimethoprim | ug/l | Dissolved | [5 empty] | 2014-10-03
62024 | Warfarin, water, filtered, recoverable, micrograms per liter | Warfarin | ug/l | Dissolved | [5 empty] | 2014-10-03
62025 | O-Ethyl O-methyl S-propyl phosphorothioate, water, filtered, recoverable, micrograms per liter | O-Ethyl O-methyl S-propyl phosphorothioate | ug/l | Dissolved | [5 empty] | 2015-01-05
62026 | O-Ethyl O-methyl S-propyl phosphorothioate, water, unfiltered, recoverable, micrograms per liter | O-Ethyl O-methyl S-propyl phosphorothioate | ug/l | Recoverable | [5 empty] | 2015-01-05
62027 | Phorate oxygen analog sulfone, water, filtered, recoverable, micrograms per liter | Phorate oxygen analog sulfone | ug/l | Dissolved | [5 empty] | 2014-10-03
62028 | Phorate oxygen analog, water, unfiltered, recoverable, micrograms per liter | Phorate O.A. | ug/l | Recoverable | [5 empty] | 2014-10-03
62029 | Fenthion, water, filtered, recoverable, micrograms per liter | Fenthion | ug/l | Dissolved | [5 empty] | 2014-10-03
62030 | 1,7-Dimethylxanthine, water, filtered, recoverable, micrograms per liter | 1,7-Dimethylxanthine | ug/l | Dissolved | [5 empty] | 2014-10-03
62031 | Fonofos oxygen analog, water, unfiltered, recoverable, micrograms per liter | Fonofos oxon | ug/l | Recoverable | [5 empty] | 2016-10-06
62032 | Propetamphos, water, unfiltered, recoverable, micrograms per liter | Propetamphos | ug/l | Recoverable | [5 empty] | 2014-10-03
62033 | Methidathion, water, unfiltered, recoverable, micrograms per liter | Methidathion | ug/l | Recoverable | [5 empty] | 2014-10-03
62034 | Disulfoton sulfone, water, unfiltered, recoverable, micrograms per liter | Disulfoton sulfone | ug/l | Recoverable | [5 empty] | 2014-10-03
62035 | Profenofos, water, unfiltered, recoverable, micrograms per liter | Profenofos | ug/l | Recoverable | [5 empty] | 2014-10-03
62036 | Ethion monoxon, water, unfiltered, recoverable, micrograms per liter | Ethion monooxon | ug/l | Recoverable | [5 empty] | 2016-10-06
62037 | Sulprofos, water, unfiltered, recoverable, micrograms per liter | Sulprofos | ug/l | Recoverable | [5 empty] | 2014-10-03
62038 | O-Ethyl O-methyl S-propyl phosphorothioate, bed sediment, recoverable, dry weight, micrograms per kilogram | O-Ethyl O-methyl S-propyl phosphorothioate | ug/kg | Bed Sediment |  |  |  | Dry |  | 2015-01-05
62039 | Phorate oxygen analog, bed sediment, recoverable, dry weight, micrograms per kilogram | Phorate O.A. | ug/kg | Bed Sediment |  |  |  | Dry |  | 2014-10-03
62040 | Ethoprop, bed sediment, recoverable, dry weight, micrograms per kilogram | Ethoprop | ug/kg | Bed Sediment |  |  |  | Dry |  | 2014-10-03
62041 | Sulfotepp, bed sediment, recoverable, dry weight, micrograms per kilogram | Sulfotep | ug/kg | Bed Sediment |  |  |  | Dry |  | 2014-10-03
62042 | Fonofos oxygen analog, bed sediment, recoverable, dry weight, micrograms per kilogram | Fonofos oxon | ug/kg | Bed Sediment |  |  |  | Dry |  | 2016-10-06
62043 | Dimethoate, bed sediment, recoverable, dry weight, micrograms per kilogram | Dimethoate | ug/kg | Bed Sediment |  |  |  | Dry |  | 2014-10-03
62044 | Terbufos, bed sediment, recoverable, dry weight, micrograms per kilogram | Terbufos | ug/kg | Bed Sediment |  |  |  | Dry |  | 2014-10-03
62045 | Propetamphos, bed sediment, recoverable, dry weight, micrograms per kilogram | Propetamphos | ug/kg | Bed Sediment |  |  |  | Dry |  | 2014-10-03
62046 | Fenthion, bed sediment, recoverable, dry weight, micrograms per kilogram | Fenthion | ug/kg | Bed Sediment |  |  |  | Dry |  | 2014-10-03
62047 | Methidathion, bed sediment, recoverable, dry weight, micrograms per kilogram | Methidathion | ug/kg | Bed Sediment |  |  |  | Dry |  | 2014-10-03
62048 | Disulfoton sulfone, bed sediment, recoverable, dry weight, micrograms per kilogram | Disulfoton sulfone | ug/kg | Bed Sediment |  |  |  | Dry |  | 2014-10-03
62049 | Profenofos, bed sediment, recoverable, dry weight, micrograms per kilogram | Profenofos | ug/kg | Bed Sediment |  |  |  | Dry |  | 2014-10-03
62050 | Ethion monoxon, bed sediment, recoverable, dry weight, micrograms per kilogram | Ethion monooxon | ug/kg | Bed Sediment |  |  |  | Dry |  | 2016-10-06
62051 | Sulprofos, bed sediment, recoverable, dry weight, micrograms per kilogram | Sulprofos | ug/kg | Bed Sediment |  |  |  | Dry |  | 2014-10-03
62052 | 17-alpha-Ethynylestradiol, water, filtered, recoverable, micrograms per liter | Ethinyl estradiol | ug/l | Dissolved | [5 empty] | 2014-10-03
62053 | 17-beta-Estradiol, water, filtered, recoverable, micrograms per liter | Estradiol | ug/l | Dissolved | [5 empty] | 2014-10-03
62054 | 1-Methylnaphthalene, water, filtered, recoverable, micrograms per liter | 1-Methylnaphthalene | ug/l | Dissolved | [5 empty] | 2014-10-03
62055 | 2,6-Dimethylnaphthalene, water, filtered, recoverable, micrograms per liter | 2,6-Dimethylnaphthalene | ug/l | Dissolved | [5 empty] | 2014-10-03
62056 | 2-Methylnaphthalene, water, filtered, recoverable, micrograms per liter | 2-Methylnaphthalene | ug/l | Dissolved | [5 empty] | 2014-10-03
62057 | 3-beta-Coprostanol, water, filtered, recoverable, micrograms per liter | Coprosterol | ug/l | Dissolved | [5 empty] | 2014-10-03
62058 | 3-Methyl-1H-indole, water, filtered, recoverable, micrograms per liter | 3-Methylindole | ug/l | Dissolved | [5 empty] | 2014-10-03
62059 | 3-tert-Butyl-4-hydroxyanisole, water, filtered, recoverable, micrograms per liter | Phenol, 2-(1,1-dimethylethyl)-4-methoxy- | ug/l | Dissolved | [5 empty] | 2014-10-03
62060 | 4-Cumylphenol, water, filtered, recoverable, micrograms per liter | p-Cumylphenol | ug/l | Dissolved | [5 empty] | 2014-10-03
62061 | 4-n-Octylphenol, water, filtered, recoverable, micrograms per liter | p-Octylphenol | ug/l | Dissolved | [5 empty] | 2014-10-03
62062 | 4-tert-Octylphenol, water, filtered, recoverable, micrograms per liter | p-(1,1,3,3-Tetramethylbutyl)phenol | ug/l | Dissolved | [5 empty] | 2014-10-03
62063 | 5-Methyl-1H-benzotriazole, water, filtered, recoverable, micrograms per liter | 5-Tolyltriazole | ug/l | Dissolved | [5 empty] | 2014-10-03
62064 | Acetophenone, water, filtered, recoverable, micrograms per liter | Acetophenone | ug/l | Dissolved | [5 empty] | 2014-10-03
62065 | Acetyl hexamethyl tetrahydro naphthalene, water, filtered, recoverable, micrograms per liter | AHTN | ug/l | Dissolved | [5 empty] | 2014-10-03
62066 | 9,10-Anthraquinone, water, filtered, recoverable, micrograms per liter | Anthraquinone | ug/l | Dissolved | [5 empty] | 2014-10-03
62067 | Benzophenone, water, filtered, recoverable, micrograms per liter | Benzophenone | ug/l | Dissolved | [5 empty] | 2014-10-03
62068 | beta-Sitosterol, water, filtered, recoverable, micrograms per liter | .beta.-Sitosterol | ug/l | Dissolved | [5 empty] | 2014-10-03
62069 | Bisphenol A, water, filtered, recoverable, micrograms per liter | 4,4'-Isopropylidenediphenol | ug/l | Dissolved | [5 empty] | 2014-10-03
62070 | Camphor, water, filtered, recoverable, micrograms per liter | Camphor | ug/l | Dissolved | [5 empty] | 2014-10-03
62071 | Carbazole, water, filtered, recoverable, micrograms per liter | Carbazole | ug/l | Dissolved | [5 empty] | 2014-10-03
62072 | Cholesterol, water, filtered, recoverable, micrograms per liter | Cholesterol | ug/l | Dissolved | [5 empty] | 2014-10-03
62073 | D-Limonene, water, filtered, recoverable, micrograms per liter | D-Limonene | ug/l | Dissolved | [5 empty] | 2014-10-03
62074 | Equilenin, water, filtered, recoverable, micrograms per liter | Equilenin | ug/l | Dissolved | [5 empty] | 2014-10-03
62075 | Hexahydrohexamethyl cyclopentabenzopyran, water, filtered, recoverable, micrograms per liter | 1,3,4,6,7,8-Hexahydro-4,6,6,7,8,8-hexamethylcyclopenta[g]-2-benzopyran | ug/l | Dissolved | [5 empty] | 2014-10-03
62076 | Indole, water, filtered, recoverable, micrograms per liter | Indole | ug/l | Dissolved | [5 empty] | 2014-10-03
62077 | Isoborneol, water, filtered, recoverable, micrograms per liter | Isoborneol | ug/l | Dissolved | [5 empty] | 2014-10-03
62078 | Isopropylbenzene, water, filtered, recoverable, micrograms per liter | Cumene | ug/l | Dissolved | [5 empty] | 2014-10-03
62079 | Isoquinoline, water, filtered, recoverable, micrograms per liter | Isoquinoline | ug/l | Dissolved | [5 empty] | 2014-10-03
62080 | Menthol, water, filtered, recoverable, micrograms per liter | (1R,2S,5R)-Menthol | ug/l | Dissolved | [5 empty] | 2014-10-03
62081 | Methyl salicylate, water, filtered, recoverable, micrograms per liter | Methyl salicylate | ug/l | Dissolved | [5 empty] | 2014-10-03
62082 | N,N-Diethyl-m-toluamide (DEET), water, filtered, recoverable, micrograms per liter | N,N-Diethyl-m-toluamide | ug/l | Dissolved | [5 empty] | 2014-10-03
62083 | 4-Nonylphenol diethoxylate (sum of all isomers), water, filtered, recoverable, micrograms per liter | Nonylphenol diethoxylate | ug/l | Dissolved | [5 empty] | 2020-01-21
62084 | p-Cresol, water, filtered, recoverable, micrograms per liter | p-Cresol | ug/l | Dissolved | [5 empty] | 2014-10-03
62085 | 4-Nonylphenol (sum of all isomers), water, filtered, recoverable, micrograms per liter | 4-Nonylphenols | ug/l | Dissolved | [5 empty] | 2014-10-03
62086 | beta-Stigmastanol, water, filtered, recoverable, micrograms per liter | Stigmastan-3.beta.-ol | ug/l | Dissolved | [5 empty] | 2014-10-03
62087 | Tris(2-chloroethyl) phosphate, water, filtered, recoverable, micrograms per liter | Tris(2-chloroethyl) phosphate | ug/l | Dissolved | [5 empty] | 2014-10-03
62088 | Tris(dichloroisopropyl) phosphate, water, filtered, recoverable, micrograms per liter | Tris(1,3-dichloro-2-propyl)phosphate | ug/l | Dissolved | [5 empty] | 2014-10-03
62089 | Tributyl phosphate, water, filtered, recoverable, micrograms per liter | Tributyl phosphate | ug/l | Dissolved | [5 empty] | 2014-10-03
62090 | Triclosan, water, filtered, recoverable, micrograms per liter | Triclosan | ug/l | Dissolved | [5 empty] | 2014-10-03
62091 | Triethyl citrate, water, filtered, recoverable, micrograms per liter | Triethyl citrate | ug/l | Dissolved | [5 empty] | 2014-10-03
62092 | Triphenyl phosphate, water, filtered, recoverable, micrograms per liter | Triphenyl phosphate | ug/l | Dissolved | [5 empty] | 2014-10-03
62093 | Tris(2-butoxyethyl) phosphate, water, filtered, recoverable, micrograms per liter | Tris(2-butoxyethyl) phosphate | ug/l | Dissolved | [5 empty] | 2014-10-03
62094 | 1,4-Dichlorobenzene, suspended sediment, recoverable, micrograms per liter | p-Dichlorobenzene | ug/l | Suspended | [5 empty] | 2014-10-03
62095 | 17-alpha-Ethynylestradiol, suspended sediment, recoverable, micrograms per liter | Ethinyl estradiol | ug/l | Suspended | [5 empty] | 2014-10-03
62096 | 17-beta-Estradiol, suspended sediment, recoverable, micrograms per liter | Estradiol | ug/l | Suspended | [5 empty] | 2014-10-03
62097 | 1-Methylnaphthalene, suspended sediment, recoverable, micrograms per liter | 1-Methylnaphthalene | ug/l | Suspended | [5 empty] | 2014-10-03
62098 | 2,6-Dimethylnaphthalene, suspended sediment, recoverable, micrograms per liter | 2,6-Dimethylnaphthalene | ug/l | Suspended | [5 empty] | 2014-10-03
62099 | 2-Methylnaphthalene, suspended sediment, recoverable, micrograms per liter | 2-Methylnaphthalene | ug/l | Suspended | [5 empty] | 2014-10-03
62100 | 3-beta-Coprostanol, suspended sediment, recoverable, micrograms per liter | Coprosterol | ug/l | Suspended | [5 empty] | 2014-10-03
62101 | 3-Methyl-1H-indole, suspended sediment, recoverable, micrograms per liter | 3-Methylindole | ug/l | Suspended | [5 empty] | 2014-10-03
62102 | 3-tert-Butyl-4-hydroxyanisole, suspended sediment, recoverable, micrograms per liter | Phenol, 2-(1,1-dimethylethyl)-4-methoxy- | ug/l | Suspended | [5 empty] | 2014-10-03
62103 | 4-Cumylphenol, suspended sediment, recoverable, micrograms per liter | p-Cumylphenol | ug/l | Suspended | [5 empty] | 2014-10-03
62104 | 4-n-Octylphenol, suspended sediment, recoverable, micrograms per liter | p-Octylphenol | ug/l | Suspended | [5 empty] | 2014-10-03
62105 | 4-tert-Octylphenol, suspended sediment, recoverable, micrograms per liter | p-(1,1,3,3-Tetramethylbutyl)phenol | ug/l | Suspended | [5 empty] | 2014-10-03
62106 | 5-Methyl-1H-benzotriazole, suspended sediment, recoverable, micrograms per liter | 5-Tolyltriazole | ug/l | Suspended | [5 empty] | 2014-10-03
62107 | Acetophenone, suspended sediment, recoverable, micrograms per liter | Acetophenone | ug/l | Suspended | [5 empty] | 2014-10-03
62108 | Acetyl hexamethyl tetrahydro naphthalene, suspended sediment, recoverable, micrograms per liter | AHTN | ug/l | Suspended | [5 empty] | 2014-10-03
62109 | Anthracene, suspended sediment, recoverable, micrograms per liter | Anthracene | ug/l | Suspended | [5 empty] | 2014-10-03
62110 | 9,10-Anthraquinone, suspended sediment, recoverable, micrograms per liter | Anthraquinone | ug/l | Suspended | [5 empty] | 2014-10-03
62111 | Benzo[a]pyrene, suspended sediment, recoverable, micrograms per liter | Benzo[a]pyrene | ug/l | Suspended | [5 empty] | 2014-10-03
62112 | Benzophenone, suspended sediment, recoverable, micrograms per liter | Benzophenone | ug/l | Suspended | [5 empty] | 2014-10-03
62113 | beta-Sitosterol, suspended sediment, recoverable, micrograms per liter | .beta.-Sitosterol | ug/l | Suspended | [5 empty] | 2014-10-03
62114 | Bisphenol A, suspended sediment, recoverable, micrograms per liter | 4,4'-Isopropylidenediphenol | ug/l | Suspended | [5 empty] | 2014-10-03
62115 | Bromacil, suspended sediment, recoverable, micrograms per liter | Bromacil | ug/l | Suspended | [5 empty] | 2014-10-03
62116 | Tribromomethane, suspended sediment, recoverable, micrograms per liter | Tribromomethane | ug/l | Suspended | [5 empty] | 2014-10-03
62117 | Caffeine, suspended sediment, recoverable, micrograms per liter | Caffeine | ug/l | Suspended | [5 empty] | 2014-10-03
62118 | Camphor, suspended sediment, recoverable, micrograms per liter | Camphor | ug/l | Suspended | [5 empty] | 2014-10-03
62119 | Carbaryl, suspended sediment, recoverable, micrograms per liter | Carbaryl | ug/l | Suspended | [5 empty] | 2014-10-03
62120 | Carbazole, suspended sediment, recoverable, micrograms per liter | Carbazole | ug/l | Suspended | [5 empty] | 2014-10-03
62121 | Chlorpyrifos, suspended sediment, recoverable, micrograms per liter | Chlorpyrifos | ug/l | Suspended | [5 empty] | 2014-10-03
62122 | Cholesterol, suspended sediment, recoverable, micrograms per liter | Cholesterol | ug/l | Suspended | [5 empty] | 2014-10-03
62123 | Cotinine, suspended sediment, recoverable, micrograms per liter | Cotinine | ug/l | Suspended | [5 empty] | 2014-10-03
62124 | Diazinon, suspended sediment, recoverable, micrograms per liter | Diazinon | ug/l | Suspended | [5 empty] | 2014-10-03
62125 | Dichlorvos, suspended sediment, recoverable, micrograms per liter | Dichlorvos | ug/l | Suspended | [5 empty] | 2014-10-03
62126 | D-Limonene, suspended sediment, recoverable, micrograms per liter | D-Limonene | ug/l | Suspended | [5 empty] | 2014-10-03
62127 | Equilenin, suspended sediment, recoverable, micrograms per liter | Equilenin | ug/l | Suspended | [5 empty] | 2014-10-03
62128 | Fluoranthene, suspended sediment, recoverable, micrograms per liter | Fluoranthene | ug/l | Suspended | [5 empty] | 2014-10-03
62129 | Hexahydrohexamethyl cyclopentabenzopyran, suspended sediment, recoverable, micrograms per liter | 1,3,4,6,7,8-Hexahydro-4,6,6,7,8,8-hexamethylcyclopenta[g]-2-benzopyran | ug/l | Suspended | [5 empty] | 2014-10-03
62130 | Indole, suspended sediment, recoverable, micrograms per liter | Indole | ug/l | Suspended | [5 empty] | 2014-10-03
62131 | Isoborneol, suspended sediment, recoverable, micrograms per liter | Isoborneol | ug/l | Suspended | [5 empty] | 2014-10-03
62132 | Isophorone, suspended sediment, recoverable, micrograms per liter | Isophorone | ug/l | Suspended | [5 empty] | 2014-10-03
62133 | Isopropylbenzene, suspended sediment, recoverable, micrograms per liter | Cumene | ug/l | Suspended | [5 empty] | 2014-10-03
62134 | Isoquinoline, suspended sediment, recoverable, micrograms per liter | Isoquinoline | ug/l | Suspended | [5 empty] | 2014-10-03
62135 | Menthol, suspended sediment, recoverable, micrograms per liter | (1R,2S,5R)-Menthol | ug/l | Suspended | [5 empty] | 2014-10-03
62136 | Metalaxyl, suspended sediment, recoverable, micrograms per liter | Metalaxyl | ug/l | Suspended | [5 empty] | 2014-10-03
62137 | Methyl salicylate, suspended sediment, recoverable, micrograms per liter | Methyl salicylate | ug/l | Suspended | [5 empty] | 2014-10-03
62138 | Metolachlor, suspended sediment, recoverable, micrograms per liter | Metolachlor | ug/l | Suspended | [5 empty] | 2014-10-03
62139 | N,N-Diethyl-m-toluamide (DEET), suspended sediment, recoverable, micrograms per liter | N,N-Diethyl-m-toluamide | ug/l | Suspended | [5 empty] | 2014-10-03
62140 | Naphthalene, suspended sediment, recoverable, micrograms per liter | Naphthalene | ug/l | Suspended | [5 empty] | 2014-10-03
62141 | 4-Nonylphenol diethoxylate (sum of all isomers), suspended sediment, recoverable, micrograms per liter | Nonylphenol diethoxylate | ug/l | Suspended | [5 empty] | 2020-01-21
62142 | p-Cresol, suspended sediment, recoverable, micrograms per liter | p-Cresol | ug/l | Suspended | [5 empty] | 2014-10-03
62143 | 4-Nonylphenol (sum of all isomers), suspended sediment, recoverable, micrograms per liter | 4-Nonylphenols | ug/l | Suspended | [5 empty] | 2014-10-03
62144 | Pentachlorophenol, suspended sediment, recoverable, micrograms per liter | Pentachlorophenol | ug/l | Suspended | [5 empty] | 2014-10-03
62145 | Phenanthrene, suspended sediment, recoverable, micrograms per liter | Phenanthrene | ug/l | Suspended | [5 empty] | 2014-10-03
62146 | Phenol, suspended sediment, recoverable, micrograms per liter | Phenol | ug/l | Suspended | [5 empty] | 2014-10-03
62147 | Prometon, suspended sediment, recoverable, micrograms per liter | Prometon | ug/l | Suspended | [5 empty] | 2014-10-03
62148 | Pyrene, suspended sediment, recoverable, micrograms per liter | Pyrene | ug/l | Suspended | [5 empty] | 2014-10-03
62149 | beta-Stigmastanol, suspended sediment, recoverable, micrograms per liter | Stigmastan-3.beta.-ol | ug/l | Suspended | [5 empty] | 2014-10-03
62150 | Tetrachloroethene, suspended sediment, recoverable, micrograms per liter | Tetrachloroethylene | ug/l | Suspended | [5 empty] | 2020-01-21
62151 | Tris(2-chloroethyl) phosphate, suspended sediment, recoverable, micrograms per liter | Tris(2-chloroethyl) phosphate | ug/l | Suspended | [5 empty] | 2014-10-03
62152 | Tris(dichloroisopropyl) phosphate, suspended sediment, recoverable, micrograms per liter | Tris(1,3-dichloro-2-propyl)phosphate | ug/l | Suspended | [5 empty] | 2014-10-03
62153 | Tributyl phosphate, suspended sediment, recoverable, micrograms per liter | Tributyl phosphate | ug/l | Suspended | [5 empty] | 2014-10-03
62154 | Triclosan, suspended sediment, recoverable, micrograms per liter | Triclosan | ug/l | Suspended | [5 empty] | 2014-10-03
62155 | Triethyl citrate, suspended sediment, recoverable, micrograms per liter | Triethyl citrate | ug/l | Suspended | [5 empty] | 2014-10-03
62156 | Triphenyl phosphate, suspended sediment, recoverable, micrograms per liter | Triphenyl phosphate | ug/l | Suspended | [5 empty] | 2014-10-03
62157 | Tris(2-butoxyethyl) phosphate, suspended sediment, recoverable, micrograms per liter | Tris(2-butoxyethyl) phosphate | ug/l | Suspended | [5 empty] | 2014-10-03
62158 | (-)-trans-4-(4-Fluorophenyl)-3-(4-hydroxy-3-methoxyphenoxymethyl)piperidine, water, filtered, recoverable, micrograms per liter | (-)-trans-4-(4-Fluorophenyl)-3-(4-hydroxy-3-methoxyphenoxymethyl)piperidine | ug/l | Dissolved | [5 empty] | 2014-10-03
62159 | Americium-241 2-sigma combined uncertainty, water, unfiltered, picocuries per liter | Americium-241 | pCi/L | Total |  | 2-Sigma CSU |  |  |  | 2014-10-03
62160 | Lead-210 2-sigma combined uncertainty, water, unfiltered, picocuries per liter | Lead-210 | pCi/L | Total |  | 2-Sigma CSU |  |  |  | 2014-10-03
62161 | Radium-226 2-sigma combined uncertainty, water, unfiltered, picocuries per liter | Radium-226 | pCi/L | Total |  | 2-Sigma CSU |  |  |  | 2014-10-03
62162 | Radium-228 2-sigma combined uncertainty, water, unfiltered, picocuries per liter | Radium-228 | pCi/L | Total |  | 2-Sigma CSU |  |  |  | 2014-10-03
62163 | Strontium-90 2-sigma combined uncertainty, water, unfiltered, picocuries per liter | Strontium-90 | pCi/L | Total |  | 2-Sigma CSU |  |  |  | 2014-10-03
62164 | Gross gamma radioactivity, water, unfiltered, picocuries per liter | Gamma radiation | pCi/L | Total | [5 empty] | 2017-01-05
62165 | Gross gamma radioactivity 2-sigma combined uncertainty, water, unfiltered, picocuries per liter | Gamma radiation | pCi/L | Total |  | 2-Sigma CSU |  |  |  | 2017-01-05
62166 | Fipronil, water, filtered, recoverable, micrograms per liter | Fipronil | ug/l | Dissolved | [5 empty] | 2014-10-03
62167 | Fipronil sulfide, water, filtered, recoverable, micrograms per liter | Fipronil Sulfide | ug/l | Dissolved | [5 empty] | 2020-01-21
62168 | Fipronil sulfone, water, filtered, recoverable, micrograms per liter | Fipronil Sulfone | ug/l | Dissolved | [5 empty] | 2014-10-03
62169 | Desulfinylfipronil amide, water, filtered, recoverable, micrograms per liter | Desulfinylfipronil amide | ug/l | Dissolved | [5 empty] | 2014-10-03
62170 | Desulfinylfipronil, water, filtered, recoverable, micrograms per liter | Fipronil Desulfinyl | ug/l | Dissolved | [5 empty] | 2020-01-21
62171 | Perchlorate, water, unfiltered, recoverable, milligrams per liter | Perchlorate | mg/l | Recoverable | [5 empty] | 2014-10-03
62172 | Petroleum hydrocarbons, water, unfiltered, silica gel treated-hexane extractable, recoverable, milligrams per liter | C23-C32 Hydrocarbons | mg/l | Recoverable | [5 empty] | 2020-01-21
62173 | 1,2-Dichloro-1,1,2-trifluoroethane, water, unfiltered, recoverable, micrograms per liter | HCFC-123A | ug/l | Recoverable | [5 empty] | 2014-10-03
62174 | 2,2-Dichloro-1,1,1-trifluoroethane, water, unfiltered, recoverable, micrograms per liter | HCFC-123 | ug/l | Recoverable | [5 empty] | 2014-10-03
62175 | Tetrachlorvinphos, water, unfiltered, recoverable, micrograms per liter | Tetrachlorvinphos | ug/l | Recoverable | [5 empty] | 2015-06-29
62176 | 2,3,7,8-Tetrachlorodibenzo-p-dioxin, water, unfiltered, recoverable, nanograms per liter | 2,3,7,8-Tetrachlorodibenzo-p-dioxin | ng/l | Recoverable | [5 empty] | 2014-10-03
62177 | 1,2,3,7,8-Pentachlorodibenzo-p-dioxin, water, unfiltered, recoverable, nanograms per liter | 1,2,3,7,8-Pentachlorodibenzo-p-dioxin | ng/l | Recoverable | [5 empty] | 2014-10-03
62178 | 1,2,3,4,7,8-Hexachlorodibenzo-p-dioxin, water, unfiltered, recoverable, nanograms per liter | 1,2,3,4,7,8-Hexachlorodibenzo-p-dioxin | ng/l | Recoverable | [5 empty] | 2014-10-03
62179 | 1,2,3,6,7,8-Hexachlorodibenzo-p-dioxin, water, unfiltered, recoverable, nanograms per liter | 1,2,3,6,7,8-Hexachlorodibenzo-p-dioxin | ng/l | Recoverable | [5 empty] | 2014-10-03
62180 | 1,2,3,7,8,9-Hexachlorodibenzo-p-dioxin, water, unfiltered, recoverable, nanograms per liter | 1,2,3,7,8,9-Hexachlorodibenzo-p-dioxin | ng/l | Recoverable | [5 empty] | 2014-10-03
62181 | 1,2,3,4,6,7,8-Heptachlorodibenzo-p-dioxin, water, unfiltered, recoverable, nanograms per liter | 1,2,3,4,6,7,8-Heptachlorodibenzo-p-dioxin | ng/l | Recoverable | [5 empty] | 2014-10-03
62182 | 1,2,3,4,6,7,8,9-Octachlorodibenzo-p-dioxin, water, unfiltered, recoverable, nanograms per liter | 1,2,3,4,6,7,8,9-Octachlorodibenzo-p-dioxin | ng/l | Recoverable | [5 empty] | 2014-10-03
62183 | 1,2,3,7,8-Pentachlorodibenzofuran, water, unfiltered, recoverable, nanograms per liter | 1,2,3,7,8-Pentachlorodibenzofuran | ng/l | Recoverable | [5 empty] | 2014-10-03
62184 | 2,3,4,7,8-Pentachlorodibenzofuran, water, unfiltered, recoverable, nanograms per liter | 2,3,4,7,8-Pentachlorodibenzofuran | ng/l | Recoverable | [5 empty] | 2014-10-03
62185 | 1,2,3,4,7,8-Hexachlorodibenzofuran, water, unfiltered, recoverable, nanograms per liter | 1,2,3,4,7,8-Hexachlorodibenzofuran | ng/l | Recoverable | [5 empty] | 2014-10-03
62186 | 1,2,3,6,7,8-Hexachlorodibenzofuran, water, unfiltered, recoverable, nanograms per liter | 1,2,3,6,7,8-Hexachlorodibenzofuran | ng/l | Recoverable | [5 empty] | 2014-10-03
62187 | 1,2,3,7,8,9-Hexachlorodibenzofuran, water, unfiltered, recoverable, nanograms per liter | 1,2,3,7,8,9-Hexachlorodibenzofuran | ng/l | Recoverable | [5 empty] | 2014-10-03
62188 | 2,3,4,6,7,8-Hexachlorodibenzofuran, water, unfiltered, recoverable, nanograms per liter | 2,3,4,6,7,8-Hexachlorodibenzofuran | ng/l | Recoverable | [5 empty] | 2014-10-03
62189 | 1,2,3,4,6,7,8-Heptachlorodibenzofuran, water, unfiltered, recoverable, nanograms per liter | 1,2,3,4,6,7,8-Heptachlorodibenzofuran | ng/l | Recoverable | [5 empty] | 2014-10-03
62190 | 1,2,3,4,7,8,9-Heptachlorodibenzofuran, water, unfiltered, recoverable, nanograms per liter | 1,2,3,4,7,8,9-Heptachlorodibenzofuran | ng/l | Recoverable | [5 empty] | 2014-10-03
62191 | 1,2,3,4,6,7,8,9-Octachlorodibenzofuran, water, unfiltered, recoverable, nanograms per liter | 1,2,3,4,6,7,8,9-Octachlorodibenzofuran | ng/l | Recoverable | [5 empty] | 2014-10-03
62192 | Tetrachlorodibenzo-p-dioxins (all isomers), water, unfiltered, recoverable, nanograms per liter | Tetrachlorodibenzo-p-dioxin | ng/l | Recoverable | [5 empty] | 2014-10-03
62193 | Pentachlorodibenzo-p-dioxins (all isomers), water, unfiltered, recoverable, nanograms per liter | Pentachlorodibenzo-p-dioxin | ng/l | Recoverable | [5 empty] | 2014-10-03
62194 | Hexachlorodibenzo-p-dioxins (all isomers), water, unfiltered, recoverable, nanograms per liter | Hexachlorodibenzo-p-dioxin | ng/l | Recoverable | [5 empty] | 2014-10-03
62195 | Heptachlorodibenzo-p-dioxins (all isomers), water, unfiltered, recoverable, nanograms per liter | Heptachlorodibenzo-p-dioxin | ng/l | Recoverable | [5 empty] | 2014-10-03
62196 | Tetrachlorodibenzofurans (all isomers), water, unfiltered, recoverable, nanograms per liter | Tetrachlorodibenzofuran | ng/l | Recoverable | [5 empty] | 2014-10-03
62197 | Pentachlorodibenzofurans (all isomers), water, unfiltered, recoverable, nanograms per liter | Pentachlorodibenzofuran | ng/l | Recoverable | [5 empty] | 2014-10-03
62198 | Hexachlorodibenzofurans (all isomers), water, unfiltered, recoverable, nanograms per liter | Hexachlorodibenzofuran | ng/l | Recoverable | [5 empty] | 2014-10-03
62199 | Heptachlorodibenzofurans (all isomers), water, unfiltered, recoverable, nanograms per liter | Heptachlorodibenzofuran | ng/l | Recoverable | [5 empty] | 2014-10-03
62200 | 2,3,7,8-Tetrachlorodibenzo-p-dioxin, water, unfiltered, recoverable, picograms per liter | 2,3,7,8-Tetrachlorodibenzo-p-dioxin | pg/l | Recoverable | [5 empty] | 2014-10-03
62201 | 1,2,3,7,8-Pentachlorodibenzo-p-dioxin, water, unfiltered, recoverable, picograms per liter | 1,2,3,7,8-Pentachlorodibenzo-p-dioxin | pg/l | Recoverable | [5 empty] | 2014-10-03
62202 | 1,2,3,4,7,8-Hexachlorodibenzo-p-dioxin, water, unfiltered, recoverable, picograms per liter | 1,2,3,4,7,8-Hexachlorodibenzo-p-dioxin | pg/l | Recoverable | [5 empty] | 2014-10-03
62203 | 1,2,3,6,7,8-Hexachlorodibenzo-p-dioxin, water, unfiltered, recoverable, picograms per liter | 1,2,3,6,7,8-Hexachlorodibenzo-p-dioxin | pg/l | Recoverable | [5 empty] | 2014-10-03
62204 | 1,2,3,7,8,9-Hexachlorodibenzo-p-dioxin, water, unfiltered, recoverable, picograms per liter | 1,2,3,7,8,9-Hexachlorodibenzo-p-dioxin | pg/l | Recoverable | [5 empty] | 2014-10-03
62205 | 1,2,3,4,6,7,8-Heptachlorodibenzo-p-dioxin, water, unfiltered, recoverable, picograms per liter | 1,2,3,4,6,7,8-Heptachlorodibenzo-p-dioxin | pg/l | Recoverable | [5 empty] | 2014-10-03
62206 | 1,2,3,4,6,7,8,9-Octachlorodibenzo-p-dioxin, water, unfiltered, recoverable, picograms per liter | 1,2,3,4,6,7,8,9-Octachlorodibenzo-p-dioxin | pg/l | Recoverable | [5 empty] | 2014-10-03
62207 | 2,3,7,8-Tetrachlorodibenzofuran, water, unfiltered, recoverable, picograms per liter | 2,3,7,8-Tetrachlorodibenzofuran | pg/l | Recoverable | [5 empty] | 2014-10-03
62208 | 1,2,3,7,8-Pentachlorodibenzofuran, water, unfiltered, recoverable, picograms per liter | 1,2,3,7,8-Pentachlorodibenzofuran | pg/l | Recoverable | [5 empty] | 2014-10-03
62209 | 2,3,4,7,8-Pentachlorodibenzofuran, water, unfiltered, recoverable, picograms per liter | 2,3,4,7,8-Pentachlorodibenzofuran | pg/l | Recoverable | [5 empty] | 2014-10-03
62210 | 1,2,3,4,7,8-Hexachlorodibenzofuran, water, unfiltered, recoverable, picograms per liter | 1,2,3,4,7,8-Hexachlorodibenzofuran | pg/l | Recoverable | [5 empty] | 2014-10-03
62211 | 1,2,3,6,7,8-Hexachlorodibenzofuran, water, unfiltered, recoverable, picograms per liter | 1,2,3,6,7,8-Hexachlorodibenzofuran | pg/l | Recoverable | [5 empty] | 2014-10-03
62212 | 1,2,3,7,8,9-Hexachlorodibenzofuran, water, unfiltered, recoverable, picograms per liter | 1,2,3,7,8,9-Hexachlorodibenzofuran | pg/l | Recoverable | [5 empty] | 2014-10-03
62213 | 2,3,4,6,7,8-Hexachlorodibenzofuran, water, unfiltered, recoverable, picograms per liter | 2,3,4,6,7,8-Hexachlorodibenzofuran | pg/l | Recoverable | [5 empty] | 2014-10-03
62214 | 1,2,3,4,6,7,8-Heptachlorodibenzofuran, water, unfiltered, recoverable, picograms per liter | 1,2,3,4,6,7,8-Heptachlorodibenzofuran | pg/l | Recoverable | [5 empty] | 2014-10-03
62215 | 1,2,3,4,7,8,9-Heptachlorodibenzofuran, water, unfiltered, recoverable, picograms per liter | 1,2,3,4,7,8,9-Heptachlorodibenzofuran | pg/l | Recoverable | [5 empty] | 2014-10-03
62216 | 1,2,3,4,6,7,8,9-Octachlorodibenzofuran, water, unfiltered, recoverable, picograms per liter | 1,2,3,4,6,7,8,9-Octachlorodibenzofuran | pg/l | Recoverable | [5 empty] | 2014-10-03
62217 | Tetrachlorodibenzo-p-dioxins (all isomers), water, unfiltered, recoverable, picograms per liter | Tetrachlorodibenzo-p-dioxin | pg/l | Recoverable | [5 empty] | 2014-10-03
62218 | Pentachlorodibenzo-p-dioxins (all isomers), water, unfiltered, recoverable, picograms per liter | Pentachlorodibenzo-p-dioxin | pg/l | Recoverable | [5 empty] | 2014-10-03
62219 | Hexachlorodibenzo-p-dioxins (all isomers), water, unfiltered, recoverable, picograms per liter | Hexachlorodibenzo-p-dioxin | pg/l | Recoverable | [5 empty] | 2014-10-03
62220 | Heptachlorodibenzo-p-dioxins (all isomers), water, unfiltered, recoverable, picograms per liter | Heptachlorodibenzo-p-dioxin | pg/l | Recoverable | [5 empty] | 2014-10-03
62221 | Tetrachlorodibenzofurans (all isomers), water, unfiltered, recoverable, picograms per liter | Tetrachlorodibenzofuran | pg/l | Recoverable | [5 empty] | 2014-10-03
62222 | Pentachlorodibenzofurans (all isomers), water, unfiltered, recoverable, picograms per liter | Pentachlorodibenzofuran | pg/l | Recoverable | [5 empty] | 2014-10-03
62223 | Hexachlorodibenzofurans (all isomers), water, unfiltered, recoverable, picograms per liter | Hexachlorodibenzofuran | pg/l | Recoverable | [5 empty] | 2014-10-03
62224 | Heptachlorodibenzofurans (all isomers), water, unfiltered, recoverable, picograms per liter | Heptachlorodibenzofuran | pg/l | Recoverable | [5 empty] | 2014-10-03
62225 | Pentaerythritol tetranitrate, water, unfiltered, recoverable, micrograms per liter | Pentaerythritol tetranitrate | ug/l | Recoverable | [5 empty] | 2015-01-05
62226 | Tetryl, water, unfiltered, recoverable, micrograms per liter | Tetryl | ug/l | Recoverable | [5 empty] | 2014-10-03
62227 | Diesel range organic compounds, soil, recoverable, dry weight, milligrams per kilogram | Diesel range organics | mg/kg | Recoverable |  |  |  | Dry |  | 2014-10-03
62228 | Gasoline range organic compounds, soil, recoverable, dry weight, milligrams per kilogram | Gasoline range organics | mg/kg | Recoverable |  |  |  | Dry |  | 2014-10-03
62229 | Xylene (all isomers), soil, recoverable, dry weight, micrograms per kilogram | Xylene | ug/kg | Recoverable |  |  |  | Dry |  | 2014-10-03
62230 | Methyl tert-butyl ether, soil, recoverable, dry weight, micrograms per kilogram | Methyl tert-butyl ether | ug/kg | Recoverable |  |  |  | Dry |  | 2014-10-03
62231 | cis-Chlordane, soil, recoverable, dry weight, micrograms per kilogram | cis-Chlordane | ug/kg | Recoverable |  |  |  | Dry |  | 2014-10-03
62232 | Chlorobenzilate, soil, recoverable, dry weight, micrograms per kilogram | Chlorobenzilate | ug/kg | Recoverable |  |  |  | Dry |  | 2014-10-03
62233 | Endrin ketone, soil, recoverable, dry weight, micrograms per kilogram | Endrin ketone | ug/kg | Recoverable |  |  |  | Dry |  | 2014-10-03
62234 | gamma-Chlordane, soil, recoverable, dry weight, micrograms per kilogram | 2,2,4,5,6,7,8,8-Octachloro-2,3,3a,4,7,7a-hexahydro-4,7-methano-1H-indene | ug/kg | Recoverable |  |  |  | Dry |  | 2014-10-03
62235 | 1,1,1,2-Tetrachloroethane, soil, recoverable, dry weight, micrograms per kilogram | 1,1,1,2-Tetrachloroethane | ug/kg | Recoverable |  |  |  | Dry |  | 2014-10-03
62236 | 1,2-Dibromo-3-chloropropane, soil, recoverable, dry weight, micrograms per kilogram | 1,2-Dibromo-3-chloropropane | ug/kg | Recoverable |  |  |  | Dry |  | 2014-10-03
62237 | 1,2-Dibromoethane, soil, recoverable, dry weight, micrograms per kilogram | Ethylene dibromide | ug/kg | Recoverable |  |  |  | Dry |  | 2014-10-03
62238 | 1,2,3-Trichloropropane, soil, recoverable, dry weight, micrograms per kilogram | 1,2,3-Trichloropropane | ug/kg | Recoverable |  |  |  | Dry |  | 2014-10-03
62239 | 1,2-Dichloroethene, soil, recoverable, dry weight, micrograms per kilogram | 1,2-Dichloroethylene | ug/kg | Recoverable |  |  |  | Dry |  | 2014-10-03
62240 | 1,2,3-Trichloropropane, soil, recoverable, dry weight, micrograms per kilogram | 1,2,3-Trichloropropane | ug/kg | Recoverable |  |  |  | Dry |  | 2014-10-03
62241 | 1,4-Dioxane, soil, recoverable, dry weight, micrograms per kilogram | 1,4-Dioxane | ug/kg | Recoverable |  |  |  | Dry |  | 2014-10-03
62242 | Methyl ethyl ketone, soil, recoverable, dry weight, micrograms per kilogram | Methyl ethyl ketone | ug/kg | Recoverable |  |  |  | Dry |  | 2015-04-09
62243 | n-Butyl methyl ketone, soil, recoverable, dry weight, micrograms per kilogram | 2-Hexanone | ug/kg | Recoverable |  |  |  | Dry |  | 2014-10-03
62244 | Isobutyl methyl ketone, soil, recoverable, dry weight, micrograms per kilogram | Methyl isobutyl ketone | ug/kg | Recoverable |  |  |  | Dry |  | 2014-10-03
62245 | Acetone, soil, recoverable, dry weight, micrograms per kilogram | Acetone | ug/kg | Recoverable |  |  |  | Dry |  | 2014-10-03
62246 | Acetonitrile, soil, recoverable, dry weight, micrograms per kilogram | Acetonitrile | ug/kg | Recoverable |  |  |  | Dry |  | 2014-10-03
62247 | 3-Chloropropene, soil, recoverable, dry weight, micrograms per kilogram | Allyl chloride | ug/kg | Recoverable |  |  |  | Dry |  | 2014-10-03
62248 | Bromomethane, soil, recoverable, dry weight, micrograms per kilogram | Methyl bromide | ug/kg | Recoverable |  |  |  | Dry |  | 2014-10-03
62249 | Carbon disulfide, soil, recoverable, dry weight, micrograms per kilogram | Carbon disulfide | ug/kg | Recoverable |  |  |  | Dry |  | 2014-10-03
62250 | Chloromethane, soil, recoverable, dry weight, micrograms per kilogram | Chloromethane | ug/kg | Recoverable |  |  |  | Dry |  | 2014-10-03
62251 | Chloroprene, soil, recoverable, dry weight, micrograms per kilogram | Chloroprene | ug/kg | Recoverable |  |  |  | Dry |  | 2014-10-03
62252 | cis-1,2-Dichloroethene, soil, recoverable, dry weight, micrograms per kilogram | cis-1,2-Dichloroethylene | ug/kg | Recoverable |  |  |  | Dry |  | 2014-10-03
62253 | Dibromochloromethane, soil, recoverable, dry weight, micrograms per kilogram | Chlorodibromomethane | ug/kg | Recoverable |  |  |  | Dry |  | 2014-10-03
62254 | Dibromomethane, soil, recoverable, dry weight, micrograms per kilogram | Dibromomethane | ug/kg | Recoverable |  |  |  | Dry |  | 2014-10-03
62255 | Ethyl methacrylate, soil, recoverable, dry weight, micrograms per kilogram | Ethyl methacrylate | ug/kg | Recoverable |  |  |  | Dry |  | 2014-10-03
62256 | Iodomethane, soil, recoverable, dry weight, micrograms per kilogram | Methyl iodide | ug/kg | Recoverable |  |  |  | Dry |  | 2014-10-03
62257 | Isobutyl alcohol, soil, recoverable, dry weight, micrograms per kilogram | Isobutanol | ug/kg | Recoverable |  |  |  | Dry |  | 2014-10-03
62258 | Methyl acrylonitrile, soil, recoverable, dry weight, micrograms per kilogram | Methacrylonitrile | ug/kg | Recoverable |  |  |  | Dry |  | 2014-10-03
62259 | Methyl methacrylate, soil, recoverable, dry weight, micrograms per kilogram | Methyl methacrylate | ug/kg | Recoverable |  |  |  | Dry |  | 2014-10-03
62260 | Propionitrile, soil, recoverable, dry weight, micrograms per kilogram | Propanenitrile | ug/kg | Recoverable |  |  |  | Dry |  | 2014-10-03
62261 | Styrene, soil, recoverable, dry weight, micrograms per kilogram | Styrene | ug/kg | Recoverable |  |  |  | Dry |  | 2014-10-03
62262 | trans-1,4-Dichloro-2-butene, soil, recoverable, dry weight, micrograms per kilogram | trans-1,4-Dichloro-2-butene | ug/kg | Recoverable |  |  |  | Dry |  | 2014-10-03
62263 | Vinyl acetate, soil, recoverable, dry weight, micrograms per kilogram | Vinyl acetate | ug/kg | Recoverable |  |  |  | Dry |  | 2014-10-03
62264 | Xylene (all isomers), soil, recoverable, dry weight, micrograms per kilogram | Xylene | ug/kg | Recoverable |  |  |  | Dry |  | 2014-10-03
62265 | 1-Methylnaphthalene, soil, recoverable, dry weight, micrograms per kilogram | 1-Methylnaphthalene | ug/kg | Recoverable |  |  |  | Dry |  | 2014-10-03
62266 | 2,4,5-Trichlorophenol, soil, recoverable, dry weight, micrograms per kilogram | 2,4,5-Trichlorophenol | ug/kg | Recoverable |  |  |  | Dry |  | 2014-10-03
62267 | 2,4-Dimethylphenol, soil, recoverable, dry weight, micrograms per kilogram | 2,4-Dimethylphenol | ug/kg | Recoverable |  |  |  | Dry |  | 2014-10-03
62268 | o-Cresol, soil, recoverable, dry weight, micrograms per kilogram | o-Cresol | ug/kg | Recoverable |  |  |  | Dry |  | 2014-10-03
62269 | 2-Nitroaniline, soil, recoverable, dry weight, micrograms per kilogram | o-Nitroaniline | ug/kg | Recoverable |  |  |  | Dry |  | 2014-10-03
62270 | 3-Nitroaniline, soil, recoverable, dry weight, micrograms per kilogram | m-Nitroaniline | ug/kg | Recoverable |  |  |  | Dry |  | 2014-10-03
62271 | 4-Chloroaniline, soil, recoverable, dry weight, micrograms per kilogram | p-Chloroaniline | ug/kg | Recoverable |  |  |  | Dry |  | 2014-10-03
62272 | p-Cresol, soil, recoverable, dry weight, micrograms per kilogram | p-Cresol | ug/kg | Recoverable |  |  |  | Dry |  | 2014-10-03
62273 | 4-Nitroaniline, soil, recoverable, dry weight, micrograms per kilogram | p-Nitroaniline | ug/kg | Recoverable |  |  |  | Dry |  | 2014-10-03
62274 | Carbazole, soil, recoverable, dry weight, micrograms per kilogram | Carbazole | ug/kg | Recoverable |  |  |  | Dry |  | 2014-10-03
62275 | Dibenzofuran, soil, recoverable, dry weight, micrograms per kilogram | Dibenzofuran | ug/kg | Recoverable |  |  |  | Dry |  | 2014-10-03
62276 | 1,3,5-Trinitrobenzene, soil, recoverable, dry weight, micrograms per kilogram | 1,3,5-Trinitrobenzene | ug/kg | Recoverable |  |  |  | Dry |  | 2014-10-03
62277 | 1,3-Dinitrobenzene, soil, recoverable, dry weight, micrograms per kilogram | m-Dinitrobenzene | ug/kg | Recoverable |  |  |  | Dry |  | 2014-10-03
62278 | TNT, soil, recoverable, dry weight, micrograms per kilogram | Trinitrotoluene | ug/kg | Recoverable |  |  |  | Dry |  | 2014-10-03
62279 | 2-Amino-4,6-dinitrotoluene, soil, recoverable, dry weight, micrograms per kilogram | 2-Amino-4,6-dinitrotoluene | ug/kg | Recoverable |  |  |  | Dry |  | 2014-10-03
62280 | 2-Nitrotoluene, soil, recoverable, dry weight, micrograms per kilogram | o-Nitrotoluene | ug/kg | Recoverable |  |  |  | Dry |  | 2014-10-03
62281 | 3-Nitrotoluene, soil, recoverable, dry weight, micrograms per kilogram | m-Nitrotoluene | ug/kg | Recoverable |  |  |  | Dry |  | 2014-10-03
62282 | 4-Amino-2,6-dinitrotoluene, soil, recoverable, dry weight, micrograms per kilogram | 4-Amino-2,6-dinitrotoluene | ug/kg | Recoverable |  |  |  | Dry |  | 2014-10-03
62283 | 4-Nitrotoluene, soil, recoverable, dry weight, micrograms per kilogram | p-Nitrotoluene | ug/kg | Recoverable |  |  |  | Dry |  | 2014-10-03
62284 | HMX, soil, recoverable, dry weight, micrograms per kilogram | Cyclotetramethylenetetranitramine | ug/kg | Recoverable |  |  |  | Dry |  | 2014-10-03
62285 | Nitroglycerin, soil, recoverable, dry weight, micrograms per kilogram | Nitroglycerin | ug/kg | Recoverable |  |  |  | Dry |  | 2014-10-03
62286 | Pentaerythritol tetranitrate, soil, recoverable, dry weight, micrograms per kilogram | Pentaerythritol tetranitrate | ug/kg | Recoverable |  |  |  | Dry |  | 2015-01-05
62287 | RDX, soil, recoverable, dry weight, micrograms per kilogram | Cyclonite | ug/kg | Recoverable |  |  |  | Dry |  | 2014-10-03
62288 | Tetryl, soil, recoverable, dry weight, micrograms per kilogram | Tetryl | ug/kg | Recoverable |  |  |  | Dry |  | 2014-10-03
62289 | Organic carbon, soil, total, dry weight, milligrams per kilogram | Organic carbon | mg/kg | Total |  |  |  | Dry |  | 2014-10-03
62290 | 2,3,7,8-Tetrachlorodibenzo-p-dioxin, soil, recoverable, dry weight, micrograms per kilogram | 2,3,7,8-Tetrachlorodibenzo-p-dioxin | ug/kg | Recoverable |  |  |  | Dry |  | 2014-10-03
62291 | 1,2,3,7,8-Pentachlorodibenzo-p-dioxin, soil, recoverable, dry weight, micrograms per kilogram | 1,2,3,7,8-Pentachlorodibenzo-p-dioxin | ug/kg | Recoverable |  |  |  | Dry |  | 2014-10-03
62292 | 1,2,3,4,7,8-Hexachlorodibenzo-p-dioxin, soil, recoverable, dry weight, micrograms per kilogram | 1,2,3,4,7,8-Hexachlorodibenzo-p-dioxin | ug/kg | Recoverable |  |  |  | Dry |  | 2014-10-03
62293 | 1,2,3,6,7,8-Hexachlorodibenzo-p-dioxin, soil, recoverable, dry weight, micrograms per kilogram | 1,2,3,6,7,8-Hexachlorodibenzo-p-dioxin | ug/kg | Recoverable |  |  |  | Dry |  | 2014-10-03
62294 | 1,2,3,7,8,9-Hexachlorodibenzo-p-dioxin, soil, recoverable, dry weight, micrograms per kilogram | 1,2,3,7,8,9-Hexachlorodibenzo-p-dioxin | ug/kg | Recoverable |  |  |  | Dry |  | 2014-10-03
62295 | 1,2,3,4,6,7,8-Heptachlorodibenzo-p-dioxin, soil, recoverable, dry weight, micrograms per kilogram | 1,2,3,4,6,7,8-Heptachlorodibenzo-p-dioxin | ug/kg | Recoverable |  |  |  | Dry |  | 2014-10-03
62296 | 1,2,3,4,6,7,8,9-Octachlorodibenzo-p-dioxin, soil, recoverable, dry weight, micrograms per kilogram | 1,2,3,4,6,7,8,9-Octachlorodibenzo-p-dioxin | ug/kg | Recoverable |  |  |  | Dry |  | 2014-10-03
62297 | 2,3,7,8-Tetrachlorodibenzofuran, soil, recoverable, dry weight, micrograms per kilogram | 2,3,7,8-Tetrachlorodibenzofuran | ug/kg | Recoverable |  |  |  | Dry |  | 2014-10-03
62298 | 1,2,3,7,8-Pentachlorodibenzofuran, soil, recoverable, dry weight, micrograms per kilogram | 1,2,3,7,8-Pentachlorodibenzofuran | ug/kg | Recoverable |  |  |  | Dry |  | 2014-10-03
62299 | 2,3,4,7,8-Pentachlorodibenzofuran, soil, recoverable, dry weight, micrograms per kilogram | 2,3,4,7,8-Pentachlorodibenzofuran | ug/kg | Recoverable |  |  |  | Dry |  | 2014-10-03
62300 | 1,2,3,4,7,8-Hexachlorodibenzofuran, soil, recoverable, dry weight, micrograms per kilogram | 1,2,3,4,7,8-Hexachlorodibenzofuran | ug/kg | Recoverable |  |  |  | Dry |  | 2014-10-03
62301 | 1,2,3,6,7,8-Hexachlorodibenzofuran, soil, recoverable, dry weight, micrograms per kilogram | 1,2,3,6,7,8-Hexachlorodibenzofuran | ug/kg | Recoverable |  |  |  | Dry |  | 2014-10-03
62302 | 1,2,3,7,8,9-Hexachlorodibenzofuran, soil, recoverable, dry weight, micrograms per kilogram | 1,2,3,7,8,9-Hexachlorodibenzofuran | ug/kg | Recoverable |  |  |  | Dry |  | 2014-10-03
62303 | 2,3,4,6,7,8-Hexachlorodibenzofuran, soil, recoverable, dry weight, micrograms per kilogram | 2,3,4,6,7,8-Hexachlorodibenzofuran | ug/kg | Recoverable |  |  |  | Dry |  | 2014-10-03
62304 | 1,2,3,4,6,7,8-Heptachlorodibenzofuran, soil, recoverable, dry weight, micrograms per kilogram | 1,2,3,4,6,7,8-Heptachlorodibenzofuran | ug/kg | Recoverable |  |  |  | Dry |  | 2014-10-03
62305 | 1,2,3,4,7,8,9-Heptachlorodibenzofuran, soil, recoverable, dry weight, micrograms per kilogram | 1,2,3,4,7,8,9-Heptachlorodibenzofuran | ug/kg | Recoverable |  |  |  | Dry |  | 2014-10-03
62306 | 1,2,3,4,6,7,8,9-Octachlorodibenzofuran, soil, recoverable, dry weight, micrograms per kilogram | 1,2,3,4,6,7,8,9-Octachlorodibenzofuran | ug/kg | Recoverable |  |  |  | Dry |  | 2014-10-03
62307 | Tetrachlorodibenzo-p-dioxins (all isomers), soil, recoverable, dry weight, micrograms per kilogram | Tetrachlorodibenzo-p-dioxin | ug/kg | Recoverable |  |  |  | Dry |  | 2014-10-03
62308 | Pentachlorodibenzo-p-dioxins (all isomers), soil, recoverable, dry weight, micrograms per kilogram | Pentachlorodibenzo-p-dioxin | ug/kg | Recoverable |  |  |  | Dry |  | 2014-10-03
62309 | Hexachlorodibenzo-p-dioxins (all isomers), soil, recoverable, dry weight, micrograms per kilogram | Hexachlorodibenzo-p-dioxin | ug/kg | Recoverable |  |  |  | Dry |  | 2014-10-03
62310 | Heptachlorodibenzo-p-dioxins (all isomers), soil, recoverable, dry weight, micrograms per kilogram | Heptachlorodibenzo-p-dioxin | ug/kg | Recoverable |  |  |  | Dry |  | 2014-10-03
62311 | Tetrachlorodibenzofurans (all isomers), soil, recoverable, dry weight, micrograms per kilogram | Tetrachlorodibenzofuran | ug/kg | Recoverable |  |  |  | Dry |  | 2014-10-03
62312 | Pentachlorodibenzofurans (all isomers), soil, recoverable, dry weight, micrograms per kilogram | Pentachlorodibenzofuran | ug/kg | Recoverable |  |  |  | Dry |  | 2014-10-03
62313 | Hexachlorodibenzofurans (all isomers), soil, recoverable, dry weight, micrograms per kilogram | Hexachlorodibenzofuran | ug/kg | Recoverable |  |  |  | Dry |  | 2014-10-03
62314 | Heptachlorodibenzofurans (all isomers), soil, recoverable, dry weight, micrograms per kilogram | Heptachlorodibenzofuran | ug/kg | Recoverable |  |  |  | Dry |  | 2014-10-03
62315 | 2,3,7,8-Tetrachlorodibenzo-p-dioxin, soil, recoverable, dry weight, nanograms per kilogram | 2,3,7,8-Tetrachlorodibenzo-p-dioxin | ng/kg | Recoverable |  |  |  | Dry |  | 2014-10-03
62316 | 1,2,3,7,8-Pentachlorodibenzo-p-dioxin, soil, recoverable, dry weight, nanograms per kilogram | 1,2,3,7,8-Pentachlorodibenzo-p-dioxin | ng/kg | Recoverable |  |  |  | Dry |  | 2014-10-03
62317 | 1,2,3,4,7,8-Hexachlorodibenzo-p-dioxin, soil, recoverable, dry weight, nanograms per kilogram | 1,2,3,4,7,8-Hexachlorodibenzo-p-dioxin | ng/kg | Recoverable |  |  |  | Dry |  | 2014-10-03
62318 | 1,2,3,6,7,8-Hexachlorodibenzo-p-dioxin, soil, recoverable, dry weight, nanograms per kilogram | 1,2,3,6,7,8-Hexachlorodibenzo-p-dioxin | ng/kg | Recoverable |  |  |  | Dry |  | 2014-10-03
62319 | 1,2,3,7,8,9-Hexachlorodibenzo-p-dioxin, soil, recoverable, dry weight, nanograms per kilogram | 1,2,3,7,8,9-Hexachlorodibenzo-p-dioxin | ng/kg | Recoverable |  |  |  | Dry |  | 2014-10-03
62320 | 1,2,3,4,6,7,8-Heptachlorodibenzo-p-dioxin, soil, recoverable, dry weight, nanograms per kilogram | 1,2,3,4,6,7,8-Heptachlorodibenzo-p-dioxin | ng/kg | Recoverable |  |  |  | Dry |  | 2014-10-03
62321 | 1,2,3,4,6,7,8,9-Octachlorodibenzo-p-dioxin, soil, recoverable, dry weight, nanograms per kilogram | 1,2,3,4,6,7,8,9-Octachlorodibenzo-p-dioxin | ng/kg | Recoverable |  |  |  | Dry |  | 2014-10-03
62322 | 2,3,7,8-Tetrachlorodibenzofuran, soil, recoverable, dry weight, nanograms per kilogram | 2,3,7,8-Tetrachlorodibenzofuran | ng/kg | Recoverable |  |  |  | Dry |  | 2014-10-03
62323 | 1,2,3,7,8-Pentachlorodibenzofuran, soil, recoverable, dry weight, nanograms per kilogram | 1,2,3,7,8-Pentachlorodibenzofuran | ng/kg | Recoverable |  |  |  | Dry |  | 2014-10-03
62324 | 2,3,4,7,8-Pentachlorodibenzofuran, soil, recoverable, dry weight, nanograms per kilogram | 2,3,4,7,8-Pentachlorodibenzofuran | ng/kg | Recoverable |  |  |  | Dry |  | 2014-10-03
62325 | 1,2,3,4,7,8-Hexachlorodibenzofuran, soil, recoverable, dry weight, nanograms per kilogram | 1,2,3,4,7,8-Hexachlorodibenzofuran | ng/kg | Recoverable |  |  |  | Dry |  | 2014-10-03
62326 | 1,2,3,6,7,8-Hexachlorodibenzofuran, soil, recoverable, dry weight, nanograms per kilogram | 1,2,3,6,7,8-Hexachlorodibenzofuran | ng/kg | Recoverable |  |  |  | Dry |  | 2014-10-03
62327 | 1,2,3,7,8,9-Hexachlorodibenzofuran, soil, recoverable, dry weight, nanograms per kilogram | 1,2,3,7,8,9-Hexachlorodibenzofuran | ng/kg | Recoverable |  |  |  | Dry |  | 2014-10-03
62328 | 2,3,4,6,7,8-Hexachlorodibenzofuran, soil, recoverable, dry weight, nanograms per kilogram | 2,3,4,6,7,8-Hexachlorodibenzofuran | ng/kg | Recoverable |  |  |  | Dry |  | 2014-10-03
62329 | 1,2,3,4,6,7,8-Heptachlorodibenzofuran, soil, recoverable, dry weight, nanograms per kilogram | 1,2,3,4,6,7,8-Heptachlorodibenzofuran | ng/kg | Recoverable |  |  |  | Dry |  | 2014-10-03
62330 | 1,2,3,4,7,8,9-Heptachlorodibenzofuran, soil, recoverable, dry weight, nanograms per kilogram | 1,2,3,4,7,8,9-Heptachlorodibenzofuran | ng/kg | Recoverable |  |  |  | Dry |  | 2014-10-03
62331 | 1,2,3,4,6,7,8,9-Octachlorodibenzofuran, soil, recoverable, dry weight, nanograms per kilogram | 1,2,3,4,6,7,8,9-Octachlorodibenzofuran | ng/kg | Recoverable |  |  |  | Dry |  | 2014-10-03
62332 | Tetrachlorodibenzo-p-dioxins (all isomers), soil, recoverable, dry weight, nanograms per kilogram | Tetrachlorodibenzo-p-dioxin | ng/kg | Recoverable |  |  |  | Dry |  | 2014-10-03
62333 | Pentachlorodibenzo-p-dioxins (all isomers), soil, recoverable, dry weight, nanograms per kilogram | Pentachlorodibenzo-p-dioxin | ng/kg | Recoverable |  |  |  | Dry |  | 2014-10-03
62334 | Hexachlorodibenzo-p-dioxins (all isomers), soil, recoverable, dry weight, nanograms per kilogram | Hexachlorodibenzo-p-dioxin | ng/kg | Recoverable |  |  |  | Dry |  | 2014-10-03
62335 | Heptachlorodibenzo-p-dioxins (all isomers), soil, recoverable, dry weight, nanograms per kilogram | Heptachlorodibenzo-p-dioxin | ng/kg | Recoverable |  |  |  | Dry |  | 2014-10-03
62336 | Tetrachlorodibenzofurans (all isomers), soil, recoverable, dry weight, nanograms per kilogram | Tetrachlorodibenzofuran | ng/kg | Recoverable |  |  |  | Dry |  | 2014-10-03
62337 | Pentachlorodibenzofurans (all isomers), soil, recoverable, dry weight, nanograms per kilogram | Pentachlorodibenzofuran | ng/kg | Recoverable |  |  |  | Dry |  | 2014-10-03
62338 | Hexachlorodibenzofurans (all isomers), soil, recoverable, dry weight, nanograms per kilogram | Hexachlorodibenzofuran | ng/kg | Recoverable |  |  |  | Dry |  | 2014-10-03
62339 | Heptachlorodibenzofurans (all isomers), soil, recoverable, dry weight, nanograms per kilogram | Heptachlorodibenzofuran | ng/kg | Recoverable |  |  |  | Dry |  | 2014-10-03
62344 | Standard fish length, average of composite, biota, millimeters | Fish standard length | mm |  |  | Mean |  |  |  | 2014-10-03
62345 | Standard fish length, total of composite, biota, millimeters | Fish standard length | mm | Total | [5 empty] | 2014-10-03
62359 | Pheophytin a, periphyton, milligrams per square meter | Pheophytin a | mg/m2 | [6 empty] | 2014-10-03
62360 | Pheophytin a, phytoplankton, micrograms per liter | Pheophytin a | ug/l | [6 empty] | 2014-10-03
62361 | Chlorophyll, total, water, fluorometric, 650-700 nanometers, in situ sensor, micrograms per liter | Chlorophyll | ug/l | Total | [5 empty] | 2017-04-20
62370 | PCB congener 3, bed sediment smaller than 2 mm, recoverable, dry weight, micrograms per kilogram | 4-Chlorobiphenyl | ug/kg | Bed Sediment |  |  |  | Dry | < 2 mm | 2014-10-03
62371 | PCB congeners 4 plus 10, bed sediment smaller than 2 mm, recoverable, dry weight, micrograms per kilogram | PCB-4/10 | ug/kg | Bed Sediment |  |  |  | Dry | < 2 mm | 2014-10-03
62372 | PCB congener 6, bed sediment smaller than 2 mm, recoverable, dry weight, micrograms per kilogram | 2,3'-Dichlorobiphenyl | ug/kg | Bed Sediment |  |  |  | Dry | < 2 mm | 2014-10-03
62373 | PCB congeners 7 plus 9, bed sediment smaller than 2 mm, recoverable, dry weight, micrograms per kilogram | PCB-7/9 | ug/kg | Bed Sediment |  |  |  | Dry | < 2 mm | 2014-10-03
62374 | PCB congeners 8 plus 5, bed sediment smaller than 2 mm, recoverable, dry weight, micrograms per kilogram | PCB-5/8 | ug/kg | Bed Sediment |  |  |  | Dry | < 2 mm | 2014-10-03
62375 | PCB congeners 15 plus 17, bed sediment smaller than 2 mm, recoverable, dry weight, micrograms per kilogram | PCB-15/17 | ug/kg | Bed Sediment |  |  |  | Dry | < 2 mm | 2014-10-03
62376 | PCB congener 18, bed sediment smaller than 2 mm, recoverable, dry weight, micrograms per kilogram | 2,2',5-Trichlorobiphenyl | ug/kg | Bed Sediment |  |  |  | Dry | < 2 mm | 2014-10-03
62377 | PCB congener 19, bed sediment smaller than 2 mm, recoverable, dry weight, micrograms per kilogram | 2,2',6-Trichlorobiphenyl | ug/kg | Bed Sediment |  |  |  | Dry | < 2 mm | 2014-10-03
62378 | PCB congeners 24 plus 27, bed sediment smaller than 2 mm, recoverable, dry weight, micrograms per kilogram | PCB-24/27 | ug/kg | Bed Sediment |  |  |  | Dry | < 2 mm | 2014-10-03
62379 | PCB congeners 16 plus 32, bed sediment smaller than 2 mm, recoverable, dry weight, micrograms per kilogram | PCB-16/32 | ug/kg | Bed Sediment |  |  |  | Dry | < 2 mm | 2014-10-03
62380 | PCB congener 22, bed sediment smaller than 2 mm, recoverable, dry weight, micrograms per kilogram | 2,3,4'-Trichlorobiphenyl | ug/kg | Bed Sediment |  |  |  | Dry | < 2 mm | 2014-10-03
62381 | PCB congener 25, bed sediment smaller than 2 mm, recoverable, dry weight, micrograms per kilogram | 2,3',4-Trichlorobiphenyl | ug/kg | Bed Sediment |  |  |  | Dry | < 2 mm | 2014-10-03
62382 | PCB congener 26, bed sediment smaller than 2 mm, recoverable, dry weight, micrograms per kilogram | 2,3',5-Trichlorobiphenyl | ug/kg | Bed Sediment |  |  |  | Dry | < 2 mm | 2014-10-03
62383 | PCB congeners 28 plus 31, bed sediment smaller than 2 mm, recoverable, dry weight, micrograms per kilogram | PCB-28/31 | ug/kg | Bed Sediment |  |  |  | Dry | < 2 mm | 2014-10-03
62384 | PCB congener 33, bed sediment smaller than 2 mm, recoverable, dry weight, micrograms per kilogram | 2,3',4'-Trichlorobiphenyl | ug/kg | Bed Sediment |  |  |  | Dry | < 2 mm | 2014-10-03
62385 | PCB congener 40, bed sediment smaller than 2 mm, recoverable, dry weight, micrograms per kilogram | 2,2',3,3'-Tetrachlorobiphenyl | ug/kg | Bed Sediment |  |  |  | Dry | < 2 mm | 2014-10-03
62386 | PCB congeners 41 plus 64 plus 71, bed sediment smaller than 2 mm, recoverable, dry weight, micrograms per kilogram | PCB-41/64/71 | ug/kg | Bed Sediment |  |  |  | Dry | < 2 mm | 2014-10-03
62387 | PCB congeners 37 plus 42, bed sediment smaller than 2 mm, recoverable, dry weight, micrograms per kilogram | PCB-37/42 | ug/kg | Bed Sediment |  |  |  | Dry | < 2 mm | 2014-10-03
62388 | PCB congener 44, bed sediment smaller than 2 mm, recoverable, dry weight, micrograms per kilogram | 2,2',3,5'-Tetrachlorobiphenyl | ug/kg | Bed Sediment |  |  |  | Dry | < 2 mm | 2014-10-03
62389 | PCB congener 45, bed sediment smaller than 2 mm, recoverable, dry weight, micrograms per kilogram | 2,2',3,6-Tetrachlorobiphenyl | ug/kg | Bed Sediment |  |  |  | Dry | < 2 mm | 2014-10-03
62390 | PCB congener 46, bed sediment smaller than 2 mm, recoverable, dry weight, micrograms per kilogram | 2,2',3,6'-Tetrachlorobiphenyl | ug/kg | Bed Sediment |  |  |  | Dry | < 2 mm | 2014-10-03
62391 | PCB congeners 47 plus 48, bed sediment smaller than 2 mm, recoverable, dry weight, micrograms per kilogram | PCB-47/48 | ug/kg | Bed Sediment |  |  |  | Dry | < 2 mm | 2014-10-03
62392 | PCB congener 49, bed sediment smaller than 2 mm, recoverable, dry weight, micrograms per kilogram | 2,2',4,5'-Tetrachlorobiphenyl | ug/kg | Bed Sediment |  |  |  | Dry | < 2 mm | 2014-10-03
62393 | PCB congener 51, bed sediment smaller than 2 mm, recoverable, dry weight, micrograms per kilogram | 2,2',4,6'-Tetrachlorobiphenyl | ug/kg | Bed Sediment |  |  |  | Dry | < 2 mm | 2014-10-03
62394 | PCB congener 52, bed sediment smaller than 2 mm, recoverable, dry weight, micrograms per kilogram | 2,2',5,5'-Tetrachlorobiphenyl | ug/kg | Bed Sediment |  |  |  | Dry | < 2 mm | 2014-10-03
62395 | PCB congener 53, bed sediment smaller than 2 mm, recoverable, dry weight, micrograms per kilogram | 2,2',5,6'-Tetrachlorobiphenyl | ug/kg | Bed Sediment |  |  |  | Dry | < 2 mm | 2014-10-03
62396 | PCB congeners 56 plus 60, bed sediment smaller than 2 mm, recoverable, dry weight, micrograms per kilogram | PCB-56/60 | ug/kg | Bed Sediment |  |  |  | Dry | < 2 mm | 2014-10-03
62397 | PCB congener 63, bed sediment smaller than 2 mm, recoverable, dry weight, micrograms per kilogram | 2,3,4',5-Tetrachlorobiphenyl | ug/kg | Bed Sediment |  |  |  | Dry | < 2 mm | 2014-10-03
62398 | PCB congener 66, bed sediment smaller than 2 mm, recoverable, dry weight, micrograms per kilogram | 2,3',4,4'-Tetrachlorobiphenyl | ug/kg | Bed Sediment |  |  |  | Dry | < 2 mm | 2014-10-03
62399 | PCB congeners 70 plus 76, bed sediment smaller than 2 mm, recoverable, dry weight, micrograms per kilogram | PCB-70/76 | ug/kg | Bed Sediment |  |  |  | Dry | < 2 mm | 2014-10-03
62400 | PCB congener 74, bed sediment smaller than 2 mm, recoverable, dry weight, micrograms per kilogram | 2,4,4',5-Tetrachlorobiphenyl | ug/kg | Bed Sediment |  |  |  | Dry | < 2 mm | 2014-10-03
62401 | PCB congener 77, bed sediment smaller than 2 mm, recoverable, dry weight, micrograms per kilogram | 3,3',4,4'-Tetrachlorobiphenyl | ug/kg | Bed Sediment |  |  |  | Dry | < 2 mm | 2014-10-03
62402 | PCB congeners 77 plus 110, bed sediment smaller than 2 mm, recoverable, dry weight, micrograms per kilogram | PCB-77/110 | ug/kg | Bed Sediment |  |  |  | Dry | < 2 mm | 2014-10-03
62403 | PCB congener 82, bed sediment smaller than 2 mm, recoverable, dry weight, micrograms per kilogram | 2,2',3,3',4-Pentachlorobiphenyl | ug/kg | Bed Sediment |  |  |  | Dry | < 2 mm | 2014-10-03
62404 | PCB congener 83, bed sediment smaller than 2 mm, recoverable, dry weight, micrograms per kilogram | 2,2',3,3',5-Pentachlorobiphenyl | ug/kg | Bed Sediment |  |  |  | Dry | < 2 mm | 2014-10-03
62405 | PCB congener 85, bed sediment smaller than 2 mm, recoverable, dry weight, micrograms per kilogram | 2,2',3,4,4'-Pentachlorobiphenyl | ug/kg | Bed Sediment |  |  |  | Dry | < 2 mm | 2014-10-03
62406 | PCB congener 87, bed sediment smaller than 2 mm, recoverable, dry weight, micrograms per kilogram | 2,2',3,4,5'-Pentachlorobiphenyl | ug/kg | Bed Sediment |  |  |  | Dry | < 2 mm | 2014-10-03
62407 | PCB congener 89, bed sediment smaller than 2 mm, recoverable, dry weight, micrograms per kilogram | 2,2',3,4,6'-Pentachlorobiphenyl | ug/kg | Bed Sediment |  |  |  | Dry | < 2 mm | 2014-10-03
62408 | PCB congener 91, bed sediment smaller than 2 mm, recoverable, dry weight, micrograms per kilogram | 2,2',3,4',6-Pentachlorobiphenyl | ug/kg | Bed Sediment |  |  |  | Dry | < 2 mm | 2014-10-03
62409 | PCB congeners 92 plus 84, bed sediment smaller than 2 mm, recoverable, dry weight, micrograms per kilogram | PCB-84/92 | ug/kg | Bed Sediment |  |  |  | Dry | < 2 mm | 2014-10-03
62410 | PCB congener 95, bed sediment smaller than 2 mm, recoverable, dry weight, micrograms per kilogram | 2,2',3,5',6-Pentachlorobiphenyl | ug/kg | Bed Sediment |  |  |  | Dry | < 2 mm | 2014-10-03
62411 | PCB congener 97, bed sediment smaller than 2 mm, recoverable, dry weight, micrograms per kilogram | 2,2',3,4',5'-Pentachlorobiphenyl | ug/kg | Bed Sediment |  |  |  | Dry | < 2 mm | 2014-10-03
62412 | PCB congener 99, bed sediment smaller than 2 mm, recoverable, dry weight, micrograms per kilogram | 2,2',4,4',5-Pentachlorobiphenyl | ug/kg | Bed Sediment |  |  |  | Dry | < 2 mm | 2014-10-03
62413 | PCB congener 101, bed sediment smaller than 2 mm, recoverable, dry weight, micrograms per kilogram | 2,2',4,5,5'-Pentachlorobiphenyl | ug/kg | Bed Sediment |  |  |  | Dry | < 2 mm | 2014-10-03
62414 | PCB congener 105, bed sediment smaller than 2 mm, recoverable, dry weight, micrograms per kilogram | 2,3,3',4,4'-Pentachlorobiphenyl | ug/kg | Bed Sediment |  |  |  | Dry | < 2 mm | 2014-10-03
62415 | PCB congener 118, bed sediment smaller than 2 mm, recoverable, dry weight, micrograms per kilogram | 2,3',4,4',5-Pentachlorobiphenyl | ug/kg | Bed Sediment |  |  |  | Dry | < 2 mm | 2014-10-03
62416 | PCB congener 123, bed sediment smaller than 2 mm, recoverable, dry weight, micrograms per kilogram | 2,3',4,4',5'-Pentachlorobiphenyl | ug/kg | Bed Sediment |  |  |  | Dry | < 2 mm | 2014-10-03
62417 | PCB congeners 123 plus 149, bed sediment smaller than 2 mm, recoverable, dry weight, micrograms per kilogram | PCB-123/149 | ug/kg | Bed Sediment |  |  |  | Dry | < 2 mm | 2014-10-03
62418 | PCB congener 126, bed sediment smaller than 2 mm, recoverable, dry weight, micrograms per kilogram | 3,3',4,4',5-Pentachlorobiphenyl | ug/kg | Bed Sediment |  |  |  | Dry | < 2 mm | 2014-10-03
62419 | PCB congener 128, bed sediment smaller than 2 mm, recoverable, dry weight, micrograms per kilogram | 2,2',3,3',4,4'-Hexachlorobiphenyl | ug/kg | Bed Sediment |  |  |  | Dry | < 2 mm | 2014-10-03
62420 | PCB congeners 132 plus 153 plus 105, bed sediment smaller than 2 mm, recoverable, dry weight, micrograms per kilogram | PCB-105/132/153 | ug/kg | Bed Sediment |  |  |  | Dry | < 2 mm | 2014-10-03
62421 | PCB congeners 135 plus 144, bed sediment smaller than 2 mm, recoverable, dry weight, micrograms per kilogram | PCB-135/144 | ug/kg | Bed Sediment |  |  |  | Dry | < 2 mm | 2014-10-03
62422 | PCB congener 136, bed sediment smaller than 2 mm, recoverable, dry weight, micrograms per kilogram | 2,2',3,3',6,6'-Hexachlorobiphenyl | ug/kg | Bed Sediment |  |  |  | Dry | < 2 mm | 2014-10-03
62423 | PCB congeners 137 plus 176, bed sediment smaller than 2 mm, recoverable, dry weight, micrograms per kilogram | PCB-137/176 | ug/kg | Bed Sediment |  |  |  | Dry | < 2 mm | 2014-10-03
62424 | PCB congener 141, bed sediment smaller than 2 mm, recoverable, dry weight, micrograms per kilogram | 2,2',3,4,5,5'-Hexachlorobiphenyl | ug/kg | Bed Sediment |  |  |  | Dry | < 2 mm | 2014-10-03
62425 | PCB congener 146, bed sediment smaller than 2 mm, recoverable, dry weight, micrograms per kilogram | 2,2',3,4',5,5'-Hexachlorobiphenyl | ug/kg | Bed Sediment |  |  |  | Dry | < 2 mm | 2014-10-03
62426 | PCB congener 151, bed sediment smaller than 2 mm, recoverable, dry weight, micrograms per kilogram | 2,2',3,5,5',6-Hexachlorobiphenyl | ug/kg | Bed Sediment |  |  |  | Dry | < 2 mm | 2014-10-03
62427 | PCB congener 156, bed sediment smaller than 2 mm, recoverable, dry weight, micrograms per kilogram | 2,3,3',4,4',5-Hexachlorobiphenyl | ug/kg | Bed Sediment |  |  |  | Dry | < 2 mm | 2014-10-03
62428 | PCB congener 157, bed sediment smaller than 2 mm, recoverable, dry weight, micrograms per kilogram | 2,3,3',4,4',5'-Hexachlorobiphenyl | ug/kg | Bed Sediment |  |  |  | Dry | < 2 mm | 2014-10-03
62429 | PCB congener 158, bed sediment smaller than 2 mm, recoverable, dry weight, micrograms per kilogram | 2,3,3',4,4',6-Hexachlorobiphenyl | ug/kg | Bed Sediment |  |  |  | Dry | < 2 mm | 2014-10-03
62430 | PCB congeners 163 plus 138, bed sediment smaller than 2 mm, recoverable, dry weight, micrograms per kilogram | PCB-138/163 | ug/kg | Bed Sediment |  |  |  | Dry | < 2 mm | 2014-10-03
62431 | PCB congener 167, bed sediment smaller than 2 mm, recoverable, dry weight, micrograms per kilogram | 2,3',4,4',5,5'-Hexachlorobiphenyl | ug/kg | Bed Sediment |  |  |  | Dry | < 2 mm | 2014-10-03
62432 | PCB congener 169, bed sediment smaller than 2 mm, recoverable, dry weight, micrograms per kilogram | 3,3',4,4',5,5'-Hexachlorobiphenyl | ug/kg | Bed Sediment |  |  |  | Dry | < 2 mm | 2014-10-03
62433 | PCB congeners 170 plus 190, bed sediment smaller than 2 mm, recoverable, dry weight, micrograms per kilogram | PCB-170/190 | ug/kg | Bed Sediment |  |  |  | Dry | < 2 mm | 2014-10-03
62434 | PCB congener 172, bed sediment smaller than 2 mm, recoverable, dry weight, micrograms per kilogram | 2,2',3,3',4,5,5'-Heptachlorobiphenyl | ug/kg | Bed Sediment |  |  |  | Dry | < 2 mm | 2014-10-03
62435 | PCB congener 174, bed sediment smaller than 2 mm, recoverable, dry weight, micrograms per kilogram | 2,2',3,3',4,5,6'-Heptachlorobiphenyl | ug/kg | Bed Sediment |  |  |  | Dry | < 2 mm | 2014-10-03
62436 | PCB congener 177, bed sediment smaller than 2 mm, recoverable, dry weight, micrograms per kilogram | 2,2',3,3',4',5,6-Heptachlorobiphenyl | ug/kg | Bed Sediment |  |  |  | Dry | < 2 mm | 2020-01-21
62437 | PCB congener 178, bed sediment smaller than 2 mm, recoverable, dry weight, micrograms per kilogram | 2,2',3,3',5,5',6-Heptachlorobiphenyl | ug/kg | Bed Sediment |  |  |  | Dry | < 2 mm | 2014-10-03
62438 | PCB congener 180, bed sediment smaller than 2 mm, recoverable, dry weight, micrograms per kilogram | 2,2',3,4,4',5,5'-Heptachlorobiphenyl | ug/kg | Bed Sediment |  |  |  | Dry | < 2 mm | 2014-10-03
62439 | PCB congener 183, bed sediment smaller than 2 mm, recoverable, dry weight, micrograms per kilogram | 2,2',3,4,4',5',6-Heptachlorobiphenyl | ug/kg | Bed Sediment |  |  |  | Dry | < 2 mm | 2014-10-03
62440 | PCB congener 185, bed sediment smaller than 2 mm, recoverable, dry weight, micrograms per kilogram | 2,2',3,4,5,5',6-Heptachlorobiphenyl | ug/kg | Bed Sediment |  |  |  | Dry | < 2 mm | 2014-10-03
62441 | PCB congeners 187 plus 182, bed sediment smaller than 2 mm, recoverable, dry weight, micrograms per kilogram | PCB-182/187 | ug/kg | Bed Sediment |  |  |  | Dry | < 2 mm | 2014-10-03
62442 | PCB congener 193, bed sediment smaller than 2 mm, recoverable, dry weight, micrograms per kilogram | 2,3,3',4',5,5',6-Heptachlorobiphenyl | ug/kg | Bed Sediment |  |  |  | Dry | < 2 mm | 2014-10-03
62443 | PCB congener 194, bed sediment smaller than 2 mm, recoverable, dry weight, micrograms per kilogram | 2,2',3,3',4,4',5,5'-Octachlorobiphenyl | ug/kg | Bed Sediment |  |  |  | Dry | < 2 mm | 2014-10-03
62444 | PCB congener 198, bed sediment smaller than 2 mm, recoverable, dry weight, micrograms per kilogram | 2,2',3,3',4,5,5',6-Octachlorobiphenyl | ug/kg | Bed Sediment |  |  |  | Dry | < 2 mm | 2014-10-03
62445 | PCB congener 199, bed sediment smaller than 2 mm, recoverable, dry weight, micrograms per kilogram | 2,2',3,3',4,5,5',6'-Octachlorobiphenyl | ug/kg | Bed Sediment |  |  |  | Dry | < 2 mm | 2014-10-03
62446 | PCB congener 201, bed sediment smaller than 2 mm, recoverable, dry weight, micrograms per kilogram | 2,2',3,3',4,5',6,6'-Octachlorobiphenyl | ug/kg | Bed Sediment |  |  |  | Dry | < 2 mm | 2014-10-03
62447 | PCB congeners 202 plus 171, bed sediment smaller than 2 mm, recoverable, dry weight, micrograms per kilogram | PCB-171/202 | ug/kg | Bed Sediment |  |  |  | Dry | < 2 mm | 2014-10-03
62448 | PCB congeners 203 plus 196, bed sediment smaller than 2 mm, recoverable, dry weight, micrograms per kilogram | PCB-196/203 | ug/kg | Bed Sediment |  |  |  | Dry | < 2 mm | 2014-10-03
62449 | PCB congener 206, bed sediment smaller than 2 mm, recoverable, dry weight, micrograms per kilogram | 2,2',3,3',4,4',5,5',6-Nonachlorobiphenyl | ug/kg | Bed Sediment |  |  |  | Dry | < 2 mm | 2014-10-03
62450 | PCB congener 207, bed sediment smaller than 2 mm, recoverable, dry weight, micrograms per kilogram | 2,2',3,3',4,4',5,6,6'-Nonachlorobiphenyl | ug/kg | Bed Sediment |  |  |  | Dry | < 2 mm | 2014-10-03
62451 | PCB congeners 208 plus 195, bed sediment smaller than 2 mm, recoverable, dry weight, micrograms per kilogram | PCB-195/208 | ug/kg | Bed Sediment |  |  |  | Dry | < 2 mm | 2014-10-03
62452 | Arsenite, water, filtered, micrograms per liter as arsenic | Arsenite | ug/L as As | Dissolved | [5 empty] | 2015-01-05
62453 | Arsenate, water, filtered, micrograms per liter as arsenic | Arsenate | ug/L as As | Dissolved | [5 empty] | 2015-01-05
62454 | Monomethylarsonate ((CH3)HAsO3-), water, filtered, recoverable, micrograms per liter as arsenic | Monomethylarsonate | ug/L as As | Dissolved | [5 empty] | 2015-01-05
62455 | Dimethylarsinate ((CH3)2HAsO2), water, filtered, recoverable, micrograms per liter as arsenic | Cacodylic acid | ug/L as As | Dissolved | [5 empty] | 2014-10-03
62456 | Calcium, bed sediment, dry weight, milligrams per kilogram | Calcium | mg/kg | Bed Sediment |  |  |  | Dry |  | 2014-10-03
62457 | Potassium, bed sediment, dry weight, milligrams per kilogram | Potassium | mg/kg | Bed Sediment |  |  |  | Dry |  | 2014-10-03
62458 | Magnesium, bed sediment, dry weight, milligrams per kilogram | Magnesium | mg/kg | Bed Sediment |  |  |  | Dry |  | 2014-10-03
62459 | Sodium, bed sediment, dry weight, milligrams per kilogram | Sodium | mg/kg | Bed Sediment |  |  |  | Dry |  | 2014-10-03
62460 | Silica, bed sediment, dry weight, milligrams per kilogram | Silica | mg/kg | Bed Sediment |  |  |  | Dry |  | 2014-10-03
62461 | Organic carbon, bed sediment, dry weight, percent | Organic carbon | % by wt | Bed Sediment |  |  |  | Dry |  | 2014-10-03
62462 | Inorganic carbon, bed sediment, dry weight, percent | Inorganic carbon | % by wt | Bed Sediment |  |  |  | Dry |  | 2014-10-03
62463 | Carbon [inorganic plus organic], bed sediment, dry weight, percent | Carbon | % by wt | Bed Sediment |  |  |  | Dry |  | 2015-04-09
62464 | Total nitrogen [nitrate + nitrite + ammonia + organic-N], bed sediment, dry weight, percent | Nitrogen, mixed forms (NH3), (NH4), organic, (NO2) and (NO3) | % by wt | Bed Sediment |  |  |  | Dry |  | 2015-04-09
62465 | Bismuth, bed sediment, dry weight, milligrams per kilogram | Bismuth | mg/kg | Bed Sediment |  |  |  | Dry |  | 2014-10-03
62466 | Cerium, bed sediment, dry weight, milligrams per kilogram | Cerium | mg/kg | Bed Sediment |  |  |  | Dry |  | 2014-10-03
62467 | Europium, bed sediment, dry weight, milligrams per kilogram | Europium | mg/kg | Bed Sediment |  |  |  | Dry |  | 2014-10-03
62468 | Gallium, bed sediment, dry weight, milligrams per kilogram | Gallium | mg/kg | Bed Sediment |  |  |  | Dry |  | 2014-10-03
62469 | Holmium, bed sediment, dry weight, milligrams per kilogram | Holmium | mg/kg | Bed Sediment |  |  |  | Dry |  | 2014-10-03
62470 | Lanthanum, bed sediment, dry weight, milligrams per kilogram | Lanthanum | mg/kg | Bed Sediment |  |  |  | Dry |  | 2014-10-03
62471 | Thulium, bed sediment, dry weight, milligrams per kilogram | Thulium | mg/kg | Bed Sediment |  |  |  | Dry |  | 2014-10-03
62472 | Erbium, bed sediment, dry weight, milligrams per kilogram | Erbium | mg/kg | Bed Sediment |  |  |  | Dry |  | 2014-10-03
62473 | Dysprosium, bed sediment, dry weight, milligrams per kilogram | Dysprosium | mg/kg | Bed Sediment |  |  |  | Dry |  | 2014-10-03
62474 | Gadolinium, bed sediment, dry weight, milligrams per kilogram | Gadolinium | mg/kg | Bed Sediment |  |  |  | Dry |  | 2014-10-03
62475 | Rubidium, bed sediment, dry weight, milligrams per kilogram | Rubidium | mg/kg | Bed Sediment |  |  |  | Dry |  | 2014-10-03
62476 | Gold, bed sediment, dry weight, milligrams per kilogram | Gold | mg/kg | Bed Sediment |  |  |  | Dry |  | 2014-10-03
62477 | Cesium, bed sediment, dry weight, milligrams per kilogram | Cesium | mg/kg | Bed Sediment |  |  |  | Dry |  | 2014-10-03
62478 | Praseodymium, bed sediment, dry weight, milligrams per kilogram | Praseodymium | mg/kg | Bed Sediment |  |  |  | Dry |  | 2014-10-03
62479 | Samarium, bed sediment, dry weight, milligrams per kilogram | Samarium | mg/kg | Bed Sediment |  |  |  | Dry |  | 2014-10-03
62480 | Terbium, bed sediment, dry weight, milligrams per kilogram | Terbium | mg/kg | Bed Sediment |  |  |  | Dry |  | 2014-10-03
62481 | Flufenacet, water, filtered, recoverable, micrograms per liter | Flufenacet | ug/l | Dissolved | [5 empty] | 2014-10-03
62482 | Dimethenamid oxanilic acid, water, filtered, recoverable, micrograms per liter | Dimethenamid oxanilic acid | ug/l | Dissolved | [5 empty] | 2014-10-03
62483 | Flufenacet oxanilic acid, water, filtered, recoverable, micrograms per liter | Flufenacet OA | ug/l | Dissolved | [5 empty] | 2014-10-03
62484 | Estrone, water, filtered, recoverable, micrograms per liter | Estrone | ug/l | Dissolved | [5 empty] | 2014-10-03
62485 | 4-tert-Octylphenol monoethoxylate, water, unfiltered, recoverable, micrograms per liter | 2-[4-(1,1,3,3-Tetramethylbutyl)phenoxy]ethanol | ug/l | Total | [5 empty] | 2014-10-03
62486 | 4-tert-Octylphenol diethoxylate, water, unfiltered, recoverable, micrograms per liter | 2-[2-[4-(1,1,3,3-Tetramethylbutyl)phenoxy]ethoxy]ethanol | ug/l | Total | [5 empty] | 2014-10-03
62487 | Lead-210, sediment, dry weight, becquerels per gram | Lead-210 | bq/g |  |  |  |  | Dry |  | 2014-10-03
62488 | Lead-210 1-sigma precision estimate, sediment, dry weight, becquerels per gram | Lead-210 | bq/g |  |  | 1-Sigma CSU |  | Dry |  | 2014-10-03
62489 | Lead-210, soil, dry weight, becquerels per gram | Lead-210 | bq/g | Total |  |  |  | Dry |  | 2014-10-03
62490 | Lead-210 1-sigma precision estimate, soil, dry weight, becquerels per gram | Lead-210 | bq/g | Total |  | 1-Sigma CSU |  | Dry |  | 2014-10-03
62491 | Cesium-137, sediment, dry weight, becquerels per gram | Cesium-137 | bq/g |  |  |  |  | Dry |  | 2014-10-03
62492 | Cesium-137 1-sigma precision estimate, sediment, dry weight, becquerels per gram | Cesium-137 | bq/g |  |  | 1-Sigma CSU |  | Dry |  | 2014-10-03
62493 | Cesium-137, soil, dry weight, becquerels per gram | Cesium-137 | bq/g | Total |  |  |  | Dry |  | 2014-10-03
62494 | Cesium-137 1-sigma precision estimate, soil, dry weight, becquerels per gram | Cesium-137 | bq/g | Total |  | 1-Sigma CSU |  | Dry |  | 2014-10-03
62495 | Beryllium-7, sediment, dry weight, becquerels per gram | Beryllium-7 | bq/g |  |  |  |  | Dry |  | 2014-10-03
62496 | Beryllium-7 1-sigma precision estimate, sediment, dry weight, becquerels per gram | Beryllium-7 | bq/g |  |  | 1-Sigma CSU |  | Dry |  | 2014-10-03
62497 | Beryllium-7, soil, dry weight, becquerels per gram | Beryllium-7 | bq/g | Total |  |  |  | Dry |  | 2014-10-03
62498 | Beryllium-7 1-sigma precision estimate, soil, dry weight, becquerels per gram | Beryllium-7 | bq/g | Total |  | 1-Sigma CSU |  | Dry |  | 2014-10-03
62499 | Radium-226, sediment, dry weight, becquerels per gram | Radium-226 | bq/g |  |  |  |  | Dry |  | 2014-10-03
62500 | Radium-226 1-sigma precision estimate, sediment, dry weight, becquerels per gram | Radium-226 | bq/g |  |  | 1-Sigma CSU |  | Dry |  | 2014-10-03
62501 | Radium-226, soil, dry weight, becquerels per gram | Radium-226 | bq/g | Total |  |  |  | Dry |  | 2014-10-03
62502 | Radium-226 1-sigma precision estimate, soil, dry weight, becquerels per gram | Radium-226 | bq/g | Total |  | 1-Sigma CSU |  | Dry |  | 2014-10-03
62503 | Potassium-40, sediment, dry weight, becquerels per gram | Potassium-40 | bq/g |  |  |  |  | Dry |  | 2014-10-03
62504 | Potassium-40 1-sigma precision estimate, sediment, dry weight, becquerels per gram | Potassium-40 | bq/g |  |  | 1-Sigma CSU |  | Dry |  | 2014-10-03
62505 | Potassium-40, soil, dry weight, becquerels per gram | Potassium-40 | bq/g | Total |  |  |  | Dry |  | 2014-10-03
62506 | Potassium-40 1-sigma precision estimate, soil, dry weight, becquerels per gram | Potassium-40 | bq/g | Total |  | 1-Sigma CSU |  | Dry |  | 2014-10-03
62507 | 17a(H)-22,29,30-Trisnorhopane, bed sediment, recoverable, dry weight, micrograms per kilogram | 17a(H)-22,29,30-Trisnorhopane | ug/kg | Bed Sediment |  |  |  | Dry |  | 2014-10-03
62508 | 17a(H),21b(H)-Hopane, bed sediment, recoverable, dry weight, micrograms per kilogram | 17a(H),21b(H)-Hopane | ug/kg | Bed Sediment |  |  |  | Dry |  | 2014-10-03
62509 | 17b(H),21a(H)-Hopane, bed sediment, recoverable, dry weight, micrograms per kilogram | 17b(H),21a(H)-Hopane | ug/kg | Bed Sediment |  |  |  | Dry |  | 2014-10-03
62510 | 17b(H),21b(H)-Hopane, bed sediment, recoverable, dry weight, micrograms per kilogram | 17b(H),21b(H)-Hopane | ug/kg | Bed Sediment |  |  |  | Dry |  | 2014-10-03
62511 | 17b(H),21a(H)-30-Norhopane, bed sediment, recoverable, dry weight, micrograms per kilogram | 17b(H),21a(H)-30-Norhopane | ug/kg | Bed Sediment |  |  |  | Dry |  | 2014-10-03
62513 | 4a-Methyl-24R-ethyl-5a(H),14a(H),17a(H)-cholestane (C30), bed sediment, recoverable, dry weight, micrograms per kilogram | 4a-Methyl-24R-ethyl-5a(H),14a(H),17a(H)-cholestane | ug/kg | Bed Sediment |  |  |  | Dry |  | 2014-10-03
62514 | 4a-Methyl-5a(H),14a(H),17a(H)-cholestane (C28), bed sediment, recoverable, dry weight, micrograms per kilogram | 4a-Methyl-5a(H),14a(H),17a(H)-cholestane | ug/kg | Bed Sediment |  |  |  | Dry |  | 2014-10-03
62515 | 5b(H)-Cholane, bed sediment, recoverable, dry weight, micrograms per kilogram | 5b(H)-Cholane | ug/kg | Bed Sediment |  |  |  | Dry |  | 2014-10-03
62518 | n-Hexatriacontane (C36), bed sediment, recoverable, dry weight, micrograms per kilogram | Hexatriacontane | ug/kg | Bed Sediment |  |  |  | Dry |  | 2014-10-03
62520 | n-Decane (C10), bed sediment, recoverable, dry weight, micrograms per kilogram | Decane | ug/kg | Bed Sediment |  |  |  | Dry |  | 2014-10-03
62521 | n-Docosane (C22), bed sediment, recoverable, dry weight, micrograms per kilogram | Docosane | ug/kg | Bed Sediment |  |  |  | Dry |  | 2014-10-03
62522 | n-Dodecane (C12), bed sediment, recoverable, dry weight, micrograms per kilogram | Dodecane | ug/kg | Bed Sediment |  |  |  | Dry |  | 2014-10-03
62523 | n-Eicosane (C20), bed sediment, recoverable, dry weight, micrograms per kilogram | Eicosane | ug/kg | Bed Sediment |  |  |  | Dry |  | 2014-10-03
62524 | n-Hexacosane (C26), bed sediment, recoverable, dry weight, micrograms per kilogram | Hexacosane | ug/kg | Bed Sediment |  |  |  | Dry |  | 2014-10-03
62525 | n-Hexadecane (C16), bed sediment, recoverable, dry weight, micrograms per kilogram | Hexadecane | ug/kg | Bed Sediment |  |  |  | Dry |  | 2014-10-03
62526 | n-Nonadecane (C19), bed sediment, recoverable, dry weight, micrograms per kilogram | Nonadecane | ug/kg | Bed Sediment |  |  |  | Dry |  | 2014-10-03
62527 | n-Nonane (C9), bed sediment, recoverable, dry weight, micrograms per kilogram | Nonane | ug/kg | Bed Sediment |  |  |  | Dry |  | 2014-10-03
62528 | n-Octacosane (C28), bed sediment, recoverable, dry weight, micrograms per kilogram | Octacosane | ug/kg | Bed Sediment |  |  |  | Dry |  | 2014-10-03
62529 | n-Octadecane (C18), bed sediment, recoverable, dry weight, micrograms per kilogram | Octadecane | ug/kg | Bed Sediment |  |  |  | Dry |  | 2014-10-03
62530 | n-Tetracosane (C24), bed sediment, recoverable, dry weight, micrograms per kilogram | Tetracosane | ug/kg | Bed Sediment |  |  |  | Dry |  | 2014-10-03
62531 | n-Tetradecane (C14), bed sediment, recoverable, dry weight, micrograms per kilogram | Tetradecane | ug/kg | Bed Sediment |  |  |  | Dry |  | 2014-10-03
62532 | Phytane, bed sediment, recoverable, dry weight, micrograms per kilogram | Phytane | ug/kg | Bed Sediment |  |  |  | Dry |  | 2014-10-03
62533 | Pristane, bed sediment, recoverable, dry weight, micrograms per kilogram | Pristane | ug/kg | Bed Sediment |  |  |  | Dry |  | 2014-10-03
62534 | n-Triacontane (C30), bed sediment, recoverable, dry weight, micrograms per kilogram | Triacontane | ug/kg | Bed Sediment |  |  |  | Dry |  | 2014-10-03
62535 | 5-alpha-Androstane, surrogate, biomarker method, bed sediment, percent recovery | Androstane, (5.alpha.)- | % | Bed Sediment | [5 empty] | 2020-01-21
62538 | 1,2-Dimethylnaphthalene, bed sediment, recoverable, dry weight, micrograms per kilogram | 1,2-Dimethylnaphthalene | ug/kg | Bed Sediment |  |  |  | Dry |  | 2014-10-03
62539 | 1,6-Dimethylnaphthalene, bed sediment, recoverable, dry weight, micrograms per kilogram | 1,6-Dimethylnaphthalene | ug/kg | Bed Sediment |  |  |  | Dry |  | 2014-10-03
62540 | 1-Methyl-9H-fluorene, bed sediment, recoverable, dry weight, micrograms per kilogram | 1-Methylfluorene | ug/kg | Bed Sediment |  |  |  | Dry |  | 2014-10-03
62541 | 1-Methylphenanthrene, bed sediment, recoverable, dry weight, micrograms per kilogram | 1-Methylphenanthrene | ug/kg | Bed Sediment |  |  |  | Dry |  | 2014-10-03
62542 | 1-Methylpyrene, bed sediment, recoverable, dry weight, micrograms per kilogram | 1-Methylpyrene | ug/kg | Bed Sediment |  |  |  | Dry |  | 2014-10-03
62543 | 2,3,6-Trimethylnaphthalene, bed sediment, recoverable, dry weight, micrograms per kilogram | 2,3,6-Trimethylnaphthalene | ug/kg | Bed Sediment |  |  |  | Dry |  | 2014-10-03
62544 | 2,6-Dimethylnaphthalene, bed sediment, recoverable, dry weight, micrograms per kilogram | 2,6-Dimethylnaphthalene | ug/kg | Bed Sediment |  |  |  | Dry |  | 2014-10-03
62545 | 2-Ethylnaphthalene, bed sediment, recoverable, dry weight, micrograms per kilogram | 2-Ethylnaphthalene | ug/kg | Bed Sediment |  |  |  | Dry |  | 2014-10-03
62546 | 2-Methylanthracene, bed sediment, recoverable, dry weight, micrograms per kilogram | 2-Methylanthracene | ug/kg | Bed Sediment |  |  |  | Dry |  | 2014-10-03
62547 | 4H-Cyclopenta[def]phenanthrene, bed sediment, recoverable, dry weight, micrograms per kilogram | 4H-Cyclopenta[def]phenanthrene | ug/kg | Bed Sediment |  |  |  | Dry |  | 2014-10-03
62548 | 9H-Fluorene, bed sediment, recoverable, dry weight, micrograms per kilogram | Fluorene | ug/kg | Bed Sediment |  |  |  | Dry |  | 2014-10-03
62549 | Acenaphthene, bed sediment, recoverable, dry weight, micrograms per kilogram | Acenaphthene | ug/kg | Bed Sediment |  |  |  | Dry |  | 2014-10-03
62550 | Acenaphthylene, bed sediment, recoverable, dry weight, micrograms per kilogram | Acenaphthylene | ug/kg | Bed Sediment |  |  |  | Dry |  | 2014-10-03
62551 | Anthracene, bed sediment, recoverable, dry weight, micrograms per kilogram | Anthracene | ug/kg | Bed Sediment |  |  |  | Dry |  | 2014-10-03
62552 | Benzo[a]anthracene, bed sediment, recoverable, dry weight, micrograms per kilogram | Benz[a]anthracene | ug/kg | Bed Sediment |  |  |  | Dry |  | 2014-10-03
62553 | Benzo[a]pyrene, bed sediment, recoverable, dry weight, micrograms per kilogram | Benzo[a]pyrene | ug/kg | Bed Sediment |  |  |  | Dry |  | 2014-10-03
62554 | Benzo[b]fluoranthene, bed sediment, recoverable, dry weight, micrograms per kilogram | Benzo(b)fluoranthene | ug/kg | Bed Sediment |  |  |  | Dry |  | 2014-10-03
62555 | Benzo[e]pyrene, bed sediment, recoverable, dry weight, micrograms per kilogram | Benzo[e]pyrene | ug/kg | Bed Sediment |  |  |  | Dry |  | 2014-10-03
62556 | Benzo[ghi]perylene, bed sediment, recoverable, dry weight, micrograms per kilogram | Benzo[g,h,i]perylene | ug/kg | Bed Sediment |  |  |  | Dry |  | 2020-01-21
62557 | Benzo[k]fluoranthene, bed sediment, recoverable, dry weight, micrograms per kilogram | Benzo[k]fluoranthene | ug/kg | Bed Sediment |  |  |  | Dry |  | 2014-10-03
62558 | Chrysene, bed sediment, recoverable, dry weight, micrograms per kilogram | Chrysene | ug/kg | Bed Sediment |  |  |  | Dry |  | 2014-10-03
62559 | Coronene, bed sediment, recoverable, dry weight, micrograms per kilogram | Coronene | ug/kg | Bed Sediment |  |  |  | Dry |  | 2014-10-03
62560 | Dibenzo[a,h]anthracene, bed sediment, recoverable, dry weight, micrograms per kilogram | Dibenz[a,h]anthracene | ug/kg | Bed Sediment |  |  |  | Dry |  | 2014-10-03
62561 | Fluoranthene, bed sediment, recoverable, dry weight, micrograms per kilogram | Fluoranthene | ug/kg | Bed Sediment |  |  |  | Dry |  | 2014-10-03
62562 | Indeno[1,2,3-cd]pyrene, bed sediment, recoverable, dry weight, micrograms per kilogram | Indeno[1,2,3-cd]pyrene | ug/kg | Bed Sediment |  |  |  | Dry |  | 2014-10-03
62563 | Naphthalene, bed sediment, recoverable, dry weight, micrograms per kilogram | Naphthalene | ug/kg | Bed Sediment |  |  |  | Dry |  | 2014-10-03
62564 | p-Cresol, bed sediment, recoverable, dry weight, micrograms per kilogram | p-Cresol | ug/kg | Bed Sediment |  |  |  | Dry |  | 2014-10-03
62565 | Perylene, bed sediment, recoverable, dry weight, micrograms per kilogram | Perylene | ug/kg | Bed Sediment |  |  |  | Dry |  | 2014-10-03
62566 | Phenanthrene, bed sediment, recoverable, dry weight, micrograms per kilogram | Phenanthrene | ug/kg | Bed Sediment |  |  |  | Dry |  | 2014-10-03
62567 | Phenol, bed sediment, recoverable, dry weight, micrograms per kilogram | Phenol | ug/kg | Bed Sediment |  |  |  | Dry |  | 2014-10-03
62568 | Pyrene, bed sediment, recoverable, dry weight, micrograms per kilogram | Pyrene | ug/kg | Bed Sediment |  |  |  | Dry |  | 2014-10-03
62569 | C1-alkylated naphthalene isomers, bed sediment, recoverable, dry weight, micrograms per kilogram | Methylnaphthalene | ug/kg | Bed Sediment |  |  |  | Dry |  | 2014-10-03
62570 | C1-alkylated phenanthrene & anthracene isomers, bed sediment, recoverable, dry weight, micrograms per kilogram | C1-Phenanthrenes/anthracenes | ug/kg | Bed Sediment |  |  |  | Dry |  | 2014-10-03
62571 | C1-alkylated fluoranthene & pyrene isomers, bed sediment, recoverable, dry weight, micrograms per kilogram | C1-Fluoranthenes/pyrenes | ug/kg | Bed Sediment |  |  |  | Dry |  | 2014-10-03
62572 | C1-alkylated benzo[a]anthracene & chrysene isomers, bed sediment, recoverable, dry weight, micrograms per kg | C1-MW 228 PAH | ug/kg | Bed Sediment |  |  |  | Dry |  | 2017-01-05
62573 | C1-alkylated benzopyrene & perylene isomers, bed sediment, recoverable, dry weight, micrograms per kilogram | C1-Benzopyrenes/perylenes | ug/kg | Bed Sediment |  |  |  | Dry |  | 2014-10-03
62574 | C2-alkylated naphthalene isomers, bed sediment, recoverable, dry weight, micrograms per kilogram | C2-Naphthalenes | ug/kg | Bed Sediment |  |  |  | Dry |  | 2014-10-03
62575 | C2-alkylated phenanthrene & anthracene isomers, bed sediment, recoverable, dry weight, micrograms per kilogram | C2-Phenanthrenes/anthracenes | ug/kg | Bed Sediment |  |  |  | Dry |  | 2014-10-03
62576 | C2-alkylated fluoranthene & pyrene isomers, bed sediment, recoverable, dry weight, micrograms per kilogram | C2-Fluoranthenes/pyrenes | ug/kg | Bed Sediment |  |  |  | Dry |  | 2014-10-03
62577 | C2-alkylated benzo[a]anthracene & chrysene isomers, bed sediment, recoverable, dry weight, micrograms per kg | C2-Benzo[a]anthracenes/chrysenes | ug/kg | Bed Sediment |  |  |  | Dry |  | 2014-10-03
62578 | C2-alkylated benzopyrene & perylene isomers, bed sediment, recoverable, dry weight, micrograms per kilogram | C2-Benzopyrenes/perylenes | ug/kg | Bed Sediment |  |  |  | Dry |  | 2014-10-03
62579 | C3-alkylated naphthalene isomers, bed sediment, recoverable, dry weight, micrograms per kilogram | C3-Naphthalenes | ug/kg | Bed Sediment |  |  |  | Dry |  | 2014-10-03
62580 | C3-alkylated phenanthrene & anthracene isomers, bed sediment, recoverable, dry weight, micrograms per kilogram | C3-Phenanthrenes/anthracenes | ug/kg | Bed Sediment |  |  |  | Dry |  | 2014-10-03
62581 | C3-alkylated fluoranthene & pyrene isomers, bed sediment, recoverable, dry weight, micrograms per kilogram | C3-Fluoranthenes/pyrenes | ug/kg | Bed Sediment |  |  |  | Dry |  | 2014-10-03
62582 | C3-alkylated benzo[a]anthracene & chrysene isomers, bed sediment, recoverable, dry weight, micrograms per kg | C3-Benzo[a]anthracenes/chrysenes | ug/kg | Bed Sediment |  |  |  | Dry |  | 2014-10-03
62583 | C3-alkylated benzopyrene & perylene isomers, bed sediment, recoverable, dry weight, micrograms per kilogram | C3-Benzopyrenes/perylenes | ug/kg | Bed Sediment |  |  |  | Dry |  | 2014-10-03
62584 | C4-alkylated naphthalene isomers, bed sediment, recoverable, dry weight, micrograms per kilogram | C4-Naphthalenes | ug/kg | Bed Sediment |  |  |  | Dry |  | 2014-10-03
62585 | C4-alkylated phenanthrene & anthracene isomers, bed sediment, recoverable, dry weight, micrograms per kilogram | C4-Phenanthrenes/anthracenes | ug/kg | Bed Sediment |  |  |  | Dry |  | 2014-10-03
62586 | C4-alkylated fluoranthene & pyrene isomers, bed sediment, recoverable, dry weight, micrograms per kilogram | C4-Fluoranthenes/pyrenes | ug/kg | Bed Sediment |  |  |  | Dry |  | 2014-10-03
62587 | C4-alkylated benzo[a]anthracene & chrysene isomers, bed sediment, recoverable, dry weight, micrograms per kg | C4-Benzo[a]anthracenes/chrysenes | ug/kg | Bed Sediment |  |  |  | Dry |  | 2014-10-03
62588 | C4-alkylated benzopyrene & perylene isomers, bed sediment, recoverable, dry weight, micrograms per kilogram | C4-Benzopyrenes/perylenes | ug/kg | Bed Sediment |  |  |  | Dry |  | 2014-10-03
62589 | C5-alkylated naphthalene isomers, bed sediment, recoverable, dry weight, micrograms per kilogram | C5-Naphthalenes | ug/kg | Bed Sediment |  |  |  | Dry |  | 2014-10-03
62590 | C5-alkylated phenanthrene & anthracene isomers, bed sediment, recoverable, dry weight, micrograms per kilogram | C5-Phenanthrenes/anthracenes | ug/kg | Bed Sediment |  |  |  | Dry |  | 2014-10-03
62591 | C5-alkylated fluoranthene & pyrene isomers, bed sediment, recoverable, dry weight, micrograms per kilogram | C5-Fluoranthenes/pyrenes | ug/kg | Bed Sediment |  |  |  | Dry |  | 2014-10-03
62592 | C5-alkylated benzo[a]anthracene & chrysene isomers, bed sediment, recoverable, dry weight, micrograms per kg | C5-Benzo[a]anthracenes/chrysenes | ug/kg | Bed Sediment |  |  |  | Dry |  | 2014-10-03
62593 | C5-alkylated benzopyrene & perylene isomers, bed sediment, recoverable, dry weight, micrograms per kilogram | C5-Benzopyrenes/perylenes | ug/kg | Bed Sediment |  |  |  | Dry |  | 2014-10-03
62594 | 2-Fluorobiphenyl, surrogate, bed sediment, PAH method, percent recovery | 2-Fluorobiphenyl | % | Bed Sediment | [5 empty] | 2014-10-03
62595 | Nitrobenzene-d5, surrogate, bed sediment, PAH method, percent recovery | Nitrobenzene-D5 | % | Bed Sediment | [5 empty] | 2014-10-03
62596 | p-Terphenyl-d14, surrogate, bed sediment, PAH method, percent recovery | p-Terphenyl-d14 | % | Bed Sediment | [5 empty] | 2014-10-03
62599 | Nitrobenzene-d5, surrogate, semivolatile method 1494, water, unfiltered, percent recovery | Nitrobenzene-D5 | % | Total | [5 empty] | 2014-10-03
62600 | Water level elevation above NGVD 1929, corrected for barometric pressure, feet | Elevation, water surface, MSL | ft | [6 empty] | 2020-01-21
62601 | Water level elevation above NGVD 1929, inclined (non-vertical) well, feet | Elevation, water surface, MSL | ft | [6 empty] | 2020-01-21
62602 | Barometric pressure, corrected to sea level, inches of mercury | Barometric pressure | in/Hg | [6 empty] | 2014-10-03
62603 | Barometric pressure, uncorrected, inches of mercury | Barometric pressure | in/Hg | [6 empty] | 2014-10-03
62604 | Barometric pressure, corrected to sea level, inches of water | Barometric pressure | in/H2O | [6 empty] | 2014-10-03
62605 | Barometric pressure, uncorrected, inches of water | Barometric pressure | in/H2O | [6 empty] | 2014-10-03
62606 | Barometric pressure, corrected to sea level, kilopascals | Barometric pressure | kPa | [6 empty] | 2014-10-03
62607 | Barometric pressure, uncorrected, kilopascals | Barometric pressure | kPa | [6 empty] | 2014-10-03
62610 | Groundwater level above NGVD 1929, feet | Elevation, groundwater surface, MSL | ft | [6 empty] | 2020-01-21
62611 | Groundwater level above NAVD 1988, feet | Elevation, groundwater surface, MSL | ft | [6 empty] | 2020-01-21
62612 | Groundwater level above NGVD 1929, meters | Elevation, groundwater surface, MSL | m | [6 empty] | 2020-01-21
62613 | Groundwater level above NAVD 1988, meters | Elevation, groundwater surface, MSL | m | [6 empty] | 2020-01-21
62614 | Lake or reservoir water surface elevation above NGVD 1929, feet | Elevation, water surface, MSL | ft | [6 empty] | 2020-01-21
62615 | Lake or reservoir water surface elevation above NAVD 1988, feet | Elevation, water surface, MSL | ft | [6 empty] | 2020-01-21
62616 | Lake or reservoir water surface elevation above NGVD 1929, meters | Elevation, water surface, MSL | m | [6 empty] | 2020-01-21
62617 | Lake or reservoir water surface elevation above NAVD 1988, meters | Elevation, water surface, MSL | m | [6 empty] | 2020-01-21
62619 | Estuary or ocean water surface elevation above NGVD 1929, feet | Elevation, water surface, MSL | ft | [6 empty] | 2020-01-21
62620 | Estuary or ocean water surface elevation above NAVD 1988, feet | Elevation, water surface, MSL | ft | [6 empty] | 2020-01-21
62621 | Estuary or ocean water surface elevation above NGVD 1929, meters | Elevation, water surface, MSL | m | [6 empty] | 2020-01-21
62622 | Estuary or ocean water surface elevation above NAVD 1988, meters | Elevation, water surface, MSL | m | [6 empty] | 2020-01-21
62623 | Tide stage, above datum, feet | Tide stage | ft | [6 empty] | 2015-10-02
62624 | Tide stage, above datum, meters | Tide stage | m | [6 empty] | 2015-10-02
62625 | Wind speed, meters per second | Wind velocity | m/sec | [6 empty] | 2017-01-05
62626 | Americium-241 2-sigma combined uncertainty, bed sediment, dry weight, picocuries per gram | Americium-241 | pCi/g | Bed Sediment |  | 2-Sigma CSU |  | Dry |  | 2014-10-03
62627 | Gross alpha radioactivity 2-sigma combined uncertainty, water, unfiltered, picocuries per liter | Alpha particle | pCi/L | Total |  | 2-Sigma CSU |  |  |  | 2014-10-03
62628 | Gross beta radioactivity 2-sigma combined uncertainty, water, unfiltered, picocuries per liter | Beta particle | pCi/L | Total |  | 2-Sigma CSU |  |  |  | 2014-10-03
62629 | Strontium-90 2-sigma combined uncertainty, bed sediment, dry weight, picocuries per gram | Strontium-90 | pCi/g | Bed Sediment |  | 2-Sigma CSU |  | Dry |  | 2014-10-03
62630 | Thorium-228 2-sigma combined uncertainty, water, unfiltered, picocuries per liter | Thorium-228 | pCi/L | Total |  | 2-Sigma CSU |  |  |  | 2014-10-03
62631 | Thorium-230 2-sigma combined uncertainty, water, unfiltered, picocuries per liter | Thorium-230 | pCi/L | Total |  | 2-Sigma CSU |  |  |  | 2014-10-03
62632 | Thorium-232 2-sigma combined uncertainty, water, unfiltered, picocuries per liter | Thorium-232 | pCi/L | Total |  | 2-Sigma CSU |  |  |  | 2014-10-03
62633 | Uranium-234 2-sigma combined uncertainty, water, unfiltered, picocuries per liter | Uranium-234 | pCi/L | Total |  | 2-Sigma CSU |  |  |  | 2014-10-03
62634 | Uranium-235 2-sigma combined uncertainty, water, unfiltered, picocuries per liter | Uranium-235 | pCi/L | Total |  | 2-Sigma CSU |  |  |  | 2014-10-03
62635 | Uranium-238 2-sigma combined uncertainty, water, unfiltered, picocuries per liter | Uranium | pCi/L | Total |  | 2-Sigma CSU |  |  |  | 2020-01-21
62636 | Gross alpha radioactivity, 72 hour count, water, filtered, Th-230 curve, picocuries per liter | Alpha particle | pCi/L | Dissolved |  |  | 72 Hour |  |  | 2015-04-09
62637 | Gross alpha radioactivity 2-sigma combined uncertainty, 72 hour count, water, filtered, Th-230 curve, picocuries per liter | Alpha particle | pCi/L | Dissolved |  | 2-Sigma CSU | 72 Hour |  |  | 2014-10-03
62638 | Gross alpha radioactivity minimum detectable concentration, 72 hour count, water, filtered, Th-230 curve, picocuries per liter | Alpha particle | pCi/L | Dissolved |  |  | 72 Hour |  |  | 2014-10-03
62639 | Gross alpha radioactivity, 30 day count, water, filtered, Th-230 curve, picocuries per liter | Alpha particle | pCi/L | Dissolved |  |  | 30 Day |  |  | 2015-04-09
62640 | Gross alpha radioactivity 2-sigma combined uncertainty, 30 day count, water, filtered, Th-230 curve, picocuries per liter | Alpha particle | pCi/L | Dissolved |  | 2-Sigma CSU | 30 Day |  |  | 2014-10-03
62641 | Gross alpha radioactivity minimum detectable concentration, 30 day count, water, filtered, Th-230 curve, picocuries per liter | Alpha particle | pCi/L | Dissolved |  |  | 30 Day |  |  | 2014-10-03
62642 | Gross beta radioactivity, 72 hour count, water, filtered, Cs-137 curve, picocuries per liter | Beta particle | pCi/L | Dissolved |  |  | 72 Hour |  |  | 2015-04-09
62643 | Gross beta radioactivity 2-sigma combined uncertainty, 72 hour count, water, filtered, Cs-137 curve, picocuries per liter | Beta particle | pCi/L | Dissolved |  | 2-Sigma CSU | 72 Hour |  |  | 2014-10-03
62644 | Gross beta radioactivity minimum detectable concentration, 72 hour count, water, filtered, Cs-137 curve, picocuries per liter | Beta particle | pCi/L | Dissolved |  |  | 72 Hour |  |  | 2014-10-03
62645 | Gross beta radioactivity, 30 day count, water, filtered, Cs-137 curve, picocuries per liter | Beta particle | pCi/L | Dissolved |  |  | 30 Day |  |  | 2015-04-09
62646 | Gross beta radioactivity 2-sigma combined uncertainty, 30 day count, water, filtered, Cs-137 curve, picocuries per liter | Beta particle | pCi/L | Dissolved |  | 2-Sigma CSU | 30 Day |  |  | 2014-10-03
62647 | Gross beta radioactivity minimum detectable concentration, 30 day count, water, filtered, Cs-137 curve, picocuries per liter | Beta particle | pCi/L | Dissolved |  |  | 30 Day |  |  | 2014-10-03
62649 | Aminomethylphosphonic acid, water, filtered (0.7 micron glass fiber filter), recoverable, micrograms per liter | Aminomethylphosphonic acid | ug/l | Dissolved | [5 empty] | 2014-10-03
62650 | Anhydrochlortetracycline, water, filtered (0.7 micron glass fiber filter), recoverable, micrograms per liter | Anhydrochlortetracycline | ug/l | Dissolved | [5 empty] | 2014-10-03
62651 | Anhydrotetracycline, water, filtered (0.7 micron glass fiber filter), recoverable, micrograms per liter | Anhydrotetracycline | ug/l | Dissolved | [5 empty] | 2014-10-03
62652 | Aspon, water, filtered (0.7 micron glass fiber filter), recoverable, micrograms per liter | Tetrapropyl dithiopyrophosphate | ug/l | Dissolved | [5 empty] | 2014-10-03
62653 | Aspon, soil, recoverable, dry weight, micrograms per kilogram | Tetrapropyl dithiopyrophosphate | ug/kg | Recoverable |  |  |  | Dry |  | 2014-10-03
62654 | Azinphos-ethyl, water, filtered (0.7 micron glass fiber filter), recoverable, micrograms per liter | Azinphos-ethyl | ug/l | Dissolved | [5 empty] | 2014-10-03
62655 | Azinphos-ethyl, soil, recoverable, dry weight, micrograms per kilogram | Azinphos-ethyl | ug/kg | Recoverable |  |  |  | Dry |  | 2014-10-03
62656 | Benzoic acid, water, filtered (0.7 micron glass fiber filter), recoverable, micrograms per liter | Benzoic acid | ug/l | Dissolved | [5 empty] | 2014-10-03
62657 | Benzoic acid, soil, recoverable, dry weight, micrograms per kilogram | Benzoic acid | ug/kg | Recoverable |  |  |  | Dry |  | 2014-10-03
62658 | Carbadox, water, filtered (0.7 micron glass fiber filter), recoverable, micrograms per liter | Carbadox | ug/l | Dissolved | [5 empty] | 2014-10-03
62659 | Carbophenothion, water, filtered (0.7 micron glass fiber filter), recoverable, micrograms per liter | Carbophenothion | ug/l | Dissolved | [5 empty] | 2014-10-03
62660 | Carbophenothion, soil, recoverable, dry weight, micrograms per kilogram | Carbophenothion | ug/kg | Recoverable |  |  |  | Dry |  | 2014-10-03
62661 | Chlorfenvinphos, water, filtered (0.7 micron glass fiber filter), recoverable, micrograms per liter | Chlorfenvinphos | ug/l | Dissolved | [5 empty] | 2014-10-03
62662 | Chlorfenvinphos, soil, recoverable, dry weight, micrograms per kilogram | Chlorfenvinphos | ug/kg | Recoverable |  |  |  | Dry |  | 2014-10-03
62663 | Chlorpyrifos-methyl, water, filtered (0.7 micron glass fiber filter), recoverable, micrograms per liter | Chlorpyrifos-methyl | ug/l | Dissolved | [5 empty] | 2014-10-03
62664 | Chlorpyrifos-methyl, soil, recoverable, dry weight, micrograms per kilogram | Chlorpyrifos-methyl | ug/kg | Recoverable |  |  |  | Dry |  | 2014-10-03
62665 | cis-Chlordane, water, filtered (0.7 micron glass fiber filter), recoverable, micrograms per liter | cis-Chlordane | ug/l | Dissolved | [5 empty] | 2014-10-03
62666 | Coumaphos, water, filtered (0.7 micron glass fiber filter), recoverable, micrograms per liter | Coumaphos | ug/l | Dissolved | [5 empty] | 2014-10-03
62667 | Coumaphos, soil, recoverable, dry weight, micrograms per kilogram | Coumaphos | ug/kg | Recoverable |  |  |  | Dry |  | 2014-10-03
62668 | p,p'-DDD, water, filtered (0.7 micron glass fiber filter), recoverable, micrograms per liter | p,p'-DDD | ug/l | Dissolved | [5 empty] | 2014-10-03
62669 | p,p'-DDD, soil, recoverable, dry weight, micrograms per kilogram | p,p'-DDD | ug/kg | Recoverable |  |  |  | Dry |  | 2014-10-03
62670 | p,p'-DDE, water, filtered (0.7 micron glass fiber filter), recoverable, micrograms per liter | p,p'-DDE | ug/l | Dissolved | [5 empty] | 2014-10-03
62671 | p,p'-DDE, soil, recoverable, dry weight, micrograms per kilogram | p,p'-DDE | ug/kg | Recoverable |  |  |  | Dry |  | 2014-10-03
62672 | p,p'-DDT, water, filtered (0.7 micron glass fiber filter), recoverable, micrograms per liter | p,p'-DDT | ug/l | Dissolved | [5 empty] | 2014-10-03
62673 | p,p'-DDT, soil, recoverable, dry weight, micrograms per kilogram | p,p'-DDT | ug/kg | Recoverable |  |  |  | Dry |  | 2014-10-03
62674 | Chlorodiamino-s-triazine, water, filtered (0.7 micron glass fiber filter), recoverable, micrograms per liter | 2-Chloro-4,6-diamino-s-triazine | ug/l | Dissolved | [5 empty] | 2014-10-03
62675 | Chlorodiamino-s-triazine, soil, recoverable, dry weight, micrograms per kilogram | 2-Chloro-4,6-diamino-s-triazine | ug/kg | Recoverable |  |  |  | Dry |  | 2014-10-03
62676 | 2-Hydroxy-4-isopropylamino-6-amino-s-triazine, water, filtered (0.7 micron glass fiber filter), recoverable, micrograms per liter | Deethylhydroxyatrazine | ug/l | Dissolved | [5 empty] | 2020-01-21
62677 | 2-Hydroxy-4-isopropylamino-6-amino-s-triazine, soil, recoverable, dry weight, micrograms per kilogram | Deethylhydroxyatrazine | ug/kg | Recoverable |  |  |  | Dry |  | 2020-01-21
62678 | 2-Hydroxy-6-ethylamino-4-amino-s-triazine, water, filtered (0.7 micron glass fiber filter), recoverable, micrograms per liter | Deisopropylhydroxyatrazine | ug/l | Dissolved | [5 empty] | 2020-01-21
62679 | 2-Hydroxy-6-ethylamino-4-amino-s-triazine, soil, recoverable, dry weight, micrograms per kilogram | Deisopropylhydroxyatrazine | ug/kg | Recoverable |  |  |  | Dry |  | 2020-01-21
62680 | Demeclocycline, water, filtered (0.7 micron glass fiber filter), recoverable, micrograms per liter | Demeclocycline | ug/l | Dissolved | [5 empty] | 2014-10-03
62681 | Demeclocycline, soil, recoverable, dry weight, micrograms per kilogram | Demeclocycline | ug/kg | Recoverable |  |  |  | Dry |  | 2014-10-03
62682 | Diazinon, water, filtered (0.7 micron glass fiber filter), recoverable, micrograms per liter | Diazinon | ug/l | Dissolved | [5 empty] | 2014-10-03
62683 | Diazinon, soil, recoverable, dry weight, micrograms per kilogram | Diazinon | ug/kg | Recoverable |  |  |  | Dry |  | 2014-10-03
62684 | Diazoxon, water, filtered (0.7 micron glass fiber filter), recoverable, micrograms per liter | Diazoxon | ug/l | Dissolved | [5 empty] | 2014-10-03
62685 | Diazoxon, soil, recoverable, dry weight, micrograms per kilogram | Diazoxon | ug/kg | Recoverable |  |  |  | Dry |  | 2014-10-03
62686 | Dichlorofenthion, water, filtered (0.7 micron glass fiber filter), recoverable, micrograms per liter | Dichlofenthion | ug/l | Dissolved | [5 empty] | 2014-10-03
62687 | Dichlorofenthion, soil, recoverable, dry weight, micrograms per kilogram | Dichlofenthion | ug/kg | Recoverable |  |  |  | Dry |  | 2014-10-03
62688 | Dichlorvos, water, filtered (0.7 micron glass fiber filter), recoverable, micrograms per liter | Dichlorvos | ug/l | Dissolved | [5 empty] | 2014-10-03
62689 | Dichlorvos, soil, recoverable, dry weight, micrograms per kilogram | Dichlorvos | ug/kg | Recoverable |  |  |  | Dry |  | 2014-10-03
62690 | Dimethoate, soil, recoverable, dry weight, micrograms per kilogram | Dimethoate | ug/kg | Recoverable |  |  |  | Dry |  | 2014-10-03
62691 | Dioxathion, water, filtered (0.7 micron glass fiber filter), recoverable, micrograms per liter | Dioxathion | ug/l | Dissolved | [5 empty] | 2014-10-03
62692 | Dioxathion, soil, recoverable, dry weight, micrograms per kilogram | Dioxathion | ug/kg | Recoverable |  |  |  | Dry |  | 2014-10-03
62693 | Disulfoton, soil, recoverable, dry weight, micrograms per kilogram | Disulfoton | ug/kg | Recoverable |  |  |  | Dry |  | 2014-10-03
62694 | Doxycycline, water, filtered (0.7 micron glass fiber filter), recoverable, micrograms per liter | Doxycycline | ug/l | Dissolved | [5 empty] | 2014-10-03
62695 | Doxycycline, soil, recoverable, dry weight, micrograms per kilogram | Doxycycline | ug/kg | Recoverable |  |  |  | Dry |  | 2014-10-03
62696 | beta-Endosulfan, water, filtered (0.7 micron glass fiber filter), recoverable, micrograms per liter | .beta.-Endosulfan | ug/l | Dissolved | [5 empty] | 2014-10-03
62697 | beta-Endosulfan, soil, recoverable, dry weight, micrograms per kilogram | .beta.-Endosulfan | ug/kg | Recoverable |  |  |  | Dry |  | 2014-10-03
62698 | Endosulfan sulfate, water, filtered (0.7 micron glass fiber filter), recoverable, micrograms per liter | Endosulfan sulfate | ug/l | Dissolved | [5 empty] | 2014-10-03
62699 | Endosulfan sulfate, soil, recoverable, dry weight, micrograms per kilogram | Endosulfan sulfate | ug/kg | Recoverable |  |  |  | Dry |  | 2014-10-03
62700 | Endrin aldehyde, water, filtered (0.7 micron glass fiber filter), recoverable, micrograms per liter | Endrin aldehyde | ug/l | Dissolved | [5 empty] | 2014-10-03
62701 | Endrin aldehyde, soil, recoverable, dry weight, micrograms per kilogram | Endrin aldehyde | ug/kg | Recoverable |  |  |  | Dry |  | 2014-10-03
62702 | Endrin ketone, water, filtered (0.7 micron glass fiber filter), recoverable, micrograms per liter | Endrin ketone | ug/l | Dissolved | [5 empty] | 2014-10-03
62703 | EPN, water, filtered (0.7 micron glass fiber filter), recoverable, micrograms per liter | O-Ethyl O-(p-nitrophenyl) phenylphosphonothioate | ug/l | Dissolved | [5 empty] | 2014-10-03
62704 | EPN, soil, recoverable, dry weight, micrograms per kilogram | O-Ethyl O-(p-nitrophenyl) phenylphosphonothioate | ug/kg | Recoverable |  |  |  | Dry |  | 2014-10-03
62705 | Ethion, water, filtered (0.7 micron glass fiber filter), recoverable, micrograms per liter | Ethion | ug/l | Dissolved | [5 empty] | 2014-10-03
62706 | Ethion, soil, recoverable, dry weight, micrograms per kilogram | Ethion | ug/kg | Recoverable |  |  |  | Dry |  | 2014-10-03
62707 | Ethoprop, water, filtered (0.7 micron glass fiber filter), recoverable, micrograms per liter | Ethoprop | ug/l | Dissolved | [5 empty] | 2014-10-03
62708 | Ethoprop, soil, recoverable, dry weight, micrograms per kilogram | Ethoprop | ug/kg | Recoverable |  |  |  | Dry |  | 2014-10-03
62709 | Famphur, water, filtered (0.7 micron glass fiber filter), recoverable, micrograms per liter | Famphur | ug/l | Dissolved | [5 empty] | 2014-10-03
62710 | Famphur, soil, recoverable, dry weight, micrograms per kilogram | Famphur | ug/kg | Recoverable |  |  |  | Dry |  | 2014-10-03
62711 | Fenitrothion, water, filtered (0.7 micron glass fiber filter), recoverable, micrograms per liter | Fenitrothion | ug/l | Dissolved | [5 empty] | 2014-10-03
62712 | Fenitrothion, soil, recoverable, dry weight, micrograms per kilogram | Fenitrothion | ug/kg | Recoverable |  |  |  | Dry |  | 2014-10-03
62713 | Fensulfothion, water, filtered (0.7 micron glass fiber filter), recoverable, micrograms per liter | Fensulfothion | ug/l | Dissolved | [5 empty] | 2014-10-03
62714 | Fensulfothion, soil, recoverable, dry weight, micrograms per kilogram | Fensulfothion | ug/kg | Recoverable |  |  |  | Dry |  | 2014-10-03
62715 | Fenthion, water, filtered (0.7 micron glass fiber filter), recoverable, micrograms per liter | Fenthion | ug/l | Dissolved | [5 empty] | 2014-10-03
62716 | Fenthion, soil, recoverable, dry weight, micrograms per kilogram | Fenthion | ug/kg | Recoverable |  |  |  | Dry |  | 2014-10-03
62717 | Flumequine, water, filtered (0.7 micron glass fiber filter), recoverable, micrograms per liter | Flumequine | ug/l | Dissolved | [5 empty] | 2014-10-03
62718 | Flumequine, soil, recoverable, dry weight, micrograms per kilogram | Flumequine | ug/kg | Recoverable |  |  |  | Dry |  | 2014-10-03
62719 | Geosmin, water, filtered (0.7 micron glass fiber filter), recoverable, micrograms per liter | Geosmin | ug/l | Dissolved | [5 empty] | 2014-10-03
62720 | Geosmin, soil, recoverable, dry weight, micrograms per kilogram | Geosmin | ug/kg | Recoverable |  |  |  | Dry |  | 2014-10-03
62721 | Glufosinate, water, filtered (0.7 micron glass fiber filter), recoverable, micrograms per liter | Glufosinate | ug/l | Dissolved | [5 empty] | 2014-10-03
62722 | Glyphosate, water, filtered (0.7 micron glass fiber filter), recoverable, micrograms per liter | Glyphosate | ug/l | Dissolved | [5 empty] | 2014-10-03
62723 | alpha-HCH, water, filtered (0.7 micron glass fiber filter), recoverable, micrograms per liter | alpha-HCH (aLindane) | ug/l | Dissolved | [5 empty] | 2020-01-21
62724 | alpha-HCH, soil, recoverable, dry weight, micrograms per kilogram | alpha-HCH (aLindane) | ug/kg | Recoverable |  |  |  | Dry |  | 2020-01-21
62725 | beta-HCH, water, filtered (0.7 micron glass fiber filter), recoverable, micrograms per liter | Benzene Hexachloride, Beta (BHC) | ug/l | Dissolved | [5 empty] | 2020-01-21
62726 | beta-HCH, soil, recoverable, dry weight, micrograms per kilogram | Benzene Hexachloride, Beta (BHC) | ug/kg | Recoverable |  |  |  | Dry |  | 2020-01-21
62727 | delta-HCH, water, filtered (0.7 micron glass fiber filter), recoverable, micrograms per liter | Benzene Hexachloride, Delta (BHC) | ug/l | Dissolved | [5 empty] | 2020-01-21
62728 | delta-HCH, soil, recoverable, dry weight, micrograms per kilogram | Benzene Hexachloride, Delta (BHC) | ug/kg | Recoverable |  |  |  | Dry |  | 2020-01-21
62729 | Heptachlor epoxide, water, filtered (0.7 micron glass fiber filter), recoverable, micrograms per liter | Heptachlor epoxide | ug/l | Dissolved | [5 empty] | 2014-10-03
62730 | Heptachlor epoxide, soil, recoverable, dry weight, micrograms per kilogram | Heptachlor epoxide | ug/kg | Recoverable |  |  |  | Dry |  | 2014-10-03
62731 | 2-Hydroxy-4-isopropylamino-6-ethylamino-s-triazine, water, filtered (0.7 micron glass fiber filter), recoverable, micrograms per liter | 2-Hydroxyatrazine | ug/l | Dissolved | [5 empty] | 2014-10-03
62732 | 2-Hydroxy-4-isopropylamino-6-ethylamino-s-triazine, soil, recoverable, dry weight, micrograms per kilogram | 2-Hydroxyatrazine | ug/kg | Recoverable |  |  |  | Dry |  | 2014-10-03
62733 | Isoxaflutole, water, filtered (0.7 micron glass fiber filter), recoverable, micrograms per liter | Isoxaflutole | ug/l | Dissolved | [5 empty] | 2014-10-03
62734 | Isoxaflutole, soil, recoverable, dry weight, micrograms per kilogram | Isoxaflutole | ug/kg | Recoverable |  |  |  | Dry |  | 2014-10-03
62735 | Leptophos, water, filtered (0.7 micron glass fiber filter), recoverable, micrograms per liter | Leptophos | ug/l | Dissolved | [5 empty] | 2014-10-03
62736 | Leptophos, soil, recoverable, dry weight, micrograms per kilogram | Leptophos | ug/kg | Recoverable |  |  |  | Dry |  | 2014-10-03
62737 | Lindane, water, filtered (0.7 micron glass fiber filter), recoverable, micrograms per liter | Lindane | ug/l | Dissolved | [5 empty] | 2014-10-03
62738 | Lindane, soil, recoverable, dry weight, micrograms per kilogram | Lindane | ug/kg | Recoverable |  |  |  | Dry |  | 2014-10-03
62739 | Malathion, water, filtered (0.7 micron glass fiber filter), recoverable, micrograms per liter | Malathion | ug/l | Dissolved | [5 empty] | 2014-10-03
62740 | Malathion, soil, recoverable, dry weight, micrograms per kilogram | Malathion | ug/kg | Recoverable |  |  |  | Dry |  | 2014-10-03
62741 | Merphos, water, filtered (0.7 micron glass fiber filter), recoverable, micrograms per liter | Merphos | ug/l | Dissolved | [5 empty] | 2014-10-03
62742 | Merphos, soil, recoverable, dry weight, micrograms per kilogram | Merphos | ug/kg | Recoverable |  |  |  | Dry |  | 2014-10-03
62743 | Methidathion, water, filtered (0.7 micron glass fiber filter), recoverable, micrograms per liter | Methidathion | ug/l | Dissolved | [5 empty] | 2014-10-03
62744 | Methidathion, soil, recoverable, dry weight, micrograms per kilogram | Methidathion | ug/kg | Recoverable |  |  |  | Dry |  | 2014-10-03
62745 | p,p'-Methoxychlor, water, filtered (0.7 micron glass fiber filter), recoverable, micrograms per liter | Methoxychlor | ug/l | Dissolved | [5 empty] | 2014-10-03
62746 | p,p'-Methoxychlor, soil, recoverable, dry weight, micrograms per kilogram | Methoxychlor | ug/kg | Recoverable |  |  |  | Dry |  | 2014-10-03
62747 | Mevinphos, water, filtered (0.7 micron glass fiber filter), recoverable, micrograms per liter | Mevinphos | ug/l | Dissolved | [5 empty] | 2014-10-03
62748 | Mevinphos, soil, recoverable, dry weight, micrograms per kilogram | Mevinphos | ug/kg | Recoverable |  |  |  | Dry |  | 2014-10-03
62749 | 2-Methylisoborneol, water, filtered (0.7 micron glass fiber filter), recoverable, micrograms per liter | 2-Methylisoborneol | ug/l | Dissolved | [5 empty] | 2014-10-03
62750 | 2-Methylisoborneol, soil, recoverable, dry weight, micrograms per kilogram | 2-Methylisoborneol | ug/kg | Recoverable |  |  |  | Dry |  | 2014-10-03
62751 | Minocycline, water, filtered (0.7 micron glass fiber filter), recoverable, micrograms per liter | Minocycline | ug/l | Dissolved | [5 empty] | 2014-10-03
62752 | Minocycline, soil, recoverable, dry weight, micrograms per kilogram | Minocycline | ug/kg | Recoverable |  |  |  | Dry |  | 2014-10-03
62753 | Monocrotophos, water, filtered (0.7 micron glass fiber filter), recoverable, micrograms per liter | Monocrotophos | ug/l | Dissolved | [5 empty] | 2014-10-03
62754 | Monocrotophos, soil, recoverable, dry weight, micrograms per kilogram | Monocrotophos | ug/kg | Recoverable |  |  |  | Dry |  | 2014-10-03
62755 | Methoprene, water, filtered (0.7 micron glass fiber filter), recoverable, micrograms per liter | Methoprene | ug/l | Dissolved | [5 empty] | 2014-10-03
62756 | Methoprene, soil, recoverable, dry weight, micrograms per kilogram | Methoprene | ug/kg | Recoverable |  |  |  | Dry |  | 2014-10-03
62757 | Norfloxacin, water, filtered (0.7 micron glass fiber filter), recoverable, micrograms per liter | Norfloxacin | ug/l | Dissolved | [5 empty] | 2014-10-03
62758 | Norfloxacin, soil, recoverable, dry weight, micrograms per kilogram | Norfloxacin | ug/kg | Recoverable |  |  |  | Dry |  | 2014-10-03
62759 | Oxolinic acid, water, filtered (0.7 micron glass fiber filter), recoverable, micrograms per liter | Oxolinic acid | ug/l | Dissolved | [5 empty] | 2014-10-03
62760 | Oxolinic acid, soil, recoverable, dry weight, micrograms per kilogram | Oxolinic acid | ug/kg | Recoverable |  |  |  | Dry |  | 2014-10-03
62761 | Parathion, water, filtered (0.7 micron glass fiber filter), recoverable, micrograms per liter | Parathion | ug/l | Dissolved | [5 empty] | 2014-10-03
62762 | Parathion, soil, recoverable, dry weight, micrograms per kilogram | Parathion | ug/kg | Recoverable |  |  |  | Dry |  | 2014-10-03
62763 | Phenothrin, water, filtered (0.7 micron glass fiber filter), recoverable, micrograms per liter | Phenothrin | ug/l | Dissolved | [5 empty] | 2014-10-03
62764 | Phorate, soil, recoverable, dry weight, micrograms per kilogram | Phorate | ug/kg | Recoverable |  |  |  | Dry |  | 2014-10-03
62765 | Piperonyl butoxide, water, filtered (0.7 micron glass fiber filter), recoverable, micrograms per liter | Piperonyl butoxide | ug/l | Dissolved | [5 empty] | 2014-10-03
62766 | Propachlor sulfonic acid, water, filtered (0.7 micron glass fiber filter), recoverable, micrograms per liter | Propachlor ESA | ug/l | Dissolved | [5 empty] | 2014-10-03
62767 | Propachlor oxanilic acid, water, filtered (0.7 micron glass fiber filter), recoverable, micrograms per liter | Propachlor OA | ug/l | Dissolved | [5 empty] | 2014-10-03
62768 | Resmethrin, water, filtered (0.7 micron glass fiber filter), recoverable, micrograms per liter | Resmethrin | ug/l | Dissolved | [5 empty] | 2014-10-03
62769 | Ronnel, water, filtered (0.7 micron glass fiber filter), recoverable, micrograms per liter | Ronnel | ug/l | Dissolved | [5 empty] | 2014-10-03
62770 | Ronnel, soil, recoverable, dry weight, micrograms per kilogram | Ronnel | ug/kg | Recoverable |  |  |  | Dry |  | 2014-10-03
62771 | Sarafloxacin, water, filtered (0.7 micron glass fiber filter), recoverable, micrograms per liter | Sarafloxacin | ug/l | Dissolved | [5 empty] | 2014-10-03
62772 | Tetrachlorvinphos, water, filtered (0.7 micron glass fiber filter), recoverable, micrograms per liter | Tetrachlorvinphos | ug/l | Dissolved | [5 empty] | 2015-10-02
62773 | Tetrachlorvinphos, soil, recoverable, dry weight, micrograms per kilogram | Tetrachlorvinphos | ug/kg | Recoverable |  |  |  | Dry |  | 2015-10-02
62774 | Sulfachlorpyridazine, water, filtered (0.7 micron glass fiber filter), recoverable, micrograms per liter | Sulfachloropyridazine | ug/l | Dissolved | [5 empty] | 2014-10-03
62775 | Sulfamethoxazole, water, filtered (0.7 micron glass fiber filter), recoverable, micrograms per liter | Sulfamethoxazole | ug/l | Dissolved | [5 empty] | 2014-10-03
62776 | Sulfadimethoxine, water, filtered (0.7 micron glass fiber filter), recoverable, micrograms per liter | Sulfadimethoxine | ug/l | Dissolved | [5 empty] | 2014-10-03
62777 | Sulfamerazine, water, filtered (0.7 micron glass fiber filter), recoverable, micrograms per liter | Sulfamerazine | ug/l | Dissolved | [5 empty] | 2014-10-03
62778 | Sulfathiazole, water, filtered (0.7 micron glass fiber filter), recoverable, micrograms per liter | Sulfathiazole | ug/l | Dissolved | [5 empty] | 2014-10-03
62779 | Sulfotepp, water, filtered (0.7 micron glass fiber filter), recoverable, micrograms per liter | Sulfotep | ug/l | Dissolved | [5 empty] | 2014-10-03
62780 | Sulfotepp, soil, recoverable, dry weight, micrograms per kilogram | Sulfotep | ug/kg | Recoverable |  |  |  | Dry |  | 2014-10-03
62781 | Tetracycline, water, filtered (0.7 micron glass fiber filter), recoverable, micrograms per liter | Tetracycline | ug/l | Dissolved | [5 empty] | 2014-10-03
62782 | Thionazin, water, filtered (0.7 micron glass fiber filter), recoverable, micrograms per liter | Thionazin | ug/l | Dissolved | [5 empty] | 2014-10-03
62783 | Thionazin, soil, recoverable, dry weight, micrograms per kilogram | Thionazin | ug/kg | Recoverable |  |  |  | Dry |  | 2014-10-03
62784 | Tokuthion, water, filtered (0.7 micron glass fiber filter), recoverable, micrograms per liter | Prothiofos | ug/l | Dissolved | [5 empty] | 2014-10-03
62785 | Tokuthion, soil, recoverable, dry weight, micrograms per kilogram | Prothiofos | ug/kg | Recoverable |  |  |  | Dry |  | 2014-10-03
62786 | trans-Chlordane, water, filtered (0.7 micron glass fiber filter), recoverable, micrograms per liter | trans-Chlordane | ug/l | Dissolved | [5 empty] | 2014-10-03
62787 | trans-Chlordane, soil, recoverable, dry weight, micrograms per kilogram | trans-Chlordane | ug/kg | Recoverable |  |  |  | Dry |  | 2014-10-03
62788 | Trichloronate, water, filtered (0.7 micron glass fiber filter), recoverable, micrograms per liter | Trichloronate | ug/l | Dissolved | [5 empty] | 2014-10-03
62789 | Trichloronate, soil, recoverable, dry weight, micrograms per kilogram | Trichloronate | ug/kg | Recoverable |  |  |  | Dry |  | 2014-10-03
62790 | Triphenyl phosphate, water, filtered (0.7 micron glass fiber filter), recoverable, micrograms per liter | Triphenyl phosphate | ug/l | Dissolved | [5 empty] | 2014-10-03
62791 | Triphenyl phosphate, soil, recoverable, dry weight, micrograms per kilogram | Triphenyl phosphate | ug/kg | Recoverable |  |  |  | Dry |  | 2014-10-03
62792 | Azithromycin, water, filtered, recoverable, micrograms per liter | Azithromycin | ug/l | Dissolved | [5 empty] | 2014-10-03
62793 | Carbamazepine, water, filtered, recoverable, micrograms per liter | Carbamazepine | ug/l | Dissolved | [5 empty] | 2014-10-03
62794 | Clarithromycin, water, filtered, recoverable, micrograms per liter | Clarithromycin | ug/l | Dissolved | [5 empty] | 2014-10-03
62795 | Diclofenac, water, filtered, recoverable, micrograms per liter | Diclofenac | ug/l | Dissolved | [5 empty] | 2014-10-03
62796 | Diphenhydramine, water, filtered, recoverable, micrograms per liter | Ethanamine, 2-(diphenylmethoxy)-N,N-dimethyl- | ug/l | Dissolved | [5 empty] | 2014-10-03
62797 | Erythromycin, water, filtered, recoverable, micrograms per liter | Erythromycin | ug/l | Dissolved | [5 empty] | 2014-10-03
62798 | Ketoprofen, water, filtered, recoverable, micrograms per liter | Ketoprofen | ug/l | Dissolved | [5 empty] | 2014-10-03
62799 | Miconazole, water, filtered, recoverable, micrograms per liter | Miconazole | ug/l | Dissolved | [5 empty] | 2014-10-03
62800 | Naproxen, water, filtered, recoverable, micrograms per liter | Naproxen | ug/l | Dissolved | [5 empty] | 2014-10-03
62801 | Thiabendazole, water, filtered, recoverable, micrograms per liter | Thiabendazole | ug/l | Dissolved | [5 empty] | 2014-10-03
62802 | cis-Chlordane, bed sediment, recoverable, dry weight, micrograms per kilogram | cis-Chlordane | ug/kg | Bed Sediment |  |  |  | Dry |  | 2014-10-03
62803 | trans-Chlordane, bed sediment, recoverable, dry weight, micrograms per kilogram | trans-Chlordane | ug/kg | Bed Sediment |  |  |  | Dry |  | 2014-10-03
62804 | trans-Nonachlor, bed sediment, recoverable, dry weight, micrograms per kilogram | trans-Nonachlor | ug/kg | Bed Sediment |  |  |  | Dry |  | 2014-10-03
62805 | 2,6-Dimethylnaphthalene, water, unfiltered, recoverable, micrograms per liter | 2,6-Dimethylnaphthalene | ug/l | Recoverable | [5 empty] | 2014-10-03
62806 | 3-beta-Coprostanol, water, unfiltered, recoverable, micrograms per liter | Coprosterol | ug/l | Recoverable | [5 empty] | 2014-10-03
62807 | 3-Methyl-1H-indole, water, unfiltered, recoverable, micrograms per liter | 3-Methylindole | ug/l | Recoverable | [5 empty] | 2014-10-03
62808 | 4-Cumylphenol, water, unfiltered, recoverable, micrograms per liter | p-Cumylphenol | ug/l | Recoverable | [5 empty] | 2014-10-03
62809 | 4-n-Octylphenol, water, unfiltered, recoverable, micrograms per liter | p-Octylphenol | ug/l | Recoverable | [5 empty] | 2014-10-03
62810 | 4-tert-Octylphenol, water, unfiltered, recoverable, micrograms per liter | p-(1,1,3,3-Tetramethylbutyl)phenol | ug/l | Recoverable | [5 empty] | 2014-10-03
62811 | Acetophenone, water, unfiltered, recoverable, micrograms per liter | Acetophenone | ug/l | Recoverable | [5 empty] | 2014-10-03
62812 | Acetyl hexamethyl tetrahydro naphthalene, water, unfiltered, recoverable, micrograms per liter | AHTN | ug/l | Recoverable | [5 empty] | 2014-10-03
62813 | 9,10-Anthraquinone, water, unfiltered, recoverable, micrograms per liter | Anthraquinone | ug/l | Recoverable | [5 empty] | 2014-10-03
62814 | Benzophenone, water, unfiltered, recoverable, micrograms per liter | Benzophenone | ug/l | Recoverable | [5 empty] | 2014-10-03
62815 | beta-Sitosterol, water, unfiltered, recoverable, micrograms per liter | .beta.-Sitosterol | ug/l | Recoverable | [5 empty] | 2014-10-03
62816 | Bisphenol A, water, unfiltered, recoverable, micrograms per liter | 4,4'-Isopropylidenediphenol | ug/l | Recoverable | [5 empty] | 2014-10-03
62817 | Camphor, water, unfiltered, recoverable, micrograms per liter | Camphor | ug/l | Recoverable | [5 empty] | 2014-10-03
62818 | Cholesterol, water, unfiltered, recoverable, micrograms per liter | Cholesterol | ug/l | Recoverable | [5 empty] | 2014-10-03
62819 | D-Limonene, water, unfiltered, recoverable, micrograms per liter | D-Limonene | ug/l | Recoverable | [5 empty] | 2014-10-03
62820 | Equilenin, water, unfiltered, recoverable, micrograms per liter | Equilenin | ug/l | Recoverable | [5 empty] | 2014-10-03
62821 | Estrone, water, unfiltered, recoverable, micrograms per liter | Estrone | ug/l | Recoverable | [5 empty] | 2014-10-03
62822 | 17-alpha-Ethynylestradiol, water, unfiltered, recoverable, micrograms per liter | Ethinyl estradiol | ug/l | Recoverable | [5 empty] | 2014-10-03
62823 | Hexahydrohexamethyl cyclopentabenzopyran, water, unfiltered, recoverable, micrograms per liter | 1,3,4,6,7,8-Hexahydro-4,6,6,7,8,8-hexamethylcyclopenta[g]-2-benzopyran | ug/l | Recoverable | [5 empty] | 2014-10-03
62824 | Indole, water, unfiltered, recoverable, micrograms per liter | Indole | ug/l | Recoverable | [5 empty] | 2014-10-03
62825 | Isoborneol, water, unfiltered, recoverable, micrograms per liter | Isoborneol | ug/l | Recoverable | [5 empty] | 2014-10-03
62826 | Isoquinoline, water, unfiltered, recoverable, micrograms per liter | Isoquinoline | ug/l | Recoverable | [5 empty] | 2014-10-03
62827 | Menthol, water, unfiltered, recoverable, micrograms per liter | (1R,2S,5R)-Menthol | ug/l | Recoverable | [5 empty] | 2014-10-03
62828 | Methyl salicylate, water, unfiltered, recoverable, micrograms per liter | Methyl salicylate | ug/l | Recoverable | [5 empty] | 2014-10-03
62829 | 4-Nonylphenol (sum of all isomers), water, unfiltered, recoverable, micrograms per liter | 4-Nonylphenols | ug/l | Recoverable | [5 empty] | 2014-10-03
62830 | Tris(2-butoxyethyl) phosphate, water, unfiltered, recoverable, micrograms per liter | Tris(2-butoxyethyl) phosphate | ug/l | Recoverable | [5 empty] | 2014-10-03
62831 | Tris(2-chloroethyl) phosphate, water, unfiltered, recoverable, micrograms per liter | Tris(2-chloroethyl) phosphate | ug/l | Recoverable | [5 empty] | 2014-10-03
62832 | Tributyl phosphate, water, unfiltered, recoverable, micrograms per liter | Tributyl phosphate | ug/l | Recoverable | [5 empty] | 2014-10-03
62833 | Triethyl citrate, water, unfiltered, recoverable, micrograms per liter | Triethyl citrate | ug/l | Recoverable | [5 empty] | 2014-10-03
62834 | Triphenyl phosphate, water, unfiltered, recoverable, micrograms per liter | Triphenyl phosphate | ug/l | Recoverable | [5 empty] | 2014-10-03
62835 | Isobutyl alcohol-d6, surrogate, water, unfiltered, percent recovery | Isobutyl alcohol-d6 | % | Total | [5 empty] | 2016-10-06
62836 | Isodrin, surrogate, NWQL organochlorine compounds in bed sediment (OCBS) method, bed sediment, percent recovery | Isodrin | % | Bed Sediment | [5 empty] | 2015-04-09
62837 | alpha-HCH-d6, surrogate, NWQL organochlorine compounds in bed sediment (OCBS) method, bed sediment, percent recovery | .alpha.-1,2,3,4,5,6-Hexachlorocyclohexane-D6 or alpha-HCH D6 | % | Bed Sediment | [5 empty] | 2020-01-21
62838 | Nonachlorobiphenyl, surrogate, NWQL organochlorine compounds in bed sediment (OCBS) method, bed sediment, percent recovery | Nonachlorobiphenyl | % | Bed Sediment | [5 empty] | 2015-04-09
62839 | Bisphenol A-d3, surrogate, NWQL schedule 4433 and labcode 8033 (WWWW), water, unfiltered, percent recovery | Bisphenol A-d3 | % | Total | [5 empty] | 2016-10-06
62840 | Caffeine-13C, surrogate, NWQL schedule 4433 and labcode 8033 (WWWW), water, unfiltered, percent recovery | Caffeine-13C | % | Total | [5 empty] | 2016-10-06
62841 | Decafluorobiphenyl, surrogate, NWQL schedule 4433 and labcode 8033 (WWWW), water, unfiltered, percent recovery | Decafluorobiphenyl | % | Total | [5 empty] | 2015-04-09
62842 | Fluoranthene-d10, surrogate, NWQL schedule 4433 and labcode 8033 (WWWW), water, unfiltered, percent recovery | Fluoranthene-d10 | % | Total | [5 empty] | 2020-01-21
62843 | Indium, water, filtered, micrograms per liter | Indium | ug/l | Dissolved | [5 empty] | 2014-10-03
62844 | Lutetium, water, filtered, micrograms per liter | Lutetium | ug/l | Dissolved | [5 empty] | 2014-10-03
62845 | Total nitrogen, suspended sediment, dry weight, percent | Nitrogen, mixed forms (NH3), (NH4), organic, (NO2) and (NO3) | % | Suspended |  |  |  | Dry |  | 2014-10-03
62847 | Acetochlor sulfinylacetic acid, water, filtered, recoverable, micrograms per liter | Acetochlor sulfinylacetic acid | ug/l | Dissolved | [5 empty] | 2014-10-03
62848 | Alachlor sulfinylacetic acid, water, filtered, recoverable, micrograms per liter | Alachlor sulfinylacetic acid | ug/l | Dissolved | [5 empty] | 2014-10-03
62849 | sec-Alachlor sulfonic acid, water, filtered, recoverable, micrograms per liter | sec-Alachlor sulfonic acid | ug/l | Dissolved | [5 empty] | 2014-10-03
62850 | 2-[(2-Ethyl-6-methylphenyl)amino]-2-oxoethanesulfonic acid, water, filtered, recoverable, micrograms per liter | 2-[(2-Ethyl-6-methylphenyl)amino]-2-oxoethanesulfonic acid | ug/l | Dissolved | [5 empty] | 2014-10-03
62851 | Fenthion sulfone oxygen analog, water, filtered, recoverable, micrograms per liter | Fenthion sulfone oxygen analog | ug/l | Dissolved | [5 empty] | 2014-10-03
62852 | Tebuconazole, water, filtered, recoverable, micrograms per liter | Tebuconazole | ug/l | Dissolved | [5 empty] | 2014-10-03
62853 | Tetrahydrophthalimide, water, filtered, recoverable, micrograms per liter | Tetrahydrophthalimide | ug/l | Dissolved | [5 empty] | 2014-10-03
62854 | Total nitrogen [nitrate + nitrite + ammonia + organic-N], water, filtered, analytically determined, milligrams per liter | Nitrogen, mixed forms (NH3), (NH4), organic, (NO2) and (NO3) | mg/l | Dissolved | [5 empty] | 2015-04-09
62855 | Total nitrogen [nitrate + nitrite + ammonia + organic-N], water, unfiltered, analytically determined, milligrams per liter | Nitrogen, mixed forms (NH3), (NH4), organic, (NO2) and (NO3) | mg/l | Total | [5 empty] | 2015-04-09
62857 | Acetochlor, soil, recoverable, dry weight, micrograms per kilogram | Acetochlor | ug/kg | Recoverable |  |  |  | Dry |  | 2014-10-03
62858 | Alachlor, soil, recoverable, dry weight, micrograms per kilogram | Alachlor | ug/kg | Recoverable |  |  |  | Dry |  | 2014-10-03
62859 | Ametryn, soil, recoverable, dry weight, micrograms per kilogram | Ametryn | ug/kg | Recoverable |  |  |  | Dry |  | 2014-10-03
62860 | Atrazine, soil, recoverable, dry weight, micrograms per kilogram | Atrazine | ug/kg | Recoverable |  |  |  | Dry |  | 2014-10-03
62861 | Cyanazine, soil, recoverable, dry weight, micrograms per kilogram | Cyanazine | ug/kg | Recoverable |  |  |  | Dry |  | 2014-10-03
62862 | Cyanazine amide, soil, recoverable, dry weight, micrograms per kilogram | Cyanazine-amide | ug/kg | Recoverable |  |  |  | Dry |  | 2016-10-06
62863 | 2-Chloro-4-isopropylamino-6-amino-s-triazine, soil, recoverable, dry weight, micrograms per kilogram | 2-Chloro-4-isopropylamino-6-amino-s-triazine | ug/kg | Recoverable |  |  |  | Dry |  | 2014-10-03
62864 | 2-Chloro-6-ethylamino-4-amino-s-triazine, soil, recoverable, dry weight, micrograms per kilogram | Desisopropyl atrazine | ug/kg | Recoverable |  |  |  | Dry |  | 2015-01-05
62865 | Deisopropyl prometryn, soil, recoverable, dry weight, micrograms per kilogram | Deisopropyl prometryn | ug/kg | Recoverable |  |  |  | Dry |  | 2014-10-03
62866 | Demethyl fluometuron, soil, recoverable, dry weight, micrograms per kilogram | Demethylfluometuron | ug/kg | Recoverable |  |  |  | Dry |  | 2020-01-21
62867 | Demethyl norflurazon, soil, recoverable, dry weight, micrograms per kilogram | Desmethylnorflurazon | ug/kg | Recoverable |  |  |  | Dry |  | 2014-10-03
62868 | Dimethenamid, soil, recoverable, dry weight, micrograms per kilogram | Dimethenamid | ug/kg | Recoverable |  |  |  | Dry |  | 2014-10-03
62869 | Flufenacet, soil, recoverable, dry weight, micrograms per kilogram | Flufenacet | ug/kg | Recoverable |  |  |  | Dry |  | 2014-10-03
62870 | Fluometuron, soil, recoverable, dry weight, micrograms per kilogram | Fluometuron | ug/kg | Recoverable |  |  |  | Dry |  | 2014-10-03
62871 | Metolachlor, soil, recoverable, dry weight, micrograms per kilogram | Metolachlor | ug/kg | Recoverable |  |  |  | Dry |  | 2014-10-03
62872 | Metribuzin, soil, recoverable, dry weight, micrograms per kilogram | Metribuzin | ug/kg | Recoverable |  |  |  | Dry |  | 2014-10-03
62873 | Molinate, soil, recoverable, dry weight, micrograms per kilogram | Molinate | ug/kg | Recoverable |  |  |  | Dry |  | 2014-10-03
62874 | Norflurazon, soil, recoverable, dry weight, micrograms per kilogram | Norflurazon | ug/kg | Recoverable |  |  |  | Dry |  | 2014-10-03
62875 | Pendimethalin, soil, recoverable, dry weight, micrograms per kilogram | Pendimethalin | ug/kg | Recoverable |  |  |  | Dry |  | 2014-10-03
62876 | Prometon, soil, recoverable, dry weight, micrograms per kilogram | Prometon | ug/kg | Recoverable |  |  |  | Dry |  | 2014-10-03
62877 | Prometryn, soil, recoverable, dry weight, micrograms per kilogram | Prometryn | ug/kg | Recoverable |  |  |  | Dry |  | 2014-10-03
62878 | Propachlor, soil, recoverable, dry weight, micrograms per kilogram | Propachlor | ug/kg | Recoverable |  |  |  | Dry |  | 2014-10-03
62879 | Propanil, soil, recoverable, dry weight, micrograms per kilogram | Propanil | ug/kg | Recoverable |  |  |  | Dry |  | 2014-10-03
62880 | Propazine, soil, recoverable, dry weight, micrograms per kilogram | Propazine | ug/kg | Recoverable |  |  |  | Dry |  | 2014-10-03
62881 | Simazine, soil, recoverable, dry weight, micrograms per kilogram | Simazine | ug/kg | Recoverable |  |  |  | Dry |  | 2014-10-03
62882 | Terbutryn, soil, recoverable, dry weight, micrograms per kilogram | Terbutryn | ug/kg | Recoverable |  |  |  | Dry |  | 2014-10-03
62883 | 3-(Trifluoromethyl)aniline, soil, recoverable, dry weight, micrograms per kilogram | 3-(Trifluoromethyl)aniline | ug/kg | Recoverable |  |  |  | Dry |  | 2015-01-05
62884 | 3-(Trifluoromethyl)phenylurea, soil, recoverable, dry weight, micrograms per kilogram | 3-(Trifluoromethyl)phenylurea | ug/kg | Recoverable |  |  |  | Dry |  | 2015-01-05
62885 | Trifluralin, soil, recoverable, dry weight, micrograms per kilogram | Trifluralin | ug/kg | Recoverable |  |  |  | Dry |  | 2014-10-03
62889 | Ampicillin, water, filtered, recoverable, micrograms per liter | Ampicillin | ug/l | Dissolved | [5 empty] | 2014-10-03
62890 | Cefotaxime, water, filtered, recoverable, micrograms per liter | Cefotaxime | ug/l | Dissolved | [5 empty] | 2014-10-03
62891 | Cloxacillin, water, filtered, recoverable, micrograms per liter | Cloxacillin | ug/l | Dissolved | [5 empty] | 2014-10-03
62892 | Oxacillin, water, filtered, recoverable, micrograms per liter | Oxacillin | ug/l | Dissolved | [5 empty] | 2014-10-03
62893 | Penicillin V, water, filtered, recoverable, micrograms per liter | Penicillin V | ug/l | Dissolved | [5 empty] | 2014-10-03
62894 | Lincomycin, water, filtered, recoverable, micrograms per liter | Lincomycin | ug/l | Dissolved | [5 empty] | 2014-10-03
62895 | Roxithromycin, water, filtered, recoverable, micrograms per liter | Roxithromycin | ug/l | Dissolved | [5 empty] | 2014-10-03
62896 | Tylosin, water, filtered, recoverable, micrograms per liter | Tylosin | ug/l | Dissolved | [5 empty] | 2014-10-03
62897 | Virginiamycin, water, filtered, recoverable, micrograms per liter | Virginiamycin | ug/l | Dissolved | [5 empty] | 2014-10-03
62898 | Ciprofloxacin, water, filtered, recoverable, micrograms per liter | Ciprofloxacin | ug/l | Dissolved | [5 empty] | 2014-10-03
62899 | Ofloxacin, water, filtered, recoverable, micrograms per liter | Ofloxacin | ug/l | Dissolved | [5 empty] | 2014-10-03
62900 | Lomefloxacin, water, filtered, recoverable, micrograms per liter | Lomefloxacin | ug/l | Dissolved | [5 empty] | 2014-10-03
62901 | Clinafloxacin, water, filtered, recoverable, micrograms per liter | Clinafloxacin | ug/l | Dissolved | [5 empty] | 2014-10-03
62902 | Trifluralin, bed sediment, recoverable, dry weight, micrograms per kilogram | Trifluralin | ug/kg | Bed Sediment |  |  |  | Dry |  | 2014-10-03
62903 | Chloroneb, bed sediment, recoverable, dry weight, micrograms per kilogram | Chloroneb | ug/kg | Bed Sediment |  |  |  | Dry |  | 2014-10-03
62904 | Chlorothalonil, bed sediment, recoverable, dry weight, micrograms per kilogram | Chlorothalonil | ug/kg | Bed Sediment |  |  |  | Dry |  | 2014-10-03
62905 | DCPA, bed sediment, recoverable, dry weight, micrograms per kilogram | Chlorthal-dimethyl | ug/kg | Bed Sediment |  |  |  | Dry |  | 2014-10-03
62906 | Endrin ketone, bed sediment, recoverable, dry weight, micrograms per kilogram | Endrin ketone | ug/kg | Bed Sediment |  |  |  | Dry |  | 2014-10-03
62907 | Etridiazole, bed sediment, recoverable, dry weight, micrograms per kilogram | Etridiazole | ug/kg | Bed Sediment |  |  |  | Dry |  | 2014-10-03
62908 | cis-Permethrin, bed sediment, recoverable, dry weight, micrograms per kilogram | 1rs Cis-Permethrin | ug/kg | Bed Sediment |  |  |  | Dry |  | 2014-10-03
62909 | Propachlor, bed sediment, recoverable, dry weight, micrograms per kilogram | Propachlor | ug/kg | Bed Sediment |  |  |  | Dry |  | 2014-10-03
62910 | Rubidium, bed sediment smaller than 177 microns, wet sieved, total digestion, dry weight, milligrams per kilogram | Rubidium | mg/kg | Bed Sediment |  |  |  | Dry | < 177 microns | 2014-10-03
62911 | Indium, bed sediment smaller than 177 microns, wet sieved, total digestion, dry weight, milligrams per kilogram | Indium | mg/kg | Bed Sediment |  |  |  | Dry | < 177 microns | 2014-10-03
62912 | Tellurium, bed sediment smaller than 177 microns, wet sieved, total digestion, dry weight, milligrams per kilogram | Tellurium | mg/kg | Bed Sediment |  |  |  | Dry | < 177 microns | 2014-10-03
62913 | Cesium, bed sediment smaller than 177 microns, wet sieved, total digestion, dry weight, milligrams per kilogram | Cesium | mg/kg | Bed Sediment |  |  |  | Dry | < 177 microns | 2014-10-03
62914 | Praseodymium, bed sediment smaller than 177 microns, wet sieved, total digestion, dry weight, milligrams per kilogram | Praseodymium | mg/kg | Bed Sediment |  |  |  | Dry | < 177 microns | 2014-10-03
62915 | Gadolinium, bed sediment smaller than 177 microns, wet sieved, total digestion, dry weight, milligrams per kilogram | Gadolinium | mg/kg | Bed Sediment |  |  |  | Dry | < 177 microns | 2014-10-03
62916 | Terbium, bed sediment smaller than 177 microns, wet sieved, total digestion, dry weight, milligrams per kilogram | Terbium | mg/kg | Bed Sediment |  |  |  | Dry | < 177 microns | 2014-10-03
62917 | Dysprosium, bed sediment smaller than 177 microns, wet sieved, total digestion, dry weight, milligrams per kilogram | Dysprosium | mg/kg | Bed Sediment |  |  |  | Dry | < 177 microns | 2014-10-03
62918 | Erbium, bed sediment smaller than 177 microns, wet sieved, total digestion, dry weight, milligrams per kilogram | Erbium | mg/kg | Bed Sediment |  |  |  | Dry | < 177 microns | 2014-10-03
62919 | Thulium, bed sediment smaller than 177 microns, wet sieved, total digestion, dry weight, milligrams per kilogram | Thulium | mg/kg | Bed Sediment |  |  |  | Dry | < 177 microns | 2014-10-03
62920 | Rhenium, bed sediment smaller than 177 microns, wet sieved, total digestion, dry weight, milligrams per kilogram | Rhenium | mg/kg | Bed Sediment |  |  |  | Dry | < 177 microns | 2014-10-03
62921 | Calcium, suspended sediment, recoverable, dry weight, milligrams per kilogram | Calcium | mg/kg | Suspended |  |  |  | Dry |  | 2014-10-03
62922 | Magnesium, suspended sediment, recoverable, dry weight, milligrams per kilogram | Magnesium | mg/kg | Suspended |  |  |  | Dry |  | 2014-10-03
62923 | Solids, percent smaller than 0.0005 millimeters | Solids | % | [5 empty] | < 0.0005 mm | 2017-01-05
62924 | Solids, percent smaller than 0.001 millimeters | Solids | % | [5 empty] | < 0.001 mm | 2017-01-05
62925 | Solids, percent smaller than 0.002 millimeters | Solids | % | [5 empty] | < 0.002 mm | 2017-01-05
62926 | Solids, percent smaller than 0.004 millimeters | Solids | % | [5 empty] | < 0.004 mm | 2017-01-05
62927 | Solids, percent smaller than 0.008 millimeters | Solids | % | [5 empty] | < 0.008 mm | 2017-01-05
62928 | Solids, percent smaller than 0.016 millimeters | Solids | % | [5 empty] | < 0.016 mm | 2017-01-05
62929 | Solids, percent smaller than 0.031 millimeters | Solids | % | [5 empty] | < 0.031 mm | 2017-01-05
62930 | Solids, percent smaller than 0.05 millimeters | Solids | % | [5 empty] | < 0.05 mm | 2017-01-05
62931 | Solids, percent smaller than 0.0625 millimeters | Solids | % | [5 empty] | < 0.0625 mm | 2017-01-05
62932 | Solids, percent smaller than 0.1 millimeters | Solids | % | [5 empty] | < 0.1 mm | 2017-01-05
62933 | Solids, percent smaller than 0.125 millimeters | Solids | % | [5 empty] | < 0.125 mm | 2017-01-05
62934 | Solids, percent smaller than 0.25 millimeters | Solids | % | [5 empty] | < 0.25 mm | 2017-01-05
62935 | Solids, percent smaller than 0.5 millimeters | Solids | % | [5 empty] | < 0.5 mm | 2017-01-05
62936 | Solids, percent smaller than 1 millimeters | Solids | % | [5 empty] | < 1 mm | 2017-01-05
62937 | Solids, percent smaller than 2 millimeters | Solids | % | [5 empty] | < 2 mm | 2017-01-05
62938 | Solids, percent smaller than 4 millimeters | Solids | % | [5 empty] | < 4 mm | 2017-01-05
62939 | Solids, percent smaller than 8 millimeters | Solids | % | [5 empty] | < 8 mm | 2017-01-05
62940 | Solids, percent smaller than 16 millimeters | Solids | % | [5 empty] | < 16 mm | 2017-01-05
62941 | Solids, percent smaller than 32 millimeters | Solids | % | [5 empty] | < 32 mm | 2017-01-05
62942 | Solids, percent smaller than 64 millimeters | Solids | % | [5 empty] | < 64 mm | 2017-01-05
62943 | Solids, percent smaller than 128 millimeters | Solids | % | [5 empty] | < 128 mm | 2017-01-05
62944 | Inorganic carbon, solids, dry weight, percent | Inorganic carbon | % |  |  |  |  | Dry |  | 2014-10-03
62945 | Organic carbon, solids, dry weight, percent | Organic carbon | % |  |  |  |  | Dry |  | 2014-10-03
62946 | Carbon [inorganic plus organic], solids, dry weight, percent | Carbon | % |  |  |  |  | Dry |  | 2015-04-09
62947 | Bulk density, solids, grams per cubic centimeter | Density | g/cm3 | [6 empty] | 2020-01-21
62948 | Moisture content, solids, gravimetric, dry weight, grams of water per gram of dry solids | Moisture content | g H2O/g |  |  |  |  | Dry |  | 2014-10-03
62949 | Moisture content, solids, volumetric, percent of total volume | Moisture content | % | Total | [5 empty] | 2014-10-03
62950 | Total nitrogen [nitrate + nitrite + ammonia + organic-N], solids, dry weight, milligrams per kilogram as nitrogen | Nitrogen, mixed forms (NH3), (NH4), organic, (NO2) and (NO3) | mg/kg | Total |  |  |  | Dry |  | 2015-04-09
62951 | Chloride, solids, dry weight, milligrams per kilogram | Chloride | mg/kg |  |  |  |  | Dry |  | 2014-10-03
62952 | Sulfate, solids, dry weight, milligrams per kilogram | Sulfate | mg/kg |  |  |  |  | Dry |  | 2014-10-03
62953 | Nitrate, solids, dry weight, milligrams per kilogram as nitrogen | Nitrate | mg/kg as N |  |  |  |  | Dry |  | 2014-10-03
62954 | Nitrite, solids, dry weight, milligrams per kilogram as nitrogen | Nitrite | mg/kg as N |  |  |  |  | Dry |  | 2014-10-03
62956 | cis-Chlordane, suspended sediment, recoverable, micrograms per liter | cis-Chlordane | ug/l | Suspended | [5 empty] | 2014-10-03
62957 | trans-Chlordane, suspended sediment, recoverable, micrograms per liter | trans-Chlordane | ug/l | Suspended | [5 empty] | 2014-10-03
62958 | trans-Nonachlor, suspended sediment, recoverable, micrograms per liter | trans-Nonachlor | ug/l | Suspended | [5 empty] | 2014-10-03
62959 | Aroclor 1016 plus Aroclor 1242, suspended sediment, recoverable, micrograms per liter | Aroclor 1016 mixt. with Aroclor 1242 | ug/l | Suspended | [5 empty] | 2014-10-03
62960 | 3,4-Dichlorophenyl isocyanate, water, filtered, recoverable, micrograms per liter | 3,4-Dichlorophenyl isocyanate | ug/l | Dissolved | [5 empty] | 2014-10-03
62961 | Ammonia (NH3 + NH4+), water, dissolved, pounds per day as nitrogen | Ammonia and ammonium | lb/d as N | Dissolved | [5 empty] | 2017-04-20
62962 | Ormetoprim, water, filtered, recoverable, micrograms per liter | Ormetoprim | ug/l | Dissolved | [5 empty] | 2014-10-03
62963 | Sulfadiazine, water, filtered, recoverable, micrograms per liter | Benzenesulfonamide, 4-amino-N-2-pyrimidinyl- | ug/l | Dissolved | [5 empty] | 2014-10-03
62964 | Oleandomycin, water, filtered, recoverable, micrograms per liter | Oleandomycin phosphate | ug/l | Dissolved | [5 empty] | 2014-10-03
62965 | Samarium, bed sediment smaller than 177 microns, wet sieved, total digestion, dry weight, milligrams per kilogram | Samarium | mg/kg | Bed Sediment |  |  |  | Dry | < 177 microns | 2014-10-03
62971 | Dissolved oxygen, water, unfiltered, lab, milligrams per liter | Oxygen | mg/l | Dissolved | [5 empty] | 2014-10-03
62972 | PCB congener 128, water, filtered, recoverable, nanograms per liter | 2,2',3,3',4,4'-Hexachlorobiphenyl | ng/l | Dissolved | [5 empty] | 2014-10-03
62973 | PCB congener 167, water, filtered, recoverable, nanograms per liter | 2,3',4,4',5,5'-Hexachlorobiphenyl | ng/l | Dissolved | [5 empty] | 2014-10-03
62974 | PCB congener 128, suspended sediment, recoverable, nanograms per liter | 2,2',3,3',4,4'-Hexachlorobiphenyl | ng/l | Suspended | [5 empty] | 2014-10-03
62975 | PCB congener 167, suspended sediment, recoverable, nanograms per liter | 2,3',4,4',5,5'-Hexachlorobiphenyl | ng/l | Suspended | [5 empty] | 2014-10-03
62976 | Mercury, suspended sediment, total, nanograms per liter | Mercury | ng/l | Suspended | [5 empty] | 2014-10-03
62977 | Methylmercury, suspended sediment, total, nanograms per liter | Methylmercury(1+) | ng/l | Suspended | [5 empty] | 2014-10-03
62978 | Mercury, solids, total, dry weight, micrograms per kilogram | Mercury | ug/kg | Total |  |  |  | Dry |  | 2014-10-03
62979 | Methylmercury, solids, total, dry weight, micrograms per kilogram | Methylmercury(1+) | ug/kg | Total |  |  |  | Dry |  | 2014-10-03
62981 | Silica, water, filtered (ultrafiltration, 10,000 Dalton molecular weight membrane), milligrams per liter | Silica | mg/l | Dissolved | [5 empty] | 2014-10-03
62982 | Iron, water, filtered (ultrafiltration, 10,000 Dalton molecular weight membrane), micrograms per liter | Iron | ug/l | Dissolved | [5 empty] | 2014-10-03
62983 | Aluminum, water, filtered (ultrafiltration, 10,000 Dalton molecular weight membrane), micrograms per liter | Aluminum | ug/l | Dissolved | [5 empty] | 2014-10-03
62984 | Arsenic, water, filtered (ultrafiltration, 10,000 Dalton molecular weight membrane), micrograms per liter | Arsenic | ug/l | Dissolved | [5 empty] | 2014-10-03
62985 | Barium, water, filtered (ultrafiltration, 10,000 Daltons molecular weight membrane), micrograms per liter | Barium | ug/l | Dissolved | [5 empty] | 2014-10-03
62986 | Cadmium, water, filtered (ultrafiltration, 10,000 Daltons molecular weight membrane), micrograms per liter | Cadmium | ug/l | Dissolved | [5 empty] | 2014-10-03
62987 | Cobalt, water, filtered (ultrafiltration, 10,000 Daltons molecular weight membrane), micrograms per liter | Cobalt | ug/l | Dissolved | [5 empty] | 2014-10-03
62988 | Chromium, water, filtered (ultrafiltration, 10,000 Daltons molecular weight membrane), micrograms per liter | Chromium | ug/l | Dissolved | [5 empty] | 2014-10-03
62989 | Copper, water, filtered (ultrafiltration, 10,000 Daltons molecular weight membrane), micrograms per liter | Copper | ug/l | Dissolved | [5 empty] | 2014-10-03
62990 | Manganese, water, filtered (ultrafiltration, 10,000 Daltons molecular weight membrane), micrograms per liter | Manganese | ug/l | Dissolved | [5 empty] | 2014-10-03
62991 | Molybdenum, water, filtered (ultrafiltration, 10,000 Daltons molecular weight membrane), micrograms per liter | Molybdenum | ug/l | Dissolved | [5 empty] | 2014-10-03
62992 | Nickel, water, filtered (ultrafiltration, 10,000 Daltons molecular weight membrane), micrograms per liter | Nickel | ug/l | Dissolved | [5 empty] | 2014-10-03
62993 | Lead, water, filtered (ultrafiltration, 10,000 Daltons molecular weight membrane), micrograms per liter | Lead | ug/l | Dissolved | [5 empty] | 2014-10-03
62994 | Strontium, water, filtered (ultrafiltration, 10,000 Daltons molecular weight membrane), micrograms per liter | Strontium | ug/l | Dissolved | [5 empty] | 2014-10-03
62995 | Zinc, water, filtered (ultrafiltration, 10,000 Daltons molecular weight membrane), micrograms per liter | Zinc | ug/l | Dissolved | [5 empty] | 2014-10-03
62996 | 2,4-Dimethylphenol, suspended sediment, recoverable, micrograms per liter | 2,4-Dimethylphenol | ug/l | Suspended | [5 empty] | 2014-10-03
62997 | 2,4-Dimethylphenol, bed sediment, recoverable, dry weight, micrograms per kilogram | 2,4-Dimethylphenol | ug/kg | Bed Sediment |  |  |  | Dry |  | 2014-10-03
62998 | Glycol hydrolyzing bacteria, water, colonies per 100 milliliters | Glycol hydrolyzing bacteria | cfu/100ml | [6 empty] | 2016-10-06
62999 | Pseudomonas, water, colonies per 100 milliliters | Pseudomonas | cfu/100ml | [6 empty] | 2014-10-03
63000 | Presumptive Aeromonas, water, colonies per 100 milliliters | Presumptive Aeromonas | cfu/100ml | [6 empty] | 2020-01-21
63001 | Oxidation reduction potential, raw emf, reference electrode not specified, millivolts | Oxidation reduction potential (ORP) | mV | [6 empty] | 2014-10-03
63002 | Oxidation reduction potential, relative to the standard hydrogen electrode (SHE), millivolts | Oxidation reduction potential (ORP) | mV | [6 empty] | 2014-10-03
63003 | Chlorothalonil, water, filtered, recoverable, micrograms per liter | Chlorothalonil | ug/l | Dissolved | [5 empty] | 2014-10-03
63004 | 2,4,5,6-Tetrachloroisophthalamide, water, filtered, recoverable, micrograms per liter | 2,4,5,6-Tetrachloroisophthalamide | ug/l | Dissolved | [5 empty] | 2016-10-06
63005 | 4-Hydroxychlorothalonil, water, filtered, recoverable, micrograms per liter | 4-Hydroxychlorothalonil | ug/l | Dissolved | [5 empty] | 2014-10-03
63006 | 2,3,6-Trichloro-5-cyano-4-hydroxybenzamide, water, filtered, recoverable, micrograms per liter | 2,3,6-Trichloro-5-cyano-4-hydroxybenzamide | ug/l | Dissolved | [5 empty] | 2016-10-06
63007 | 3,4,6-Trichloro-5-cyano-2-hydroxybenzamide, water, filtered, recoverable, micrograms per liter | 3,4,6-Trichloro-5-cyano-2-hydroxybenzamide | ug/l | Dissolved | [5 empty] | 2016-10-06
63008 | 2,4,5-Trichloro-6-hydoxybenzene-1,3-dicarboxamide, water, filtered, recoverable, micrograms per liter | 2,4,5-Trichloro-6-hydoxybenzene-1,3-dicarboxamide | ug/l | Dissolved | [5 empty] | 2014-10-03
63009 | Dichlobenil, water, filtered, recoverable, micrograms per liter | Dichlobenil | ug/l | Dissolved | [5 empty] | 2014-10-03
63010 | 2,6-Dichlorobenzamide, water, filtered, recoverable, micrograms per liter | 2,6-Dichlorobenzamide | ug/l | Dissolved | [5 empty] | 2014-10-03
63011 | 2-Cyclopropylcarbonyl-3-(2-methylsulfonyl-4-trifluoromethylphenyl)-3-oxopropanenitrile, water, filtered, recoverable, micrograms per liter | Benzenepropanenitrile, .alpha.-(cyclopropylcarbonyl)- 2-(methylsulfonyl)-.beta.- oxo-4-(trifluoromethyl)- | ug/l | Dissolved | [5 empty] | 2020-01-21
63014 | Gross alpha radioactivity, 72 hour count, water, unfiltered, Th-230 curve, picocuries per liter | Alpha particle | pCi/L | Total |  |  | 72 Hour |  |  | 2014-10-03
63015 | Gross beta radioactivity, 72 hour count, water, unfiltered, Cs-137 curve, picocuries per liter | Beta particle | pCi/L | Total |  |  | 72 Hour |  |  | 2014-10-03
63016 | Gross alpha radioactivity, 30 day recount, water, unfiltered, Th-230 curve, picocuries per liter | Alpha particle | pCi/L | Total |  |  | 30 Day |  |  | 2014-10-03
63017 | Gross beta radioactivity, 30 day recount, water, unfiltered, Cs-137 curve, picocuries per liter | Beta particle | pCi/L | Total |  |  | 30 Day |  |  | 2014-10-03
63018 | Gross alpha radioactivity, water, unfiltered, Th-230 curve, picocuries per liter | Alpha particle | pCi/L | Total | [5 empty] | 2014-10-03
63019 | Plutonium-241, water, filtered, picocuries per liter | Plutonium-241 | pCi/L | Dissolved | [5 empty] | 2015-01-05
63020 | Plutonium-241, water, unfiltered, picocuries per liter | Plutonium-241 | pCi/L | Total | [5 empty] | 2015-01-05
63021 | Plutonium-241, suspended sediment, dry weight, picocuries per gram | Plutonium-241 | pCi/g | Suspended |  |  |  | Dry |  | 2015-01-05
63022 | Plutonium-241, bed sediment, dry weight, picocuries per gram | Plutonium-241 | pCi/g | Bed Sediment |  |  |  | Dry |  | 2015-01-05
63023 | Radium-224, suspended sediment, dry weight, picocuries per gram | Radium-224 | pCi/g | Suspended |  |  |  | Dry |  | 2014-10-03
63024 | Thorium-228, suspended sediment, picocuries per gram | Thorium-228 | pCi/g | Suspended | [5 empty] | 2014-10-03
63025 | Alpha-emitting isotopes of radium, water, unfiltered, picocuries per liter | Radium isotopes, alpha emitting | pCi/L | Total | [5 empty] | 2015-01-05
63026 | Alpha-emitting isotopes of radium, suspended sediment, dry weight, picocuries per gram | Radium isotopes, alpha emitting | pCi/g | Suspended |  |  |  | Dry |  | 2015-01-05
63027 | Alpha-emitting isotopes of radium, bed sediment, dry weight, picocuries per gram | Radium isotopes, alpha emitting | pCi/g | Bed Sediment |  |  |  | Dry |  | 2015-01-05
63028 | Total radioactive strontium, water, filtered, picocuries per liter | Strontium Radionuclides | pCi/L | Dissolved | [5 empty] | 2015-01-05
63029 | Total radioactive strontium, water, unfiltered, picocuries per liter | Strontium Radionuclides | pCi/L | Total | [5 empty] | 2015-01-05
63030 | Total radioactive strontium, suspended sediment, dry weight, picocuries per gram | Strontium Radionuclides | pCi/g | Suspended |  |  |  | Dry |  | 2015-01-05
63031 | Total radioactive strontium, bed sediment, dry weight, picocuries per gram | Strontium Radionuclides | pCi/g | Bed Sediment |  |  |  | Dry |  | 2015-01-05
63032 | Uranium, water, unfiltered, micrograms per liter | Uranium | ug/l | Total | [5 empty] | 2020-01-21
63033 | Uranium, suspended sediment, dry weight, milligrams per kilogram | Uranium | mg/kg | Suspended |  |  |  | Dry |  | 2020-01-21
63034 | Uranium, bed sediment, dry weight, milligrams per kilogram | Uranium | mg/kg | Bed Sediment |  |  |  | Dry |  | 2020-01-21
63035 | delta nitrogen-15/nitrogen-14 of total nitrogen, solids, per mil | Nitrogen-15/14 ratio | per mil | [6 empty] | 2016-06-30
63036 | delta nitrogen-15/nitrogen-14 of nitrate, solids, per mil | Nitrogen-15/14 ratio | per mil | [6 empty] | 2016-06-30
63037 | delta nitrogen-15/nitrogen-14 of exchangeable ammonium, solids, per mil | Nitrogen-15/14 ratio | per mil | [6 empty] | 2016-06-30
63038 | delta carbon-13/carbon-12 of total carbon, solids, per mil | Carbon-13/Carbon-12 ratio | per mil | [6 empty] | 2020-01-21
63039 | Carbon (total), solids, dry weight, milligrams per kilogram | Carbon | mg/kg | Total |  |  |  | Dry |  | 2014-10-03
63040 | delta oxygen-18/oxygen-16 of nitrate, solids, per mil | Oxygen-18/Oxygen-16 ratio | per mil | [6 empty] | 2020-01-21
63041 | delta oxygen-18/oxygen-16 of nitrate, water, filtered, per mil | Oxygen-18/Oxygen-16 ratio | per mil | Dissolved | [5 empty] | 2020-01-21
63042 | 4-Nonylphenol (sum of all isomers), water, filtered, recoverable, nanograms per liter | 4-Nonylphenols | ng/l | Dissolved | [5 empty] | 2014-10-03
63043 | 4-Nonylphenol monoethoxylate, water, filtered, recoverable, nanograms per liter | Ethanol, 2-(4-nonylphenoxy)- | ng/l | Dissolved | [5 empty] | 2014-10-03
63044 | 4-Nonylphenol diethoxylate, water, filtered, recoverable, nanograms per liter | Nonylphenol diethoxylate | ng/l | Dissolved | [5 empty] | 2014-10-03
63045 | 4-Nonylphenol triethoxylate, water, filtered, recoverable, nanograms per liter | 4-Nonylphenol triethoxylate | ng/l | Dissolved | [5 empty] | 2014-10-03
63046 | 4-Nonylphenol tetraethoxylate, water, filtered, recoverable, nanograms per liter | Ethanol, 2-[2-[2-[2-(4-nonylphenoxy)ethoxy]ethoxy]ethoxy]- | ng/l | Dissolved | [5 empty] | 2014-10-03
63047 | 4-Nonylphenol pentaethoxylate, water, filtered, recoverable, nanograms per liter | 4-Nonylphenol pentaethoxylate | ng/l | Dissolved | [5 empty] | 2014-10-03
63048 | 4-Nonylphenol hexaethoxylate, water, filtered, recoverable, nanograms per liter | 4-Nonylphenol hexaethoxylate | ng/l | Dissolved | [5 empty] | 2014-10-03
63049 | 4-Nonylphenol heptaethoxylate, water, filtered, recoverable, nanograms per liter | 4-Nonylphenol heptaethoxylate | ng/l | Dissolved | [5 empty] | 2014-10-03
63050 | 4-Nonylphenol octaethoxylate, water, filtered, recoverable, nanograms per liter | 4-Nonylphenol octaethoxylate | ng/l | Dissolved | [5 empty] | 2014-10-03
63051 | 4-Nonylphenol nonaethoxylate, water, filtered, recoverable, nanograms per liter | 4-Nonylphenol nonaethoxylate | ng/l | Dissolved | [5 empty] | 2014-10-03
63052 | 4-Nonylphenol decaethoxylate, water, filtered, recoverable, nanograms per liter | 4-Nonylphenol decaethoxylate | ng/l | Dissolved | [5 empty] | 2014-10-03
63053 | 4-Nonylphenol undecaethoxylate, water, filtered, recoverable, nanograms per liter | 4-Nonylphenol undecaethoxylate | ng/l | Dissolved | [5 empty] | 2014-10-03
63054 | 4-Nonylphenol dodecaethoxylate, water, filtered, recoverable, nanograms per liter | 4-Nonylphenol dodecaethoxylate | ng/l | Dissolved | [5 empty] | 2014-10-03
63055 | 4-Nonylphenol tridecaethoxylate, water, filtered, recoverable, nanograms per liter | 4-Nonylphenol tridecaethoxylate | ng/l | Dissolved | [5 empty] | 2014-10-03
63056 | 4-Nonylphenol tetradecaethoxylate, water, filtered, recoverable, nanograms per liter | 4-Nonylphenol tetradecaethoxylate | ng/l | Dissolved | [5 empty] | 2014-10-03
63057 | 4-Nonylphenol pentadecaethoxylate, water, filtered, recoverable, nanograms per liter | 4-Nonylphenol pentadecaethoxylate | ng/l | Dissolved | [5 empty] | 2014-10-03
63058 | 4-Nonylphenol hexadecaethoxylate, water, filtered, recoverable, nanograms per liter | 4-Nonylphenol hexadecaethoxylate | ng/l | Dissolved | [5 empty] | 2014-10-03
63059 | 4-Nonylphenol heptadecaethoxylate, water, filtered, recoverable, nanograms per liter | 4-Nonylphenol heptadecaethoxylate | ng/l | Dissolved | [5 empty] | 2014-10-03
63060 | 4-n-Octylphenol, water, filtered, recoverable, nanograms per liter | p-Octylphenol | ng/l | Dissolved | [5 empty] | 2014-10-03
63061 | 4-Octylphenol monoethoxylate, water, filtered, recoverable, nanograms per liter | 4-Octylphenol monoethoxylate | ng/l | Dissolved | [5 empty] | 2014-10-03
63062 | 4-Octylphenol diethoxylate, water, filtered, recoverable, nanograms per liter | 4-Octylphenol diethoxylate | ng/l | Dissolved | [5 empty] | 2014-10-03
63063 | 4-Octylphenol triethoxylate, water, filtered, recoverable, nanograms per liter | 4-Octylphenol triethoxylate | ng/l | Dissolved | [5 empty] | 2014-10-03
63064 | 4-Octylphenol tetraethoxylate, water, filtered, recoverable, nanograms per liter | 4-Octylphenol tetraethoxylate | ng/l | Dissolved | [5 empty] | 2014-10-03
63065 | 4-Octylphenol pentaethoxylate, water, filtered, recoverable, nanograms per liter | 4-Octylphenol pentaethoxylate | ng/l | Dissolved | [5 empty] | 2014-10-03
63066 | 4-Octylphenol hexaethoxylate, water, filtered, recoverable, nanograms per liter | 4-Octylphenol hexaethoxylate | ng/l | Dissolved | [5 empty] | 2014-10-03
63067 | 4-Octylphenol heptaethoxylate, water, filtered, recoverable, nanograms per liter | 4-Octylphenol heptaethoxylate | ng/l | Dissolved | [5 empty] | 2014-10-03
63068 | 4-Octylphenol octaethoxylate, water, filtered, recoverable, nanograms per liter | 4-Octylphenol octaethoxylate | ng/l | Dissolved | [5 empty] | 2014-10-03
63069 | 4-Octylphenol nonaethoxylate, water, filtered, recoverable, nanograms per liter | 4-Octylphenol nonaethoxylate | ng/l | Dissolved | [5 empty] | 2014-10-03
63070 | 4-Octylphenol decaethoxylate, water, filtered, recoverable, nanograms per liter | 4-Octylphenol decaethoxylate | ng/l | Dissolved | [5 empty] | 2014-10-03
63071 | 4-Octylphenol undecaethoxylate, water, filtered, recoverable, nanograms per liter | 4-Octylphenol undecaethoxylate | ng/l | Dissolved | [5 empty] | 2014-10-03
63072 | 4-Octylphenol dodecaethoxylate, water, filtered, recoverable, nanograms per liter | 4-Octylphenol dodecaethoxylate | ng/l | Dissolved | [5 empty] | 2014-10-03
63073 | 4-Octylphenol tridecaethoxylate, water, filtered, recoverable, nanograms per liter | 4-Octylphenol tridecaethoxylate | ng/l | Dissolved | [5 empty] | 2014-10-03
63074 | 4-Octylphenol tetradecaethoxylate, water, filtered, recoverable, nanograms per liter | 4-Octylphenol tetradecaethoxylate | ng/l | Dissolved | [5 empty] | 2014-10-03
63075 | 4-Octylphenol pentadecaethoxylate, water, filtered, recoverable, nanograms per liter | 4-Octylphenol pentadecaethoxylate | ng/l | Dissolved | [5 empty] | 2014-10-03
63076 | 4-Octylphenol hexadecaethoxylate, water, filtered, recoverable, nanograms per liter | 4-Octylphenol hexadecaethoxylate | ng/l | Dissolved | [5 empty] | 2014-10-03
63077 | 4-Octylphenol heptadecaethoxylate, water, filtered, recoverable, nanograms per liter | 4-Octylphenol heptadecaethoxylate | ng/l | Dissolved | [5 empty] | 2014-10-03
63078 | 4-Nonylphenol (sum of all isomers), suspended sediment, recoverable, dry weight, micrograms per kilogram | 4-Nonylphenols | ug/kg | Suspended |  |  |  | Dry |  | 2014-10-03
63079 | 4-Nonylphenol monoethoxylate, suspended sediment, recoverable, dry weight, micrograms per kilogram | Ethanol, 2-(4-nonylphenoxy)- | ug/kg | Suspended |  |  |  | Dry |  | 2014-10-03
63080 | 4-Nonylphenol diethoxylate, suspended sediment, recoverable, dry weight, micrograms per kilogram | Nonylphenol diethoxylate | ug/kg | Suspended |  |  |  | Dry |  | 2014-10-03
63081 | 4-Nonylphenol triethoxylate, suspended sediment, recoverable, dry weight, micrograms per kilogram | 4-Nonylphenol triethoxylate | ug/kg | Suspended |  |  |  | Dry |  | 2014-10-03
63082 | 4-Nonylphenol tetraethoxylate, suspended sediment, recoverable, dry weight, micrograms per kilogram | Ethanol, 2-[2-[2-[2-(4-nonylphenoxy)ethoxy]ethoxy]ethoxy]- | ug/kg | Suspended |  |  |  | Dry |  | 2014-10-03
63083 | 4-Nonylphenol pentaethoxylate, suspended sediment, recoverable, dry weight, micrograms per kilogram | 4-Nonylphenol pentaethoxylate | ug/kg | Suspended |  |  |  | Dry |  | 2014-10-03
63084 | 4-Nonylphenol hexaethoxylate, suspended sediment, recoverable, dry weight, micrograms per kilogram | 4-Nonylphenol hexaethoxylate | ug/kg | Suspended |  |  |  | Dry |  | 2014-10-03
63085 | 4-Nonylphenol heptaethoxylate, suspended sediment, recoverable, dry weight, micrograms per kilogram | 4-Nonylphenol heptaethoxylate | ug/kg | Suspended |  |  |  | Dry |  | 2014-10-03
63086 | 4-Nonylphenol octaethoxylate, suspended sediment, recoverable, dry weight, micrograms per kilogram | 4-Nonylphenol octaethoxylate | ug/kg | Suspended |  |  |  | Dry |  | 2014-10-03
63087 | 4-Nonylphenol nonaethoxylate, suspended sediment, recoverable, dry weight, micrograms per kilogram | 4-Nonylphenol nonaethoxylate | ug/kg | Suspended |  |  |  | Dry |  | 2014-10-03
63088 | 4-Nonylphenol decaethoxylate, suspended sediment, recoverable, dry weight, micrograms per kilogram | 4-Nonylphenol decaethoxylate | ug/kg | Suspended |  |  |  | Dry |  | 2014-10-03
63089 | 4-Nonylphenol undecaethoxylate, suspended sediment, recoverable, dry weight, micrograms per kilogram | 4-Nonylphenol undecaethoxylate | ug/kg | Suspended |  |  |  | Dry |  | 2014-10-03
63090 | 4-Nonylphenol dodecaethoxylate, suspended sediment, recoverable, dry weight, micrograms per kilogram | 4-Nonylphenol dodecaethoxylate | ug/kg | Suspended |  |  |  | Dry |  | 2014-10-03
63091 | 4-Nonylphenol tridecaethoxylate, suspended sediment, recoverable, dry weight, micrograms per kilogram | 4-Nonylphenol tridecaethoxylate | ug/kg | Suspended |  |  |  | Dry |  | 2014-10-03
63092 | 4-Nonylphenol tetradecaethoxylate, suspended sediment, recoverable, dry weight, micrograms per kilogram | 4-Nonylphenol tetradecaethoxylate | ug/kg | Suspended |  |  |  | Dry |  | 2014-10-03
63093 | 4-Nonylphenol pentadecaethoxylate, suspended sediment, recoverable, dry weight, micrograms per kilogram | 4-Nonylphenol pentadecaethoxylate | ug/kg | Suspended |  |  |  | Dry |  | 2014-10-03
63094 | 4-Nonylphenol hexadecaethoxylate, suspended sediment, recoverable, dry weight, micrograms per kilogram | 4-Nonylphenol hexadecaethoxylate | ug/kg | Suspended |  |  |  | Dry |  | 2014-10-03
63095 | 4-Nonylphenol heptadecaethoxylate, suspended sediment, recoverable, dry weight, micrograms per kilogram | 4-Nonylphenol heptadecaethoxylate | ug/kg | Suspended |  |  |  | Dry |  | 2014-10-03
63096 | 4-n-Octylphenol, suspended sediment, recoverable, dry weight, micrograms per kilogram | p-Octylphenol | ug/kg | Suspended |  |  |  | Dry |  | 2014-10-03
63097 | 4-Octylphenol monoethoxylate, suspended sediment, recoverable, dry weight, micrograms per kilogram | 4-Octylphenol monoethoxylate | ug/kg | Suspended |  |  |  | Dry |  | 2014-10-03
63098 | 4-Octylphenol diethoxylate, suspended sediment, recoverable, dry weight, micrograms per kilogram | 4-Octylphenol diethoxylate | ug/kg | Suspended |  |  |  | Dry |  | 2014-10-03
63099 | 4-Octylphenol triethoxylate, suspended sediment, recoverable, dry weight, micrograms per kilogram | 4-Octylphenol triethoxylate | ug/kg | Suspended |  |  |  | Dry |  | 2014-10-03
63100 | 4-Octylphenol tetraethoxylate, suspended sediment, recoverable, dry weight, micrograms per kilogram | 4-Octylphenol tetraethoxylate | ug/kg | Suspended |  |  |  | Dry |  | 2014-10-03
63101 | 4-Octylphenol pentaethoxylate, suspended sediment, recoverable, dry weight, micrograms per kilogram | 4-Octylphenol pentaethoxylate | ug/kg | Suspended |  |  |  | Dry |  | 2014-10-03
63102 | 4-Octylphenol hexaethoxylate, suspended sediment, recoverable, dry weight, micrograms per kilogram | 4-Octylphenol hexaethoxylate | ug/kg | Suspended |  |  |  | Dry |  | 2014-10-03
63103 | 4-Octylphenol heptaethoxylate, suspended sediment, recoverable, dry weight, micrograms per kilogram | 4-Octylphenol heptaethoxylate | ug/kg | Suspended |  |  |  | Dry |  | 2014-10-03
63104 | 4-Octylphenol octaethoxylate, suspended sediment, recoverable, dry weight, micrograms per kilogram | 4-Octylphenol octaethoxylate | ug/kg | Suspended |  |  |  | Dry |  | 2014-10-03
63105 | 4-Octylphenol nonaethoxylate, suspended sediment, recoverable, dry weight, micrograms per kilogram | 4-Octylphenol nonaethoxylate | ug/kg | Suspended |  |  |  | Dry |  | 2014-10-03
63106 | 4-Octylphenol decaethoxylate, suspended sediment, recoverable, dry weight, micrograms per kilogram | 4-Octylphenol decaethoxylate | ug/kg | Suspended |  |  |  | Dry |  | 2014-10-03
63107 | 4-Octylphenol undecaethoxylate, suspended sediment, recoverable, dry weight, micrograms per kilogram | 4-Octylphenol undecaethoxylate | ug/kg | Suspended |  |  |  | Dry |  | 2014-10-03
63108 | 4-Octylphenol dodecaethoxylate, suspended sediment, recoverable, dry weight, micrograms per kilogram | 4-Octylphenol dodecaethoxylate | ug/kg | Suspended |  |  |  | Dry |  | 2014-10-03
63109 | 4-Octylphenol tridecaethoxylate, suspended sediment, recoverable, dry weight, micrograms per kilogram | 4-Octylphenol tridecaethoxylate | ug/kg | Suspended |  |  |  | Dry |  | 2014-10-03
63110 | 4-Octylphenol tetradecaethoxylate, suspended sediment, recoverable, dry weight, micrograms per kilogram | 4-Octylphenol tetradecaethoxylate | ug/kg | Suspended |  |  |  | Dry |  | 2014-10-03
63111 | 4-Octylphenol pentadecaethoxylate, suspended sediment, recoverable, dry weight, micrograms per kilogram | 4-Octylphenol pentadecaethoxylate | ug/kg | Suspended |  |  |  | Dry |  | 2014-10-03
63112 | 4-Octylphenol hexadecaethoxylate, suspended sediment, recoverable, dry weight, micrograms per kilogram | 4-Octylphenol hexadecaethoxylate | ug/kg | Suspended |  |  |  | Dry |  | 2014-10-03
63113 | 4-Octylphenol heptadecaethoxylate, suspended sediment, recoverable, dry weight, micrograms per kilogram | 4-Octylphenol heptadecaethoxylate | ug/kg | Suspended |  |  |  | Dry |  | 2014-10-03
63114 | Nonylphenoxyacetic acid, water, filtered, recoverable, nanograms per liter | Acetic acid, 2-(4-nonylphenoxy)- | ng/l | Dissolved | [5 empty] | 2014-10-03
63115 | Nonylphenoxyethoxyacetic acid, water, filtered, recoverable, nanograms per liter | Acetic acid, 2-[2-(4-nonylphenoxy)ethoxy]- | ng/l | Dissolved | [5 empty] | 2020-01-21
63116 | Octalphenoxyacetic acid, water, filtered, recoverable, nanograms per liter | Octalphenoxyacetic acid | ng/l | Dissolved | [5 empty] | 2014-10-03
63117 | Nonylphenoxyacetic acid, suspended sediment, recoverable, dry weight, micrograms per kilogram | Acetic acid, 2-(4-nonylphenoxy)- | ug/kg | Suspended |  |  |  | Dry |  | 2014-10-03
63118 | Nonylphenoxyethoxyacetic acid, suspended sediment, recoverable, dry weight, micrograms per kilogram | Acetic acid, 2-[2-(4-nonylphenoxy)ethoxy]- | ug/kg | Suspended |  |  |  | Dry |  | 2020-01-21
63119 | Octalphenoxyacetic acid, suspended sediment, recoverable, dry weight, micrograms per kilogram | Octalphenoxyacetic acid | ug/kg | Suspended |  |  |  | Dry |  | 2014-10-03
63120 | 4-Methyl-1H-benzotriazole, water, unfiltered, recoverable, micrograms per liter | 4-Methyl-1H-benzotriazole | ug/l | Recoverable | [5 empty] | 2014-10-03
63121 | Aldrin, suspended sediment, recoverable, dry weight, micrograms per kilogram | Aldrin | ug/kg | Suspended |  |  |  | Dry |  | 2014-10-03
63122 | cis-Chlordane, suspended sediment, recoverable, dry weight, micrograms per kilogram | cis-Chlordane | ug/kg | Suspended |  |  |  | Dry |  | 2014-10-03
63123 | trans-Chlordane, suspended sediment, recoverable, dry weight, micrograms per kilogram | trans-Chlordane | ug/kg | Suspended |  |  |  | Dry |  | 2014-10-03
63124 | p,p'-DDD, suspended sediment, recoverable, dry weight, micrograms per kilogram | p,p'-DDD | ug/kg | Suspended |  |  |  | Dry |  | 2014-10-03
63125 | p,p'-DDE, suspended sediment, recoverable, dry weight, micrograms per kilogram | p,p'-DDE | ug/kg | Suspended |  |  |  | Dry |  | 2014-10-03
63126 | p,p'-DDT, suspended sediment, recoverable, dry weight, micrograms per kilogram | p,p'-DDT | ug/kg | Suspended |  |  |  | Dry |  | 2014-10-03
63127 | Dieldrin, suspended sediment, recoverable, dry weight, micrograms per kilogram | Dieldrin | ug/kg | Suspended |  |  |  | Dry |  | 2014-10-03
63128 | alpha-Endosulfan, suspended sediment, recoverable, dry weight, micrograms per kilogram | .alpha.-Endosulfan | ug/kg | Suspended |  |  |  | Dry |  | 2014-10-03
63129 | Endrin, suspended sediment, recoverable, dry weight, micrograms per kilogram | Endrin | ug/kg | Suspended |  |  |  | Dry |  | 2014-10-03
63130 | Heptachlor, suspended sediment, recoverable, dry weight, micrograms per kilogram | Heptachlor | ug/kg | Suspended |  |  |  | Dry |  | 2014-10-03
63131 | Heptachlor epoxide, suspended sediment, recoverable, dry weight, micrograms per kilogram | Heptachlor epoxide | ug/kg | Suspended |  |  |  | Dry |  | 2014-10-03
63132 | Hexachlorobenzene, suspended sediment, recoverable, dry weight, micrograms per kilogram | Hexachlorobenzene | ug/kg | Suspended |  |  |  | Dry |  | 2014-10-03
63133 | alpha-HCH, suspended sediment, recoverable, dry weight, micrograms per kilogram | alpha-HCH (aLindane) | ug/kg | Suspended |  |  |  | Dry |  | 2020-01-21
63134 | beta-HCH, suspended sediment, recoverable, dry weight, micrograms per kilogram | Benzene Hexachloride, Beta (BHC) | ug/kg | Suspended |  |  |  | Dry |  | 2020-01-21
63135 | Lindane, suspended sediment, recoverable, dry weight, micrograms per kilogram | Lindane | ug/kg | Suspended |  |  |  | Dry |  | 2014-10-03
63136 | p,p'-Methoxychlor, suspended sediment, recoverable, dry weight, micrograms per kilogram | Methoxychlor | ug/kg | Suspended |  |  |  | Dry |  | 2014-10-03
63137 | Mirex, suspended sediment, recoverable, dry weight, micrograms per kilogram | Mirex | ug/kg | Suspended |  |  |  | Dry |  | 2014-10-03
63138 | trans-Nonachlor, suspended sediment, recoverable, dry weight, micrograms per kilogram | trans-Nonachlor | ug/kg | Suspended |  |  |  | Dry |  | 2014-10-03
63139 | Aroclor 1016 plus Aroclor 1242, suspended sediment, recoverable, dry weight, micrograms per kilogram | Aroclor 1016 mixt. with Aroclor 1242 | ug/kg | Suspended |  |  |  | Dry |  | 2014-10-03
63140 | Aroclor 1254, suspended sediment, recoverable, dry weight, micrograms per kilogram | Aroclor 1254 | ug/kg | Suspended |  |  |  | Dry |  | 2014-10-03
63141 | Aroclor 1260, suspended sediment, recoverable, dry weight, micrograms per kilogram | Aroclor 1260 | ug/kg | Suspended |  |  |  | Dry |  | 2014-10-03
63142 | Chlordane (technical), suspended sediment, recoverable, dry weight, micrograms per kilogram | Chlordane, technical | ug/kg | Suspended |  |  |  | Dry |  | 2014-10-03
63143 | Toxaphene, suspended sediment, recoverable, dry weight, micrograms per kilogram | Toxaphene | ug/kg | Suspended |  |  |  | Dry |  | 2014-10-03
63144 | Chlordane (technical), suspended sediment, recoverable, dry weight, micrograms per liter | Chlordane, technical | ug/l | Suspended |  |  |  | Dry |  | 2014-10-03
63145 | 3,4-Dichlorophenyl isocyanate, water, unfiltered, recoverable, micrograms per liter | 3,4-Dichlorophenyl isocyanate | ug/l | Recoverable | [5 empty] | 2014-10-03
63146 | BDE congener 47, water, filtered, recoverable, micrograms per liter | 2,2',4,4'-Tetrabromodiphenyl ether | ug/l | Dissolved | [5 empty] | 2020-01-21
63147 | BDE congener 47, water, unfiltered, recoverable, micrograms per liter | 2,2',4,4'-Tetrabromodiphenyl ether | ug/l | Recoverable | [5 empty] | 2020-01-21
63148 | 4-Nonylphenol monoethoxylate (sum of all isomers), water, filtered, recoverable, micrograms per liter | Ethanol, 2-(4-nonylphenoxy)- | ug/l | Dissolved | [5 empty] | 2014-10-03
63149 | Sulfur hexafluoride, water, unfiltered, recoverable, femtograms per kilogram | Sulfur hexafluoride | fg/kg | Recoverable | [5 empty] | 2014-10-03
63150 | delta nitrogen-15/nitrogen-14 of dinitrogen, water, dissolved, per mil | Nitrogen-15/14 ratio | per mil | Dissolved | [5 empty] | 2016-06-30
63151 | Iron(II), solids, dry weight, milligrams per kilogram | Ferrous ion | mg/kg |  |  |  |  | Dry |  | 2014-10-03
63152 | Iron(III), solids, dry weight, milligrams per kilogram | Ferric ion | mg/kg |  |  |  |  | Dry |  | 2014-10-03
63153 | Sulfide, solids, dry weight, milligrams per kilogram | Sulfide | mg/kg |  |  |  |  | Dry |  | 2014-10-03
63154 | Hydroxysimazine, water, filtered, recoverable, micrograms per liter | Hydroxysimazine | ug/l | Dissolved | [5 empty] | 2015-01-05
63155 | 2,4-DB, water, filtered, recoverable, micrograms per liter | 2,4-DB | ug/l | Dissolved | [5 empty] | 2014-10-03
63156 | Escherichia coli, modified mTEC MF method, bed sediment, dry weight, colonies per gram | Escherichia coli | col/gram | Bed Sediment |  |  |  | Dry |  | 2014-10-03
63157 | Enterococci, mEI MF method, bed sediment, dry weight, colonies per gram | Enterococcus | col/gram | Bed Sediment |  |  |  | Dry |  | 2014-10-03
63158 | Stream water level elevation above NGVD 1929, in feet | Elevation, water surface, MSL | ft | [6 empty] | 2020-01-21
63159 | Stream water level elevation above NGVD 1929, in meters | Elevation, water surface, MSL | m | [6 empty] | 2020-01-21
63160 | Stream water level elevation above NAVD 1988, in feet | Elevation, water surface, MSL | ft | [6 empty] | 2020-01-21
63161 | Stream water level elevation above NAVD 1988, in meters | Elevation, water surface, MSL | m | [6 empty] | 2020-01-21
63162 | Specific UV Absorbance, 254 nm, water, filtered, 1 cm path length, calculated, liter per (milligram of dissolved organic carbon * meter) | UV 254 | L/mgDOC*m | Dissolved | [5 empty] | 2014-10-03
63163 | 1,4-Dichlorobenzene, solids, recoverable, dry weight, micrograms per kilogram | p-Dichlorobenzene | ug/kg | Recoverable |  |  |  | Dry |  | 2014-10-03
63164 | 17-beta-Estradiol, solids, recoverable, dry weight, micrograms per kilogram | Estradiol | ug/kg | Recoverable |  |  |  | Dry |  | 2014-10-03
63165 | 1-Methylnaphthalene, solids, recoverable, dry weight, micrograms per kilogram | 1-Methylnaphthalene | ug/kg | Recoverable |  |  |  | Dry |  | 2014-10-03
63166 | BDE congener 47, solids, recoverable, dry weight, micrograms per kilogram | 2,2',4,4'-Tetrabromodiphenyl ether | ug/kg | Recoverable |  |  |  | Dry |  | 2020-01-21
63167 | 2,6-Dimethylnaphthalene, solids, recoverable, dry weight, micrograms per kilogram | 2,6-Dimethylnaphthalene | ug/kg | Recoverable |  |  |  | Dry |  | 2014-10-03
63168 | 2-Methylnaphthalene, solids, recoverable, dry weight, micrograms per kilogram | 2-Methylnaphthalene | ug/kg | Recoverable |  |  |  | Dry |  | 2014-10-03
63169 | 3,4-Dichlorophenyl isocyanate, solids, recoverable, dry weight, micrograms per kilogram | 3,4-Dichlorophenyl isocyanate | ug/kg | Recoverable |  |  |  | Dry |  | 2014-10-03
63170 | 3-beta-Coprostanol, solids, recoverable, dry weight, micrograms per kilogram | Coprosterol | ug/kg | Recoverable |  |  |  | Dry |  | 2014-10-03
63171 | 3-Methyl-1H-indole, solids, recoverable, dry weight, micrograms per kilogram | 3-Methylindole | ug/kg | Recoverable |  |  |  | Dry |  | 2014-10-03
63172 | 3-tert-Butyl-4-hydroxyanisole, solids, recoverable, dry weight, micrograms per kilogram | Phenol, 2-(1,1-dimethylethyl)-4-methoxy- | ug/kg | Recoverable |  |  |  | Dry |  | 2014-10-03
63173 | 4-Cumylphenol, solids, recoverable, dry weight, micrograms per kilogram | p-Cumylphenol | ug/kg | Recoverable |  |  |  | Dry |  | 2014-10-03
63174 | 4-n-Octylphenol, solids, recoverable, dry weight, micrograms per kilogram | p-Octylphenol | ug/kg | Recoverable |  |  |  | Dry |  | 2014-10-03
63175 | 4-Nonylphenol (sum of all isomers), solids, recoverable, dry weight, micrograms per kilogram | 4-Nonylphenols | ug/kg | Recoverable |  |  |  | Dry |  | 2014-10-03
63176 | 4-tert-Octylphenol, solids, recoverable, dry weight, micrograms per kilogram | p-(1,1,3,3-Tetramethylbutyl)phenol | ug/kg | Recoverable |  |  |  | Dry |  | 2014-10-03
63177 | 5-Methyl-1H-benzotriazole, solids, recoverable, dry weight, micrograms per kilogram | 5-Tolyltriazole | ug/kg | Recoverable |  |  |  | Dry |  | 2014-10-03
63178 | Acetophenone, solids, recoverable, dry weight, micrograms per kilogram | Acetophenone | ug/kg | Recoverable |  |  |  | Dry |  | 2014-10-03
63179 | Acetyl hexamethyl tetrahydro naphthalene, solids, recoverable, dry weight, micrograms per kilogram | AHTN | ug/kg | Recoverable |  |  |  | Dry |  | 2014-10-03
63180 | Anthracene, solids, recoverable, dry weight, micrograms per kilogram | Anthracene | ug/kg | Recoverable |  |  |  | Dry |  | 2014-10-03
63181 | 9,10-Anthraquinone, solids, recoverable, dry weight, micrograms per kilogram | Anthraquinone | ug/kg | Recoverable |  |  |  | Dry |  | 2014-10-03
63182 | Atrazine, solids, recoverable, dry weight, micrograms per kilogram | Atrazine | ug/kg | Recoverable |  |  |  | Dry |  | 2014-10-03
63183 | Benzo[a]pyrene, solids, recoverable, dry weight, micrograms per kilogram | Benzo[a]pyrene | ug/kg | Recoverable |  |  |  | Dry |  | 2014-10-03
63184 | Benzophenone, solids, recoverable, dry weight, micrograms per kilogram | Benzophenone | ug/kg | Recoverable |  |  |  | Dry |  | 2014-10-03
63185 | beta-Sitosterol, solids, recoverable, dry weight, micrograms per kilogram | .beta.-Sitosterol | ug/kg | Recoverable |  |  |  | Dry |  | 2014-10-03
63186 | beta-Stigmastanol, solids, recoverable, dry weight, micrograms per kilogram | Stigmastan-3.beta.-ol | ug/kg | Recoverable |  |  |  | Dry |  | 2014-10-03
63187 | Bis(2-ethylhexyl) phthalate, solids, recoverable, dry weight, micrograms per kilogram | Di(2-ethoxylhexyl) phthalate | ug/kg | Recoverable |  |  |  | Dry |  | 2020-01-21
63188 | Bisphenol A, solids, recoverable, dry weight, micrograms per kilogram | 4,4'-Isopropylidenediphenol | ug/kg | Recoverable |  |  |  | Dry |  | 2014-10-03
63189 | Bromacil, solids, recoverable, dry weight, micrograms per kilogram | Bromacil | ug/kg | Recoverable |  |  |  | Dry |  | 2014-10-03
63190 | Tribromomethane (bromoform), solids, recoverable, dry weight, micrograms per kilogram | Tribromomethane | ug/kg | Recoverable |  |  |  | Dry |  | 2014-10-03
63191 | Caffeine, solids, recoverable, dry weight, micrograms per kilogram | Caffeine | ug/kg | Recoverable |  |  |  | Dry |  | 2014-10-03
63192 | Camphor, solids, recoverable, dry weight, micrograms per kilogram | Camphor | ug/kg | Recoverable |  |  |  | Dry |  | 2014-10-03
63193 | Carbaryl, solids, recoverable, dry weight, micrograms per kilogram | Carbaryl | ug/kg | Recoverable |  |  |  | Dry |  | 2014-10-03
63194 | Carbazole, solids, recoverable, dry weight, micrograms per kilogram | Carbazole | ug/kg | Recoverable |  |  |  | Dry |  | 2014-10-03
63195 | Chlorpyrifos, solids, recoverable, dry weight, micrograms per kilogram | Chlorpyrifos | ug/kg | Recoverable |  |  |  | Dry |  | 2014-10-03
63196 | Cholesterol, solids, recoverable, dry weight, micrograms per kilogram | Cholesterol | ug/kg | Recoverable |  |  |  | Dry |  | 2014-10-03
63197 | Cotinine, solids, recoverable, dry weight, micrograms per kilogram | Cotinine | ug/kg | Recoverable |  |  |  | Dry |  | 2014-10-03
63198 | Diazinon, solids, recoverable, dry weight, micrograms per kilogram | Diazinon | ug/kg | Recoverable |  |  |  | Dry |  | 2014-10-03
63199 | Dichlorvos, solids, recoverable, dry weight, micrograms per kilogram | Dichlorvos | ug/kg | Recoverable |  |  |  | Dry |  | 2014-10-03
63200 | 4-Nonylphenol diethoxylate (sum of all isomers), solids, recoverable, dry weight, micrograms per kilogram | Nonylphenol diethoxylate | ug/kg | Recoverable |  |  |  | Dry |  | 2020-01-21
63201 | 4-tert-Octylphenol diethoxylate, solids, recoverable, dry weight, micrograms per kilogram | 2-[2-[4-(1,1,3,3-Tetramethylbutyl)phenoxy]ethoxy]ethanol | ug/kg | Recoverable |  |  |  | Dry |  | 2014-10-03
63202 | Diethyl phthalate, solids, recoverable, dry weight, micrograms per kilogram | Diethyl phthalate | ug/kg | Recoverable |  |  |  | Dry |  | 2014-10-03
63203 | D-Limonene, solids, recoverable, dry weight, micrograms per kilogram | D-Limonene | ug/kg | Recoverable |  |  |  | Dry |  | 2014-10-03
63204 | Equilenin, solids, recoverable, dry weight, micrograms per kilogram | Equilenin | ug/kg | Recoverable |  |  |  | Dry |  | 2014-10-03
63205 | Estrone, solids, recoverable, dry weight, micrograms per kilogram | Estrone | ug/kg | Recoverable |  |  |  | Dry |  | 2014-10-03
63206 | 4-tert-Octylphenol monoethoxylate, solids, recoverable, dry weight, micrograms per kilogram | 2-[4-(1,1,3,3-Tetramethylbutyl)phenoxy]ethanol | ug/kg | Recoverable |  |  |  | Dry |  | 2014-10-03
63207 | 17-alpha-Ethynylestradiol, solids, recoverable, dry weight, micrograms per kilogram | Ethinyl estradiol | ug/kg | Recoverable |  |  |  | Dry |  | 2014-10-03
63208 | Fluoranthene, solids, recoverable, dry weight, micrograms per kilogram | Fluoranthene | ug/kg | Recoverable |  |  |  | Dry |  | 2014-10-03
63209 | Hexahydrohexamethyl cyclopentabenzopyran, solids, recoverable, dry weight, micrograms per kilogram | 1,3,4,6,7,8-Hexahydro-4,6,6,7,8,8-hexamethylcyclopenta[g]-2-benzopyran | ug/kg | Recoverable |  |  |  | Dry |  | 2014-10-03
63210 | Indole, solids, recoverable, dry weight, micrograms per kilogram | Indole | ug/kg | Recoverable |  |  |  | Dry |  | 2014-10-03
63211 | Isoborneol, solids, recoverable, dry weight, micrograms per kilogram | Isoborneol | ug/kg | Recoverable |  |  |  | Dry |  | 2014-10-03
63212 | Isophorone, solids, recoverable, dry weight, micrograms per kilogram | Isophorone | ug/kg | Recoverable |  |  |  | Dry |  | 2014-10-03
63213 | Isopropylbenzene, solids, recoverable, dry weight, micrograms per kilogram | Cumene | ug/kg | Recoverable |  |  |  | Dry |  | 2014-10-03
63214 | Isoquinoline, solids, recoverable, dry weight, micrograms per kilogram | Isoquinoline | ug/kg | Recoverable |  |  |  | Dry |  | 2014-10-03
63215 | Menthol, solids, recoverable, dry weight, micrograms per kilogram | (1R,2S,5R)-Menthol | ug/kg | Recoverable |  |  |  | Dry |  | 2014-10-03
63216 | Metalaxyl, solids, recoverable, dry weight, micrograms per kilogram | Metalaxyl | ug/kg | Recoverable |  |  |  | Dry |  | 2014-10-03
63217 | Methyl salicylate, solids, recoverable, dry weight, micrograms per kilogram | Methyl salicylate | ug/kg | Recoverable |  |  |  | Dry |  | 2014-10-03
63218 | Metolachlor, solids, recoverable, dry weight, micrograms per kilogram | Metolachlor | ug/kg | Recoverable |  |  |  | Dry |  | 2014-10-03
63219 | N,N-Diethyl-m-toluamide (DEET), solids, recoverable, dry weight, micrograms per kilogram | N,N-Diethyl-m-toluamide | ug/kg | Recoverable |  |  |  | Dry |  | 2014-10-03
63220 | Naphthalene, solids, recoverable, dry weight, micrograms per kilogram | Naphthalene | ug/kg | Recoverable |  |  |  | Dry |  | 2014-10-03
63221 | 4-Nonylphenol monoethoxylate (sum of all isomers), solids, recoverable, dry weight, micrograms per kilogram | Ethanol, 2-(4-nonylphenoxy)- | ug/kg | Recoverable |  |  |  | Dry |  | 2014-10-03
63222 | p-Cresol, solids, recoverable, dry weight, micrograms per kilogram | p-Cresol | ug/kg | Recoverable |  |  |  | Dry |  | 2014-10-03
63223 | Pentachlorophenol, solids, recoverable, dry weight, micrograms per kilogram | Pentachlorophenol | ug/kg | Recoverable |  |  |  | Dry |  | 2014-10-03
63224 | Phenanthrene, solids, recoverable, dry weight, micrograms per kilogram | Phenanthrene | ug/kg | Recoverable |  |  |  | Dry |  | 2014-10-03
63225 | Phenol, solids, recoverable, dry weight, micrograms per kilogram | Phenol | ug/kg | Recoverable |  |  |  | Dry |  | 2014-10-03
63226 | Prometon, solids, recoverable, dry weight, micrograms per kilogram | Prometon | ug/kg | Recoverable |  |  |  | Dry |  | 2014-10-03
63227 | Pyrene, solids, recoverable, dry weight, micrograms per kilogram | Pyrene | ug/kg | Recoverable |  |  |  | Dry |  | 2014-10-03
63228 | Tetrachloroethene, solids, recoverable, dry weight, micrograms per kilogram | Tetrachloroethylene | ug/kg | Recoverable |  |  |  | Dry |  | 2020-01-21
63229 | Tris(2-butoxyethyl) phosphate, solids, recoverable, dry weight, micrograms per kilogram | Tris(2-butoxyethyl) phosphate | ug/kg | Recoverable |  |  |  | Dry |  | 2014-10-03
63230 | Tris(2-chloroethyl) phosphate, solids, recoverable, dry weight, micrograms per kilogram | Tris(2-chloroethyl) phosphate | ug/kg | Recoverable |  |  |  | Dry |  | 2014-10-03
63231 | Tributyl phosphate, solids, recoverable, dry weight, micrograms per kilogram | Tributyl phosphate | ug/kg | Recoverable |  |  |  | Dry |  | 2014-10-03
63232 | Triclosan, solids, recoverable, dry weight, micrograms per kilogram | Triclosan | ug/kg | Recoverable |  |  |  | Dry |  | 2014-10-03
63233 | Triethyl citrate, solids, recoverable, dry weight, micrograms per kilogram | Triethyl citrate | ug/kg | Recoverable |  |  |  | Dry |  | 2014-10-03
63234 | Triphenyl phosphate, solids, recoverable, dry weight, micrograms per kilogram | Triphenyl phosphate | ug/kg | Recoverable |  |  |  | Dry |  | 2014-10-03
63235 | Tris(dichloroisopropyl) phosphate, solids, recoverable, dry weight, micrograms per kilogram | Tris(1,3-dichloro-2-propyl)phosphate | ug/kg | Recoverable |  |  |  | Dry |  | 2014-10-03
63236 | Estrone, suspended sediment, recoverable, micrograms per liter | Estrone | ug/l | Suspended | [5 empty] | 2014-10-03
63237 | 4-tert-Octylphenol diethoxylate, suspended sediment, recoverable, micrograms per liter | 2-[2-[4-(1,1,3,3-Tetramethylbutyl)phenoxy]ethoxy]ethanol | ug/l | Suspended | [5 empty] | 2014-10-03
63238 | 4-tert-Octylphenol monoethoxylate, suspended sediment, recoverable, micrograms per liter | 2-[4-(1,1,3,3-Tetramethylbutyl)phenoxy]ethanol | ug/l | Suspended | [5 empty] | 2014-10-03
63239 | 1,4-Naphthoquinone, solids, recoverable, dry weight, micrograms per kilogram | 1,4-Naphthoquinone | ug/kg | Recoverable |  |  |  | Dry |  | 2014-10-03
63240 | 1-Naphthol, solids, recoverable, dry weight, micrograms per kilogram | 1-Naphthol | ug/kg | Recoverable |  |  |  | Dry |  | 2014-10-03
63241 | 2-(4-tert-Butylphenoxy)-cyclohexanol, solids, recoverable, dry weight, micrograms per kilogram | 2-(p-tert-Butylphenoxy)cyclohexanol | ug/kg | Recoverable |  |  |  | Dry |  | 2020-01-21
63242 | 2,5-Dichloroaniline, solids, recoverable, dry weight, micrograms per kilogram | 2,5-Dichloroaniline | ug/kg | Recoverable |  |  |  | Dry |  | 2014-10-03
63243 | 2,6-Diethylaniline, solids, recoverable, dry weight, micrograms per kilogram | 2,6-Diethylaniline | ug/kg | Recoverable |  |  |  | Dry |  | 2014-10-03
63244 | 2-[(2-Ethyl-6-methylphenyl)amino]-1-propanol, solids, recoverable, dry weight, micrograms per kilogram | 2-[(2-Ethyl-6-methylphenyl)-amino]-1-propanol | ug/kg | Recoverable |  |  |  | Dry |  | 2020-01-21
63245 | 2-Amino-N-isopropylbenzamide, solids, recoverable, dry weight, micrograms per kilogram | Benzamide, 2-amino-N-(1-methylethyl)- | ug/kg | Recoverable |  |  |  | Dry |  | 2020-01-21
63246 | 2-Chloro-2',6'-diethylacetanilide, solids, recoverable, dry weight, micrograms per kilogram | 2-Chloro-2',6'-diethylacetanilide | ug/kg | Recoverable |  |  |  | Dry |  | 2014-10-03
63247 | 2-Ethyl-6-methylaniline, solids, recoverable, dry weight, micrograms per kilogram | 2-Ethyl-6-methylaniline | ug/kg | Recoverable |  |  |  | Dry |  | 2015-01-05
63248 | 3,4-Dichloroaniline, solids, recoverable, dry weight, micrograms per kilogram | 3,4-Dichloroaniline | ug/kg | Recoverable |  |  |  | Dry |  | 2014-10-03
63249 | 3,4-Dichlorophenyl isocyanate, solids, recoverable, dry weight, micrograms per kilogram | 3,4-Dichlorophenyl isocyanate | ug/kg | Recoverable |  |  |  | Dry |  | 2014-10-03
63250 | 3,5-Dichloroaniline, solids, recoverable, dry weight, micrograms per kilogram | 3,5-Dichloroaniline | ug/kg | Recoverable |  |  |  | Dry |  | 2015-01-05
63251 | 3-Phenoxybenzyl alcohol, solids, recoverable, dry weight, micrograms per kilogram | 3-Phenoxybenzenemethanol | ug/kg | Recoverable |  |  |  | Dry |  | 2020-01-21
63252 | 3-(Trifluoromethyl)aniline, solids, recoverable, dry weight, micrograms per kilogram | 3-(Trifluoromethyl)aniline | ug/kg | Recoverable |  |  |  | Dry |  | 2015-01-05
63253 | 4-(Hydroxymethyl) pendimethalin, solids, recoverable, dry weight, micrograms per kilogram | 4-(Hydroxymethyl)pendimethalin | ug/kg | Recoverable |  |  |  | Dry |  | 2020-01-21
63254 | 4,4'-Dichlorobenzophenone, solids, recoverable, dry weight, micrograms per kilogram | Methanone, bis(4-chlorophenyl)- | ug/kg | Recoverable |  |  |  | Dry |  | 2014-10-03
63255 | 4-Chloro-2-methylphenol, solids, recoverable, dry weight, micrograms per kilogram | 4-Chloro-2-methylphenol | ug/kg | Recoverable |  |  |  | Dry |  | 2014-10-03
63256 | 4-Chlorophenyl methyl sulfone, solids, recoverable, dry weight, micrograms per kilogram | p-Chlorophenyl methyl sulfone | ug/kg | Recoverable |  |  |  | Dry |  | 2020-01-21
63257 | Acetochlor, solids, recoverable, dry weight, micrograms per kilogram | Acetochlor | ug/kg | Recoverable |  |  |  | Dry |  | 2014-10-03
63258 | Alachlor, solids, recoverable, dry weight, micrograms per kilogram | Alachlor | ug/kg | Recoverable |  |  |  | Dry |  | 2014-10-03
63259 | alpha-Endosulfan, solids, recoverable, dry weight, micrograms per kilogram | .alpha.-Endosulfan | ug/kg | Recoverable |  |  |  | Dry |  | 2014-10-03
63260 | beta-Endosulfan, solids, recoverable, dry weight, micrograms per kilogram | .beta.-Endosulfan | ug/kg | Recoverable |  |  |  | Dry |  | 2014-10-03
63261 | alpha-HCH, solids, recoverable, dry weight, micrograms per kilogram | alpha-HCH (aLindane) | ug/kg | Recoverable |  |  |  | Dry |  | 2020-01-21
63262 | Atrazine, solids, recoverable, dry weight, micrograms per kilogram | Atrazine | ug/kg | Recoverable |  |  |  | Dry |  | 2014-10-03
63263 | Azinphos-methyl, solids, recoverable, dry weight, micrograms per kilogram | Azinphos-methyl | ug/kg | Recoverable |  |  |  | Dry |  | 2014-10-03
63264 | Azinphos-methyl oxygen analog, solids, recoverable, dry weight, micrograms per kilogram | Azinphos-methyl oxygen analog | ug/kg | Recoverable |  |  |  | Dry |  | 2014-10-03
63265 | Benfluralin, solids, recoverable, dry weight, micrograms per kilogram | Benfluralin | ug/kg | Recoverable |  |  |  | Dry |  | 2014-10-03
63266 | Bifenthrin, solids, recoverable, dry weight, micrograms per kilogram | Bifenthrin | ug/kg | Recoverable |  |  |  | Dry |  | 2014-10-03
63267 | Butylate, solids, recoverable, dry weight, micrograms per kilogram | Butylate | ug/kg | Recoverable |  |  |  | Dry |  | 2014-10-03
63268 | Captan, solids, recoverable, dry weight, micrograms per kilogram | Captan | ug/kg | Recoverable |  |  |  | Dry |  | 2014-10-03
63269 | Carbaryl, solids, recoverable, dry weight, micrograms per kilogram | Carbaryl | ug/kg | Recoverable |  |  |  | Dry |  | 2014-10-03
63270 | Carbofuran, solids, recoverable, dry weight, micrograms per kilogram | Carbofuran | ug/kg | Recoverable |  |  |  | Dry |  | 2014-10-03
63271 | cis-Chlordane, solids, recoverable, dry weight, micrograms per kilogram | cis-Chlordane | ug/kg | Recoverable |  |  |  | Dry |  | 2014-10-03
63272 | trans-Chlordane, solids, recoverable, dry weight, micrograms per kilogram | trans-Chlordane | ug/kg | Recoverable |  |  |  | Dry |  | 2014-10-03
63273 | Chlorpyrifos, solids, recoverable, dry weight, micrograms per kilogram | Chlorpyrifos | ug/kg | Recoverable |  |  |  | Dry |  | 2014-10-03
63274 | Chlorpyrifos oxygen analog, solids, recoverable, dry weight, micrograms per kilogram | Chlorpyrifos O.A. | ug/kg | Recoverable |  |  |  | Dry |  | 2014-10-03
63275 | Methyl cis-3-(2,2-dichlorovinyl)-2,2-dimethylcyclopropane-1-carboxylate, solids, recoverable, dry weight, micrograms per kilogram | Cyclopropanecarboxylic acid, 3-(2,2-dichloroethenyl)-2,2-dimethyl-, methyl ester, (1R,3R)-rel- | ug/kg | Recoverable |  |  |  | Dry |  | 2020-01-21
63276 | Methyl trans-3-(2,2-dichlorovinyl)-2,2-dimethylcyclopropane-1-carboxylate, solids, recoverable, dry weight, micrograms per kilogram | Methyl trans-3-(2,2-dichlorovinyl)-2,2-dimethylcyclopropane-1-carboxylate | ug/kg | Recoverable |  |  |  | Dry |  | 2015-01-05
63277 | Cyanazine, solids, recoverable, dry weight, micrograms per kilogram | Cyanazine | ug/kg | Recoverable |  |  |  | Dry |  | 2014-10-03
63278 | Cycloate, solids, recoverable, dry weight, micrograms per kilogram | Cycloate | ug/kg | Recoverable |  |  |  | Dry |  | 2014-10-03
63279 | Cyfluthrin, solids, recoverable, dry weight, micrograms per kilogram | Cyfluthrin | ug/kg | Recoverable |  |  |  | Dry |  | 2015-01-05
63280 | lambda-Cyhalothrin, solids, recoverable, dry weight, micrograms per kilogram | .lambda.-Cyhalothrin | ug/kg | Recoverable |  |  |  | Dry |  | 2014-10-03
63281 | Cypermethrin, solids, recoverable, dry weight, micrograms per kilogram | Beta Cypermethrin | ug/kg | Recoverable |  |  |  | Dry |  | 2014-10-03
63282 | DCPA, solids, recoverable, dry weight, micrograms per kilogram | Chlorthal-dimethyl | ug/kg | Recoverable |  |  |  | Dry |  | 2014-10-03
63283 | 2-Chloro-4-isopropylamino-6-amino-s-triazine, solids, recoverable, dry weight, micrograms per kilogram | 2-Chloro-4-isopropylamino-6-amino-s-triazine | ug/kg | Recoverable |  |  |  | Dry |  | 2014-10-03
63284 | Diazinon, solids, recoverable, dry weight, micrograms per kilogram | Diazinon | ug/kg | Recoverable |  |  |  | Dry |  | 2014-10-03
63285 | Diazoxon, solids, recoverable, dry weight, micrograms per kilogram | Diazoxon | ug/kg | Recoverable |  |  |  | Dry |  | 2014-10-03
63286 | Dichlorvos, solids, recoverable, dry weight, micrograms per kilogram | Dichlorvos | ug/kg | Recoverable |  |  |  | Dry |  | 2014-10-03
63287 | Dicofol, solids, recoverable, dry weight, micrograms per kilogram | Dicofol | ug/kg | Recoverable |  |  |  | Dry |  | 2014-10-03
63288 | Dicrotophos, solids, recoverable, dry weight, micrograms per kilogram | Dicrotophos | ug/kg | Recoverable |  |  |  | Dry |  | 2014-10-03
63289 | Dieldrin, solids, recoverable, dry weight, micrograms per kilogram | Dieldrin | ug/kg | Recoverable |  |  |  | Dry |  | 2014-10-03
63290 | Dimethenamid, solids, recoverable, dry weight, micrograms per kilogram | Dimethenamid | ug/kg | Recoverable |  |  |  | Dry |  | 2014-10-03
63291 | Dimethoate, solids, recoverable, dry weight, micrograms per kilogram | Dimethoate | ug/kg | Recoverable |  |  |  | Dry |  | 2014-10-03
63292 | Disulfoton, solids, recoverable, dry weight, micrograms per kilogram | Disulfoton | ug/kg | Recoverable |  |  |  | Dry |  | 2014-10-03
63293 | Disulfoton sulfone, solids, recoverable, dry weight, micrograms per kilogram | Disulfoton sulfone | ug/kg | Recoverable |  |  |  | Dry |  | 2014-10-03
63294 | Disulfoton sulfoxide, solids, recoverable, dry weight, micrograms per kilogram | Oxydisulfoton | ug/kg | Recoverable |  |  |  | Dry |  | 2014-10-03
63295 | (E)-Dimethomorph, solids, recoverable, dry weight, micrograms per kilogram | Dimethomorph | ug/kg | Recoverable |  |  |  | Dry |  | 2020-01-21
63296 | (Z)-Dimethomorph, solids, recoverable, dry weight, micrograms per kilogram | (Z)-Dimethomorph | ug/kg | Recoverable |  |  |  | Dry |  | 2016-10-06
63297 | Endosulfan ether, solids, recoverable, dry weight, micrograms per kilogram | Endosulfan ether | ug/kg | Recoverable |  |  |  | Dry |  | 2014-10-03
63298 | Endosulfan sulfate, solids, recoverable, dry weight, micrograms per kilogram | Endosulfan sulfate | ug/kg | Recoverable |  |  |  | Dry |  | 2014-10-03
63299 | EPTC, solids, recoverable, dry weight, micrograms per kilogram | S-Ethyl dipropylthiocarbamate | ug/kg | Recoverable |  |  |  | Dry |  | 2014-10-03
63300 | Esfenvalerate, solids, recoverable, dry weight, micrograms per kilogram | Esfenvalerate | ug/kg | Recoverable |  |  |  | Dry |  | 2014-10-03
63301 | Ethalfluralin, solids, recoverable, dry weight, micrograms per kilogram | Ethalfluralin | ug/kg | Recoverable |  |  |  | Dry |  | 2014-10-03
63302 | Ethion, solids, recoverable, dry weight, micrograms per kilogram | Ethion | ug/kg | Recoverable |  |  |  | Dry |  | 2014-10-03
63303 | Ethion monoxon, solids, recoverable, dry weight, micrograms per kilogram | Ethion monooxon | ug/kg | Recoverable |  |  |  | Dry |  | 2016-10-06
63304 | Ethoprop, solids, recoverable, dry weight, micrograms per kilogram | Ethoprop | ug/kg | Recoverable |  |  |  | Dry |  | 2014-10-03
63305 | Fenamiphos, solids, recoverable, dry weight, micrograms per kilogram | Fenamiphos | ug/kg | Recoverable |  |  |  | Dry |  | 2014-10-03
63306 | Fenamiphos sulfone, solids, recoverable, dry weight, micrograms per kilogram | Fenamiphos Sulfone | ug/kg | Recoverable |  |  |  | Dry |  | 2014-10-03
63307 | Fenamiphos sulfoxide, solids, recoverable, dry weight, micrograms per kilogram | Fenamiphos sulfoxide | ug/kg | Recoverable |  |  |  | Dry |  | 2014-10-03
63309 | Fenthion, solids, recoverable, dry weight, micrograms per kilogram | Fenthion | ug/kg | Recoverable |  |  |  | Dry |  | 2014-10-03
63310 | Fenthion sulfone, solids, recoverable, dry weight, micrograms per kilogram | Fenthion sulfone | ug/kg | Recoverable |  |  |  | Dry |  | 2014-10-03
63311 | Fenthion sulfone oxygen analog, solids, recoverable, dry weight, micrograms per kilogram | Fenthion sulfone oxygen analog | ug/kg | Recoverable |  |  |  | Dry |  | 2014-10-03
63312 | Fenthion sulfoxide, solids, recoverable, dry weight, micrograms per kilogram | Fenthion sulfoxide | ug/kg | Recoverable |  |  |  | Dry |  | 2014-10-03
63313 | Fipronil, solids, recoverable, dry weight, micrograms per kilogram | Fipronil | ug/kg | Recoverable |  |  |  | Dry |  | 2014-10-03
63314 | Fipronil sulfide, solids, recoverable, dry weight, micrograms per kilogram | Fipronil Sulfide | ug/kg | Recoverable |  |  |  | Dry |  | 2020-01-21
63315 | Fipronil sulfone, solids, recoverable, dry weight, micrograms per kilogram | Fipronil Sulfone | ug/kg | Recoverable |  |  |  | Dry |  | 2014-10-03
63316 | Desulfinylfipronil, solids, recoverable, dry weight, micrograms per kilogram | Fipronil Desulfinyl | ug/kg | Recoverable |  |  |  | Dry |  | 2020-01-21
63317 | Desulfinylfipronil amide, solids, recoverable, dry weight, micrograms per kilogram | Desulfinylfipronil amide | ug/kg | Recoverable |  |  |  | Dry |  | 2014-10-03
63318 | Flumetralin, solids, recoverable, dry weight, micrograms per kilogram | Flumetralin | ug/kg | Recoverable |  |  |  | Dry |  | 2015-01-05
63319 | Fonofos, solids, recoverable, dry weight, micrograms per kilogram | Fonofos | ug/kg | Recoverable |  |  |  | Dry |  | 2014-10-03
63320 | Fonofos oxygen analog, solids, recoverable, dry weight, micrograms per kilogram | Fonofos oxon | ug/kg | Recoverable |  |  |  | Dry |  | 2016-10-06
63321 | Hexazinone, solids, recoverable, dry weight, micrograms per kilogram | Hexazinone | ug/kg | Recoverable |  |  |  | Dry |  | 2014-10-03
63322 | Iprodione, solids, recoverable, dry weight, micrograms per kilogram | Iprodione | ug/kg | Recoverable |  |  |  | Dry |  | 2014-10-03
63323 | Isofenphos, solids, recoverable, dry weight, micrograms per kilogram | Isofenphos | ug/kg | Recoverable |  |  |  | Dry |  | 2014-10-03
63324 | Lindane, solids, recoverable, dry weight, micrograms per kilogram | Lindane | ug/kg | Recoverable |  |  |  | Dry |  | 2014-10-03
63325 | Linuron, solids, recoverable, dry weight, micrograms per kilogram | Linuron | ug/kg | Recoverable |  |  |  | Dry |  | 2014-10-03
63326 | Malaoxon, solids, recoverable, dry weight, micrograms per kilogram | Malaoxon | ug/kg | Recoverable |  |  |  | Dry |  | 2014-10-03
63327 | Malathion, solids, recoverable, dry weight, micrograms per kilogram | Malathion | ug/kg | Recoverable |  |  |  | Dry |  | 2014-10-03
63328 | Metalaxyl, solids, recoverable, dry weight, micrograms per kilogram | Metalaxyl | ug/kg | Recoverable |  |  |  | Dry |  | 2014-10-03
63329 | Methidathion, solids, recoverable, dry weight, micrograms per kilogram | Methidathion | ug/kg | Recoverable |  |  |  | Dry |  | 2014-10-03
63330 | Methomyl, solids, recoverable, dry weight, micrograms per kilogram | Methomyl | ug/kg | Recoverable |  |  |  | Dry |  | 2014-10-03
63331 | Methomyl-oxime, solids, recoverable, dry weight, micrograms per kilogram | Ethanimidothioic acid, N-hydroxy-, methyl ester | ug/kg | Recoverable |  |  |  | Dry |  | 2020-01-21
63332 | Metolachlor, solids, recoverable, dry weight, micrograms per kilogram | Metolachlor | ug/kg | Recoverable |  |  |  | Dry |  | 2014-10-03
63333 | Metribuzin, solids, recoverable, dry weight, micrograms per kilogram | Metribuzin | ug/kg | Recoverable |  |  |  | Dry |  | 2014-10-03
63334 | Molinate, solids, recoverable, dry weight, micrograms per kilogram | Molinate | ug/kg | Recoverable |  |  |  | Dry |  | 2014-10-03
63335 | Myclobutanil, solids, recoverable, dry weight, micrograms per kilogram | Myclobutanil | ug/kg | Recoverable |  |  |  | Dry |  | 2014-10-03
63336 | Naled, solids, recoverable, dry weight, micrograms per kilogram | Naled | ug/kg | Recoverable |  |  |  | Dry |  | 2014-10-03
63337 | Napropamide, solids, recoverable, dry weight, micrograms per kilogram | Napropamide | ug/kg | Recoverable |  |  |  | Dry |  | 2014-10-03
63338 | cis-Nonachlor, solids, recoverable, dry weight, micrograms per kilogram | cis-Nonachlor | ug/kg | Recoverable |  |  |  | Dry |  | 2014-10-03
63339 | trans-Nonachlor, solids, recoverable, dry weight, micrograms per kilogram | trans-Nonachlor | ug/kg | Recoverable |  |  |  | Dry |  | 2014-10-03
63340 | O-Ethyl O-methyl S-propyl phosphorothioate, solids, recoverable, dry weight, micrograms per kilogram | O-Ethyl O-methyl S-propyl phosphorothioate | ug/kg | Recoverable |  |  |  | Dry |  | 2015-01-05
63341 | Oxyfluorfen, solids, recoverable, dry weight, micrograms per kilogram | Oxyfluorfen | ug/kg | Recoverable |  |  |  | Dry |  | 2014-10-03
63342 | o,p'-DDT, solids, recoverable, dry weight, micrograms per kilogram | o,p'-DDT | ug/kg | Recoverable |  |  |  | Dry |  | 2014-10-03
63343 | o,p'-DDD, solids, recoverable, dry weight, micrograms per kilogram | o,p'-DDD | ug/kg | Recoverable |  |  |  | Dry |  | 2014-10-03
63344 | o,p'-DDE, solids, recoverable, dry weight, micrograms per kilogram | o,p'-DDE | ug/kg | Recoverable |  |  |  | Dry |  | 2014-10-03
63345 | p,p'-DDT, solids, recoverable, dry weight, micrograms per kilogram | p,p'-DDT | ug/kg | Recoverable |  |  |  | Dry |  | 2014-10-03
63346 | p,p'-DDD, solids, recoverable, dry weight, micrograms per kilogram | p,p'-DDD | ug/kg | Recoverable |  |  |  | Dry |  | 2014-10-03
63347 | p,p'-DDE, solids, recoverable, dry weight, micrograms per kilogram | p,p'-DDE | ug/kg | Recoverable |  |  |  | Dry |  | 2014-10-03
63348 | Paraoxon, solids, recoverable, dry weight, micrograms per kilogram | Paraoxon | ug/kg | Recoverable |  |  |  | Dry |  | 2014-10-03
63349 | Methyl paraoxon, solids, recoverable, dry weight, micrograms per kilogram | Methyl paraoxon | ug/kg | Recoverable |  |  |  | Dry |  | 2014-10-03
63350 | Parathion, solids, recoverable, dry weight, micrograms per kilogram | Parathion | ug/kg | Recoverable |  |  |  | Dry |  | 2014-10-03
63351 | Methyl parathion, solids, recoverable, dry weight, micrograms per kilogram | Methyl parathion | ug/kg | Recoverable |  |  |  | Dry |  | 2014-10-03
63352 | Pebulate, solids, recoverable, dry weight, micrograms per kilogram | Pebulate | ug/kg | Recoverable |  |  |  | Dry |  | 2014-10-03
63353 | Pendimethalin, solids, recoverable, dry weight, micrograms per kilogram | Pendimethalin | ug/kg | Recoverable |  |  |  | Dry |  | 2014-10-03
63354 | Phorate, solids, recoverable, dry weight, micrograms per kilogram | Phorate | ug/kg | Recoverable |  |  |  | Dry |  | 2014-10-03
63355 | Phorate oxygen analog, solids, recoverable, dry weight, micrograms per kilogram | Phorate O.A. | ug/kg | Recoverable |  |  |  | Dry |  | 2014-10-03
63356 | Phosmet, solids, recoverable, dry weight, micrograms per kilogram | Phosmet | ug/kg | Recoverable |  |  |  | Dry |  | 2014-10-03
63357 | Phosmet oxygen analog, solids, recoverable, dry weight, micrograms per kilogram | Phosmetoxon | ug/kg | Recoverable |  |  |  | Dry |  | 2014-10-03
63358 | Profenofos, solids, recoverable, dry weight, micrograms per kilogram | Profenofos | ug/kg | Recoverable |  |  |  | Dry |  | 2014-10-03
63359 | Prometon, solids, recoverable, dry weight, micrograms per kilogram | Prometon | ug/kg | Recoverable |  |  |  | Dry |  | 2014-10-03
63360 | Prometryn, solids, recoverable, dry weight, micrograms per kilogram | Prometryn | ug/kg | Recoverable |  |  |  | Dry |  | 2014-10-03
63361 | Propachlor, solids, recoverable, dry weight, micrograms per kilogram | Propachlor | ug/kg | Recoverable |  |  |  | Dry |  | 2014-10-03
63362 | Propanil, solids, recoverable, dry weight, micrograms per kilogram | Propanil | ug/kg | Recoverable |  |  |  | Dry |  | 2014-10-03
63363 | Propargite, solids, recoverable, dry weight, micrograms per kilogram | Propargite | ug/kg | Recoverable |  |  |  | Dry |  | 2014-10-03
63364 | Propetamphos, solids, recoverable, dry weight, micrograms per kilogram | Propetamphos | ug/kg | Recoverable |  |  |  | Dry |  | 2014-10-03
63365 | cis-Permethrin, solids, recoverable, dry weight, micrograms per kilogram | 1rs Cis-Permethrin | ug/kg | Recoverable |  |  |  | Dry |  | 2014-10-03
63366 | trans-Permethrin, solids, recoverable, dry weight, micrograms per kilogram | Transpermethrin | ug/kg | Recoverable |  |  |  | Dry |  | 2014-10-03
63367 | cis-Propiconazole, solids, recoverable, dry weight, micrograms per kilogram | cis-Propiconazole | ug/kg | Recoverable |  |  |  | Dry |  | 2014-10-03
63368 | trans-Propiconazole, solids, recoverable, dry weight, micrograms per kilogram | trans-Propiconazole | ug/kg | Recoverable |  |  |  | Dry |  | 2014-10-03
63369 | Propyzamide, solids, recoverable, dry weight, micrograms per kilogram | Pronamide | ug/kg | Recoverable |  |  |  | Dry |  | 2014-10-03
63370 | Simazine, solids, recoverable, dry weight, micrograms per kilogram | Simazine | ug/kg | Recoverable |  |  |  | Dry |  | 2014-10-03
63371 | Sulfotepp, solids, recoverable, dry weight, micrograms per kilogram | Sulfotep | ug/kg | Recoverable |  |  |  | Dry |  | 2014-10-03
63372 | Sulprofos, solids, recoverable, dry weight, micrograms per kilogram | Sulprofos | ug/kg | Recoverable |  |  |  | Dry |  | 2014-10-03
63373 | Tebuconazole, solids, recoverable, dry weight, micrograms per kilogram | Tebuconazole | ug/kg | Recoverable |  |  |  | Dry |  | 2014-10-03
63374 | Tebupirimfos, solids, recoverable, dry weight, micrograms per kilogram | Phostebupirim | ug/kg | Recoverable |  |  |  | Dry |  | 2014-10-03
63375 | Tebupirimfos oxygen analog, solids, recoverable, dry weight, micrograms per kilogram | Tebupirimphos oxon | ug/kg | Recoverable |  |  |  | Dry |  | 2020-01-21
63376 | Tebuthiuron, solids, recoverable, dry weight, micrograms per kilogram | Tebuthiuron | ug/kg | Recoverable |  |  |  | Dry |  | 2014-10-03
63377 | Tefluthrin, solids, recoverable, dry weight, micrograms per kilogram | Tefluthrin | ug/kg | Recoverable |  |  |  | Dry |  | 2014-10-03
63378 | Temephos, solids, recoverable, dry weight, micrograms per kilogram | Temephos | ug/kg | Recoverable |  |  |  | Dry |  | 2014-10-03
63379 | Terbacil, solids, recoverable, dry weight, micrograms per kilogram | Terbacil | ug/kg | Recoverable |  |  |  | Dry |  | 2014-10-03
63380 | Terbufos, solids, recoverable, dry weight, micrograms per kilogram | Terbufos | ug/kg | Recoverable |  |  |  | Dry |  | 2014-10-03
63381 | Terbufos sulfone, solids, recoverable, dry weight, micrograms per kilogram | Terbufos sulfone | ug/kg | Recoverable |  |  |  | Dry |  | 2014-10-03
63382 | Terbufos sulfoxide, solids, recoverable, dry weight, micrograms per kilogram | Terbufos sulfoxide | ug/kg | Recoverable |  |  |  | Dry |  | 2015-01-05
63383 | Terbufos oxygen analog sulfone, solids, recoverable, dry weight, micrograms per kilogram | Terbufos oxygen analog sulfone | ug/kg | Recoverable |  |  |  | Dry |  | 2014-10-03
63384 | Terbuthylazine, solids, recoverable, dry weight, micrograms per kilogram | Terbuthylazine | ug/kg | Recoverable |  |  |  | Dry |  | 2014-10-03
63385 | Tetrahydrophthalimide, solids, recoverable, dry weight, micrograms per kilogram | Tetrahydrophthalimide | ug/kg | Recoverable |  |  |  | Dry |  | 2014-10-03
63386 | Thiobencarb, solids, recoverable, dry weight, micrograms per kilogram | Thiobencarb | ug/kg | Recoverable |  |  |  | Dry |  | 2014-10-03
63387 | Tralomethrin, solids, recoverable, dry weight, micrograms per kilogram | Tralomethrin | ug/kg | Recoverable |  |  |  | Dry |  | 2014-10-03
63388 | Triallate, solids, recoverable, dry weight, micrograms per kilogram | Triallate | ug/kg | Recoverable |  |  |  | Dry |  | 2014-10-03
63389 | Tribufos, solids, recoverable, dry weight, micrograms per kilogram | Tribufos | ug/kg | Recoverable |  |  |  | Dry |  | 2014-10-03
63390 | Trifluralin, solids, recoverable, dry weight, micrograms per kilogram | Trifluralin | ug/kg | Recoverable |  |  |  | Dry |  | 2014-10-03
63391 | 1,4-Naphthoquinone, suspended sediment, recoverable, micrograms per liter | 1,4-Naphthoquinone | ug/l | Suspended | [5 empty] | 2014-10-03
63392 | 1-Naphthol, suspended sediment, recoverable, micrograms per liter | 1-Naphthol | ug/l | Suspended | [5 empty] | 2014-10-03
63393 | 2-(4-tert-Butylphenoxy)-cyclohexanol, suspended sediment, recoverable, micrograms per liter | 2-(p-tert-Butylphenoxy)cyclohexanol | ug/l | Suspended | [5 empty] | 2020-01-21
63394 | 2,5-Dichloroaniline, suspended sediment, recoverable, micrograms per liter | 2,5-Dichloroaniline | ug/l | Suspended | [5 empty] | 2014-10-03
63395 | 2,6-Diethylaniline, suspended sediment, recoverable, micrograms per liter | 2,6-Diethylaniline | ug/l | Suspended | [5 empty] | 2014-10-03
63396 | 2-[(2-Ethyl-6-methylphenyl)amino]-1-propanol, suspended sediment, recoverable, micrograms per liter | 2-[(2-Ethyl-6-methylphenyl)-amino]-1-propanol | ug/l | Suspended | [5 empty] | 2020-01-21
63397 | 2-Amino-N-isopropylbenzamide, suspended sediment, recoverable, micrograms per liter | Benzamide, 2-amino-N-(1-methylethyl)- | ug/l | Suspended | [5 empty] | 2020-01-21
63398 | 2-Chloro-2',6'-diethylacetanilide, suspended sediment, recoverable, micrograms per liter | 2-Chloro-2',6'-diethylacetanilide | ug/l | Suspended | [5 empty] | 2014-10-03
63399 | 2-Ethyl-6-methylaniline, suspended sediment, recoverable, micrograms per liter | 2-Ethyl-6-methylaniline | ug/l | Suspended | [5 empty] | 2015-01-05
63400 | 3,4-Dichloroaniline, suspended sediment, recoverable, micrograms per liter | 3,4-Dichloroaniline | ug/l | Suspended | [5 empty] | 2014-10-03
63401 | 3,4-Dichlorophenyl isocyanate, suspended sediment, recoverable, micrograms per liter | 3,4-Dichlorophenyl isocyanate | ug/l | Suspended | [5 empty] | 2014-10-03
63402 | 3,5-Dichloroaniline, suspended sediment, recoverable, micrograms per liter | 3,5-Dichloroaniline | ug/l | Suspended | [5 empty] | 2015-01-05
63403 | 3-Phenoxybenzyl alcohol, suspended sediment, recoverable, micrograms per liter | 3-Phenoxybenzenemethanol | ug/l | Suspended | [5 empty] | 2020-01-21
63404 | 3-(Trifluoromethyl)aniline, suspended sediment, recoverable, micrograms per liter | 3-(Trifluoromethyl)aniline | ug/l | Suspended | [5 empty] | 2015-01-05
63405 | 4-(Hydroxymethyl) pendimethalin, suspended sediment, recoverable, micrograms per liter | 4-(Hydroxymethyl)pendimethalin | ug/l | Suspended | [5 empty] | 2020-01-21
63406 | 4,4'-Dichlorobenzophenone, suspended sediment, recoverable, micrograms per liter | Methanone, bis(4-chlorophenyl)- | ug/l | Suspended | [5 empty] | 2014-10-03
63407 | 4-Chloro-2-methylphenol, suspended sediment, recoverable, micrograms per liter | 4-Chloro-2-methylphenol | ug/l | Suspended | [5 empty] | 2014-10-03
63408 | 4-Chlorophenyl methyl sulfone, suspended sediment, recoverable, micrograms per liter | p-Chlorophenyl methyl sulfone | ug/l | Suspended | [5 empty] | 2020-01-21
63409 | Acetochlor, suspended sediment, recoverable, micrograms per liter | Acetochlor | ug/l | Suspended | [5 empty] | 2014-10-03
63410 | Alachlor, suspended sediment, recoverable, micrograms per liter | Alachlor | ug/l | Suspended | [5 empty] | 2014-10-03
63411 | Atrazine, suspended sediment, recoverable, micrograms per liter | Atrazine | ug/l | Suspended | [5 empty] | 2014-10-03
63412 | Azinphos-methyl, suspended sediment, recoverable, micrograms per liter | Azinphos-methyl | ug/l | Suspended | [5 empty] | 2014-10-03
63413 | Azinphos-methyl oxygen analog, suspended sediment, recoverable, micrograms per liter | Azinphos-methyl oxygen analog | ug/l | Suspended | [5 empty] | 2014-10-03
63414 | Benfluralin, suspended sediment, recoverable, micrograms per liter | Benfluralin | ug/l | Suspended | [5 empty] | 2014-10-03
63415 | Bifenthrin, suspended sediment, recoverable, micrograms per liter | Bifenthrin | ug/l | Suspended | [5 empty] | 2014-10-03
63416 | Butylate, suspended sediment, recoverable, micrograms per liter | Butylate | ug/l | Suspended | [5 empty] | 2014-10-03
63417 | Captan, suspended sediment, recoverable, micrograms per liter | Captan | ug/l | Suspended | [5 empty] | 2014-10-03
63418 | Carbofuran, suspended sediment, recoverable, micrograms per liter | Carbofuran | ug/l | Suspended | [5 empty] | 2014-10-03
63419 | Chlorpyrifos oxygen analog, suspended sediment, recoverable, micrograms per liter | Chlorpyrifos O.A. | ug/l | Suspended | [5 empty] | 2014-10-03
63420 | Methyl cis-3-(2,2-dichlorovinyl)-2,2-dimethylcyclopropane-1-carboxylate, suspended sediment, recoverable, micrograms per liter | Cyclopropanecarboxylic acid, 3-(2,2-dichloroethenyl)-2,2-dimethyl-, methyl ester, (1R,3R)-rel- | ug/l | Suspended | [5 empty] | 2020-01-21
63421 | Methyl trans-3-(2,2-dichlorovinyl)-2,2-dimethylcyclopropane-1-carboxylate, suspended sediment, recoverable, micrograms per liter | Methyl trans-3-(2,2-dichlorovinyl)-2,2-dimethylcyclopropane-1-carboxylate | ug/l | Suspended | [5 empty] | 2015-01-05
63422 | Cyanazine, suspended sediment, recoverable, micrograms per liter | Cyanazine | ug/l | Suspended | [5 empty] | 2014-10-03
63423 | Cycloate, suspended sediment, recoverable, micrograms per liter | Cycloate | ug/l | Suspended | [5 empty] | 2014-10-03
63424 | Cyfluthrin, suspended sediment, recoverable, micrograms per liter | Cyfluthrin | ug/l | Suspended | [5 empty] | 2015-01-05
63425 | lambda-Cyhalothrin, suspended sediment, recoverable, micrograms per liter | .lambda.-Cyhalothrin | ug/l | Suspended | [5 empty] | 2014-10-03
63426 | Cypermethrin, suspended sediment, recoverable, micrograms per liter | Beta Cypermethrin | ug/l | Suspended | [5 empty] | 2014-10-03
63427 | DCPA, suspended sediment, recoverable, micrograms per liter | Chlorthal-dimethyl | ug/l | Suspended | [5 empty] | 2014-10-03
63428 | 2-Chloro-4-isopropylamino-6-amino-s-triazine, suspended sediment, recoverable, micrograms per liter | 2-Chloro-4-isopropylamino-6-amino-s-triazine | ug/l | Suspended | [5 empty] | 2014-10-03
63429 | Diazoxon, suspended sediment, recoverable, micrograms per liter | Diazoxon | ug/l | Suspended | [5 empty] | 2014-10-03
63430 | Dicofol, suspended sediment, recoverable, micrograms per liter | Dicofol | ug/l | Suspended | [5 empty] | 2014-10-03
63431 | Dimethenamid, suspended sediment, recoverable, micrograms per liter | Dimethenamid | ug/l | Suspended | [5 empty] | 2014-10-03
63432 | Disulfoton, suspended sediment, recoverable, micrograms per liter | Disulfoton | ug/l | Suspended | [5 empty] | 2014-10-03
63433 | Disulfoton sulfone, suspended sediment, recoverable, micrograms per liter | Disulfoton sulfone | ug/l | Suspended | [5 empty] | 2014-10-03
63434 | Disulfoton sulfoxide, suspended sediment, recoverable, micrograms per liter | Oxydisulfoton | ug/l | Suspended | [5 empty] | 2014-10-03
63435 | (E)-Dimethomorph, suspended sediment, recoverable, micrograms per liter | Dimethomorph | ug/l | Suspended | [5 empty] | 2020-01-21
63436 | (Z)-Dimethomorph, suspended sediment, recoverable, micrograms per liter | (Z)-Dimethomorph | ug/l | Suspended | [5 empty] | 2016-10-06
63437 | Endosulfan ether, suspended sediment, recoverable, micrograms per liter | Endosulfan ether | ug/l | Suspended | [5 empty] | 2014-10-03
63438 | EPTC, suspended sediment, recoverable, micrograms per liter | S-Ethyl dipropylthiocarbamate | ug/l | Suspended | [5 empty] | 2014-10-03
63439 | Esfenvalerate, suspended sediment, recoverable, micrograms per liter | Esfenvalerate | ug/l | Suspended | [5 empty] | 2014-10-03
63440 | Ethion monoxon, suspended sediment, recoverable, micrograms per liter | Ethion monooxon | ug/l | Suspended | [5 empty] | 2016-10-06
63441 | Ethoprop, suspended sediment, recoverable, micrograms per liter | Ethoprop | ug/l | Suspended | [5 empty] | 2014-10-03
63442 | Fenamiphos, suspended sediment, recoverable, micrograms per liter | Fenamiphos | ug/l | Suspended | [5 empty] | 2014-10-03
63443 | Fenamiphos sulfone, suspended sediment, recoverable, micrograms per liter | Fenamiphos Sulfone | ug/l | Suspended | [5 empty] | 2014-10-03
63444 | Fenamiphos sulfoxide, suspended sediment, recoverable, micrograms per liter | Fenamiphos sulfoxide | ug/l | Suspended | [5 empty] | 2014-10-03
63446 | Fenthion sulfone, suspended sediment, recoverable, micrograms per liter | Fenthion sulfone | ug/l | Suspended | [5 empty] | 2014-10-03
63447 | Fenthion sulfone oxygen analog, suspended sediment, recoverable, micrograms per liter | Fenthion sulfone oxygen analog | ug/l | Suspended | [5 empty] | 2014-10-03
63448 | Fenthion sulfoxide, suspended sediment, recoverable, micrograms per liter | Fenthion sulfoxide | ug/l | Suspended | [5 empty] | 2014-10-03
63449 | Fipronil, suspended sediment, recoverable, micrograms per liter | Fipronil | ug/l | Suspended | [5 empty] | 2014-10-03
63450 | Fipronil sulfide, suspended sediment, recoverable, micrograms per liter | Fipronil Sulfide | ug/l | Suspended | [5 empty] | 2020-01-21
63451 | Fipronil sulfone, suspended sediment, recoverable, micrograms per liter | Fipronil Sulfone | ug/l | Suspended | [5 empty] | 2014-10-03
63452 | Desulfinylfipronil, suspended sediment, recoverable, micrograms per liter | Fipronil Desulfinyl | ug/l | Suspended | [5 empty] | 2020-01-21
63453 | Desulfinylfipronil amide, suspended sediment, recoverable, micrograms per liter | Desulfinylfipronil amide | ug/l | Suspended | [5 empty] | 2014-10-03
63454 | Flumetralin, suspended sediment, recoverable, micrograms per liter | Flumetralin | ug/l | Suspended | [5 empty] | 2015-01-05
63455 | Fonofos, suspended sediment, recoverable, micrograms per liter | Fonofos | ug/l | Suspended | [5 empty] | 2014-10-03
63456 | Fonofos oxygen analog, suspended sediment, recoverable, micrograms per liter | Fonofos oxon | ug/l | Suspended | [5 empty] | 2016-10-06
63457 | Iprodione, suspended sediment, recoverable, micrograms per liter | Iprodione | ug/l | Suspended | [5 empty] | 2014-10-03
63458 | Isofenphos, suspended sediment, recoverable, micrograms per liter | Isofenphos | ug/l | Suspended | [5 empty] | 2014-10-03
63459 | Malaoxon, suspended sediment, recoverable, micrograms per liter | Malaoxon | ug/l | Suspended | [5 empty] | 2014-10-03
63460 | Methidathion, suspended sediment, recoverable, micrograms per liter | Methidathion | ug/l | Suspended | [5 empty] | 2014-10-03
63461 | Methomyl, suspended sediment, recoverable, micrograms per liter | Methomyl | ug/l | Suspended | [5 empty] | 2014-10-03
63462 | Methomyl-oxime, suspended sediment, recoverable, micrograms per liter | Ethanimidothioic acid, N-hydroxy-, methyl ester | ug/l | Suspended | [5 empty] | 2020-01-21
63463 | Metribuzin, suspended sediment, recoverable, micrograms per liter | Metribuzin | ug/l | Suspended | [5 empty] | 2014-10-03
63464 | Molinate, suspended sediment, recoverable, micrograms per liter | Molinate | ug/l | Suspended | [5 empty] | 2014-10-03
63465 | Myclobutanil, suspended sediment, recoverable, micrograms per liter | Myclobutanil | ug/l | Suspended | [5 empty] | 2014-10-03
63466 | Napropamide, suspended sediment, recoverable, micrograms per liter | Napropamide | ug/l | Suspended | [5 empty] | 2014-10-03
63467 | O-Ethyl O-methyl S-propyl phosphorothioate, suspended sediment, recoverable, micrograms per liter | O-Ethyl O-methyl S-propyl phosphorothioate | ug/l | Suspended | [5 empty] | 2015-01-05
63468 | Oxyfluorfen, suspended sediment, recoverable, micrograms per liter | Oxyfluorfen | ug/l | Suspended | [5 empty] | 2014-10-03
63469 | o,p'-DDT, suspended sediment, recoverable, micrograms per liter | o,p'-DDT | ug/l | Suspended | [5 empty] | 2014-10-03
63470 | o,p'-DDD, suspended sediment, recoverable, micrograms per liter | o,p'-DDD | ug/l | Suspended | [5 empty] | 2014-10-03
63471 | o,p'-DDE, suspended sediment, recoverable, micrograms per liter | o,p'-DDE | ug/l | Suspended | [5 empty] | 2014-10-03
63472 | Paraoxon, suspended sediment, recoverable, micrograms per liter | Paraoxon | ug/l | Suspended | [5 empty] | 2014-10-03
63473 | Methyl paraoxon, suspended sediment, recoverable, micrograms per liter | Methyl paraoxon | ug/l | Suspended | [5 empty] | 2014-10-03
63474 | Pebulate, suspended sediment, recoverable, micrograms per liter | Pebulate | ug/l | Suspended | [5 empty] | 2014-10-03
63475 | Pendimethalin, suspended sediment, recoverable, micrograms per liter | Pendimethalin | ug/l | Suspended | [5 empty] | 2014-10-03
63476 | Phorate oxygen analog, suspended sediment, recoverable, micrograms per liter | Phorate O.A. | ug/l | Suspended | [5 empty] | 2014-10-03
63477 | Phosmet, suspended sediment, recoverable, micrograms per liter | Phosmet | ug/l | Suspended | [5 empty] | 2014-10-03
63478 | Phosmet oxygen analog, suspended sediment, recoverable, micrograms per liter | Phosmetoxon | ug/l | Suspended | [5 empty] | 2014-10-03
63479 | Profenofos, suspended sediment, recoverable, micrograms per liter | Profenofos | ug/l | Suspended | [5 empty] | 2014-10-03
63480 | Prometryn, suspended sediment, recoverable, micrograms per liter | Prometryn | ug/l | Suspended | [5 empty] | 2014-10-03
63481 | Propanil, suspended sediment, recoverable, micrograms per liter | Propanil | ug/l | Suspended | [5 empty] | 2014-10-03
63482 | Propargite, suspended sediment, recoverable, micrograms per liter | Propargite | ug/l | Suspended | [5 empty] | 2014-10-03
63483 | Propetamphos, suspended sediment, recoverable, micrograms per liter | Propetamphos | ug/l | Suspended | [5 empty] | 2014-10-03
63484 | cis-Permethrin, suspended sediment, recoverable, micrograms per liter | 1rs Cis-Permethrin | ug/l | Suspended | [5 empty] | 2014-10-03
63485 | trans-Permethrin, suspended sediment, recoverable, micrograms per liter | Transpermethrin | ug/l | Suspended | [5 empty] | 2014-10-03
63486 | cis-Propiconazole, suspended sediment, recoverable, micrograms per liter | cis-Propiconazole | ug/l | Suspended | [5 empty] | 2014-10-03
63487 | trans-Propiconazole, suspended sediment, recoverable, micrograms per liter | trans-Propiconazole | ug/l | Suspended | [5 empty] | 2014-10-03
63488 | Propyzamide, suspended sediment, recoverable, micrograms per liter | Pronamide | ug/l | Suspended | [5 empty] | 2014-10-03
63489 | Simazine, suspended sediment, recoverable, micrograms per liter | Simazine | ug/l | Suspended | [5 empty] | 2014-10-03
63490 | Sulfotepp, suspended sediment, recoverable, micrograms per liter | Sulfotep | ug/l | Suspended | [5 empty] | 2014-10-03
63491 | Sulprofos, suspended sediment, recoverable, micrograms per liter | Sulprofos | ug/l | Suspended | [5 empty] | 2014-10-03
63492 | Tebuconazole, suspended sediment, recoverable, micrograms per liter | Tebuconazole | ug/l | Suspended | [5 empty] | 2014-10-03
63493 | Tebupirimfos, suspended sediment, recoverable, micrograms per liter | Phostebupirim | ug/l | Suspended | [5 empty] | 2014-10-03
63494 | Tebupirimfos oxygen analog, suspended sediment, recoverable, micrograms per liter | Tebupirimphos oxon | ug/l | Suspended | [5 empty] | 2020-01-21
63495 | Tebuthiuron, suspended sediment, recoverable, micrograms per liter | Tebuthiuron | ug/l | Suspended | [5 empty] | 2014-10-03
63496 | Tefluthrin, suspended sediment, recoverable, micrograms per liter | Tefluthrin | ug/l | Suspended | [5 empty] | 2014-10-03
63497 | Temephos, suspended sediment, recoverable, micrograms per liter | Temephos | ug/l | Suspended | [5 empty] | 2014-10-03
63498 | Terbufos, suspended sediment, recoverable, micrograms per liter | Terbufos | ug/l | Suspended | [5 empty] | 2014-10-03
63499 | Terbufos sulfone, suspended sediment, recoverable, micrograms per liter | Terbufos sulfone | ug/l | Suspended | [5 empty] | 2014-10-03
63500 | Terbufos sulfoxide, suspended sediment, recoverable, micrograms per liter | Terbufos sulfoxide | ug/l | Suspended | [5 empty] | 2015-01-05
63501 | Terbufos oxygen analog sulfone, suspended sediment, recoverable, micrograms per liter | Terbufos oxygen analog sulfone | ug/l | Suspended | [5 empty] | 2014-10-03
63502 | Tetrahydrophthalimide, suspended sediment, recoverable, micrograms per liter | Tetrahydrophthalimide | ug/l | Suspended | [5 empty] | 2014-10-03
63503 | Thiobencarb, suspended sediment, recoverable, micrograms per liter | Thiobencarb | ug/l | Suspended | [5 empty] | 2014-10-03
63504 | Tralomethrin, suspended sediment, recoverable, micrograms per liter | Tralomethrin | ug/l | Suspended | [5 empty] | 2014-10-03
63505 | Triallate, suspended sediment, recoverable, micrograms per liter | Triallate | ug/l | Suspended | [5 empty] | 2014-10-03
63506 | Tribufos, suspended sediment, recoverable, micrograms per liter | Tribufos | ug/l | Suspended | [5 empty] | 2014-10-03
63507 | Organic carbon, biota, tissue, dry weight, percent | Organic carbon | % |  |  |  |  | Dry |  | 2014-10-03
63508 | Organic nitrogen, biota, tissue, dry weight, percent | Organic Nitrogen | % |  |  |  |  | Dry |  | 2014-10-03
63509 | Organic nitrogen, suspended sediment, dry weight, percent | Organic Nitrogen | % | Suspended |  |  |  | Dry |  | 2014-10-03
63510 | Organic nitrogen, bed sediment, dry weight, percent | Organic Nitrogen | % | Bed Sediment |  |  |  | Dry |  | 2014-10-03
63511 | delta carbon-13/carbon-12 of organic carbon, biota, tissue, per mil | Carbon-13/Carbon-12 ratio | per mil | [6 empty] | 2020-01-21
63512 | delta nitrogen-15/nitrogen-14 of organic nitrogen, biota, tissue, per mil | Nitrogen-15/14 ratio | per mil | [6 empty] | 2016-06-30
63513 | delta carbon-13/carbon-12 of organic carbon, suspended sediment, per mil | Carbon-13/Carbon-12 ratio | per mil | Suspended | [5 empty] | 2020-01-21
63514 | delta nitrogen-15/nitrogen-14 of organic nitrogen, suspended sediment, per mil | Nitrogen-15/14 ratio | per mil | Suspended | [5 empty] | 2016-06-30
63515 | delta carbon-13/carbon-12 of organic carbon, bed sediment, per mil | Carbon-13/Carbon-12 ratio | per mil | Bed Sediment | [5 empty] | 2020-01-21
63516 | delta nitrogen-15/nitrogen-14 of organic nitrogen, bed sediment, per mil | Nitrogen-15/14 ratio | per mil | Bed Sediment | [5 empty] | 2016-06-30
63518 | Acifluorfen, water, filtered, recoverable, micrograms per liter | Acifluorfen | ug/l | Dissolved | [5 empty] | 2014-10-03
63519 | Halofenozide, water, filtered, recoverable, micrograms per liter | Halofenozide | ug/l | Dissolved | [5 empty] | 2014-10-03
63520 | Thiacloprid, water, filtered, recoverable, micrograms per liter | Thiacloprid | ug/l | Dissolved | [5 empty] | 2014-10-03
63521 | Thiazopyr, water, filtered, recoverable, micrograms per liter | Thiazopyr | ug/l | Dissolved | [5 empty] | 2014-10-03
63522 | BDE congener 47, suspended sediment, recoverable, micrograms per liter | 2,2',4,4'-Tetrabromodiphenyl ether | ug/l | Suspended | [5 empty] | 2020-01-21
63523 | 3,4-Dichlorophenyl isocyanate, suspended sediment, recoverable, micrograms per liter | 3,4-Dichlorophenyl isocyanate | ug/l | Suspended | [5 empty] | 2014-10-03
63524 | Atrazine, suspended sediment, recoverable, micrograms per liter | Atrazine | ug/l | Suspended | [5 empty] | 2014-10-03
63525 | 4-Nonylphenol monoethoxylate (sum of all isomers), suspended sediment, recoverable, micrograms per liter | Ethanol, 2-(4-nonylphenoxy)- | ug/l | Suspended | [5 empty] | 2014-10-03
63526 | Aldrin, biota, tissue, recoverable, wet weight, micrograms per kilogram | Aldrin | ug/kg | Recoverable |  |  |  | Wet |  | 2014-10-03
63527 | Chlorpyrifos, biota, tissue, recoverable, wet weight, micrograms per kilogram | Chlorpyrifos | ug/kg | Recoverable |  |  |  | Wet |  | 2014-10-03
63528 | Chlorothalonil, biota, tissue, recoverable, wet weight, micrograms per kilogram | Chlorothalonil | ug/kg | Recoverable |  |  |  | Wet |  | 2014-10-03
63529 | cis-Chlordane, biota, tissue, recoverable, wet weight, micrograms per kilogram | cis-Chlordane | ug/kg | Recoverable |  |  |  | Wet |  | 2014-10-03
63530 | trans-Chlordane, biota, tissue, recoverable, wet weight, micrograms per kilogram | trans-Chlordane | ug/kg | Recoverable |  |  |  | Wet |  | 2014-10-03
63531 | DCPA, biota, tissue, recoverable, wet weight, micrograms per kilogram | Chlorthal-dimethyl | ug/kg | Recoverable |  |  |  | Wet |  | 2014-10-03
63532 | o,p'-DDE, biota, tissue, recoverable, wet weight, micrograms per kilogram | o,p'-DDE | ug/kg | Recoverable |  |  |  | Wet |  | 2014-10-03
63533 | p,p'-DDE, biota, tissue, recoverable, wet weight, micrograms per kilogram | p,p'-DDE | ug/kg | Recoverable |  |  |  | Wet |  | 2014-10-03
63534 | o,p'-DDD, biota, tissue, recoverable, wet weight, micrograms per kilogram | o,p'-DDD | ug/kg | Recoverable |  |  |  | Wet |  | 2014-10-03
63535 | p,p'-DDD, biota, tissue, recoverable, wet weight, micrograms per kilogram | p,p'-DDD | ug/kg | Recoverable |  |  |  | Wet |  | 2014-10-03
63536 | o,p'-DDT, biota, tissue, recoverable, wet weight, micrograms per kilogram | o,p'-DDT | ug/kg | Recoverable |  |  |  | Wet |  | 2014-10-03
63537 | p,p'-DDT, biota, tissue, recoverable, wet weight, micrograms per kilogram | p,p'-DDT | ug/kg | Recoverable |  |  |  | Wet |  | 2014-10-03
63538 | Dieldrin, biota, tissue, recoverable, wet weight, micrograms per kilogram | Dieldrin | ug/kg | Recoverable |  |  |  | Wet |  | 2014-10-03
63539 | Desulfinylfipronil, biota, tissue, recoverable, wet weight, micrograms per kilogram | Fipronil Desulfinyl | ug/kg | Recoverable |  |  |  | Wet |  | 2020-01-21
63540 | Desulfinylfipronil amide, biota, tissue, recoverable, wet weight, micrograms per kilogram | Desulfinylfipronil amide | ug/kg | Recoverable |  |  |  | Wet |  | 2014-10-03
63541 | Endrin, biota, tissue, recoverable, wet weight, micrograms per kilogram | Endrin | ug/kg | Recoverable |  |  |  | Wet |  | 2014-10-03
63542 | Endrin aldehyde, biota, tissue, recoverable, wet weight, micrograms per kilogram | Endrin aldehyde | ug/kg | Recoverable |  |  |  | Wet |  | 2014-10-03
63543 | Endrin ketone, biota, tissue, recoverable, wet weight, micrograms per kilogram | Endrin ketone | ug/kg | Recoverable |  |  |  | Wet |  | 2014-10-03
63544 | alpha-Endosulfan, biota, tissue, recoverable, wet weight, micrograms per kilogram | .alpha.-Endosulfan | ug/kg | Recoverable |  |  |  | Wet |  | 2014-10-03
63545 | beta-Endosulfan, biota, tissue, recoverable, wet weight, micrograms per kilogram | .beta.-Endosulfan | ug/kg | Recoverable |  |  |  | Wet |  | 2014-10-03
63546 | Endosulfan sulfate, biota, tissue, recoverable, wet weight, micrograms per kilogram | Endosulfan sulfate | ug/kg | Recoverable |  |  |  | Wet |  | 2014-10-03
63547 | Fipronil, biota, tissue, recoverable, wet weight, micrograms per kilogram | Fipronil | ug/kg | Recoverable |  |  |  | Wet |  | 2014-10-03
63548 | Fipronil sulfide, biota, tissue, recoverable, wet weight, micrograms per kilogram | Fipronil Sulfide | ug/kg | Recoverable |  |  |  | Wet |  | 2020-01-21
63549 | Fipronil sulfone, biota, tissue, recoverable, wet weight, micrograms per kilogram | Fipronil Sulfone | ug/kg | Recoverable |  |  |  | Wet |  | 2014-10-03
63550 | alpha-HCH, biota, tissue, recoverable, wet weight, micrograms per kilogram | alpha-HCH (aLindane) | ug/kg | Recoverable |  |  |  | Wet |  | 2020-01-21
63551 | beta-HCH, biota, tissue, recoverable, wet weight, micrograms per kilogram | Benzene Hexachloride, Beta (BHC) | ug/kg | Recoverable |  |  |  | Wet |  | 2020-01-21
63552 | Lindane, biota, tissue, recoverable, wet weight, micrograms per kilogram | Lindane | ug/kg | Recoverable |  |  |  | Wet |  | 2014-10-03
63553 | delta-HCH, biota, tissue, recoverable, wet weight, micrograms per kilogram | Benzene Hexachloride, Delta (BHC) | ug/kg | Recoverable |  |  |  | Wet |  | 2020-01-21
63554 | Heptachlor, biota, tissue, recoverable, wet weight, micrograms per kilogram | Heptachlor | ug/kg | Recoverable |  |  |  | Wet |  | 2014-10-03
63555 | Heptachlor epoxide, biota, tissue, recoverable, wet weight, micrograms per kilogram | Heptachlor epoxide | ug/kg | Recoverable |  |  |  | Wet |  | 2014-10-03
63556 | Hexachlorobenzene, biota, tissue, recoverable, wet weight, micrograms per kilogram | Hexachlorobenzene | ug/kg | Recoverable |  |  |  | Wet |  | 2014-10-03
63557 | Hexachlorocyclopentadiene, biota, tissue, recoverable, wet weight, micrograms per kilogram | Hexachlorocyclopentadiene | ug/kg | Recoverable |  |  |  | Wet |  | 2014-10-03
63558 | cis-Nonachlor, biota, tissue, recoverable, wet weight, micrograms per kilogram | cis-Nonachlor | ug/kg | Recoverable |  |  |  | Wet |  | 2014-10-03
63559 | trans-Nonachlor, biota, tissue, recoverable, wet weight, micrograms per kilogram | trans-Nonachlor | ug/kg | Recoverable |  |  |  | Wet |  | 2014-10-03
63560 | 3-Chloromethoxy triclosan, biota, tissue, recoverable, wet weight, micrograms per kilogram | 3-Chloromethoxy triclosan | ug/kg | Recoverable |  |  |  | Wet |  | 2014-10-03
63561 | 5-Chloromethoxy triclosan, biota, tissue, recoverable, wet weight, micrograms per kilogram | 5-Chloromethoxy triclosan | ug/kg | Recoverable |  |  |  | Wet |  | 2014-10-03
63562 | 3,5-Dichloromethoxy triclosan, biota, tissue, recoverable, wet weight, micrograms per kilogram | 3,5-Dichloromethoxy triclosan | ug/kg | Recoverable |  |  |  | Wet |  | 2014-10-03
63563 | Mirex, biota, tissue, recoverable, wet weight, micrograms per kilogram | Mirex | ug/kg | Recoverable |  |  |  | Wet |  | 2014-10-03
63564 | Octachlorostyrene, biota, tissue, recoverable, wet weight, micrograms per kilogram | Octachlorostyrene | ug/kg | Recoverable |  |  |  | Wet |  | 2014-10-03
63565 | Oxychlordane, biota, tissue, recoverable, wet weight, micrograms per kilogram | Oxychlordane | ug/kg | Recoverable |  |  |  | Wet |  | 2014-10-03
63566 | Pentachloroanisole, biota, tissue, recoverable, wet weight, micrograms per kilogram | Pentachloroanisole | ug/kg | Recoverable |  |  |  | Wet |  | 2014-10-03
63567 | Trifluralin, biota, tissue, recoverable, wet weight, micrograms per kilogram | Trifluralin | ug/kg | Recoverable |  |  |  | Wet |  | 2014-10-03
63568 | PCB congener 44, biota, tissue, recoverable, wet weight, micrograms per kilogram | 2,2',3,5'-Tetrachlorobiphenyl | ug/kg | Recoverable |  |  |  | Wet |  | 2014-10-03
63569 | PCB congener 49, biota, tissue, recoverable, wet weight, micrograms per kilogram | 2,2',4,5'-Tetrachlorobiphenyl | ug/kg | Recoverable |  |  |  | Wet |  | 2014-10-03
63570 | PCB congener 52, biota, tissue, recoverable, wet weight, micrograms per kilogram | 2,2',5,5'-Tetrachlorobiphenyl | ug/kg | Recoverable |  |  |  | Wet |  | 2014-10-03
63571 | PCB congener 70, biota, tissue, recoverable, wet weight, micrograms per kilogram | 2,3',4',5-Tetrachlorobiphenyl | ug/kg | Recoverable |  |  |  | Wet |  | 2014-10-03
63572 | PCB congener 95, biota, tissue, recoverable, wet weight, micrograms per kilogram | 2,2',3,5',6-Pentachlorobiphenyl | ug/kg | Recoverable |  |  |  | Wet |  | 2014-10-03
63573 | PCB congener 101, biota, tissue, recoverable, wet weight, micrograms per kilogram | 2,2',4,5,5'-Pentachlorobiphenyl | ug/kg | Recoverable |  |  |  | Wet |  | 2014-10-03
63574 | PCB congener 110, biota, tissue, recoverable, wet weight, micrograms per kilogram | 2,3,3',4',6-Pentachlorobiphenyl | ug/kg | Recoverable |  |  |  | Wet |  | 2014-10-03
63575 | PCB congener 118, biota, tissue, recoverable, wet weight, micrograms per kilogram | 2,3',4,4',5-Pentachlorobiphenyl | ug/kg | Recoverable |  |  |  | Wet |  | 2014-10-03
63576 | PCB congener 138, biota, tissue, recoverable, wet weight, micrograms per kilogram | 2,2',3,4,4',5'-Hexachlorobiphenyl | ug/kg | Recoverable |  |  |  | Wet |  | 2014-10-03
63577 | PCB congener 146, biota, tissue, recoverable, wet weight, micrograms per kilogram | 2,2',3,4',5,5'-Hexachlorobiphenyl | ug/kg | Recoverable |  |  |  | Wet |  | 2014-10-03
63578 | PCB congener 149, biota, tissue, recoverable, wet weight, micrograms per kilogram | 2,2',3,4',5',6-Hexachlorobiphenyl | ug/kg | Recoverable |  |  |  | Wet |  | 2014-10-03
63579 | PCB congener 151, biota, tissue, recoverable, wet weight, micrograms per kilogram | 2,2',3,5,5',6-Hexachlorobiphenyl | ug/kg | Recoverable |  |  |  | Wet |  | 2014-10-03
63580 | PCB congener 170, biota, tissue, recoverable, wet weight, micrograms per kilogram | 2,2',3,3',4,4',5-Heptachlorobiphenyl | ug/kg | Recoverable |  |  |  | Wet |  | 2014-10-03
63581 | PCB congener 174, biota, tissue, recoverable, wet weight, micrograms per kilogram | 2,2',3,3',4,5,6'-Heptachlorobiphenyl | ug/kg | Recoverable |  |  |  | Wet |  | 2014-10-03
63582 | PCB congener 177, biota, tissue, recoverable, wet weight, micrograms per kilogram | 2,2',3,3',4',5,6-Heptachlorobiphenyl | ug/kg | Recoverable |  |  |  | Wet |  | 2020-01-21
63583 | PCB congener 180, biota, tissue, recoverable, wet weight, micrograms per kilogram | 2,2',3,4,4',5,5'-Heptachlorobiphenyl | ug/kg | Recoverable |  |  |  | Wet |  | 2014-10-03
63584 | PCB congener 183, biota, tissue, recoverable, wet weight, micrograms per kilogram | 2,2',3,4,4',5',6-Heptachlorobiphenyl | ug/kg | Recoverable |  |  |  | Wet |  | 2014-10-03
63585 | PCB congener 187, biota, tissue, recoverable, wet weight, micrograms per kilogram | 2,2',3,4',5,5',6-Heptachlorobiphenyl | ug/kg | Recoverable |  |  |  | Wet |  | 2014-10-03
63586 | PCB congener 194, biota, tissue, recoverable, wet weight, micrograms per kilogram | 2,2',3,3',4,4',5,5'-Octachlorobiphenyl | ug/kg | Recoverable |  |  |  | Wet |  | 2014-10-03
63587 | PCB congener 206, biota, tissue, recoverable, wet weight, micrograms per kilogram | 2,2',3,3',4,4',5,5',6-Nonachlorobiphenyl | ug/kg | Recoverable |  |  |  | Wet |  | 2014-10-03
63588 | BDE congener 47, biota, tissue, recoverable, wet weight, micrograms per kilogram | 2,2',4,4'-Tetrabromodiphenyl ether | ug/kg | Recoverable |  |  |  | Wet |  | 2020-01-21
63589 | BDE congener 99, biota, tissue, recoverable, wet weight, micrograms per kilogram | BDE-099 | ug/kg | Recoverable |  |  |  | Wet |  | 2020-01-21
63590 | BDE congener 100, biota, tissue, recoverable, wet weight, micrograms per kilogram | BDE-100 | ug/kg | Recoverable |  |  |  | Wet |  | 2020-01-21
63591 | BDE congener 153, biota, tissue, recoverable, wet weight, micrograms per kilogram | BDE-153 | ug/kg | Recoverable |  |  |  | Wet |  | 2020-01-21
63592 | BDE congener 154, biota, tissue, recoverable, wet weight, micrograms per kilogram | BDE-154 | ug/kg | Recoverable |  |  |  | Wet |  | 2020-01-21
63593 | PCBs, biota, tissue, recoverable, wet weight, micrograms per kilogram | Polychlorinated biphenyls | ug/kg | Recoverable |  |  |  | Wet |  | 2014-10-03
63594 | Toxaphene, biota, tissue, recoverable, wet weight, micrograms per kilogram | Toxaphene | ug/kg | Recoverable |  |  |  | Wet |  | 2014-10-03
63595 | Lipids, biota, tissue, wet weight, recoverable, percent | Lipids | % | Recoverable |  |  |  | Wet |  | 2014-10-03
63596 | 2,4-D, solids, recoverable, dry weight, micrograms per kilogram | 2,4-D | ug/kg | Recoverable |  |  |  | Dry |  | 2014-10-03
63597 | 2,4-D methyl ester, solids, recoverable, dry weight, micrograms per kilogram | 2,4-D methyl ester | ug/kg | Recoverable |  |  |  | Dry |  | 2015-01-05
63598 | 2,4-Dichlorophenol, solids, recoverable, dry weight, micrograms per kilogram | 2,4-Dichlorophenol | ug/kg | Recoverable |  |  |  | Dry |  | 2014-10-03
63599 | 2,6-Dinitrotoluene, solids, recoverable, dry weight, micrograms per kilogram | 2,6-Dinitrotoluene | ug/kg | Recoverable |  |  |  | Dry |  | 2014-10-03
63600 | 24-Ethyl-cholesterol, solids, recoverable, dry weight, micrograms per kilogram | 24-Ethyl-cholesterol | ug/kg | Recoverable |  |  |  | Dry |  | 2014-10-03
63601 | 24-Ethyl-coprostanol, solids, recoverable, dry weight, micrograms per kilogram | 24-Ethyl-coprostanol | ug/kg | Recoverable |  |  |  | Dry |  | 2014-10-03
63602 | 2-Amino-9H-pyrido[2,3-b]indole, solids, recoverable, dry weight, micrograms per kilogram | 2-Amino-9H-pyrido[2,3-b]indole | ug/kg | Recoverable |  |  |  | Dry |  | 2015-01-05
63603 | 4-Hydroxy methyl benzoate, solids, recoverable, dry weight, micrograms per kilogram | Methylparaben | ug/kg | Recoverable |  |  |  | Dry |  | 2014-10-03
63606 | alpha-Amyrin, solids, recoverable, dry weight, micrograms per kilogram | alpha-Amyrin | ug/kg | Recoverable |  |  |  | Dry |  | 2014-10-03
63607 | cis-Androsterone, solids, recoverable, dry weight, micrograms per kilogram | Androsterone | ug/kg | Recoverable |  |  |  | Dry |  | 2014-10-03
63608 | Avobenzone, solids, recoverable, dry weight, micrograms per kilogram | Avobenzone | ug/kg | Recoverable |  |  |  | Dry |  | 2015-01-05
63609 | Benfluralin, solids, recoverable, dry weight, micrograms per kilogram | Benfluralin | ug/kg | Recoverable |  |  |  | Dry |  | 2014-10-03
63610 | Benzo[a]anthracene, solids, recoverable, dry weight, micrograms per kilogram | Benz[a]anthracene | ug/kg | Recoverable |  |  |  | Dry |  | 2014-10-03
63611 | Carbamazepine, solids, recoverable, dry weight, micrograms per kilogram | Carbamazepine | ug/kg | Recoverable |  |  |  | Dry |  | 2014-10-03
63613 | gamma-Chlordane, solids, recoverable, dry weight, micrograms per kilogram | 2,2,4,5,6,7,8,8-Octachloro-2,3,3a,4,7,7a-hexahydro-4,7-methano-1H-indene | ug/kg | Recoverable |  |  |  | Dry |  | 2014-10-03
63614 | Chlorothalonil, solids, recoverable, dry weight, micrograms per kilogram | Chlorothalonil | ug/kg | Recoverable |  |  |  | Dry |  | 2014-10-03
63615 | Chlorphenamine, solids, recoverable, dry weight, micrograms per kilogram | Chlorpheniramine | ug/kg | Recoverable |  |  |  | Dry |  | 2014-10-03
63616 | DCPA, solids, recoverable, dry weight, micrograms per kilogram | Chlorthal-dimethyl | ug/kg | Recoverable |  |  |  | Dry |  | 2014-10-03
63618 | Dextromethorphan, solids, recoverable, dry weight, micrograms per kilogram | Dextromethorphan | ug/kg | Recoverable |  |  |  | Dry |  | 2014-10-03
63620 | trans-Diethylstilbestrol, solids, recoverable, dry weight, micrograms per kilogram | trans-Diethylstilbestrol | ug/kg | Recoverable |  |  |  | Dry |  | 2015-01-05
63621 | Dihydrocodeine, solids, recoverable, dry weight, micrograms per kilogram | Dihydrocodeine | ug/kg | Recoverable |  |  |  | Dry |  | 2014-10-03
63622 | Diphenamid, solids, recoverable, dry weight, micrograms per kilogram | Diphenamid | ug/kg | Recoverable |  |  |  | Dry |  | 2014-10-03
63623 | Diphenyl sulfone, solids, recoverable, dry weight, micrograms per kilogram | Diphenylsulfone | ug/kg | Recoverable |  |  |  | Dry |  | 2014-10-03
63624 | Distearyldimonium, solids, recoverable, dry weight, micrograms per kilogram | Distearyldimonium | ug/kg | Recoverable |  |  |  | Dry |  | 2015-01-05
63625 | Ergosterol, solids, recoverable, dry weight, micrograms per kilogram | Ergosterol | ug/kg | Recoverable |  |  |  | Dry |  | 2014-10-03
63626 | Eugenol, solids, recoverable, dry weight, micrograms per kilogram | Eugenol | ug/kg | Recoverable |  |  |  | Dry |  | 2014-10-03
63629 | Hexahydrohexamethyl cyclopentabenzopyran, solids, recoverable, dry weight, micrograms per kilogram | 1,3,4,6,7,8-Hexahydro-4,6,6,7,8,8-hexamethylcyclopenta[g]-2-benzopyran | ug/kg | Recoverable |  |  |  | Dry |  | 2014-10-03
63630 | Heptadecanoic acid, solids, recoverable, dry weight, micrograms per kilogram | Heptadecanoic acid | ug/kg | Recoverable |  |  |  | Dry |  | 2015-01-05
63631 | Hexachlorobenzene, solids, recoverable, dry weight, micrograms per kilogram | Hexachlorobenzene | ug/kg | Recoverable |  |  |  | Dry |  | 2014-10-03
63632 | Homosalate, solids, recoverable, dry weight, micrograms per kilogram | Homosalate | ug/kg | Recoverable |  |  |  | Dry |  | 2015-01-05
63633 | Indigo, solids, recoverable, dry weight, micrograms per kilogram | Indigo | ug/kg | Recoverable |  |  |  | Dry |  | 2015-01-05
63634 | Isoeugenol, solids, recoverable, dry weight, micrograms per kilogram | Isoeugenol | ug/kg | Recoverable |  |  |  | Dry |  | 2014-10-03
63635 | Isopropyl myristate, solids, recoverable, dry weight, micrograms per kilogram | Isopropyl myristate | ug/kg | Recoverable |  |  |  | Dry |  | 2014-10-03
63637 | Mecoprop, solids, recoverable, dry weight, micrograms per kilogram | Mecoprop | ug/kg | Recoverable |  |  |  | Dry |  | 2014-10-03
63638 | Mestranol, solids, recoverable, dry weight, micrograms per kilogram | Mestranol | ug/kg | Recoverable |  |  |  | Dry |  | 2014-10-03
63639 | Methyl triclosan, solids, recoverable, dry weight, micrograms per kilogram | Triclosan methyl ether | ug/kg | Recoverable |  |  |  | Dry |  | 2014-10-03
63640 | Methyl paraben, solids, recoverable, dry weight, micrograms per kilogram | Methylparaben | ug/kg | Recoverable |  |  |  | Dry |  | 2014-10-03
63641 | alpha-Methyl styrene, solids, recoverable, dry weight, micrograms per kilogram | .alpha.-Methylstyrene | ug/kg | Recoverable |  |  |  | Dry |  | 2014-10-03
63642 | Nitrapyrin, solids, recoverable, dry weight, micrograms per kilogram | Nitrapyrin | ug/kg | Recoverable |  |  |  | Dry |  | 2015-01-05
63643 | Norflurazon, solids, recoverable, dry weight, micrograms per kilogram | Norflurazon | ug/kg | Recoverable |  |  |  | Dry |  | 2014-10-03
63644 | Norethindrone, solids, recoverable, dry weight, micrograms per kilogram | Norethisterone | ug/kg | Recoverable |  |  |  | Dry |  | 2014-10-03
63645 | Octyl methoxycinnamate, solids, recoverable, dry weight, micrograms per kilogram | Octyl methoxycinnamate | ug/kg | Recoverable |  |  |  | Dry |  | 2015-01-05
63646 | Ocytyl salicylate, solids, recoverable, dry weight, micrograms per kilogram | Ocytyl salicylate | ug/kg | Recoverable |  |  |  | Dry |  | 2014-10-03
63648 | Palmitic acid, solids, recoverable, dry weight, micrograms per kilogram | Palmitic acid | ug/kg | Recoverable |  |  |  | Dry |  | 2014-10-03
63650 | Pentachloronitrobenzene, solids, recoverable, dry weight, micrograms per kilogram | Pentachloronitrobenzene | ug/kg | Recoverable |  |  |  | Dry |  | 2014-10-03
63651 | Perfluorooctanoic acid, solids, recoverable, dry weight, micrograms per kilogram | Perfluorooctanoic acid | ug/kg | Recoverable |  |  |  | Dry |  | 2014-10-03
63655 | Phytane, solids, recoverable, dry weight, micrograms per kilogram | Phytane | ug/kg | Recoverable |  |  |  | Dry |  | 2014-10-03
63656 | Pristane, solids, recoverable, dry weight, micrograms per kilogram | Pristane | ug/kg | Recoverable |  |  |  | Dry |  | 2014-10-03
63657 | Progesterone, solids, recoverable, dry weight, micrograms per kilogram | Progesterone | ug/kg | Recoverable |  |  |  | Dry |  | 2014-10-03
63658 | Propyl paraben, solids, recoverable, dry weight, micrograms per kilogram | Propylparaben | ug/kg | Recoverable |  |  |  | Dry |  | 2014-10-03
63660 | Stearic acid, solids, recoverable, dry weight, micrograms per kilogram | Stearic acid | ug/kg | Recoverable |  |  |  | Dry |  | 2014-10-03
63661 | Stigmast-4-en-3-one, solids, recoverable, dry weight, micrograms per kilogram | Stigmast-4-en-3-one | ug/kg | Recoverable |  |  |  | Dry |  | 2014-10-03
63662 | trans-Stilbene, solids, recoverable, dry weight, micrograms per kilogram | trans-Stilbene | ug/kg | Recoverable |  |  |  | Dry |  | 2015-01-05
63664 | Tetrabromobisphenol A, solids, recoverable, dry weight, micrograms per kilogram | Tetrabromobisphenol A | ug/kg | Recoverable |  |  |  | Dry |  | 2014-10-03
63665 | Tetradifon, solids, recoverable, dry weight, micrograms per kilogram | Tetradifon | ug/kg | Recoverable |  |  |  | Dry |  | 2014-10-03
63667 | Vanillin, solids, recoverable, dry weight, micrograms per kilogram | Vanillin | ug/kg | Recoverable |  |  |  | Dry |  | 2015-01-05
63668 | Vitamin A, Retinol, solids, recoverable, dry weight, micrograms per kilogram | Vitamin A | ug/kg | Recoverable |  |  |  | Dry |  | 2015-01-05
63669 | Vitamin B12, solids, recoverable, dry weight, micrograms per kilogram | Vitamin B12 | ug/kg | Recoverable |  |  |  | Dry |  | 2015-01-05
63670 | Vitamin D, solids, recoverable, dry weight, micrograms per kilogram | Vitamin D | ug/kg | Recoverable |  |  |  | Dry |  | 2015-01-05
63671 | Vitamin D3, solids, recoverable, dry weight, micrograms per kilogram | Vitamin D3 | ug/kg | Recoverable |  |  |  | Dry |  | 2015-01-05
63672 | Vitamin E, solids, recoverable, dry weight, micrograms per kilogram | Vitamin E | ug/kg | Recoverable |  |  |  | Dry |  | 2015-01-05
63674 | Anhydroerthromycin, water, filtered, recoverable, micrograms per liter | Anhydroerthromycin | ug/l | Dissolved | [5 empty] | 2014-10-03
63675 | Turbidity, water, unfiltered, broad band light source (400-680 nm), detection angle 90 +-30 degrees to incident light, nephelometric turbidity units (NTU) | Turbidity | NTU | Total | [5 empty] | 2014-10-03
63676 | Turbidity, water, unfiltered, broad band light source (400-680 nm), detectors at multiple angles including 90 +-30 degrees, ratiometric correction, NTRU | Turbidity | NTRU | Total | [5 empty] | 2015-01-05
63677 | Backscatter turbidity, water, unfiltered, broad band light source (400-680 nm), detection angle 0-45 degrees to incident light, backscatter units (BU) | Turbidity | BU | Total | [5 empty] | 2015-01-05
63678 | Attenuation turbidity, water, unfiltered, broad band light source (400-680 nm), detection angle 180 degrees to incident light, attenuation units (AU) | Turbidity | AU | Total | [5 empty] | 2015-01-05
63679 | Turbidity, water, unfiltered, broad band light source (400-680 nm), multiple beam, detectors at multiple angles including 90 degrees, NTMU | Turbidity | NTMU | Total | [5 empty] | 2015-01-05
63680 | Turbidity, water, unfiltered, monochrome near infra-red LED light, 780-900 nm, detection angle 90 +-2.5 degrees, formazin nephelometric units (FNU) | Turbidity | FNU | Total | [5 empty] | 2014-10-03
63681 | Turbidity, water, unfiltered, monochrome near infra-red LED light, 780-900 nm, detectors at multiple angles including 90 +-2.5 degrees, ratiometric correction, FNRU | Turbidity | FNRU | Total | [5 empty] | 2015-01-05
63682 | Turbidity, water, unfiltered, monochrome near infra-red LED light source, 780-900 nm, detection angle 0-45 degrees to incident light (backscatter), FBU | Turbidity | FBU | Total | [5 empty] | 2015-01-05
63683 | Turbidity, water, unfiltered, monochrome near infra-red LED light source, 780-900 nm, detection angle 180 degrees to incident light (attenuation), FAU | Turbidity | FAU | Total | [5 empty] | 2015-01-05
63684 | Turbidity, water, unfiltered, monochrome near infra-red LED light source, 780-900 nm, multiple beam, detectors at multiple angles including 90 degrees, FNMU | Turbidity | FNMU | Total | [5 empty] | 2015-01-05
63685 | Microcystin LR, water, filtered, recoverable, micrograms per liter | Microcystin LR | ug/l | Dissolved | [5 empty] | 2014-10-03
63686 | Microcystin LR, water, unfiltered, recoverable, micrograms per liter | Microcystin LR | ug/l | Recoverable | [5 empty] | 2014-10-03
63687 | Microcystin LR, algae, recoverable, micrograms per milligram | Microcystin LR | ug/mg | Recoverable | [5 empty] | 2014-10-03
63688 | Actinomycetes, standard plate count, double agar layer, water, colonies per milliliter | Actinomycetes | col/mL | [6 empty] | 2014-10-03
63689 | Bromide, water, unfiltered, milligrams per liter | Bromide | mg/l | Total | [5 empty] | 2014-10-03
63690 | Thionazin, water, unfiltered, recoverable, micrograms per liter | Thionazin | ug/l | Recoverable | [5 empty] | 2014-10-03
63691 | Total Aroclors, water, unfiltered, recoverable, micrograms per liter | Aroclor (unspecified) | ug/l | Recoverable | [5 empty] | 2014-10-03
63692 | Perchlorate, solids, recoverable, dry weight, micrograms per kilogram | Perchlorate | ug/kg | Recoverable |  |  |  | Dry |  | 2014-10-03
63693 | Titanium, solids, recoverable, dry weight, milligrams per kilogram | Titanium | ug/kg | Recoverable |  |  |  | Dry |  | 2014-10-03
63694 | Aroclor 1262, solids, recoverable, dry weight, micrograms per kilogram | Aroclor 1262 | ug/kg | Recoverable |  |  |  | Dry |  | 2014-10-03
63695 | Aroclor 1268, solids, recoverable, dry weight, micrograms per kilogram | Aroclor 1268 | ug/kg | Recoverable |  |  |  | Dry |  | 2014-10-03
63696 | Total Aroclors, solids, recoverable, dry weight, micrograms per kilogram | Aroclor (unspecified) | ug/kg | Recoverable |  |  |  | Dry |  | 2014-10-03
63697 | Dalapon, solids, recoverable, dry weight, micrograms per kilogram | Dalapon | ug/kg | Recoverable |  |  |  | Dry |  | 2014-10-03
63698 | 2,4-DB, solids, recoverable, dry weight, micrograms per kilogram | 2,4-DB | ug/kg | Recoverable |  |  |  | Dry |  | 2014-10-03
63699 | Dinoseb, solids, recoverable, dry weight, micrograms per kilogram | Dinoseb | ug/kg | Recoverable |  |  |  | Dry |  | 2014-10-03
63700 | Bromochloromethane, solids, recoverable, dry weight, micrograms per kilogram | Halon 1011 | ug/kg | Recoverable |  |  |  | Dry |  | 2014-10-03
63701 | n-Butylbenzene, solids, recoverable, dry weight, micrograms per kilogram | n-Butylbenzene | ug/kg | Recoverable |  |  |  | Dry |  | 2014-10-03
63702 | sec-Butylbenzene, solids, recoverable, dry weight, micrograms per kilogram | sec-Butylbenzene | ug/kg | Recoverable |  |  |  | Dry |  | 2014-10-03
63703 | tert-Butylbenzene, solids, recoverable, dry weight, micrograms per kilogram | tert-Butylbenzene | ug/kg | Recoverable |  |  |  | Dry |  | 2014-10-03
63704 | 4-Chlorotoluene, solids, recoverable, dry weight, micrograms per kilogram | p-Chlorotoluene | ug/kg | Recoverable |  |  |  | Dry |  | 2014-10-03
63705 | 2,2-Dichloropropane, solids, recoverable, dry weight, micrograms per kilogram | 2,2-Dichloropropane | ug/kg | Recoverable |  |  |  | Dry |  | 2014-10-03
63706 | 1,1-Dichloropropene, solids, recoverable, dry weight, micrograms per kilogram | 1,1-Dichloropropene | ug/kg | Recoverable |  |  |  | Dry |  | 2014-10-03
63707 | 4-Isopropyltoluene, solids, recoverable, dry weight, micrograms per kilogram | p-Cymene | ug/kg | Recoverable |  |  |  | Dry |  | 2014-10-03
63708 | Methyl acrylonitrile, solids, recoverable, dry weight, micrograms per kilogram | Methacrylonitrile | ug/kg | Recoverable |  |  |  | Dry |  | 2014-10-03
63709 | n-Propylbenzene, solids, recoverable, dry weight, micrograms per kilogram | n-Propylbenzene | ug/kg | Recoverable |  |  |  | Dry |  | 2014-10-03
63710 | 1,2,3-Trichlorobenzene, solids, recoverable, dry weight, micrograms per kilogram | 1,2,3-Trichlorobenzene | ug/kg | Recoverable |  |  |  | Dry |  | 2014-10-03
63711 | 1,2,4-Trimethylbenzene, solids, recoverable, dry weight, micrograms per kilogram | 1,2,4-Trimethylbenzene | ug/kg | Recoverable |  |  |  | Dry |  | 2014-10-03
63712 | 1,3,5-Trimethylbenzene, solids, recoverable, dry weight, micrograms per kilogram | 1,3,5-Trimethylbenzene | ug/kg | Recoverable |  |  |  | Dry |  | 2014-10-03
63713 | Bromide, solids, recoverable, dry weight, milligrams per kilogram | Bromide | mg/kg | Recoverable |  |  |  | Dry |  | 2014-10-03
63714 | Fluoride, solids, recoverable, dry weight, milligrams per kilogram | Fluoride | mg/kg | Recoverable |  |  |  | Dry |  | 2014-10-03
63715 | Orthophosphate, solids, recoverable, dry weight, milligrams per kilogram | Orthophosphate | mg/kg | Recoverable |  |  |  | Dry |  | 2014-10-03
63716 | Oil and grease, solids, hexane extraction, recoverable, dry weight, milligrams per kilogram | Oil and Grease | mg/kg | Recoverable |  |  |  | Dry |  | 2014-10-03
63717 | Petroleum hydrocarbons, solids, silica-gel treated hexane extraction, recoverable, dry weight, milligrams per kilogram | C23-C32 Hydrocarbons | mg/kg | Recoverable |  |  |  | Dry |  | 2020-01-21
63718 | 3-Nitro-4-hydroxyphenylarsonic acid, water, filtered, micrograms per liter as arsenic | 3-Nitro-4-hydroxyphenylarsonic acid | ug/L as As | Dissolved | [5 empty] | 2015-01-05
63719 | Sulfur, water, filtered, micrograms per liter | Sulfur | ug/l | Dissolved | [5 empty] | 2014-10-03
63720 | 2,4,5-Trichlorophenoxybutyric acid, water, unfiltered, recoverable, micrograms per liter | 2,4,5-TB | ug/l | Recoverable | [5 empty] | 2014-10-03
63721 | Fenitrothion, water, unfiltered, recoverable, micrograms per liter | Fenitrothion | ug/l | Recoverable | [5 empty] | 2014-10-03
63722 | Sodium acifluorfen, water, unfiltered, recoverable, micrograms per liter | Acifluorfen, sodium salt | ug/l | Recoverable | [5 empty] | 2014-10-03
63723 | 1-Chloro-2,2-bis(4-chlorophenyl)ethene, water, unfiltered, recoverable, micrograms per liter | Benzene,1,1'-(chloroethenylidene)bis(4-chloro-) | ug/l | Recoverable | [5 empty] | 2020-01-21
63724 | Dichlobenil, water, unfiltered, recoverable, micrograms per liter | Dichlobenil | ug/l | Recoverable | [5 empty] | 2014-10-03
63725 | Captafol, water, unfiltered, recoverable, micrograms per liter | Captafol | ug/l | Recoverable | [5 empty] | 2014-10-03
63726 | Temephos, water, unfiltered, recoverable, micrograms per liter | Temephos | ug/l | Recoverable | [5 empty] | 2014-10-03
63727 | 4-Epitetracycline hydrochloride, water, filtered, recoverable, micrograms per liter | Epi-tetracycline | ug/l | Dissolved | [5 empty] | 2014-10-03
63728 | 4-Epianhydrochlortetracycline hydrochloride, water, filtered, recoverable, micrograms per liter | 4-Epianhydrochlortetracycline | ug/l | Dissolved | [5 empty] | 2014-10-03
63729 | 4-Epioxytetracycline, water, filtered, recoverable, micrograms per liter | 4-Epioxytetracycline | ug/l | Dissolved | [5 empty] | 2014-10-03
63730 | 4-Epianhydrotetracycline hydrochloride, water, filtered, recoverable, micrograms per liter | 4-Epianhydrotetracycline hydrochloride | ug/l | Dissolved | [5 empty] | 2014-10-03
63731 | 4-Epichlortetracycline hydrochloride, water, filtered, recoverable, micrograms per liter | 4-Epichlortetracycline | ug/l | Dissolved | [5 empty] | 2020-01-21
63732 | Isochlortetracycline, water, filtered, recoverable, micrograms per liter | Isochlortetracycline | ug/l | Dissolved | [5 empty] | 2014-10-03
63733 | Anhydrochlortetracycline hydrochloride, water, filtered, recoverable, micrograms per liter | Anhydrochlortetracycline | ug/l | Dissolved | [5 empty] | 2014-10-03
63734 | Anhydrotetracycline hydrochloride, water, filtered, recoverable, micrograms per liter | Anhydrotetracycline hydrochloride | ug/l | Dissolved | [5 empty] | 2014-10-03
63735 | Propargite, water, unfiltered, recoverable, micrograms per liter | Propargite | ug/l | Recoverable | [5 empty] | 2014-10-03
63736 | Phosphamidon, water, filtered, recoverable, micrograms per liter | Phosphamidon | ug/l | Dissolved | [5 empty] | 2014-10-03
63737 | Hydrophobic acid fraction of dissolved organic carbon, water, filtered, percent | Hydrophobic fraction of organic carbon | % | Dissolved | [5 empty] | 2017-01-05
63738 | Hydrophilic acid fraction of dissolved organic carbon, water, filtered, percent | Hydrophilic fraction of organic carbon | % | Dissolved | [5 empty] | 2017-01-05
63739 | Transphilic organic acid fraction of dissolved organic carbon, water, filtered, percent | Transphilic fraction of organic carbon | % | Dissolved | [5 empty] | 2017-01-05
63741 | Methylmercury, biota, tissue, recoverable, dry weight, micrograms per kilogram | Methylmercury(1+) | ug/kg | Recoverable |  |  |  | Dry |  | 2014-10-03
63742 | Specific UV absorbance at 254 nm of hydrophobic acid fraction of DOC, water, filtered, 100 times the absorbance per centimeter per milligram per liter of hydrophobic acid | Specific UV Absorbance at 254 nm | 100xA/cm/c | Dissolved | [5 empty] | 2020-01-21
63743 | Specific UV absorbance at 254 nm of hydrophilic acid fraction of DOC, water, filtered, 100 times the absorbance per centimeter per milligram per liter of hydrophilic acid | UV 254 | 100xA/cm/c | Dissolved | [5 empty] | 2014-10-03
63744 | Specific UV absorbance at 254 nm of transphilic organic acid fraction of DOC, water, filtered, 100 times the absorbance per centimeter per mg/L of transphilic acid | UV 254 | 100xA/cm/c | Dissolved | [5 empty] | 2014-10-03
63745 | Mercury, biota, tissue, recoverable, dry weight, micrograms per kilogram | Mercury | ug/kg | Recoverable |  |  |  | Dry |  | 2014-10-03
63746 | Diesel range organic compounds (extended carbon range C10-C36), water, unfiltered, recoverable, milligrams per liter | Extended diesel range organics C10-C36 | mg/l | Recoverable | [5 empty] | 2017-01-05
63747 | Diesel range organic compounds (extended carbon range C10-C36), solids, recoverable, dry weight, milligrams per kilogram | Diesel range organic compounds | mg/kg | Recoverable |  |  |  | Dry |  | 2014-10-03
63748 | 1,1,2-Trichloro-1,2,2-trifluoroethane, solids, recoverable, dry weight, micrograms per kilogram | CFC-113 | ug/kg | Recoverable |  |  |  | Dry |  | 2014-10-03
63749 | Cyclohexane, solids, recoverable, dry weight, micrograms per kilogram | Cyclohexane | ug/kg | Recoverable |  |  |  | Dry |  | 2014-10-03
63750 | Methyl acetate, solids, recoverable, dry weight, micrograms per kilogram | Methyl acetate | ug/kg | Recoverable |  |  |  | Dry |  | 2014-10-03
63751 | Methylcyclohexane, solids, recoverable, dry weight, micrograms per kilogram | Methylcyclohexane | ug/kg | Recoverable |  |  |  | Dry |  | 2014-10-03
63752 | Biphenyl, solids, recoverable, dry weight, micrograms per kilogram | Biphenyl | ug/kg | Recoverable |  |  |  | Dry |  | 2014-10-03
63753 | Caprolactam, solids, recoverable, dry weight, micrograms per kilogram | Caprolactam | ug/kg | Recoverable |  |  |  | Dry |  | 2014-10-03
63754 | Aroclor 1016, biota, tissue, recoverable, wet weight, micrograms per kilogram | Aroclor 1016 | ug/kg | Recoverable |  |  |  | Wet |  | 2014-10-03
63755 | Aroclor 1221, biota, tissue, recoverable, wet weight, micrograms per kilogram | Aroclor 1221 | ug/kg | Recoverable |  |  |  | Wet |  | 2014-10-03
63756 | Aroclor 1232, biota, tissue, recoverable, wet weight, micrograms per kilogram | Aroclor 1232 | ug/kg | Recoverable |  |  |  | Wet |  | 2014-10-03
63757 | Aroclor 1242, biota, tissue, recoverable, wet weight, micrograms per kilogram | Aroclor 1242 | ug/kg | Recoverable |  |  |  | Wet |  | 2014-10-03
63758 | Aroclor 1248, biota, tissue, recoverable, wet weight, micrograms per kilogram | Aroclor 1248 | ug/kg | Recoverable |  |  |  | Wet |  | 2014-10-03
63759 | Aroclor 1254, biota, tissue, recoverable, wet weight, micrograms per kilogram | Aroclor 1254 | ug/kg | Recoverable |  |  |  | Wet |  | 2014-10-03
63760 | Aroclor 1260, biota, tissue, recoverable, wet weight, micrograms per kilogram | Aroclor 1260 | ug/kg | Recoverable |  |  |  | Wet |  | 2014-10-03
63761 | Aroclor 1262, biota, tissue, recoverable, wet weight, micrograms per kilogram | Aroclor 1262 | ug/kg | Recoverable |  |  |  | Wet |  | 2014-10-03
63762 | Aroclor 1268, biota, tissue, recoverable, wet weight, micrograms per kilogram | Aroclor 1268 | ug/kg | Recoverable |  |  |  | Wet |  | 2014-10-03
63763 | Chlorophyll a, periphyton, depositional-targeted habitat (DTH), chromatographic-fluorometric method, milligrams per square meter | Chlorophyll a | mg/m2 | [6 empty] | 2014-10-03
63764 | Pheophytin a, periphyton, depositional-targeted habitat (DTH), chromatographic-fluorometric method, milligrams per square meter | Pheophytin a | mg/m2 | [6 empty] | 2014-10-03
63765 | Biomass, periphyton, ash weight, depositional-targeted habitat (DTH), grams per square meter | Biomass, periphyton | g/m2 |  |  |  |  | Ash Weight |  | 2014-10-03
63766 | Biomass, periphyton, ash free dry weight, depositional-targeted habitat (DTH), grams per square meter | Biomass, periphyton | g/m2 |  |  |  |  | Ash-Free Dry |  | 2014-10-03
63767 | Biomass, periphyton, dry weight, depositional-targeted habitat (DTH), grams per square meter | Biomass, periphyton | g/m2 |  |  |  |  | Dry |  | 2014-10-03
63768 | Butalbital, water, filtered, recoverable, micrograms per liter | Butalbital | ug/l | Dissolved | [5 empty] | 2014-10-03
63769 | Chlorpheniramine, water, filtered, recoverable, micrograms per liter | Chlorpheniramine | ug/l | Dissolved | [5 empty] | 2014-10-03
63770 | Diazepam, water, filtered, recoverable, micrograms per liter | Diazepam | ug/l | Dissolved | [5 empty] | 2014-10-03
63771 | Hydrocodone, water, filtered, recoverable, micrograms per liter | Hydrocodone | ug/l | Dissolved | [5 empty] | 2014-10-03
63772 | Metaxalone, water, filtered, recoverable, micrograms per liter | Metaxalone | ug/l | Dissolved | [5 empty] | 2014-10-03
63773 | Terbufos sulfone, water, filtered, recoverable, micrograms per liter | Terbufos sulfone | ug/l | Dissolved | [5 empty] | 2014-10-03
63774 | Methadone, water, filtered, recoverable, micrograms per liter | Methadone | ug/l | Dissolved | [5 empty] | 2014-10-03
63775 | Oxycodone, water, filtered, recoverable, micrograms per liter | Morphinan-6-one, 4,5-epoxy-14-hydroxy-3-methoxy-17-methyl-, (5.alpha.)- | ug/l | Dissolved | [5 empty] | 2014-10-03
63776 | Phendimetrazine, water, filtered, recoverable, micrograms per liter | Phendimetrazine | ug/l | Dissolved | [5 empty] | 2014-10-03
63777 | Dechloroalachlor, water, filtered, recoverable, micrograms per liter | Dechloroalachlor | ug/l | Dissolved | [5 empty] | 2014-10-03
63778 | Dechloroacetochlor, water, filtered, recoverable, micrograms per liter | Dechloroacetochlor | ug/l | Dissolved | [5 empty] | 2014-10-03
63779 | Dechlorodimethenamid, water, filtered, recoverable, micrograms per liter | Dechlorodimethenamid | ug/l | Dissolved | [5 empty] | 2014-10-03
63780 | Dechlorometolachlor, water, filtered, recoverable, micrograms per liter | Dechlorometolachlor | ug/l | Dissolved | [5 empty] | 2014-10-03
63781 | 2-Chloro-2',6'-diethylacetanilide, water, filtered, recoverable, micrograms per liter | 2-Chloro-2',6'-diethylacetanilide | ug/l | Dissolved | [5 empty] | 2014-10-03
63782 | 2-Chloro-N-(2-ethyl-6-methylphenyl)acetamide, water, filtered, recoverable, micrograms per liter | 2-Chloro-N-(2-ethyl-6-methylphenyl)acetamide | ug/l | Dissolved | [5 empty] | 2014-10-03
63783 | Hydroxyalachlor, water, filtered, recoverable, micrograms per liter | Hydroxyalachlor | ug/l | Dissolved | [5 empty] | 2014-10-03
63784 | Hydroxyacetochlor, water, filtered, recoverable, micrograms per liter | Hydroxyacetochlor | ug/l | Dissolved | [5 empty] | 2014-10-03
63785 | Hydroxymetolachlor, water, filtered, recoverable, micrograms per liter | Hydroxymetolachlor | ug/l | Dissolved | [5 empty] | 2014-10-03
63786 | Bicarbonate, water, filtered, Gran titration, field, milligrams per liter | Bicarbonate | mg/l | Dissolved | [5 empty] | 2017-04-20
63787 | Bicarbonate, water, filtered, Gran titration, lab, milligrams per liter | Bicarbonate | mg/l | Dissolved | [5 empty] | 2014-10-03
63788 | Carbonate, water, filtered, Gran titration, field, milligrams per liter | Carbonate | mg/l | Dissolved | [5 empty] | 2017-04-20
63789 | Carbonate, water, filtered, Gran titration, lab, milligrams per liter | Carbonate | mg/l | Dissolved | [5 empty] | 2014-10-03
63790 | Perchlorate, water, filtered, micrograms per liter | Perchlorate | ug/l | Dissolved | [5 empty] | 2014-10-03
63791 | Perchlorate, biota, tissue, recoverable, dry weight, micrograms per kilogram | Perchlorate | ug/kg | Recoverable |  |  |  | Dry |  | 2014-10-03
63792 | Mercury, biota, tissue, recoverable, wet weight, milligrams per kilogram | Mercury | mg/kg | Recoverable |  |  |  | Wet |  | 2014-10-03
63793 | Antimony, biota, tissue, recoverable, wet weight, milligrams per kilogram | Antimony | mg/kg | Recoverable |  |  |  | Wet |  | 2014-10-03
63794 | Arsenic, biota, tissue, recoverable, wet weight, milligrams per kilogram | Arsenic | mg/kg | Recoverable |  |  |  | Wet |  | 2014-10-03
63795 | Barium, biota, tissue, recoverable, wet weight, milligrams per kilogram | Barium | mg/kg | Recoverable |  |  |  | Wet |  | 2014-10-03
63796 | Cadmium, biota, tissue, recoverable, wet weight, milligrams per kilogram | Cadmium | mg/kg | Recoverable |  |  |  | Wet |  | 2014-10-03
63797 | Chromium, biota, tissue, recoverable, wet weight, milligrams per kilogram | Chromium | mg/kg | Recoverable |  |  |  | Wet |  | 2014-10-03
63798 | Cobalt, biota, tissue, recoverable, wet weight, milligrams per kilogram | Cobalt | mg/kg | Recoverable |  |  |  | Wet |  | 2014-10-03
63799 | Copper, biota, tissue, recoverable, wet weight, milligrams per kilogram | Copper | mg/kg | Recoverable |  |  |  | Wet |  | 2014-10-03
63800 | Lead, biota, tissue, recoverable, wet weight, milligrams per kilogram | Lead | mg/kg | Recoverable |  |  |  | Wet |  | 2014-10-03
63801 | Manganese, biota, tissue, recoverable, wet weight, milligrams per kilogram | Manganese | mg/kg | Recoverable |  |  |  | Wet |  | 2014-10-03
63802 | Molybdenum, biota, tissue, recoverable, wet weight, milligrams per kilogram | Molybdenum | mg/kg | Recoverable |  |  |  | Wet |  | 2014-10-03
63803 | Nickel, biota, tissue, recoverable, wet weight, milligrams per kilogram | Nickel | mg/kg | Recoverable |  |  |  | Wet |  | 2014-10-03
63804 | Selenium, biota, tissue, recoverable, wet weight, milligrams per kilogram | Selenium | mg/kg | Recoverable |  |  |  | Wet |  | 2014-10-03
63805 | Silver, biota, tissue, recoverable, wet weight, milligrams per kilogram | Silver | mg/kg | Recoverable |  |  |  | Wet |  | 2014-10-03
63806 | Thallium, biota, tissue, recoverable, wet weight, milligrams per kilogram | Thallium | mg/kg | Recoverable |  |  |  | Wet |  | 2014-10-03
63807 | Uranium, biota, tissue, recoverable, wet weight, milligrams per kilogram | Uranium | mg/kg | Recoverable |  |  |  | Wet |  | 2020-01-21
63808 | Vanadium, biota, tissue, recoverable, wet weight, milligrams per kilogram | Vanadium | mg/kg | Recoverable |  |  |  | Wet |  | 2014-10-03
63809 | Zinc, biota, tissue, recoverable, wet weight, milligrams per kilogram | Zinc | mg/kg | Recoverable |  |  |  | Wet |  | 2014-10-03
63810 | 1,2,3,4,6,7,8-Heptachlorodibenzo-p-dioxin, biota, tissue, recoverable, wet weight, nanograms per kilogram | 1,2,3,4,6,7,8-Heptachlorodibenzo-p-dioxin | ng/kg | Recoverable |  |  |  | Wet |  | 2014-10-03
63811 | 1,2,3,4,6,7,8-Heptachlorodibenzofuran, biota, tissue, recoverable, wet weight, nanograms per kilogram | 1,2,3,4,6,7,8-Heptachlorodibenzofuran | ng/kg | Recoverable |  |  |  | Wet |  | 2014-10-03
63812 | 1,2,3,4,7,8,9-Heptachlorodibenzofuran, biota, tissue, recoverable, wet weight, nanograms per kilogram | 1,2,3,4,7,8,9-Heptachlorodibenzofuran | ng/kg | Recoverable |  |  |  | Wet |  | 2014-10-03
63813 | 1,2,3,4,7,8-Hexachlorodibenzo-p-dioxin, biota, tissue, recoverable, wet weight, nanograms per kilogram | 1,2,3,4,7,8-Hexachlorodibenzo-p-dioxin | ng/kg | Recoverable |  |  |  | Wet |  | 2014-10-03
63814 | 1,2,3,6,7,8-Hexachlorodibenzo-p-dioxin, biota, tissue, recoverable, wet weight, nanograms per kilogram | 1,2,3,6,7,8-Hexachlorodibenzo-p-dioxin | ng/kg | Recoverable |  |  |  | Wet |  | 2014-10-03
63815 | 1,2,3,7,8,9-Hexachlorodibenzo-p-dioxin, biota, tissue, recoverable, wet weight, nanograms per kilogram | 1,2,3,7,8,9-Hexachlorodibenzo-p-dioxin | ng/kg | Recoverable |  |  |  | Wet |  | 2014-10-03
63816 | 1,2,3,4,7,8-Hexachlorodibenzofuran, biota, tissue, recoverable, wet weight, nanograms per kilogram | 1,2,3,4,7,8-Hexachlorodibenzofuran | ng/kg | Recoverable |  |  |  | Wet |  | 2014-10-03
63817 | 1,2,3,6,7,8-Hexachlorodibenzofuran, biota, tissue, recoverable, wet weight, nanograms per kilogram | 1,2,3,6,7,8-Hexachlorodibenzofuran | ng/kg | Recoverable |  |  |  | Wet |  | 2014-10-03
63818 | 1,2,3,7,8,9-Hexachlorodibenzofuran, biota, tissue, recoverable, wet weight, nanograms per kilogram | 1,2,3,7,8,9-Hexachlorodibenzofuran | ng/kg | Recoverable |  |  |  | Wet |  | 2014-10-03
63819 | 2,3,4,6,7,8-Hexachlorodibenzofuran, biota, tissue, recoverable, wet weight, nanograms per kilogram | 2,3,4,6,7,8-Hexachlorodibenzofuran | ng/kg | Recoverable |  |  |  | Wet |  | 2014-10-03
63820 | 1,2,3,4,6,7,8,9-Octachlorodibenzo-p-dioxin, biota, tissue, recoverable, wet weight, nanograms per kilogram | 1,2,3,4,6,7,8,9-Octachlorodibenzo-p-dioxin | ng/kg | Recoverable |  |  |  | Wet |  | 2014-10-03
63821 | 1,2,3,4,6,7,8,9-Octachlorodibenzofuran, biota, tissue, recoverable, wet weight, nanograms per kilogram | 1,2,3,4,6,7,8,9-Octachlorodibenzofuran | ng/kg | Recoverable |  |  |  | Wet |  | 2014-10-03
63822 | 1,2,3,7,8-Pentachlorodibenzo-p-dioxin, biota, tissue, recoverable, wet weight, nanograms per kilogram | 1,2,3,7,8-Pentachlorodibenzo-p-dioxin | ng/kg | Recoverable |  |  |  | Wet |  | 2014-10-03
63823 | 1,2,3,7,8-Pentachlorodibenzofuran, biota, tissue, recoverable, wet weight, nanograms per kilogram | 1,2,3,7,8-Pentachlorodibenzofuran | ng/kg | Recoverable |  |  |  | Wet |  | 2014-10-03
63824 | 2,3,4,7,8-Pentachlorodibenzofuran, biota, tissue, recoverable, wet weight, nanograms per kilogram | 2,3,4,7,8-Pentachlorodibenzofuran | ng/kg | Recoverable |  |  |  | Wet |  | 2014-10-03
63825 | 2,3,7,8-Tetrachlorodibenzo-p-dioxin, biota, tissue, recoverable, wet weight, nanograms per kilogram | 2,3,7,8-Tetrachlorodibenzo-p-dioxin | ng/kg | Recoverable |  |  |  | Wet |  | 2014-10-03
63826 | 2,3,7,8-Tetrachlorodibenzofuran, biota, tissue, recoverable, wet weight, nanograms per kilogram | 2,3,7,8-Tetrachlorodibenzofuran | ng/kg | Recoverable |  |  |  | Wet |  | 2014-10-03
63827 | Heptachlorodibenzo-p-dioxins (all isomers), biota, tissue, recoverable, wet weight, nanograms per kilogram | Heptachlorodibenzo-p-dioxin | ng/kg | Recoverable |  |  |  | Wet |  | 2014-10-03
63828 | Heptachlorodibenzofurans (all isomers), biota, tissue, recoverable, wet weight, nanograms per kilogram | Heptachlorodibenzofuran | ng/kg | Recoverable |  |  |  | Wet |  | 2014-10-03
63829 | Hexachlorodibenzo-p-dioxins (all isomers), biota, tissue, recoverable, wet weight, nanograms per kilogram | Hexachlorodibenzo-p-dioxin | ng/kg | Recoverable |  |  |  | Wet |  | 2014-10-03
63830 | Hexachlorodibenzofurans (all isomers), biota, tissue, recoverable, wet weight, nanograms per kilogram | Hexachlorodibenzofuran | ng/kg | Recoverable |  |  |  | Wet |  | 2014-10-03
63831 | Pentachlorodibenzo-p-dioxins (all isomers), biota, tissue, recoverable, wet weight, nanograms per kilogram | Pentachlorodibenzo-p-dioxin | ng/kg | Recoverable |  |  |  | Wet |  | 2014-10-03
63832 | Pentachlorodibenzofurans (all isomers), biota, tissue, recoverable, wet weight, nanograms per kilogram | Pentachlorodibenzofuran | ng/kg | Recoverable |  |  |  | Wet |  | 2014-10-03
63833 | Tetrachlorodibenzo-p-dioxins (all isomers), biota, tissue, recoverable, wet weight, nanograms per kilogram | Tetrachlorodibenzo-p-dioxin | ng/kg | Recoverable |  |  |  | Wet |  | 2014-10-03
63834 | Tetrachlorodibenzofurans (all isomers), biota, tissue, recoverable, wet weight, nanograms per kilogram | Tetrachlorodibenzofuran | ng/kg | Recoverable |  |  |  | Wet |  | 2014-10-03
63835 | PCB congener 1, water, filtered, recoverable, picograms per liter | 2-Chlorobiphenyl | pg/l | Dissolved | [5 empty] | 2014-10-03
63836 | PCB congener 2, water, filtered, recoverable, picograms per liter | 3-Chlorobiphenyl | pg/l | Dissolved | [5 empty] | 2014-10-03
63837 | PCB congener 3, water, filtered, recoverable, picograms per liter | 4-Chlorobiphenyl | pg/l | Dissolved | [5 empty] | 2014-10-03
63838 | PCB congener 4, water, filtered, recoverable, picograms per liter | 2,2'-Dichlorobiphenyl | pg/l | Dissolved | [5 empty] | 2014-10-03
63839 | PCB congener 5, water, filtered, recoverable, picograms per liter | 2,3-Dichlorobiphenyl | pg/l | Dissolved | [5 empty] | 2014-10-03
63840 | PCB congener 6, water, filtered, recoverable, picograms per liter | 2,3'-Dichlorobiphenyl | pg/l | Dissolved | [5 empty] | 2014-10-03
63841 | PCB congener 7, water, filtered, recoverable, picograms per liter | 2,4-Dichlorobiphenyl | pg/l | Dissolved | [5 empty] | 2014-10-03
63842 | PCB congener 8, water, filtered, recoverable, picograms per liter | 2,4'-Dichlorobiphenyl | pg/l | Dissolved | [5 empty] | 2014-10-03
63843 | PCB congener 9, water, filtered, recoverable, picograms per liter | 2,5-Dichlorobiphenyl | pg/l | Dissolved | [5 empty] | 2014-10-03
63844 | PCB congener 10, water, filtered, recoverable, picograms per liter | 2,6-Dichlorobiphenyl | pg/l | Dissolved | [5 empty] | 2014-10-03
63845 | PCB congener 11, water, filtered, recoverable, picograms per liter | 3,3'-Dichlorobiphenyl | pg/l | Dissolved | [5 empty] | 2014-10-03
63846 | PCB congener 12, water, filtered, recoverable, picograms per liter | 3,4-Dichlorobiphenyl | pg/l | Dissolved | [5 empty] | 2014-10-03
63847 | PCB congener 13, water, filtered, recoverable, picograms per liter | 3,4'-Dichlorobiphenyl | pg/l | Dissolved | [5 empty] | 2014-10-03
63848 | PCB congener 14, water, filtered, recoverable, picograms per liter | 3,5-Dichlorobiphenyl | pg/l | Dissolved | [5 empty] | 2014-10-03
63849 | PCB congener 15, water, filtered, recoverable, picograms per liter | 4,4'-Dichlorobiphenyl | pg/l | Dissolved | [5 empty] | 2014-10-03
63850 | PCB congener 16, water, filtered, recoverable, picograms per liter | 2,2',3-Trichlorobiphenyl | pg/l | Dissolved | [5 empty] | 2014-10-03
63851 | PCB congener 17, water, filtered, recoverable, picograms per liter | 2,2',4-Trichlorobiphenyl | pg/l | Dissolved | [5 empty] | 2014-10-03
63852 | PCB congener 18, water, filtered, recoverable, picograms per liter | 2,2',5-Trichlorobiphenyl | pg/l | Dissolved | [5 empty] | 2014-10-03
63853 | PCB congener 19, water, filtered, recoverable, picograms per liter | 2,2',6-Trichlorobiphenyl | pg/l | Dissolved | [5 empty] | 2014-10-03
63854 | PCB congener 20, water, filtered, recoverable, picograms per liter | 2,3,3'-Trichlorobiphenyl | pg/l | Dissolved | [5 empty] | 2014-10-03
63855 | PCB congener 21, water, filtered, recoverable, picograms per liter | 2,3,4-Trichlorobiphenyl | pg/l | Dissolved | [5 empty] | 2014-10-03
63856 | PCB congener 22, water, filtered, recoverable, picograms per liter | 2,3,4'-Trichlorobiphenyl | pg/l | Dissolved | [5 empty] | 2014-10-03
63857 | PCB congener 23, water, filtered, recoverable, picograms per liter | 2,3,5-Trichlorobiphenyl | pg/l | Dissolved | [5 empty] | 2014-10-03
63858 | PCB congener 24, water, filtered, recoverable, picograms per liter | 2,3,6-Trichlorobiphenyl | pg/l | Dissolved | [5 empty] | 2014-10-03
63859 | PCB congener 25, water, filtered, recoverable, picograms per liter | 2,3',4-Trichlorobiphenyl | pg/l | Dissolved | [5 empty] | 2014-10-03
63860 | PCB congener 26, water, filtered, recoverable, picograms per liter | 2,3',5-Trichlorobiphenyl | pg/l | Dissolved | [5 empty] | 2014-10-03
63861 | PCB congener 27, water, filtered, recoverable, picograms per liter | 2,3',6-Trichlorobiphenyl | pg/l | Dissolved | [5 empty] | 2014-10-03
63862 | PCB congener 28, water, filtered, recoverable, picograms per liter | 2,4,4'-Trichlorobiphenyl | pg/l | Dissolved | [5 empty] | 2014-10-03
63863 | PCB congener 29, water, filtered, recoverable, picograms per liter | 2,4,5-Trichlorobiphenyl | pg/l | Dissolved | [5 empty] | 2014-10-03
63864 | PCB congener 30, water, filtered, recoverable, picograms per liter | 2,4,6-Trichlorobiphenyl | pg/l | Dissolved | [5 empty] | 2014-10-03
63865 | PCB congener 31, water, filtered, recoverable, picograms per liter | 2,4',5-Trichlorobiphenyl | pg/l | Dissolved | [5 empty] | 2014-10-03
63866 | PCB congener 32, water, filtered, recoverable, picograms per liter | 2,4',6-Trichlorobiphenyl | pg/l | Dissolved | [5 empty] | 2014-10-03
63867 | PCB congener 33, water, filtered, recoverable, picograms per liter | 2,3',4'-Trichlorobiphenyl | pg/l | Dissolved | [5 empty] | 2014-10-03
63868 | PCB congener 34, water, filtered, recoverable, picograms per liter | 2,3',5'-Trichlorobiphenyl | pg/l | Dissolved | [5 empty] | 2014-10-03
63869 | PCB congener 35, water, filtered, recoverable, picograms per liter | 3,3',4-Trichlorobiphenyl | pg/l | Dissolved | [5 empty] | 2014-10-03
63870 | PCB congener 36, water, filtered, recoverable, picograms per liter | 3,3',5-Trichlorobiphenyl | pg/l | Dissolved | [5 empty] | 2014-10-03
63871 | PCB congener 37, water, filtered, recoverable, picograms per liter | 3,4,4'-Trichlorobiphenyl | pg/l | Dissolved | [5 empty] | 2014-10-03
63872 | PCB congener 38, water, filtered, recoverable, picograms per liter | 3,4,5-Trichlorobiphenyl | pg/l | Dissolved | [5 empty] | 2014-10-03
63873 | PCB congener 39, water, filtered, recoverable, picograms per liter | 3,4',5-Trichlorobiphenyl | pg/l | Dissolved | [5 empty] | 2014-10-03
63874 | PCB congener 40, water, filtered, recoverable, picograms per liter | 2,2',3,3'-Tetrachlorobiphenyl | pg/l | Dissolved | [5 empty] | 2014-10-03
63875 | PCB congener 41, water, filtered, recoverable, picograms per liter | 2,2',3,4-Tetrachlorobiphenyl | pg/l | Dissolved | [5 empty] | 2014-10-03
63876 | PCB congener 42, water, filtered, recoverable, picograms per liter | 2,2',3,4'-Tetrachlorobiphenyl | pg/l | Dissolved | [5 empty] | 2014-10-03
63877 | PCB congener 43, water, filtered, recoverable, picograms per liter | 2,2',3,5-Tetrachlorobiphenyl | pg/l | Dissolved | [5 empty] | 2014-10-03
63878 | PCB congener 44, water, filtered, recoverable, picograms per liter | 2,2',3,5'-Tetrachlorobiphenyl | pg/l | Dissolved | [5 empty] | 2014-10-03
63879 | PCB congener 45, water, filtered, recoverable, picograms per liter | 2,2',3,6-Tetrachlorobiphenyl | pg/l | Dissolved | [5 empty] | 2014-10-03
63880 | PCB congener 46, water, filtered, recoverable, picograms per liter | 2,2',3,6'-Tetrachlorobiphenyl | pg/l | Dissolved | [5 empty] | 2014-10-03
63881 | PCB congener 47, water, filtered, recoverable, picograms per liter | 2,2',4,4'-Tetrachlorobiphenyl | pg/l | Dissolved | [5 empty] | 2014-10-03
63882 | PCB congener 48, water, filtered, recoverable, picograms per liter | 2,2',4,5-Tetrachlorobiphenyl | pg/l | Dissolved | [5 empty] | 2014-10-03
63883 | PCB congener 49, water, filtered, recoverable, picograms per liter | 2,2',4,5'-Tetrachlorobiphenyl | pg/l | Dissolved | [5 empty] | 2014-10-03
63884 | PCB congener 50, water, filtered, recoverable, picograms per liter | 2,2',4,6-Tetrachlorobiphenyl | pg/l | Dissolved | [5 empty] | 2014-10-03
63885 | PCB congener 51, water, filtered, recoverable, picograms per liter | 2,2',4,6'-Tetrachlorobiphenyl | pg/l | Dissolved | [5 empty] | 2014-10-03
63886 | PCB congener 52, water, filtered, recoverable, picograms per liter | 2,2',5,5'-Tetrachlorobiphenyl | pg/l | Dissolved | [5 empty] | 2014-10-03
63887 | PCB congener 53, water, filtered, recoverable, picograms per liter | 2,2',5,6'-Tetrachlorobiphenyl | pg/l | Dissolved | [5 empty] | 2014-10-03
63888 | PCB congener 54, water, filtered, recoverable, picograms per liter | 2,2',6,6'-Tetrachlorobiphenyl | pg/l | Dissolved | [5 empty] | 2014-10-03
63889 | PCB congener 55, water, filtered, recoverable, picograms per liter | 2,3,3',4-Tetrachlorobiphenyl | pg/l | Dissolved | [5 empty] | 2014-10-03
63890 | PCB congener 56, water, filtered, recoverable, picograms per liter | 2,3,3',4'-Tetrachlorobiphenyl | pg/l | Dissolved | [5 empty] | 2014-10-03
63891 | PCB congener 57, water, filtered, recoverable, picograms per liter | 2,3,3',5-Tetrachlorobiphenyl | pg/l | Dissolved | [5 empty] | 2014-10-03
63892 | PCB congener 58, water, filtered, recoverable, picograms per liter | 2,3,3',5'-Tetrachlorobiphenyl | pg/l | Dissolved | [5 empty] | 2014-10-03
63893 | PCB congener 59, water, filtered, recoverable, picograms per liter | 2,3,3',6-Tetrachlorobiphenyl | pg/l | Dissolved | [5 empty] | 2014-10-03
63894 | PCB congener 60, water, filtered, recoverable, picograms per liter | 2,3,4,4'-Tetrachlorobiphenyl | pg/l | Dissolved | [5 empty] | 2014-10-03
63895 | PCB congener 61, water, filtered, recoverable, picograms per liter | 2,3,4,5-Tetrachlorobiphenyl | pg/l | Dissolved | [5 empty] | 2014-10-03
63896 | PCB congener 62, water, filtered, recoverable, picograms per liter | 2,3,4,6-Tetrachlorobiphenyl | pg/l | Dissolved | [5 empty] | 2014-10-03
63897 | PCB congener 63, water, filtered, recoverable, picograms per liter | 2,3,4',5-Tetrachlorobiphenyl | pg/l | Dissolved | [5 empty] | 2014-10-03
63898 | PCB congener 64, water, filtered, recoverable, picograms per liter | 2,3,4',6-Tetrachlorobiphenyl | pg/l | Dissolved | [5 empty] | 2014-10-03
63899 | PCB congener 65, water, filtered, recoverable, picograms per liter | 2,3,5,6-Tetrachlorobiphenyl | pg/l | Dissolved | [5 empty] | 2014-10-03
63900 | PCB congener 66, water, filtered, recoverable, picograms per liter | 2,3',4,4'-Tetrachlorobiphenyl | pg/l | Dissolved | [5 empty] | 2014-10-03
63901 | PCB congener 67, water, filtered, recoverable, picograms per liter | 2,3',4,5-Tetrachlorobiphenyl | pg/l | Dissolved | [5 empty] | 2014-10-03
63902 | PCB congener 68, water, filtered, recoverable, picograms per liter | 2,3',4,5'-Tetrachlorobiphenyl | pg/l | Dissolved | [5 empty] | 2014-10-03
63903 | PCB congener 69, water, filtered, recoverable, picograms per liter | 2,3',4,6-Tetrachlorobiphenyl | pg/l | Dissolved | [5 empty] | 2014-10-03
63904 | PCB congener 70, water, filtered, recoverable, picograms per liter | 2,3',4',5-Tetrachlorobiphenyl | pg/l | Dissolved | [5 empty] | 2014-10-03
63905 | PCB congener 71, water, filtered, recoverable, picograms per liter | 2,3',4',6-Tetrachlorobiphenyl | pg/l | Dissolved | [5 empty] | 2014-10-03
63906 | PCB congener 72, water, filtered, recoverable, picograms per liter | 2,3',5,5'-Tetrachlorobiphenyl | pg/l | Dissolved | [5 empty] | 2014-10-03
63907 | PCB congener 73, water, filtered, recoverable, picograms per liter | 2,3',5',6-Tetrachlorobiphenyl | pg/l | Dissolved | [5 empty] | 2014-10-03
63908 | PCB congener 74, water, filtered, recoverable, picograms per liter | 2,4,4',5-Tetrachlorobiphenyl | pg/l | Dissolved | [5 empty] | 2014-10-03
63909 | PCB congener 75, water, filtered, recoverable, picograms per liter | 2,4,4',6-Tetrachlorobiphenyl | pg/l | Dissolved | [5 empty] | 2014-10-03
63910 | PCB congener 76, water, filtered, recoverable, picograms per liter | 2,3',4',5'-Tetrachlorobiphenyl | pg/l | Dissolved | [5 empty] | 2014-10-03
63911 | PCB congener 77, water, filtered, recoverable, picograms per liter | 3,3',4,4'-Tetrachlorobiphenyl | pg/l | Dissolved | [5 empty] | 2014-10-03
63912 | PCB congener 78, water, filtered, recoverable, picograms per liter | 3,3',4,5-Tetrachlorobiphenyl | pg/l | Dissolved | [5 empty] | 2014-10-03
63913 | PCB congener 79, water, filtered, recoverable, picograms per liter | 3,3',4,5'-Tetrachlorobiphenyl | pg/l | Dissolved | [5 empty] | 2014-10-03
63914 | PCB congener 80, water, filtered, recoverable, picograms per liter | 3,3',5,5'-Tetrachlorobiphenyl | pg/l | Dissolved | [5 empty] | 2014-10-03
63915 | PCB congener 81, water, filtered, recoverable, picograms per liter | 3,4,4',5-Tetrachlorobiphenyl | pg/l | Dissolved | [5 empty] | 2014-10-03
63916 | PCB congener 82, water, filtered, recoverable, picograms per liter | 2,2',3,3',4-Pentachlorobiphenyl | pg/l | Dissolved | [5 empty] | 2014-10-03
63917 | PCB congener 83, water, filtered, recoverable, picograms per liter | 2,2',3,3',5-Pentachlorobiphenyl | pg/l | Dissolved | [5 empty] | 2014-10-03
63918 | PCB congener 84, water, filtered, recoverable, picograms per liter | 2,2',3,3',6-Pentachlorobiphenyl | pg/l | Dissolved | [5 empty] | 2014-10-03
63919 | PCB congener 85, water, filtered, recoverable, picograms per liter | 2,2',3,4,4'-Pentachlorobiphenyl | pg/l | Dissolved | [5 empty] | 2014-10-03
63920 | PCB congener 86, water, filtered, recoverable, picograms per liter | 2,2',3,4,5-Pentachlorobiphenyl | pg/l | Dissolved | [5 empty] | 2014-10-03
63921 | PCB congener 87, water, filtered, recoverable, picograms per liter | 2,2',3,4,5'-Pentachlorobiphenyl | pg/l | Dissolved | [5 empty] | 2014-10-03
63922 | PCB congener 88, water, filtered, recoverable, picograms per liter | 2,2',3,4,6-Pentachlorobiphenyl | pg/l | Dissolved | [5 empty] | 2014-10-03
63923 | PCB congener 89, water, filtered, recoverable, picograms per liter | 2,2',3,4,6'-Pentachlorobiphenyl | pg/l | Dissolved | [5 empty] | 2014-10-03
63924 | PCB congener 90, water, filtered, recoverable, picograms per liter | 2,2',3,4',5-Pentachlorobiphenyl | pg/l | Dissolved | [5 empty] | 2014-10-03
63925 | PCB congener 91, water, filtered, recoverable, picograms per liter | 2,2',3,4',6-Pentachlorobiphenyl | pg/l | Dissolved | [5 empty] | 2014-10-03
63926 | PCB congener 92, water, filtered, recoverable, picograms per liter | 2,2',3,5,5'-Pentachlorobiphenyl | pg/l | Dissolved | [5 empty] | 2014-10-03
63927 | PCB congener 93, water, filtered, recoverable, picograms per liter | 2,2',3,5,6-Pentachlorobiphenyl | pg/l | Dissolved | [5 empty] | 2014-10-03
63928 | PCB congener 94, water, filtered, recoverable, picograms per liter | 2,2',3,5,6'-Pentachlorobiphenyl | pg/l | Dissolved | [5 empty] | 2014-10-03
63929 | PCB congener 95, water, filtered, recoverable, picograms per liter | 2,2',3,5',6-Pentachlorobiphenyl | pg/l | Dissolved | [5 empty] | 2014-10-03
63930 | PCB congener 96, water, filtered, recoverable, picograms per liter | 2,2',3,6,6'-Pentachlorobiphenyl | pg/l | Dissolved | [5 empty] | 2014-10-03
63931 | PCB congener 97, water, filtered, recoverable, picograms per liter | 2,2',3,4',5'-Pentachlorobiphenyl | pg/l | Dissolved | [5 empty] | 2014-10-03
63932 | PCB congener 98, water, filtered, recoverable, picograms per liter | 2,2',3,4',6'-Pentachlorobiphenyl | pg/l | Dissolved | [5 empty] | 2014-10-03
63933 | PCB congener 99, water, filtered, recoverable, picograms per liter | 2,2',4,4',5-Pentachlorobiphenyl | pg/l | Dissolved | [5 empty] | 2014-10-03
63934 | PCB congener 100, water, filtered, recoverable, picograms per liter | 2,2',4,4',6-Pentachlorobiphenyl | pg/l | Dissolved | [5 empty] | 2014-10-03
63935 | PCB congener 101, water, filtered, recoverable, picograms per liter | 2,2',4,5,5'-Pentachlorobiphenyl | pg/l | Dissolved | [5 empty] | 2014-10-03
63936 | PCB congener 102, water, filtered, recoverable, picograms per liter | 2,2',4,5,6'-Pentachlorobiphenyl | pg/l | Dissolved | [5 empty] | 2014-10-03
63937 | PCB congener 103, water, filtered, recoverable, picograms per liter | 2,2',4,5',6-Pentachlorobiphenyl | pg/l | Dissolved | [5 empty] | 2014-10-03
63938 | PCB congener 104, water, filtered, recoverable, picograms per liter | 2,2',4,6,6'-Pentachlorobiphenyl | pg/l | Dissolved | [5 empty] | 2014-10-03
63939 | PCB congener 105, water, filtered, recoverable, picograms per liter | 2,3,3',4,4'-Pentachlorobiphenyl | pg/l | Dissolved | [5 empty] | 2014-10-03
63940 | PCB congener 106, water, filtered, recoverable, picograms per liter | 2,3,3',4,5-Pentachlorobiphenyl | pg/l | Dissolved | [5 empty] | 2014-10-03
63941 | PCB congener 107, water, filtered, recoverable, picograms per liter | 2,3,3',4',5-Pentachlorobiphenyl | pg/l | Dissolved | [5 empty] | 2014-10-03
63942 | PCB congener 108, water, filtered, recoverable, picograms per liter | 2,3,3',4,5'-Pentachlorobiphenyl | pg/l | Dissolved | [5 empty] | 2014-10-03
63943 | PCB congener 109, water, filtered, recoverable, picograms per liter | 2,3,3',4,6-Pentachlorobiphenyl | pg/l | Dissolved | [5 empty] | 2014-10-03
63944 | PCB congener 110, water, filtered, recoverable, picograms per liter | 2,3,3',4',6-Pentachlorobiphenyl | pg/l | Dissolved | [5 empty] | 2014-10-03
63945 | PCB congener 111, water, filtered, recoverable, picograms per liter | 2,3,3',5,5'-Pentachlorobiphenyl | pg/l | Dissolved | [5 empty] | 2014-10-03
63946 | PCB congener 112, water, filtered, recoverable, picograms per liter | 2,3,3',5,6-Pentachlorobiphenyl | pg/l | Dissolved | [5 empty] | 2014-10-03
63947 | PCB congener 113, water, filtered, recoverable, picograms per liter | 2,3,3',5',6-Pentachlorobiphenyl | pg/l | Dissolved | [5 empty] | 2014-10-03
63948 | PCB congener 114, water, filtered, recoverable, picograms per liter | 2,3,4,4',5-Pentachlorobiphenyl | pg/l | Dissolved | [5 empty] | 2014-10-03
63949 | PCB congener 115, water, filtered, recoverable, picograms per liter | 2,3,4,4',6-Pentachlorobiphenyl | pg/l | Dissolved | [5 empty] | 2014-10-03
63950 | PCB congener 116, water, filtered, recoverable, picograms per liter | 2,3,4,5,6-Pentachlorobiphenyl | pg/l | Dissolved | [5 empty] | 2014-10-03
63951 | PCB congener 117, water, filtered, recoverable, picograms per liter | 2,3,4',5,6-Pentachlorobiphenyl | pg/l | Dissolved | [5 empty] | 2014-10-03
63952 | PCB congener 118, water, filtered, recoverable, picograms per liter | 2,3',4,4',5-Pentachlorobiphenyl | pg/l | Dissolved | [5 empty] | 2014-10-03
63953 | PCB congener 119, water, filtered, recoverable, picograms per liter | 2,3',4,4',6-Pentachlorobiphenyl | pg/l | Dissolved | [5 empty] | 2014-10-03
63954 | PCB congener 120, water, filtered, recoverable, picograms per liter | 2,3',4,5,5'-Pentachlorobiphenyl | pg/l | Dissolved | [5 empty] | 2014-10-03
63955 | PCB congener 121, water, filtered, recoverable, picograms per liter | 2,3',4,5',6-Pentachlorobiphenyl | pg/l | Dissolved | [5 empty] | 2014-10-03
63956 | PCB congener 122, water, filtered, recoverable, picograms per liter | 2,3,3',4',5'-Pentachlorobiphenyl | pg/l | Dissolved | [5 empty] | 2014-10-03
63957 | PCB congener 123, water, filtered, recoverable, picograms per liter | 2,3',4,4',5'-Pentachlorobiphenyl | pg/l | Dissolved | [5 empty] | 2014-10-03
63958 | PCB congener 124, water, filtered, recoverable, picograms per liter | 2,3',4',5,5'-Pentachlorobiphenyl | pg/l | Dissolved | [5 empty] | 2014-10-03
63959 | PCB congener 125, water, filtered, recoverable, picograms per liter | 2,3',4',5',6-Pentachlorobiphenyl | pg/l | Dissolved | [5 empty] | 2014-10-03
63960 | PCB congener 126, water, filtered, recoverable, picograms per liter | 3,3',4,4',5-Pentachlorobiphenyl | pg/l | Dissolved | [5 empty] | 2014-10-03
63961 | PCB congener 127, water, filtered, recoverable, picograms per liter | 3,3',4,5,5'-Pentachlorobiphenyl | pg/l | Dissolved | [5 empty] | 2014-10-03
63962 | PCB congener 128, water, filtered, recoverable, picograms per liter | 2,2',3,3',4,4'-Hexachlorobiphenyl | pg/l | Dissolved | [5 empty] | 2014-10-03
63963 | PCB congener 129, water, filtered, recoverable, picograms per liter | 2,2',3,3',4,5-Hexachlorobiphenyl | pg/l | Dissolved | [5 empty] | 2014-10-03
63964 | PCB congener 130, water, filtered, recoverable, picograms per liter | 2,2',3,3',4,5'-Hexachlorobiphenyl | pg/l | Dissolved | [5 empty] | 2014-10-03
63965 | PCB congener 131, water, filtered, recoverable, picograms per liter | 2,2',3,3',4,6-Hexachlorobiphenyl | pg/l | Dissolved | [5 empty] | 2014-10-03
63966 | PCB congener 132, water, filtered, recoverable, picograms per liter | 2,2',3,3',4,6'-Hexachlorobiphenyl | pg/l | Dissolved | [5 empty] | 2014-10-03
63967 | PCB congener 133, water, filtered, recoverable, picograms per liter | 2,2',3,3',5,5'-Hexachlorobiphenyl | pg/l | Dissolved | [5 empty] | 2014-10-03
63968 | PCB congener 134, water, filtered, recoverable, picograms per liter | 2,2',3,3',5,6-Hexachlorobiphenyl | pg/l | Dissolved | [5 empty] | 2014-10-03
63969 | PCB congener 135, water, filtered, recoverable, picograms per liter | 2,2',3,3',5,6'-Hexachlorobiphenyl | pg/l | Dissolved | [5 empty] | 2014-10-03
63970 | PCB congener 136, water, filtered, recoverable, picograms per liter | 2,2',3,3',6,6'-Hexachlorobiphenyl | pg/l | Dissolved | [5 empty] | 2014-10-03
63971 | PCB congener 137, water, filtered, recoverable, picograms per liter | 2,2',3,4,4',5-Hexachlorobiphenyl | pg/l | Dissolved | [5 empty] | 2014-10-03
63972 | PCB congener 138, water, filtered, recoverable, picograms per liter | 2,2',3,4,4',5'-Hexachlorobiphenyl | pg/l | Dissolved | [5 empty] | 2014-10-03
63973 | PCB congener 139, water, filtered, recoverable, picograms per liter | 2,2',3,4,4',6-Hexachlorobiphenyl | pg/l | Dissolved | [5 empty] | 2014-10-03
63974 | PCB congener 140, water, filtered, recoverable, picograms per liter | 2,2',3,4,4',6'-Hexachlorobiphenyl | pg/l | Dissolved | [5 empty] | 2014-10-03
63975 | PCB congener 141, water, filtered, recoverable, picograms per liter | 2,2',3,4,5,5'-Hexachlorobiphenyl | pg/l | Dissolved | [5 empty] | 2014-10-03
63976 | PCB congener 142, water, filtered, recoverable, picograms per liter | 2,2',3,4,5,6-Hexachlorobiphenyl | pg/l | Dissolved | [5 empty] | 2014-10-03
63977 | PCB congener 143, water, filtered, recoverable, picograms per liter | 2,2',3,4,5,6'-Hexachlorobiphenyl | pg/l | Dissolved | [5 empty] | 2014-10-03
63978 | PCB congener 144, water, filtered, recoverable, picograms per liter | 2,2',3,4,5',6-Hexachlorobiphenyl | pg/l | Dissolved | [5 empty] | 2014-10-03
63979 | PCB congener 145, water, filtered, recoverable, picograms per liter | 2,2',3,4,6,6'-Hexachlorobiphenyl | pg/l | Dissolved | [5 empty] | 2014-10-03
63980 | PCB congener 146, water, filtered, recoverable, picograms per liter | 2,2',3,4',5,5'-Hexachlorobiphenyl | pg/l | Dissolved | [5 empty] | 2014-10-03
63981 | PCB congener 147, water, filtered, recoverable, picograms per liter | 2,2',3,4',5,6-Hexachlorobiphenyl | pg/l | Dissolved | [5 empty] | 2014-10-03
63982 | PCB congener 148, water, filtered, recoverable, picograms per liter | 2,2',3,4',5,6'-Hexachlorobiphenyl | pg/l | Dissolved | [5 empty] | 2014-10-03
63983 | PCB congener 149, water, filtered, recoverable, picograms per liter | 2,2',3,4',5',6-Hexachlorobiphenyl | pg/l | Dissolved | [5 empty] | 2014-10-03
63984 | PCB congener 150, water, filtered, recoverable, picograms per liter | 2,2',3,4',6,6'-Hexachlorobiphenyl | pg/l | Dissolved | [5 empty] | 2014-10-03
63985 | PCB congener 151, water, filtered, recoverable, picograms per liter | 2,2',3,5,5',6-Hexachlorobiphenyl | pg/l | Dissolved | [5 empty] | 2014-10-03
63986 | PCB congener 152, water, filtered, recoverable, picograms per liter | 2,2',3,5,6,6'-Hexachlorobiphenyl | pg/l | Dissolved | [5 empty] | 2014-10-03
63987 | PCB congener 153, water, filtered, recoverable, picograms per liter | 2,2',4,4',5,5'-Hexachlorobiphenyl | pg/l | Dissolved | [5 empty] | 2014-10-03
63988 | PCB congener 154, water, filtered, recoverable, picograms per liter | 2,2',4,4',5,6'-Hexachlorobiphenyl | pg/l | Dissolved | [5 empty] | 2014-10-03
63989 | PCB congener 155, water, filtered, recoverable, picograms per liter | 2,2',4,4',6,6'-Hexachlorobiphenyl | pg/l | Dissolved | [5 empty] | 2014-10-03
63990 | PCB congener 156, water, filtered, recoverable, picograms per liter | 2,3,3',4,4',5-Hexachlorobiphenyl | pg/l | Dissolved | [5 empty] | 2014-10-03
63991 | PCB congener 157, water, filtered, recoverable, picograms per liter | 2,3,3',4,4',5'-Hexachlorobiphenyl | pg/l | Dissolved | [5 empty] | 2014-10-03
63992 | PCB congener 158, water, filtered, recoverable, picograms per liter | 2,3,3',4,4',6-Hexachlorobiphenyl | pg/l | Dissolved | [5 empty] | 2014-10-03
63993 | PCB congener 159, water, filtered, recoverable, picograms per liter | 2,3,3',4,5,5'-Hexachlorobiphenyl | pg/l | Dissolved | [5 empty] | 2014-10-03
63994 | PCB congener 160, water, filtered, recoverable, picograms per liter | 2,3,3',4,5,6-Hexachlorobiphenyl | pg/l | Dissolved | [5 empty] | 2014-10-03
63995 | PCB congener 161, water, filtered, recoverable, picograms per liter | 2,3,3',4,5',6-Hexachlorobiphenyl | pg/l | Dissolved | [5 empty] | 2014-10-03
63996 | PCB congener 162, water, filtered, recoverable, picograms per liter | 2,3,3',4',5,5'-Hexachlorobiphenyl | pg/l | Dissolved | [5 empty] | 2014-10-03
63997 | PCB congener 163, water, filtered, recoverable, picograms per liter | 2,3,3',4',5,6-Hexachlorobiphenyl | pg/l | Dissolved | [5 empty] | 2014-10-03
63998 | PCB congener 164, water, filtered, recoverable, picograms per liter | 2,3,3',4',5',6-Hexachlorobiphenyl | pg/l | Dissolved | [5 empty] | 2014-10-03
63999 | PCB congener 165, water, filtered, recoverable, picograms per liter | 2,3,3',5,5',6-Hexachlorobiphenyl | pg/l | Dissolved | [5 empty] | 2014-10-03
64000 | PCB congener 166, water, filtered, recoverable, picograms per liter | 2,3,4,4',5,6-Hexachlorobiphenyl | pg/l | Dissolved | [5 empty] | 2014-10-03
64001 | PCB congener 167, water, filtered, recoverable, picograms per liter | 2,3',4,4',5,5'-Hexachlorobiphenyl | pg/l | Dissolved | [5 empty] | 2014-10-03
64002 | PCB congener 168, water, filtered, recoverable, picograms per liter | 2,3',4,4',5',6-Hexachlorobiphenyl | pg/l | Dissolved | [5 empty] | 2014-10-03
64003 | PCB congener 169, water, filtered, recoverable, picograms per liter | 3,3',4,4',5,5'-Hexachlorobiphenyl | pg/l | Dissolved | [5 empty] | 2014-10-03
64004 | PCB congener 170, water, filtered, recoverable, picograms per liter | 2,2',3,3',4,4',5-Heptachlorobiphenyl | pg/l | Dissolved | [5 empty] | 2014-10-03
64005 | PCB congener 171, water, filtered, recoverable, picograms per liter | 2,2',3,3',4,4',6-Heptachlorobiphenyl | pg/l | Dissolved | [5 empty] | 2014-10-03
64006 | PCB congener 172, water, filtered, recoverable, picograms per liter | 2,2',3,3',4,5,5'-Heptachlorobiphenyl | pg/l | Dissolved | [5 empty] | 2014-10-03
64007 | PCB congener 173, water, filtered, recoverable, picograms per liter | 2,2',3,3',4,5,6-Heptachlorobiphenyl | pg/l | Dissolved | [5 empty] | 2014-10-03
64008 | PCB congener 174, water, filtered, recoverable, picograms per liter | 2,2',3,3',4,5,6'-Heptachlorobiphenyl | pg/l | Dissolved | [5 empty] | 2014-10-03
64009 | PCB congener 175, water, filtered, recoverable, picograms per liter | 2,2',3,3',4,5',6-Heptachlorobiphenyl | pg/l | Dissolved | [5 empty] | 2014-10-03
64010 | PCB congener 176, water, filtered, recoverable, picograms per liter | 2,2',3,3',4,6,6'-Heptachlorobiphenyl | pg/l | Dissolved | [5 empty] | 2014-10-03
64011 | PCB congener 177, water, filtered, recoverable, picograms per liter | 2,2',3,3',4',5,6-Heptachlorobiphenyl | pg/l | Dissolved | [5 empty] | 2020-01-21
64012 | PCB congener 178, water, filtered, recoverable, picograms per liter | 2,2',3,3',5,5',6-Heptachlorobiphenyl | pg/l | Dissolved | [5 empty] | 2014-10-03
64013 | PCB congener 179, water, filtered, recoverable, picograms per liter | 2,2',3,3',5,6,6'-Heptachlorobiphenyl | pg/l | Dissolved | [5 empty] | 2014-10-03
64014 | PCB congener 180, water, filtered, recoverable, picograms per liter | 2,2',3,4,4',5,5'-Heptachlorobiphenyl | pg/l | Dissolved | [5 empty] | 2014-10-03
64015 | PCB congener 181, water, filtered, recoverable, picograms per liter | 2,2',3,4,4',5,6-Heptachlorobiphenyl | pg/l | Dissolved | [5 empty] | 2014-10-03
64016 | PCB congener 182, water, filtered, recoverable, picograms per liter | 2,2',3,4,4',5,6'-Heptachlorobiphenyl | pg/l | Dissolved | [5 empty] | 2014-10-03
64017 | PCB congener 183, water, filtered, recoverable, picograms per liter | 2,2',3,4,4',5',6-Heptachlorobiphenyl | pg/l | Dissolved | [5 empty] | 2014-10-03
64018 | PCB congener 184, water, filtered, recoverable, picograms per liter | 2,2',3,4,4',6,6'-Heptachlorobiphenyl | pg/l | Dissolved | [5 empty] | 2014-10-03
64019 | PCB congener 185, water, filtered, recoverable, picograms per liter | 2,2',3,4,5,5',6-Heptachlorobiphenyl | pg/l | Dissolved | [5 empty] | 2014-10-03
64020 | PCB congener 186, water, filtered, recoverable, picograms per liter | 2,2',3,4,5,6,6'-Heptachlorobiphenyl | pg/l | Dissolved | [5 empty] | 2014-10-03
64021 | PCB congener 187, water, filtered, recoverable, picograms per liter | 2,2',3,4',5,5',6-Heptachlorobiphenyl | pg/l | Dissolved | [5 empty] | 2014-10-03
64022 | PCB congener 188, water, filtered, recoverable, picograms per liter | 2,2',3,4',5,6,6'-Heptachlorobiphenyl | pg/l | Dissolved | [5 empty] | 2014-10-03
64023 | PCB congener 189, water, filtered, recoverable, picograms per liter | 2,3,3',4,4',5,5'-Heptachlorobiphenyl | pg/l | Dissolved | [5 empty] | 2014-10-03
64024 | PCB congener 190, water, filtered, recoverable, picograms per liter | 2,3,3',4,4',5,6-Heptachlorobiphenyl | pg/l | Dissolved | [5 empty] | 2014-10-03
64025 | PCB congener 191, water, filtered, recoverable, picograms per liter | 2,3,3',4,4',5',6-Heptachlorobiphenyl | pg/l | Dissolved | [5 empty] | 2014-10-03
64026 | PCB congener 192, water, filtered, recoverable, picograms per liter | 2,3,3',4,5,5',6-Heptachlorobiphenyl | pg/l | Dissolved | [5 empty] | 2014-10-03
64027 | PCB congener 193, water, filtered, recoverable, picograms per liter | 2,3,3',4',5,5',6-Heptachlorobiphenyl | pg/l | Dissolved | [5 empty] | 2014-10-03
64028 | PCB congener 194, water, filtered, recoverable, picograms per liter | 2,2',3,3',4,4',5,5'-Octachlorobiphenyl | pg/l | Dissolved | [5 empty] | 2014-10-03
64029 | PCB congener 195, water, filtered, recoverable, picograms per liter | 2,2',3,3',4,4',5,6-Octachlorobiphenyl | pg/l | Dissolved | [5 empty] | 2014-10-03
64030 | PCB congener 196, water, filtered, recoverable, picograms per liter | 2,2',3,3',4,4',5,6'-Octachlorobiphenyl | pg/l | Dissolved | [5 empty] | 2014-10-03
64031 | PCB congener 197, water, filtered, recoverable, picograms per liter | 2,2',3,3',4,4',6,6'-Octachlorobiphenyl | pg/l | Dissolved | [5 empty] | 2014-10-03
64032 | PCB congener 198, water, filtered, recoverable, picograms per liter | 2,2',3,3',4,5,5',6-Octachlorobiphenyl | pg/l | Dissolved | [5 empty] | 2014-10-03
64033 | PCB congener 199, water, filtered, recoverable, picograms per liter | 2,2',3,3',4,5,5',6'-Octachlorobiphenyl | pg/l | Dissolved | [5 empty] | 2014-10-03
64034 | PCB congener 200, water, filtered, recoverable, picograms per liter | 2,2',3,3',4,5,6,6'-Octachlorobiphenyl | pg/l | Dissolved | [5 empty] | 2014-10-03
64035 | PCB congener 201, water, filtered, recoverable, picograms per liter | 2,2',3,3',4,5',6,6'-Octachlorobiphenyl | pg/l | Dissolved | [5 empty] | 2014-10-03
64036 | PCB congener 202, water, filtered, recoverable, picograms per liter | 2,2',3,3',5,5',6,6'-Octachlorobiphenyl | pg/l | Dissolved | [5 empty] | 2014-10-03
64037 | PCB congener 203, water, filtered, recoverable, picograms per liter | 2,2',3,4,4',5,5',6-Octachlorobiphenyl | pg/l | Dissolved | [5 empty] | 2014-10-03
64038 | PCB congener 204, water, filtered, recoverable, picograms per liter | 2,2',3,4,4',5,6,6'-Octachlorobiphenyl | pg/l | Dissolved | [5 empty] | 2014-10-03
64039 | PCB congener 205, water, filtered, recoverable, picograms per liter | 2,3,3',4,4',5,5',6-Octachlorobiphenyl | pg/l | Dissolved | [5 empty] | 2014-10-03
64040 | PCB congener 206, water, filtered, recoverable, picograms per liter | 2,2',3,3',4,4',5,5',6-Nonachlorobiphenyl | pg/l | Dissolved | [5 empty] | 2014-10-03
64041 | PCB congener 207, water, filtered, recoverable, picograms per liter | 2,2',3,3',4,4',5,6,6'-Nonachlorobiphenyl | pg/l | Dissolved | [5 empty] | 2014-10-03
64042 | PCB congener 208, water, filtered, recoverable, picograms per liter | 2,2',3,3',4,5,5',6,6'-Nonachlorobiphenyl | pg/l | Dissolved | [5 empty] | 2014-10-03
64043 | PCB congener 209, water, filtered, recoverable, picograms per liter | Decachlorobiphenyl | pg/l | Dissolved | [5 empty] | 2014-10-03
64044 | Fenpropathrin, water, filtered, recoverable, micrograms per liter | Fenpropathrin | ug/l | Dissolved | [5 empty] | 2014-10-03
64045 | Hydroxydimethenamid, water, filtered, recoverable, micrograms per liter | Hydroxydimethenamid | ug/l | Dissolved | [5 empty] | 2014-10-03
64046 | Carbadox, water, filtered, recoverable, micrograms per liter | Carbadox | ug/l | Dissolved | [5 empty] | 2014-10-03
64047 | Isoepichlorotetracycline, water, filtered, recoverable, micrograms per liter | Isoepichlorotetracycline | ug/l | Dissolved | [5 empty] | 2014-10-03
64048 | Microcystin RR, water, filtered, recoverable, micrograms per liter | Microcystin RR | ug/l | Dissolved | [5 empty] | 2014-10-03
64049 | Bromobenzene, solids, recoverable, dry weight, micrograms per kilogram | Bromobenzene | ug/kg | Recoverable |  |  |  | Dry |  | 2014-10-03
64050 | 1-Chlorohexane, solids, recoverable, dry weight, micrograms per kilogram | 1-Chlorohexane | ug/kg | Recoverable |  |  |  | Dry |  | 2014-10-03
64051 | 2-Chlorotoluene, solids, recoverable, dry weight, micrograms per kilogram | o-Chlorotoluene | ug/kg | Recoverable |  |  |  | Dry |  | 2014-10-03
64052 | 1,3-Dichloropropane, solids, recoverable, dry weight, micrograms per kilogram | 1,3-Dichloropropane | ug/kg | Recoverable |  |  |  | Dry |  | 2014-10-03
64053 | MCPA, solids, recoverable, dry weight, micrograms per kilogram | MCPA | ug/kg | Recoverable |  |  |  | Dry |  | 2014-10-03
64054 | 1,2,4,5-Tetrachlorobenzene, solids, recoverable, dry weight, micrograms per kilogram | 1,2,4,5-Tetrachlorobenzene | ug/kg | Recoverable |  |  |  | Dry |  | 2014-10-03
64055 | 2,3,4,6-Tetrachlorophenol, solids, recoverable, dry weight, micrograms per kilogram | 2,3,4,6-Tetrachlorophenol | ug/kg | Recoverable |  |  |  | Dry |  | 2014-10-03
64056 | 2,6-Dichlorophenol, solids, recoverable, dry weight, micrograms per kilogram | 2,6-Dichlorophenol | ug/kg | Recoverable |  |  |  | Dry |  | 2014-10-03
64057 | 2-Acetylaminofluorene, solids, recoverable, dry weight, micrograms per kilogram | 2-Acetylaminofluorene | ug/kg | Recoverable |  |  |  | Dry |  | 2014-10-03
64058 | 2-Naphthylamine, solids, recoverable, dry weight, micrograms per kilogram | 2-Naphthalenamine | ug/kg | Recoverable |  |  |  | Dry |  | 2014-10-03
64059 | 2-Picoline, solids, recoverable, dry weight, micrograms per kilogram | 2-Methylpyridine | ug/kg | Recoverable |  |  |  | Dry |  | 2014-10-03
64060 | 3-Methylcholanthrene, solids, recoverable, dry weight, micrograms per kilogram | 3-Methylcholanthrene | ug/kg | Recoverable |  |  |  | Dry |  | 2014-10-03
64061 | m-Cresol plus p-cresol, solids, recoverable, dry weight, micrograms per kilogram | m-cresol mixt. with p-phenol | ug/kg | Recoverable |  |  |  | Dry |  | 2017-01-05
64062 | 4-Aminobiphenyl, solids, recoverable, dry weight, micrograms per kilogram | 4-Aminobiphenyl | ug/kg | Recoverable |  |  |  | Dry |  | 2014-10-03
64063 | 5-Nitro-o-toluidine, solids, recoverable, dry weight, micrograms per kilogram | 5-Nitro-o-toluidine | ug/kg | Recoverable |  |  |  | Dry |  | 2020-01-21
64064 | 7,12-Dimethylbenzo[a]anthracene (DMBA), solids, recoverable, dry weight, micrograms per kilogram | 7,12-Dimethylbenz[a]anthracene | ug/kg | Recoverable |  |  |  | Dry |  | 2017-06-30
64065 | alpha,alpha-Dimethylphenethylamine, solids, recoverable, dry weight, micrograms per kilogram | .alpha.,.alpha.-Dimethylphenethylamine | ug/kg | Recoverable |  |  |  | Dry |  | 2014-10-03
64066 | Aniline, solids, recoverable, dry weight, micrograms per kilogram | Aniline | ug/kg | Recoverable |  |  |  | Dry |  | 2014-10-03
64067 | Benzyl alcohol, solids, recoverable, dry weight, micrograms per kilogram | Benzyl alcohol | ug/kg | Recoverable |  |  |  | Dry |  | 2014-10-03
64068 | Diallate, solids, recoverable, dry weight, micrograms per kilogram | Diallate | ug/kg | Recoverable |  |  |  | Dry |  | 2014-10-03
64069 | Ethyl methanesulfonate, solids, recoverable, dry weight, micrograms per kilogram | Ethyl methanesulfonate | ug/kg | Recoverable |  |  |  | Dry |  | 2014-10-03
64070 | Hexachloropropene, solids, recoverable, dry weight, micrograms per kilogram | Hexachloropropene | ug/kg | Recoverable |  |  |  | Dry |  | 2014-10-03
64071 | Isodrin, solids, recoverable, dry weight, micrograms per kilogram | Isodrin | ug/kg | Recoverable |  |  |  | Dry |  | 2014-10-03
64072 | Methapyrilene, solids, recoverable, dry weight, micrograms per kilogram | Methapyrilene | ug/kg | Recoverable |  |  |  | Dry |  | 2014-10-03
64073 | Methyl methanesulfonate, solids, recoverable, dry weight, micrograms per kilogram | Methyl methanesulfonate | ug/kg | Recoverable |  |  |  | Dry |  | 2014-10-03
64074 | N-Nitrosodi-n-butylamine, solids, recoverable, dry weight, micrograms per kilogram | N-Nitrosodi-n-butylamine | ug/kg | Recoverable |  |  |  | Dry |  | 2014-10-03
64075 | N-Nitrosodiethylamine, solids, recoverable, dry weight, micrograms per kilogram | N-Nitrosodiethylamine | ug/kg | Recoverable |  |  |  | Dry |  | 2014-10-03
64076 | N-Nitrosomethylethylamine, solids, recoverable, dry weight, micrograms per kilogram | N-Nitrosomethylethylamine | ug/kg | Recoverable |  |  |  | Dry |  | 2014-10-03
64077 | N-Nitrosopiperidine, solids, recoverable, dry weight, micrograms per kilogram | N-Nitrosopiperidine | ug/kg | Recoverable |  |  |  | Dry |  | 2014-10-03
64078 | N-Nitrosopyrrolidine, solids, recoverable, dry weight, micrograms per kilogram | N-Nitrosopyrrolidine | ug/kg | Recoverable |  |  |  | Dry |  | 2014-10-03
64079 | 4-Nitroquinoline-1-oxide, solids, recoverable, dry weight, micrograms per kilogram | 4-Nitroquinoline 1-oxide | ug/kg | Recoverable |  |  |  | Dry |  | 2020-01-21
64080 | O,O,O-Triethyl phosphorothioate, solids, recoverable, dry weight, micrograms per kilogram | O,O,O-Triethyl phosphorothioate | ug/kg | Recoverable |  |  |  | Dry |  | 2014-10-03
64081 | o-Toluidine, solids, recoverable, dry weight, micrograms per kilogram | o-Toluidine | ug/kg | Recoverable |  |  |  | Dry |  | 2014-10-03
64082 | Pentachlorobenzene, solids, recoverable, dry weight, micrograms per kilogram | Pentachlorobenzene | ug/kg | Recoverable |  |  |  | Dry |  | 2014-10-03
64083 | Phenacetin, solids, recoverable, dry weight, micrograms per kilogram | Phenacetin | ug/kg | Recoverable |  |  |  | Dry |  | 2014-10-03
64084 | Safrole, solids, recoverable, dry weight, micrograms per kilogram | Safrole | ug/kg | Recoverable |  |  |  | Dry |  | 2014-10-03
64085 | Tris(2,3-dibromopropyl) phosphate, solids, recoverable, dry weight, micrograms per kilogram | Tris(2,3-dibromopropyl) Phosphate | ug/kg | Recoverable |  |  |  | Dry |  | 2016-10-06
64086 | Methyl tert-butyl ether (MTBE), solids, recoverable, dry weight, milligrams per kilogram | Methyl tert-butyl ether | mg/kg | Recoverable |  |  |  | Dry |  | 2017-06-30
64087 | Gasoline range organic compounds, solids, recoverable, dry weight, micrograms per kilogram | Gasoline range organics | ug/kg | Recoverable |  |  |  | Dry |  | 2014-10-03
64088 | Benzene, solids, recoverable, dry weight, micrograms per kilogram | Benzene | ug/kg | Recoverable |  |  |  | Dry |  | 2014-10-03
64089 | Ethylbenzene, solids, recoverable, dry weight, micrograms per kilogram | Ethylbenzene | ug/kg | Recoverable |  |  |  | Dry |  | 2014-10-03
64090 | Toluene, solids, recoverable, dry weight, micrograms per kilogram | Toluene | ug/kg | Recoverable |  |  |  | Dry |  | 2014-10-03
64091 | m-Xylene plus p-xylene, solids, recoverable, dry weight, micrograms per kilogram | m,p-Xylene | ug/kg | Recoverable |  |  |  | Dry |  | 2014-10-03
64092 | o-Xylene, solids, recoverable, dry weight, micrograms per kilogram | o-Xylene | ug/kg | Recoverable |  |  |  | Dry |  | 2014-10-03
64093 | Phorate sulfoxide, water, filtered, recoverable, micrograms per liter | Phorate sulfoxide | ug/l | Dissolved | [5 empty] | 2014-10-03
64095 | 1,2,4-Trichlorobenzene, solids, recoverable, dry weight, micrograms per kilogram | 1,2,4-Trichlorobenzene | ug/kg | Recoverable |  |  |  | Dry |  | 2014-10-03
64096 | 1,2-Dichlorobenzene, solids, recoverable, dry weight, micrograms per kilogram | o-Dichlorobenzene | ug/kg | Recoverable |  |  |  | Dry |  | 2014-10-03
64097 | 1,2-Dimethylnaphthalene, solids, recoverable, dry weight, micrograms per kilogram | 1,2-Dimethylnaphthalene | ug/kg | Recoverable |  |  |  | Dry |  | 2014-10-03
64098 | 1,3-Dichlorobenzene, solids, recoverable, dry weight, micrograms per kilogram | m-Dichlorobenzene | ug/kg | Recoverable |  |  |  | Dry |  | 2014-10-03
64099 | 1,6-Dimethylnaphthalene, solids, recoverable, dry weight, micrograms per kilogram | 1,6-Dimethylnaphthalene | ug/kg | Recoverable |  |  |  | Dry |  | 2014-10-03
64100 | 1-Methyl-9H-fluorene, solids, recoverable, dry weight, micrograms per kilogram | 1-Methylfluorene | ug/kg | Recoverable |  |  |  | Dry |  | 2014-10-03
64101 | 1-Methylphenanthrene, solids, recoverable, dry weight, micrograms per kilogram | 1-Methylphenanthrene | ug/kg | Recoverable |  |  |  | Dry |  | 2014-10-03
64102 | 1-Methylpyrene, solids, recoverable, dry weight, micrograms per kilogram | 1-Methylpyrene | ug/kg | Recoverable |  |  |  | Dry |  | 2014-10-03
64103 | 2,3,6-Trimethylnaphthalene, solids, recoverable, dry weight, micrograms per kilogram | 2,3,6-Trimethylnaphthalene | ug/kg | Recoverable |  |  |  | Dry |  | 2014-10-03
64104 | 2-Ethylnaphthalene, solids, recoverable, dry weight, micrograms per kilogram | 2-Ethylnaphthalene | ug/kg | Recoverable |  |  |  | Dry |  | 2014-10-03
64105 | 2-Methylanthracene, solids, recoverable, dry weight, micrograms per kilogram | 2-Methylanthracene | ug/kg | Recoverable |  |  |  | Dry |  | 2014-10-03
64106 | 4H-Cyclopenta[def]phenanthrene, solids, recoverable, dry weight, micrograms per kilogram | 4H-Cyclopenta[def]phenanthrene | ug/kg | Recoverable |  |  |  | Dry |  | 2014-10-03
64107 | 9H-Fluorene, solids, recoverable, dry weight, micrograms per kilogram | Fluorene | ug/kg | Recoverable |  |  |  | Dry |  | 2014-10-03
64108 | Acenaphthene, solids, recoverable, dry weight, micrograms per kilogram | Acenaphthene | ug/kg | Recoverable |  |  |  | Dry |  | 2014-10-03
64109 | Acenaphthylene, solids, recoverable, dry weight, micrograms per kilogram | Acenaphthylene | ug/kg | Recoverable |  |  |  | Dry |  | 2014-10-03
64110 | Acridine, solids, recoverable, dry weight, micrograms per kilogram | Acridine | ug/kg | Recoverable |  |  |  | Dry |  | 2014-10-03
64111 | Benzo[b]fluoranthene, solids, recoverable, dry weight, micrograms per kilogram | Benzo(b)fluoranthene | ug/kg | Recoverable |  |  |  | Dry |  | 2014-10-03
64112 | Benzo[e]pyrene, solids, recoverable, dry weight, micrograms per kilogram | Benzo[e]pyrene | ug/kg | Recoverable |  |  |  | Dry |  | 2014-10-03
64113 | Benzo[ghi]perylene, solids, recoverable, dry weight, micrograms per kilogram | Benzo[g,h,i]perylene | ug/kg | Recoverable |  |  |  | Dry |  | 2020-01-21
64114 | Benzo[k]fluoranthene, solids, recoverable, dry weight, micrograms per kilogram | Benzo[k]fluoranthene | ug/kg | Recoverable |  |  |  | Dry |  | 2014-10-03
64115 | Chrysene, solids, recoverable, dry weight, micrograms per kilogram | Chrysene | ug/kg | Recoverable |  |  |  | Dry |  | 2014-10-03
64116 | Dibenzo[a,h]anthracene, solids, recoverable, dry weight, micrograms per kilogram | Dibenz[a,h]anthracene | ug/kg | Recoverable |  |  |  | Dry |  | 2014-10-03
64117 | Dibenzothiophene, solids, recoverable, dry weight, micrograms per kilogram | Dibenzothiophene | ug/kg | Recoverable |  |  |  | Dry |  | 2014-10-03
64118 | Indeno[1,2,3-cd]pyrene, solids, recoverable, dry weight, micrograms per kilogram | Indeno[1,2,3-cd]pyrene | ug/kg | Recoverable |  |  |  | Dry |  | 2014-10-03
64119 | Pentachloroanisole, solids, recoverable, dry weight, micrograms per kilogram | Pentachloroanisole | ug/kg | Recoverable |  |  |  | Dry |  | 2014-10-03
64120 | Perylene, solids, recoverable, dry weight, micrograms per kilogram | Perylene | ug/kg | Recoverable |  |  |  | Dry |  | 2014-10-03
64121 | Phenanthridine, solids, recoverable, dry weight, micrograms per kilogram | Phenanthridine | ug/kg | Recoverable |  |  |  | Dry |  | 2014-10-03
64122 | C1-alkylated naphthalene isomers, solids, recoverable, dry weight, micrograms per kilogram | Methylnaphthalene | ug/kg | Recoverable |  |  |  | Dry |  | 2014-10-03
64123 | C2-alkylated naphthalene isomers, solids, recoverable, dry weight, micrograms per kilogram | C2-Naphthalenes | ug/kg | Recoverable |  |  |  | Dry |  | 2014-10-03
64124 | C3-alkylated naphthalene isomers, solids, recoverable, dry weight, micrograms per kilogram | C3-Naphthalenes | ug/kg | Recoverable |  |  |  | Dry |  | 2014-10-03
64125 | C4-alkylated naphthalene isomers, solids, recoverable, dry weight, micrograms per kilogram | C4-Naphthalenes | ug/kg | Recoverable |  |  |  | Dry |  | 2014-10-03
64126 | C5-alkylated naphthalene isomers, solids, recoverable, dry weight, micrograms per kilogram | C5-Naphthalenes | ug/kg | Recoverable |  |  |  | Dry |  | 2014-10-03
64127 | C1-alkylated phenanthrene & anthracene isomers, solids, recoverable, dry weight, micrograms per kilogram | C1-Phenanthrenes/anthracenes | ug/kg | Recoverable |  |  |  | Dry |  | 2014-10-03
64128 | C2-alkylated phenanthrene & anthracene isomers, solids, recoverable, dry weight, micrograms per kilogram | C2-Phenanthrenes/anthracenes | ug/kg | Recoverable |  |  |  | Dry |  | 2014-10-03
64129 | C3-alkylated phenanthrene & anthracene isomers, solids, recoverable, dry weight, micrograms per kilogram | C3-Phenanthrenes/anthracenes | ug/kg | Recoverable |  |  |  | Dry |  | 2014-10-03
64130 | C4-alkylated phenanthrene & anthracene isomers, solids, recoverable, dry weight, micrograms per kilogram | C4-Phenanthrenes/anthracenes | ug/kg | Recoverable |  |  |  | Dry |  | 2014-10-03
64131 | C5-alkylated phenanthrene & anthracene isomers, solids, recoverable, dry weight, micrograms per kilogram | C5-Phenanthrenes/anthracenes | ug/kg | Recoverable |  |  |  | Dry |  | 2014-10-03
64132 | C1-alkylated fluoranthene & pyrene isomers, solids, recoverable, dry weight, micrograms per kilogram | C1-Fluoranthenes/pyrenes | ug/kg | Recoverable |  |  |  | Dry |  | 2014-10-03
64133 | C2-alkylated fluoranthene & pyrene isomers, solids, recoverable, dry weight, micrograms per kilogram | C2-Fluoranthenes/pyrenes | ug/kg | Recoverable |  |  |  | Dry |  | 2014-10-03
64134 | C3-alkylated fluoranthene & pyrene isomers, solids, recoverable, dry weight, micrograms per kilogram | C3-Fluoranthenes/pyrenes | ug/kg | Recoverable |  |  |  | Dry |  | 2014-10-03
64135 | C4-alkylated fluoranthene & pyrene isomers, solids, recoverable, dry weight, micrograms per kilogram | C4-Fluoranthenes/pyrenes | ug/kg | Recoverable |  |  |  | Dry |  | 2014-10-03
64136 | C5-alkylated fluoranthene & pyrene isomers, solids, recoverable, dry weight, micrograms per kilogram | C5-Fluoranthenes/pyrenes | ug/kg | Recoverable |  |  |  | Dry |  | 2014-10-03
64137 | C1-alkylated benzo[a]anthracene & chrysene isomers, solids, recoverable, dry weight, micrograms per kilogram | C1-MW 228 PAH | ug/kg | Recoverable |  |  |  | Dry |  | 2017-01-05
64138 | C2-alkylated benzo[a]anthracene & chrysene isomers, solids, recoverable, dry weight, micrograms per kilogram | C2-Benzo[a]anthracenes/chrysenes | ug/kg | Recoverable |  |  |  | Dry |  | 2014-10-03
64139 | C3-alkylated benzo[a]anthracene & chrysene isomers, solids, recoverable, dry weight, micrograms per kilogram | C3-Benzo[a]anthracenes/chrysenes | ug/kg | Recoverable |  |  |  | Dry |  | 2014-10-03
64140 | C4-alkylated benzo[a]anthracene & chrysene isomers, solids, recoverable, dry weight, micrograms per kilogram | C4-Benzo[a]anthracenes/chrysenes | ug/kg | Recoverable |  |  |  | Dry |  | 2014-10-03
64141 | C5-alkylated benzo[a]anthracene & chrysene isomers, solids, recoverable, dry weight, micrograms per kilogram | C5-Benzo[a]anthracenes/chrysenes | ug/kg | Recoverable |  |  |  | Dry |  | 2014-10-03
64142 | C1-alkylated benzopyrene & perylene isomers, solids, recoverable, dry weight, micrograms per kilogram | C1-Benzopyrenes/perylenes | ug/kg | Recoverable |  |  |  | Dry |  | 2014-10-03
64143 | C2-alkylated benzopyrene & perylene isomers, solids, recoverable, dry weight, micrograms per kilogram | C2-Benzopyrenes/perylenes | ug/kg | Recoverable |  |  |  | Dry |  | 2014-10-03
64144 | C3-alkylated benzopyrene & perylene isomers, solids, recoverable, dry weight, micrograms per kilogram | C3-Benzopyrenes/perylenes | ug/kg | Recoverable |  |  |  | Dry |  | 2014-10-03
64145 | C4-alkylated benzopyrene & perylene isomers, solids, recoverable, dry weight, micrograms per kilogram | C4-Benzopyrenes/perylenes | ug/kg | Recoverable |  |  |  | Dry |  | 2014-10-03
64146 | C5-alkylated benzopyrene & perylene isomers, solids, recoverable, dry weight, micrograms per kilogram | C5-Benzopyrenes/perylenes | ug/kg | Recoverable |  |  |  | Dry |  | 2014-10-03
64147 | Diethatyl-ethyl, water, filtered, recoverable, micrograms per liter | Diethatyl ethyl | ug/l | Dissolved | [5 empty] | 2014-10-03
64148 | Permethrin, suspended sediment, recoverable, micrograms per liter | Permethrin | ug/l | Suspended | [5 empty] | 2014-10-03
64149 | Piperonyl butoxide, suspended sediment, recoverable, micrograms per liter | Piperonyl butoxide | ug/l | Suspended | [5 empty] | 2014-10-03
64150 | Azinphos-methyl, bed sediment, recoverable, dry weight, micrograms per kilogram | Azinphos-methyl | ug/kg | Bed Sediment |  |  |  | Dry |  | 2014-10-03
64151 | Bifenthrin, bed sediment, recoverable, dry weight, micrograms per kilogram | Bifenthrin | ug/kg | Bed Sediment |  |  |  | Dry |  | 2014-10-03
64152 | Butylate, bed sediment, recoverable, dry weight, micrograms per kilogram | Butylate | ug/kg | Bed Sediment |  |  |  | Dry |  | 2014-10-03
64153 | Carbaryl, bed sediment, recoverable, dry weight, micrograms per kilogram | Carbaryl | ug/kg | Bed Sediment |  |  |  | Dry |  | 2014-10-03
64154 | Carbofuran, bed sediment, recoverable, dry weight, micrograms per kilogram | Carbofuran | ug/kg | Bed Sediment |  |  |  | Dry |  | 2014-10-03
64155 | Cycloate, bed sediment, recoverable, dry weight, micrograms per kilogram | Cycloate | ug/kg | Bed Sediment |  |  |  | Dry |  | 2014-10-03
64156 | Cypermethrin, bed sediment, recoverable, dry weight, micrograms per kilogram | Beta Cypermethrin | ug/kg | Bed Sediment |  |  |  | Dry |  | 2014-10-03
64157 | Diethatyl-ethyl, bed sediment, recoverable, dry weight, micrograms per kilogram | Diethatyl ethyl | ug/kg | Bed Sediment |  |  |  | Dry |  | 2014-10-03
64158 | EPTC, bed sediment, recoverable, dry weight, micrograms per kilogram | S-Ethyl dipropylthiocarbamate | ug/kg | Bed Sediment |  |  |  | Dry |  | 2014-10-03
64159 | Esfenvalerate, bed sediment, recoverable, dry weight, micrograms per kilogram | Esfenvalerate | ug/kg | Bed Sediment |  |  |  | Dry |  | 2014-10-03
64160 | Ethalfluralin, bed sediment, recoverable, dry weight, micrograms per kilogram | Ethalfluralin | ug/kg | Bed Sediment |  |  |  | Dry |  | 2014-10-03
64161 | Hexazinone, bed sediment, recoverable, dry weight, micrograms per kilogram | Hexazinone | ug/kg | Bed Sediment |  |  |  | Dry |  | 2014-10-03
64162 | lambda-Cyhalothrin, bed sediment, recoverable, dry weight, micrograms per kilogram | .lambda.-Cyhalothrin | ug/kg | Bed Sediment |  |  |  | Dry |  | 2014-10-03
64163 | Molinate, bed sediment, recoverable, dry weight, micrograms per kilogram | Molinate | ug/kg | Bed Sediment |  |  |  | Dry |  | 2014-10-03
64164 | Napropamide, bed sediment, recoverable, dry weight, micrograms per kilogram | Napropamide | ug/kg | Bed Sediment |  |  |  | Dry |  | 2014-10-03
64165 | Oxyfluorfen, bed sediment, recoverable, dry weight, micrograms per kilogram | Oxyfluorfen | ug/kg | Bed Sediment |  |  |  | Dry |  | 2014-10-03
64166 | Pebulate, bed sediment, recoverable, dry weight, micrograms per kilogram | Pebulate | ug/kg | Bed Sediment |  |  |  | Dry |  | 2014-10-03
64167 | Pendimethalin, bed sediment, recoverable, dry weight, micrograms per kilogram | Pendimethalin | ug/kg | Bed Sediment |  |  |  | Dry |  | 2014-10-03
64168 | Permethrin, bed sediment, recoverable, dry weight, micrograms per kilogram | Permethrin | ug/kg | Bed Sediment |  |  |  | Dry |  | 2014-10-03
64169 | Phosmet, bed sediment, recoverable, dry weight, micrograms per kilogram | Phosmet | ug/kg | Bed Sediment |  |  |  | Dry |  | 2014-10-03
64170 | Piperonyl butoxide, bed sediment, recoverable, dry weight, micrograms per kilogram | Piperonyl butoxide | ug/kg | Bed Sediment |  |  |  | Dry |  | 2014-10-03
64171 | Thiobencarb, bed sediment, recoverable, dry weight, micrograms per kilogram | Thiobencarb | ug/kg | Bed Sediment |  |  |  | Dry |  | 2014-10-03
64172 | Biphenyl, water, unfiltered, recoverable, micrograms per liter | Biphenyl | ug/l | Recoverable | [5 empty] | 2014-10-03
64173 | Caprolactam, water, unfiltered, recoverable, micrograms per liter | Caprolactam | ug/l | Recoverable | [5 empty] | 2014-10-03
64174 | Diesel range organic compounds, water, unfiltered, recoverable, milligrams per liter | Diesel range organics | mg/l | Recoverable | [5 empty] | 2014-10-03
64175 | Isochlortetracycline, water, filtered, recoverable, micrograms per liter | Isochlortetracycline | ug/l | Dissolved | [5 empty] | 2014-10-03
64176 | N-Nitrosodimethylamine (NDMA), water, unfiltered, recoverable, nanograms per liter | N-Nitrosodimethylamine | ng/l | Recoverable | [5 empty] | 2018-01-05
64177 | Bed sediment, dry weight, percent of wet weight | Sediment | % | Bed Sediment |  |  |  | Dry |  | 2017-01-05
64179 | p,p'-Methoxychlor, biota, tissue, wet weight, micrograms per kilogram | Methoxychlor | ug/kg |  |  |  |  | Wet |  | 2014-10-03
64180 | Zinc, solids, dry weight, recoverable, milligrams per kilogram | Zinc | mg/kg | Recoverable |  |  |  | Dry |  | 2014-10-03
64181 | Lead, solids, dry weight, recoverable, milligrams per kilogram | Lead | mg/kg | Recoverable |  |  |  | Dry |  | 2014-10-03
64182 | Vanadium, solids, dry weight, recoverable, milligrams per kilogram | Vanadium | mg/kg | Recoverable |  |  |  | Dry |  | 2014-10-03
64183 | Uranium, solids, dry weight, recoverable, milligrams per kilogram | Uranium | mg/kg | Recoverable |  |  |  | Dry |  | 2020-01-21
64184 | Helium, water, unfiltered, nanomoles per liter | Helium | nmol/L | Total | [5 empty] | 2014-10-03
64185 | Hydrogen, water, unfiltered, nanomoles per liter | Hydrogen | nmol/L | Total | [5 empty] | 2014-10-03
64186 | Neon, water, unfiltered, nanomoles per liter | Neon | nmol/L | Total | [5 empty] | 2015-01-05
64187 | 1,2-Dimethylnaphthalene, air, sum of particulate filter plus top and bottom sorbent traps, recoverable, nanograms per cubic meter | 1,2-Dimethylnaphthalene | ng/m3 | Recoverable | [5 empty] | 2014-10-03
64188 | 1,4-Dichlorobenzene, air, sum of particulate filter plus top and bottom sorbent traps, recoverable, nanograms per cubic meter | p-Dichlorobenzene | ng/m3 | Recoverable | [5 empty] | 2014-10-03
64189 | 1,4-Naphthoquinone, air, sum of particulate filter plus top and bottom sorbent traps, recoverable, nanograms per cubic meter | 1,4-Naphthoquinone | ng/m3 | Recoverable | [5 empty] | 2014-10-03
64190 | 1,6-Dimethylnaphthalene, air, sum of particulate filter plus top and bottom sorbent traps, recoverable, nanograms per cubic meter | 1,6-Dimethylnaphthalene | ng/m3 | Recoverable | [5 empty] | 2014-10-03
64191 | 1-Methyl-9H-fluorene, air, sum of particulate filter plus top and bottom sorbent traps, recoverable, nanograms per cubic meter | 1-Methylfluorene | ng/m3 | Recoverable | [5 empty] | 2014-10-03
64192 | 1-Methylnaphthalene, air, sum of particulate filter plus top and bottom sorbent traps, recoverable, nanograms per cubic meter | 1-Methylnaphthalene | ng/m3 | Recoverable | [5 empty] | 2014-10-03
64193 | 1-Methylphenanthrene, air, sum of particulate filter plus top and bottom sorbent traps, recoverable, nanograms per cubic meter | 1-Methylphenanthrene | ng/m3 | Recoverable | [5 empty] | 2014-10-03
64194 | 1-Methylpyrene, air, sum of particulate filter plus top and bottom sorbent traps, recoverable, nanograms per cubic meter | 1-Methylpyrene | ng/m3 | Recoverable | [5 empty] | 2014-10-03
64195 | 1-Naphthol, air, sum of particulate filter plus top and bottom sorbent traps, recoverable, nanograms per cubic meter | 1-Naphthol | ng/m3 | Recoverable | [5 empty] | 2014-10-03
64196 | 2-(4-tert-Butylphenoxy)-cyclohexanol, air, sum of particulate filter plus top and bottom sorbent traps, recoverable, nanograms per cubic meter | 2-(p-tert-Butylphenoxy)cyclohexanol | ng/m3 | Recoverable | [5 empty] | 2020-01-21
64197 | 2,3,6-Trimethylnaphthalene, air, sum of particulate filter plus top and bottom sorbent traps, recoverable, nanograms per cubic meter | 2,3,6-Trimethylnaphthalene | ng/m3 | Recoverable | [5 empty] | 2014-10-03
64198 | 2,5-Dichloroaniline, air, sum of particulate filter plus top and bottom sorbent traps, recoverable, nanograms per cubic meter | 2,5-Dichloroaniline | ng/m3 | Recoverable | [5 empty] | 2014-10-03
64199 | 2,6-Diethylaniline, air, sum of particulate filter plus top and bottom sorbent traps, recoverable, nanograms per cubic meter | 2,6-Diethylaniline | ng/m3 | Recoverable | [5 empty] | 2014-10-03
64200 | 2,6-Dimethylnaphthalene, air, sum of particulate filter plus top and bottom sorbent traps, recoverable, nanograms per cubic meter | 2,6-Dimethylnaphthalene | ng/m3 | Recoverable | [5 empty] | 2014-10-03
64201 | 2-Amino-N-isopropylbenzamide, air, sum of particulate filter plus top and bottom sorbent traps, recoverable, nanograms per cubic meter | Benzamide, 2-amino-N-(1-methylethyl)- | ng/m3 | Recoverable | [5 empty] | 2020-01-21
64202 | 2-Chloro-2',6'-diethylacetanilide, air, sum of particulate filter plus top and bottom sorbent traps, recoverable, nanograms per cubic meter | 2-Chloro-2',6'-diethylacetanilide | ng/m3 | Recoverable | [5 empty] | 2014-10-03
64203 | 2-Chloro-4-isopropylamino-6-amino-s-triazine, air, sum of particulate filter plus top and bottom sorbent traps, recoverable, nanograms per cubic meter | 2-Chloro-4-isopropylamino-6-amino-s-triazine | ng/m3 | Recoverable | [5 empty] | 2014-10-03
64204 | 2-Ethyl-6-methylaniline, air, sum of particulate filter plus top and bottom sorbent traps, recoverable, nanograms per cubic meter | 2-Ethyl-6-methylaniline | ng/m3 | Recoverable | [5 empty] | 2015-01-05
64205 | 2-Ethylnaphthalene, air, sum of particulate filter plus top and bottom sorbent traps, recoverable, nanograms per cubic meter | 2-Ethylnaphthalene | ng/m3 | Recoverable | [5 empty] | 2014-10-03
64206 | 2-Methylanthracene, air, sum of particulate filter plus top and bottom sorbent traps, recoverable, nanograms per cubic meter | 2-Methylanthracene | ng/m3 | Recoverable | [5 empty] | 2014-10-03
64207 | 2-Methylnaphthalene, air, sum of particulate filter plus top and bottom sorbent traps, recoverable, nanograms per cubic meter | 2-Methylnaphthalene | ng/m3 | Recoverable | [5 empty] | 2014-10-03
64208 | 3,4-Dichloroaniline, air, sum of particulate filter plus top and bottom sorbent traps, recoverable, nanograms per cubic meter | 3,4-Dichloroaniline | ng/m3 | Recoverable | [5 empty] | 2014-10-03
64209 | 3,5-Dichloroaniline, air, sum of particulate filter plus top and bottom sorbent traps, recoverable, nanograms per cubic meter | 3,5-Dichloroaniline | ng/m3 | Recoverable | [5 empty] | 2015-01-05
64210 | 3-beta-Coprostanol, air, sum of particulate filter plus top and bottom sorbent traps, recoverable, nanograms per cubic meter | Coprosterol | ng/m3 | Recoverable | [5 empty] | 2014-10-03
64211 | 3-Methyl-1H-indole, air, sum of particulate filter plus top and bottom sorbent traps, recoverable, nanograms per cubic meter | 3-Methylindole | ng/m3 | Recoverable | [5 empty] | 2014-10-03
64212 | 3-tert-Butyl-4-hydroxyanisole, air, sum of particulate filter plus top and bottom sorbent traps, recoverable, nanograms per cubic meter | Phenol, 2-(1,1-dimethylethyl)-4-methoxy- | ng/m3 | Recoverable | [5 empty] | 2014-10-03
64213 | 3-(Trifluoromethyl)aniline (3-TFMA), air, sum of particulate filter plus top and bottom sorbent traps, recoverable, nanograms per cubic meter | 3-(Trifluoromethyl)aniline | ng/m3 | Recoverable | [5 empty] | 2017-06-30
64214 | 4,4'-Dichlorobenzophenone, air, sum of particulate filter plus top and bottom sorbent traps, recoverable, nanograms per cubic meter | Methanone, bis(4-chlorophenyl)- | ng/m3 | Recoverable | [5 empty] | 2014-10-03
64215 | 4-Chloro-2-methylphenol, air, sum of particulate filter plus top and bottom sorbent traps, recoverable, nanograms per cubic meter | 4-Chloro-2-methylphenol | ng/m3 | Recoverable | [5 empty] | 2014-10-03
64216 | 4-Chlorobenzylmethylsulfone, air, sum of particulate filter plus top and bottom sorbent traps, recoverable, nanograms per cubic meter | p-Chlorophenyl methyl sulfone | ng/m3 | Recoverable | [5 empty] | 2020-01-21
64217 | 4-Cumylphenol, air, sum of particulate filter plus top and bottom sorbent traps, recoverable, nanograms per cubic meter | p-Cumylphenol | ng/m3 | Recoverable | [5 empty] | 2014-10-03
64218 | 4H-Cyclopenta[def]phenanthrene, air, sum of particulate filter plus top and bottom sorbent traps, recoverable, nanograms per cubic meter | 4H-Cyclopenta[def]phenanthrene | ng/m3 | Recoverable | [5 empty] | 2014-10-03
64219 | 4-n-Octylphenol, air, sum of particulate filter plus top and bottom sorbent traps, recoverable, nanograms per cubic meter | p-Octylphenol | ng/m3 | Recoverable | [5 empty] | 2014-10-03
64220 | 4-tert-Octylphenol, air, sum of particulate filter plus top and bottom sorbent traps, recoverable, nanograms per cubic meter | p-(1,1,3,3-Tetramethylbutyl)phenol | ng/m3 | Recoverable | [5 empty] | 2014-10-03
64221 | 5-Methyl-1H-benzotriazole, air, sum of particulate filter plus top and bottom sorbent traps, recoverable, nanograms per cubic meter | 5-Tolyltriazole | ng/m3 | Recoverable | [5 empty] | 2014-10-03
64222 | 9H-Fluorene, air, sum of particulate filter plus top and bottom sorbent traps, recoverable, nanograms per cubic meter | Fluorene | ng/m3 | Recoverable | [5 empty] | 2014-10-03
64223 | Acenaphthene, air, sum of particulate filter plus top and bottom sorbent traps, recoverable, nanograms per cubic meter | Acenaphthene | ng/m3 | Recoverable | [5 empty] | 2014-10-03
64224 | Acenaphthylene, air, sum of particulate filter plus top and bottom sorbent traps, recoverable, nanograms per cubic meter | Acenaphthylene | ng/m3 | Recoverable | [5 empty] | 2014-10-03
64225 | Acetochlor, air, sum of particulate filter plus top and bottom sorbent traps, recoverable, nanograms per cubic meter | Acetochlor | ng/m3 | Recoverable | [5 empty] | 2014-10-03
64226 | Acetophenone, air, sum of particulate filter plus top and bottom sorbent traps, recoverable, nanograms per cubic meter | Acetophenone | ng/m3 | Recoverable | [5 empty] | 2014-10-03
64227 | Acetylhexamethyltetrahydronaphthalene (AHTN), air, sum of particulate filter plus top and bottom sorbent traps, recoverable, nanograms per cubic meter | AHTN | ng/m3 | Recoverable | [5 empty] | 2017-06-30
64228 | Alachlor, air, sum of particulate filter plus top and bottom sorbent traps, recoverable, nanograms per cubic meter | Alachlor | ng/m3 | Recoverable | [5 empty] | 2014-10-03
64229 | Aldrin, air, sum of particulate filter plus top and bottom sorbent traps, recoverable, nanograms per cubic meter | Aldrin | ng/m3 | Recoverable | [5 empty] | 2014-10-03
64230 | alpha-HCH, air, sum of particulate filter plus top and bottom sorbent traps, recoverable, nanograms per cubic meter | alpha-HCH (aLindane) | ng/m3 | Recoverable | [5 empty] | 2020-01-21
64231 | Anthracene, air, sum of particulate filter plus top and bottom sorbent traps, recoverable, nanograms per cubic meter | Anthracene | ng/m3 | Recoverable | [5 empty] | 2014-10-03
64232 | 9,10-Anthraquinone, air, sum of particulate filter plus top and bottom sorbent traps, recoverable, nanograms per cubic meter | Anthraquinone | ng/m3 | Recoverable | [5 empty] | 2014-10-03
64233 | Atrazine, air, sum of particulate filter plus top and bottom sorbent traps, recoverable, nanograms per cubic meter | Atrazine | ng/m3 | Recoverable | [5 empty] | 2014-10-03
64234 | Azinphos-methyl, air, sum of particulate filter plus top and bottom sorbent traps, recoverable, nanograms per cubic meter | Azinphos-methyl | ng/m3 | Recoverable | [5 empty] | 2014-10-03
64235 | Azinphos-methyl oxygen analog, air, sum of particulate filter plus top and bottom sorbent traps, recoverable, nanograms per cubic meter | Azinphos-methyl oxygen analog | ng/m3 | Recoverable | [5 empty] | 2014-10-03
64236 | Benfluralin, air, sum of particulate filter plus top and bottom sorbent traps, recoverable, nanograms per cubic meter | Benfluralin | ng/m3 | Recoverable | [5 empty] | 2014-10-03
64237 | Benzo[a]anthracene, air, sum of particulate filter plus top and bottom sorbent traps, recoverable, nanograms per cubic meter | Benz[a]anthracene | ng/m3 | Recoverable | [5 empty] | 2014-10-03
64238 | Benzo[a]pyrene, air, sum of particulate filter plus top and bottom sorbent traps, recoverable, nanograms per cubic meter | Benzo[a]pyrene | ng/m3 | Recoverable | [5 empty] | 2014-10-03
64239 | Benzo[b]fluoranthene, air, sum of particulate filter plus top and bottom sorbent traps, recoverable, nanograms per cubic meter | Benzo(b)fluoranthene | ng/m3 | Recoverable | [5 empty] | 2014-10-03
64240 | Benzo[e]pyrene, air, sum of particulate filter plus top and bottom sorbent traps, recoverable, nanograms per cubic meter | Benzo[e]pyrene | ng/m3 | Recoverable | [5 empty] | 2014-10-03
64241 | Benzo[ghi]perylene, air, sum of particulate filter plus top and bottom sorbent traps, recoverable, nanograms per cubic meter | Benzo[g,h,i]perylene | ng/m3 | Recoverable | [5 empty] | 2020-01-21
64242 | Benzo[k]fluoranthene, air, sum of particulate filter plus top and bottom sorbent traps, recoverable, nanograms per cubic meter | Benzo[k]fluoranthene | ng/m3 | Recoverable | [5 empty] | 2014-10-03
64243 | Benzophenone, air, sum of particulate filter plus top and bottom sorbent traps, recoverable, nanograms per cubic meter | Benzophenone | ng/m3 | Recoverable | [5 empty] | 2014-10-03
64244 | beta-HCH, air, sum of particulate filter plus top and bottom sorbent traps, recoverable, nanograms per cubic meter | Benzene Hexachloride, Beta (BHC) | ng/m3 | Recoverable | [5 empty] | 2020-01-21
64245 | beta-Sitosterol, air, sum of particulate filter plus top and bottom sorbent traps, recoverable, nanograms per cubic meter | .beta.-Sitosterol | ng/m3 | Recoverable | [5 empty] | 2014-10-03
64246 | beta-Stigmastanol, air, sum of particulate filter plus top and bottom sorbent traps, recoverable, nanograms per cubic meter | Stigmastan-3.beta.-ol | ng/m3 | Recoverable | [5 empty] | 2014-10-03
64247 | Bifenthrin, air, sum of particulate filter plus top and bottom sorbent traps, recoverable, nanograms per cubic meter | Bifenthrin | ng/m3 | Recoverable | [5 empty] | 2014-10-03
64248 | Bisphenol A, air, sum of particulate filter plus top and bottom sorbent traps, recoverable, nanograms per cubic meter | 4,4'-Isopropylidenediphenol | ng/m3 | Recoverable | [5 empty] | 2014-10-03
64249 | Bromacil, air, sum of particulate filter plus top and bottom sorbent traps, recoverable, nanograms per cubic meter | Bromacil | ng/m3 | Recoverable | [5 empty] | 2014-10-03
64250 | Tribromomethane (bromoform), air, sum of particulate filter plus top and bottom sorbent traps, recoverable, nanograms per cubic meter | Tribromomethane | ng/m3 | Recoverable | [5 empty] | 2014-10-03
64251 | Butylate, air, sum of particulate filter plus top and bottom sorbent traps, recoverable, nanograms per cubic meter | Butylate | ng/m3 | Recoverable | [5 empty] | 2014-10-03
64252 | C1-alkylated naphthalene isomers, air, sum of particulate filter plus top and bottom sorbent traps, recoverable, nanograms per cubic meter | Methylnaphthalene | ng/m3 | Recoverable | [5 empty] | 2014-10-03
64253 | C1-alkylated phenanthrene & anthracene isomers, air, sum of particulate filter plus top and bottom sorbent traps, recoverable, nanograms per cubic meter | C1-Phenanthrenes/anthracenes | ng/m3 | Recoverable | [5 empty] | 2014-10-03
64254 | C1-alkylated fluoranthene & pyrene isomers, air, sum of particulate filter plus top and bottom sorbent traps, recoverable, nanograms per cubic meter | C1-Fluoranthenes/pyrenes | ng/m3 | Recoverable | [5 empty] | 2014-10-03
64255 | C1-alkylated benzo[a]anthracene & chrysene isomers, air, sum of particulate filter plus top and bottom sorbent traps, recoverable, nanograms per cubic meter | C1-MW 228 PAH | ng/m3 | Recoverable | [5 empty] | 2017-01-05
64256 | C1-alkylated benzopyrene & perylene isomers, air, sum of particulate filter plus top and bottom sorbent traps, recoverable, nanograms per cubic meter | C1-Benzopyrenes/perylenes | ng/m3 | Recoverable | [5 empty] | 2014-10-03
64257 | C2-alkylated naphthalene isomers, air, sum of particulate filter plus top and bottom sorbent traps, recoverable, nanograms per cubic meter | C2-Naphthalenes | ng/m3 | Recoverable | [5 empty] | 2014-10-03
64258 | C2-alkylated phenanthrene & anthracene isomers, air, sum of particulate filter plus top and bottom sorbent traps, recoverable, nanograms per cubic meter | C2-Phenanthrenes/anthracenes | ng/m3 | Recoverable | [5 empty] | 2014-10-03
64259 | C2-alkylated fluoranthene & pyrene isomers, air, sum of particulate filter plus top and bottom sorbent traps, recoverable, nanograms per cubic meter | C2-Fluoranthenes/pyrenes | ng/m3 | Recoverable | [5 empty] | 2014-10-03
64260 | C2-alkylated benzo[a]anthracene & chrysene isomers, air, sum of particulate filter plus top and bottom sorbent traps, recoverable, nanograms per cubic meter | C2-Benzo[a]anthracenes/chrysenes | ng/m3 | Recoverable | [5 empty] | 2014-10-03
64261 | C2-alkylated benzopyrene & perylene isomers, air, sum of particulate filter plus top and bottom sorbent traps, recoverable, nanograms per cubic meter | C2-Benzopyrenes/perylenes | ng/m3 | Recoverable | [5 empty] | 2014-10-03
64262 | C3-alkylated naphthalene isomers, air, sum of particulate filter plus top and bottom sorbent traps, recoverable, nanograms per cubic meter | C3-Naphthalenes | ng/m3 | Recoverable | [5 empty] | 2014-10-03
64263 | C3-alkylated phenanthrene & anthracene isomers, air, sum of particulate filter plus top and bottom sorbent traps, recoverable, nanograms per cubic meter | C3-Phenanthrenes/anthracenes | ng/m3 | Recoverable | [5 empty] | 2014-10-03
64264 | C3-alkylated fluoranthene & pyrene isomers, air, sum of particulate filter plus top and bottom sorbent traps, recoverable, nanograms per cubic meter | C3-Fluoranthenes/pyrenes | ng/m3 | Recoverable | [5 empty] | 2014-10-03
64265 | C3-alkylated benzo[a]anthracene & chrysene isomers, air, sum of particulate filter plus top and bottom sorbent traps, recoverable, nanograms per cubic meter | C3-Benzo[a]anthracenes/chrysenes | ng/m3 | Recoverable | [5 empty] | 2014-10-03
64266 | C3-alkylated benzopyrene & perylene isomers, air, sum of particulate filter plus top and bottom sorbent traps, recoverable, nanograms per cubic meter | C3-Benzopyrenes/perylenes | ng/m3 | Recoverable | [5 empty] | 2014-10-03
64267 | C4-alkylated naphthalene isomers, air, sum of particulate filter plus top and bottom sorbent traps, recoverable, nanograms per cubic meter | C4-Naphthalenes | ng/m3 | Recoverable | [5 empty] | 2014-10-03
64268 | C4-alkylated phenanthrene & anthracene isomers, air, sum of particulate filter plus top and bottom sorbent traps, recoverable, nanograms per cubic meter | C4-Phenanthrenes/anthracenes | ng/m3 | Recoverable | [5 empty] | 2014-10-03
64269 | C4-alkylated fluoranthene & pyrene isomers, air, sum of particulate filter plus top and bottom sorbent traps, recoverable, nanograms per cubic meter | C4-Fluoranthenes/pyrenes | ng/m3 | Recoverable | [5 empty] | 2014-10-03
64270 | C4-alkylated benzo[a]anthracene & chrysene isomers, air, sum of particulate filter plus top and bottom sorbent traps, recoverable, nanograms per cubic meter | C4-Benzo[a]anthracenes/chrysenes | ng/m3 | Recoverable | [5 empty] | 2014-10-03
64271 | C4-alkylated benzopyrene & perylene isomers, air, sum of particulate filter plus top and bottom sorbent traps, recoverable, nanograms per cubic meter | C4-Benzopyrenes/perylenes | ng/m3 | Recoverable | [5 empty] | 2014-10-03
64272 | C5-alkylated naphthalene isomers, air, sum of particulate filter plus top and bottom sorbent traps, recoverable, nanograms per cubic meter | C5-Naphthalenes | ng/m3 | Recoverable | [5 empty] | 2014-10-03
64273 | C5-alkylated phenanthrene & anthracene isomers, air, sum of particulate filter plus top and bottom sorbent traps, recoverable, nanograms per cubic meter | C5-Phenanthrenes/anthracenes | ng/m3 | Recoverable | [5 empty] | 2014-10-03
64274 | C5-alkylated fluoranthene & pyrene isomers, air, sum of particulate filter plus top and bottom sorbent traps, recoverable, nanograms per cubic meter | C5-Fluoranthenes/pyrenes | ng/m3 | Recoverable | [5 empty] | 2014-10-03
64275 | C5-alkylated benzo[a]anthracene & chrysene isomers, air, sum of particulate filter plus top and bottom sorbent traps, recoverable, nanograms per cubic meter | C5-Benzo[a]anthracenes/chrysenes | ng/m3 | Recoverable | [5 empty] | 2014-10-03
64276 | C5-alkylated benzopyrene & perylene isomers, air, sum of particulate filter plus top and bottom sorbent traps, recoverable, nanograms per cubic meter | C5-Benzopyrenes/perylenes | ng/m3 | Recoverable | [5 empty] | 2014-10-03
64277 | Caffeine, air, sum of particulate filter plus top and bottom sorbent traps, recoverable, nanograms per cubic meter | Caffeine | ng/m3 | Recoverable | [5 empty] | 2014-10-03
64278 | Camphor, air, sum of particulate filter plus top and bottom sorbent traps, recoverable, nanograms per cubic meter | Camphor | ng/m3 | Recoverable | [5 empty] | 2014-10-03
64279 | Carbaryl, air, sum of particulate filter plus top and bottom sorbent traps, recoverable, nanograms per cubic meter | Carbaryl | ng/m3 | Recoverable | [5 empty] | 2014-10-03
64280 | Carbazole, air, sum of particulate filter plus top and bottom sorbent traps, recoverable, nanograms per cubic meter | Carbazole | ng/m3 | Recoverable | [5 empty] | 2014-10-03
64281 | Carbofuran, air, sum of particulate filter plus top and bottom sorbent traps, recoverable, nanograms per cubic meter | Carbofuran | ng/m3 | Recoverable | [5 empty] | 2014-10-03
64282 | Chlorpyrifos, air, sum of particulate filter plus top and bottom sorbent traps, recoverable, nanograms per cubic meter | Chlorpyrifos | ng/m3 | Recoverable | [5 empty] | 2014-10-03
64283 | Chlorpyrifos oxygen analog, air, sum of particulate filter plus top and bottom sorbent traps, recoverable, nanograms per cubic meter | Chlorpyrifos O.A. | ng/m3 | Recoverable | [5 empty] | 2014-10-03
64284 | Cholesterol, air, sum of particulate filter plus top and bottom sorbent traps, recoverable, nanograms per cubic meter | Cholesterol | ng/m3 | Recoverable | [5 empty] | 2014-10-03
64285 | Chrysene, air, sum of particulate filter plus top and bottom sorbent traps, recoverable, nanograms per cubic meter | Chrysene | ng/m3 | Recoverable | [5 empty] | 2014-10-03
64286 | cis-Chlordane, air, sum of particulate filter plus top and bottom sorbent traps, recoverable, nanograms per cubic meter | cis-Chlordane | ng/m3 | Recoverable | [5 empty] | 2014-10-03
64287 | cis-Nonachlor, air, sum of particulate filter plus top and bottom sorbent traps, recoverable, nanograms per cubic meter | cis-Nonachlor | ng/m3 | Recoverable | [5 empty] | 2014-10-03
64288 | cis-Permethrin, air, sum of particulate filter plus top and bottom sorbent traps, recoverable, nanograms per cubic meter | 1rs Cis-Permethrin | ng/m3 | Recoverable | [5 empty] | 2014-10-03
64289 | cis-Propiconazole, air, sum of particulate filter plus top and bottom sorbent traps, recoverable, nanograms per cubic meter | cis-Propiconazole | ng/m3 | Recoverable | [5 empty] | 2014-10-03
64290 | Coronene, air, sum of particulate filter plus top and bottom sorbent traps, recoverable, nanograms per cubic meter | Coronene | ng/m3 | Recoverable | [5 empty] | 2014-10-03
64291 | Cotinine, air, sum of particulate filter plus top and bottom sorbent traps, recoverable, nanograms per cubic meter | Cotinine | ng/m3 | Recoverable | [5 empty] | 2014-10-03
64292 | Cyanazine, air, sum of particulate filter plus top and bottom sorbent traps, recoverable, nanograms per cubic meter | Cyanazine | ng/m3 | Recoverable | [5 empty] | 2014-10-03
64293 | Cycloate, air, sum of particulate filter plus top and bottom sorbent traps, recoverable, nanograms per cubic meter | Cycloate | ng/m3 | Recoverable | [5 empty] | 2014-10-03
64294 | Cyfluthrin, air, sum of particulate filter plus top and bottom sorbent traps, recoverable, nanograms per cubic meter | Cyfluthrin | ng/m3 | Recoverable | [5 empty] | 2015-01-05
64295 | Cypermethrin, air, sum of particulate filter plus top and bottom sorbent traps, recoverable, nanograms per cubic meter | Beta Cypermethrin | ng/m3 | Recoverable | [5 empty] | 2014-10-03
64296 | DCPA, air, sum of particulate filter plus top and bottom sorbent traps, recoverable, nanograms per cubic meter | Chlorthal-dimethyl | ng/m3 | Recoverable | [5 empty] | 2014-10-03
64297 | delta-HCH, air, sum of particulate filter plus top and bottom sorbent traps, recoverable, nanograms per cubic meter | Benzene Hexachloride, Delta (BHC) | ng/m3 | Recoverable | [5 empty] | 2020-01-21
64298 | Desulfinylfipronil, air, sum of particulate filter plus top and bottom sorbent traps, recoverable, nanograms per cubic meter | Fipronil Desulfinyl | ng/m3 | Recoverable | [5 empty] | 2020-01-21
64299 | Desulfinylfipronil amide, air, sum of particulate filter plus top and bottom sorbent traps, recoverable, nanograms per cubic meter | Desulfinylfipronil amide | ng/m3 | Recoverable | [5 empty] | 2014-10-03
64300 | Diazinon, air, sum of particulate filter plus top and bottom sorbent traps, recoverable, nanograms per cubic meter | Diazinon | ng/m3 | Recoverable | [5 empty] | 2014-10-03
64301 | Diazoxon, air, sum of particulate filter plus top and bottom sorbent traps, recoverable, nanograms per cubic meter | Diazoxon | ng/m3 | Recoverable | [5 empty] | 2014-10-03
64302 | Dibenzo[a,h]anthracene, air, sum of particulate filter plus top and bottom sorbent traps, recoverable, nanograms per cubic meter | Dibenz[a,h]anthracene | ng/m3 | Recoverable | [5 empty] | 2014-10-03
64303 | Dichlorvos, air, sum of particulate filter plus top and bottom sorbent traps, recoverable, nanograms per cubic meter | Dichlorvos | ng/m3 | Recoverable | [5 empty] | 2014-10-03
64304 | Dicrotophos, air, sum of particulate filter plus top and bottom sorbent traps, recoverable, nanograms per cubic meter | Dicrotophos | ng/m3 | Recoverable | [5 empty] | 2014-10-03
64305 | Dieldrin, air, sum of particulate filter plus top and bottom sorbent traps, recoverable, nanograms per cubic meter | Dieldrin | ng/m3 | Recoverable | [5 empty] | 2014-10-03
64306 | Dimethoate, air, sum of particulate filter plus top and bottom sorbent traps, recoverable, nanograms per cubic meter | Dimethoate | ng/m3 | Recoverable | [5 empty] | 2014-10-03
64307 | (E)-Dimethomorph, air, sum of particulate filter plus top and bottom sorbent traps, recoverable, nanograms per cubic meter | (E)-Dimethomorph | ng/m3 | Recoverable | [5 empty] | 2014-10-03
64308 | (Z)-Dimethomorph, air, sum of particulate filter plus top and bottom sorbent traps, recoverable, nanograms per cubic meter | (Z)-Dimethomorph | ng/m3 | Recoverable | [5 empty] | 2014-10-03
64309 | Disulfoton, air, sum of particulate filter plus top and bottom sorbent traps, recoverable, nanograms per cubic meter | Disulfoton | ng/m3 | Recoverable | [5 empty] | 2014-10-03
64310 | Disulfoton sulfone, air, sum of particulate filter plus top and bottom sorbent traps, recoverable, nanograms per cubic meter | Disulfoton sulfone | ng/m3 | Recoverable | [5 empty] | 2014-10-03
64311 | Disulfoton sulfoxide, air, sum of particulate filter plus top and bottom sorbent traps, recoverable, nanograms per cubic meter | Oxydisulfoton | ng/m3 | Recoverable | [5 empty] | 2014-10-03
64312 | D-Limonene, air, sum of particulate filter plus top and bottom sorbent traps, recoverable, nanograms per cubic meter | D-Limonene | ng/m3 | Recoverable | [5 empty] | 2014-10-03
64313 | Endosulfan ether, air, sum of particulate filter plus top and bottom sorbent traps, recoverable, nanograms per cubic meter | Endosulfan ether | ng/m3 | Recoverable | [5 empty] | 2014-10-03
64314 | alpha-Endosulfan, air, sum of particulate filter plus top and bottom sorbent traps, recoverable, nanograms per cubic meter | .alpha.-Endosulfan | ng/m3 | Recoverable | [5 empty] | 2014-10-03
64315 | beta-Endosulfan, air, sum of particulate filter plus top and bottom sorbent traps, recoverable, nanograms per cubic meter | .beta.-Endosulfan | ng/m3 | Recoverable | [5 empty] | 2014-10-03
64316 | Endosulfan sulfate, air, sum of particulate filter plus top and bottom sorbent traps, recoverable, nanograms per cubic meter | Endosulfan sulfate | ng/m3 | Recoverable | [5 empty] | 2014-10-03
64317 | Endrin, air, sum of particulate filter plus top and bottom sorbent traps, recoverable, nanograms per cubic meter | Endrin | ng/m3 | Recoverable | [5 empty] | 2014-10-03
64318 | Endrin aldehyde, air, sum of particulate filter plus top and bottom sorbent traps, recoverable, nanograms per cubic meter | Endrin aldehyde | ng/m3 | Recoverable | [5 empty] | 2014-10-03
64319 | Endrin ketone, air, sum of particulate filter plus top and bottom sorbent traps, recoverable, nanograms per cubic meter | Endrin ketone | ng/m3 | Recoverable | [5 empty] | 2014-10-03
64320 | EPTC, air, sum of particulate filter plus top and bottom sorbent traps, recoverable, nanograms per cubic meter | S-Ethyl dipropylthiocarbamate | ng/m3 | Recoverable | [5 empty] | 2014-10-03
64321 | Ethalfluralin, air, sum of particulate filter plus top and bottom sorbent traps, recoverable, nanograms per cubic meter | Ethalfluralin | ng/m3 | Recoverable | [5 empty] | 2014-10-03
64322 | Ethion, air, sum of particulate filter plus top and bottom sorbent traps, recoverable, nanograms per cubic meter | Ethion | ng/m3 | Recoverable | [5 empty] | 2014-10-03
64323 | Ethion monoxon, air, sum of particulate filter plus top and bottom sorbent traps, recoverable, nanograms per cubic meter | Ethion monooxon | ng/m3 | Recoverable | [5 empty] | 2016-10-06
64324 | Ethoprop, air, sum of particulate filter plus top and bottom sorbent traps, recoverable, nanograms per cubic meter | Ethoprop | ng/m3 | Recoverable | [5 empty] | 2014-10-03
64325 | Fenamiphos, air, sum of particulate filter plus top and bottom sorbent traps, recoverable, nanograms per cubic meter | Fenamiphos | ng/m3 | Recoverable | [5 empty] | 2014-10-03
64326 | Fenamiphos sulfone, air, sum of particulate filter plus top and bottom sorbent traps, recoverable, nanograms per cubic meter | Fenamiphos Sulfone | ng/m3 | Recoverable | [5 empty] | 2014-10-03
64327 | Fenamiphos sulfoxide, air, sum of particulate filter plus top and bottom sorbent traps, recoverable, nanograms per cubic meter | Fenamiphos sulfoxide | ng/m3 | Recoverable | [5 empty] | 2014-10-03
64329 | Fenthion, air, sum of particulate filter plus top and bottom sorbent traps, recoverable, nanograms per cubic meter | Fenthion | ng/m3 | Recoverable | [5 empty] | 2014-10-03
64330 | Fenthion sulfoxide, air, sum of particulate filter plus top and bottom sorbent traps, recoverable, nanograms per cubic meter | Fenthion sulfoxide | ng/m3 | Recoverable | [5 empty] | 2014-10-03
64331 | Fipronil, air, sum of particulate filter plus top and bottom sorbent traps, recoverable, nanograms per cubic meter | Fipronil | ng/m3 | Recoverable | [5 empty] | 2014-10-03
64332 | Fipronil sulfide, air, sum of particulate filter plus top and bottom sorbent traps, recoverable, nanograms per cubic meter | Fipronil Sulfide | ng/m3 | Recoverable | [5 empty] | 2020-01-21
64333 | Fipronil sulfone, air, sum of particulate filter plus top and bottom sorbent traps, recoverable, nanograms per cubic meter | Fipronil Sulfone | ng/m3 | Recoverable | [5 empty] | 2014-10-03
64334 | Flumetralin, air, sum of particulate filter plus top and bottom sorbent traps, recoverable, nanograms per cubic meter | Flumetralin | ng/m3 | Recoverable | [5 empty] | 2015-01-05
64335 | Fluoranthene, air, sum of particulate filter plus top and bottom sorbent traps, recoverable, nanograms per cubic meter | Fluoranthene | ng/m3 | Recoverable | [5 empty] | 2014-10-03
64336 | Fonofos, air, sum of particulate filter plus top and bottom sorbent traps, recoverable, nanograms per cubic meter | Fonofos | ng/m3 | Recoverable | [5 empty] | 2014-10-03
64337 | Fonofos oxygen analog, air, sum of particulate filter plus top and bottom sorbent traps, recoverable, nanograms per cubic meter | Fonofos oxon | ng/m3 | Recoverable | [5 empty] | 2016-10-06
64338 | Heptachlor, air, sum of particulate filter plus top and bottom sorbent traps, recoverable, nanograms per cubic meter | Heptachlor | ng/m3 | Recoverable | [5 empty] | 2014-10-03
64339 | Heptachlor epoxide, air, sum of particulate filter plus top and bottom sorbent traps, recoverable, nanograms per cubic meter | Heptachlor epoxide | ng/m3 | Recoverable | [5 empty] | 2014-10-03
64340 | Hexachlorobenzene, air, sum of particulate filter plus top and bottom sorbent traps, recoverable, nanograms per cubic meter | Hexachlorobenzene | ng/m3 | Recoverable | [5 empty] | 2014-10-03
64341 | Hexahydrohexamethyl cyclopentabenzopyran (HHCB), air, sum of particulate filter plus top and bottom sorbent traps, recoverable, nanograms per cubic meter | 1,3,4,6,7,8-Hexahydro-4,6,6,7,8,8-hexamethylcyclopenta[g]-2-benzopyran | ng/m3 | Recoverable | [5 empty] | 2017-06-30
64342 | Hexazinone, air, sum of particulate filter plus top and bottom sorbent traps, recoverable, nanograms per cubic meter | Hexazinone | ng/m3 | Recoverable | [5 empty] | 2014-10-03
64343 | Indeno[1,2,3-cd]pyrene, air, sum of particulate filter plus top and bottom sorbent traps, recoverable, nanograms per cubic meter | Indeno[1,2,3-cd]pyrene | ng/m3 | Recoverable | [5 empty] | 2014-10-03
64344 | Indole, air, sum of particulate filter plus top and bottom sorbent traps, recoverable, nanograms per cubic meter | Indole | ng/m3 | Recoverable | [5 empty] | 2014-10-03
64345 | Iprodione, air, sum of particulate filter plus top and bottom sorbent traps, recoverable, nanograms per cubic meter | Iprodione | ng/m3 | Recoverable | [5 empty] | 2014-10-03
64346 | Isoborneol, air, sum of particulate filter plus top and bottom sorbent traps, recoverable, nanograms per cubic meter | Isoborneol | ng/m3 | Recoverable | [5 empty] | 2014-10-03
64347 | Isodrin, air, sum of particulate filter plus top and bottom sorbent traps, recoverable, nanograms per cubic meter | Isodrin | ng/m3 | Recoverable | [5 empty] | 2014-10-03
64348 | Isofenphos, air, sum of particulate filter plus top and bottom sorbent traps, recoverable, nanograms per cubic meter | Isofenphos | ng/m3 | Recoverable | [5 empty] | 2014-10-03
64349 | Isophorone, air, sum of particulate filter plus top and bottom sorbent traps, recoverable, nanograms per cubic meter | Isophorone | ng/m3 | Recoverable | [5 empty] | 2014-10-03
64350 | Isopropylbenzene, air, sum of particulate filter plus top and bottom sorbent traps, recoverable, nanograms per cubic meter | Cumene | ng/m3 | Recoverable | [5 empty] | 2014-10-03
64351 | Isoquinoline, air, sum of particulate filter plus top and bottom sorbent traps, recoverable, nanograms per cubic meter | Isoquinoline | ng/m3 | Recoverable | [5 empty] | 2014-10-03
64352 | lambda-Cyhalothrin, air, sum of particulate filter plus top and bottom sorbent traps, recoverable, nanograms per cubic meter | .lambda.-Cyhalothrin | ng/m3 | Recoverable | [5 empty] | 2014-10-03
64353 | Lindane, air, sum of particulate filter plus top and bottom sorbent traps, recoverable, nanograms per cubic meter | Lindane | ng/m3 | Recoverable | [5 empty] | 2014-10-03
64354 | Linuron, air, sum of particulate filter plus top and bottom sorbent traps, recoverable, nanograms per cubic meter | Linuron | ng/m3 | Recoverable | [5 empty] | 2014-10-03
64355 | Malaoxon, air, sum of particulate filter plus top and bottom sorbent traps, recoverable, nanograms per cubic meter | Malaoxon | ng/m3 | Recoverable | [5 empty] | 2014-10-03
64356 | Malathion, air, sum of particulate filter plus top and bottom sorbent traps, recoverable, nanograms per cubic meter | Malathion | ng/m3 | Recoverable | [5 empty] | 2014-10-03
64357 | Menthol, air, sum of particulate filter plus top and bottom sorbent traps, recoverable, nanograms per cubic meter | (1R,2S,5R)-Menthol | ng/m3 | Recoverable | [5 empty] | 2014-10-03
64358 | Metalaxyl, air, sum of particulate filter plus top and bottom sorbent traps, recoverable, nanograms per cubic meter | Metalaxyl | ng/m3 | Recoverable | [5 empty] | 2014-10-03
64359 | Methidathion, air, sum of particulate filter plus top and bottom sorbent traps, recoverable, nanograms per cubic meter | Methidathion | ng/m3 | Recoverable | [5 empty] | 2014-10-03
64360 | Methyl salicylate, air, sum of particulate filter plus top and bottom sorbent traps, recoverable, nanograms per cubic meter | Methyl salicylate | ng/m3 | Recoverable | [5 empty] | 2014-10-03
64361 | Metolachlor, air, sum of particulate filter plus top and bottom sorbent traps, recoverable, nanograms per cubic meter | Metolachlor | ng/m3 | Recoverable | [5 empty] | 2014-10-03
64362 | Metribuzin, air, sum of particulate filter plus top and bottom sorbent traps, recoverable, nanograms per cubic meter | Metribuzin | ng/m3 | Recoverable | [5 empty] | 2014-10-03
64363 | Mirex, air, sum of particulate filter plus top and bottom sorbent traps, recoverable, nanograms per cubic meter | Mirex | ng/m3 | Recoverable | [5 empty] | 2014-10-03
64364 | Molinate, air, sum of particulate filter plus top and bottom sorbent traps, recoverable, nanograms per cubic meter | Molinate | ng/m3 | Recoverable | [5 empty] | 2014-10-03
64365 | Myclobutanil, air, sum of particulate filter plus top and bottom sorbent traps, recoverable, nanograms per cubic meter | Myclobutanil | ng/m3 | Recoverable | [5 empty] | 2014-10-03
64366 | N,N-Diethyl-m-toluamide (DEET), air, sum of particulate filter plus top and bottom sorbent traps, recoverable, nanograms per cubic meter | N,N-Diethyl-m-toluamide | ng/m3 | Recoverable | [5 empty] | 2014-10-03
64367 | Naphthalene, air, sum of particulate filter plus top and bottom sorbent traps, recoverable, nanograms per cubic meter | Naphthalene | ng/m3 | Recoverable | [5 empty] | 2014-10-03
64368 | Napropamide, air, sum of particulate filter plus top and bottom sorbent traps, recoverable, nanograms per cubic meter | Napropamide | ng/m3 | Recoverable | [5 empty] | 2014-10-03
64369 | 4-Nonylphenol diethoxylate (sum of all isomers), air, sum of particulate filter plus top and bottom sorbent traps, recoverable, nanograms per cubic meter | Nonylphenol diethoxylate | ng/m3 | Recoverable | [5 empty] | 2020-01-21
64370 | o,p'-DDD, air, sum of particulate filter plus top and bottom sorbent traps, recoverable, nanograms per cubic meter | o,p'-DDD | ng/m3 | Recoverable | [5 empty] | 2014-10-03
64371 | o,p'-DDE, air, sum of particulate filter plus top and bottom sorbent traps, recoverable, nanograms per cubic meter | o,p'-DDE | ng/m3 | Recoverable | [5 empty] | 2014-10-03
64372 | o,p'-DDT, air, sum of particulate filter plus top and bottom sorbent traps, recoverable, nanograms per cubic meter | o,p'-DDT | ng/m3 | Recoverable | [5 empty] | 2014-10-03
64373 | Octachlorostyrene, air, sum of particulate filter plus top and bottom sorbent traps, recoverable, nanograms per cubic meter | Octachlorostyrene | ng/m3 | Recoverable | [5 empty] | 2014-10-03
64374 | 4-Octylphenol diethoxylate (sum of all isomers), air, sum of particulate filter plus top and bottom sorbent traps, recoverable, nanograms per cubic meter | Octylphenol diethoxylate | ng/m3 | Recoverable | [5 empty] | 2020-01-21
64375 | 4-Octylphenol monoethoxylate (sum of all isomers), air, sum of particulate filter plus top and bottom sorbent traps, recoverable, nanograms per cubic meter | 4-Octylphenol monoethoxylates | ng/m3 | Recoverable | [5 empty] | 2014-10-03
64376 | O-Ethyl O-methyl S-propyl phosphorothioate, air, sum of particulate filter plus top and bottom sorbent traps, recoverable, nanograms per cubic meter | O-Ethyl O-methyl S-propyl phosphorothioate | ng/m3 | Recoverable | [5 empty] | 2015-01-05
64377 | Oxychlordane, air, sum of particulate filter plus top and bottom sorbent traps, recoverable, nanograms per cubic meter | Oxychlordane | ng/m3 | Recoverable | [5 empty] | 2014-10-03
64378 | Oxyfluorfen, air, sum of particulate filter plus top and bottom sorbent traps, recoverable, nanograms per cubic meter | Oxyfluorfen | ng/m3 | Recoverable | [5 empty] | 2014-10-03
64379 | p,p'-DDD, air, sum of particulate filter plus top and bottom sorbent traps, recoverable, nanograms per cubic meter | p,p'-DDD | ng/m3 | Recoverable | [5 empty] | 2014-10-03
64380 | p,p'-DDE, air, sum of particulate filter plus top and bottom sorbent traps, recoverable, nanograms per cubic meter | p,p'-DDE | ng/m3 | Recoverable | [5 empty] | 2014-10-03
64381 | p,p'-DDT, air, sum of particulate filter plus top and bottom sorbent traps, recoverable, nanograms per cubic meter | p,p'-DDT | ng/m3 | Recoverable | [5 empty] | 2014-10-03
64382 | 4-Nonylphenol (sum of all isomers), air, sum of particulate filter plus top and bottom sorbent traps, recoverable, nanograms per cubic meter | 4-Nonylphenols | ng/m3 | Recoverable | [5 empty] | 2014-10-03
64383 | Paraoxon, air, sum of particulate filter plus top and bottom sorbent traps, recoverable, nanograms per cubic meter | Paraoxon | ng/m3 | Recoverable | [5 empty] | 2014-10-03
64384 | Methyl paraoxon, air, sum of particulate filter plus top and bottom sorbent traps, recoverable, nanograms per cubic meter | Methyl paraoxon | ng/m3 | Recoverable | [5 empty] | 2014-10-03
64385 | Parathion, air, sum of particulate filter plus top and bottom sorbent traps, recoverable, nanograms per cubic meter | Parathion | ng/m3 | Recoverable | [5 empty] | 2014-10-03
64386 | Methyl parathion, air, sum of particulate filter plus top and bottom sorbent traps, recoverable, nanograms per cubic meter | Methyl parathion | ng/m3 | Recoverable | [5 empty] | 2014-10-03
64387 | BDE congener 28, air, sum of particulate filter plus top and bottom sorbent traps, recoverable, nanograms per cubic meter | 2,4,4'-Tribromodiphenyl ether | ng/m3 | Recoverable | [5 empty] | 2020-01-21
64388 | BDE congener 47, air, sum of particulate filter plus top and bottom sorbent traps, recoverable, nanograms per cubic meter | 2,2',4,4'-Tetrabromodiphenyl ether | ng/m3 | Recoverable | [5 empty] | 2020-01-21
64389 | BDE congener 66, air, sum of particulate filter plus top and bottom sorbent traps, recoverable, nanograms per cubic meter | BDE-066 | ng/m3 | Recoverable | [5 empty] | 2014-10-03
64390 | BDE congener 71, air, sum of particulate filter plus top and bottom sorbent traps, recoverable, nanograms per cubic meter | 2,3',4',6-TEBDE | ng/m3 | Recoverable | [5 empty] | 2014-10-03
64391 | BDE congener 85, air, sum of particulate filter plus top and bottom sorbent traps, recoverable, nanograms per cubic meter | BDE-085 | ng/m3 | Recoverable | [5 empty] | 2014-10-03
64392 | BDE congener 99, air, sum of particulate filter plus top and bottom sorbent traps, recoverable, nanograms per cubic meter | BDE-099 | ng/m3 | Recoverable | [5 empty] | 2020-01-21
64393 | BDE congener 100, air, sum of particulate filter plus top and bottom sorbent traps, recoverable, nanograms per cubic meter | BDE-100 | ng/m3 | Recoverable | [5 empty] | 2020-01-21
64394 | BDE congener 138, air, sum of particulate filter plus top and bottom sorbent traps, recoverable, nanograms per cubic meter | 2,2',3,4,4',5'-Hexabromodiphenyl ether | ng/m3 | Recoverable | [5 empty] | 2020-01-21
64395 | BDE congener 153, air, sum of particulate filter plus top and bottom sorbent traps, recoverable, nanograms per cubic meter | BDE-153 | ng/m3 | Recoverable | [5 empty] | 2020-01-21
64396 | BDE congener 154, air, sum of particulate filter plus top and bottom sorbent traps, recoverable, nanograms per cubic meter | BDE-154 | ng/m3 | Recoverable | [5 empty] | 2020-01-21
64397 | BDE congener 183, air, sum of particulate filter plus top and bottom sorbent traps, recoverable, nanograms per cubic meter | 2,2',3,4,4',5',6-Heptabromodiphenyl ether | ng/m3 | Recoverable | [5 empty] | 2014-10-03
64398 | BDE congener 190, air, sum of particulate filter plus top and bottom sorbent traps, recoverable, nanograms per cubic meter | BDE-190 | ng/m3 | Recoverable | [5 empty] | 2016-10-06
64399 | BDE congener 209, air, sum of particulate filter plus top and bottom sorbent traps, recoverable, nanograms per cubic meter | Decabromodiphenyl ether | ng/m3 | Recoverable | [5 empty] | 2016-10-06
64400 | PCB congener 70, air, sum of particulate filter plus top and bottom sorbent traps, recoverable, nanograms per cubic meter | 2,3',4',5-Tetrachlorobiphenyl | ng/m3 | Recoverable | [5 empty] | 2014-10-03
64401 | PCB congener 101, air, sum of particulate filter plus top and bottom sorbent traps, recoverable, nanograms per cubic meter | 2,2',4,5,5'-Pentachlorobiphenyl | ng/m3 | Recoverable | [5 empty] | 2014-10-03
64402 | PCB congener 110, air, sum of particulate filter plus top and bottom sorbent traps, recoverable, nanograms per cubic meter | 2,3,3',4',6-Pentachlorobiphenyl | ng/m3 | Recoverable | [5 empty] | 2014-10-03
64403 | PCB congener 118, air, sum of particulate filter plus top and bottom sorbent traps, recoverable, nanograms per cubic meter | 2,3',4,4',5-Pentachlorobiphenyl | ng/m3 | Recoverable | [5 empty] | 2014-10-03
64404 | PCB congener 138, air, sum of particulate filter plus top and bottom sorbent traps, recoverable, nanograms per cubic meter | 2,2',3,4,4',5'-Hexachlorobiphenyl | ng/m3 | Recoverable | [5 empty] | 2014-10-03
64405 | PCB congener 146, air, sum of particulate filter plus top and bottom sorbent traps, recoverable, nanograms per cubic meter | 2,2',3,4',5,5'-Hexachlorobiphenyl | ng/m3 | Recoverable | [5 empty] | 2014-10-03
64406 | PCB congener 149, air, sum of particulate filter plus top and bottom sorbent traps, recoverable, nanograms per cubic meter | 2,2',3,4',5',6-Hexachlorobiphenyl | ng/m3 | Recoverable | [5 empty] | 2014-10-03
64407 | PCB congener 151, air, sum of particulate filter plus top and bottom sorbent traps, recoverable, nanograms per cubic meter | 2,2',3,5,5',6-Hexachlorobiphenyl | ng/m3 | Recoverable | [5 empty] | 2014-10-03
64408 | PCB congener 170, air, sum of particulate filter plus top and bottom sorbent traps, recoverable, nanograms per cubic meter | 2,2',3,3',4,4',5-Heptachlorobiphenyl | ng/m3 | Recoverable | [5 empty] | 2014-10-03
64409 | PCB congener 174, air, sum of particulate filter plus top and bottom sorbent traps, recoverable, nanograms per cubic meter | 2,2',3,3',4,5,6'-Heptachlorobiphenyl | ng/m3 | Recoverable | [5 empty] | 2014-10-03
64410 | PCB congener 177, air, sum of particulate filter plus top and bottom sorbent traps, recoverable, nanograms per cubic meter | 2,2',3,3',4',5,6-Heptachlorobiphenyl | ng/m3 | Recoverable | [5 empty] | 2020-01-21
64411 | PCB congener 180, air, sum of particulate filter plus top and bottom sorbent traps, recoverable, nanograms per cubic meter | 2,2',3,4,4',5,5'-Heptachlorobiphenyl | ng/m3 | Recoverable | [5 empty] | 2014-10-03
64412 | PCB congener 183, air, sum of particulate filter plus top and bottom sorbent traps, recoverable, nanograms per cubic meter | 2,2',3,4,4',5',6-Heptachlorobiphenyl | ng/m3 | Recoverable | [5 empty] | 2014-10-03
64413 | PCB congener 187, air, sum of particulate filter plus top and bottom sorbent traps, recoverable, nanograms per cubic meter | 2,2',3,4',5,5',6-Heptachlorobiphenyl | ng/m3 | Recoverable | [5 empty] | 2014-10-03
64414 | PCB congener 194, air, sum of particulate filter plus top and bottom sorbent traps, recoverable, nanograms per cubic meter | 2,2',3,3',4,4',5,5'-Octachlorobiphenyl | ng/m3 | Recoverable | [5 empty] | 2014-10-03
64415 | PCB congener 206, air, sum of particulate filter plus top and bottom sorbent traps, recoverable, nanograms per cubic meter | 2,2',3,3',4,4',5,5',6-Nonachlorobiphenyl | ng/m3 | Recoverable | [5 empty] | 2014-10-03
64416 | p-Cresol, air, sum of particulate filter plus top and bottom sorbent traps, recoverable, nanograms per cubic meter | p-Cresol | ng/m3 | Recoverable | [5 empty] | 2014-10-03
64417 | Pebulate, air, sum of particulate filter plus top and bottom sorbent traps, recoverable, nanograms per cubic meter | Pebulate | ng/m3 | Recoverable | [5 empty] | 2014-10-03
64418 | Pendimethalin, air, sum of particulate filter plus top and bottom sorbent traps, recoverable, nanograms per cubic meter | Pendimethalin | ng/m3 | Recoverable | [5 empty] | 2014-10-03
64419 | Pentachloroanisole, air, sum of particulate filter plus top and bottom sorbent traps, recoverable, nanograms per cubic meter | Pentachloroanisole | ng/m3 | Recoverable | [5 empty] | 2014-10-03
64420 | Pentachlorophenol, air, sum of particulate filter plus top and bottom sorbent traps, recoverable, nanograms per cubic meter | Pentachlorophenol | ng/m3 | Recoverable | [5 empty] | 2014-10-03
64421 | Perylene, air, sum of particulate filter plus top and bottom sorbent traps, recoverable, nanograms per cubic meter | Perylene | ng/m3 | Recoverable | [5 empty] | 2014-10-03
64422 | Phenanthrene, air, sum of particulate filter plus top and bottom sorbent traps, recoverable, nanograms per cubic meter | Phenanthrene | ng/m3 | Recoverable | [5 empty] | 2014-10-03
64423 | Phenol, air, sum of particulate filter plus top and bottom sorbent traps, recoverable, nanograms per cubic meter | Phenol | ng/m3 | Recoverable | [5 empty] | 2014-10-03
64424 | Phorate, air, sum of particulate filter plus top and bottom sorbent traps, recoverable, nanograms per cubic meter | Phorate | ng/m3 | Recoverable | [5 empty] | 2014-10-03
64425 | Phorate oxygen analog, air, sum of particulate filter plus top and bottom sorbent traps, recoverable, nanograms per cubic meter | Phorate O.A. | ng/m3 | Recoverable | [5 empty] | 2014-10-03
64426 | Phosmet, air, sum of particulate filter plus top and bottom sorbent traps, recoverable, nanograms per cubic meter | Phosmet | ng/m3 | Recoverable | [5 empty] | 2014-10-03
64427 | Phosmet oxygen analog, air, sum of particulate filter plus top and bottom sorbent traps, recoverable, nanograms per cubic meter | Phosmetoxon | ng/m3 | Recoverable | [5 empty] | 2014-10-03
64428 | PCBs, air, sum of particulate filter plus top and bottom sorbent traps, recoverable, nanograms per cubic meter | Polychlorinated biphenyls | ng/m3 | Recoverable | [5 empty] | 2014-10-03
64429 | Profenofos, air, sum of particulate filter plus top and bottom sorbent traps, recoverable, nanograms per cubic meter | Profenofos | ng/m3 | Recoverable | [5 empty] | 2014-10-03
64430 | Prometon, air, sum of particulate filter plus top and bottom sorbent traps, recoverable, nanograms per cubic meter | Prometon | ng/m3 | Recoverable | [5 empty] | 2014-10-03
64431 | Prometryn, air, sum of particulate filter plus top and bottom sorbent traps, recoverable, nanograms per cubic meter | Prometryn | ng/m3 | Recoverable | [5 empty] | 2014-10-03
64432 | Propachlor, air, sum of particulate filter plus top and bottom sorbent traps, recoverable, nanograms per cubic meter | Propachlor | ng/m3 | Recoverable | [5 empty] | 2014-10-03
64433 | Propanil, air, sum of particulate filter plus top and bottom sorbent traps, recoverable, nanograms per cubic meter | Propanil | ng/m3 | Recoverable | [5 empty] | 2014-10-03
64434 | Propargite, air, sum of particulate filter plus top and bottom sorbent traps, recoverable, nanograms per cubic meter | Propargite | ng/m3 | Recoverable | [5 empty] | 2014-10-03
64435 | Propetamphos, air, sum of particulate filter plus top and bottom sorbent traps, recoverable, nanograms per cubic meter | Propetamphos | ng/m3 | Recoverable | [5 empty] | 2014-10-03
64436 | Propyzamide, air, sum of particulate filter plus top and bottom sorbent traps, recoverable, nanograms per cubic meter | Pronamide | ng/m3 | Recoverable | [5 empty] | 2014-10-03
64437 | Pyrene, air, sum of particulate filter plus top and bottom sorbent traps, recoverable, nanograms per cubic meter | Pyrene | ng/m3 | Recoverable | [5 empty] | 2014-10-03
64438 | Simazine, air, sum of particulate filter plus top and bottom sorbent traps, recoverable, nanograms per cubic meter | Simazine | ng/m3 | Recoverable | [5 empty] | 2014-10-03
64439 | Sulfotepp, air, sum of particulate filter plus top and bottom sorbent traps, recoverable, nanograms per cubic meter | Sulfotep | ng/m3 | Recoverable | [5 empty] | 2014-10-03
64440 | Sulprofos, air, sum of particulate filter plus top and bottom sorbent traps, recoverable, nanograms per cubic meter | Sulprofos | ng/m3 | Recoverable | [5 empty] | 2014-10-03
64441 | Tebupirimfos, air, sum of particulate filter plus top and bottom sorbent traps, recoverable, nanograms per cubic meter | Phostebupirim | ng/m3 | Recoverable | [5 empty] | 2014-10-03
64442 | Tebupirimfos oxygen analog, air, sum of particulate filter plus top and bottom sorbent traps, recoverable, nanograms per cubic meter | Tebupirimphos oxon | ng/m3 | Recoverable | [5 empty] | 2020-01-21
64443 | Tebuthiuron, air, sum of particulate filter plus top and bottom sorbent traps, recoverable, nanograms per cubic meter | Tebuthiuron | ng/m3 | Recoverable | [5 empty] | 2014-10-03
64444 | Tefluthrin, air, sum of particulate filter plus top and bottom sorbent traps, recoverable, nanograms per cubic meter | Tefluthrin | ng/m3 | Recoverable | [5 empty] | 2014-10-03
64445 | Temephos, air, sum of particulate filter plus top and bottom sorbent traps, recoverable, nanograms per cubic meter | Temephos | ng/m3 | Recoverable | [5 empty] | 2014-10-03
64446 | Terbacil, air, sum of particulate filter plus top and bottom sorbent traps, recoverable, nanograms per cubic meter | Terbacil | ng/m3 | Recoverable | [5 empty] | 2014-10-03
64447 | Terbufos, air, sum of particulate filter plus top and bottom sorbent traps, recoverable, nanograms per cubic meter | Terbufos | ng/m3 | Recoverable | [5 empty] | 2014-10-03
64448 | Terbufos oxygen analog sulfone, air, sum of particulate filter plus top and bottom sorbent traps, recoverable, nanograms per cubic meter | Terbufos oxygen analog sulfone | ng/m3 | Recoverable | [5 empty] | 2014-10-03
64449 | Terbuthylazine, air, sum of particulate filter plus top and bottom sorbent traps, recoverable, nanograms per cubic meter | Terbuthylazine | ng/m3 | Recoverable | [5 empty] | 2014-10-03
64450 | Tetrachloroethene, air, sum of particulate filter plus top and bottom sorbent traps, recoverable, nanograms per cubic meter | Tetrachloroethylene | ng/m3 | Recoverable | [5 empty] | 2020-01-21
64451 | Thiobencarb, air, sum of particulate filter plus top and bottom sorbent traps, recoverable, nanograms per cubic meter | Thiobencarb | ng/m3 | Recoverable | [5 empty] | 2014-10-03
64452 | Toxaphene, air, sum of particulate filter plus top and bottom sorbent traps, recoverable, nanograms per cubic meter | Toxaphene | ng/m3 | Recoverable | [5 empty] | 2014-10-03
64453 | trans-Chlordane, air, sum of particulate filter plus top and bottom sorbent traps, recoverable, nanograms per cubic meter | trans-Chlordane | ng/m3 | Recoverable | [5 empty] | 2014-10-03
64454 | trans-Nonachlor, air, sum of particulate filter plus top and bottom sorbent traps, recoverable, nanograms per cubic meter | trans-Nonachlor | ng/m3 | Recoverable | [5 empty] | 2014-10-03
64455 | trans-Propiconazole, air, sum of particulate filter plus top and bottom sorbent traps, recoverable, nanograms per cubic meter | trans-Propiconazole | ng/m3 | Recoverable | [5 empty] | 2014-10-03
64456 | Triallate, air, sum of particulate filter plus top and bottom sorbent traps, recoverable, nanograms per cubic meter | Triallate | ng/m3 | Recoverable | [5 empty] | 2014-10-03
64457 | Tribufos, air, sum of particulate filter plus top and bottom sorbent traps, recoverable, nanograms per cubic meter | Tribufos | ng/m3 | Recoverable | [5 empty] | 2014-10-03
64458 | Tributyl phosphate, air, sum of particulate filter plus top and bottom sorbent traps, recoverable, nanograms per cubic meter | Tributyl phosphate | ng/m3 | Recoverable | [5 empty] | 2014-10-03
64459 | Triclosan, air, sum of particulate filter plus top and bottom sorbent traps, recoverable, nanograms per cubic meter | Triclosan | ng/m3 | Recoverable | [5 empty] | 2014-10-03
64460 | Triethyl citrate, air, sum of particulate filter plus top and bottom sorbent traps, recoverable, nanograms per cubic meter | Triethyl citrate | ng/m3 | Recoverable | [5 empty] | 2015-01-05
64461 | Trifluralin, air, sum of particulate filter plus top and bottom sorbent traps, recoverable, nanograms per cubic meter | Trifluralin | ng/m3 | Recoverable | [5 empty] | 2014-10-03
64462 | Triphenyl phosphate, air, sum of particulate filter plus top and bottom sorbent traps, recoverable, nanograms per cubic meter | Triphenyl phosphate | ng/m3 | Recoverable | [5 empty] | 2014-10-03
64463 | Tris(2-butoxyethyl) phosphate (TBEP), air, sum of particulate filter plus top and bottom sorbent traps, recoverable, nanograms per cubic meter | Tris(2-butoxyethyl) phosphate | ng/m3 | Recoverable | [5 empty] | 2017-06-30
64464 | Tris(2-chloroethyl) phosphate (FYROL CEF), air, sum of particulate filter plus top and bottom sorbent traps, recoverable, nanograms per cubic meter | Tris(2-chloroethyl) phosphate | ng/m3 | Recoverable | [5 empty] | 2017-06-30
64465 | Tris(dichloroisopropyl) phosphate (FYROL FR 2), air, sum of particulate filter plus top and bottom sorbent traps, recoverable, nanograms per cubic meter | Tris(1,3-dichloro-2-propyl)phosphate | ng/m3 | Recoverable | [5 empty] | 2017-06-30
64467 | 11-Ketotestosterone, solids, recoverable, micrograms per kilogram | 11-KetoTestosterone | ug/kg | Recoverable | [5 empty] | 2014-10-03
64468 | 17-alpha-Estradiol, solids, recoverable, micrograms per kilogram | 17alpha-Estradiol | ug/kg | Recoverable | [5 empty] | 2020-01-21
64473 | 4-Androstene-3,17-dione, solids, recoverable, micrograms per kilogram | 4-Androstenedione | ug/kg | Recoverable | [5 empty] | 2014-10-03
64477 | Epitestosterone, solids, recoverable, micrograms per kilogram | Epitestosterone | ug/kg | Recoverable | [5 empty] | 2014-10-03
64479 | Equilin, solids, recoverable, micrograms per kilogram | Equilin | ug/kg | Recoverable | [5 empty] | 2014-10-03
64480 | Estriol, solids, recoverable, micrograms per kilogram | Estriol | ug/kg | Recoverable | [5 empty] | 2014-10-03
64484 | Dihydrotestosterone, solids, recoverable, micrograms per kilogram | 5a-Dihydrotestosterone | ug/kg | Recoverable | [5 empty] | 2020-01-21
64485 | Testosterone, solids, recoverable, micrograms per kilogram | Testosterone | ug/kg | Recoverable | [5 empty] | 2014-10-03
64486 | Trenbolone, solids, recoverable, micrograms per kilogram | Trenbolone | ug/kg | Recoverable | [5 empty] | 2014-10-03
64487 | 11-Ketotestosterone, suspended sediment, recoverable, nanograms per liter | 11-KetoTestosterone | ng/l | Suspended | [5 empty] | 2014-10-03
64488 | 17-alpha-Estradiol, suspended sediment, recoverable, nanograms per liter | 17alpha-Estradiol | ng/l | Suspended | [5 empty] | 2020-01-21
64489 | 17-alpha-Ethynylestradiol, suspended sediment, recoverable, nanograms per liter | Ethinyl estradiol | ng/l | Suspended | [5 empty] | 2014-10-03
64490 | 17-beta-Estradiol, suspended sediment, recoverable, nanograms per liter | Estradiol | ng/l | Suspended | [5 empty] | 2014-10-03
64491 | Norethindrone, suspended sediment, recoverable, nanograms per liter | Norethisterone | ng/l | Suspended | [5 empty] | 2014-10-03
64492 | 3-beta-Coprostanol, suspended sediment, recoverable, nanograms per liter | Coprosterol | ng/l | Suspended | [5 empty] | 2014-10-03
64493 | 4-Androstene-3,17-dione, suspended sediment, recoverable, nanograms per liter | 4-Androstenedione | ng/l | Suspended | [5 empty] | 2014-10-03
64494 | Cholesterol, suspended sediment, recoverable, nanograms per liter | Cholesterol | ng/l | Suspended | [5 empty] | 2014-10-03
64495 | cis-Androsterone, suspended sediment, recoverable, nanograms per liter | Androsterone | ng/l | Suspended | [5 empty] | 2014-10-03
64496 | trans-Diethylstilbestrol, suspended sediment, recoverable, nanograms per liter | trans-Diethylstilbestrol | ng/l | Suspended | [5 empty] | 2015-01-05
64497 | Epitestosterone, suspended sediment, recoverable, nanograms per liter | Epitestosterone | ng/l | Suspended | [5 empty] | 2014-10-03
64498 | Equilenin, suspended sediment, recoverable, nanograms per liter | Equilenin | ng/l | Suspended | [5 empty] | 2014-10-03
64499 | Equilin, suspended sediment, recoverable, nanograms per liter | Equilin | ng/l | Suspended | [5 empty] | 2014-10-03
64500 | Estriol, suspended sediment, recoverable, nanograms per liter | Estriol | ng/l | Suspended | [5 empty] | 2014-10-03
64501 | Estrone, suspended sediment, recoverable, nanograms per liter | Estrone | ng/l | Suspended | [5 empty] | 2014-10-03
64502 | Mestranol, suspended sediment, recoverable, nanograms per liter | Mestranol | ng/l | Suspended | [5 empty] | 2014-10-03
64503 | Progesterone, suspended sediment, recoverable, nanograms per liter | Progesterone | ng/l | Suspended | [5 empty] | 2014-10-03
64504 | Dihydrotestosterone, suspended sediment, recoverable, nanograms per liter | 5a-Dihydrotestosterone | ng/l | Suspended | [5 empty] | 2020-01-21
64505 | Testosterone, suspended sediment, recoverable, nanograms per liter | Testosterone | ng/l | Suspended | [5 empty] | 2014-10-03
64506 | Trenbolone, suspended sediment, recoverable, nanograms per liter | Trenbolone | ng/l | Suspended | [5 empty] | 2014-10-03
64507 | 11-Ketotestosterone, water, filtered, recoverable, nanograms per liter | 11-KetoTestosterone | ng/l | Dissolved | [5 empty] | 2014-10-03
64508 | 17-alpha-Estradiol, water, filtered, recoverable, nanograms per liter | 17alpha-Estradiol | ng/l | Dissolved | [5 empty] | 2020-01-21
64509 | 17-alpha-Ethynylestradiol, water, filtered, recoverable, nanograms per liter | Ethinyl estradiol | ng/l | Dissolved | [5 empty] | 2014-10-03
64510 | 17-beta-Estradiol, water, filtered, recoverable, nanograms per liter | Estradiol | ng/l | Dissolved | [5 empty] | 2014-10-03
64511 | Norethindrone, water, filtered, recoverable, nanograms per liter | Norethisterone | ng/l | Dissolved | [5 empty] | 2014-10-03
64512 | 3-beta-Coprostanol, water, filtered, recoverable, nanograms per liter | Coprosterol | ng/l | Dissolved | [5 empty] | 2014-10-03
64513 | 4-Androstene-3,17-dione, water, filtered, recoverable, nanograms per liter | 4-Androstenedione | ng/l | Dissolved | [5 empty] | 2014-10-03
64514 | Cholesterol, water, filtered, recoverable, nanograms per liter | Cholesterol | ng/l | Dissolved | [5 empty] | 2014-10-03
64515 | cis-Androsterone, water, filtered, recoverable, nanograms per liter | Androsterone | ng/l | Dissolved | [5 empty] | 2014-10-03
64516 | trans-Diethylstilbestrol, water, filtered, recoverable, nanograms per liter | trans-Diethylstilbestrol | ng/l | Dissolved | [5 empty] | 2015-01-05
64517 | Epitestosterone, water, filtered, recoverable, nanograms per liter | Epitestosterone | ng/l | Dissolved | [5 empty] | 2014-10-03
64518 | Equilenin, water, filtered, recoverable, nanograms per liter | Equilenin | ng/l | Dissolved | [5 empty] | 2014-10-03
64519 | Equilin, water, filtered, recoverable, nanograms per liter | Equilin | ng/l | Dissolved | [5 empty] | 2014-10-03
64520 | Estriol, water, filtered, recoverable, nanograms per liter | Estriol | ng/l | Dissolved | [5 empty] | 2014-10-03
64521 | Estrone, water, filtered, recoverable, nanograms per liter | Estrone | ng/l | Dissolved | [5 empty] | 2014-10-03
64522 | Mestranol, water, filtered, recoverable, nanograms per liter | Mestranol | ng/l | Dissolved | [5 empty] | 2014-10-03
64523 | Progesterone, water, filtered, recoverable, nanograms per liter | Progesterone | ng/l | Dissolved | [5 empty] | 2014-10-03
64524 | Dihydrotestosterone, water, filtered, recoverable, nanograms per liter | 5a-Dihydrotestosterone | ng/l | Dissolved | [5 empty] | 2020-01-21
64525 | Testosterone, water, filtered, recoverable, nanograms per liter | Testosterone | ng/l | Dissolved | [5 empty] | 2014-10-03
64526 | Trenbolone, water, filtered, recoverable, nanograms per liter | Trenbolone | ng/l | Dissolved | [5 empty] | 2014-10-03
64527 | 11-Ketotestosterone, water, unfiltered, recoverable, nanograms per liter | 11-KetoTestosterone | ng/l | Recoverable | [5 empty] | 2014-10-03
64528 | 17-alpha-Estradiol, water, unfiltered, recoverable, nanograms per liter | 17alpha-Estradiol | ng/l | Recoverable | [5 empty] | 2020-01-21
64529 | 17-alpha-Ethynylestradiol, water, unfiltered, recoverable, nanograms per liter | Ethinyl estradiol | ng/l | Recoverable | [5 empty] | 2014-10-03
64530 | 17-beta-Estradiol, water, unfiltered, recoverable, nanograms per liter | Estradiol | ng/l | Recoverable | [5 empty] | 2014-10-03
64531 | Norethindrone, water, unfiltered, recoverable, nanograms per liter | Norethisterone | ng/l | Recoverable | [5 empty] | 2014-10-03
64532 | 3-beta-Coprostanol, water, unfiltered, recoverable, nanograms per liter | Coprosterol | ng/l | Recoverable | [5 empty] | 2014-10-03
64533 | 4-Androstene-3,17-dione, water, unfiltered, recoverable, nanograms per liter | 4-Androstenedione | ng/l | Recoverable | [5 empty] | 2014-10-03
64534 | Cholesterol, water, unfiltered, recoverable, nanograms per liter | Cholesterol | ng/l | Recoverable | [5 empty] | 2014-10-03
64535 | cis-Androsterone, water, unfiltered, recoverable, nanograms per liter | Androsterone | ng/l | Recoverable | [5 empty] | 2014-10-03
64536 | trans-Diethylstilbestrol, water, unfiltered, recoverable, nanograms per liter | trans-Diethylstilbestrol | ng/l | Recoverable | [5 empty] | 2015-01-05
64537 | Epitestosterone, water, unfiltered, recoverable, nanograms per liter | Epitestosterone | ng/l | Recoverable | [5 empty] | 2014-10-03
64538 | Equilenin, water, unfiltered, recoverable, nanograms per liter | Equilenin | ng/l | Recoverable | [5 empty] | 2014-10-03
64539 | Equilin, water, unfiltered, recoverable, nanograms per liter | Equilin | ng/l | Recoverable | [5 empty] | 2014-10-03
64540 | Estriol, water, unfiltered, recoverable, nanograms per liter | Estriol | ng/l | Recoverable | [5 empty] | 2014-10-03
64541 | Estrone, water, unfiltered, recoverable, nanograms per liter | Estrone | ng/l | Recoverable | [5 empty] | 2014-10-03
64542 | Mestranol, water, unfiltered, recoverable, nanograms per liter | Mestranol | ng/l | Recoverable | [5 empty] | 2014-10-03
64543 | Progesterone, water, unfiltered, recoverable, nanograms per liter | Progesterone | ng/l | Recoverable | [5 empty] | 2014-10-03
64544 | Dihydrotestosterone, water, unfiltered, recoverable, nanograms per liter | 5a-Dihydrotestosterone | ng/l | Recoverable | [5 empty] | 2020-01-21
64545 | Testosterone, water, unfiltered, recoverable, nanograms per liter | Testosterone | ng/l | Recoverable | [5 empty] | 2014-10-03
64546 | Trenbolone, water, unfiltered, recoverable, nanograms per liter | Trenbolone | ng/l | Recoverable | [5 empty] | 2014-10-03
64547 | 11-Ketotestosterone, air, sum of particulate filter plus top and bottom sorbent traps, recoverable, nanograms per cubic meter | 11-KetoTestosterone | ng/m3 | Recoverable | [5 empty] | 2014-10-03
64548 | 17-alpha-Estradiol, air, sum of particulate filter plus top and bottom sorbent traps, recoverable, nanograms per cubic meter | 17alpha-Estradiol | ng/m3 | Recoverable | [5 empty] | 2020-01-21
64549 | 17-alpha-Ethynylestradiol, air, sum of particulate filter plus top and bottom sorbent traps, recoverable, nanograms per cubic meter | Ethinyl estradiol | ng/m3 | Recoverable | [5 empty] | 2014-10-03
64550 | 17-beta-Estradiol, air, sum of particulate filter plus top and bottom sorbent traps, recoverable, nanograms per cubic meter | Estradiol | ng/m3 | Recoverable | [5 empty] | 2014-10-03
64552 | 3-beta-Coprostanol, air, sum of particulate filter plus top and bottom sorbent traps, recoverable, nanograms per cubic meter | Coprosterol | ng/m3 | Recoverable | [5 empty] | 2014-10-03
64553 | 4-Androstene-3,17-dione, air, sum of particulate filter plus top and bottom sorbent traps, recoverable, nanograms per cubic meter | 4-Androstenedione | ng/m3 | Recoverable | [5 empty] | 2014-10-03
64554 | Cholesterol, air, sum of particulate filter plus top and bottom sorbent traps, recoverable, nanograms per cubic meter | Cholesterol | ng/m3 | Recoverable | [5 empty] | 2014-10-03
64555 | cis-Androsterone, air, sum of particulate filter plus top and bottom sorbent traps, recoverable, nanograms per cubic meter | Androsterone | ng/m3 | Recoverable | [5 empty] | 2014-10-03
64557 | Epitestosterone, air, sum of particulate filter plus top and bottom sorbent traps, recoverable, nanograms per cubic meter | Epitestosterone | ng/m3 | Recoverable | [5 empty] | 2014-10-03
64558 | Equilenin, air, sum of particulate filter plus top and bottom sorbent traps, recoverable, nanograms per cubic meter | Equilenin | ng/m3 | Recoverable | [5 empty] | 2014-10-03
64559 | Equilin, air, sum of particulate filter plus top and bottom sorbent traps, recoverable, nanograms per cubic meter | Equilin | ng/m3 | Recoverable | [5 empty] | 2014-10-03
64560 | Estriol, air, sum of particulate filter plus top and bottom sorbent traps, recoverable, nanograms per cubic meter | Estriol | ng/m3 | Recoverable | [5 empty] | 2014-10-03
64561 | Estrone, air, sum of particulate filter plus top and bottom sorbent traps, recoverable, nanograms per cubic meter | Estrone | ng/m3 | Recoverable | [5 empty] | 2014-10-03
64562 | Mestranol, air, sum of particulate filter plus top and bottom sorbent traps, recoverable, nanograms per cubic meter | Mestranol | ng/m3 | Recoverable | [5 empty] | 2014-10-03
64563 | Progesterone, air, sum of particulate filter plus top and bottom sorbent traps, recoverable, nanograms per cubic meter | Progesterone | ng/m3 | Recoverable | [5 empty] | 2014-10-03
64565 | Testosterone, air, sum of particulate filter plus top and bottom sorbent traps, recoverable, nanograms per cubic meter | Testosterone | ng/m3 | Recoverable | [5 empty] | 2014-10-03
64566 | Trenbolone, air, sum of particulate filter plus top and bottom sorbent traps, recoverable, nanograms per cubic meter | Trenbolone | ng/m3 | Recoverable | [5 empty] | 2014-10-03
64567 | BDE congener 28, water, unfiltered, recoverable, nanograms per liter | 2,4,4'-Tribromodiphenyl ether | ng/l | Recoverable | [5 empty] | 2020-01-21
64568 | BDE congener 47, water, unfiltered, recoverable, nanograms per liter | 2,2',4,4'-Tetrabromodiphenyl ether | ng/l | Recoverable | [5 empty] | 2020-01-21
64569 | BDE congener 66, water, unfiltered, recoverable, nanograms per liter | BDE-066 | ng/l | Recoverable | [5 empty] | 2014-10-03
64570 | BDE congener 71, water, unfiltered, recoverable, nanograms per liter | 2,3',4',6-TEBDE | ng/l | Recoverable | [5 empty] | 2014-10-03
64571 | BDE congener 85, water, unfiltered, recoverable, nanograms per liter | BDE-085 | ng/l | Recoverable | [5 empty] | 2014-10-03
64572 | BDE congener 99, water, unfiltered, recoverable, nanograms per liter | BDE-099 | ng/l | Recoverable | [5 empty] | 2020-01-21
64573 | BDE congener 100, water, unfiltered, recoverable, nanograms per liter | BDE-100 | ng/l | Recoverable | [5 empty] | 2020-01-21
64574 | BDE congener 138, water, unfiltered, recoverable, nanograms per liter | 2,2',3,4,4',5'-Hexabromodiphenyl ether | ng/l | Recoverable | [5 empty] | 2020-01-21
64575 | BDE congener 153, water, unfiltered, recoverable, nanograms per liter | BDE-153 | ng/l | Recoverable | [5 empty] | 2020-01-21
64576 | BDE congener 154, water, unfiltered, recoverable, nanograms per liter | BDE-154 | ng/l | Recoverable | [5 empty] | 2020-01-21
64577 | BDE congener 183, water, unfiltered, recoverable, nanograms per liter | 2,2',3,4,4',5',6-Heptabromodiphenyl ether | ng/l | Recoverable | [5 empty] | 2014-10-03
64578 | BDE congener 190, water, unfiltered, recoverable, nanograms per liter | BDE-190 | ng/l | Recoverable | [5 empty] | 2016-10-06
64579 | BDE congener 209, water, unfiltered, recoverable, nanograms per nanograms per liter | Decabromodiphenyl ether | ng/l | Recoverable | [5 empty] | 2016-10-06
64580 | BDE congener 28, water, filtered, recoverable, nanograms per liter | 2,4,4'-Tribromodiphenyl ether | ng/l | Dissolved | [5 empty] | 2020-01-21
64581 | BDE congener 47, water, filtered, recoverable, nanograms per liter | 2,2',4,4'-Tetrabromodiphenyl ether | ng/l | Dissolved | [5 empty] | 2020-01-21
64582 | BDE congener 66, water, filtered, recoverable, nanograms per liter | BDE-066 | ng/l | Dissolved | [5 empty] | 2014-10-03
64583 | BDE congener 85, water, filtered, recoverable, nanograms per liter | BDE-085 | ng/l | Dissolved | [5 empty] | 2014-10-03
64584 | BDE congener 99, water, filtered, recoverable, nanograms per liter | BDE-099 | ng/l | Dissolved | [5 empty] | 2020-01-21
64585 | BDE congener 100, water, filtered, recoverable, nanograms per liter | BDE-100 | ng/l | Dissolved | [5 empty] | 2020-01-21
64586 | BDE congener 138, water, filtered, recoverable, nanograms per liter | 2,2',3,4,4',5'-Hexabromodiphenyl ether | ng/l | Dissolved | [5 empty] | 2020-01-21
64587 | BDE congener 153, water, filtered, recoverable, nanograms per liter | BDE-153 | ng/l | Dissolved | [5 empty] | 2020-01-21
64588 | BDE congener 154, water, filtered, recoverable, nanograms per liter | BDE-154 | ng/l | Dissolved | [5 empty] | 2020-01-21
64589 | BDE congener 209, water, filtered, recoverable, nanograms per nanograms per liter | Decabromodiphenyl ether | ng/l | Dissolved | [5 empty] | 2016-10-06
64590 | BDE congener 183, water, filtered, recoverable, nanograms per liter | 2,2',3,4,4',5',6-Heptabromodiphenyl ether | ng/l | Dissolved | [5 empty] | 2014-10-03
64591 | BDE congener 71, water, filtered, recoverable, nanograms per liter | 2,3',4',6-TEBDE | ng/l | Dissolved | [5 empty] | 2014-10-03
64592 | BDE congener 190, water, filtered, recoverable, nanograms per liter | BDE-190 | ng/l | Dissolved | [5 empty] | 2016-10-06
64593 | 1,7-Dimethylxanthine, water, unfiltered, recoverable, nanograms per liter | 1,7-Dimethylxanthine | ng/l | Recoverable | [5 empty] | 2014-10-03
64594 | Acetaminophen, water, unfiltered, recoverable, nanograms per liter | Acetaminophen | ng/l | Recoverable | [5 empty] | 2014-10-03
64595 | Alprazolam, water, unfiltered, recoverable, micrograms per liter | Alprazolam | ug/l | Recoverable | [5 empty] | 2014-10-03
64596 | Aspirin, water, unfiltered, recoverable, nanograms per liter | Aspirin | ng/l | Recoverable | [5 empty] | 2015-01-05
64597 | Atenolol, water, unfiltered, recoverable, micrograms per liter | Atenolol | ug/l | Recoverable | [5 empty] | 2014-10-03
64598 | Azithromycin, water, unfiltered, recoverable, nanograms per liter | Azithromycin | ng/l | Recoverable | [5 empty] | 2014-10-03
64599 | Carbamazepine, water, unfiltered, recoverable, nanograms per liter | Carbamazepine | ng/l | Recoverable | [5 empty] | 2014-10-03
64600 | Cimetidine, water, unfiltered, recoverable, nanograms per liter | Cimetidine | ng/l | Recoverable | [5 empty] | 2014-10-03
64601 | Clofibric acid, water, unfiltered, recoverable, nanograms per liter | Clofibric acid | ng/l | Recoverable | [5 empty] | 2014-10-03
64602 | Dehydronifedipine, water, unfiltered, recoverable, nanograms per liter | Dehydronifedipine | ng/l | Recoverable | [5 empty] | 2014-10-03
64603 | Norsertraline, water, unfiltered, recoverable, micrograms per liter | Norsertraline | ug/l | Recoverable | [5 empty] | 2014-10-03
64604 | Diclofenac, water, unfiltered, recoverable, nanograms per liter | Diclofenac | ng/l | Recoverable | [5 empty] | 2014-10-03
64605 | Digoxigenin, water, unfiltered, recoverable, micrograms per liter | Digoxigenin | ug/l | Recoverable | [5 empty] | 2014-10-03
64606 | Diltiazem, water, unfiltered, recoverable, nanograms per liter | Diltiazem | ng/l | Recoverable | [5 empty] | 2014-10-03
64607 | Diphenhydramine, water, unfiltered, recoverable, nanograms per liter | Ethanamine, 2-(diphenylmethoxy)-N,N-dimethyl- | ng/l | Recoverable | [5 empty] | 2014-10-03
64608 | Dipyrone, water, unfiltered, recoverable, micrograms per liter | Dipyrone | ug/l | Recoverable | [5 empty] | 2014-10-03
64609 | Erythromycin, water, unfiltered, recoverable, nanograms per liter | Erythromycin | ng/l | Recoverable | [5 empty] | 2014-10-03
64610 | Fluoxetine, water, unfiltered, recoverable, nanograms per liter | Fluoxetine | ng/l | Recoverable | [5 empty] | 2014-10-03
64611 | Furosemide, water, unfiltered, recoverable, nanograms per liter | Furosemide | ng/l | Recoverable | [5 empty] | 2014-10-03
64612 | Gemfibrozil, water, unfiltered, recoverable, nanograms per liter | Gemfibrozil | ng/l | Recoverable | [5 empty] | 2014-10-03
64613 | Hydrochlorothiazide, water, unfiltered, recoverable, nanograms per liter | Hydrochlorothiazide | ng/l | Recoverable | [5 empty] | 2014-10-03
64614 | Ibuprofen, water, unfiltered, recoverable, nanograms per liter | Benzeneacetic acid, .alpha.-methyl-4-(2-methylpropyl)- | ng/l | Recoverable | [5 empty] | 2014-10-03
64615 | Ketoprofen, water, unfiltered, recoverable, nanograms per liter | Ketoprofen | ng/l | Recoverable | [5 empty] | 2014-10-03
64616 | Levothyroxin, water, unfiltered, recoverable, micrograms per liter | Levothyroxin | ug/l | Recoverable | [5 empty] | 2015-01-05
64617 | Metformin, water, unfiltered, recoverable, micrograms per liter | Metformin | ug/l | Recoverable | [5 empty] | 2020-01-21
64618 | Miconazole, water, unfiltered, recoverable, nanograms per liter | Miconazole | ng/l | Recoverable | [5 empty] | 2014-10-03
64619 | Naproxen, water, unfiltered, recoverable, nanograms per liter | Naproxen | ng/l | Recoverable | [5 empty] | 2014-10-03
64620 | o-Hydroxyhippuric acid, water, unfiltered, recoverable, micrograms per liter | o-Hydroxyhippuric acid | ug/l | Recoverable | [5 empty] | 2014-10-03
64621 | Ranitidine, water, unfiltered, recoverable, micrograms per liter | Ranitidine | ug/l | Recoverable | [5 empty] | 2014-10-03
64622 | Albuterol, water, unfiltered, recoverable, nanograms per liter | Albuterol | ng/l | Recoverable | [5 empty] | 2020-01-21
64623 | Sertraline, water, unfiltered, recoverable, nanograms per liter | Sertraline | ng/l | Recoverable | [5 empty] | 2014-10-03
64624 | Simvastatin, water, unfiltered, recoverable, nanograms per liter | Simvastatin | ng/l | Recoverable | [5 empty] | 2014-10-03
64625 | Sulfamethoxazole, water, unfiltered, recoverable, nanograms per liter | Sulfamethoxazole | ng/l | Recoverable | [5 empty] | 2014-10-03
64626 | Thiabendazole, water, unfiltered, recoverable, nanograms per liter | Thiabendazole | ng/l | Recoverable | [5 empty] | 2014-10-03
64627 | Trimethoprim, water, unfiltered, recoverable, nanograms per liter | Trimethoprim | ng/l | Recoverable | [5 empty] | 2014-10-03
64628 | Valproic acid, water, unfiltered, recoverable, micrograms per liter | Valproic acid | ug/l | Recoverable | [5 empty] | 2015-01-05
64629 | Warfarin, water, unfiltered, recoverable, nanograms per liter | Warfarin | ng/l | Recoverable | [5 empty] | 2014-10-03
64630 | Alprazolam, water, filtered, recoverable, micrograms per liter | Alprazolam | ug/l | Dissolved | [5 empty] | 2014-10-03
64631 | Aspirin, water, filtered, recoverable, micrograms per liter | Aspirin | ug/l | Dissolved | [5 empty] | 2015-01-05
64632 | Atenolol, water, filtered, recoverable, micrograms per liter | Atenolol | ug/l | Dissolved | [5 empty] | 2014-10-03
64633 | Clofibric acid, water, filtered, recoverable, micrograms per liter | Clofibric acid | ug/l | Dissolved | [5 empty] | 2014-10-03
64634 | Norsertraline, water, filtered, recoverable, micrograms per liter | Norsertraline | ug/l | Dissolved | [5 empty] | 2014-10-03
64635 | Dipyrone, water, filtered, recoverable, micrograms per liter | Dipyrone | ug/l | Dissolved | [5 empty] | 2014-10-03
64636 | Hydrochlorothiazide, water, filtered, recoverable, micrograms per liter | Hydrochlorothiazide | ug/l | Dissolved | [5 empty] | 2014-10-03
64637 | Levothyroxin, water, filtered, recoverable, micrograms per liter | Levothyroxin | ug/l | Dissolved | [5 empty] | 2015-01-05
64638 | o-Hydroxyhippuric acid, water, filtered, recoverable, micrograms per liter | o-Hydroxyhippuric acid | ug/l | Dissolved | [5 empty] | 2014-10-03
64639 | Sertraline, water, filtered, recoverable, micrograms per liter | Sertraline | ug/l | Dissolved | [5 empty] | 2014-10-03
64640 | Simvastatin, water, filtered, recoverable, micrograms per liter | Simvastatin | ug/l | Dissolved | [5 empty] | 2014-10-03
64641 | Valproic acid, water, filtered, recoverable, micrograms per liter | Valproic acid | ug/l | Dissolved | [5 empty] | 2015-01-05
64642 | 1,7-Dimethylxanthine, solids, recoverable, micrograms per kilogram | 1,7-Dimethylxanthine | ug/kg | Recoverable | [5 empty] | 2014-10-03
64643 | Acetaminophen, solids, recoverable, micrograms per kilogram | Acetaminophen | ug/kg | Recoverable | [5 empty] | 2014-10-03
64644 | Alprazolam, solids, recoverable, micrograms per kilogram | Alprazolam | ug/kg | Recoverable | [5 empty] | 2014-10-03
64645 | Aspirin, solids, recoverable, micrograms per kilogram | Aspirin | ug/kg | Recoverable | [5 empty] | 2015-01-05
64646 | Atenolol, solids, recoverable, micrograms per kilogram | Atenolol | ug/kg | Recoverable | [5 empty] | 2014-10-03
64647 | Azithromycin, solids, recoverable, micrograms per kilogram | Azithromycin | ug/kg | Recoverable | [5 empty] | 2014-10-03
64648 | Cimetidine, solids, recoverable, micrograms per kilogram | Cimetidine | ug/kg | Recoverable | [5 empty] | 2014-10-03
64649 | Clofibric acid, solids, recoverable, micrograms per kilogram | Clofibric acid | ug/kg | Recoverable | [5 empty] | 2014-10-03
64650 | Codeine, solids, recoverable, micrograms per kilogram | Codeine | ug/kg | Recoverable | [5 empty] | 2014-10-03
64651 | Dehydronifedipine, solids, recoverable, micrograms per kilogram | Dehydronifedipine | ug/kg | Recoverable | [5 empty] | 2014-10-03
64652 | Norsertraline, solids, recoverable, micrograms per kilogram | Norsertraline | ug/kg | Recoverable | [5 empty] | 2014-10-03
64653 | Diclofenac, solids, recoverable, micrograms per kilogram | Diclofenac | ug/kg | Recoverable | [5 empty] | 2014-10-03
64654 | Digoxigenin, solids, recoverable, micrograms per kilogram | Digoxigenin | ug/kg | Recoverable | [5 empty] | 2014-10-03
64655 | Diltiazem, solids, recoverable, micrograms per kilogram | Diltiazem | ug/kg | Recoverable | [5 empty] | 2014-10-03
64656 | Diphenhydramine, solids, recoverable, micrograms per kilogram | Ethanamine, 2-(diphenylmethoxy)-N,N-dimethyl- | ug/kg | Recoverable | [5 empty] | 2014-10-03
64657 | Dipyrone, solids, recoverable, micrograms per kilogram | Dipyrone | ug/kg | Recoverable | [5 empty] | 2014-10-03
64658 | Erythromycin, solids, recoverable, micrograms per kilogram | Erythromycin | ug/kg | Recoverable | [5 empty] | 2014-10-03
64659 | Fluoxetine, solids, recoverable, micrograms per kilogram | Fluoxetine | ug/kg | Recoverable | [5 empty] | 2014-10-03
64660 | Furosemide, solids, recoverable, micrograms per kilogram | Furosemide | ug/kg | Recoverable | [5 empty] | 2014-10-03
64661 | Gemfibrozil, solids, recoverable, micrograms per kilogram | Gemfibrozil | ug/kg | Recoverable | [5 empty] | 2014-10-03
64662 | Hydrochlorothiazide, solids, recoverable, micrograms per kilogram | Hydrochlorothiazide | ug/kg | Recoverable | [5 empty] | 2014-10-03
64663 | Ibuprofen, solids, recoverable, micrograms per kilogram | Benzeneacetic acid, .alpha.-methyl-4-(2-methylpropyl)- | ug/kg | Recoverable | [5 empty] | 2014-10-03
64664 | Ketoprofen, solids, recoverable, micrograms per kilogram | Ketoprofen | ug/kg | Recoverable | [5 empty] | 2014-10-03
64665 | Levothyroxin, solids, recoverable, micrograms per kilogram | Levothyroxin | ug/kg | Recoverable | [5 empty] | 2015-01-05
64666 | Metformin, solids, recoverable, micrograms per kilogram | Metformin | ug/kg | Recoverable | [5 empty] | 2020-01-21
64667 | Miconazole, solids, recoverable, micrograms per kilogram | Miconazole | ug/kg | Recoverable | [5 empty] | 2014-10-03
64668 | Naproxen, solids, recoverable, micrograms per kilogram | Naproxen | ug/kg | Recoverable | [5 empty] | 2014-10-03
64669 | o-Hydroxyhippuric acid, solids, recoverable, micrograms per kilogram | o-Hydroxyhippuric acid | ug/kg | Recoverable | [5 empty] | 2014-10-03
64670 | Ranitidine, solids, recoverable, micrograms per kilogram | Ranitidine | ug/kg | Recoverable | [5 empty] | 2014-10-03
64671 | Albuterol, solids, recoverable, micrograms per kilogram | Albuterol | ug/kg | Recoverable | [5 empty] | 2020-01-21
64672 | Sertraline, solids, recoverable, micrograms per kilogram | Sertraline | ug/kg | Recoverable | [5 empty] | 2014-10-03
64673 | Simvastatin, solids, recoverable, micrograms per kilogram | Simvastatin | ug/kg | Recoverable | [5 empty] | 2014-10-03
64674 | Sulfamethoxazole, solids, recoverable, micrograms per kilogram | Sulfamethoxazole | ug/kg | Recoverable | [5 empty] | 2014-10-03
64675 | Thiabendazole, solids, recoverable, micrograms per kilogram | Thiabendazole | ug/kg | Recoverable | [5 empty] | 2014-10-03
64676 | Trimethoprim, solids, recoverable, micrograms per kilogram | Trimethoprim | ug/kg | Recoverable | [5 empty] | 2014-10-03
64677 | Valproic acid, solids, recoverable, micrograms per kilogram | Valproic acid | ug/kg | Recoverable | [5 empty] | 2015-01-05
64678 | Warfarin, solids, recoverable, micrograms per kilogram | Warfarin | ug/kg | Recoverable | [5 empty] | 2014-10-03
64679 | 1,7-Dimethylxanthine, suspended sediment, recoverable, nanograms per liter | 1,7-Dimethylxanthine | ng/l | Suspended | [5 empty] | 2014-10-03
64680 | Acetaminophen, suspended sediment, recoverable, nanograms per liter | Acetaminophen | ng/l | Suspended | [5 empty] | 2014-10-03
64681 | Alprazolam, suspended sediment, recoverable, micrograms per liter | Alprazolam | ug/l | Suspended | [5 empty] | 2014-10-03
64682 | Aspirin, suspended sediment, recoverable, nanograms per liter | Aspirin | ng/l | Suspended | [5 empty] | 2015-01-05
64683 | Atenolol, suspended sediment, recoverable, micrograms per liter | Atenolol | ug/l | Suspended | [5 empty] | 2014-10-03
64684 | Azithromycin, suspended sediment, recoverable, nanograms per liter | Azithromycin | ng/l | Suspended | [5 empty] | 2014-10-03
64685 | Carbamazepine, suspended sediment, recoverable, nanograms per liter | Carbamazepine | ng/l | Suspended | [5 empty] | 2014-10-03
64686 | Cimetidine, suspended sediment, recoverable, nanograms per liter | Cimetidine | ng/l | Suspended | [5 empty] | 2014-10-03
64687 | Clofibric acid, suspended sediment, recoverable, nanograms per liter | Clofibric acid | ng/l | Suspended | [5 empty] | 2014-10-03
64688 | Codeine, suspended sediment, recoverable, nanograms per liter | Codeine | ng/l | Suspended | [5 empty] | 2014-10-03
64689 | Dehydronifedipine, suspended sediment, recoverable, nanograms per liter | Dehydronifedipine | ng/l | Suspended | [5 empty] | 2014-10-03
64690 | Norsertraline, suspended sediment, recoverable, micrograms per liter | Norsertraline | ug/l | Suspended | [5 empty] | 2014-10-03
64691 | Diclofenac, suspended sediment, recoverable, nanograms per liter | Diclofenac | ng/l | Suspended | [5 empty] | 2014-10-03
64692 | Digoxigenin, suspended sediment, recoverable, micrograms per liter | Digoxigenin | ug/l | Suspended | [5 empty] | 2014-10-03
64693 | Diltiazem, suspended sediment, recoverable, nanograms per liter | Diltiazem | ng/l | Suspended | [5 empty] | 2014-10-03
64694 | Diphenhydramine, suspended sediment, recoverable, nanograms per liter | Ethanamine, 2-(diphenylmethoxy)-N,N-dimethyl- | ng/l | Suspended | [5 empty] | 2014-10-03
64695 | Dipyrone, suspended sediment, recoverable, micrograms per liter | Dipyrone | ug/l | Suspended | [5 empty] | 2014-10-03
64696 | Erythromycin, suspended sediment, recoverable, nanograms per liter | Erythromycin | ng/l | Suspended | [5 empty] | 2014-10-03
64697 | Fluoxetine, suspended sediment, recoverable, nanograms per liter | Fluoxetine | ng/l | Suspended | [5 empty] | 2014-10-03
64698 | Furosemide, suspended sediment, recoverable, nanograms per liter | Furosemide | ng/l | Suspended | [5 empty] | 2014-10-03
64699 | Gemfibrozil, suspended sediment, recoverable, nanograms per liter | Gemfibrozil | ng/l | Suspended | [5 empty] | 2014-10-03
64700 | Hydrochlorothiazide, suspended sediment, recoverable, nanograms per liter | Hydrochlorothiazide | ng/l | Suspended | [5 empty] | 2014-10-03
64701 | Ibuprofen, suspended sediment, recoverable, nanograms per liter | Benzeneacetic acid, .alpha.-methyl-4-(2-methylpropyl)- | ng/l | Suspended | [5 empty] | 2014-10-03
64702 | Ketoprofen, suspended sediment, recoverable, nanograms per liter | Ketoprofen | ng/l | Suspended | [5 empty] | 2014-10-03
64703 | Levothyroxin, suspended sediment, recoverable, micrograms per liter | Levothyroxin | ug/l | Suspended | [5 empty] | 2015-01-05
64704 | Metformin, suspended sediment, recoverable, micrograms per liter | Metformin | ug/l | Suspended | [5 empty] | 2020-01-21
64705 | Miconazole, suspended sediment, recoverable, nanograms per liter | Miconazole | ng/l | Suspended | [5 empty] | 2014-10-03
64706 | Naproxen, suspended sediment, recoverable, nanograms per liter | Naproxen | ng/l | Suspended | [5 empty] | 2014-10-03
64707 | o-Hydroxyhippuric acid, suspended sediment, recoverable, micrograms per liter | o-Hydroxyhippuric acid | ug/l | Suspended | [5 empty] | 2014-10-03
64708 | Ranitidine, suspended sediment, recoverable, micrograms per liter | Ranitidine | ug/l | Suspended | [5 empty] | 2014-10-03
64709 | Albuterol, suspended sediment, recoverable, nanograms per liter | Albuterol | ng/l | Suspended | [5 empty] | 2020-01-21
64710 | Sertraline, suspended sediment, recoverable, nanograms per liter | Sertraline | ng/l | Suspended | [5 empty] | 2014-10-03
64711 | Simvastatin, suspended sediment, recoverable, nanograms per liter | Simvastatin | ng/l | Suspended | [5 empty] | 2014-10-03
64712 | Sulfamethoxazole, suspended sediment, recoverable, nanograms per liter | Sulfamethoxazole | ng/l | Suspended | [5 empty] | 2014-10-03
64713 | Thiabendazole, suspended sediment, recoverable, nanograms per liter | Thiabendazole | ng/l | Suspended | [5 empty] | 2014-10-03
64714 | Trimethoprim, suspended sediment, recoverable, nanograms per liter | Trimethoprim | ng/l | Suspended | [5 empty] | 2014-10-03
64715 | Valproic acid, suspended sediment, recoverable, micrograms per liter | Valproic acid | ug/l | Suspended | [5 empty] | 2015-01-05
64716 | Warfarin, suspended sediment, recoverable, nanograms per liter | Warfarin | ng/l | Suspended | [5 empty] | 2014-10-03
64717 | PCB congener 8, solids, recoverable, dry weight, micrograms per kilogram | 2,4'-Dichlorobiphenyl | ug/kg | Recoverable |  |  |  | Dry |  | 2014-10-03
64718 | PCB congener 18, solids, recoverable, dry weight, micrograms per kilogram | 2,2',5-Trichlorobiphenyl | ug/kg | Recoverable |  |  |  | Dry |  | 2014-10-03
64719 | PCB congener 22, solids, recoverable, dry weight, micrograms per kilogram | 2,3,4'-Trichlorobiphenyl | ug/kg | Recoverable |  |  |  | Dry |  | 2014-10-03
64720 | PCB congener 26, solids, recoverable, dry weight, micrograms per kilogram | 2,3',5-Trichlorobiphenyl | ug/kg | Recoverable |  |  |  | Dry |  | 2014-10-03
64721 | PCB congener 28, solids, recoverable, dry weight, micrograms per kilogram | 2,4,4'-Trichlorobiphenyl | ug/kg | Recoverable |  |  |  | Dry |  | 2014-10-03
64722 | PCB congener 31, solids, recoverable, dry weight, micrograms per kilogram | 2,4',5-Trichlorobiphenyl | ug/kg | Recoverable |  |  |  | Dry |  | 2014-10-03
64723 | PCB congener 33, solids, recoverable, dry weight, micrograms per kilogram | 2,3',4'-Trichlorobiphenyl | ug/kg | Recoverable |  |  |  | Dry |  | 2014-10-03
64724 | PCB congener 44, solids, recoverable, dry weight, micrograms per kilogram | 2,2',3,5'-Tetrachlorobiphenyl | ug/kg | Recoverable |  |  |  | Dry |  | 2014-10-03
64725 | PCB congener 49, solids, recoverable, dry weight, micrograms per kilogram | 2,2',4,5'-Tetrachlorobiphenyl | ug/kg | Recoverable |  |  |  | Dry |  | 2014-10-03
64726 | PCB congener 52, solids, recoverable, dry weight, micrograms per kilogram | 2,2',5,5'-Tetrachlorobiphenyl | ug/kg | Recoverable |  |  |  | Dry |  | 2014-10-03
64727 | PCB congener 70, solids, recoverable, dry weight, micrograms per kilogram | 2,3',4',5-Tetrachlorobiphenyl | ug/kg | Recoverable |  |  |  | Dry |  | 2014-10-03
64728 | PCB congener 95, solids, recoverable, dry weight, micrograms per kilogram | 2,2',3,5',6-Pentachlorobiphenyl | ug/kg | Recoverable |  |  |  | Dry |  | 2014-10-03
64729 | PCB congener 101, solids, recoverable, dry weight, micrograms per kilogram | 2,2',4,5,5'-Pentachlorobiphenyl | ug/kg | Recoverable |  |  |  | Dry |  | 2014-10-03
64730 | PCB congener 110, solids, recoverable, dry weight, micrograms per kilogram | 2,3,3',4',6-Pentachlorobiphenyl | ug/kg | Recoverable |  |  |  | Dry |  | 2014-10-03
64731 | PCB congener 118, solids, recoverable, dry weight, micrograms per kilogram | 2,3',4,4',5-Pentachlorobiphenyl | ug/kg | Recoverable |  |  |  | Dry |  | 2014-10-03
64732 | PCB congener 138, solids, recoverable, dry weight, micrograms per kilogram | 2,2',3,4,4',5'-Hexachlorobiphenyl | ug/kg | Recoverable |  |  |  | Dry |  | 2014-10-03
64733 | PCB congener 146, solids, recoverable, dry weight, micrograms per kilogram | 2,2',3,4',5,5'-Hexachlorobiphenyl | ug/kg | Recoverable |  |  |  | Dry |  | 2014-10-03
64734 | PCB congener 149, solids, recoverable, dry weight, micrograms per kilogram | 2,2',3,4',5',6-Hexachlorobiphenyl | ug/kg | Recoverable |  |  |  | Dry |  | 2014-10-03
64735 | PCB congener 151, solids, recoverable, dry weight, micrograms per kilogram | 2,2',3,5,5',6-Hexachlorobiphenyl | ug/kg | Recoverable |  |  |  | Dry |  | 2014-10-03
64736 | PCB congener 170, solids, recoverable, dry weight, micrograms per kilogram | 2,2',3,3',4,4',5-Heptachlorobiphenyl | ug/kg | Recoverable |  |  |  | Dry |  | 2014-10-03
64737 | PCB congener 174, solids, recoverable, dry weight, micrograms per kilogram | 2,2',3,3',4,5,6'-Heptachlorobiphenyl | ug/kg | Recoverable |  |  |  | Dry |  | 2014-10-03
64738 | PCB congener 177, solids, recoverable, dry weight, micrograms per kilogram | 2,2',3,3',4',5,6-Heptachlorobiphenyl | ug/kg | Recoverable |  |  |  | Dry |  | 2020-01-21
64739 | PCB congener 180, solids, recoverable, dry weight, micrograms per kilogram | 2,2',3,4,4',5,5'-Heptachlorobiphenyl | ug/kg | Recoverable |  |  |  | Dry |  | 2014-10-03
64740 | PCB congener 183, solids, recoverable, dry weight, micrograms per kilogram | 2,2',3,4,4',5',6-Heptachlorobiphenyl | ug/kg | Recoverable |  |  |  | Dry |  | 2014-10-03
64741 | PCB congener 187, solids, recoverable, dry weight, micrograms per kilogram | 2,2',3,4',5,5',6-Heptachlorobiphenyl | ug/kg | Recoverable |  |  |  | Dry |  | 2014-10-03
64742 | PCB congener 194, solids, recoverable, dry weight, micrograms per kilogram | 2,2',3,3',4,4',5,5'-Octachlorobiphenyl | ug/kg | Recoverable |  |  |  | Dry |  | 2014-10-03
64743 | PCB congener 206, solids, recoverable, dry weight, micrograms per kilogram | 2,2',3,3',4,4',5,5',6-Nonachlorobiphenyl | ug/kg | Recoverable |  |  |  | Dry |  | 2014-10-03
64744 | 2-Ketomolinate, water, filtered, recoverable, micrograms per liter | 2-Ketomolinate | ug/l | Dissolved | [5 empty] | 2014-10-03
64745 | 4-Ketomolinate, water, filtered, recoverable, micrograms per liter | 4-Ketomolinate | ug/l | Dissolved | [5 empty] | 2014-10-03
64746 | Diethatyl ethyl, suspended sediment, recoverable, micrograms per liter | Diethatyl ethyl | ug/l | Suspended | [5 empty] | 2014-10-03
64747 | Mercury, wet atmospheric deposition, unfiltered, nanograms per liter | Mercury | ng/l | Total | [5 empty] | 2014-10-03
64748 | Methylmercury, wet atmospheric deposition, unfiltered, nanograms per liter | Methylmercury(1+) | ng/l | Total | [5 empty] | 2014-10-03
64749 | Mercury, wet atmospheric deposition, unfiltered, nanograms per square meter per week | Mercury | ng/m2/wk | Total | [5 empty] | 2014-10-03
64750 | Methylmercury, wet atmospheric deposition, unfiltered, nanograms per square meter per week | Methylmercury(1+) | ng/m2/wk | Total | [5 empty] | 2014-10-03
64753 | Particulate-bound mercury, air, picograms per cubic meter | Mercury | pg/m3 | [6 empty] | 2017-01-05
64754 | Particulate-bound mercury, dry atmospheric deposition, nanograms per square meter per hour | Mercury | ng/m2/hr | [6 empty] | 2017-01-05
64755 | Elemental mercury, air, picograms per cubic meter | Mercury | pg/m3 | [6 empty] | 2014-10-03
64756 | Elemental mercury, dry atmospheric deposition, nanograms per square meter per hour | Mercury | ng/m2/hr | [6 empty] | 2014-10-03
64757 | PCB congener 3, water, unfiltered, recoverable, nanograms per liter | 4-Chlorobiphenyl | ng/l | Recoverable | [5 empty] | 2014-10-03
64758 | PCB congeners 4 plus 10, water, unfiltered, recoverable, nanograms per liter | PCB-4/10 | ng/l | Recoverable | [5 empty] | 2014-10-03
64759 | PCB congeners 5 plus 8, water, unfiltered, recoverable, nanograms per liter | PCB-5/8 | ng/l | Recoverable | [5 empty] | 2014-10-03
64760 | PCB congener 6, water, unfiltered, recoverable, nanograms per liter | 2,3'-Dichlorobiphenyl | ng/l | Recoverable | [5 empty] | 2014-10-03
64761 | PCB congeners 7 plus 9, water, unfiltered, recoverable, nanograms per liter | PCB-7/9 | ng/l | Recoverable | [5 empty] | 2014-10-03
64762 | PCB congeners 15 plus 17, water, unfiltered, recoverable, nanograms per liter | PCB-15/17 | ng/l | Recoverable | [5 empty] | 2014-10-03
64763 | PCB congeners 16 plus 32, water, unfiltered, recoverable, nanograms per liter | PCB-16/32 | ng/l | Recoverable | [5 empty] | 2014-10-03
64764 | PCB congener 18, water, unfiltered, recoverable, nanograms per liter | 2,2',5-Trichlorobiphenyl | ng/l | Recoverable | [5 empty] | 2014-10-03
64765 | PCB congener 19, water, unfiltered, recoverable, nanograms per liter | 2,2',6-Trichlorobiphenyl | ng/l | Recoverable | [5 empty] | 2014-10-03
64766 | PCB congener 22, water, unfiltered, recoverable, nanograms per liter | 2,3,4'-Trichlorobiphenyl | ng/l | Recoverable | [5 empty] | 2014-10-03
64767 | PCB congeners 24 plus 27, water, unfiltered, recoverable, nanograms per liter | PCB-24/27 | ng/l | Recoverable | [5 empty] | 2014-10-03
64768 | PCB congener 25, water, unfiltered, recoverable, nanograms per liter | 2,3',4-Trichlorobiphenyl | ng/l | Recoverable | [5 empty] | 2014-10-03
64769 | PCB congener 26, water, unfiltered, recoverable, nanograms per liter | 2,3',5-Trichlorobiphenyl | ng/l | Recoverable | [5 empty] | 2014-10-03
64770 | PCB congeners 28 plus 31, water, unfiltered, recoverable, nanograms per liter | PCB-28/31 | ng/l | Recoverable | [5 empty] | 2014-10-03
64771 | PCB congener 33, water, unfiltered, recoverable, nanograms per liter | 2,3',4'-Trichlorobiphenyl | ng/l | Recoverable | [5 empty] | 2014-10-03
64772 | PCB congeners 37 plus 42, water, unfiltered, recoverable, nanograms per liter | PCB-37/42 | ng/l | Recoverable | [5 empty] | 2014-10-03
64773 | PCB congener 40, water, unfiltered, recoverable, nanograms per liter | 2,2',3,3'-Tetrachlorobiphenyl | ng/l | Recoverable | [5 empty] | 2014-10-03
64774 | PCB congeners 41 plus 64 plus 71, water, unfiltered, recoverable, nanograms per liter | PCB-41/64/71 | ng/l | Recoverable | [5 empty] | 2014-10-03
64775 | PCB congener 44, water, unfiltered, recoverable, nanograms per liter | 2,2',3,5'-Tetrachlorobiphenyl | ng/l | Recoverable | [5 empty] | 2014-10-03
64776 | PCB congener 45, water, unfiltered, recoverable, nanograms per liter | 2,2',3,6-Tetrachlorobiphenyl | ng/l | Recoverable | [5 empty] | 2014-10-03
64777 | PCB congener 46, water, unfiltered, recoverable, nanograms per liter | 2,2',3,6'-Tetrachlorobiphenyl | ng/l | Recoverable | [5 empty] | 2014-10-03
64778 | PCB congeners 47 plus 48, water, unfiltered, recoverable, nanograms per liter | PCB-47/48 | ng/l | Recoverable | [5 empty] | 2014-10-03
64779 | PCB congener 49, water, unfiltered, recoverable, nanograms per liter | 2,2',4,5'-Tetrachlorobiphenyl | ng/l | Recoverable | [5 empty] | 2014-10-03
64780 | PCB congener 51, water, unfiltered, recoverable, nanograms per liter | 2,2',4,6'-Tetrachlorobiphenyl | ng/l | Recoverable | [5 empty] | 2014-10-03
64781 | PCB congener 52, water, unfiltered, recoverable, nanograms per liter | 2,2',5,5'-Tetrachlorobiphenyl | ng/l | Recoverable | [5 empty] | 2014-10-03
64782 | PCB congener 53, water, unfiltered, recoverable, nanograms per liter | 2,2',5,6'-Tetrachlorobiphenyl | ng/l | Recoverable | [5 empty] | 2014-10-03
64783 | PCB congeners 56 plus 60, water, unfiltered, recoverable, nanograms per liter | PCB-56/60 | ng/l | Recoverable | [5 empty] | 2014-10-03
64784 | PCB congener 63, water, unfiltered, recoverable, nanograms per liter | 2,3,4',5-Tetrachlorobiphenyl | ng/l | Recoverable | [5 empty] | 2014-10-03
64785 | PCB congener 66, water, unfiltered, recoverable, nanograms per liter | 2,3',4,4'-Tetrachlorobiphenyl | ng/l | Recoverable | [5 empty] | 2014-10-03
64786 | PCB congeners 70 plus 76, water, unfiltered, recoverable, nanograms per liter | PCB-70/76 | ng/l | Recoverable | [5 empty] | 2014-10-03
64787 | PCB congener 74, water, unfiltered, recoverable, nanograms per liter | 2,4,4',5-Tetrachlorobiphenyl | ng/l | Recoverable | [5 empty] | 2014-10-03
64788 | PCB congeners 77 plus 110, water, unfiltered, recoverable, nanograms per liter | PCB-77/110 | ng/l | Recoverable | [5 empty] | 2014-10-03
64789 | PCB congener 82, water, unfiltered, recoverable, nanograms per liter | 2,2',3,3',4-Pentachlorobiphenyl | ng/l | Recoverable | [5 empty] | 2014-10-03
64790 | PCB congener 83, water, unfiltered, recoverable, nanograms per liter | 2,2',3,3',5-Pentachlorobiphenyl | ng/l | Recoverable | [5 empty] | 2014-10-03
64791 | PCB congeners 84 plus 92, water, unfiltered, recoverable, nanograms per liter | PCB-84/92 | ng/l | Recoverable | [5 empty] | 2014-10-03
64792 | PCB congener 85, water, unfiltered, recoverable, nanograms per liter | 2,2',3,4,4'-Pentachlorobiphenyl | ng/l | Recoverable | [5 empty] | 2014-10-03
64793 | PCB congener 87, water, unfiltered, recoverable, nanograms per liter | 2,2',3,4,5'-Pentachlorobiphenyl | ng/l | Recoverable | [5 empty] | 2014-10-03
64794 | PCB congener 89, water, unfiltered, recoverable, nanograms per liter | 2,2',3,4,6'-Pentachlorobiphenyl | ng/l | Recoverable | [5 empty] | 2014-10-03
64795 | PCB congener 91, water, unfiltered, recoverable, nanograms per liter | 2,2',3,4',6-Pentachlorobiphenyl | ng/l | Recoverable | [5 empty] | 2014-10-03
64796 | PCB congener 95, water, unfiltered, recoverable, nanograms per liter | 2,2',3,5',6-Pentachlorobiphenyl | ng/l | Recoverable | [5 empty] | 2014-10-03
64797 | PCB congener 97, water, unfiltered, recoverable, nanograms per liter | 2,2',3,4',5'-Pentachlorobiphenyl | ng/l | Recoverable | [5 empty] | 2014-10-03
64798 | PCB congener 99, water, unfiltered, recoverable, nanograms per liter | 2,2',4,4',5-Pentachlorobiphenyl | ng/l | Recoverable | [5 empty] | 2014-10-03
64799 | PCB congener 101, water, unfiltered, recoverable, nanograms per liter | 2,2',4,5,5'-Pentachlorobiphenyl | ng/l | Recoverable | [5 empty] | 2014-10-03
64800 | PCB congeners 105 plus 132 plus 153, water, unfiltered, recoverable, nanograms per liter | PCB-105/132/153 | ng/l | Recoverable | [5 empty] | 2014-10-03
64801 | PCB congener 118, water, unfiltered, recoverable, nanograms per liter | 2,3',4,4',5-Pentachlorobiphenyl | ng/l | Recoverable | [5 empty] | 2014-10-03
64802 | PCB congeners 123 plus 149, water, unfiltered, recoverable, nanograms per liter | PCB-123/149 | ng/l | Recoverable | [5 empty] | 2014-10-03
64803 | PCB congener 128, water, unfiltered, recoverable, nanograms per liter | 2,2',3,3',4,4'-Hexachlorobiphenyl | ng/l | Recoverable | [5 empty] | 2014-10-03
64804 | PCB congeners 135 plus 144, water, unfiltered, recoverable, nanograms per liter | PCB-135/144 | ng/l | Recoverable | [5 empty] | 2014-10-03
64805 | PCB congener 136, water, unfiltered, recoverable, nanograms per liter | 2,2',3,3',6,6'-Hexachlorobiphenyl | ng/l | Recoverable | [5 empty] | 2014-10-03
64806 | PCB congeners 137 plus 176, water, unfiltered, recoverable, nanograms per liter | PCB-137/176 | ng/l | Recoverable | [5 empty] | 2014-10-03
64807 | PCB congeners 138 plus 163, water, unfiltered, recoverable, nanograms per liter | PCB-138/163 | ng/l | Recoverable | [5 empty] | 2014-10-03
64808 | PCB congener 141, water, unfiltered, recoverable, nanograms per liter | 2,2',3,4,5,5'-Hexachlorobiphenyl | ng/l | Recoverable | [5 empty] | 2014-10-03
64809 | PCB congener 146, water, unfiltered, recoverable, nanograms per liter | 2,2',3,4',5,5'-Hexachlorobiphenyl | ng/l | Recoverable | [5 empty] | 2014-10-03
64810 | PCB congener 151, water, unfiltered, recoverable, nanograms per liter | 2,2',3,5,5',6-Hexachlorobiphenyl | ng/l | Recoverable | [5 empty] | 2014-10-03
64811 | PCB congener 158, water, unfiltered, recoverable, nanograms per liter | 2,3,3',4,4',6-Hexachlorobiphenyl | ng/l | Recoverable | [5 empty] | 2014-10-03
64812 | PCB congener 167, water, unfiltered, recoverable, nanograms per liter | 2,3',4,4',5,5'-Hexachlorobiphenyl | ng/l | Recoverable | [5 empty] | 2014-10-03
64813 | PCB congeners 170 plus 190, water, unfiltered, recoverable, nanograms per liter | PCB-170/190 | ng/l | Recoverable | [5 empty] | 2014-10-03
64814 | PCB congeners 171 plus 202, water, unfiltered, recoverable, nanograms per liter | PCB-171/202 | ng/l | Recoverable | [5 empty] | 2014-10-03
64815 | PCB congener 172, water, unfiltered, recoverable, nanograms per liter | 2,2',3,3',4,5,5'-Heptachlorobiphenyl | ng/l | Recoverable | [5 empty] | 2014-10-03
64816 | PCB congener 174, water, unfiltered, recoverable, nanograms per liter | 2,2',3,3',4,5,6'-Heptachlorobiphenyl | ng/l | Recoverable | [5 empty] | 2014-10-03
64817 | PCB congener 177, water, unfiltered, recoverable, nanograms per liter | 2,2',3,3',4',5,6-Heptachlorobiphenyl | ng/l | Recoverable | [5 empty] | 2020-01-21
64818 | PCB congener 178, water, unfiltered, recoverable, nanograms per liter | 2,2',3,3',5,5',6-Heptachlorobiphenyl | ng/l | Recoverable | [5 empty] | 2014-10-03
64819 | PCB congener 180, water, unfiltered, recoverable, nanograms per liter | 2,2',3,4,4',5,5'-Heptachlorobiphenyl | ng/l | Recoverable | [5 empty] | 2014-10-03
64820 | PCB congener 183, water, unfiltered, recoverable, nanograms per liter | 2,2',3,4,4',5',6-Heptachlorobiphenyl | ng/l | Recoverable | [5 empty] | 2014-10-03
64821 | PCB congener 185, water, unfiltered, recoverable, nanograms per liter | 2,2',3,4,5,5',6-Heptachlorobiphenyl | ng/l | Recoverable | [5 empty] | 2014-10-03
64822 | PCB congeners 182 plus 187, water, unfiltered, recoverable, nanograms per liter | PCB-182/187 | ng/l | Recoverable | [5 empty] | 2014-10-03
64823 | PCB congener 193, water, unfiltered, recoverable, nanograms per liter | 2,3,3',4',5,5',6-Heptachlorobiphenyl | ng/l | Recoverable | [5 empty] | 2014-10-03
64824 | PCB congener 194, water, unfiltered, recoverable, nanograms per liter | 2,2',3,3',4,4',5,5'-Octachlorobiphenyl | ng/l | Recoverable | [5 empty] | 2014-10-03
64825 | PCB congeners 195 plus 208, water, unfiltered, recoverable, nanograms per liter | PCB-195/208 | ng/l | Recoverable | [5 empty] | 2014-10-03
64826 | PCB congeners 196 plus 203, water, unfiltered, recoverable, nanograms per liter | PCB-196/203 | ng/l | Recoverable | [5 empty] | 2014-10-03
64827 | PCB congener 198, water, unfiltered, recoverable, nanograms per liter | 2,2',3,3',4,5,5',6-Octachlorobiphenyl | ng/l | Recoverable | [5 empty] | 2014-10-03
64828 | PCB congener 199, water, unfiltered, recoverable, nanograms per liter | 2,2',3,3',4,5,5',6'-Octachlorobiphenyl | ng/l | Recoverable | [5 empty] | 2014-10-03
64829 | PCB congener 201, water, unfiltered, recoverable, nanograms per liter | 2,2',3,3',4,5',6,6'-Octachlorobiphenyl | ng/l | Recoverable | [5 empty] | 2014-10-03
64830 | PCB congener 206, water, unfiltered, recoverable, nanograms per liter | 2,2',3,3',4,4',5,5',6-Nonachlorobiphenyl | ng/l | Recoverable | [5 empty] | 2014-10-03
64831 | PCB congener 207, water, unfiltered, recoverable, nanograms per liter | 2,2',3,3',4,4',5,6,6'-Nonachlorobiphenyl | ng/l | Recoverable | [5 empty] | 2014-10-03
64832 | Nitrate, water, filtered, micrograms per liter as nitrogen | Nitrate | ug/L as N | Dissolved | [5 empty] | 2014-10-03
64833 | Cadmium, solids, extracted by 6N hydrochloric acid, recoverable, dry weight, milligrams per kilogram | Cadmium | mg/kg | Recoverable |  |  |  | Dry |  | 2014-10-03
64834 | Total nitrogen [nitrate + nitrite + ammonia + organic-N], solids, dry weight, mass fraction, percent | Nitrogen, mixed forms (NH3), (NH4), organic, (NO2) and (NO3) | % | Total |  |  |  | Dry |  | 2015-04-09
64835 | Butyric acid, water, unfiltered, recoverable, milligrams per liter | Butyric acid | mg/l | Recoverable | [5 empty] | 2014-10-03
64836 | Formic acid, water, unfiltered, recoverable, milligrams per liter | Formic acid | mg/l | Recoverable | [5 empty] | 2014-10-03
64837 | Lactic acid, water, unfiltered, recoverable, milligrams per liter | Lactic Acid | mg/l | Recoverable | [5 empty] | 2014-10-03
64838 | Propionic acid, water, unfiltered, recoverable, milligrams per liter | Propionic acid | mg/l | Recoverable | [5 empty] | 2014-10-03
64839 | Pyruvic acid, water, unfiltered, recoverable, milligrams per liter | Propanoic Acid, 2-Oxo- | mg/l | Recoverable | [5 empty] | 2014-10-03
64840 | Beryllium, biota, tissue, recoverable, wet weight, milligrams per kilogram | Beryllium | mg/kg | Recoverable |  |  |  | Wet |  | 2014-10-03
64841 | Lithium, biota, tissue, recoverable, wet weight, milligrams per kilogram | Lithium | mg/kg | Recoverable |  |  |  | Wet |  | 2014-10-03
64842 | Calcium, biota, tissue, recoverable, dry weight, milligrams per kilogram | Calcium | mg/kg | Recoverable |  |  |  | Dry |  | 2014-10-03
64843 | Lithium, biota, tissue, recoverable, dry weight, milligrams per kilogram | Lithium | mg/kg | Recoverable |  |  |  | Dry |  | 2014-10-03
64844 | Magnesium, biota, tissue, recoverable, dry weight, milligrams per kilogram | Magnesium | mg/kg | Recoverable |  |  |  | Dry |  | 2014-10-03
64845 | Potassium, biota, tissue, recoverable, dry weight, milligrams per kilogram | Potassium | mg/kg | Recoverable |  |  |  | Dry |  | 2014-10-03
64846 | Sodium, biota, tissue, recoverable, dry weight, milligrams per kilogram | Sodium | mg/kg | Recoverable |  |  |  | Dry |  | 2014-10-03
64847 | Arsenic, bed sediment, recoverable, dry weight, milligrams per kilogram | Arsenic | mg/kg | Bed Sediment |  |  |  | Dry |  | 2014-10-03
64848 | Selenium, bed sediment, recoverable, dry weight, milligrams per kilogram | Selenium | mg/kg | Bed Sediment |  |  |  | Dry |  | 2014-10-03
64849 | Vanadium, bed sediment, recoverable, dry weight, milligrams per kilogram | Vanadium | mg/kg | Bed Sediment |  |  |  | Dry |  | 2014-10-03
64850 | 4,4'-Dibromooctafluorobiphenyl, solids, recoverable, dry weight, micrograms per kilogram | 4,4'-Dibromo-2,2',3,3',5,5',6,6'-octafluorobiphenyl | ug/kg | Recoverable |  |  |  | Dry |  | 2014-10-03
64851 | Aldrin, solids, recoverable, dry weight, micrograms per kilogram | Aldrin | ug/kg | Recoverable |  |  |  | Dry |  | 2014-10-03
64852 | BDE congener 66, solids, recoverable, dry weight, micrograms per kilogram | BDE-066 | ug/kg | Recoverable |  |  |  | Dry |  | 2014-10-03
64853 | BDE congener 71, solids, recoverable, dry weight, micrograms per kilogram | 2,3',4',6-TEBDE | ug/kg | Recoverable |  |  |  | Dry |  | 2014-10-03
64854 | BDE congener 85, solids, recoverable, dry weight, micrograms per kilogram | BDE-085 | ug/kg | Recoverable |  |  |  | Dry |  | 2014-10-03
64855 | BDE congener 99, solids, recoverable, dry weight, micrograms per kilogram | BDE-099 | ug/kg | Recoverable |  |  |  | Dry |  | 2020-01-21
64856 | BDE congener 100, solids, recoverable, dry weight, micrograms per kilogram | BDE-100 | ug/kg | Recoverable |  |  |  | Dry |  | 2020-01-21
64857 | BDE congener 138, solids, recoverable, dry weight, micrograms per kilogram | 2,2',3,4,4',5'-Hexabromodiphenyl ether | ug/kg | Recoverable |  |  |  | Dry |  | 2020-01-21
64858 | BDE congener 153, solids, recoverable, dry weight, micrograms per kilogram | BDE-153 | ug/kg | Recoverable |  |  |  | Dry |  | 2020-01-21
64859 | BDE congener 154, solids, recoverable, dry weight, micrograms per kilogram | BDE-154 | ug/kg | Recoverable |  |  |  | Dry |  | 2020-01-21
64860 | BDE congener 183, solids, recoverable, dry weight, micrograms per kilogram | 2,2',3,4,4',5',6-Heptabromodiphenyl ether | ug/kg | Recoverable |  |  |  | Dry |  | 2014-10-03
64861 | BDE congener 209, solids, recoverable, dry weight, micrograms per kilogram | Decabromodiphenyl ether | ug/kg | Recoverable |  |  |  | Dry |  | 2016-10-06
64862 | Chloridazon, solids, recoverable, dry weight, micrograms per kilogram | Pyrazon | ug/kg | Recoverable |  |  |  | Dry |  | 2014-10-03
64863 | Hexabromocyclododecane, solids, recoverable, dry weight, micrograms per kilogram | Hexabromocyclododecane | ug/kg | Recoverable |  |  |  | Dry |  | 2015-01-05
64864 | Nonachlorobiphenyl, solids, recoverable, dry weight, micrograms per kilogram | Nonachlorobiphenyl | ug/kg | Recoverable |  |  |  | Dry |  | 2014-10-03
64865 | Octachlorobiphenyl, solids, recoverable, dry weight, micrograms per kilogram | Octachlorobiphenyl | ug/kg | Recoverable |  |  |  | Dry |  | 2014-10-03
64866 | Oxychlordane, solids, recoverable, dry weight, micrograms per kilogram | Oxychlordane | ug/kg | Recoverable |  |  |  | Dry |  | 2014-10-03
64867 | Pentabromotoluene, solids, recoverable, dry weight, micrograms per kilogram | Pentabromotoluene | ug/kg | Recoverable |  |  |  | Dry |  | 2015-01-05
64868 | 1,2-Bis(2,4,6-tribromophenoxy)ethane (TBE), solids, recoverable, dry weight, micrograms per kilogram | Benzene, 1,1'-[1,2-ethanediylbis(oxy)]bis[2,4,6-tribromo- | ug/kg | Recoverable |  |  |  | Dry |  | 2017-06-30
64869 | Toxaphene, solids, recoverable, dry weight, micrograms per kilogram | Toxaphene | ug/kg | Recoverable |  |  |  | Dry |  | 2014-10-03
64870 | 2-(Methylthio)benzothiazole, solids, recoverable, dry weight, micrograms per kilogram | 2-(Methylthio)benzothiazole | ug/kg | Recoverable |  |  |  | Dry |  | 2014-10-03
64871 | 2,4-Dihydroxybenzophenone, solids, recoverable, dry weight, micrograms per kilogram | 2,4-Dihydroxybenzophenone | ug/kg | Recoverable |  |  |  | Dry |  | 2015-01-05
64872 | 2-Hydroxy-4-methoxybenzophenone, solids, recoverable, dry weight, micrograms per kilogram | 2-Hydroxy-4-methoxybenzophenone | ug/kg | Recoverable |  |  |  | Dry |  | 2014-10-03
64873 | 2-Hydroxy-4-(n-octyloxy)benzophenone, solids, recoverable, dry weight, micrograms per kilogram | 2-Hydroxy-4-(n-octyloxy)benzophenone | ug/kg | Recoverable |  |  |  | Dry |  | 2015-01-05
64874 | Acetyl cedrene, solids, recoverable, dry weight, micrograms per kilogram | Acetyl cedrene | ug/kg | Recoverable |  |  |  | Dry |  | 2015-01-05
64875 | alpha-Isomethyl ionone, solids, recoverable, dry weight, micrograms per kilogram | alpha-Isomethyl ionone | ug/kg | Recoverable |  |  |  | Dry |  | 2015-01-05
64876 | alpha-Pinene, solids, recoverable, dry weight, micrograms per kilogram | .Alpha.-Pinene | ug/kg | Recoverable |  |  |  | Dry |  | 2020-01-21
64877 | alpha-Terpineol, solids, recoverable, dry weight, micrograms per kilogram | .alpha.-Terpineol | ug/kg | Recoverable |  |  |  | Dry |  | 2014-10-03
64878 | Amyl cinnamal, solids, recoverable, dry weight, micrograms per kilogram | Amyl cinnamal | ug/kg | Recoverable |  |  |  | Dry |  | 2015-01-05
64879 | Benzyl benzoate, solids, recoverable, dry weight, micrograms per kilogram | Benzyl benzoate | ug/kg | Recoverable |  |  |  | Dry |  | 2015-01-05
64880 | Benzyl cinnamate, solids, recoverable, dry weight, micrograms per kilogram | Benzyl cinnamate | ug/kg | Recoverable |  |  |  | Dry |  | 2015-01-05
64881 | Benzyl salicylate, solids, recoverable, dry weight, micrograms per kilogram | Benzyl salicylate | ug/kg | Recoverable |  |  |  | Dry |  | 2015-01-05
64882 | Camphene, solids, recoverable, dry weight, micrograms per kilogram | Camphene | ug/kg | Recoverable |  |  |  | Dry |  | 2015-01-05
64883 | Celestolide, solids, recoverable, dry weight, micrograms per kilogram | Ethanone, 1-[6-(1,1-dimethylethyl)-2,3-dihydro-1,1-dimethyl-1H-inden-4-yl]- | ug/kg | Recoverable |  |  |  | Dry |  | 2014-10-03
64884 | Chlorophene, solids, recoverable, dry weight, micrograms per kilogram | Chlorophene | ug/kg | Recoverable |  |  |  | Dry |  | 2015-01-05
64885 | Cinnamal, solids, recoverable, dry weight, micrograms per kilogram | Cinnamaldehyde | ug/kg | Recoverable |  |  |  | Dry |  | 2016-10-06
64886 | Citral, solids, recoverable, dry weight, micrograms per kilogram | Citral | ug/kg | Recoverable |  |  |  | Dry |  | 2015-01-05
64887 | Citronellol, solids, recoverable, dry weight, micrograms per kilogram | Citronellol | ug/kg | Recoverable |  |  |  | Dry |  | 2015-01-05
64888 | Coumaran, solids, recoverable, dry weight, micrograms per kilogram | Coumaran | ug/kg | Recoverable |  |  |  | Dry |  | 2015-01-05
64889 | Coumarin, solids, recoverable, dry weight, micrograms per kilogram | Coumarin | ug/kg | Recoverable |  |  |  | Dry |  | 2015-01-05
64890 | Farnesol, solids, recoverable, dry weight, micrograms per kilogram | Farnesol | ug/kg | Recoverable |  |  |  | Dry |  | 2014-10-03
64891 | trans-Geraniol, solids, recoverable, dry weight, micrograms per kilogram | trans-Geraniol | ug/kg | Recoverable |  |  |  | Dry |  | 2015-01-05
64892 | Isophytol, solids, recoverable, dry weight, micrograms per kilogram | Isophytol | ug/kg | Recoverable |  |  |  | Dry |  | 2015-01-05
64893 | Lanolin, solids, recoverable, dry weight, micrograms per kilogram | Lanolin | ug/kg | Recoverable |  |  |  | Dry |  | 2015-01-05
64894 | Linalool, solids, recoverable, dry weight, micrograms per kilogram | Linalool | ug/kg | Recoverable |  |  |  | Dry |  | 2015-01-05
64895 | Octyl methoxycinnamate, solids, recoverable, dry weight, micrograms per kilogram | Octyl methoxycinnamate | ug/kg | Recoverable |  |  |  | Dry |  | 2015-01-05
64896 | 1-(1,2,3,4,5,6,7,8-Octahydro-2,3,8,8-tetramethyl-2-naphthalenyl)ethanone (OTNE), solids, recoverable, dry weight, micrograms per kilogram | 1-(1,2,3,4,5,6,7,8-Octahydro-2,3,8,8-tetramethyl-2-naphthalenyl)ethanone | ug/kg | Recoverable |  |  |  | Dry |  | 2017-06-30
64897 | Panthenol, solids, recoverable, dry weight, micrograms per kilogram | Panthenol | ug/kg | Recoverable |  |  |  | Dry |  | 2015-01-05
64898 | Permethrin, solids, recoverable, dry weight, micrograms per kilogram | Permethrin | ug/kg | Recoverable |  |  |  | Dry |  | 2014-10-03
64899 | Phantolide, solids, recoverable, dry weight, micrograms per kilogram | Ethanone, 1-(2,3-dihydro-1,1,2,3,3,6-hexamethyl-1H-inden-5-yl)- | ug/kg | Recoverable |  |  |  | Dry |  | 2014-10-03
64900 | Phytol, solids, recoverable, dry weight, micrograms per kilogram | Phytol | ug/kg | Recoverable |  |  |  | Dry |  | 2015-01-05
64901 | Tetrabromophthalic anhydride, solids, recoverable, dry weight, micrograms per kilogram | Tetrabromophthalic anhydride | ug/kg | Recoverable |  |  |  | Dry |  | 2015-01-05
64902 | Vitamin E acetate, solids, recoverable, dry weight, micrograms per kilogram | Vitamin E acetate | ug/kg | Recoverable |  |  |  | Dry |  | 2015-01-05
64903 | Iodide, water, unfiltered, milligrams per liter | Iodide | mg/l | Total | [5 empty] | 2014-10-03
64904 | Mercury, solids, recoverable, dry weight, milligrams per kilogram | Mercury | mg/kg | Recoverable |  |  |  | Dry |  | 2014-10-03
64905 | Triclocarban, water, filtered, recoverable, micrograms per liter | Triclocarban | ug/l | Dissolved | [5 empty] | 2014-10-03
64906 | Iron, bed sediment, recoverable, dry weight, milligrams per kilogram | Iron | mg/kg | Bed Sediment |  |  |  | Dry |  | 2014-10-03
64907 | N-Cyclopropyl-N'-(1,1-dimethylethyl)-6-(methylthio)-1,3,5-triazine-2,4-diamine, solids, recoverable, dry weight, micrograms per kilogram | N-Cyclopropyl-N'-(1,1-dimethylethyl)-6-(methylthio)-1,3,5-triazine-2,4-diamine | ug/kg | Recoverable |  |  |  | Dry |  | 2015-01-05
64908 | 1,2,4-Trichlorobenzene, water, recoverable, nanograms per semipermeable membrane device | 1,2,4-Trichlorobenzene | ng/SPMD | Recoverable | [5 empty] | 2014-10-03
64909 | 1,2-Dichlorobenzene, water, recoverable, nanograms per semipermeable membrane device | o-Dichlorobenzene | ng/SPMD | Recoverable | [5 empty] | 2014-10-03
64910 | 1,2-Dimethylnaphthalene, water, recoverable, nanograms per semipermeable membrane device | 1,2-Dimethylnaphthalene | ng/SPMD | Recoverable | [5 empty] | 2014-10-03
64911 | 1,3-Dichlorobenzene, water, recoverable, nanograms per semipermeable membrane device | m-Dichlorobenzene | ng/SPMD | Recoverable | [5 empty] | 2014-10-03
64912 | 1,4-Dichlorobenzene, water, recoverable, nanograms per semipermeable membrane device | p-Dichlorobenzene | ng/SPMD | Recoverable | [5 empty] | 2014-10-03
64913 | 1,6-Dimethylnaphthalene, water, recoverable, nanograms per semipermeable membrane device | 1,6-Dimethylnaphthalene | ng/SPMD | Recoverable | [5 empty] | 2014-10-03
64914 | 1-Methyl-9H-fluorene, water, recoverable, nanograms per semipermeable membrane device | 1-Methylfluorene | ng/SPMD | Recoverable | [5 empty] | 2014-10-03
64915 | 1-Methylphenanthrene, water, recoverable, nanograms per semipermeable membrane device | 1-Methylphenanthrene | ng/SPMD | Recoverable | [5 empty] | 2014-10-03
64916 | 1-Methylpyrene, water, recoverable, nanograms per semipermeable membrane device | 1-Methylpyrene | ng/SPMD | Recoverable | [5 empty] | 2014-10-03
64917 | 2,2'-Biquinoline, water, recoverable, nanograms per semipermeable membrane device | 2,2'-Biquinoline | ng/SPMD | Recoverable | [5 empty] | 2014-10-03
64918 | 2,3,5,6-Tetramethylphenol, water, recoverable, nanograms per semipermeable membrane device | Durenol | ng/SPMD | Recoverable | [5 empty] | 2014-10-03
64919 | 2,3,6-Trimethylnaphthalene, water, recoverable, nanograms per semipermeable membrane device | 2,3,6-Trimethylnaphthalene | ng/SPMD | Recoverable | [5 empty] | 2014-10-03
64920 | 2,4,6-Trichlorophenol, water, recoverable, nanograms per semipermeable membrane device | 2,4,6-Trichlorophenol | ng/SPMD | Recoverable | [5 empty] | 2014-10-03
64921 | 2,4,6-Trimethylphenol, water, recoverable, nanograms per semipermeable membrane device | 2,4,6-Trimethylphenol | ng/SPMD | Recoverable | [5 empty] | 2014-10-03
64922 | 2,4-Dichlorophenol, water, recoverable, nanograms per semipermeable membrane device | 2,4-Dichlorophenol | ng/SPMD | Recoverable | [5 empty] | 2014-10-03
64923 | 2,4-Dinitrophenol, water, recoverable, nanograms per semipermeable membrane device | 2,4-Dinitrophenol | ng/SPMD | Recoverable | [5 empty] | 2014-10-03
64924 | 2,4-Dinitrotoluene, water, recoverable, nanograms per semipermeable membrane device | 2,4-Dinitrotoluene | ng/SPMD | Recoverable | [5 empty] | 2014-10-03
64925 | 2,6-Diethylaniline, water, recoverable, nanograms per semipermeable membrane device | 2,6-Diethylaniline | ng/SPMD | Recoverable | [5 empty] | 2014-10-03
64926 | 2,6-Dimethylnaphthalene, water, recoverable, nanograms per semipermeable membrane device | 2,6-Dimethylnaphthalene | ng/SPMD | Recoverable | [5 empty] | 2014-10-03
64927 | 2,6-Dinitrotoluene, water, recoverable, nanograms per semipermeable membrane device | 2,6-Dinitrotoluene | ng/SPMD | Recoverable | [5 empty] | 2014-10-03
64928 | 2-Chloro-4-isopropylamino-6-amino-s-triazine (CIAT), water, recoverable, nanograms per semipermeable membrane device | 2-Chloro-4-isopropylamino-6-amino-s-triazine | ng/SPMD | Recoverable | [5 empty] | 2017-06-30
64929 | 2-Chloronaphthalene, water, recoverable, nanograms per semipermeable membrane device | 2-Chloronaphthalene | ng/SPMD | Recoverable | [5 empty] | 2014-10-03
64930 | 2-Chlorophenol, water, recoverable, nanograms per semipermeable membrane device | o-Chlorophenol | ng/SPMD | Recoverable | [5 empty] | 2014-10-03
64931 | 2-Ethylnaphthalene, water, recoverable, nanograms per semipermeable membrane device | 2-Ethylnaphthalene | ng/SPMD | Recoverable | [5 empty] | 2014-10-03
64932 | 2-Methylanthracene, water, recoverable, nanograms per semipermeable membrane device | 2-Methylanthracene | ng/SPMD | Recoverable | [5 empty] | 2014-10-03
64933 | 2-Nitrophenol, water, recoverable, nanograms per semipermeable membrane device | o-Nitrophenol | ng/SPMD | Recoverable | [5 empty] | 2014-10-03
64934 | 3,5-Dimethylphenol, water, recoverable, nanograms per semipermeable membrane device | 3,5-Dimethylphenol | ng/SPMD | Recoverable | [5 empty] | 2014-10-03
64935 | 4,6-Dinitro-2-methylphenol, water, recoverable, nanograms per semipermeable membrane device | 4,6-Dinitro-o-cresol | ng/SPMD | Recoverable | [5 empty] | 2014-10-03
64936 | 4-Bromophenyl phenyl ether, water, recoverable, nanograms per semipermeable membrane device | BDE-003 | ng/SPMD | Recoverable | [5 empty] | 2014-10-03
64937 | 4-Chloro-3-methylphenol, water, recoverable, nanograms per semipermeable membrane device | p-Chloro-m-cresol | ng/SPMD | Recoverable | [5 empty] | 2014-10-03
64938 | 4-Chlorophenyl phenyl ether, water, recoverable, nanograms per semipermeable membrane device | p-Chlorophenyl phenyl ether | ng/SPMD | Recoverable | [5 empty] | 2014-10-03
64939 | 4H-Cyclopenta[def]phenanthrene, water, recoverable, nanograms per semipermeable membrane device | 4H-Cyclopenta[def]phenanthrene | ng/SPMD | Recoverable | [5 empty] | 2014-10-03
64940 | 4-Nitrophenol, water, recoverable, nanograms per semipermeable membrane device | p-Nitrophenol | ng/SPMD | Recoverable | [5 empty] | 2014-10-03
64941 | Acenaphthene, water, recoverable, nanograms per semipermeable membrane device | Acenaphthene | ng/SPMD | Recoverable | [5 empty] | 2014-10-03
64942 | Acenaphthylene, water, recoverable, nanograms per semipermeable membrane device | Acenaphthylene | ng/SPMD | Recoverable | [5 empty] | 2014-10-03
64943 | Acetochlor, water, recoverable, nanograms per semipermeable membrane device | Acetochlor | ng/SPMD | Recoverable | [5 empty] | 2014-10-03
64944 | Acridine, water, recoverable, nanograms per semipermeable membrane device | Acridine | ng/SPMD | Recoverable | [5 empty] | 2014-10-03
64945 | Alachlor, water, recoverable, nanograms per semipermeable membrane device | Alachlor | ng/SPMD | Recoverable | [5 empty] | 2014-10-03
64946 | Aldrin, water, recoverable, nanograms per semipermeable membrane device | Aldrin | ng/SPMD | Recoverable | [5 empty] | 2014-10-03
64947 | alpha-HCH, water, recoverable, nanograms per semipermeable membrane device | alpha-HCH (aLindane) | ng/SPMD | Recoverable | [5 empty] | 2020-01-21
64948 | Anthracene, water, recoverable, nanograms per semipermeable membrane device | Anthracene | ng/SPMD | Recoverable | [5 empty] | 2014-10-03
64949 | 9,10-Anthraquinone, water, recoverable, nanograms per semipermeable membrane device | Anthraquinone | ng/SPMD | Recoverable | [5 empty] | 2014-10-03
64950 | Atrazine, water, recoverable, nanograms per semipermeable membrane device | Atrazine | ng/SPMD | Recoverable | [5 empty] | 2014-10-03
64951 | Azinphos-methyl, water, recoverable, nanograms per semipermeable membrane device | Azinphos-methyl | ng/SPMD | Recoverable | [5 empty] | 2014-10-03
64952 | Azobenzene, water, recoverable, nanograms per semipermeable membrane device | Azobenzene | ng/SPMD | Recoverable | [5 empty] | 2014-10-03
64953 | Benfluralin, water, recoverable, nanograms per semipermeable membrane device | Benfluralin | ng/SPMD | Recoverable | [5 empty] | 2014-10-03
64954 | Benzo[a]anthracene, water, recoverable, nanograms per semipermeable membrane device | Benz[a]anthracene | ng/SPMD | Recoverable | [5 empty] | 2014-10-03
64955 | Benzo[a]pyrene, water, recoverable, nanograms per semipermeable membrane device | Benzo[a]pyrene | ng/SPMD | Recoverable | [5 empty] | 2014-10-03
64956 | Benzo[b]fluoranthene, water, recoverable, nanograms per semipermeable membrane device | Benzo(b)fluoranthene | ng/SPMD | Recoverable | [5 empty] | 2014-10-03
64957 | Benzo[c]cinnoline, water, recoverable, nanograms per semipermeable membrane device | Benzo[c]cinnoline | ng/SPMD | Recoverable | [5 empty] | 2014-10-03
64958 | Benzo[ghi]perylene, water, recoverable, nanograms per semipermeable membrane device | Benzo[g,h,i]perylene | ng/SPMD | Recoverable | [5 empty] | 2020-01-21
64959 | Benzo[k]fluoranthene, water, recoverable, nanograms per semipermeable membrane device | Benzo[k]fluoranthene | ng/SPMD | Recoverable | [5 empty] | 2014-10-03
64960 | beta-HCH, water, recoverable, nanograms per semipermeable membrane device | Benzene Hexachloride, Beta (BHC) | ng/SPMD | Recoverable | [5 empty] | 2020-01-21
64961 | Bis(2-chloroethoxy)methane, water, recoverable, nanograms per semipermeable membrane device | Bis(2-chloroethoxy)methane | ng/SPMD | Recoverable | [5 empty] | 2014-10-03
64962 | Bis(2-chloroethyl) ether, water, recoverable, nanograms per semipermeable membrane device | Bis(2-chloroethyl) ether | ng/SPMD | Recoverable | [5 empty] | 2014-10-03
64963 | Bis(2-chloroisopropyl) ether, water, recoverable, nanograms per semipermeable membrane device | Bis(2-chloroisopropyl) ether | ng/SPMD | Recoverable | [5 empty] | 2014-10-03
64964 | Bis(2-ethylhexyl) phthalate (DEHP), water, recoverable, nanograms per semipermeable membrane device | Di(2-ethoxylhexyl) phthalate | ng/SPMD | Recoverable | [5 empty] | 2020-01-21
64965 | Butylate, water, recoverable, nanograms per semipermeable membrane device | Butylate | ng/SPMD | Recoverable | [5 empty] | 2014-10-03
64966 | Benzyl n-butyl phthalate, water, recoverable, nanograms per semipermeable membrane device | Butyl benzyl phthalate | ng/SPMD | Recoverable | [5 empty] | 2014-10-03
64967 | C8-Alkylphenol, water, recoverable, nanograms per semipermeable membrane device | C8-Alkylphenol | ng/SPMD | Recoverable | [5 empty] | 2014-10-03
64968 | Carbaryl, water, recoverable, nanograms per semipermeable membrane device | Carbaryl | ng/SPMD | Recoverable | [5 empty] | 2014-10-03
64969 | Carbazole, water, recoverable, nanograms per semipermeable membrane device | Carbazole | ng/SPMD | Recoverable | [5 empty] | 2014-10-03
64970 | Carbofuran, water, recoverable, nanograms per semipermeable membrane device | Carbofuran | ng/SPMD | Recoverable | [5 empty] | 2014-10-03
64971 | Chlorpyrifos, water, recoverable, nanograms per semipermeable membrane device | Chlorpyrifos | ng/SPMD | Recoverable | [5 empty] | 2014-10-03
64972 | Chrysene, water, recoverable, nanograms per semipermeable membrane device | Chrysene | ng/SPMD | Recoverable | [5 empty] | 2014-10-03
64973 | cis-Chlordane, water, recoverable, nanograms per semipermeable membrane device | cis-Chlordane | ng/SPMD | Recoverable | [5 empty] | 2014-10-03
64974 | cis-Nonachlor, water, recoverable, nanograms per semipermeable membrane device | cis-Nonachlor | ng/SPMD | Recoverable | [5 empty] | 2014-10-03
64975 | cis-Permethrin, water, recoverable, nanograms per semipermeable membrane device | 1rs Cis-Permethrin | ng/SPMD | Recoverable | [5 empty] | 2014-10-03
64976 | Cyanazine, water, recoverable, nanograms per semipermeable membrane device | Cyanazine | ng/SPMD | Recoverable | [5 empty] | 2014-10-03
64977 | DCPA, water, recoverable, nanograms per semipermeable membrane device | Chlorthal-dimethyl | ng/SPMD | Recoverable | [5 empty] | 2014-10-03
64978 | delta-HCH, water, recoverable, nanograms per semipermeable membrane device | Benzene Hexachloride, Delta (BHC) | ng/SPMD | Recoverable | [5 empty] | 2020-01-21
64979 | Desulfinylfipronil, water, recoverable, nanograms per semipermeable membrane device | Fipronil Desulfinyl | ng/SPMD | Recoverable | [5 empty] | 2020-01-21
64980 | Desulfinylfipronil amide, water, recoverable, nanograms per semipermeable membrane device | Desulfinylfipronil amide | ng/SPMD | Recoverable | [5 empty] | 2014-10-03
64981 | Diazinon, water, recoverable, nanograms per semipermeable membrane device | Diazinon | ng/SPMD | Recoverable | [5 empty] | 2014-10-03
64982 | Dibenzo[a,h]anthracene, water, recoverable, nanograms per semipermeable membrane device | Dibenz[a,h]anthracene | ng/SPMD | Recoverable | [5 empty] | 2014-10-03
64983 | Dibenzothiophene, water, recoverable, nanograms per semipermeable membrane device | Dibenzothiophene | ng/SPMD | Recoverable | [5 empty] | 2014-10-03
64984 | Dieldrin, water, recoverable, nanograms per semipermeable membrane device | Dieldrin | ng/SPMD | Recoverable | [5 empty] | 2014-10-03
64985 | Diethyl phthalate, water, recoverable, nanograms per semipermeable membrane device | Diethyl phthalate | ng/SPMD | Recoverable | [5 empty] | 2014-10-03
64986 | Dimethyl phthalate, water, recoverable, nanograms per semipermeable membrane device | Dimethyl phthalate | ng/SPMD | Recoverable | [5 empty] | 2014-10-03
64987 | Di-n-butyl phthalate, water, recoverable, nanograms per semipermeable membrane device | Dibutyl phthalate | ng/SPMD | Recoverable | [5 empty] | 2014-10-03
64988 | Di-n-octyl phthalate, water, recoverable, nanograms per semipermeable membrane device | Di-n-octyl phthalate | ng/SPMD | Recoverable | [5 empty] | 2014-10-03
64989 | Disulfoton, water, recoverable, nanograms per semipermeable membrane device | Disulfoton | ng/SPMD | Recoverable | [5 empty] | 2014-10-03
64990 | Endrin, water, recoverable, nanograms per semipermeable membrane device | Endrin | ng/SPMD | Recoverable | [5 empty] | 2014-10-03
64991 | EPTC, water, recoverable, nanograms per semipermeable membrane device | S-Ethyl dipropylthiocarbamate | ng/SPMD | Recoverable | [5 empty] | 2014-10-03
64992 | Ethalfluralin, water, recoverable, nanograms per semipermeable membrane device | Ethalfluralin | ng/SPMD | Recoverable | [5 empty] | 2014-10-03
64993 | Ethoprop, water, recoverable, nanograms per semipermeable membrane device | Ethoprop | ng/SPMD | Recoverable | [5 empty] | 2014-10-03
64994 | Fipronil, water, recoverable, nanograms per semipermeable membrane device | Fipronil | ng/SPMD | Recoverable | [5 empty] | 2014-10-03
64995 | Fipronil sulfide, water, recoverable, nanograms per semipermeable membrane device | Fipronil Sulfide | ng/SPMD | Recoverable | [5 empty] | 2020-01-21
64996 | Fipronil sulfone, water, recoverable, nanograms per semipermeable membrane device | Fipronil Sulfone | ng/SPMD | Recoverable | [5 empty] | 2014-10-03
64997 | Fluoranthene, water, recoverable, nanograms per semipermeable membrane device | Fluoranthene | ng/SPMD | Recoverable | [5 empty] | 2014-10-03
64998 | 9H-Fluorene, water, recoverable, nanograms per semipermeable membrane device | Fluorene | ng/SPMD | Recoverable | [5 empty] | 2017-06-30
64999 | Fonofos, water, recoverable, nanograms per semipermeable membrane device | Fonofos | ng/SPMD | Recoverable | [5 empty] | 2014-10-03
65000 | Heptachlor, water, recoverable, nanograms per semipermeable membrane device | Heptachlor | ng/SPMD | Recoverable | [5 empty] | 2014-10-03
65001 | Heptachlor epoxide, water, recoverable, nanograms per semipermeable membrane device | Heptachlor epoxide | ng/SPMD | Recoverable | [5 empty] | 2014-10-03
65002 | Hexachlorobenzene, water, recoverable, nanograms per semipermeable membrane device | Hexachlorobenzene | ng/SPMD | Recoverable | [5 empty] | 2014-10-03
65003 | Hexachlorobutadiene, water, recoverable, nanograms per semipermeable membrane device | Hexachlorobutadiene | ng/SPMD | Recoverable | [5 empty] | 2014-10-03
65004 | Hexachlorocyclopentadiene, water, recoverable, nanograms per semipermeable membrane device | Hexachlorocyclopentadiene | ng/SPMD | Recoverable | [5 empty] | 2014-10-03
65005 | Hexachloroethane, water, recoverable, nanograms per semipermeable membrane device | Hexachloroethane | ng/SPMD | Recoverable | [5 empty] | 2014-10-03
65006 | Indeno[1,2,3-cd]pyrene, water, recoverable, nanograms per semipermeable membrane device | Indeno[1,2,3-cd]pyrene | ng/SPMD | Recoverable | [5 empty] | 2014-10-03
65007 | Isophorone, water, recoverable, nanograms per semipermeable membrane device | Isophorone | ng/SPMD | Recoverable | [5 empty] | 2014-10-03
65008 | Isoquinoline, water, recoverable, nanograms per semipermeable membrane device | Isoquinoline | ng/SPMD | Recoverable | [5 empty] | 2014-10-03
65009 | Lindane, water, recoverable, nanograms per semipermeable membrane device | Lindane | ng/SPMD | Recoverable | [5 empty] | 2014-10-03
65011 | Linuron, water, recoverable, nanograms per semipermeable membrane device | Linuron | ng/SPMD | Recoverable | [5 empty] | 2014-10-03
65012 | Malathion, water, recoverable, nanograms per semipermeable membrane device | Malathion | ng/SPMD | Recoverable | [5 empty] | 2014-10-03
65013 | Metolachlor, water, recoverable, nanograms per semipermeable membrane device | Metolachlor | ng/SPMD | Recoverable | [5 empty] | 2014-10-03
65014 | Metribuzin, water, recoverable, nanograms per semipermeable membrane device | Metribuzin | ng/SPMD | Recoverable | [5 empty] | 2014-10-03
65015 | Mirex, water, recoverable, nanograms per semipermeable membrane device | Mirex | ng/SPMD | Recoverable | [5 empty] | 2014-10-03
65016 | Molinate, water, recoverable, nanograms per semipermeable membrane device | Molinate | ng/SPMD | Recoverable | [5 empty] | 2014-10-03
65017 | Naphthalene, water, recoverable, nanograms per semipermeable membrane device | Naphthalene | ng/SPMD | Recoverable | [5 empty] | 2014-10-03
65018 | Napropamide, water, recoverable, nanograms per semipermeable membrane device | Napropamide | ng/SPMD | Recoverable | [5 empty] | 2014-10-03
65019 | Nitrobenzene, water, recoverable, nanograms per semipermeable membrane device | Nitrobenzene | ng/SPMD | Recoverable | [5 empty] | 2014-10-03
65020 | N-Nitrosodi-n-propylamine, water, recoverable, nanograms per semipermeable membrane device | N-Nitrosodi-n-propylamine | ng/SPMD | Recoverable | [5 empty] | 2014-10-03
65021 | N-Nitrosodiphenylamine, water, recoverable, nanograms per semipermeable membrane device | N-Nitrosodiphenylamine | ng/SPMD | Recoverable | [5 empty] | 2014-10-03
65022 | o,p'-DDD, water, recoverable, nanograms per semipermeable membrane device | o,p'-DDD | ng/SPMD | Recoverable | [5 empty] | 2014-10-03
65023 | o,p'-DDE, water, recoverable, nanograms per semipermeable membrane device | o,p'-DDE | ng/SPMD | Recoverable | [5 empty] | 2014-10-03
65024 | o,p'-DDT, water, recoverable, nanograms per semipermeable membrane device | o,p'-DDT | ng/SPMD | Recoverable | [5 empty] | 2014-10-03
65025 | o,p'-Methoxychlor, water, recoverable, nanograms per semipermeable membrane device | o,p'-Methoxychlor | ng/SPMD | Recoverable | [5 empty] | 2014-10-03
65026 | Oxychlordane, water, recoverable, nanograms per semipermeable membrane device | Oxychlordane | ng/SPMD | Recoverable | [5 empty] | 2014-10-03
65027 | p,p'-DDD, water, recoverable, nanograms per semipermeable membrane device | p,p'-DDD | ng/SPMD | Recoverable | [5 empty] | 2014-10-03
65028 | p,p'-DDE, water, recoverable, nanograms per semipermeable membrane device | p,p'-DDE | ng/SPMD | Recoverable | [5 empty] | 2014-10-03
65029 | p,p'-DDT, water, recoverable, nanograms per semipermeable membrane device | p,p'-DDT | ng/SPMD | Recoverable | [5 empty] | 2014-10-03
65030 | p,p'-Methoxychlor, water, recoverable, nanograms per semipermeable membrane device | Methoxychlor | ng/SPMD | Recoverable | [5 empty] | 2014-10-03
65031 | Parathion, water, recoverable, nanograms per semipermeable membrane device | Parathion | ng/SPMD | Recoverable | [5 empty] | 2014-10-03
65032 | Methyl parathion, water, recoverable, nanograms per semipermeable membrane device | Methyl parathion | ng/SPMD | Recoverable | [5 empty] | 2014-10-03
65033 | p-Cresol, water, recoverable, nanograms per semipermeable membrane device | p-Cresol | ng/SPMD | Recoverable | [5 empty] | 2014-10-03
65034 | Pebulate, water, recoverable, nanograms per semipermeable membrane device | Pebulate | ng/SPMD | Recoverable | [5 empty] | 2014-10-03
65035 | Pendimethalin, water, recoverable, nanograms per semipermeable membrane device | Pendimethalin | ng/SPMD | Recoverable | [5 empty] | 2014-10-03
65036 | Pentachloroanisole, water, recoverable, nanograms per semipermeable membrane device | Pentachloroanisole | ng/SPMD | Recoverable | [5 empty] | 2014-10-03
65037 | Pentachloronitrobenzene, water, recoverable, nanograms per semipermeable membrane device | Pentachloronitrobenzene | ng/SPMD | Recoverable | [5 empty] | 2014-10-03
65038 | Pentachlorophenol, water, recoverable, nanograms per semipermeable membrane device | Pentachlorophenol | ng/SPMD | Recoverable | [5 empty] | 2014-10-03
65039 | Phenanthrene, water, recoverable, nanograms per semipermeable membrane device | Phenanthrene | ng/SPMD | Recoverable | [5 empty] | 2014-10-03
65040 | Phenanthridine, water, recoverable, nanograms per semipermeable membrane device | Phenanthridine | ng/SPMD | Recoverable | [5 empty] | 2014-10-03
65041 | Phenol, water, recoverable, nanograms per semipermeable membrane device | Phenol | ng/SPMD | Recoverable | [5 empty] | 2014-10-03
65042 | Phorate, water, recoverable, nanograms per semipermeable membrane device | Phorate | ng/SPMD | Recoverable | [5 empty] | 2014-10-03
65043 | PCBs, water, recoverable, nanograms per semipermeable membrane device | Polychlorinated biphenyls | ng/SPMD | Recoverable | [5 empty] | 2014-10-03
65044 | Prometon, water, recoverable, nanograms per semipermeable membrane device | Prometon | ng/SPMD | Recoverable | [5 empty] | 2014-10-03
65045 | Propachlor, water, recoverable, nanograms per semipermeable membrane device | Propachlor | ng/SPMD | Recoverable | [5 empty] | 2014-10-03
65046 | Propanil, water, recoverable, nanograms per semipermeable membrane device | Propanil | ng/SPMD | Recoverable | [5 empty] | 2014-10-03
65047 | Propargite, water, recoverable, nanograms per semipermeable membrane device | Propargite | ng/SPMD | Recoverable | [5 empty] | 2014-10-03
65048 | Propyzamide, water, recoverable, nanograms per semipermeable membrane device | Pronamide | ng/SPMD | Recoverable | [5 empty] | 2014-10-03
65049 | Pyrene, water, recoverable, nanograms per semipermeable membrane device | Pyrene | ng/SPMD | Recoverable | [5 empty] | 2014-10-03
65050 | Quinoline, water, recoverable, nanograms per semipermeable membrane device | Quinoline | ng/SPMD | Recoverable | [5 empty] | 2014-10-03
65051 | Simazine, water, recoverable, nanograms per semipermeable membrane device | Simazine | ng/SPMD | Recoverable | [5 empty] | 2014-10-03
65052 | Tebuthiuron, water, recoverable, nanograms per semipermeable membrane device | Tebuthiuron | ng/SPMD | Recoverable | [5 empty] | 2014-10-03
65053 | Terbacil, water, recoverable, nanograms per semipermeable membrane device | Terbacil | ng/SPMD | Recoverable | [5 empty] | 2014-10-03
65054 | Terbufos, water, recoverable, nanograms per semipermeable membrane device | Terbufos | ng/SPMD | Recoverable | [5 empty] | 2014-10-03
65055 | Thiobencarb, water, recoverable, nanograms per semipermeable membrane device | Thiobencarb | ng/SPMD | Recoverable | [5 empty] | 2014-10-03
65056 | Toxaphene, water, recoverable, nanograms per semipermeable membrane device | Toxaphene | ng/SPMD | Recoverable | [5 empty] | 2014-10-03
65057 | trans-Chlordane, water, recoverable, nanograms per semipermeable membrane device | trans-Chlordane | ng/SPMD | Recoverable | [5 empty] | 2014-10-03
65058 | trans-Nonachlor, water, recoverable, nanograms per semipermeable membrane device | trans-Nonachlor | ng/SPMD | Recoverable | [5 empty] | 2014-10-03
65059 | Triallate, water, recoverable, nanograms per semipermeable membrane device | Triallate | ng/SPMD | Recoverable | [5 empty] | 2014-10-03
65060 | Trifluralin, water, recoverable, nanograms per semipermeable membrane device | Trifluralin | ng/SPMD | Recoverable | [5 empty] | 2014-10-03
65061 | 1-Nitroso-3,5-dinitro-1,3,5-triazacyclohexane, water, unfiltered, recoverable, micrograms per liter | 1-Nitroso-3,5-dinitro-1,3,5-triazacyclohexane | ug/l | Recoverable | [5 empty] | 2014-10-03
65062 | 1,3-Dinitroso-5-nitro-1,3,5-triazacyclohexane, water, unfiltered, recoverable, micrograms per liter | 1,3-Dinitroso-5-nitro-1,3,5-triazacyclohexane | ug/l | Recoverable | [5 empty] | 2014-10-03
65063 | 1,3,5-Trinitroso-1,3,5-triazacyclohexane, water, unfiltered, recoverable, micrograms per liter | 1,3,5-Trinitroso-1,3,5-triazacyclohexane | ug/l | Recoverable | [5 empty] | 2014-10-03
65064 | Alachlor, water, filtered, recoverable, nanograms per liter | Alachlor | ng/l | Dissolved | [5 empty] | 2014-10-03
65065 | Atrazine, water, filtered, recoverable, nanograms per liter | Atrazine | ng/l | Dissolved | [5 empty] | 2014-10-03
65066 | Azinphos-methyl, water, filtered, recoverable, nanograms per liter | Azinphos-methyl | ng/l | Dissolved | [5 empty] | 2014-10-03
65067 | Bifenthrin, water, filtered, recoverable, nanograms per liter | Bifenthrin | ng/l | Dissolved | [5 empty] | 2014-10-03
65068 | Butylate, water, filtered, recoverable, nanograms per liter | Butylate | ng/l | Dissolved | [5 empty] | 2014-10-03
65069 | Carbaryl, water, filtered, recoverable, nanograms per liter | Carbaryl | ng/l | Dissolved | [5 empty] | 2014-10-03
65070 | Carbofuran, water, filtered, recoverable, nanograms per liter | Carbofuran | ng/l | Dissolved | [5 empty] | 2014-10-03
65071 | Chlorothalonil, water, filtered, recoverable, nanograms per liter | Chlorothalonil | ng/l | Dissolved | [5 empty] | 2014-10-03
65072 | Chlorpyrifos, water, filtered, recoverable, nanograms per liter | Chlorpyrifos | ng/l | Dissolved | [5 empty] | 2014-10-03
65073 | Cycloate, water, filtered, recoverable, nanograms per liter | Cycloate | ng/l | Dissolved | [5 empty] | 2014-10-03
65074 | Cyfluthrin, water, filtered, recoverable, nanograms per liter | Cyfluthrin | ng/l | Dissolved | [5 empty] | 2015-01-05
65075 | Cypermethrin, water, filtered, recoverable, nanograms per liter | Beta Cypermethrin | ng/l | Dissolved | [5 empty] | 2014-10-03
65076 | DCPA, water, filtered, recoverable, nanograms per liter | Chlorthal-dimethyl | ng/l | Dissolved | [5 empty] | 2014-10-03
65077 | Deltamethrin, water, filtered, recoverable, nanograms per liter | Deltamethrin | ng/l | Dissolved | [5 empty] | 2014-10-03
65078 | Diazinon, water, filtered, recoverable, nanograms per liter | Diazinon | ng/l | Dissolved | [5 empty] | 2014-10-03
65079 | Diethatyl-ethyl, water, filtered, recoverable, nanograms per liter | Diethatyl ethyl | ng/l | Dissolved | [5 empty] | 2014-10-03
65080 | EPTC, water, filtered, recoverable, nanograms per liter | S-Ethyl dipropylthiocarbamate | ng/l | Dissolved | [5 empty] | 2014-10-03
65081 | Esfenvalerate, water, filtered, recoverable, nanograms per liter | Esfenvalerate | ng/l | Dissolved | [5 empty] | 2014-10-03
65082 | Ethalfluralin, water, filtered, recoverable, nanograms per liter | Ethalfluralin | ng/l | Dissolved | [5 empty] | 2014-10-03
65083 | Fenpropathrin, water, filtered, recoverable, nanograms per liter | Fenpropathrin | ng/l | Dissolved | [5 empty] | 2014-10-03
65084 | Fonofos, water, filtered, recoverable, nanograms per liter | Fonofos | ng/l | Dissolved | [5 empty] | 2014-10-03
65085 | Hexazinone, water, filtered, recoverable, nanograms per liter | Hexazinone | ng/l | Dissolved | [5 empty] | 2014-10-03
65086 | lambda-Cyhalothrin, water, filtered, recoverable, nanograms per liter | .lambda.-Cyhalothrin | ng/l | Dissolved | [5 empty] | 2014-10-03
65087 | Malathion, water, filtered, recoverable, nanograms per liter | Malathion | ng/l | Dissolved | [5 empty] | 2014-10-03
65088 | Methidathion, water, filtered, recoverable, nanograms per liter | Methidathion | ng/l | Dissolved | [5 empty] | 2014-10-03
65089 | Methyl parathion, water, filtered, recoverable, nanograms per liter | Methyl parathion | ng/l | Dissolved | [5 empty] | 2014-10-03
65090 | Metolachlor, water, filtered, recoverable, nanograms per liter | Metolachlor | ng/l | Dissolved | [5 empty] | 2014-10-03
65091 | Molinate, water, filtered, recoverable, nanograms per liter | Molinate | ng/l | Dissolved | [5 empty] | 2014-10-03
65092 | Napropamide, water, filtered, recoverable, nanograms per liter | Napropamide | ng/l | Dissolved | [5 empty] | 2014-10-03
65093 | Oxyfluorfen, water, filtered, recoverable, nanograms per liter | Oxyfluorfen | ng/l | Dissolved | [5 empty] | 2014-10-03
65094 | p,p'-DDD, water, filtered, recoverable, nanograms per liter | p,p'-DDD | ng/l | Dissolved | [5 empty] | 2014-10-03
65095 | p,p'-DDE, water, filtered, recoverable, nanograms per liter | p,p'-DDE | ng/l | Dissolved | [5 empty] | 2014-10-03
65096 | p,p'-DDT, water, filtered, recoverable, nanograms per liter | p,p'-DDT | ng/l | Dissolved | [5 empty] | 2014-10-03
65097 | Pebulate, water, filtered, recoverable, nanograms per liter | Pebulate | ng/l | Dissolved | [5 empty] | 2014-10-03
65098 | Pendimethalin, water, filtered, recoverable, nanograms per liter | Pendimethalin | ng/l | Dissolved | [5 empty] | 2014-10-03
65099 | Permethrin, water, filtered, recoverable, nanograms per liter | Permethrin | ng/l | Dissolved | [5 empty] | 2014-10-03
65100 | Phenothrin, water, filtered, recoverable, nanograms per liter | Phenothrin | ng/l | Dissolved | [5 empty] | 2014-10-03
65101 | Phosmet, water, filtered, recoverable, nanograms per liter | Phosmet | ng/l | Dissolved | [5 empty] | 2014-10-03
65102 | Piperonyl butoxide, water, filtered, recoverable, nanograms per liter | Piperonyl butoxide | ng/l | Dissolved | [5 empty] | 2014-10-03
65103 | Prometryn, water, filtered, recoverable, nanograms per liter | Prometryn | ng/l | Dissolved | [5 empty] | 2014-10-03
65104 | Resmethrin, water, filtered, recoverable, nanograms per liter | Resmethrin | ng/l | Dissolved | [5 empty] | 2014-10-03
65105 | Simazine, water, filtered, recoverable, nanograms per liter | Simazine | ng/l | Dissolved | [5 empty] | 2014-10-03
65106 | tau-Fluvalinate, water, filtered, recoverable, nanograms per liter | Tau-fluvalinate | ng/l | Dissolved | [5 empty] | 2014-10-03
65107 | Thiobencarb, water, filtered, recoverable, nanograms per liter | Thiobencarb | ng/l | Dissolved | [5 empty] | 2014-10-03
65108 | Trifluralin, water, filtered, recoverable, nanograms per liter | Trifluralin | ng/l | Dissolved | [5 empty] | 2014-10-03
65109 | Cyfluthrin, bed sediment, recoverable, dry weight, micrograms per kilogram | Cyfluthrin | ug/kg | Bed Sediment |  |  |  | Dry |  | 2015-01-05
65110 | Deltamethrin, bed sediment, recoverable, dry weight, micrograms per kilogram | Deltamethrin | ug/kg | Bed Sediment |  |  |  | Dry |  | 2014-10-03
65111 | Fenpropathrin, bed sediment, recoverable, dry weight, micrograms per kilogram | Fenpropathrin | ug/kg | Bed Sediment |  |  |  | Dry |  | 2014-10-03
65112 | Phenothrin, bed sediment, recoverable, dry weight, micrograms per kilogram | Phenothrin | ug/kg | Bed Sediment |  |  |  | Dry |  | 2014-10-03
65113 | Resmethrin, bed sediment, recoverable, dry weight, micrograms per kilogram | Resmethrin | ug/kg | Bed Sediment |  |  |  | Dry |  | 2014-10-03
65114 | tau-Fluvalinate, bed sediment, recoverable, dry weight, micrograms per kilogram | Tau-fluvalinate | ug/kg | Bed Sediment |  |  |  | Dry |  | 2014-10-03
65115 | Azinphos-methyl, suspended sediment, recoverable, dry weight, micrograms per kilogram | Azinphos-methyl | ug/kg | Suspended |  |  |  | Dry |  | 2014-10-03
65116 | Butylate, suspended sediment, recoverable, dry weight, micrograms per kilogram | Butylate | ug/kg | Suspended |  |  |  | Dry |  | 2014-10-03
65117 | Carbaryl, suspended sediment, recoverable, dry weight, micrograms per kilogram | Carbaryl | ug/kg | Suspended |  |  |  | Dry |  | 2014-10-03
65118 | Carbofuran, suspended sediment, recoverable, dry weight, micrograms per kilogram | Carbofuran | ug/kg | Suspended |  |  |  | Dry |  | 2014-10-03
65119 | Chlorothalonil, suspended sediment, recoverable, dry weight, micrograms per kilogram | Chlorothalonil | ug/kg | Suspended |  |  |  | Dry |  | 2014-10-03
65120 | Chlorpyrifos, suspended sediment, recoverable, dry weight, micrograms per kilogram | Chlorpyrifos | ug/kg | Suspended |  |  |  | Dry |  | 2014-10-03
65121 | Cycloate, suspended sediment, recoverable, dry weight, micrograms per kilogram | Cycloate | ug/kg | Suspended |  |  |  | Dry |  | 2014-10-03
65122 | Cyfluthrin, suspended sediment, recoverable, dry weight, micrograms per kilogram | Cyfluthrin | ug/kg | Suspended |  |  |  | Dry |  | 2015-01-05
65123 | Cypermethrin, suspended sediment, recoverable, dry weight, micrograms per kilogram | Beta Cypermethrin | ug/kg | Suspended |  |  |  | Dry |  | 2014-10-03
65124 | DCPA, suspended sediment, recoverable, dry weight, micrograms per kilogram | Chlorthal-dimethyl | ug/kg | Suspended |  |  |  | Dry |  | 2014-10-03
65125 | Deltamethrin, suspended sediment, recoverable, dry weight, micrograms per kilogram | Deltamethrin | ug/kg | Suspended |  |  |  | Dry |  | 2014-10-03
65126 | Diazinon, suspended sediment, recoverable, dry weight, micrograms per kilogram | Diazinon | ug/kg | Suspended |  |  |  | Dry |  | 2014-10-03
65127 | Diethatyl-ethyl, suspended sediment, recoverable, dry weight, micrograms per kilogram | Diethatyl ethyl | ug/kg | Suspended |  |  |  | Dry |  | 2014-10-03
65128 | EPTC, suspended sediment, recoverable, dry weight, micrograms per kilogram | S-Ethyl dipropylthiocarbamate | ug/kg | Suspended |  |  |  | Dry |  | 2014-10-03
65129 | Esfenvalerate, suspended sediment, recoverable, dry weight, micrograms per kilogram | Esfenvalerate | ug/kg | Suspended |  |  |  | Dry |  | 2014-10-03
65130 | Ethalfluralin, suspended sediment, recoverable, dry weight, micrograms per kilogram | Ethalfluralin | ug/kg | Suspended |  |  |  | Dry |  | 2014-10-03
65131 | Fenpropathrin, suspended sediment, recoverable, dry weight, micrograms per kilogram | Fenpropathrin | ug/kg | Suspended |  |  |  | Dry |  | 2014-10-03
65132 | Fonofos, suspended sediment, recoverable, dry weight, micrograms per kilogram | Fonofos | ug/kg | Suspended |  |  |  | Dry |  | 2014-10-03
65133 | Hexazinone, suspended sediment, recoverable, dry weight, micrograms per kilogram | Hexazinone | ug/kg | Suspended |  |  |  | Dry |  | 2014-10-03
65134 | lambda-Cyhalothrin, suspended sediment, recoverable, dry weight, micrograms per kilogram | .lambda.-Cyhalothrin | ug/kg | Suspended |  |  |  | Dry |  | 2014-10-03
65135 | Malathion, suspended sediment, recoverable, dry weight, micrograms per kilogram | Malathion | ug/kg | Suspended |  |  |  | Dry |  | 2014-10-03
65136 | Methidathion, suspended sediment, recoverable, dry weight, micrograms per kilogram | Methidathion | ug/kg | Suspended |  |  |  | Dry |  | 2014-10-03
65137 | Methyl parathion, suspended sediment, recoverable, dry weight, micrograms per kilogram | Methyl parathion | ug/kg | Suspended |  |  |  | Dry |  | 2014-10-03
65138 | Molinate, suspended sediment, recoverable, dry weight, micrograms per kilogram | Molinate | ug/kg | Suspended |  |  |  | Dry |  | 2014-10-03
65139 | Napropamide, suspended sediment, recoverable, dry weight, micrograms per kilogram | Napropamide | ug/kg | Suspended |  |  |  | Dry |  | 2014-10-03
65140 | Oxyfluorfen, suspended sediment, recoverable, dry weight, micrograms per kilogram | Oxyfluorfen | ug/kg | Suspended |  |  |  | Dry |  | 2014-10-03
65141 | Pebulate, suspended sediment, recoverable, dry weight, micrograms per kilogram | Pebulate | ug/kg | Suspended |  |  |  | Dry |  | 2014-10-03
65142 | Pendimethalin, suspended sediment, recoverable, dry weight, micrograms per kilogram | Pendimethalin | ug/kg | Suspended |  |  |  | Dry |  | 2014-10-03
65143 | Permethrin, suspended sediment, recoverable, dry weight, micrograms per kilogram | Permethrin | ug/kg | Suspended |  |  |  | Dry |  | 2014-10-03
65144 | Phenothrin, suspended sediment, recoverable, dry weight, micrograms per kilogram | Phenothrin | ug/kg | Suspended |  |  |  | Dry |  | 2014-10-03
65145 | Phosmet, suspended sediment, recoverable, dry weight, micrograms per kilogram | Phosmet | ug/kg | Suspended |  |  |  | Dry |  | 2014-10-03
65146 | Piperonyl butoxide, suspended sediment, recoverable, dry weight, micrograms per kilogram | Piperonyl butoxide | ug/kg | Suspended |  |  |  | Dry |  | 2014-10-03
65147 | Resmethrin, suspended sediment, recoverable, dry weight, micrograms per kilogram | Resmethrin | ug/kg | Suspended |  |  |  | Dry |  | 2014-10-03
65148 | tau-Fluvalinate, suspended sediment, recoverable, dry weight, micrograms per kilogram | Tau-fluvalinate | ug/kg | Suspended |  |  |  | Dry |  | 2014-10-03
65149 | Thiobencarb, suspended sediment, recoverable, dry weight, micrograms per kilogram | Thiobencarb | ug/kg | Suspended |  |  |  | Dry |  | 2014-10-03
65150 | Atrazine, water, unfiltered, immunoassay, micrograms per liter | Atrazine | ug/l | Total | [5 empty] | 2014-10-03
65151 | Metolachlor, water, unfiltered, immunoassay, micrograms per liter | Metolachlor | ug/l | Total | [5 empty] | 2014-10-03
65152 | Simazine, water, unfiltered, immunoassay, micrograms per liter | Simazine | ug/l | Total | [5 empty] | 2014-10-03
65153 | Diazinon, water, unfiltered, immunoassay, micrograms per liter | Diazinon | ug/l | Total | [5 empty] | 2014-10-03
65154 | Chlorpyrifos, water, unfiltered, immunoassay, micrograms per liter | Chlorpyrifos | ug/l | Total | [5 empty] | 2014-10-03
65155 | alpha-HCH, water, unfiltered, recoverable, nanograms per liter | alpha-HCH (aLindane) | ng/l | Recoverable | [5 empty] | 2020-01-21
65156 | cis-Chlordane, water, unfiltered, recoverable, nanograms per liter | cis-Chlordane | ng/l | Recoverable | [5 empty] | 2014-10-03
65157 | cis-Nonachlor, water, unfiltered, recoverable, nanograms per liter | cis-Nonachlor | ng/l | Recoverable | [5 empty] | 2014-10-03
65158 | Hexachlorobenzene, water, unfiltered, recoverable, nanograms per liter | Hexachlorobenzene | ng/l | Recoverable | [5 empty] | 2014-10-03
65159 | Lindane, water, unfiltered, recoverable, nanograms per liter | Lindane | ng/l | Recoverable | [5 empty] | 2014-10-03
65160 | Oxychlordane, water, unfiltered, recoverable, nanograms per liter | Oxychlordane | ng/l | Recoverable | [5 empty] | 2014-10-03
65161 | p,p'-DDD, water, unfiltered, recoverable, nanograms per liter | p,p'-DDD | ng/l | Recoverable | [5 empty] | 2014-10-03
65162 | p,p'-DDE, water, unfiltered, recoverable, nanograms per liter | p,p'-DDE | ng/l | Recoverable | [5 empty] | 2014-10-03
65163 | p,p'-DDT, water, unfiltered, recoverable, nanograms per liter | p,p'-DDT | ng/l | Recoverable | [5 empty] | 2014-10-03
65164 | trans-Chlordane, water, unfiltered, recoverable, nanograms per liter | trans-Chlordane | ng/l | Recoverable | [5 empty] | 2014-10-03
65165 | trans-Nonachlor, water, unfiltered, recoverable, nanograms per liter | trans-Nonachlor | ng/l | Recoverable | [5 empty] | 2014-10-03
65166 | Toxaphene, water, unfiltered, recoverable, nanograms per liter | Toxaphene | ng/l | Recoverable | [5 empty] | 2014-10-03
65167 | alpha-Apo-oxytetracycline, water, filtered, recoverable, micrograms per liter | .alpha.-Apo-oxytetracycline | ug/l | Dissolved | [5 empty] | 2016-10-06
65168 | beta-Apo-oxytetracycline, water, filtered, recoverable, micrograms per liter | .beta.-Apo-oxytetracycline | ug/l | Dissolved | [5 empty] | 2016-10-06
65169 | Methylene blue active substances, water, filtered, recoverable, milligrams per liter | MBAS | mg/l | Dissolved | [5 empty] | 2014-10-03
65170 | Aluminum, bed sediment smaller than 62.5 microns, wet sieved, field, total digestion, dry weight, milligrams per kilogram | Aluminum | mg/kg | Bed Sediment |  |  |  | Dry | < 62.5 microns | 2014-10-03
65171 | Calcium, bed sediment smaller than 62.5 microns, wet sieved, field, total digestion, dry weight, milligrams per kilogram | Calcium | mg/kg | Bed Sediment |  |  |  | Dry | < 62.5 microns | 2014-10-03
65172 | Cesium, bed sediment smaller than 62.5 microns, wet sieved, field, total digestion, dry weight, milligrams per kilogram | Cesium | mg/kg | Bed Sediment |  |  |  | Dry | < 62.5 microns | 2014-10-03
65173 | Iron, bed sediment smaller than 62.5 microns, wet sieved, field, total digestion, dry weight, milligrams per kilogram | Iron | mg/kg | Bed Sediment |  |  |  | Dry | < 62.5 microns | 2014-10-03
65174 | Magnesium, bed sediment smaller than 62.5 microns, wet sieved, field, total digestion, dry weight, milligrams per kilogram | Magnesium | mg/kg | Bed Sediment |  |  |  | Dry | < 62.5 microns | 2014-10-03
65175 | Phosphorus, bed sediment smaller than 62.5 microns, wet sieved, field, total digestion, dry weight, milligrams per kilogram as phosphorus | Phosphorus | mg/kg | Bed Sediment |  |  |  | Dry | < 62.5 microns | 2015-04-09
65176 | Potassium, bed sediment smaller than 62.5 microns, wet sieved, field, total digestion, dry weight, milligrams per kilogram | Potassium | mg/kg | Bed Sediment |  |  |  | Dry | < 62.5 microns | 2014-10-03
65177 | Rubidium, bed sediment smaller than 62.5 microns, wet sieved, field, total digestion, dry weight, milligrams per kilogram | Rubidium | mg/kg | Bed Sediment |  |  |  | Dry | < 62.5 microns | 2014-10-03
65178 | Sodium, bed sediment smaller than 62.5 microns, wet sieved, field, total digestion, dry weight, milligrams per kilogram | Sodium | mg/kg | Bed Sediment |  |  |  | Dry | < 62.5 microns | 2014-10-03
65179 | Titanium, bed sediment smaller than 62.5 microns, wet sieved, field, total digestion, dry weight, milligrams per kilogram | Titanium | mg/kg | Bed Sediment |  |  |  | Dry | < 62.5 microns | 2014-10-03
65180 | Carisoprodol, water, filtered, recoverable, micrograms per liter | Carisoprodol | ug/l | Dissolved | [5 empty] | 2014-10-03
65181 | Carisoprodol, water, unfiltered, recoverable, micrograms per liter | Carisoprodol | ug/l | Recoverable | [5 empty] | 2014-10-03
65182 | Carisoprodol, solids, recoverable, dry weight, micrograms per kilogram | Carisoprodol | ug/kg | Recoverable |  |  |  | Dry |  | 2014-10-03
65183 | Methocarbamol, water, filtered, recoverable, micrograms per liter | Methocarbamol | ug/l | Dissolved | [5 empty] | 2015-01-05
65184 | Methocarbamol, solids, recoverable, dry weight, micrograms per kilogram | Methocarbamol | ug/kg | Recoverable |  |  |  | Dry |  | 2015-01-05
65185 | Microcystin LW, water, filtered, recoverable, micrograms per liter | Microcystin LW | ug/l | Dissolved | [5 empty] | 2014-10-03
65186 | Microcystin LF, water, filtered, recoverable, micrograms per liter | Microcystin LF | ug/l | Dissolved | [5 empty] | 2014-10-03
65187 | Microcystin YR, water, filtered, recoverable, micrograms per liter | Microcystin YR | ug/l | Dissolved | [5 empty] | 2014-10-03
65188 | Microcystin LA, water, filtered, recoverable, micrograms per liter | Microcystin LA | ug/l | Dissolved | [5 empty] | 2014-10-03
65189 | Nodularin, water, filtered, recoverable, micrograms per liter | Nodularin | ug/l | Dissolved | [5 empty] | 2014-10-03
65190 | Cylindrospermopsin, water, filtered, recoverable, micrograms per liter | Cylindrospermopsin | ug/l | Dissolved | [5 empty] | 2014-10-03
65191 | Anatoxin-a, water, filtered, recoverable, micrograms per liter | Anatoxin-A | ug/l | Dissolved | [5 empty] | 2016-10-06
65192 | beta-N-Methylamino-L-alanine, water, filtered, recoverable, micrograms per liter | BMAA (Beta-Methyl-Amino-(L)-Alanine) | ug/l | Dissolved | [5 empty] | 2016-10-06
65193 | Domoic acid, water, filtered, recoverable, micrograms per liter | Domoic acid | ug/l | Dissolved | [5 empty] | 2015-01-05
65194 | Chloramphenicol, water, filtered, recoverable, micrograms per liter | Chloramphenicol | ug/l | Dissolved | [5 empty] | 2014-10-03
65195 | m-Cresol plus p-Cresol, water, unfiltered, recoverable, micrograms per liter | m-cresol mixt. with p-phenol | ug/l | Recoverable | [5 empty] | 2017-01-05
65196 | Aluminum, solids, recoverable, dry weight, milligrams per kilogram | Aluminum | mg/kg | Recoverable |  |  |  | Dry |  | 2014-10-03
65197 | Lithium, solids, recoverable, dry weight, milligrams per kilogram | Lithium | mg/kg | Recoverable |  |  |  | Dry |  | 2014-10-03
65198 | Potassium, solids, recoverable, dry weight, milligrams per kilogram | Potassium | mg/kg | Recoverable |  |  |  | Dry |  | 2014-10-03
65199 | Silver, solids, recoverable, dry weight, milligrams per kilogram | Silver | mg/kg | Recoverable |  |  |  | Dry |  | 2014-10-03
65200 | Strontium, solids, recoverable, dry weight, milligrams per kilogram | Strontium | mg/kg | Recoverable |  |  |  | Dry |  | 2014-10-03
65201 | Tin, solids, recoverable, dry weight, milligrams per kilogram | Tin | mg/kg | Recoverable |  |  |  | Dry |  | 2014-10-03
65202 | Aroclor 1016, solids, recoverable, dry weight, micrograms per kilogram | Aroclor 1016 | ug/kg | Recoverable |  |  |  | Dry |  | 2014-10-03
65203 | Aroclor 1221, solids, recoverable, dry weight, micrograms per kilogram | Aroclor 1221 | ug/kg | Recoverable |  |  |  | Dry |  | 2014-10-03
65204 | Aroclor 1232, solids, recoverable, dry weight, micrograms per kilogram | Aroclor 1232 | ug/kg | Recoverable |  |  |  | Dry |  | 2014-10-03
65205 | Aroclor 1242, solids, recoverable, dry weight, micrograms per kilogram | Aroclor 1242 | ug/kg | Recoverable |  |  |  | Dry |  | 2014-10-03
65206 | Aroclor 1248, solids, recoverable, dry weight, micrograms per kilogram | Aroclor 1248 | ug/kg | Recoverable |  |  |  | Dry |  | 2014-10-03
65207 | Aroclor 1254, solids, recoverable, dry weight, micrograms per kilogram | Aroclor 1254 | ug/kg | Recoverable |  |  |  | Dry |  | 2014-10-03
65208 | Aroclor 1260, solids, recoverable, dry weight, micrograms per kilogram | Aroclor 1260 | ug/kg | Recoverable |  |  |  | Dry |  | 2014-10-03
65209 | Environmental (cells not digested) microcystin, unfiltered water, unextracted, ADDA specific ELISA, micrograms per liter | Microcystin | ug/l | Total | [5 empty] | 2014-10-03
65210 | Total microcystin, water, unfiltered, freeze/thaw extraction, ADDA specific ELISA, micrograms per liter | Microcystin | ug/l | Total | [5 empty] | 2017-04-20
65211 | Dissolved microcystin, water, filtered, ADDA specific ELISA, micrograms per liter | Microcystin | ug/l | Dissolved | [5 empty] | 2017-04-20
65212 | Antimony, bed sediment, recoverable, dry weight, milligrams per kilogram | Antimony | mg/kg | Bed Sediment |  |  |  | Dry |  | 2014-10-03
65213 | Thallium, bed sediment, recoverable, dry weight, milligrams per kilogram | Thallium | mg/kg | Bed Sediment |  |  |  | Dry |  | 2014-10-03
65214 | Tungsten, bed sediment, recoverable, dry weight, milligrams per kilogram | Tungsten | mg/kg | Bed Sediment |  |  |  | Dry |  | 2014-10-03
65215 | Endothal, water, filtered, recoverable, micrograms per liter | Endothall | ug/l | Dissolved | [5 empty] | 2014-10-03
65216 | Fluridone, water, filtered, recoverable, micrograms per liter | Fluridone | ug/l | Dissolved | [5 empty] | 2014-10-03
65217 | Octachlorostyrene, solids, recoverable, dry weight, micrograms per kilogram | Octachlorostyrene | ug/kg | Recoverable |  |  |  | Dry |  | 2014-10-03
65219 | 2,6-Dichloro-4-nitroaniline (dicloran), solids, recoverable, dry weight, micrograms per kilogram | Dichloran | ug/kg | Recoverable |  |  |  | Dry |  | 2014-10-03
65220 | Bis(hexachlorocyclopentadieno) cyclooctane, solids, recoverable, dry weight, micrograms per kilogram | Bis(hexachlorocyclopentadieno) cyclooctane | ug/kg | Recoverable |  |  |  | Dry |  | 2014-10-03
65221 | Carbon-14 in organic carbon, water, filtered, percent modern | Carbon-14 | pct modern | Dissolved | [5 empty] | 2014-10-03
65222 | Carbon-14 in organic carbon 1-sigma uncertainty, water, filtered, percent modern | Carbon-14 | pct modern | Dissolved |  | 1-Sigma CSU |  |  |  | 2014-10-03
65223 | delta carbon-13/carbon-12 of organic carbon, water, filtered, per mil | Carbon, isotope of mass 13 | per mil | Dissolved | [5 empty] | 2016-06-30
65224 | delta carbon-13/carbon-12 of organic carbon 1-sigma uncertainty, water, filtered, per mil | Carbon, isotope of mass 13 | per mil | Dissolved |  | 1-Sigma CSU |  |  |  | 2016-06-30
65225 | Transparency, water, unfiltered, transparency tube, centimeters | Transparency, tube with disk | cm | Total | [5 empty] | 2017-06-30
65226 | Perfluorooctane sulfonate, water, unfiltered, recoverable, nanograms per liter | Perfluorooctanesulfonate | ng/l | Recoverable | [5 empty] | 2014-10-03
65227 | Perfluorooctanoic acid, water, unfiltered, recoverable, nanograms per liter | Perfluorooctanoic acid | ng/l | Recoverable | [5 empty] | 2014-10-03
65228 | Chlorophyll b, water, unfiltered, trichromatic method, uncorrected, micrograms per liter | Chlorophyll b | ug/l | Total | [5 empty] | 2014-10-03
65229 | Chlorophyll c, water, unfiltered, trichromatic method, uncorrected, micrograms per liter | Chlorophyll c | ug/l | Total | [5 empty] | 2014-10-03
65230 | Chlorophyll a, water, in situ, in vivo fluorescence, in vivo fluorescence units | Chlorophyll a | IVFU | Total | [5 empty] | 2017-04-20
65231 | Chlorophyll a, water, in situ, in vivo fluorescence, micrograms per liter | Chlorophyll a | ug/l | [6 empty] | 2017-04-20
65232 | Tin, bed sediment, recoverable, dry weight, milligrams per kilogram | Tin | mg/kg | Bed Sediment |  |  |  | Dry |  | 2014-10-03
65233 | Terbuthylazine, water, recoverable, nanograms per semipermeable membrane device | Terbuthylazine | ng/SPMD | Recoverable | [5 empty] | 2014-10-03
65234 | 2,7-Dimethylnaphthalene, bed sediment, recoverable, dry weight, micrograms per kilogram | 2,7-Dimethylnaphthalene | ug/kg | Bed Sediment |  |  |  | Dry |  | 2014-10-03
65235 | 1-Methylnaphthalene, bed sediment, recoverable, dry weight, micrograms per kilogram | 1-Methylnaphthalene | ug/kg | Bed Sediment |  |  |  | Dry |  | 2014-10-03
65236 | 2-Methylnaphthalene, bed sediment, recoverable, dry weight, micrograms per kilogram | 2-Methylnaphthalene | ug/kg | Bed Sediment |  |  |  | Dry |  | 2014-10-03
65238 | Sulfur, bed sediment, total digestion, dry weight, milligrams per kilogram | Sulfur | mg/kg | Bed Sediment |  |  |  | Dry |  | 2014-10-03
65239 | Formate, water, filtered (0.2 micron filter), recoverable, milligrams per liter | Formate | mg/l | Dissolved | [5 empty] | 2014-10-03
65240 | Acetate, water, filtered (0.2 micron filter), recoverable, milligrams per liter | Acetate ion | mg/l | Dissolved | [5 empty] | 2020-01-21
65241 | delta carbon-13/carbon-12 of methane, water, dissolved, relative to Vienna PeeDee belemnite (VPDB), per mil | Carbon, isotope of mass 13 | per mil | Dissolved | [5 empty] | 2016-10-06
65242 | delta carbon-13/carbon-12 of ethane, water, dissolved, headspace method, relative to Vienna PeeDee belemnite (VPDB), per mil | Carbon, isotope of mass 13 | per mil | Dissolved | [5 empty] | 2016-10-06
65243 | delta carbon-13/carbon-12 of inorganic carbon, water, dissolved, relative to Vienna PeeDee belemnite (VPDB), per mil | Carbon-13/Carbon-12 ratio | per mil | Dissolved | [5 empty] | 2020-01-21
65244 | Carbon-14 in methane, water, dissolved, percent modern | Carbon-14 | % | Dissolved | [5 empty] | 2014-10-03
65245 | delta hydrogen-2/hydrogen-1 of methane, water, dissolved, relative to Vienna Standard Mean Ocean Water (VSMOW), per mil | Deuterium/Hydrogen ratio | per mil | Dissolved |  | Mean |  |  |  | 2020-01-21
65246 | Azoxystrobin, water, filtered, recoverable, micrograms per liter | Azoxystrobin | ug/l | Dissolved | [5 empty] | 2014-10-03
65247 | Boscalid, water, filtered, recoverable, micrograms per liter | Boscalid | ug/l | Dissolved | [5 empty] | 2014-10-03
65248 | Cyproconazole, water, filtered, recoverable, micrograms per liter | Cyproconazole | ug/l | Dissolved | [5 empty] | 2014-10-03
65249 | Metconazole, water, filtered, recoverable, micrograms per liter | Metconazole | ug/l | Dissolved | [5 empty] | 2014-10-03
65250 | Pyraclostrobin, water, filtered, recoverable, micrograms per liter | Pyraclostrobin | ug/l | Dissolved | [5 empty] | 2014-10-03
65251 | Tetraconazole, water, filtered, recoverable, micrograms per liter | Tetraconazole | ug/l | Dissolved | [5 empty] | 2014-10-03
65252 | Trifloxystrobin, water, filtered, recoverable, micrograms per liter | Trifloxystrobin | ug/l | Dissolved | [5 empty] | 2014-10-03
65253 | Perylene, water, unfiltered, recoverable, micrograms per liter | Perylene | ug/l | Recoverable | [5 empty] | 2014-10-03
65254 | 2,4-Dinitrotoluene, solids, recoverable, dry weight, micrograms per kilogram | 2,4-Dinitrotoluene | ug/kg | Recoverable |  |  |  | Dry |  | 2014-10-03
65255 | 11-Ketotestosterone, biota, tissue, recoverable, wet weight, micrograms per kilogram | 11-KetoTestosterone | ug/kg | Recoverable |  |  |  | Wet |  | 2014-10-03
65256 | 17-alpha-Estradiol, biota, tissue, recoverable, wet weight, micrograms per kilogram | 17alpha-Estradiol | ug/kg | Recoverable |  |  |  | Wet |  | 2020-01-21
65257 | 17-alpha-Ethynylestradiol, biota, tissue, recoverable, wet weight, micrograms per kilogram | Ethinyl estradiol | ug/kg | Recoverable |  |  |  | Wet |  | 2014-10-03
65258 | 17-beta-Estradiol, biota, tissue, recoverable, wet weight, micrograms per kilogram | Estradiol | ug/kg | Recoverable |  |  |  | Wet |  | 2014-10-03
65259 | Norethindrone, biota, tissue, recoverable, wet weight, micrograms per kilogram | Norethisterone | ug/kg | Recoverable |  |  |  | Wet |  | 2014-10-03
65260 | 3-beta-Coprostanol, biota, tissue, recoverable, wet weight, micrograms per kilogram | Coprosterol | ug/kg | Recoverable |  |  |  | Wet |  | 2014-10-03
65261 | 4-Androstene-3,17-dione, biota, tissue, recoverable, wet weight, micrograms per kilogram | 4-Androstenedione | ug/kg | Recoverable |  |  |  | Wet |  | 2014-10-03
65262 | Cholesterol, biota, tissue, recoverable, wet weight, micrograms per kilogram | Cholesterol | ug/kg | Recoverable |  |  |  | Wet |  | 2014-10-03
65263 | cis-Androsterone, biota, tissue, recoverable, wet weight, micrograms per kilogram | Androsterone | ug/kg | Recoverable |  |  |  | Wet |  | 2014-10-03
65264 | trans-Diethylstilbestrol, biota, tissue, recoverable, wet weight, micrograms per kilogram | trans-Diethylstilbestrol | ug/kg | Recoverable |  |  |  | Wet |  | 2015-01-05
65265 | Epitestosterone, biota, tissue, recoverable, wet weight, micrograms per kilogram | Epitestosterone | ug/kg | Recoverable |  |  |  | Wet |  | 2014-10-03
65266 | Equilenin, biota, tissue, recoverable, wet weight, micrograms per kilogram | Equilenin | ug/kg | Recoverable |  |  |  | Wet |  | 2014-10-03
65267 | Equilin, biota, tissue, recoverable, wet weight, micrograms per kilogram | Equilin | ug/kg | Recoverable |  |  |  | Wet |  | 2014-10-03
65268 | Estriol, biota, tissue, recoverable, wet weight, micrograms per kilogram | Estriol | ug/kg | Recoverable |  |  |  | Wet |  | 2014-10-03
65269 | Estrone, biota, tissue, recoverable, wet weight, micrograms per kilogram | Estrone | ug/kg | Recoverable |  |  |  | Wet |  | 2014-10-03
65270 | Mestranol, biota, tissue, recoverable, wet weight, micrograms per kilogram | Mestranol | ug/kg | Recoverable |  |  |  | Wet |  | 2014-10-03
65271 | Progesterone, biota, tissue, recoverable, wet weight, micrograms per kilogram | Progesterone | ug/kg | Recoverable |  |  |  | Wet |  | 2014-10-03
65272 | Dihydrotestosterone, biota, tissue, recoverable, wet weight, micrograms per kilogram | 5a-Dihydrotestosterone | ug/kg | Recoverable |  |  |  | Wet |  | 2020-01-21
65273 | Testosterone, biota, tissue, recoverable, wet weight, micrograms per kilogram | Testosterone | ug/kg | Recoverable |  |  |  | Wet |  | 2014-10-03
65274 | Trenbolone, biota, tissue, recoverable, wet weight, micrograms per kilogram | Trenbolone | ug/kg | Recoverable |  |  |  | Wet |  | 2014-10-03
65275 | 11-Ketotestosterone, water, recoverable, nanograms per polar organic chemical integrative sampler (POCIS) | 11-KetoTestosterone | ng/POCIS | Recoverable | [5 empty] | 2014-10-03
65276 | 17-alpha-Estradiol, water, recoverable, nanograms per polar organic chemical integrative sampler (POCIS) | 17alpha-Estradiol | ng/POCIS | Recoverable | [5 empty] | 2020-01-21
65277 | 17-alpha-Ethynylestradiol, water, recoverable, nanograms per polar organic chemical integrative sampler (POCIS) | Ethinyl estradiol | ng/POCIS | Recoverable | [5 empty] | 2014-10-03
65278 | 17-beta-Estradiol, water, recoverable, nanograms per polar organic chemical integrative sampler (POCIS) | Estradiol | ng/POCIS | Recoverable | [5 empty] | 2014-10-03
65279 | Norethindrone, water, recoverable, nanograms per polar organic chemical integrative sampler (POCIS) | Norethisterone | ng/POCIS | Recoverable | [5 empty] | 2014-10-03
65280 | 3-beta-Coprostanol, water, recoverable, nanograms per polar organic chemical integrative sampler (POCIS) | Coprosterol | ng/POCIS | Recoverable | [5 empty] | 2014-10-03
65281 | 4-Androstene-3,17-dione, water, recoverable, nanograms per polar organic chemical integrative sampler (POCIS) | 4-Androstenedione | ng/POCIS | Recoverable | [5 empty] | 2014-10-03
65282 | Cholesterol, water, recoverable, nanograms per polar organic chemical integrative sampler (POCIS) | Cholesterol | ng/POCIS | Recoverable | [5 empty] | 2014-10-03
65283 | cis-Androsterone, water, recoverable, nanograms per polar organic chemical integrative sampler (POCIS) | Androsterone | ng/POCIS | Recoverable | [5 empty] | 2014-10-03
65284 | trans-Diethylstilbestrol, water, recoverable, nanograms per polar organic chemical integrative sampler (POCIS) | trans-Diethylstilbestrol | ng/POCIS | Recoverable | [5 empty] | 2015-01-05
65285 | Epitestosterone, water, recoverable, nanograms per polar organic chemical integrative sampler (POCIS) | Epitestosterone | ng/POCIS | Recoverable | [5 empty] | 2014-10-03
65286 | Equilenin, water, recoverable, nanograms per polar organic chemical integrative sampler (POCIS) | Equilenin | ng/POCIS | Recoverable | [5 empty] | 2014-10-03
65287 | Equilin, water, recoverable, nanograms per polar organic chemical integrative sampler (POCIS) | Equilin | ng/POCIS | Recoverable | [5 empty] | 2014-10-03
65288 | Estriol, water, recoverable, nanograms per polar organic chemical integrative sampler (POCIS) | Estriol | ng/POCIS | Recoverable | [5 empty] | 2014-10-03
65289 | Estrone, water, recoverable, nanograms per polar organic chemical integrative sampler (POCIS) | Estrone | ng/POCIS | Recoverable | [5 empty] | 2014-10-03
65290 | Mestranol, water, recoverable, nanograms per polar organic chemical integrative sampler (POCIS) | Mestranol | ng/POCIS | Recoverable | [5 empty] | 2014-10-03
65291 | Progesterone, water, recoverable, nanograms per polar organic chemical integrative sampler (POCIS) | Progesterone | ng/POCIS | Recoverable | [5 empty] | 2014-10-03
65292 | Dihydrotestosterone, water, recoverable, nanograms per polar organic chemical integrative sampler (POCIS) | 5a-Dihydrotestosterone | ng/POCIS | Recoverable | [5 empty] | 2020-01-21
65293 | Testosterone, water, recoverable, nanograms per polar organic chemical integrative sampler (POCIS) | Testosterone | ng/POCIS | Recoverable | [5 empty] | 2014-10-03
65294 | Trenbolone, water, recoverable, nanograms per polar organic chemical integrative sampler (POCIS) | Trenbolone | ng/POCIS | Recoverable | [5 empty] | 2014-10-03
65295 | 1,2-Dimethylnaphthalene, air, particulate filter, recoverable, nanograms per cubic meter | 1,2-Dimethylnaphthalene | ng/m3 | Recoverable | [5 empty] | 2014-10-03
65296 | 1,6-Dimethylnaphthalene, air, particulate filter, recoverable, nanograms per cubic meter | 1,6-Dimethylnaphthalene | ng/m3 | Recoverable | [5 empty] | 2014-10-03
65297 | 1-Methyl-9H-fluorene, air, particulate filter, recoverable, nanograms per cubic meter | 1-Methylfluorene | ng/m3 | Recoverable | [5 empty] | 2014-10-03
65298 | 1-Methylphenanthrene, air, particulate filter, recoverable, nanograms per cubic meter | 1-Methylphenanthrene | ng/m3 | Recoverable | [5 empty] | 2014-10-03
65299 | 1-Methylpyrene, air, particulate filter, recoverable, nanograms per cubic meter | 1-Methylpyrene | ng/m3 | Recoverable | [5 empty] | 2014-10-03
65300 | 2,3,6-Trimethylnaphthalene, air, particulate filter, recoverable, nanograms per cubic meter | 2,3,6-Trimethylnaphthalene | ng/m3 | Recoverable | [5 empty] | 2014-10-03
65301 | 2,6-Dimethylnaphthalene, air, particulate filter, recoverable, nanograms per cubic meter | 2,6-Dimethylnaphthalene | ng/m3 | Recoverable | [5 empty] | 2014-10-03
65302 | 2-Ethylnaphthalene, air, particulate filter, recoverable, nanograms per cubic meter | 2-Ethylnaphthalene | ng/m3 | Recoverable | [5 empty] | 2014-10-03
65303 | 2-Methylanthracene, air, particulate filter, recoverable, nanograms per cubic meter | 2-Methylanthracene | ng/m3 | Recoverable | [5 empty] | 2014-10-03
65304 | 4H-Cyclopenta[def]phenanthrene, air, particulate filter, recoverable, nanograms per cubic meter | 4H-Cyclopenta[def]phenanthrene | ng/m3 | Recoverable | [5 empty] | 2014-10-03
65305 | 9H-Fluorene, air, particulate filter, recoverable, nanograms per cubic meter | Fluorene | ng/m3 | Recoverable | [5 empty] | 2014-10-03
65306 | Acenaphthene, air, particulate filter, recoverable, nanograms per cubic meter | Acenaphthene | ng/m3 | Recoverable | [5 empty] | 2014-10-03
65307 | Acenaphthylene, air, particulate filter, recoverable, nanograms per cubic meter | Acenaphthylene | ng/m3 | Recoverable | [5 empty] | 2014-10-03
65308 | Anthracene, air, particulate filter, recoverable, nanograms per cubic meter | Anthracene | ng/m3 | Recoverable | [5 empty] | 2014-10-03
65309 | Benzo[a]anthracene, air, particulate filter, recoverable, nanograms per cubic meter | Benz[a]anthracene | ng/m3 | Recoverable | [5 empty] | 2014-10-03
65310 | Benzo[a]pyrene, air, particulate filter, recoverable, nanograms per cubic meter | Benzo[a]pyrene | ng/m3 | Recoverable | [5 empty] | 2014-10-03
65311 | Benzo[b]fluoranthene, air, particulate filter, recoverable, nanograms per cubic meter | Benzo(b)fluoranthene | ng/m3 | Recoverable | [5 empty] | 2014-10-03
65312 | Benzo[e]pyrene, air, particulate filter, recoverable, nanograms per cubic meter | Benzo[e]pyrene | ng/m3 | Recoverable | [5 empty] | 2014-10-03
65313 | Benzo[ghi]perylene, air, particulate filter, recoverable, nanograms per cubic meter | Benzo[g,h,i]perylene | ng/m3 | Recoverable | [5 empty] | 2020-01-21
65314 | Benzo[k]fluoranthene, air, particulate filter, recoverable, nanograms per cubic meter | Benzo[k]fluoranthene | ng/m3 | Recoverable | [5 empty] | 2014-10-03
65315 | Chrysene, air, particulate filter, recoverable, nanograms per cubic meter | Chrysene | ng/m3 | Recoverable | [5 empty] | 2014-10-03
65316 | Coronene, air, particulate filter, recoverable, nanograms per cubic meter | Coronene | ng/m3 | Recoverable | [5 empty] | 2014-10-03
65317 | Dibenzo[a,h]anthracene, air, particulate filter, recoverable, nanograms per cubic meter | Dibenz[a,h]anthracene | ng/m3 | Recoverable | [5 empty] | 2014-10-03
65318 | Fluoranthene, air, particulate filter, recoverable, nanograms per cubic meter | Fluoranthene | ng/m3 | Recoverable | [5 empty] | 2014-10-03
65319 | Indeno[1,2,3-cd]pyrene, air, particulate filter, recoverable, nanograms per cubic meter | Indeno[1,2,3-cd]pyrene | ng/m3 | Recoverable | [5 empty] | 2014-10-03
65320 | Naphthalene, air, particulate filter, recoverable, nanograms per cubic meter | Naphthalene | ng/m3 | Recoverable | [5 empty] | 2014-10-03
65321 | Perylene, air, particulate filter, recoverable, nanograms per cubic meter | Perylene | ng/m3 | Recoverable | [5 empty] | 2014-10-03
65322 | Phenanthrene, air, particulate filter, recoverable, nanograms per cubic meter | Phenanthrene | ng/m3 | Recoverable | [5 empty] | 2014-10-03
65323 | Pyrene, air, particulate filter, recoverable, nanograms per cubic meter | Pyrene | ng/m3 | Recoverable | [5 empty] | 2014-10-03
65324 | C1-alkylated naphthalene isomers, air, particulate filter, recoverable, nanograms per cubic meter | Methylnaphthalene | ng/m3 | Recoverable | [5 empty] | 2014-10-03
65325 | C1-alkylated phenanthrene & anthracene isomers, air, particulate filter, recoverable, nanograms per cubic meter | C1-Phenanthrenes/anthracenes | ng/m3 | Recoverable | [5 empty] | 2014-10-03
65326 | C1-alkylated fluoranthene & pyrene isomers, air, particulate filter, recoverable, nanograms per cubic meter | C1-Fluoranthenes/pyrenes | ng/m3 | Recoverable | [5 empty] | 2014-10-03
65327 | C1-alkylated benzo[a]anthracene & chrysene isomers, air, particulate filter, recoverable, nanograms per cubic meter | C1-MW 228 PAH | ng/m3 | Recoverable | [5 empty] | 2017-01-05
65328 | C1-alkylated benzopyrene & perylene isomers, air, particulate filter, recoverable, nanograms per cubic meter | C1-Benzopyrenes/perylenes | ng/m3 | Recoverable | [5 empty] | 2014-10-03
65329 | C2-alkylated naphthalene isomers, air, particulate filter, recoverable, nanograms per cubic meter | C2-Naphthalenes | ng/m3 | Recoverable | [5 empty] | 2014-10-03
65330 | C2-alkylated phenanthrene & anthracene isomers, air, particulate filter, recoverable, nanograms per cubic meter | C2-Phenanthrenes/anthracenes | ng/m3 | Recoverable | [5 empty] | 2014-10-03
65331 | C2-alkylated fluoranthene & pyrene isomers, air, particulate filter, recoverable, nanograms per cubic meter | C2-Fluoranthenes/pyrenes | ng/m3 | Recoverable | [5 empty] | 2014-10-03
65332 | C2-alkylated benzo[a]anthracene & chrysene isomers, air, particulate filter, recoverable, nanograms per cubic meter | C2-Benzo[a]anthracenes/chrysenes | ng/m3 | Recoverable | [5 empty] | 2014-10-03
65333 | C2-alkylated benzopyrene & perylene isomers, air, particulate filter, recoverable, nanograms per cubic meter | C2-Benzopyrenes/perylenes | ng/m3 | Recoverable | [5 empty] | 2014-10-03
65334 | C3-alkylated naphthalene isomers, air, particulate filter, recoverable, nanograms per cubic meter | C3-Naphthalenes | ng/m3 | Recoverable | [5 empty] | 2014-10-03
65335 | C3-alkylated phenanthrene & anthracene isomers, air, particulate filter, recoverable, nanograms per cubic meter | C3-Phenanthrenes/anthracenes | ng/m3 | Recoverable | [5 empty] | 2014-10-03
65336 | C3-alkylated fluoranthene & pyrene isomers, air, particulate filter, recoverable, nanograms per cubic meter | C3-Fluoranthenes/pyrenes | ng/m3 | Recoverable | [5 empty] | 2014-10-03
65337 | C3-alkylated benzo[a]anthracene & chrysene isomers, air, particulate filter, recoverable, nanograms per cubic meter | C3-Benzo[a]anthracenes/chrysenes | ng/m3 | Recoverable | [5 empty] | 2014-10-03
65338 | C3-alkylated benzopyrene & perylene isomers, air, particulate filter, recoverable, nanograms per cubic meter | C3-Benzopyrenes/perylenes | ng/m3 | Recoverable | [5 empty] | 2014-10-03
65339 | C4-alkylated naphthalene isomers, air, particulate filter, recoverable, nanograms per cubic meter | C4-Naphthalenes | ng/m3 | Recoverable | [5 empty] | 2014-10-03
65340 | C4-alkylated phenanthrene & anthracene isomers, air, particulate filter, recoverable, nanograms per cubic meter | C4-Phenanthrenes/anthracenes | ng/m3 | Recoverable | [5 empty] | 2014-10-03
65341 | C4-alkylated fluoranthene & pyrene isomers, air, particulate filter, recoverable, nanograms per cubic meter | C4-Fluoranthenes/pyrenes | ng/m3 | Recoverable | [5 empty] | 2014-10-03
65342 | C4-alkylated benzo[a]anthracene & chrysene isomers, air, particulate filter, recoverable, nanograms per cubic meter | C4-Benzo[a]anthracenes/chrysenes | ng/m3 | Recoverable | [5 empty] | 2014-10-03
65343 | C4-alkylated benzopyrene & perylene isomers, air, particulate filter, recoverable, nanograms per cubic meter | C4-Benzopyrenes/perylenes | ng/m3 | Recoverable | [5 empty] | 2014-10-03
65344 | C5-alkylated naphthalene isomers, air, particulate filter, recoverable, nanograms per cubic meter | C5-Naphthalenes | ng/m3 | Recoverable | [5 empty] | 2014-10-03
65345 | C5-alkylated phenanthrene & anthracene isomers, air, particulate filter, recoverable, nanograms per cubic meter | C5-Phenanthrenes/anthracenes | ng/m3 | Recoverable | [5 empty] | 2014-10-03
65346 | C5-alkylated fluoranthene & pyrene isomers, air, particulate filter, recoverable, nanograms per cubic meter | C5-Fluoranthenes/pyrenes | ng/m3 | Recoverable | [5 empty] | 2014-10-03
65347 | C5-alkylated benzo[a]anthracene & chrysene isomers, air, particulate filter, recoverable, nanograms per cubic meter | C5-Benzo[a]anthracenes/chrysenes | ng/m3 | Recoverable | [5 empty] | 2014-10-03
65348 | C5-alkylated benzopyrene & perylene isomers, air, particulate filter, recoverable, nanograms per cubic meter | C5-Benzopyrenes/perylenes | ng/m3 | Recoverable | [5 empty] | 2014-10-03
65349 | 1,2-Dimethylnaphthalene, air, top sorbent trap, recoverable, nanograms per cubic meter | 1,2-Dimethylnaphthalene | ng/m3 | Recoverable | [5 empty] | 2014-10-03
65350 | 1,6-Dimethylnaphthalene, air, top sorbent trap, recoverable, nanograms per cubic meter | 1,6-Dimethylnaphthalene | ng/m3 | Recoverable | [5 empty] | 2014-10-03
65351 | 1-Methyl-9H-fluorene, air, top sorbent trap, recoverable, nanograms per cubic meter | 1-Methylfluorene | ng/m3 | Recoverable | [5 empty] | 2014-10-03
65352 | 1-Methylphenanthrene, air, top sorbent trap, recoverable, nanograms per cubic meter | 1-Methylphenanthrene | ng/m3 | Recoverable | [5 empty] | 2014-10-03
65353 | 1-Methylpyrene, air, top sorbent trap, recoverable, nanograms per cubic meter | 1-Methylpyrene | ng/m3 | Recoverable | [5 empty] | 2014-10-03
65354 | 2,3,6-Trimethylnaphthalene, air, top sorbent trap, recoverable, nanograms per cubic meter | 2,3,6-Trimethylnaphthalene | ng/m3 | Recoverable | [5 empty] | 2014-10-03
65355 | 2,6-Dimethylnaphthalene, air, top sorbent trap, recoverable, nanograms per cubic meter | 2,6-Dimethylnaphthalene | ng/m3 | Recoverable | [5 empty] | 2014-10-03
65356 | 2-Ethylnaphthalene, air, top sorbent trap, recoverable, nanograms per cubic meter | 2-Ethylnaphthalene | ng/m3 | Recoverable | [5 empty] | 2014-10-03
65357 | 2-Methylanthracene, air, top sorbent trap, recoverable, nanograms per cubic meter | 2-Methylanthracene | ng/m3 | Recoverable | [5 empty] | 2014-10-03
65358 | 4H-Cyclopenta[def]phenanthrene, air, top sorbent trap, recoverable, nanograms per cubic meter | 4H-Cyclopenta[def]phenanthrene | ng/m3 | Recoverable | [5 empty] | 2014-10-03
65359 | 9H-Fluorene, air, top sorbent trap, recoverable, nanograms per cubic meter | Fluorene | ng/m3 | Recoverable | [5 empty] | 2014-10-03
65360 | Acenaphthene, air, top sorbent trap, recoverable, nanograms per cubic meter | Acenaphthene | ng/m3 | Recoverable | [5 empty] | 2014-10-03
65361 | Acenaphthylene, air, top sorbent trap, recoverable, nanograms per cubic meter | Acenaphthylene | ng/m3 | Recoverable | [5 empty] | 2014-10-03
65362 | Anthracene, air, top sorbent trap, recoverable, nanograms per cubic meter | Anthracene | ng/m3 | Recoverable | [5 empty] | 2014-10-03
65363 | Benzo[a]anthracene, air, top sorbent trap, recoverable, nanograms per cubic meter | Benz[a]anthracene | ng/m3 | Recoverable | [5 empty] | 2014-10-03
65364 | Benzo[a]pyrene, air, top sorbent trap, recoverable, nanograms per cubic meter | Benzo[a]pyrene | ng/m3 | Recoverable | [5 empty] | 2014-10-03
65365 | Benzo[b]fluoranthene, air, top sorbent trap, recoverable, nanograms per cubic meter | Benzo(b)fluoranthene | ng/m3 | Recoverable | [5 empty] | 2014-10-03
65366 | Benzo[e]pyrene, air, top sorbent trap, recoverable, nanograms per cubic meter | Benzo[e]pyrene | ng/m3 | Recoverable | [5 empty] | 2014-10-03
65367 | Benzo[ghi]perylene, air, top sorbent trap, recoverable, nanograms per cubic meter | Benzo[g,h,i]perylene | ng/m3 | Recoverable | [5 empty] | 2020-01-21
65368 | Benzo[k]fluoranthene, air, top sorbent trap, recoverable, nanograms per cubic meter | Benzo[k]fluoranthene | ng/m3 | Recoverable | [5 empty] | 2014-10-03
65369 | Chrysene, air, top sorbent trap, recoverable, nanograms per cubic meter | Chrysene | ng/m3 | Recoverable | [5 empty] | 2014-10-03
65370 | Coronene, air, top sorbent trap, recoverable, nanograms per cubic meter | Coronene | ng/m3 | Recoverable | [5 empty] | 2014-10-03
65371 | Dibenzo[a,h]anthracene, air, top sorbent trap, recoverable, nanograms per cubic meter | Dibenz[a,h]anthracene | ng/m3 | Recoverable | [5 empty] | 2014-10-03
65372 | Fluoranthene, air, top sorbent trap, recoverable, nanograms per cubic meter | Fluoranthene | ng/m3 | Recoverable | [5 empty] | 2014-10-03
65373 | Indeno[1,2,3-cd]pyrene, air, top sorbent trap, recoverable, nanograms per cubic meter | Indeno[1,2,3-cd]pyrene | ng/m3 | Recoverable | [5 empty] | 2014-10-03
65374 | Naphthalene, air, top sorbent trap, recoverable, nanograms per cubic meter | Naphthalene | ng/m3 | Recoverable | [5 empty] | 2014-10-03
65375 | Perylene, air, top sorbent trap, recoverable, nanograms per cubic meter | Perylene | ng/m3 | Recoverable | [5 empty] | 2014-10-03
65376 | Phenanthrene, air, top sorbent trap, recoverable, nanograms per cubic meter | Phenanthrene | ng/m3 | Recoverable | [5 empty] | 2014-10-03
65377 | Pyrene, air, top sorbent trap, recoverable, nanograms per cubic meter | Pyrene | ng/m3 | Recoverable | [5 empty] | 2014-10-03
65378 | C1-alkylated naphthalene isomers, air, top sorbent trap, recoverable, nanograms per cubic meter | Methylnaphthalene | ng/m3 | Recoverable | [5 empty] | 2014-10-03
65379 | C1-alkylated phenanthrene & anthracene isomers, air, top sorbent trap, recoverable, nanograms per cubic meter | C1-Phenanthrenes/anthracenes | ng/m3 | Recoverable | [5 empty] | 2014-10-03
65380 | C1-alkylated fluoranthene & pyrene isomers, air, top sorbent trap, recoverable, nanograms per cubic meter | C1-Fluoranthenes/pyrenes | ng/m3 | Recoverable | [5 empty] | 2014-10-03
65381 | C1-alkylated benzo[a]anthracene & chrysene isomers, air, top sorbent trap, recoverable, nanograms per cubic meter | C1-MW 228 PAH | ng/m3 | Recoverable | [5 empty] | 2017-01-05
65382 | C1-alkylated benzopyrene & perylene isomers, air, top sorbent trap, recoverable, nanograms per cubic meter | C1-Benzopyrenes/perylenes | ng/m3 | Recoverable | [5 empty] | 2014-10-03
65383 | C2-alkylated naphthalene isomers, air, top sorbent trap, recoverable, nanograms per cubic meter | C2-Naphthalenes | ng/m3 | Recoverable | [5 empty] | 2014-10-03
65384 | C2-alkylated phenanthrene & anthracene isomers, air, top sorbent trap, recoverable, nanograms per cubic meter | C2-Phenanthrenes/anthracenes | ng/m3 | Recoverable | [5 empty] | 2014-10-03
65385 | C2-alkylated fluoranthene & pyrene isomers, air, top sorbent trap, recoverable, nanograms per cubic meter | C2-Fluoranthenes/pyrenes | ng/m3 | Recoverable | [5 empty] | 2014-10-03
65386 | C2-alkylated benzo[a]anthracene & chrysene isomers, air, top sorbent trap, recoverable, nanograms per cubic meter | C2-Benzo[a]anthracenes/chrysenes | ng/m3 | Recoverable | [5 empty] | 2014-10-03
65387 | C2-alkylated benzopyrene & perylene isomers, air, top sorbent trap, recoverable, nanograms per cubic meter | C2-Benzopyrenes/perylenes | ng/m3 | Recoverable | [5 empty] | 2014-10-03
65388 | C3-alkylated naphthalene isomers, air, top sorbent trap, recoverable, nanograms per cubic meter | C3-Naphthalenes | ng/m3 | Recoverable | [5 empty] | 2014-10-03
65389 | C3-alkylated phenanthrene & anthracene isomers, air, top sorbent trap, recoverable, nanograms per cubic meter | C3-Phenanthrenes/anthracenes | ng/m3 | Recoverable | [5 empty] | 2014-10-03
65390 | C3-alkylated fluoranthene & pyrene isomers, air, top sorbent trap, recoverable, nanograms per cubic meter | C3-Fluoranthenes/pyrenes | ng/m3 | Recoverable | [5 empty] | 2014-10-03
65391 | C3-alkylated benzo[a]anthracene & chrysene isomers, air, top sorbent trap, recoverable, nanograms per cubic meter | C3-Benzo[a]anthracenes/chrysenes | ng/m3 | Recoverable | [5 empty] | 2014-10-03
65392 | C3-alkylated benzopyrene & perylene isomers, air, top sorbent trap, recoverable, nanograms per cubic meter | C3-Benzopyrenes/perylenes | ng/m3 | Recoverable | [5 empty] | 2014-10-03
65393 | C4-alkylated naphthalene isomers, air, top sorbent trap, recoverable, nanograms per cubic meter | C4-Naphthalenes | ng/m3 | Recoverable | [5 empty] | 2014-10-03
65394 | C4-alkylated phenanthrene & anthracene isomers, air, top sorbent trap, recoverable, nanograms per cubic meter | C4-Phenanthrenes/anthracenes | ng/m3 | Recoverable | [5 empty] | 2014-10-03
65395 | C4-alkylated fluoranthene & pyrene isomers, air, top sorbent trap, recoverable, nanograms per cubic meter | C4-Fluoranthenes/pyrenes | ng/m3 | Recoverable | [5 empty] | 2014-10-03
65396 | C4-alkylated benzo[a]anthracene & chrysene isomers, air, top sorbent trap, recoverable, nanograms per cubic meter | C4-Benzo[a]anthracenes/chrysenes | ng/m3 | Recoverable | [5 empty] | 2014-10-03
65397 | C4-alkylated benzopyrene & perylene isomers, air, top sorbent trap, recoverable, nanograms per cubic meter | C4-Benzopyrenes/perylenes | ng/m3 | Recoverable | [5 empty] | 2014-10-03
65398 | C5-alkylated naphthalene isomers, air, top sorbent trap, recoverable, nanograms per cubic meter | C5-Naphthalenes | ng/m3 | Recoverable | [5 empty] | 2014-10-03
65399 | C5-alkylated phenanthrene & anthracene isomers, air, top sorbent trap, recoverable, nanograms per cubic meter | C5-Phenanthrenes/anthracenes | ng/m3 | Recoverable | [5 empty] | 2014-10-03
65400 | C5-alkylated fluoranthene & pyrene isomers, air, top sorbent trap, recoverable, nanograms per cubic meter | C5-Fluoranthenes/pyrenes | ng/m3 | Recoverable | [5 empty] | 2014-10-03
65401 | C5-alkylated benzo[a]anthracene & chrysene isomers, air, top sorbent trap, recoverable, nanograms per cubic meter | C5-Benzo[a]anthracenes/chrysenes | ng/m3 | Recoverable | [5 empty] | 2014-10-03
65402 | C5-alkylated benzopyrene & perylene isomers, air, top sorbent trap, recoverable, nanograms per cubic meter | C5-Benzopyrenes/perylenes | ng/m3 | Recoverable | [5 empty] | 2014-10-03
65403 | 1,2-Dimethylnaphthalene, air, bottom sorbent trap, recoverable, nanograms per cubic meter | 1,2-Dimethylnaphthalene | ng/m3 | Recoverable | [5 empty] | 2014-10-03
65404 | 1,6-Dimethylnaphthalene, air, bottom sorbent trap, recoverable, nanograms per cubic meter | 1,6-Dimethylnaphthalene | ng/m3 | Recoverable | [5 empty] | 2014-10-03
65405 | 1-Methyl-9H-fluorene, air, bottom sorbent trap, recoverable, nanograms per cubic meter | 1-Methylfluorene | ng/m3 | Recoverable | [5 empty] | 2014-10-03
65406 | 1-Methylphenanthrene, air, bottom sorbent trap, recoverable, nanograms per cubic meter | 1-Methylphenanthrene | ng/m3 | Recoverable | [5 empty] | 2014-10-03
65407 | 1-Methylpyrene, air, bottom sorbent trap, recoverable, nanograms per cubic meter | 1-Methylpyrene | ng/m3 | Recoverable | [5 empty] | 2014-10-03
65408 | 2,3,6-Trimethylnaphthalene, air, bottom sorbent trap, recoverable, nanograms per cubic meter | 2,3,6-Trimethylnaphthalene | ng/m3 | Recoverable | [5 empty] | 2014-10-03
65409 | 2,6-Dimethylnaphthalene, air, bottom sorbent trap, recoverable, nanograms per cubic meter | 2,6-Dimethylnaphthalene | ng/m3 | Recoverable | [5 empty] | 2014-10-03
65410 | 2-Ethylnaphthalene, air, bottom sorbent trap, recoverable, nanograms per cubic meter | 2-Ethylnaphthalene | ng/m3 | Recoverable | [5 empty] | 2014-10-03
65411 | 2-Methylanthracene, air, bottom sorbent trap, recoverable, nanograms per cubic meter | 2-Methylanthracene | ng/m3 | Recoverable | [5 empty] | 2014-10-03
65412 | 4H-Cyclopenta[def]phenanthrene, air, bottom sorbent trap, recoverable, nanograms per cubic meter | 4H-Cyclopenta[def]phenanthrene | ng/m3 | Recoverable | [5 empty] | 2014-10-03
65413 | 9H-Fluorene, air, bottom sorbent trap, recoverable, nanograms per cubic meter | Fluorene | ng/m3 | Recoverable | [5 empty] | 2014-10-03
65414 | Acenaphthene, air, bottom sorbent trap, recoverable, nanograms per cubic meter | Acenaphthene | ng/m3 | Recoverable | [5 empty] | 2014-10-03
65415 | Acenaphthylene, air, bottom sorbent trap, recoverable, nanograms per cubic meter | Acenaphthylene | ng/m3 | Recoverable | [5 empty] | 2014-10-03
65416 | Anthracene, air, bottom sorbent trap, recoverable, nanograms per cubic meter | Anthracene | ng/m3 | Recoverable | [5 empty] | 2014-10-03
65417 | Benzo[a]anthracene, air, bottom sorbent trap, recoverable, nanograms per cubic meter | Benz[a]anthracene | ng/m3 | Recoverable | [5 empty] | 2014-10-03
65418 | Benzo[a]pyrene, air, bottom sorbent trap, recoverable, nanograms per cubic meter | Benzo[a]pyrene | ng/m3 | Recoverable | [5 empty] | 2014-10-03
65419 | Benzo[b]fluoranthene, air, bottom sorbent trap, recoverable, nanograms per cubic meter | Benzo(b)fluoranthene | ng/m3 | Recoverable | [5 empty] | 2014-10-03
65420 | Benzo[e]pyrene, air, bottom sorbent trap, recoverable, nanograms per cubic meter | Benzo[e]pyrene | ng/m3 | Recoverable | [5 empty] | 2014-10-03
65421 | Benzo[ghi]perylene, air, bottom sorbent trap, recoverable, nanograms per cubic meter | Benzo[g,h,i]perylene | ng/m3 | Recoverable | [5 empty] | 2020-01-21
65422 | Benzo[k]fluoranthene, air, bottom sorbent trap, recoverable, nanograms per cubic meter | Benzo[k]fluoranthene | ng/m3 | Recoverable | [5 empty] | 2014-10-03
65423 | Chrysene, air, bottom sorbent trap, recoverable, nanograms per cubic meter | Chrysene | ng/m3 | Recoverable | [5 empty] | 2014-10-03
65424 | Coronene, air, bottom sorbent trap, recoverable, nanograms per cubic meter | Coronene | ng/m3 | Recoverable | [5 empty] | 2014-10-03
65425 | Dibenzo[a,h]anthracene, air, bottom sorbent trap, recoverable, nanograms per cubic meter | Dibenz[a,h]anthracene | ng/m3 | Recoverable | [5 empty] | 2014-10-03
65426 | Fluoranthene, air, bottom sorbent trap, recoverable, nanograms per cubic meter | Fluoranthene | ng/m3 | Recoverable | [5 empty] | 2014-10-03
65427 | Indeno[1,2,3-cd]pyrene, air, bottom sorbent trap, recoverable, nanograms per cubic meter | Indeno[1,2,3-cd]pyrene | ng/m3 | Recoverable | [5 empty] | 2014-10-03
65428 | Naphthalene, air, bottom sorbent trap, recoverable, nanograms per cubic meter | Naphthalene | ng/m3 | Recoverable | [5 empty] | 2014-10-03
65429 | Perylene, air, bottom sorbent trap, recoverable, nanograms per cubic meter | Perylene | ng/m3 | Recoverable | [5 empty] | 2014-10-03
65430 | Phenanthrene, air, bottom sorbent trap, recoverable, nanograms per cubic meter | Phenanthrene | ng/m3 | Recoverable | [5 empty] | 2014-10-03
65431 | Pyrene, air, bottom sorbent trap, recoverable, nanograms per cubic meter | Pyrene | ng/m3 | Recoverable | [5 empty] | 2014-10-03
65432 | C1-alkylated naphthalene isomers, air, bottom sorbent trap, recoverable, nanograms per cubic meter | Methylnaphthalene | ng/m3 | Recoverable | [5 empty] | 2014-10-03
65433 | C1-alkylated phenanthrene & anthracene isomers, air, bottom sorbent trap, recoverable, nanograms per cubic meter | C1-Phenanthrenes/anthracenes | ng/m3 | Recoverable | [5 empty] | 2014-10-03
65434 | C1-alkylated fluoranthene & pyrene isomers, air, bottom sorbent trap, recoverable, nanograms per cubic meter | C1-Fluoranthenes/pyrenes | ng/m3 | Recoverable | [5 empty] | 2014-10-03
65435 | C1-alkylated benzo[a]anthracene & chrysene isomers, air, bottom sorbent trap, recoverable, nanograms per cubic meter | C1-MW 228 PAH | ng/m3 | Recoverable | [5 empty] | 2017-01-05
65436 | C1-alkylated benzopyrene & perylene isomers, air, bottom sorbent trap, recoverable, nanograms per cubic meter | C1-Benzopyrenes/perylenes | ng/m3 | Recoverable | [5 empty] | 2014-10-03
65437 | C2-alkylated naphthalene isomers, air, bottom sorbent trap, recoverable, nanograms per cubic meter | C2-Naphthalenes | ng/m3 | Recoverable | [5 empty] | 2014-10-03
65438 | C2-alkylated phenanthrene & anthracene isomers, air, bottom sorbent trap, recoverable, nanograms per cubic meter | C2-Phenanthrenes/anthracenes | ng/m3 | Recoverable | [5 empty] | 2014-10-03
65439 | C2-alkylated fluoranthene & pyrene isomers, air, bottom sorbent trap, recoverable, nanograms per cubic meter | C2-Fluoranthenes/pyrenes | ng/m3 | Recoverable | [5 empty] | 2014-10-03
65440 | C2-alkylated benzo[a]anthracene & chrysene isomers, air, bottom sorbent trap, recoverable, nanograms per cubic meter | C2-Benzo[a]anthracenes/chrysenes | ng/m3 | Recoverable | [5 empty] | 2014-10-03
65441 | C2-alkylated benzopyrene & perylene isomers, air, bottom sorbent trap, recoverable, nanograms per cubic meter | C2-Benzopyrenes/perylenes | ng/m3 | Recoverable | [5 empty] | 2014-10-03
65442 | C3-alkylated naphthalene isomers, air, bottom sorbent trap, recoverable, nanograms per cubic meter | C3-Naphthalenes | ng/m3 | Recoverable | [5 empty] | 2014-10-03
65443 | C3-alkylated phenanthrene & anthracene isomers, air, bottom sorbent trap, recoverable, nanograms per cubic meter | C3-Phenanthrenes/anthracenes | ng/m3 | Recoverable | [5 empty] | 2014-10-03
65444 | C3-alkylated fluoranthene & pyrene isomers, air, bottom sorbent trap, recoverable, nanograms per cubic meter | C3-Fluoranthenes/pyrenes | ng/m3 | Recoverable | [5 empty] | 2014-10-03
65445 | C3-alkylated benzo[a]anthracene & chrysene isomers, air, bottom sorbent trap, recoverable, nanograms per cubic meter | C3-Benzo[a]anthracenes/chrysenes | ng/m3 | Recoverable | [5 empty] | 2014-10-03
65446 | C3-alkylated benzopyrene & perylene isomers, air, bottom sorbent trap, recoverable, nanograms per cubic meter | C3-Benzopyrenes/perylenes | ng/m3 | Recoverable | [5 empty] | 2014-10-03
65447 | C4-alkylated naphthalene isomers, air, bottom sorbent trap, recoverable, nanograms per cubic meter | C4-Naphthalenes | ng/m3 | Recoverable | [5 empty] | 2014-10-03
65448 | C4-alkylated phenanthrene & anthracene isomers, air, bottom sorbent trap, recoverable, nanograms per cubic meter | C4-Phenanthrenes/anthracenes | ng/m3 | Recoverable | [5 empty] | 2014-10-03
65449 | C4-alkylated fluoranthene & pyrene isomers, air, bottom sorbent trap, recoverable, nanograms per cubic meter | C4-Fluoranthenes/pyrenes | ng/m3 | Recoverable | [5 empty] | 2014-10-03
65450 | C4-alkylated benzo[a]anthracene & chrysene isomers, air, bottom sorbent trap, recoverable, nanograms per cubic meter | C4-Benzo[a]anthracenes/chrysenes | ng/m3 | Recoverable | [5 empty] | 2014-10-03
65451 | C4-alkylated benzopyrene & perylene isomers, air, bottom sorbent trap, recoverable, nanograms per cubic meter | C5-Benzopyrenes/perylenes | ng/m3 | Recoverable | [5 empty] | 2014-10-03
65452 | C5-alkylated naphthalene isomers, air, bottom sorbent trap, recoverable, nanograms per cubic meter | C5-Naphthalenes | ng/m3 | Recoverable | [5 empty] | 2014-10-03
65453 | C5-alkylated phenanthrene & anthracene isomers, air, bottom sorbent trap, recoverable, nanograms per cubic meter | C5-Phenanthrenes/anthracenes | ng/m3 | Recoverable | [5 empty] | 2014-10-03
65454 | C5-alkylated fluoranthene & pyrene isomers, air, bottom sorbent trap, recoverable, nanograms per cubic meter | C5-Fluoranthenes/pyrenes | ng/m3 | Recoverable | [5 empty] | 2014-10-03
65455 | C5-alkylated benzo[a]anthracene & chrysene isomers, air, bottom sorbent trap, recoverable, nanograms per cubic meter | C5-Benzo[a]anthracenes/chrysenes | ng/m3 | Recoverable | [5 empty] | 2014-10-03
65456 | C5-alkylated benzopyrene & perylene isomers, air, bottom sorbent trap, recoverable, nanograms per cubic meter | C5-Benzopyrenes/perylenes | ng/m3 | Recoverable | [5 empty] | 2014-10-03
65457 | 1,2-Dimethylnaphthalene, air, top plus bottom sorbent trap, recoverable, nanograms per cubic meter | 1,2-Dimethylnaphthalene | ng/m3 | Recoverable | [5 empty] | 2014-10-03
65458 | 1,6-Dimethylnaphthalene, air, top plus bottom sorbent trap, recoverable, nanograms per cubic meter | 1,6-Dimethylnaphthalene | ng/m3 | Recoverable | [5 empty] | 2014-10-03
65459 | 1-Methyl-9H-fluorene, air, top plus bottom sorbent trap, recoverable, nanograms per cubic meter | 1-Methylfluorene | ng/m3 | Recoverable | [5 empty] | 2014-10-03
65460 | 1-Methylphenanthrene, air, top plus bottom sorbent trap, recoverable, nanograms per cubic meter | 1-Methylphenanthrene | ng/m3 | Recoverable | [5 empty] | 2014-10-03
65461 | 1-Methylpyrene, air, top plus bottom sorbent trap, recoverable, nanograms per cubic meter | 1-Methylpyrene | ng/m3 | Recoverable | [5 empty] | 2014-10-03
65462 | 2,3,6-Trimethylnaphthalene, air, top plus bottom sorbent trap, recoverable, nanograms per cubic meter | 2,3,6-Trimethylnaphthalene | ng/m3 | Recoverable | [5 empty] | 2014-10-03
65463 | 2,6-Dimethylnaphthalene, air, top plus bottom sorbent trap, recoverable, nanograms per cubic meter | 2,6-Dimethylnaphthalene | ng/m3 | Recoverable | [5 empty] | 2014-10-03
65464 | 2-Ethylnaphthalene, air, top plus bottom sorbent trap, recoverable, nanograms per cubic meter | 2-Ethylnaphthalene | ng/m3 | Recoverable | [5 empty] | 2014-10-03
65465 | 2-Methylanthracene, air, top plus bottom sorbent trap, recoverable, nanograms per cubic meter | 2-Methylanthracene | ng/m3 | Recoverable | [5 empty] | 2014-10-03
65466 | 4H-Cyclopenta[def]phenanthrene, air, top plus bottom sorbent trap, recoverable, nanograms per cubic meter | 4H-Cyclopenta[def]phenanthrene | ng/m3 | Recoverable | [5 empty] | 2014-10-03
65467 | 9H-Fluorene, air, top plus bottom sorbent trap, recoverable, nanograms per cubic meter | Fluorene | ng/m3 | Recoverable | [5 empty] | 2014-10-03
65468 | Acenaphthene, air, top plus bottom sorbent trap, recoverable, nanograms per cubic meter | Acenaphthene | ng/m3 | Recoverable | [5 empty] | 2014-10-03
65469 | Acenaphthylene, air, top plus bottom sorbent trap, recoverable, nanograms per cubic meter | Acenaphthylene | ng/m3 | Recoverable | [5 empty] | 2014-10-03
65470 | Anthracene, air, top plus bottom sorbent trap, recoverable, nanograms per cubic meter | Anthracene | ng/m3 | Recoverable | [5 empty] | 2014-10-03
65471 | Benzo[a]anthracene, air, top plus bottom sorbent trap, recoverable, nanograms per cubic meter | Benz[a]anthracene | ng/m3 | Recoverable | [5 empty] | 2014-10-03
65472 | Benzo[a]pyrene, air, top plus bottom sorbent trap, recoverable, nanograms per cubic meter | Benzo[a]pyrene | ng/m3 | Recoverable | [5 empty] | 2014-10-03
65473 | Benzo[b]fluoranthene, air, top plus bottom sorbent trap, recoverable, nanograms per cubic meter | Benzo(b)fluoranthene | ng/m3 | Recoverable | [5 empty] | 2014-10-03
65474 | Benzo[e]pyrene, air, top plus bottom sorbent trap, recoverable, nanograms per cubic meter | Benzo[e]pyrene | ng/m3 | Recoverable | [5 empty] | 2014-10-03
65475 | Benzo[ghi]perylene, air, top plus bottom sorbent trap, recoverable, nanograms per cubic meter | Benzo[g,h,i]perylene | ng/m3 | Recoverable | [5 empty] | 2020-01-21
65476 | Benzo[k]fluoranthene, air, top plus bottom sorbent trap, recoverable, nanograms per cubic meter | Benzo[k]fluoranthene | ng/m3 | Recoverable | [5 empty] | 2014-10-03
65477 | Chrysene, air, top plus bottom sorbent trap, recoverable, nanograms per cubic meter | Chrysene | ng/m3 | Recoverable | [5 empty] | 2014-10-03
65478 | Coronene, air, top plus bottom sorbent trap, recoverable, nanograms per cubic meter | Coronene | ng/m3 | Recoverable | [5 empty] | 2014-10-03
65479 | Dibenzo[a,h]anthracene, air, top plus bottom sorbent trap, recoverable, nanograms per cubic meter | Dibenz[a,h]anthracene | ng/m3 | Recoverable | [5 empty] | 2014-10-03
65480 | Fluoranthene, air, top plus bottom sorbent trap, recoverable, nanograms per cubic meter | Fluoranthene | ng/m3 | Recoverable | [5 empty] | 2014-10-03
65481 | Indeno[1,2,3-cd]pyrene, air, top plus bottom sorbent trap, recoverable, nanograms per cubic meter | Indeno[1,2,3-cd]pyrene | ng/m3 | Recoverable | [5 empty] | 2014-10-03
65482 | Naphthalene, air, top plus bottom sorbent trap, recoverable, nanograms per cubic meter | Naphthalene | ng/m3 | Recoverable | [5 empty] | 2014-10-03
65483 | Perylene, air, top plus bottom sorbent trap, recoverable, nanograms per cubic meter | Perylene | ng/m3 | Recoverable | [5 empty] | 2014-10-03
65484 | Phenanthrene, air, top plus bottom sorbent trap, recoverable, nanograms per cubic meter | Phenanthrene | ng/m3 | Recoverable | [5 empty] | 2014-10-03
65485 | Pyrene, air, top plus bottom sorbent trap, recoverable, nanograms per cubic meter | Pyrene | ng/m3 | Recoverable | [5 empty] | 2014-10-03
65486 | C1-alkylated naphthalene isomers, air, top plus bottom sorbent trap, recoverable, nanograms per cubic meter | Methylnaphthalene | ng/m3 | Recoverable | [5 empty] | 2014-10-03
65487 | C1-alkylated phenanthrene & anthracene isomers, air, top plus bottom sorbent trap, recoverable, nanograms per cubic meter | C1-Phenanthrenes/anthracenes | ng/m3 | Recoverable | [5 empty] | 2014-10-03
65488 | C1-alkylated fluoranthene & pyrene isomers, air, top plus bottom sorbent trap, recoverable, nanograms per cubic meter | C1-Fluoranthenes/pyrenes | ng/m3 | Recoverable | [5 empty] | 2014-10-03
65489 | C1-alkylated benzo[a]anthracene & chrysene isomers, air, top plus bottom sorbent trap, recoverable, nanograms per cubic meter | C1-MW 228 PAH | ng/m3 | Recoverable | [5 empty] | 2017-01-05
65490 | C1-alkylated benzopyrene & perylene isomers, air, top plus bottom sorbent trap, recoverable, nanograms per cubic meter | C1-Benzopyrenes/perylenes | ng/m3 | Recoverable | [5 empty] | 2014-10-03
65491 | C2-alkylated naphthalene isomers, air, top plus bottom sorbent trap, recoverable, nanograms per cubic meter | C2-Naphthalenes | ng/m3 | Recoverable | [5 empty] | 2014-10-03
65492 | C2-alkylated phenanthrene & anthracene isomers, air, top plus bottom sorbent trap, recoverable, nanograms per cubic meter | C2-Phenanthrenes/anthracenes | ng/m3 | Recoverable | [5 empty] | 2014-10-03
65493 | C2-alkylated fluoranthene & pyrene isomers, air, top plus bottom sorbent trap, recoverable, nanograms per cubic meter | C2-Fluoranthenes/pyrenes | ng/m3 | Recoverable | [5 empty] | 2014-10-03
65494 | C2-alkylated benzo[a]anthracene & chrysene isomers, air, top plus bottom sorbent trap, recoverable, nanograms per cubic meter | C2-Benzo[a]anthracenes/chrysenes | ng/m3 | Recoverable | [5 empty] | 2014-10-03
65495 | C2-alkylated benzopyrene & perylene isomers, air, top plus bottom sorbent trap, recoverable, nanograms per cubic meter | C2-Benzopyrenes/perylenes | ng/m3 | Recoverable | [5 empty] | 2014-10-03
65496 | C3-alkylated naphthalene isomers, air, top plus bottom sorbent trap, recoverable, nanograms per cubic meter | C3-Naphthalenes | ng/m3 | Recoverable | [5 empty] | 2014-10-03
65497 | C3-alkylated phenanthrene & anthracene isomers, air, top plus bottom sorbent trap, recoverable, nanograms per cubic meter | C3-Phenanthrenes/anthracenes | ng/m3 | Recoverable | [5 empty] | 2014-10-03
65498 | C3-alkylated fluoranthene & pyrene isomers, air, top plus bottom sorbent trap, recoverable, nanograms per cubic meter | C3-Fluoranthenes/pyrenes | ng/m3 | Recoverable | [5 empty] | 2014-10-03
65499 | C3-alkylated benzo[a]anthracene & chrysene isomers, air, top plus bottom sorbent trap, recoverable, nanograms per cubic meter | C3-Benzo[a]anthracenes/chrysenes | ng/m3 | Recoverable | [5 empty] | 2014-10-03
65500 | C3-alkylated benzopyrene & perylene isomers, air, top plus bottom sorbent trap, recoverable, nanograms per cubic meter | C3-Benzopyrenes/perylenes | ng/m3 | Recoverable | [5 empty] | 2014-10-03
65501 | C4-alkylated naphthalene isomers, air, top plus bottom sorbent trap, recoverable, nanograms per cubic meter | C4-Naphthalenes | ng/m3 | Recoverable | [5 empty] | 2014-10-03
65502 | C4-alkylated phenanthrene & anthracene isomers, air, top plus bottom sorbent trap, recoverable, nanograms per cubic meter | C4-Phenanthrenes/anthracenes | ng/m3 | Recoverable | [5 empty] | 2014-10-03
65503 | C4-alkylated fluoranthene & pyrene isomers, air, top plus bottom sorbent trap, recoverable, nanograms per cubic meter | C4-Fluoranthenes/pyrenes | ng/m3 | Recoverable | [5 empty] | 2014-10-03
65504 | C4-alkylated benzo[a]anthracene & chrysene isomers, air, top plus bottom sorbent trap, recoverable, nanograms per cubic meter | C4-Benzo[a]anthracenes/chrysenes | ng/m3 | Recoverable | [5 empty] | 2014-10-03
65505 | C4-alkylated benzopyrene & perylene isomers, air, top plus bottom sorbent trap, recoverable, nanograms per cubic meter | C4-Benzopyrenes/perylenes | ng/m3 | Recoverable | [5 empty] | 2014-10-03
65506 | C5-alkylated naphthalene isomers, air, top plus bottom sorbent trap, recoverable, nanograms per cubic meter | C5-Naphthalenes | ng/m3 | Recoverable | [5 empty] | 2014-10-03
65507 | C5-alkylated phenanthrene & anthracene isomers, air, top plus bottom sorbent trap, recoverable, nanograms per cubic meter | C5-Phenanthrenes/anthracenes | ng/m3 | Recoverable | [5 empty] | 2014-10-03
65508 | C5-alkylated fluoranthene & pyrene isomers, air, top plus bottom sorbent trap, recoverable, nanograms per cubic meter | C5-Fluoranthenes/pyrenes | ng/m3 | Recoverable | [5 empty] | 2014-10-03
65509 | C5-alkylated benzo[a]anthracene & chrysene isomers, air, top plus bottom sorbent trap, recoverable, nanograms per cubic meter | C5-Benzo[a]anthracenes/chrysenes | ng/m3 | Recoverable | [5 empty] | 2014-10-03
65510 | C5-alkylated benzopyrene & perylene isomers, air, top plus bottom sorbent trap, recoverable, nanograms per cubic meter | C5-Benzopyrenes/perylenes | ng/m3 | Recoverable | [5 empty] | 2014-10-03
65511 | 1,4-Naphthoquinone, air, particulate filter, recoverable, nanograms per cubic meter | 1,4-Naphthoquinone | ng/m3 | Recoverable | [5 empty] | 2014-10-03
65512 | 1-Naphthol, air, particulate filter, recoverable, nanograms per cubic meter | 1-Naphthol | ng/m3 | Recoverable | [5 empty] | 2014-10-03
65513 | 2-(4-tert-Butylphenoxy)-cyclohexanol, air, particulate filter, recoverable, nanograms per cubic meter | 2-(p-tert-Butylphenoxy)cyclohexanol | ng/m3 | Recoverable | [5 empty] | 2020-01-21
65514 | 2,5-Dichloroaniline, air, particulate filter, recoverable, nanograms per cubic meter | 2,5-Dichloroaniline | ng/m3 | Recoverable | [5 empty] | 2014-10-03
65515 | 2,6-Diethylaniline, air, particulate filter, recoverable, nanograms per cubic meter | 2,6-Diethylaniline | ng/m3 | Recoverable | [5 empty] | 2014-10-03
65516 | 2-Amino-N-isopropylbenzamide, air, particulate filter, recoverable, nanograms per cubic meter | Benzamide, 2-amino-N-(1-methylethyl)- | ng/m3 | Recoverable | [5 empty] | 2020-01-21
65517 | 2-Chloro-2',6'-diethylacetanilide, air, particulate filter, recoverable, nanograms per cubic meter | 2-Chloro-2',6'-diethylacetanilide | ng/m3 | Recoverable | [5 empty] | 2014-10-03
65518 | 2-Chloro-4-isopropylamino-6-amino-s-triazine, air, particulate filter, recoverable, nanograms per cubic meter | 2-Chloro-4-isopropylamino-6-amino-s-triazine | ng/m3 | Recoverable | [5 empty] | 2014-10-03
65519 | 2-Ethyl-6-methylaniline, air, particulate filter, recoverable, nanograms per cubic meter | 2-Ethyl-6-methylaniline | ng/m3 | Recoverable | [5 empty] | 2014-10-03
65520 | 3,4-Dichloroaniline, air, particulate filter, recoverable, nanograms per cubic meter | 3,4-Dichloroaniline | ng/m3 | Recoverable | [5 empty] | 2014-10-03
65521 | 3,5-Dichloroaniline, air, particulate filter, recoverable, nanograms per cubic meter | 3,5-Dichloroaniline | ng/m3 | Recoverable | [5 empty] | 2014-10-03
65522 | 3-(Trifluoromethyl)aniline, air, particulate filter, recoverable, nanograms per cubic meter | 3-(Trifluoromethyl)aniline | ng/m3 | Recoverable | [5 empty] | 2014-10-03
65523 | 4,4'-Dichlorobenzophenone, air, particulate filter, recoverable, nanograms per cubic meter | Methanone, bis(4-chlorophenyl)- | ng/m3 | Recoverable | [5 empty] | 2014-10-03
65524 | 4-Chloro-2-methylphenol, air, particulate filter, recoverable, nanograms per cubic meter | 4-Chloro-2-methylphenol | ng/m3 | Recoverable | [5 empty] | 2014-10-03
65525 | 4-Chlorobenzylmethylsulfone, air, particulate filter, recoverable, nanograms per cubic meter | 4-Chlorobenzylmethylsulfone | ng/m3 | Recoverable | [5 empty] | 2014-10-03
65526 | Acetochlor, air, particulate filter, recoverable, nanograms per cubic meter | Acetochlor | ng/m3 | Recoverable | [5 empty] | 2014-10-03
65527 | Alachlor, air, particulate filter, recoverable, nanograms per cubic meter | Alachlor | ng/m3 | Recoverable | [5 empty] | 2014-10-03
65528 | alpha-HCH, air, particulate filter, recoverable, nanograms per cubic meter | alpha-HCH (aLindane) | ng/m3 | Recoverable | [5 empty] | 2020-01-21
65529 | Atrazine, air, particulate filter, recoverable, nanograms per cubic meter | Atrazine | ng/m3 | Recoverable | [5 empty] | 2014-10-03
65530 | Azinphos-methyl, air, particulate filter, recoverable, nanograms per cubic meter | Azinphos-methyl | ng/m3 | Recoverable | [5 empty] | 2014-10-03
65531 | Azinphos-methyl oxygen analog, air, particulate filter, recoverable, nanograms per cubic meter | Azinphos-methyl oxygen analog | ng/m3 | Recoverable | [5 empty] | 2014-10-03
65532 | Benfluralin, air, particulate filter, recoverable, nanograms per cubic meter | Benfluralin | ng/m3 | Recoverable | [5 empty] | 2014-10-03
65533 | Bifenthrin, air, particulate filter, recoverable, nanograms per cubic meter | Bifenthrin | ng/m3 | Recoverable | [5 empty] | 2014-10-03
65534 | Butylate, air, particulate filter, recoverable, nanograms per cubic meter | Butylate | ng/m3 | Recoverable | [5 empty] | 2014-10-03
65535 | Carbaryl, air, particulate filter, recoverable, nanograms per cubic meter | Carbaryl | ng/m3 | Recoverable | [5 empty] | 2014-10-03
65536 | Carbofuran, air, particulate filter, recoverable, nanograms per cubic meter | Carbofuran | ng/m3 | Recoverable | [5 empty] | 2014-10-03
65537 | Chlorpyrifos, air, particulate filter, recoverable, nanograms per cubic meter | Chlorpyrifos | ng/m3 | Recoverable | [5 empty] | 2014-10-03
65538 | Chlorpyrifos oxygen analog, air, particulate filter, recoverable, nanograms per cubic meter | Chlorpyrifos O.A. | ng/m3 | Recoverable | [5 empty] | 2014-10-03
65539 | cis-Permethrin, air, particulate filter, recoverable, nanograms per cubic meter | 1rs Cis-Permethrin | ng/m3 | Recoverable | [5 empty] | 2014-10-03
65540 | cis-Propiconazole, air, particulate filter, recoverable, nanograms per cubic meter | cis-Propiconazole | ng/m3 | Recoverable | [5 empty] | 2014-10-03
65541 | Cyanazine, air, particulate filter, recoverable, nanograms per cubic meter | Cyanazine | ng/m3 | Recoverable | [5 empty] | 2014-10-03
65542 | Cycloate, air, particulate filter, recoverable, nanograms per cubic meter | Cycloate | ng/m3 | Recoverable | [5 empty] | 2014-10-03
65543 | Cyfluthrin, air, particulate filter, recoverable, nanograms per cubic meter | Cyfluthrin | ng/m3 | Recoverable | [5 empty] | 2014-10-03
65544 | Cypermethrin, air, particulate filter, recoverable, nanograms per cubic meter | Beta Cypermethrin | ng/m3 | Recoverable | [5 empty] | 2014-10-03
65545 | DCPA, air, particulate filter, recoverable, nanograms per cubic meter | Chlorthal-dimethyl | ng/m3 | Recoverable | [5 empty] | 2014-10-03
65546 | Desulfinylfipronil, air, particulate filter, recoverable, nanograms per cubic meter | Fipronil Desulfinyl | ng/m3 | Recoverable | [5 empty] | 2020-01-21
65547 | Desulfinylfipronil amide, air, particulate filter, recoverable, nanograms per cubic meter | Desulfinylfipronil amide | ng/m3 | Recoverable | [5 empty] | 2014-10-03
65548 | Diazinon, air, particulate filter, recoverable, nanograms per cubic meter | Diazinon | ng/m3 | Recoverable | [5 empty] | 2014-10-03
65549 | Diazoxon, air, particulate filter, recoverable, nanograms per cubic meter | Diazoxon | ng/m3 | Recoverable | [5 empty] | 2014-10-03
65550 | Dichlorvos, air, particulate filter, recoverable, nanograms per cubic meter | Dichlorvos | ng/m3 | Recoverable | [5 empty] | 2014-10-03
65551 | Dicrotophos, air, particulate filter, recoverable, nanograms per cubic meter | Dicrotophos | ng/m3 | Recoverable | [5 empty] | 2014-10-03
65552 | Dieldrin, air, particulate filter, recoverable, nanograms per cubic meter | Dieldrin | ng/m3 | Recoverable | [5 empty] | 2014-10-03
65553 | Dimethoate, air, particulate filter, recoverable, nanograms per cubic meter | Dimethoate | ng/m3 | Recoverable | [5 empty] | 2014-10-03
65554 | (E)-Dimethomorph, air, particulate filter, recoverable, nanograms per cubic meter | (E)-Dimethomorph | ng/m3 | Recoverable | [5 empty] | 2014-10-03
65555 | (Z)-Dimethomorph, air, particulate filter, recoverable, nanograms per cubic meter | (Z)-Dimethomorph | ng/m3 | Recoverable | [5 empty] | 2014-10-03
65556 | Disulfoton, air, particulate filter, recoverable, nanograms per cubic meter | Disulfoton | ng/m3 | Recoverable | [5 empty] | 2014-10-03
65557 | Disulfoton sulfone, air, particulate filter, recoverable, nanograms per cubic meter | Disulfoton sulfone | ng/m3 | Recoverable | [5 empty] | 2014-10-03
65558 | Disulfoton sulfoxide, air, particulate filter, recoverable, nanograms per cubic meter | Oxydisulfoton | ng/m3 | Recoverable | [5 empty] | 2014-10-03
65559 | Endosulfan ether, air, particulate filter, recoverable, nanograms per cubic meter | Endosulfan ether | ng/m3 | Recoverable | [5 empty] | 2014-10-03
65560 | alpha-Endosulfan, air, particulate filter, recoverable, nanograms per cubic meter | .alpha.-Endosulfan | ng/m3 | Recoverable | [5 empty] | 2014-10-03
65561 | beta-Endosulfan, air, particulate filter, recoverable, nanograms per cubic meter | .beta.-Endosulfan | ng/m3 | Recoverable | [5 empty] | 2014-10-03
65562 | Endosulfan sulfate, air, particulate filter, recoverable, nanograms per cubic meter | Endosulfan sulfate | ng/m3 | Recoverable | [5 empty] | 2014-10-03
65563 | EPTC, air, particulate filter, recoverable, nanograms per cubic meter | S-Ethyl dipropylthiocarbamate | ng/m3 | Recoverable | [5 empty] | 2014-10-03
65564 | Ethalfluralin, air, particulate filter, recoverable, nanograms per cubic meter | Ethalfluralin | ng/m3 | Recoverable | [5 empty] | 2014-10-03
65565 | Ethion, air, particulate filter, recoverable, nanograms per cubic meter | Ethion | ng/m3 | Recoverable | [5 empty] | 2014-10-03
65566 | Ethion monoxon, air, particulate filter, recoverable, nanograms per cubic meter | Ethion monooxon | ng/m3 | Recoverable | [5 empty] | 2020-01-21
65567 | Ethoprop, air, particulate filter, recoverable, nanograms per cubic meter | Ethoprop | ng/m3 | Recoverable | [5 empty] | 2014-10-03
65568 | Fenamiphos, air, particulate filter, recoverable, nanograms per cubic meter | Fenamiphos | ng/m3 | Recoverable | [5 empty] | 2014-10-03
65569 | Fenamiphos sulfone, air, particulate filter, recoverable, nanograms per cubic meter | Fenamiphos Sulfone | ng/m3 | Recoverable | [5 empty] | 2014-10-03
65570 | Fenamiphos sulfoxide, air, particulate filter, recoverable, nanograms per cubic meter | Fenamiphos sulfoxide | ng/m3 | Recoverable | [5 empty] | 2014-10-03
65571 | Fenthion, air, particulate filter, recoverable, nanograms per cubic meter | Fenthion | ng/m3 | Recoverable | [5 empty] | 2014-10-03
65572 | Fenthion sulfoxide, air, particulate filter, recoverable, nanograms per cubic meter | Fenthion sulfoxide | ng/m3 | Recoverable | [5 empty] | 2014-10-03
65573 | Fipronil, air, particulate filter, recoverable, nanograms per cubic meter | Fipronil | ng/m3 | Recoverable | [5 empty] | 2014-10-03
65574 | Fipronil sulfide, air, particulate filter, recoverable, nanograms per cubic meter | Fipronil Sulfide | ng/m3 | Recoverable | [5 empty] | 2020-01-21
65575 | Fipronil sulfone, air, particulate filter, recoverable, nanograms per cubic meter | Fipronil Sulfone | ng/m3 | Recoverable | [5 empty] | 2014-10-03
65576 | Flumetralin, air, particulate filter, recoverable, nanograms per cubic meter | Flumetralin | ng/m3 | Recoverable | [5 empty] | 2014-10-03
65577 | Fonofos, air, particulate filter, recoverable, nanograms per cubic meter | Fonofos | ng/m3 | Recoverable | [5 empty] | 2014-10-03
65578 | Fonofos oxygen analog, air, particulate filter, recoverable, nanograms per cubic meter | Fonofos oxon | ng/m3 | Recoverable | [5 empty] | 2016-10-06
65579 | Hexazinone, air, particulate filter, recoverable, nanograms per cubic meter | Hexazinone | ng/m3 | Recoverable | [5 empty] | 2014-10-03
65580 | Iprodione, air, particulate filter, recoverable, nanograms per cubic meter | Iprodione | ng/m3 | Recoverable | [5 empty] | 2014-10-03
65581 | Isofenphos, air, particulate filter, recoverable, nanograms per cubic meter | Isofenphos | ng/m3 | Recoverable | [5 empty] | 2014-10-03
65582 | lambda-Cyhalothrin, air, particulate filter, recoverable, nanograms per cubic meter | .lambda.-Cyhalothrin | ng/m3 | Recoverable | [5 empty] | 2014-10-03
65583 | Lindane, air, particulate filter, recoverable, nanograms per cubic meter | Lindane | ng/m3 | Recoverable | [5 empty] | 2014-10-03
65584 | Linuron, air, particulate filter, recoverable, nanograms per cubic meter | Linuron | ng/m3 | Recoverable | [5 empty] | 2014-10-03
65585 | Malaoxon, air, particulate filter, recoverable, nanograms per cubic meter | Malaoxon | ng/m3 | Recoverable | [5 empty] | 2014-10-03
65586 | Malathion, air, particulate filter, recoverable, nanograms per cubic meter | Malathion | ng/m3 | Recoverable | [5 empty] | 2014-10-03
65587 | Metalaxyl, air, particulate filter, recoverable, nanograms per cubic meter | Metalaxyl | ng/m3 | Recoverable | [5 empty] | 2014-10-03
65588 | Methidathion, air, particulate filter, recoverable, nanograms per cubic meter | Methidathion | ng/m3 | Recoverable | [5 empty] | 2014-10-03
65589 | Metolachlor, air, particulate filter, recoverable, nanograms per cubic meter | Metolachlor | ng/m3 | Recoverable | [5 empty] | 2014-10-03
65590 | Metribuzin, air, particulate filter, recoverable, nanograms per cubic meter | Metribuzin | ng/m3 | Recoverable | [5 empty] | 2014-10-03
65591 | Molinate, air, particulate filter, recoverable, nanograms per cubic meter | Molinate | ng/m3 | Recoverable | [5 empty] | 2014-10-03
65592 | Myclobutanil, air, particulate filter, recoverable, nanograms per cubic meter | Myclobutanil | ng/m3 | Recoverable | [5 empty] | 2014-10-03
65593 | Napropamide, air, particulate filter, recoverable, nanograms per cubic meter | Napropamide | ng/m3 | Recoverable | [5 empty] | 2014-10-03
65594 | O-Ethyl O-methyl S-propyl phosphorothioate, air, particulate filter, recoverable, nanograms per cubic meter | O-Ethyl O-methyl S-propyl phosphorothioate | ng/m3 | Recoverable | [5 empty] | 2014-10-03
65595 | Oxyfluorfen, air, particulate filter, recoverable, nanograms per cubic meter | Oxyfluorfen | ng/m3 | Recoverable | [5 empty] | 2014-10-03
65596 | p,p'-DDE, air, particulate filter, recoverable, nanograms per cubic meter | p,p'-DDE | ng/m3 | Recoverable | [5 empty] | 2014-10-03
65597 | Paraoxon, air, particulate filter, recoverable, nanograms per cubic meter | Paraoxon | ng/m3 | Recoverable | [5 empty] | 2014-10-03
65598 | Methyl paraoxon, air, particulate filter, recoverable, nanograms per cubic meter | Methyl paraoxon | ng/m3 | Recoverable | [5 empty] | 2014-10-03
65599 | Parathion, air, particulate filter, recoverable, nanograms per cubic meter | Parathion | ng/m3 | Recoverable | [5 empty] | 2014-10-03
65600 | Methyl parathion, air, particulate filter, recoverable, nanograms per cubic meter | Methyl parathion | ng/m3 | Recoverable | [5 empty] | 2014-10-03
65601 | Pebulate, air, particulate filter, recoverable, nanograms per cubic meter | Pebulate | ng/m3 | Recoverable | [5 empty] | 2014-10-03
65602 | Pendimethalin, air, particulate filter, recoverable, nanograms per cubic meter | Pendimethalin | ng/m3 | Recoverable | [5 empty] | 2014-10-03
65603 | Phorate, air, particulate filter, recoverable, nanograms per cubic meter | Phorate | ng/m3 | Recoverable | [5 empty] | 2014-10-03
65604 | Phorate oxygen analog, air, particulate filter, recoverable, nanograms per cubic meter | Phorate O.A. | ng/m3 | Recoverable | [5 empty] | 2014-10-03
65605 | Phosmet, air, particulate filter, recoverable, nanograms per cubic meter | Phosmet | ng/m3 | Recoverable | [5 empty] | 2014-10-03
65606 | Phosmet oxygen analog, air, particulate filter, recoverable, nanograms per cubic meter | Phosmetoxon | ng/m3 | Recoverable | [5 empty] | 2014-10-03
65607 | Profenofos, air, particulate filter, recoverable, nanograms per cubic meter | Profenofos | ng/m3 | Recoverable | [5 empty] | 2014-10-03
65608 | Prometon, air, particulate filter, recoverable, nanograms per cubic meter | Prometon | ng/m3 | Recoverable | [5 empty] | 2014-10-03
65609 | Prometryn, air, particulate filter, recoverable, nanograms per cubic meter | Prometryn | ng/m3 | Recoverable | [5 empty] | 2014-10-03
65610 | Propachlor, air, particulate filter, recoverable, nanograms per cubic meter | Propachlor | ng/m3 | Recoverable | [5 empty] | 2014-10-03
65611 | Propanil, air, particulate filter, recoverable, nanograms per cubic meter | Propanil | ng/m3 | Recoverable | [5 empty] | 2014-10-03
65612 | Propargite, air, particulate filter, recoverable, nanograms per cubic meter | Propargite | ng/m3 | Recoverable | [5 empty] | 2014-10-03
65613 | Propetamphos, air, particulate filter, recoverable, nanograms per cubic meter | Propetamphos | ng/m3 | Recoverable | [5 empty] | 2014-10-03
65614 | Propyzamide, air, particulate filter, recoverable, nanograms per cubic meter | Pronamide | ng/m3 | Recoverable | [5 empty] | 2014-10-03
65615 | Simazine, air, particulate filter, recoverable, nanograms per cubic meter | Simazine | ng/m3 | Recoverable | [5 empty] | 2014-10-03
65616 | Sulfotepp, air, particulate filter, recoverable, nanograms per cubic meter | Sulfotep | ng/m3 | Recoverable | [5 empty] | 2014-10-03
65617 | Sulprofos, air, particulate filter, recoverable, nanograms per cubic meter | Sulprofos | ng/m3 | Recoverable | [5 empty] | 2014-10-03
65618 | Tebupirimfos, air, particulate filter, recoverable, nanograms per cubic meter | Phostebupirim | ng/m3 | Recoverable | [5 empty] | 2014-10-03
65619 | Tebupirimfos oxygen analog, air, particulate filter, recoverable, nanograms per cubic meter | Tebupirimphos oxon | ng/m3 | Recoverable | [5 empty] | 2020-01-21
65620 | Tebuthiuron, air, particulate filter, recoverable, nanograms per cubic meter | Tebuthiuron | ng/m3 | Recoverable | [5 empty] | 2014-10-03
65621 | Tefluthrin, air, particulate filter, recoverable, nanograms per cubic meter | Tefluthrin | ng/m3 | Recoverable | [5 empty] | 2014-10-03
65622 | Temephos, air, particulate filter, recoverable, nanograms per cubic meter | Temephos | ng/m3 | Recoverable | [5 empty] | 2014-10-03
65623 | Terbacil, air, particulate filter, recoverable, nanograms per cubic meter | Terbacil | ng/m3 | Recoverable | [5 empty] | 2014-10-03
65624 | Terbufos, air, particulate filter, recoverable, nanograms per cubic meter | Terbufos | ng/m3 | Recoverable | [5 empty] | 2014-10-03
65625 | Terbufos oxygen analog sulfone, air, particulate filter, recoverable, nanograms per cubic meter | Terbufos oxygen analog sulfone | ng/m3 | Recoverable | [5 empty] | 2014-10-03
65626 | Terbuthylazine, air, particulate filter, recoverable, nanograms per cubic meter | Terbuthylazine | ng/m3 | Recoverable | [5 empty] | 2014-10-03
65627 | Thiobencarb, air, particulate filter, recoverable, nanograms per cubic meter | Thiobencarb | ng/m3 | Recoverable | [5 empty] | 2014-10-03
65628 | trans-Propiconazole, air, particulate filter, recoverable, nanograms per cubic meter | trans-Propiconazole | ng/m3 | Recoverable | [5 empty] | 2014-10-03
65629 | Triallate, air, particulate filter, recoverable, nanograms per cubic meter | Triallate | ng/m3 | Recoverable | [5 empty] | 2014-10-03
65630 | Tribufos, air, particulate filter, recoverable, nanograms per cubic meter | Tribufos | ng/m3 | Recoverable | [5 empty] | 2014-10-03
65631 | Trifluralin, air, particulate filter, recoverable, nanograms per cubic meter | Trifluralin | ng/m3 | Recoverable | [5 empty] | 2014-10-03
65632 | 1,4-Naphthoquinone, air, top sorbent trap, recoverable, nanograms per cubic meter | 1,4-Naphthoquinone | ng/m3 | Recoverable | [5 empty] | 2014-10-03
65633 | 1-Naphthol, air, top sorbent trap, recoverable, nanograms per cubic meter | 1-Naphthol | ng/m3 | Recoverable | [5 empty] | 2014-10-03
65634 | 2-(4-tert-Butylphenoxy)-cyclohexanol, air, top sorbent trap, recoverable, nanograms per cubic meter | 2-(p-tert-Butylphenoxy)cyclohexanol | ng/m3 | Recoverable | [5 empty] | 2020-01-21
65635 | 2,5-Dichloroaniline, air, top sorbent trap, recoverable, nanograms per cubic meter | 2,5-Dichloroaniline | ng/m3 | Recoverable | [5 empty] | 2014-10-03
65636 | 2,6-Diethylaniline, air, top sorbent trap, recoverable, nanograms per cubic meter | 2,6-Diethylaniline | ng/m3 | Recoverable | [5 empty] | 2014-10-03
65637 | 2-Amino-N-isopropylbenzamide, air, top sorbent trap, recoverable, nanograms per cubic meter | Benzamide, 2-amino-N-(1-methylethyl)- | ng/m3 | Recoverable | [5 empty] | 2020-01-21
65638 | 2-Chloro-2',6'-diethylacetanilide, air, top sorbent trap, recoverable, nanograms per cubic meter | 2-Chloro-2',6'-diethylacetanilide | ng/m3 | Recoverable | [5 empty] | 2014-10-03
65639 | 2-Chloro-4-isopropylamino-6-amino-s-triazine, air, top sorbent trap, recoverable, nanograms per cubic meter | 2-Chloro-4-isopropylamino-6-amino-s-triazine | ng/m3 | Recoverable | [5 empty] | 2014-10-03
65640 | 2-Ethyl-6-methylaniline, air, top sorbent trap, recoverable, nanograms per cubic meter | 2-Ethyl-6-methylaniline | ng/m3 | Recoverable | [5 empty] | 2014-10-03
65641 | 3,4-Dichloroaniline, air, top sorbent trap, recoverable, nanograms per cubic meter | 3,4-Dichloroaniline | ng/m3 | Recoverable | [5 empty] | 2014-10-03
65642 | 3,5-Dichloroaniline, air, top sorbent trap, recoverable, nanograms per cubic meter | 3,5-Dichloroaniline | ng/m3 | Recoverable | [5 empty] | 2014-10-03
65643 | 3-(Trifluoromethyl)aniline, air, top sorbent trap, recoverable, nanograms per cubic meter | 3-(Trifluoromethyl)aniline | ng/m3 | Recoverable | [5 empty] | 2014-10-03
65644 | 4,4'-Dichlorobenzophenone, air, top sorbent trap, recoverable, nanograms per cubic meter | Methanone, bis(4-chlorophenyl)- | ng/m3 | Recoverable | [5 empty] | 2014-10-03
65645 | 4-Chloro-2-methylphenol, air, top sorbent trap, recoverable, nanograms per cubic meter | 4-Chloro-2-methylphenol | ng/m3 | Recoverable | [5 empty] | 2014-10-03
65646 | 4-Chlorobenzylmethylsulfone, air, top sorbent trap, recoverable, nanograms per cubic meter | 4-Chlorobenzylmethylsulfone | ng/m3 | Recoverable | [5 empty] | 2014-10-03
65647 | Acetochlor, air, top sorbent trap, recoverable, nanograms per cubic meter | Acetochlor | ng/m3 | Recoverable | [5 empty] | 2014-10-03
65648 | Alachlor, air, top sorbent trap, recoverable, nanograms per cubic meter | Alachlor | ng/m3 | Recoverable | [5 empty] | 2014-10-03
65649 | alpha-HCH, air, top sorbent trap, recoverable, nanograms per cubic meter | alpha-HCH (aLindane) | ng/m3 | Recoverable | [5 empty] | 2020-01-21
65650 | Atrazine, air, top sorbent trap, recoverable, nanograms per cubic meter | Atrazine | ng/m3 | Recoverable | [5 empty] | 2014-10-03
65651 | Azinphos-methyl, air, top sorbent trap, recoverable, nanograms per cubic meter | Azinphos-methyl | ng/m3 | Recoverable | [5 empty] | 2014-10-03
65652 | Azinphos-methyl oxygen analog, air, top sorbent trap, recoverable, nanograms per cubic meter | Azinphos-methyl oxygen analog | ng/m3 | Recoverable | [5 empty] | 2014-10-03
65653 | Benfluralin, air, top sorbent trap, recoverable, nanograms per cubic meter | Benfluralin | ng/m3 | Recoverable | [5 empty] | 2014-10-03
65654 | Bifenthrin, air, top sorbent trap, recoverable, nanograms per cubic meter | Bifenthrin | ng/m3 | Recoverable | [5 empty] | 2014-10-03
65655 | Butylate, air, top sorbent trap, recoverable, nanograms per cubic meter | Butylate | ng/m3 | Recoverable | [5 empty] | 2014-10-03
65656 | Carbaryl, air, top sorbent trap, recoverable, nanograms per cubic meter | Carbaryl | ng/m3 | Recoverable | [5 empty] | 2014-10-03
65657 | Carbofuran, air, top sorbent trap, recoverable, nanograms per cubic meter | Carbofuran | ng/m3 | Recoverable | [5 empty] | 2014-10-03
65658 | Chlorpyrifos, air, top sorbent trap, recoverable, nanograms per cubic meter | Chlorpyrifos | ng/m3 | Recoverable | [5 empty] | 2014-10-03
65659 | Chlorpyrifos oxygen analog, air, top sorbent trap, recoverable, nanograms per cubic meter | Chlorpyrifos O.A. | ng/m3 | Recoverable | [5 empty] | 2014-10-03
65660 | cis-Permethrin, air, top sorbent trap, recoverable, nanograms per cubic meter | 1rs Cis-Permethrin | ng/m3 | Recoverable | [5 empty] | 2014-10-03
65661 | cis-Propiconazole, air, top sorbent trap, recoverable, nanograms per cubic meter | cis-Propiconazole | ng/m3 | Recoverable | [5 empty] | 2014-10-03
65662 | Cyanazine, air, top sorbent trap, recoverable, nanograms per cubic meter | Cyanazine | ng/m3 | Recoverable | [5 empty] | 2014-10-03
65663 | Cycloate, air, top sorbent trap, recoverable, nanograms per cubic meter | Cycloate | ng/m3 | Recoverable | [5 empty] | 2014-10-03
65664 | Cyfluthrin, air, top sorbent trap, recoverable, nanograms per cubic meter | Cyfluthrin | ng/m3 | Recoverable | [5 empty] | 2014-10-03
65665 | Cypermethrin, air, top sorbent trap, recoverable, nanograms per cubic meter | Beta Cypermethrin | ng/m3 | Recoverable | [5 empty] | 2014-10-03
65666 | DCPA, air, top sorbent trap, recoverable, nanograms per cubic meter | Chlorthal-dimethyl | ng/m3 | Recoverable | [5 empty] | 2014-10-03
65667 | Desulfinylfipronil, air, top sorbent trap, recoverable, nanograms per cubic meter | Fipronil Desulfinyl | ng/m3 | Recoverable | [5 empty] | 2020-01-21
65668 | Desulfinylfipronil amide, air, top sorbent trap, recoverable, nanograms per cubic meter | Desulfinylfipronil amide | ng/m3 | Recoverable | [5 empty] | 2014-10-03
65669 | Diazinon, air, top sorbent trap, recoverable, nanograms per cubic meter | Diazinon | ng/m3 | Recoverable | [5 empty] | 2014-10-03
65670 | Diazoxon, air, top sorbent trap, recoverable, nanograms per cubic meter | Diazoxon | ng/m3 | Recoverable | [5 empty] | 2014-10-03
65671 | Dichlorvos, air, top sorbent trap, recoverable, nanograms per cubic meter | Dichlorvos | ng/m3 | Recoverable | [5 empty] | 2014-10-03
65672 | Dicrotophos, air, top sorbent trap, recoverable, nanograms per cubic meter | Dicrotophos | ng/m3 | Recoverable | [5 empty] | 2014-10-03
65673 | Dieldrin, air, top sorbent trap, recoverable, nanograms per cubic meter | Dieldrin | ng/m3 | Recoverable | [5 empty] | 2014-10-03
65674 | Dimethoate, air, top sorbent trap, recoverable, nanograms per cubic meter | Dimethoate | ng/m3 | Recoverable | [5 empty] | 2014-10-03
65675 | (E)-Dimethomorph, air, top sorbent trap, recoverable, nanograms per cubic meter | (E)-Dimethomorph | ng/m3 | Recoverable | [5 empty] | 2014-10-03
65676 | (Z)-Dimethomorph, air, top sorbent trap, recoverable, nanograms per cubic meter | (Z)-Dimethomorph | ng/m3 | Recoverable | [5 empty] | 2014-10-03
65677 | Disulfoton, air, top sorbent trap, recoverable, nanograms per cubic meter | Disulfoton | ng/m3 | Recoverable | [5 empty] | 2014-10-03
65678 | Disulfoton sulfone, air, top sorbent trap, recoverable, nanograms per cubic meter | Disulfoton sulfone | ng/m3 | Recoverable | [5 empty] | 2014-10-03
65679 | Disulfoton sulfoxide, air, top sorbent trap, recoverable, nanograms per cubic meter | Oxydisulfoton | ng/m3 | Recoverable | [5 empty] | 2014-10-03
65680 | Endosulfan ether, air, top sorbent trap, recoverable, nanograms per cubic meter | Endosulfan ether | ng/m3 | Recoverable | [5 empty] | 2014-10-03
65681 | alpha-Endosulfan, air, top sorbent trap, recoverable, nanograms per cubic meter | .alpha.-Endosulfan | ng/m3 | Recoverable | [5 empty] | 2014-10-03
65682 | beta-Endosulfan, air, top sorbent trap, recoverable, nanograms per cubic meter | .beta.-Endosulfan | ng/m3 | Recoverable | [5 empty] | 2014-10-03
65683 | Endosulfan sulfate, air, top sorbent trap, recoverable, nanograms per cubic meter | Endosulfan sulfate | ng/m3 | Recoverable | [5 empty] | 2014-10-03
65684 | EPTC, air, top sorbent trap, recoverable, nanograms per cubic meter | S-Ethyl dipropylthiocarbamate | ng/m3 | Recoverable | [5 empty] | 2014-10-03
65685 | Ethalfluralin, air, top sorbent trap, recoverable, nanograms per cubic meter | Ethalfluralin | ng/m3 | Recoverable | [5 empty] | 2014-10-03
65686 | Ethion, air, top sorbent trap, recoverable, nanograms per cubic meter | Ethion | ng/m3 | Recoverable | [5 empty] | 2014-10-03
65687 | Ethion monoxon, air, top sorbent trap, recoverable, nanograms per cubic meter | Ethion monooxon | ng/m3 | Recoverable | [5 empty] | 2020-01-21
65688 | Ethoprop, air, top sorbent trap, recoverable, nanograms per cubic meter | Ethoprop | ng/m3 | Recoverable | [5 empty] | 2014-10-03
65689 | Fenamiphos, air, top sorbent trap, recoverable, nanograms per cubic meter | Fenamiphos | ng/m3 | Recoverable | [5 empty] | 2014-10-03
65690 | Fenamiphos sulfone, air, top sorbent trap, recoverable, nanograms per cubic meter | Fenamiphos Sulfone | ng/m3 | Recoverable | [5 empty] | 2014-10-03
65691 | Fenamiphos sulfoxide, air, top sorbent trap, recoverable, nanograms per cubic meter | Fenamiphos sulfoxide | ng/m3 | Recoverable | [5 empty] | 2014-10-03
65692 | Fenthion, air, top sorbent trap, recoverable, nanograms per cubic meter | Fenthion | ng/m3 | Recoverable | [5 empty] | 2014-10-03
65693 | Fenthion sulfoxide, air, top sorbent trap, recoverable, nanograms per cubic meter | Fenthion sulfoxide | ng/m3 | Recoverable | [5 empty] | 2014-10-03
65694 | Fipronil, air, top sorbent trap, recoverable, nanograms per cubic meter | Fipronil | ng/m3 | Recoverable | [5 empty] | 2014-10-03
65695 | Fipronil sulfide, air, top sorbent trap, recoverable, nanograms per cubic meter | Fipronil Sulfide | ng/m3 | Recoverable | [5 empty] | 2020-01-21
65696 | Fipronil sulfone, air, top sorbent trap, recoverable, nanograms per cubic meter | Fipronil Sulfone | ng/m3 | Recoverable | [5 empty] | 2014-10-03
65697 | Flumetralin, air, top sorbent trap, recoverable, nanograms per cubic meter | Flumetralin | ng/m3 | Recoverable | [5 empty] | 2014-10-03
65698 | Fonofos, air, top sorbent trap, recoverable, nanograms per cubic meter | Fonofos | ng/m3 | Recoverable | [5 empty] | 2014-10-03
65699 | Fonofos oxygen analog, air, top sorbent trap, recoverable, nanograms per cubic meter | Fonofos oxon | ng/m3 | Recoverable | [5 empty] | 2016-10-06
65700 | Hexazinone, air, top sorbent trap, recoverable, nanograms per cubic meter | Hexazinone | ng/m3 | Recoverable | [5 empty] | 2014-10-03
65701 | Iprodione, air, top sorbent trap, recoverable, nanograms per cubic meter | Iprodione | ng/m3 | Recoverable | [5 empty] | 2014-10-03
65702 | Isofenphos, air, top sorbent trap, recoverable, nanograms per cubic meter | Isofenphos | ng/m3 | Recoverable | [5 empty] | 2014-10-03
65703 | lambda-Cyhalothrin, air, top sorbent trap, recoverable, nanograms per cubic meter | .lambda.-Cyhalothrin | ng/m3 | Recoverable | [5 empty] | 2014-10-03
65704 | Lindane, air, top sorbent trap, recoverable, nanograms per cubic meter | Lindane | ng/m3 | Recoverable | [5 empty] | 2014-10-03
65705 | Linuron, air, top sorbent trap, recoverable, nanograms per cubic meter | Linuron | ng/m3 | Recoverable | [5 empty] | 2014-10-03
65706 | Malaoxon, air, top sorbent trap, recoverable, nanograms per cubic meter | Malaoxon | ng/m3 | Recoverable | [5 empty] | 2014-10-03
65707 | Malathion, air, top sorbent trap, recoverable, nanograms per cubic meter | Malathion | ng/m3 | Recoverable | [5 empty] | 2014-10-03
65708 | Metalaxyl, air, top sorbent trap, recoverable, nanograms per cubic meter | Metalaxyl | ng/m3 | Recoverable | [5 empty] | 2014-10-03
65709 | Methidathion, air, top sorbent trap, recoverable, nanograms per cubic meter | Methidathion | ng/m3 | Recoverable | [5 empty] | 2014-10-03
65710 | Metolachlor, air, top sorbent trap, recoverable, nanograms per cubic meter | Metolachlor | ng/m3 | Recoverable | [5 empty] | 2014-10-03
65711 | Metribuzin, air, top sorbent trap, recoverable, nanograms per cubic meter | Metribuzin | ng/m3 | Recoverable | [5 empty] | 2014-10-03
65712 | Molinate, air, top sorbent trap, recoverable, nanograms per cubic meter | Molinate | ng/m3 | Recoverable | [5 empty] | 2014-10-03
65713 | Myclobutanil, air, top sorbent trap, recoverable, nanograms per cubic meter | Myclobutanil | ng/m3 | Recoverable | [5 empty] | 2014-10-03
65714 | Napropamide, air, top sorbent trap, recoverable, nanograms per cubic meter | Napropamide | ng/m3 | Recoverable | [5 empty] | 2014-10-03
65715 | O-Ethyl O-methyl S-propyl phosphorothioate, air, top sorbent trap, recoverable, nanograms per cubic meter | O-Ethyl O-methyl S-propyl phosphorothioate | ng/m3 | Recoverable | [5 empty] | 2014-10-03
65716 | Oxyfluorfen, air, top sorbent trap, recoverable, nanograms per cubic meter | Oxyfluorfen | ng/m3 | Recoverable | [5 empty] | 2014-10-03
65717 | p,p'-DDE, air, top sorbent trap, recoverable, nanograms per cubic meter | p,p'-DDE | ng/m3 | Recoverable | [5 empty] | 2014-10-03
65718 | Paraoxon, air, top sorbent trap, recoverable, nanograms per cubic meter | Paraoxon | ng/m3 | Recoverable | [5 empty] | 2014-10-03
65719 | Methyl paraoxon, air, top sorbent trap, recoverable, nanograms per cubic meter | Methyl paraoxon | ng/m3 | Recoverable | [5 empty] | 2014-10-03
65720 | Parathion, air, top sorbent trap, recoverable, nanograms per cubic meter | Parathion | ng/m3 | Recoverable | [5 empty] | 2014-10-03
65721 | Methyl parathion, air, top sorbent trap, recoverable, nanograms per cubic meter | Methyl parathion | ng/m3 | Recoverable | [5 empty] | 2014-10-03
65722 | Pebulate, air, top sorbent trap, recoverable, nanograms per cubic meter | Pebulate | ng/m3 | Recoverable | [5 empty] | 2014-10-03
65723 | Pendimethalin, air, top sorbent trap, recoverable, nanograms per cubic meter | Pendimethalin | ng/m3 | Recoverable | [5 empty] | 2014-10-03
65724 | Phorate, air, top sorbent trap, recoverable, nanograms per cubic meter | Phorate | ng/m3 | Recoverable | [5 empty] | 2014-10-03
65725 | Phorate oxygen analog, air, top sorbent trap, recoverable, nanograms per cubic meter | Phorate O.A. | ng/m3 | Recoverable | [5 empty] | 2014-10-03
65726 | Phosmet, air, top sorbent trap, recoverable, nanograms per cubic meter | Phosmet | ng/m3 | Recoverable | [5 empty] | 2014-10-03
65727 | Phosmet oxygen analog, air, top sorbent trap, recoverable, nanograms per cubic meter | Phosmetoxon | ng/m3 | Recoverable | [5 empty] | 2014-10-03
65728 | Profenofos, air, top sorbent trap, recoverable, nanograms per cubic meter | Profenofos | ng/m3 | Recoverable | [5 empty] | 2014-10-03
65729 | Prometon, air, top sorbent trap, recoverable, nanograms per cubic meter | Prometon | ng/m3 | Recoverable | [5 empty] | 2014-10-03
65730 | Prometryn, air, top sorbent trap, recoverable, nanograms per cubic meter | Prometryn | ng/m3 | Recoverable | [5 empty] | 2014-10-03
65731 | Propachlor, air, top sorbent trap, recoverable, nanograms per cubic meter | Propachlor | ng/m3 | Recoverable | [5 empty] | 2014-10-03
65732 | Propanil, air, top sorbent trap, recoverable, nanograms per cubic meter | Propanil | ng/m3 | Recoverable | [5 empty] | 2014-10-03
65733 | Propargite, air, top sorbent trap, recoverable, nanograms per cubic meter | Propargite | ng/m3 | Recoverable | [5 empty] | 2014-10-03
65734 | Propetamphos, air, top sorbent trap, recoverable, nanograms per cubic meter | Propetamphos | ng/m3 | Recoverable | [5 empty] | 2014-10-03
65735 | Propyzamide, air, top sorbent trap, recoverable, nanograms per cubic meter | Pronamide | ng/m3 | Recoverable | [5 empty] | 2014-10-03
65736 | Simazine, air, top sorbent trap, recoverable, nanograms per cubic meter | Simazine | ng/m3 | Recoverable | [5 empty] | 2014-10-03
65737 | Sulfotepp, air, top sorbent trap, recoverable, nanograms per cubic meter | Sulfotep | ng/m3 | Recoverable | [5 empty] | 2014-10-03
65738 | Sulprofos, air, top sorbent trap, recoverable, nanograms per cubic meter | Sulprofos | ng/m3 | Recoverable | [5 empty] | 2014-10-03
65739 | Tebupirimfos, air, top sorbent trap, recoverable, nanograms per cubic meter | Phostebupirim | ng/m3 | Recoverable | [5 empty] | 2014-10-03
65740 | Tebupirimfos oxygen analog, air, top sorbent trap, recoverable, nanograms per cubic meter | Tebupirimphos oxon | ng/m3 | Recoverable | [5 empty] | 2020-01-21
65741 | Tebuthiuron, air, top sorbent trap, recoverable, nanograms per cubic meter | Tebuthiuron | ng/m3 | Recoverable | [5 empty] | 2014-10-03
65742 | Tefluthrin, air, top sorbent trap, recoverable, nanograms per cubic meter | Tefluthrin | ng/m3 | Recoverable | [5 empty] | 2014-10-03
65743 | Temephos, air, top sorbent trap, recoverable, nanograms per cubic meter | Temephos | ng/m3 | Recoverable | [5 empty] | 2014-10-03
65744 | Terbacil, air, top sorbent trap, recoverable, nanograms per cubic meter | Terbacil | ng/m3 | Recoverable | [5 empty] | 2014-10-03
65745 | Terbufos, air, top sorbent trap, recoverable, nanograms per cubic meter | Terbufos | ng/m3 | Recoverable | [5 empty] | 2014-10-03
65746 | Terbufos oxygen analog sulfone, air, top sorbent trap, recoverable, nanograms per cubic meter | Terbufos oxygen analog sulfone | ng/m3 | Recoverable | [5 empty] | 2014-10-03
65747 | Terbuthylazine, air, top sorbent trap, recoverable, nanograms per cubic meter | Terbuthylazine | ng/m3 | Recoverable | [5 empty] | 2014-10-03
65748 | Thiobencarb, air, top sorbent trap, recoverable, nanograms per cubic meter | Thiobencarb | ng/m3 | Recoverable | [5 empty] | 2014-10-03
65749 | trans-Propiconazole, air, top sorbent trap, recoverable, nanograms per cubic meter | trans-Propiconazole | ng/m3 | Recoverable | [5 empty] | 2014-10-03
65750 | Triallate, air, top sorbent trap, recoverable, nanograms per cubic meter | Triallate | ng/m3 | Recoverable | [5 empty] | 2014-10-03
65751 | Tribufos, air, top sorbent trap, recoverable, nanograms per cubic meter | Tribufos | ng/m3 | Recoverable | [5 empty] | 2014-10-03
65752 | Trifluralin, air, top sorbent trap, recoverable, nanograms per cubic meter | Trifluralin | ng/m3 | Recoverable | [5 empty] | 2014-10-03
65753 | 1,4-Naphthoquinone, air, bottom sorbent trap, recoverable, nanograms per cubic meter | 1,4-Naphthoquinone | ng/m3 | Recoverable | [5 empty] | 2014-10-03
65754 | 1-Naphthol, air, bottom sorbent trap, recoverable, nanograms per cubic meter | 1-Naphthol | ng/m3 | Recoverable | [5 empty] | 2014-10-03
65755 | 2-(4-tert-Butylphenoxy)-cyclohexanol, air, bottom sorbent trap, recoverable, nanograms per cubic meter | 2-(p-tert-Butylphenoxy)cyclohexanol | ng/m3 | Recoverable | [5 empty] | 2020-01-21
65756 | 2,5-Dichloroaniline, air, bottom sorbent trap, recoverable, nanograms per cubic meter | 2,5-Dichloroaniline | ng/m3 | Recoverable | [5 empty] | 2014-10-03
65757 | 2,6-Diethylaniline, air, bottom sorbent trap, recoverable, nanograms per cubic meter | 2,6-Diethylaniline | ng/m3 | Recoverable | [5 empty] | 2014-10-03
65758 | 2-Amino-N-isopropylbenzamide, air, bottom sorbent trap, recoverable, nanograms per cubic meter | Benzamide, 2-amino-N-(1-methylethyl)- | ng/m3 | Recoverable | [5 empty] | 2020-01-21
65759 | 2-Chloro-2',6'-diethylacetanilide, air, bottom sorbent trap, recoverable, nanograms per cubic meter | 2-Chloro-2',6'-diethylacetanilide | ng/m3 | Recoverable | [5 empty] | 2014-10-03
65760 | 2-Chloro-4-isopropylamino-6-amino-s-triazine, air, bottom sorbent trap, recoverable, nanograms per cubic meter | 2-Chloro-4-isopropylamino-6-amino-s-triazine | ng/m3 | Recoverable | [5 empty] | 2014-10-03
65761 | 2-Ethyl-6-methylaniline, air, bottom sorbent trap, recoverable, nanograms per cubic meter | 2-Ethyl-6-methylaniline | ng/m3 | Recoverable | [5 empty] | 2014-10-03
65762 | 3,4-Dichloroaniline, air, bottom sorbent trap, recoverable, nanograms per cubic meter | 3,4-Dichloroaniline | ng/m3 | Recoverable | [5 empty] | 2014-10-03
65763 | 3,5-Dichloroaniline, air, bottom sorbent trap, recoverable, nanograms per cubic meter | 3,5-Dichloroaniline | ng/m3 | Recoverable | [5 empty] | 2014-10-03
65764 | 3-(Trifluoromethyl)aniline, air, bottom sorbent trap, recoverable, nanograms per cubic meter | 3-(Trifluoromethyl)aniline | ng/m3 | Recoverable | [5 empty] | 2014-10-03
65765 | 4,4'-Dichlorobenzophenone, air, bottom sorbent trap, recoverable, nanograms per cubic meter | Methanone, bis(4-chlorophenyl)- | ng/m3 | Recoverable | [5 empty] | 2014-10-03
65766 | 4-Chloro-2-methylphenol, air, bottom sorbent trap, recoverable, nanograms per cubic meter | 4-Chloro-2-methylphenol | ng/m3 | Recoverable | [5 empty] | 2014-10-03
65767 | 4-Chlorobenzylmethylsulfone, air, bottom sorbent trap, recoverable, nanograms per cubic meter | 4-Chlorobenzylmethylsulfone | ng/m3 | Recoverable | [5 empty] | 2014-10-03
65768 | Acetochlor, air, bottom sorbent trap, recoverable, nanograms per cubic meter | Acetochlor | ng/m3 | Recoverable | [5 empty] | 2014-10-03
65769 | Alachlor, air, bottom sorbent trap, recoverable, nanograms per cubic meter | Alachlor | ng/m3 | Recoverable | [5 empty] | 2014-10-03
65770 | alpha-HCH, air, bottom sorbent trap, recoverable, nanograms per cubic meter | alpha-HCH (aLindane) | ng/m3 | Recoverable | [5 empty] | 2020-01-21
65771 | Atrazine, air, bottom sorbent trap, recoverable, nanograms per cubic meter | Atrazine | ng/m3 | Recoverable | [5 empty] | 2014-10-03
65772 | Azinphos-methyl, air, bottom sorbent trap, recoverable, nanograms per cubic meter | Azinphos-methyl | ng/m3 | Recoverable | [5 empty] | 2014-10-03
65773 | Azinphos-methyl oxygen analog, air, bottom sorbent trap, recoverable, nanograms per cubic meter | Azinphos-methyl oxygen analog | ng/m3 | Recoverable | [5 empty] | 2014-10-03
65774 | Benfluralin, air, bottom sorbent trap, recoverable, nanograms per cubic meter | Benfluralin | ng/m3 | Recoverable | [5 empty] | 2014-10-03
65775 | Bifenthrin, air, bottom sorbent trap, recoverable, nanograms per cubic meter | Bifenthrin | ng/m3 | Recoverable | [5 empty] | 2014-10-03
65776 | Butylate, air, bottom sorbent trap, recoverable, nanograms per cubic meter | Butylate | ng/m3 | Recoverable | [5 empty] | 2014-10-03
65777 | Carbaryl, air, bottom sorbent trap, recoverable, nanograms per cubic meter | Carbaryl | ng/m3 | Recoverable | [5 empty] | 2014-10-03
65778 | Carbofuran, air, bottom sorbent trap, recoverable, nanograms per cubic meter | Carbofuran | ng/m3 | Recoverable | [5 empty] | 2014-10-03
65779 | Chlorpyrifos, air, bottom sorbent trap, recoverable, nanograms per cubic meter | Chlorpyrifos | ng/m3 | Recoverable | [5 empty] | 2014-10-03
65780 | Chlorpyrifos oxygen analog, air, bottom sorbent trap, recoverable, nanograms per cubic meter | Chlorpyrifos O.A. | ng/m3 | Recoverable | [5 empty] | 2014-10-03
65781 | cis-Permethrin, air, bottom sorbent trap, recoverable, nanograms per cubic meter | 1rs Cis-Permethrin | ng/m3 | Recoverable | [5 empty] | 2014-10-03
65782 | cis-Propiconazole, air, bottom sorbent trap, recoverable, nanograms per cubic meter | cis-Propiconazole | ng/m3 | Recoverable | [5 empty] | 2014-10-03
65783 | Cyanazine, air, bottom sorbent trap, recoverable, nanograms per cubic meter | Cyanazine | ng/m3 | Recoverable | [5 empty] | 2014-10-03
65784 | Cycloate, air, bottom sorbent trap, recoverable, nanograms per cubic meter | Cycloate | ng/m3 | Recoverable | [5 empty] | 2014-10-03
65785 | Cyfluthrin, air, bottom sorbent trap, recoverable, nanograms per cubic meter | Cyfluthrin | ng/m3 | Recoverable | [5 empty] | 2014-10-03
65786 | Cypermethrin, air, bottom sorbent trap, recoverable, nanograms per cubic meter | Beta Cypermethrin | ng/m3 | Recoverable | [5 empty] | 2014-10-03
65787 | DCPA, air, bottom sorbent trap, recoverable, nanograms per cubic meter | Chlorthal-dimethyl | ng/m3 | Recoverable | [5 empty] | 2014-10-03
65788 | Desulfinylfipronil, air, bottom sorbent trap, recoverable, nanograms per cubic meter | Fipronil Desulfinyl | ng/m3 | Recoverable | [5 empty] | 2020-01-21
65789 | Desulfinylfipronil amide, air, bottom sorbent trap, recoverable, nanograms per cubic meter | Desulfinylfipronil amide | ng/m3 | Recoverable | [5 empty] | 2014-10-03
65790 | Diazinon, air, bottom sorbent trap, recoverable, nanograms per cubic meter | Diazinon | ng/m3 | Recoverable | [5 empty] | 2014-10-03
65791 | Diazoxon, air, bottom sorbent trap, recoverable, nanograms per cubic meter | Diazoxon | ng/m3 | Recoverable | [5 empty] | 2014-10-03
65792 | Dichlorvos, air, bottom sorbent trap, recoverable, nanograms per cubic meter | Dichlorvos | ng/m3 | Recoverable | [5 empty] | 2014-10-03
65793 | Dicrotophos, air, bottom sorbent trap, recoverable, nanograms per cubic meter | Dicrotophos | ng/m3 | Recoverable | [5 empty] | 2014-10-03
65794 | Dieldrin, air, bottom sorbent trap, recoverable, nanograms per cubic meter | Dieldrin | ng/m3 | Recoverable | [5 empty] | 2014-10-03
65795 | Dimethoate, air, bottom sorbent trap, recoverable, nanograms per cubic meter | Dimethoate | ng/m3 | Recoverable | [5 empty] | 2014-10-03
65796 | (E)-Dimethomorph, air, bottom sorbent trap, recoverable, nanograms per cubic meter | (E)-Dimethomorph | ng/m3 | Recoverable | [5 empty] | 2014-10-03
65797 | (Z)-Dimethomorph, air, bottom sorbent trap, recoverable, nanograms per cubic meter | (Z)-Dimethomorph | ng/m3 | Recoverable | [5 empty] | 2014-10-03
65798 | Disulfoton, air, bottom sorbent trap, recoverable, nanograms per cubic meter | Disulfoton | ng/m3 | Recoverable | [5 empty] | 2014-10-03
65799 | Disulfoton sulfone, air, bottom sorbent trap, recoverable, nanograms per cubic meter | Disulfoton sulfone | ng/m3 | Recoverable | [5 empty] | 2014-10-03
65800 | Disulfoton sulfoxide, air, bottom sorbent trap, recoverable, nanograms per cubic meter | Oxydisulfoton | ng/m3 | Recoverable | [5 empty] | 2014-10-03
65801 | Endosulfan ether, air, bottom sorbent trap, recoverable, nanograms per cubic meter | Endosulfan ether | ng/m3 | Recoverable | [5 empty] | 2014-10-03
65802 | alpha-Endosulfan, air, bottom sorbent trap, recoverable, nanograms per cubic meter | .alpha.-Endosulfan | ng/m3 | Recoverable | [5 empty] | 2014-10-03
65803 | beta-Endosulfan, air, bottom sorbent trap, recoverable, nanograms per cubic meter | .beta.-Endosulfan | ng/m3 | Recoverable | [5 empty] | 2014-10-03
65804 | Endosulfan sulfate, air, bottom sorbent trap, recoverable, nanograms per cubic meter | Endosulfan sulfate | ng/m3 | Recoverable | [5 empty] | 2014-10-03
65805 | EPTC, air, bottom sorbent trap, recoverable, nanograms per cubic meter | S-Ethyl dipropylthiocarbamate | ng/m3 | Recoverable | [5 empty] | 2014-10-03
65806 | Ethalfluralin, air, bottom sorbent trap, recoverable, nanograms per cubic meter | Ethalfluralin | ng/m3 | Recoverable | [5 empty] | 2014-10-03
65807 | Ethion, air, bottom sorbent trap, recoverable, nanograms per cubic meter | Ethion | ng/m3 | Recoverable | [5 empty] | 2014-10-03
65808 | Ethion monoxon, air, bottom sorbent trap, recoverable, nanograms per cubic meter | Ethion monooxon | ng/m3 | Recoverable | [5 empty] | 2020-01-21
65809 | Ethoprop, air, bottom sorbent trap, recoverable, nanograms per cubic meter | Ethoprop | ng/m3 | Recoverable | [5 empty] | 2014-10-03
65810 | Fenamiphos, air, bottom sorbent trap, recoverable, nanograms per cubic meter | Fenamiphos | ng/m3 | Recoverable | [5 empty] | 2014-10-03
65811 | Fenamiphos sulfone, air, bottom sorbent trap, recoverable, nanograms per cubic meter | Fenamiphos Sulfone | ng/m3 | Recoverable | [5 empty] | 2014-10-03
65812 | Fenamiphos sulfoxide, air, bottom sorbent trap, recoverable, nanograms per cubic meter | Fenamiphos sulfoxide | ng/m3 | Recoverable | [5 empty] | 2014-10-03
65813 | Fenthion, air, bottom sorbent trap, recoverable, nanograms per cubic meter | Fenthion | ng/m3 | Recoverable | [5 empty] | 2014-10-03
65814 | Fenthion sulfoxide, air, bottom sorbent trap, recoverable, nanograms per cubic meter | Fenthion sulfoxide | ng/m3 | Recoverable | [5 empty] | 2014-10-03
65815 | Fipronil, air, bottom sorbent trap, recoverable, nanograms per cubic meter | Fipronil | ng/m3 | Recoverable | [5 empty] | 2014-10-03
65816 | Fipronil sulfide, air, bottom sorbent trap, recoverable, nanograms per cubic meter | Fipronil Sulfide | ng/m3 | Recoverable | [5 empty] | 2020-01-21
65817 | Fipronil sulfone, air, bottom sorbent trap, recoverable, nanograms per cubic meter | Fipronil Sulfone | ng/m3 | Recoverable | [5 empty] | 2014-10-03
65818 | Flumetralin, air, bottom sorbent trap, recoverable, nanograms per cubic meter | Flumetralin | ng/m3 | Recoverable | [5 empty] | 2014-10-03
65819 | Fonofos, air, bottom sorbent trap, recoverable, nanograms per cubic meter | Fonofos | ng/m3 | Recoverable | [5 empty] | 2014-10-03
65820 | Fonofos oxygen analog, air, bottom sorbent trap, recoverable, nanograms per cubic meter | Fonofos oxon | ng/m3 | Recoverable | [5 empty] | 2016-10-06
65821 | Hexazinone, air, bottom sorbent trap, recoverable, nanograms per cubic meter | Hexazinone | ng/m3 | Recoverable | [5 empty] | 2014-10-03
65822 | Iprodione, air, bottom sorbent trap, recoverable, nanograms per cubic meter | Iprodione | ng/m3 | Recoverable | [5 empty] | 2014-10-03
65823 | Isofenphos, air, bottom sorbent trap, recoverable, nanograms per cubic meter | Isofenphos | ng/m3 | Recoverable | [5 empty] | 2014-10-03
65824 | lambda-Cyhalothrin, air, bottom sorbent trap, recoverable, nanograms per cubic meter | .lambda.-Cyhalothrin | ng/m3 | Recoverable | [5 empty] | 2014-10-03
65825 | Lindane, air, bottom sorbent trap, recoverable, nanograms per cubic meter | Lindane | ng/m3 | Recoverable | [5 empty] | 2014-10-03
65826 | Linuron, air, bottom sorbent trap, recoverable, nanograms per cubic meter | Linuron | ng/m3 | Recoverable | [5 empty] | 2014-10-03
65827 | Malaoxon, air, bottom sorbent trap, recoverable, nanograms per cubic meter | Malaoxon | ng/m3 | Recoverable | [5 empty] | 2014-10-03
65828 | Malathion, air, bottom sorbent trap, recoverable, nanograms per cubic meter | Malathion | ng/m3 | Recoverable | [5 empty] | 2014-10-03
65829 | Metalaxyl, air, bottom sorbent trap, recoverable, nanograms per cubic meter | Metalaxyl | ng/m3 | Recoverable | [5 empty] | 2014-10-03
65830 | Methidathion, air, bottom sorbent trap, recoverable, nanograms per cubic meter | Methidathion | ng/m3 | Recoverable | [5 empty] | 2014-10-03
65831 | Metolachlor, air, bottom sorbent trap, recoverable, nanograms per cubic meter | Metolachlor | ng/m3 | Recoverable | [5 empty] | 2014-10-03
65832 | Metribuzin, air, bottom sorbent trap, recoverable, nanograms per cubic meter | Metribuzin | ng/m3 | Recoverable | [5 empty] | 2014-10-03
65833 | Molinate, air, bottom sorbent trap, recoverable, nanograms per cubic meter | Molinate | ng/m3 | Recoverable | [5 empty] | 2014-10-03
65834 | Myclobutanil, air, bottom sorbent trap, recoverable, nanograms per cubic meter | Myclobutanil | ng/m3 | Recoverable | [5 empty] | 2014-10-03
65835 | Napropamide, air, bottom sorbent trap, recoverable, nanograms per cubic meter | Napropamide | ng/m3 | Recoverable | [5 empty] | 2014-10-03
65836 | O-Ethyl O-methyl S-propyl phosphorothioate, air, bottom sorbent trap, recoverable, nanograms per cubic meter | O-Ethyl O-methyl S-propyl phosphorothioate | ng/m3 | Recoverable | [5 empty] | 2014-10-03
65837 | Oxyfluorfen, air, bottom sorbent trap, recoverable, nanograms per cubic meter | Oxyfluorfen | ng/m3 | Recoverable | [5 empty] | 2014-10-03
65838 | p,p'-DDE, air, bottom sorbent trap, recoverable, nanograms per cubic meter | p,p'-DDE | ng/m3 | Recoverable | [5 empty] | 2014-10-03
65839 | Paraoxon, air, bottom sorbent trap, recoverable, nanograms per cubic meter | Paraoxon | ng/m3 | Recoverable | [5 empty] | 2014-10-03
65840 | Methyl paraoxon, air, bottom sorbent trap, recoverable, nanograms per cubic meter | Methyl paraoxon | ng/m3 | Recoverable | [5 empty] | 2014-10-03
65841 | Parathion, air, bottom sorbent trap, recoverable, nanograms per cubic meter | Parathion | ng/m3 | Recoverable | [5 empty] | 2014-10-03
65842 | Methyl parathion, air, bottom sorbent trap, recoverable, nanograms per cubic meter | Methyl parathion | ng/m3 | Recoverable | [5 empty] | 2014-10-03
65843 | Pebulate, air, bottom sorbent trap, recoverable, nanograms per cubic meter | Pebulate | ng/m3 | Recoverable | [5 empty] | 2014-10-03
65844 | Pendimethalin, air, bottom sorbent trap, recoverable, nanograms per cubic meter | Pendimethalin | ng/m3 | Recoverable | [5 empty] | 2014-10-03
65845 | Phorate, air, bottom sorbent trap, recoverable, nanograms per cubic meter | Phorate | ng/m3 | Recoverable | [5 empty] | 2014-10-03
65846 | Phorate oxygen analog, air, bottom sorbent trap, recoverable, nanograms per cubic meter | Phorate O.A. | ng/m3 | Recoverable | [5 empty] | 2014-10-03
65847 | Phosmet, air, bottom sorbent trap, recoverable, nanograms per cubic meter | Phosmet | ng/m3 | Recoverable | [5 empty] | 2014-10-03
65848 | Phosmet oxygen analog, air, bottom sorbent trap, recoverable, nanograms per cubic meter | Phosmetoxon | ng/m3 | Recoverable | [5 empty] | 2014-10-03
65849 | Profenofos, air, bottom sorbent trap, recoverable, nanograms per cubic meter | Profenofos | ng/m3 | Recoverable | [5 empty] | 2014-10-03
65850 | Prometon, air, bottom sorbent trap, recoverable, nanograms per cubic meter | Prometon | ng/m3 | Recoverable | [5 empty] | 2014-10-03
65851 | Prometryn, air, bottom sorbent trap, recoverable, nanograms per cubic meter | Prometryn | ng/m3 | Recoverable | [5 empty] | 2014-10-03
65852 | Propachlor, air, bottom sorbent trap, recoverable, nanograms per cubic meter | Propachlor | ng/m3 | Recoverable | [5 empty] | 2014-10-03
65853 | Propanil, air, bottom sorbent trap, recoverable, nanograms per cubic meter | Propanil | ng/m3 | Recoverable | [5 empty] | 2014-10-03
65854 | Propargite, air, bottom sorbent trap, recoverable, nanograms per cubic meter | Propargite | ng/m3 | Recoverable | [5 empty] | 2014-10-03
65855 | Propetamphos, air, bottom sorbent trap, recoverable, nanograms per cubic meter | Propetamphos | ng/m3 | Recoverable | [5 empty] | 2014-10-03
65856 | Propyzamide, air, bottom sorbent trap, recoverable, nanograms per cubic meter | Pronamide | ng/m3 | Recoverable | [5 empty] | 2014-10-03
65857 | Simazine, air, bottom sorbent trap, recoverable, nanograms per cubic meter | Simazine | ng/m3 | Recoverable | [5 empty] | 2014-10-03
65858 | Sulfotepp, air, bottom sorbent trap, recoverable, nanograms per cubic meter | Sulfotep | ng/m3 | Recoverable | [5 empty] | 2014-10-03
65859 | Sulprofos, air, bottom sorbent trap, recoverable, nanograms per cubic meter | Sulprofos | ng/m3 | Recoverable | [5 empty] | 2014-10-03
65860 | Tebupirimfos, air, bottom sorbent trap, recoverable, nanograms per cubic meter | Phostebupirim | ng/m3 | Recoverable | [5 empty] | 2014-10-03
65861 | Tebupirimfos oxygen analog, air, bottom sorbent trap, recoverable, nanograms per cubic meter | Tebupirimphos oxon | ng/m3 | Recoverable | [5 empty] | 2020-01-21
65862 | Tebuthiuron, air, bottom sorbent trap, recoverable, nanograms per cubic meter | Tebuthiuron | ng/m3 | Recoverable | [5 empty] | 2014-10-03
65863 | Tefluthrin, air, bottom sorbent trap, recoverable, nanograms per cubic meter | Tefluthrin | ng/m3 | Recoverable | [5 empty] | 2014-10-03
65864 | Temephos, air, bottom sorbent trap, recoverable, nanograms per cubic meter | Temephos | ng/m3 | Recoverable | [5 empty] | 2014-10-03
65865 | Terbacil, air, bottom sorbent trap, recoverable, nanograms per cubic meter | Terbacil | ng/m3 | Recoverable | [5 empty] | 2014-10-03
65866 | Terbufos, air, bottom sorbent trap, recoverable, nanograms per cubic meter | Terbufos | ng/m3 | Recoverable | [5 empty] | 2014-10-03
65867 | Terbufos oxygen analog sulfone, air, bottom sorbent trap, recoverable, nanograms per cubic meter | Terbufos oxygen analog sulfone | ng/m3 | Recoverable | [5 empty] | 2014-10-03
65868 | Terbuthylazine, air, bottom sorbent trap, recoverable, nanograms per cubic meter | Terbuthylazine | ng/m3 | Recoverable | [5 empty] | 2014-10-03
65869 | Thiobencarb, air, bottom sorbent trap, recoverable, nanograms per cubic meter | Thiobencarb | ng/m3 | Recoverable | [5 empty] | 2014-10-03
65870 | trans-Propiconazole, air, bottom sorbent trap, recoverable, nanograms per cubic meter | trans-Propiconazole | ng/m3 | Recoverable | [5 empty] | 2014-10-03
65871 | Triallate, air, bottom sorbent trap, recoverable, nanograms per cubic meter | Triallate | ng/m3 | Recoverable | [5 empty] | 2014-10-03
65872 | Tribufos, air, bottom sorbent trap, recoverable, nanograms per cubic meter | Tribufos | ng/m3 | Recoverable | [5 empty] | 2014-10-03
65873 | Trifluralin, air, bottom sorbent trap, recoverable, nanograms per cubic meter | Trifluralin | ng/m3 | Recoverable | [5 empty] | 2014-10-03
65874 | 1,4-Naphthoquinone, air, top plus bottom sorbent trap, recoverable, nanograms per cubic meter | 1,4-Naphthoquinone | ng/m3 | Recoverable | [5 empty] | 2014-10-03
65875 | 1-Naphthol, air, top plus bottom sorbent trap, recoverable, nanograms per cubic meter | 1-Naphthol | ng/m3 | Recoverable | [5 empty] | 2014-10-03
65876 | 2-(4-tert-Butylphenoxy)-cyclohexanol, air, top plus bottom sorbent trap, recoverable, nanograms per cubic meter | 2-(p-tert-Butylphenoxy)cyclohexanol | ng/m3 | Recoverable | [5 empty] | 2020-01-21
65877 | 2,5-Dichloroaniline, air, top plus bottom sorbent trap, recoverable, nanograms per cubic meter | 2,5-Dichloroaniline | ng/m3 | Recoverable | [5 empty] | 2014-10-03
65878 | 2,6-Diethylaniline, air, top plus bottom sorbent trap, recoverable, nanograms per cubic meter | 2,6-Diethylaniline | ng/m3 | Recoverable | [5 empty] | 2014-10-03
65879 | 2-Amino-N-isopropylbenzamide, air, top plus bottom sorbent trap, recoverable, nanograms per cubic meter | Benzamide, 2-amino-N-(1-methylethyl)- | ng/m3 | Recoverable | [5 empty] | 2020-01-21
65880 | 2-Chloro-2',6'-diethylacetanilide, air, top plus bottom sorbent trap, recoverable, nanograms per cubic meter | 2-Chloro-2',6'-diethylacetanilide | ng/m3 | Recoverable | [5 empty] | 2014-10-03
65881 | 2-Chloro-4-isopropylamino-6-amino-s-triazine, air, top plus bottom sorbent trap, recoverable, nanograms per cubic meter | 2-Chloro-4-isopropylamino-6-amino-s-triazine | ng/m3 | Recoverable | [5 empty] | 2014-10-03
65882 | 2-Ethyl-6-methylaniline, air, top plus bottom sorbent trap, recoverable, nanograms per cubic meter | 2-Ethyl-6-methylaniline | ng/m3 | Recoverable | [5 empty] | 2015-01-05
65883 | 3,4-Dichloroaniline, air, top plus bottom sorbent trap, recoverable, nanograms per cubic meter | 3,4-Dichloroaniline | ng/m3 | Recoverable | [5 empty] | 2014-10-03
65884 | 3,5-Dichloroaniline, air, top plus bottom sorbent trap, recoverable, nanograms per cubic meter | 3,5-Dichloroaniline | ng/m3 | Recoverable | [5 empty] | 2015-01-05
65885 | 3-(Trifluoromethyl)aniline, air, top plus bottom sorbent trap, recoverable, nanograms per cubic meter | 3-(Trifluoromethyl)aniline | ng/m3 | Recoverable | [5 empty] | 2015-01-05
65886 | 4,4'-Dichlorobenzophenone, air, top plus bottom sorbent trap, recoverable, nanograms per cubic meter | Methanone, bis(4-chlorophenyl)- | ng/m3 | Recoverable | [5 empty] | 2014-10-03
65887 | 4-Chloro-2-methylphenol, air, top plus bottom sorbent trap, recoverable, nanograms per cubic meter | 4-Chloro-2-methylphenol | ng/m3 | Recoverable | [5 empty] | 2014-10-03
65888 | 4-Chlorobenzylmethylsulfone, air, top plus bottom sorbent trap, recoverable, nanograms per cubic meter | p-Chlorophenyl methyl sulfone | ng/m3 | Recoverable | [5 empty] | 2020-01-21
65889 | Acetochlor, air, top plus bottom sorbent trap, recoverable, nanograms per cubic meter | Acetochlor | ng/m3 | Recoverable | [5 empty] | 2014-10-03
65890 | Alachlor, air, top plus bottom sorbent trap, recoverable, nanograms per cubic meter | Alachlor | ng/m3 | Recoverable | [5 empty] | 2014-10-03
65891 | alpha-HCH, air, top plus bottom sorbent trap, recoverable, nanograms per cubic meter | alpha-HCH (aLindane) | ng/m3 | Recoverable | [5 empty] | 2020-01-21
65892 | Atrazine, air, top plus bottom sorbent trap, recoverable, nanograms per cubic meter | Atrazine | ng/m3 | Recoverable | [5 empty] | 2014-10-03
65893 | Azinphos-methyl, air, top plus bottom sorbent trap, recoverable, nanograms per cubic meter | Azinphos-methyl | ng/m3 | Recoverable | [5 empty] | 2014-10-03
65894 | Azinphos-methyl oxygen analog, air, top plus bottom sorbent trap, recoverable, nanograms per cubic meter | Azinphos-methyl oxygen analog | ng/m3 | Recoverable | [5 empty] | 2014-10-03
65895 | Benfluralin, air, top plus bottom sorbent trap, recoverable, nanograms per cubic meter | Benfluralin | ng/m3 | Recoverable | [5 empty] | 2014-10-03
65896 | Bifenthrin, air, top plus bottom sorbent trap, recoverable, nanograms per cubic meter | Bifenthrin | ng/m3 | Recoverable | [5 empty] | 2014-10-03
65897 | Butylate, air, top plus bottom sorbent trap, recoverable, nanograms per cubic meter | Butylate | ng/m3 | Recoverable | [5 empty] | 2014-10-03
65898 | Carbaryl, air, top plus bottom sorbent trap, recoverable, nanograms per cubic meter | Carbaryl | ng/m3 | Recoverable | [5 empty] | 2014-10-03
65899 | Carbofuran, air, top plus bottom sorbent trap, recoverable, nanograms per cubic meter | Carbofuran | ng/m3 | Recoverable | [5 empty] | 2014-10-03
65900 | Chlorpyrifos, air, top plus bottom sorbent trap, recoverable, nanograms per cubic meter | Chlorpyrifos | ng/m3 | Recoverable | [5 empty] | 2014-10-03
65901 | Chlorpyrifos oxygen analog, air, top plus bottom sorbent trap, recoverable, nanograms per cubic meter | Chlorpyrifos O.A. | ng/m3 | Recoverable | [5 empty] | 2014-10-03
65902 | cis-Permethrin, air, top plus bottom sorbent trap, recoverable, nanograms per cubic meter | 1rs Cis-Permethrin | ng/m3 | Recoverable | [5 empty] | 2014-10-03
65903 | cis-Propiconazole, air, top plus bottom sorbent trap, recoverable, nanograms per cubic meter | cis-Propiconazole | ng/m3 | Recoverable | [5 empty] | 2014-10-03
65904 | Cyanazine, air, top plus bottom sorbent trap, recoverable, nanograms per cubic meter | Cyanazine | ng/m3 | Recoverable | [5 empty] | 2014-10-03
65905 | Cycloate, air, top plus bottom sorbent trap, recoverable, nanograms per cubic meter | Cycloate | ng/m3 | Recoverable | [5 empty] | 2014-10-03
65906 | Cyfluthrin, air, top plus bottom sorbent trap, recoverable, nanograms per cubic meter | Cyfluthrin | ng/m3 | Recoverable | [5 empty] | 2014-10-03
65907 | Cypermethrin, air, top plus bottom sorbent trap, recoverable, nanograms per cubic meter | Beta Cypermethrin | ng/m3 | Recoverable | [5 empty] | 2014-10-03
65908 | DCPA, air, top plus bottom sorbent trap, recoverable, nanograms per cubic meter | Chlorthal-dimethyl | ng/m3 | Recoverable | [5 empty] | 2014-10-03
65909 | Desulfinylfipronil, air, top plus bottom sorbent trap, recoverable, nanograms per cubic meter | Fipronil Desulfinyl | ng/m3 | Recoverable | [5 empty] | 2020-01-21
65910 | Desulfinylfipronil amide, air, top plus bottom sorbent trap, recoverable, nanograms per cubic meter | Desulfinylfipronil amide | ng/m3 | Recoverable | [5 empty] | 2014-10-03
65911 | Diazinon, air, top plus bottom sorbent trap, recoverable, nanograms per cubic meter | Diazinon | ng/m3 | Recoverable | [5 empty] | 2014-10-03
65912 | Diazoxon, air, top plus bottom sorbent trap, recoverable, nanograms per cubic meter | Diazoxon | ng/m3 | Recoverable | [5 empty] | 2014-10-03
65913 | Dichlorvos, air, top plus bottom sorbent trap, recoverable, nanograms per cubic meter | Dichlorvos | ng/m3 | Recoverable | [5 empty] | 2014-10-03
65914 | Dicrotophos, air, top plus bottom sorbent trap, recoverable, nanograms per cubic meter | Dicrotophos | ng/m3 | Recoverable | [5 empty] | 2014-10-03
65915 | Dieldrin, air, top plus bottom sorbent trap, recoverable, nanograms per cubic meter | Dieldrin | ng/m3 | Recoverable | [5 empty] | 2014-10-03
65916 | Dimethoate, air, top plus bottom sorbent trap, recoverable, nanograms per cubic meter | Dimethoate | ng/m3 | Recoverable | [5 empty] | 2014-10-03
65917 | (E)-Dimethomorph, air, top plus bottom sorbent trap, recoverable, nanograms per cubic meter | (E)-Dimethomorph | ng/m3 | Recoverable | [5 empty] | 2014-10-03
65918 | (Z)-Dimethomorph, air, top plus bottom sorbent trap, recoverable, nanograms per cubic meter | (Z)-Dimethomorph | ng/m3 | Recoverable | [5 empty] | 2016-10-06
65919 | Disulfoton, air, top plus bottom sorbent trap, recoverable, nanograms per cubic meter | Disulfoton | ng/m3 | Recoverable | [5 empty] | 2014-10-03
65920 | Disulfoton sulfone, air, top plus bottom sorbent trap, recoverable, nanograms per cubic meter | Disulfoton sulfone | ng/m3 | Recoverable | [5 empty] | 2014-10-03
65921 | Disulfoton sulfoxide, air, top plus bottom sorbent trap, recoverable, nanograms per cubic meter | Oxydisulfoton | ng/m3 | Recoverable | [5 empty] | 2014-10-03
65922 | Endosulfan ether, air, top plus bottom sorbent trap, recoverable, nanograms per cubic meter | Endosulfan ether | ng/m3 | Recoverable | [5 empty] | 2014-10-03
65923 | alpha-Endosulfan, air, top plus bottom sorbent trap, recoverable, nanograms per cubic meter | .alpha.-Endosulfan | ng/m3 | Recoverable | [5 empty] | 2014-10-03
65924 | beta-Endosulfan, air, top plus bottom sorbent trap, recoverable, nanograms per cubic meter | .beta.-Endosulfan | ng/m3 | Recoverable | [5 empty] | 2014-10-03
65925 | Endosulfan sulfate, air, top plus bottom sorbent trap, recoverable, nanograms per cubic meter | Endosulfan sulfate | ng/m3 | Recoverable | [5 empty] | 2014-10-03
65926 | EPTC, air, top plus bottom sorbent trap, recoverable, nanograms per cubic meter | S-Ethyl dipropylthiocarbamate | ng/m3 | Recoverable | [5 empty] | 2014-10-03
65927 | Ethalfluralin, air, top plus bottom sorbent trap, recoverable, nanograms per cubic meter | Ethalfluralin | ng/m3 | Recoverable | [5 empty] | 2014-10-03
65928 | Ethion, air, top plus bottom sorbent trap, recoverable, nanograms per cubic meter | Ethion | ng/m3 | Recoverable | [5 empty] | 2014-10-03
65929 | Ethion monoxon, air, top plus bottom sorbent trap, recoverable, nanograms per cubic meter | Ethion monooxon | ng/m3 | Recoverable | [5 empty] | 2016-10-06
65930 | Ethoprop, air, top plus bottom sorbent trap, recoverable, nanograms per cubic meter | Ethoprop | ng/m3 | Recoverable | [5 empty] | 2014-10-03
65931 | Fenamiphos, air, top plus bottom sorbent trap, recoverable, nanograms per cubic meter | Fenamiphos | ng/m3 | Recoverable | [5 empty] | 2014-10-03
65932 | Fenamiphos sulfone, air, top plus bottom sorbent trap, recoverable, nanograms per cubic meter | Fenamiphos Sulfone | ng/m3 | Recoverable | [5 empty] | 2014-10-03
65933 | Fenamiphos sulfoxide, air, top plus bottom sorbent trap, recoverable, nanograms per cubic meter | Fenamiphos sulfoxide | ng/m3 | Recoverable | [5 empty] | 2014-10-03
65934 | Fenthion, air, top plus bottom sorbent trap, recoverable, nanograms per cubic meter | Fenthion | ng/m3 | Recoverable | [5 empty] | 2014-10-03
65935 | Fenthion sulfoxide, air, top plus bottom sorbent trap, recoverable, nanograms per cubic meter | Fenthion sulfoxide | ng/m3 | Recoverable | [5 empty] | 2014-10-03
65936 | Fipronil, air, top plus bottom sorbent trap, recoverable, nanograms per cubic meter | Fipronil | ng/m3 | Recoverable | [5 empty] | 2014-10-03
65937 | Fipronil sulfide, air, top plus bottom sorbent trap, recoverable, nanograms per cubic meter | Fipronil Sulfide | ng/m3 | Recoverable | [5 empty] | 2020-01-21
65938 | Fipronil sulfone, air, top plus bottom sorbent trap, recoverable, nanograms per cubic meter | Fipronil Sulfone | ng/m3 | Recoverable | [5 empty] | 2014-10-03
65939 | Flumetralin, air, top plus bottom sorbent trap, recoverable, nanograms per cubic meter | Flumetralin | ng/m3 | Recoverable | [5 empty] | 2015-01-05
65940 | Fonofos, air, top plus bottom sorbent trap, recoverable, nanograms per cubic meter | Fonofos | ng/m3 | Recoverable | [5 empty] | 2014-10-03
65941 | Fonofos oxygen analog, air, top plus bottom sorbent trap, recoverable, nanograms per cubic meter | Fonofos oxon | ng/m3 | Recoverable | [5 empty] | 2016-10-06
65942 | Hexazinone, air, top plus bottom sorbent trap, recoverable, nanograms per cubic meter | Hexazinone | ng/m3 | Recoverable | [5 empty] | 2014-10-03
65943 | Iprodione, air, top plus bottom sorbent trap, recoverable, nanograms per cubic meter | Iprodione | ng/m3 | Recoverable | [5 empty] | 2014-10-03
65944 | Isofenphos, air, top plus bottom sorbent trap, recoverable, nanograms per cubic meter | Isofenphos | ng/m3 | Recoverable | [5 empty] | 2014-10-03
65945 | lambda-Cyhalothrin, air, top plus bottom sorbent trap, recoverable, nanograms per cubic meter | .lambda.-Cyhalothrin | ng/m3 | Recoverable | [5 empty] | 2014-10-03
65946 | Lindane, air, top plus bottom sorbent trap, recoverable, nanograms per cubic meter | Lindane | ng/m3 | Recoverable | [5 empty] | 2014-10-03
65947 | Linuron, air, top plus bottom sorbent trap, recoverable, nanograms per cubic meter | Linuron | ng/m3 | Recoverable | [5 empty] | 2014-10-03
65948 | Malaoxon, air, top plus bottom sorbent trap, recoverable, nanograms per cubic meter | Malaoxon | ng/m3 | Recoverable | [5 empty] | 2014-10-03
65949 | Malathion, air, top plus bottom sorbent trap, recoverable, nanograms per cubic meter | Malathion | ng/m3 | Recoverable | [5 empty] | 2014-10-03
65950 | Metalaxyl, air, top plus bottom sorbent trap, recoverable, nanograms per cubic meter | Metalaxyl | ng/m3 | Recoverable | [5 empty] | 2014-10-03
65951 | Methidathion, air, top plus bottom sorbent trap, recoverable, nanograms per cubic meter | Methidathion | ng/m3 | Recoverable | [5 empty] | 2014-10-03
65952 | Metolachlor, air, top plus bottom sorbent trap, recoverable, nanograms per cubic meter | Metolachlor | ng/m3 | Recoverable | [5 empty] | 2014-10-03
65953 | Metribuzin, air, top plus bottom sorbent trap, recoverable, nanograms per cubic meter | Metribuzin | ng/m3 | Recoverable | [5 empty] | 2014-10-03
65954 | Molinate, air, top plus bottom sorbent trap, recoverable, nanograms per cubic meter | Molinate | ng/m3 | Recoverable | [5 empty] | 2014-10-03
65955 | Myclobutanil, air, top plus bottom sorbent trap, recoverable, nanograms per cubic meter | Myclobutanil | ng/m3 | Recoverable | [5 empty] | 2014-10-03
65956 | Napropamide, air, top plus bottom sorbent trap, recoverable, nanograms per cubic meter | Napropamide | ng/m3 | Recoverable | [5 empty] | 2014-10-03
65957 | O-Ethyl O-methyl S-propyl phosphorothioate, air, top plus bottom sorbent trap, recoverable, nanograms per cubic meter | O-Ethyl O-methyl S-propyl phosphorothioate | ng/m3 | Recoverable | [5 empty] | 2015-01-05
65958 | Oxyfluorfen, air, top plus bottom sorbent trap, recoverable, nanograms per cubic meter | Oxyfluorfen | ng/m3 | Recoverable | [5 empty] | 2014-10-03
65959 | p,p'-DDE, air, top plus bottom sorbent trap, recoverable, nanograms per cubic meter | p,p'-DDE | ng/m3 | Recoverable | [5 empty] | 2014-10-03
65960 | Paraoxon, air, top plus bottom sorbent trap, recoverable, nanograms per cubic meter | Paraoxon | ng/m3 | Recoverable | [5 empty] | 2014-10-03
65961 | Methyl paraoxon, air, top plus bottom sorbent trap, recoverable, nanograms per cubic meter | Methyl paraoxon | ng/m3 | Recoverable | [5 empty] | 2014-10-03
65962 | Parathion, air, top plus bottom sorbent trap, recoverable, nanograms per cubic meter | Parathion | ng/m3 | Recoverable | [5 empty] | 2014-10-03
65963 | Methyl parathion, air, top plus bottom sorbent trap, recoverable, nanograms per cubic meter | Methyl parathion | ng/m3 | Recoverable | [5 empty] | 2014-10-03
65964 | Pebulate, air, top plus bottom sorbent trap, recoverable, nanograms per cubic meter | Pebulate | ng/m3 | Recoverable | [5 empty] | 2014-10-03
65965 | Pendimethalin, air, top plus bottom sorbent trap, recoverable, nanograms per cubic meter | Pendimethalin | ng/m3 | Recoverable | [5 empty] | 2014-10-03
65966 | Phorate, air, top plus bottom sorbent trap, recoverable, nanograms per cubic meter | Phorate | ng/m3 | Recoverable | [5 empty] | 2014-10-03
65967 | Phorate oxygen analog, air, top plus bottom sorbent trap, recoverable, nanograms per cubic meter | Phorate O.A. | ng/m3 | Recoverable | [5 empty] | 2014-10-03
65968 | Phosmet, air, top plus bottom sorbent trap, recoverable, nanograms per cubic meter | Phosmet | ng/m3 | Recoverable | [5 empty] | 2014-10-03
65969 | Phosmet oxygen analog, air, top plus bottom sorbent trap, recoverable, nanograms per cubic meter | Phosmetoxon | ng/m3 | Recoverable | [5 empty] | 2014-10-03
65970 | Profenofos, air, top plus bottom sorbent trap, recoverable, nanograms per cubic meter | Profenofos | ng/m3 | Recoverable | [5 empty] | 2014-10-03
65971 | Prometon, air, top plus bottom sorbent trap, recoverable, nanograms per cubic meter | Prometon | ng/m3 | Recoverable | [5 empty] | 2014-10-03
65972 | Prometryn, air, top plus bottom sorbent trap, recoverable, nanograms per cubic meter | Prometryn | ng/m3 | Recoverable | [5 empty] | 2014-10-03
65973 | Propachlor, air, top plus bottom sorbent trap, recoverable, nanograms per cubic meter | Propachlor | ng/m3 | Recoverable | [5 empty] | 2014-10-03
65974 | Propanil, air, top plus bottom sorbent trap, recoverable, nanograms per cubic meter | Propanil | ng/m3 | Recoverable | [5 empty] | 2014-10-03
65975 | Propargite, air, top plus bottom sorbent trap, recoverable, nanograms per cubic meter | Propargite | ng/m3 | Recoverable | [5 empty] | 2014-10-03
65976 | Propetamphos, air, top plus bottom sorbent trap, recoverable, nanograms per cubic meter | Propetamphos | ng/m3 | Recoverable | [5 empty] | 2014-10-03
65977 | Propyzamide, air, top plus bottom sorbent trap, recoverable, nanograms per cubic meter | Pronamide | ng/m3 | Recoverable | [5 empty] | 2014-10-03
65978 | Simazine, air, top plus bottom sorbent trap, recoverable, nanograms per cubic meter | Simazine | ng/m3 | Recoverable | [5 empty] | 2014-10-03
65979 | Sulfotepp, air, top plus bottom sorbent trap, recoverable, nanograms per cubic meter | Sulfotep | ng/m3 | Recoverable | [5 empty] | 2014-10-03
65980 | Sulprofos, air, top plus bottom sorbent trap, recoverable, nanograms per cubic meter | Sulprofos | ng/m3 | Recoverable | [5 empty] | 2014-10-03
65981 | Tebupirimfos, air, top plus bottom sorbent trap, recoverable, nanograms per cubic meter | Phostebupirim | ng/m3 | Recoverable | [5 empty] | 2014-10-03
65982 | Tebupirimfos oxygen analog, air, top plus bottom sorbent trap, recoverable, nanograms per cubic meter | Tebupirimphos oxon | ng/m3 | Recoverable | [5 empty] | 2020-01-21
65983 | Tebuthiuron, air, top plus bottom sorbent trap, recoverable, nanograms per cubic meter | Tebuthiuron | ng/m3 | Recoverable | [5 empty] | 2014-10-03
65984 | Tefluthrin, air, top plus bottom sorbent trap, recoverable, nanograms per cubic meter | Tefluthrin | ng/m3 | Recoverable | [5 empty] | 2014-10-03
65985 | Temephos, air, top plus bottom sorbent trap, recoverable, nanograms per cubic meter | Temephos | ng/m3 | Recoverable | [5 empty] | 2014-10-03
65986 | Terbacil, air, top plus bottom sorbent trap, recoverable, nanograms per cubic meter | Terbacil | ng/m3 | Recoverable | [5 empty] | 2014-10-03
65987 | Terbufos, air, top plus bottom sorbent trap, recoverable, nanograms per cubic meter | Terbufos | ng/m3 | Recoverable | [5 empty] | 2014-10-03
65988 | Terbufos oxygen analog sulfone, air, top plus bottom sorbent trap, recoverable, nanograms per cubic meter | Terbufos oxygen analog sulfone | ng/m3 | Recoverable | [5 empty] | 2014-10-03
65989 | Terbuthylazine, air, top plus bottom sorbent trap, recoverable, nanograms per cubic meter | Terbuthylazine | ng/m3 | Recoverable | [5 empty] | 2014-10-03
65990 | Thiobencarb, air, top plus bottom sorbent trap, recoverable, nanograms per cubic meter | Thiobencarb | ng/m3 | Recoverable | [5 empty] | 2014-10-03
65991 | trans-Propiconazole, air, top plus bottom sorbent trap, recoverable, nanograms per cubic meter | trans-Propiconazole | ng/m3 | Recoverable | [5 empty] | 2014-10-03
65992 | Triallate, air, top plus bottom sorbent trap, recoverable, nanograms per cubic meter | Triallate | ng/m3 | Recoverable | [5 empty] | 2014-10-03
65993 | Tribufos, air, top plus bottom sorbent trap, recoverable, nanograms per cubic meter | Tribufos | ng/m3 | Recoverable | [5 empty] | 2014-10-03
65994 | Trifluralin, air, top plus bottom sorbent trap, recoverable, nanograms per cubic meter | Trifluralin | ng/m3 | Recoverable | [5 empty] | 2014-10-03
65995 | 1,4-Dichlorobenzene, air, particulate filter, recoverable, nanograms per cubic meter | p-Dichlorobenzene | ng/m3 | Recoverable | [5 empty] | 2014-10-03
65996 | 1-Methylnaphthalene, air, particulate filter, recoverable, nanograms per cubic meter | 1-Methylnaphthalene | ng/m3 | Recoverable | [5 empty] | 2014-10-03
65997 | 2-Methylnaphthalene, air, particulate filter, recoverable, nanograms per cubic meter | 2-Methylnaphthalene | ng/m3 | Recoverable | [5 empty] | 2014-10-03
65998 | 3-beta-Coprostanol, air, particulate filter, Wastewater Method, recoverable, nanograms per cubic meter | Coprosterol | ng/m3 | Recoverable | [5 empty] | 2014-10-03
65999 | 3-Methyl-1H-indole, air, particulate filter, recoverable, nanograms per cubic meter | 3-Methylindole | ng/m3 | Recoverable | [5 empty] | 2014-10-03
66000 | 3-tert-Butyl-4-hydroxyanisole, air, particulate filter, recoverable, nanograms per cubic meter | Phenol, 2-(1,1-dimethylethyl)-4-methoxy- | ng/m3 | Recoverable | [5 empty] | 2014-10-03
66001 | 4-Cumylphenol, air, particulate filter, recoverable, nanograms per cubic meter | p-Cumylphenol | ng/m3 | Recoverable | [5 empty] | 2014-10-03
66002 | 4-n-Octylphenol, air, particulate filter, recoverable, nanograms per cubic meter | p-Octylphenol | ng/m3 | Recoverable | [5 empty] | 2014-10-03
66003 | 4-tert-Octylphenol, air, particulate filter, recoverable, nanograms per cubic meter | p-(1,1,3,3-Tetramethylbutyl)phenol | ng/m3 | Recoverable | [5 empty] | 2014-10-03
66004 | 5-Methyl-1H-benzotriazole, air, particulate filter, recoverable, nanograms per cubic meter | 5-Tolyltriazole | ng/m3 | Recoverable | [5 empty] | 2014-10-03
66005 | Acetophenone, air, particulate filter, recoverable, nanograms per cubic meter | Acetophenone | ng/m3 | Recoverable | [5 empty] | 2014-10-03
66006 | Acetylhexamethyltetrahydronaphthalene, air, particulate filter, recoverable, nanograms per cubic meter | AHTN | ng/m3 | Recoverable | [5 empty] | 2014-10-03
66007 | 9,10-Anthraquinone, air, particulate filter, recoverable, nanograms per cubic meter | Anthraquinone | ng/m3 | Recoverable | [5 empty] | 2014-10-03
66008 | Benzophenone, air, particulate filter, recoverable, nanograms per cubic meter | Benzophenone | ng/m3 | Recoverable | [5 empty] | 2014-10-03
66009 | beta-Sitosterol, air, particulate filter, recoverable, nanograms per cubic meter | .beta.-Sitosterol | ng/m3 | Recoverable | [5 empty] | 2014-10-03
66010 | beta-Stigmastanol, air, particulate filter, recoverable, nanograms per cubic meter | Stigmastan-3.beta.-ol | ng/m3 | Recoverable | [5 empty] | 2014-10-03
66011 | Bisphenol A, air, particulate filter, recoverable, nanograms per cubic meter | 4,4'-Isopropylidenediphenol | ng/m3 | Recoverable | [5 empty] | 2014-10-03
66012 | Bromacil, air, particulate filter, recoverable, nanograms per cubic meter | Bromacil | ng/m3 | Recoverable | [5 empty] | 2014-10-03
66013 | Tribromomethane (bromoform), air, particulate filter, recoverable, nanograms per cubic meter | Tribromomethane | ng/m3 | Recoverable | [5 empty] | 2014-10-03
66014 | Caffeine, air, particulate filter, recoverable, nanograms per cubic meter | Caffeine | ng/m3 | Recoverable | [5 empty] | 2014-10-03
66015 | Camphor, air, particulate filter, recoverable, nanograms per cubic meter | Camphor | ng/m3 | Recoverable | [5 empty] | 2014-10-03
66016 | Carbazole, air, particulate filter, recoverable, nanograms per cubic meter | Carbazole | ng/m3 | Recoverable | [5 empty] | 2014-10-03
66017 | Cholesterol, air, particulate filter, Wastewater Method, recoverable, nanograms per cubic meter | Cholesterol | ng/m3 | Recoverable | [5 empty] | 2014-10-03
66018 | Cotinine, air, particulate filter, recoverable, nanograms per cubic meter | Cotinine | ng/m3 | Recoverable | [5 empty] | 2014-10-03
66019 | D-Limonene, air, particulate filter, recoverable, nanograms per cubic meter | D-Limonene | ng/m3 | Recoverable | [5 empty] | 2014-10-03
66020 | Hexahydrohexamethyl cyclopentabenzopyran, air, particulate filter, recoverable, nanograms per cubic meter | 1,3,4,6,7,8-Hexahydro-4,6,6,7,8,8-hexamethylcyclopenta[g]-2-benzopyran | ng/m3 | Recoverable | [5 empty] | 2014-10-03
66021 | Indole, air, particulate filter, recoverable, nanograms per cubic meter | Indole | ng/m3 | Recoverable | [5 empty] | 2014-10-03
66022 | Isoborneol, air, particulate filter, recoverable, nanograms per cubic meter | Isoborneol | ng/m3 | Recoverable | [5 empty] | 2014-10-03
66023 | Isophorone, air, particulate filter, recoverable, nanograms per cubic meter | Isophorone | ng/m3 | Recoverable | [5 empty] | 2014-10-03
66024 | Isopropylbenzene, air, particulate filter, recoverable, nanograms per cubic meter | Cumene | ng/m3 | Recoverable | [5 empty] | 2014-10-03
66025 | Isoquinoline, air, particulate filter, recoverable, nanograms per cubic meter | Isoquinoline | ng/m3 | Recoverable | [5 empty] | 2014-10-03
66026 | Menthol, air, particulate filter, recoverable, nanograms per cubic meter | (1R,2S,5R)-Menthol | ng/m3 | Recoverable | [5 empty] | 2014-10-03
66027 | Methyl salicylate, air, particulate filter, recoverable, nanograms per cubic meter | Methyl salicylate | ng/m3 | Recoverable | [5 empty] | 2014-10-03
66028 | N,N-Diethyl-m-toluamide (DEET), air, particulate filter, recoverable, nanograms per cubic meter | N,N-Diethyl-m-toluamide | ng/m3 | Recoverable | [5 empty] | 2014-10-03
66029 | 4-Nonylphenol diethoxylate (sum of all isomers), air, particulate filter, recoverable, nanograms per cubic meter | Nonylphenol diethoxylate | ng/m3 | Recoverable | [5 empty] | 2020-01-21
66030 | 4-tert-Octylphenol diethoxylate, air, particulate filter, recoverable, nanograms per cubic meter | 2-[2-[4-(1,1,3,3-Tetramethylbutyl)phenoxy]ethoxy]ethanol | ng/m3 | Recoverable | [5 empty] | 2014-10-03
66031 | 4-tert-Octylphenol monoethoxylate, air, particulate filter, recoverable, nanograms per cubic meter | 2-[4-(1,1,3,3-Tetramethylbutyl)phenoxy]ethanol | ng/m3 | Recoverable | [5 empty] | 2014-10-03
66032 | 4-Nonylphenol (sum of all isomers), air, particulate filter, recoverable, nanograms per cubic meter | 4-Nonylphenols | ng/m3 | Recoverable | [5 empty] | 2014-10-03
66033 | p-Cresol, air, particulate filter, recoverable, nanograms per cubic meter | p-Cresol | ng/m3 | Recoverable | [5 empty] | 2014-10-03
66034 | Pentachlorophenol, air, particulate filter, recoverable, nanograms per cubic meter | Pentachlorophenol | ng/m3 | Recoverable | [5 empty] | 2014-10-03
66035 | Phenol, air, particulate filter, recoverable, nanograms per cubic meter | Phenol | ng/m3 | Recoverable | [5 empty] | 2014-10-03
66036 | Tetrachloroethene, air, particulate filter, recoverable, nanograms per cubic meter | Tetrachloroethylene | ng/m3 | Recoverable | [5 empty] | 2020-01-21
66037 | Tributyl phosphate, air, particulate filter, recoverable, nanograms per cubic meter | Tributyl phosphate | ng/m3 | Recoverable | [5 empty] | 2015-01-05
66038 | Triclosan, air, particulate filter, recoverable, nanograms per cubic meter | Triclosan | ng/m3 | Recoverable | [5 empty] | 2014-10-03
66039 | Triethyl citrate, air, particulate filter, recoverable, nanograms per cubic meter | Triethyl citrate | ng/m3 | Recoverable | [5 empty] | 2015-01-05
66040 | Triphenyl phosphate, air, particulate filter, recoverable, nanograms per cubic meter | Triphenyl phosphate | ng/m3 | Recoverable | [5 empty] | 2014-10-03
66041 | Tris(2-butoxyethyl) phosphate, air, particulate filter, recoverable, nanograms per cubic meter | Tris(2-butoxyethyl) phosphate | ng/m3 | Recoverable | [5 empty] | 2014-10-03
66042 | Tris(2-chloroethyl) phosphate, air, particulate filter, recoverable, nanograms per cubic meter | Tris(2-chloroethyl) phosphate | ng/m3 | Recoverable | [5 empty] | 2014-10-03
66043 | Tris(dichloroisopropyl) phosphate, air, particulate filter, recoverable, nanograms per cubic meter | Tris(1,3-dichloro-2-propyl)phosphate | ng/m3 | Recoverable | [5 empty] | 2014-10-03
66044 | 1,4-Dichlorobenzene, air, top sorbent trap, recoverable, nanograms per cubic meter | p-Dichlorobenzene | ng/m3 | Recoverable | [5 empty] | 2014-10-03
66045 | 1-Methylnaphthalene, air, top sorbent trap, recoverable, nanograms per cubic meter | 1-Methylnaphthalene | ng/m3 | Recoverable | [5 empty] | 2014-10-03
66046 | 2-Methylnaphthalene, air, top sorbent trap, recoverable, nanograms per cubic meter | 2-Methylnaphthalene | ng/m3 | Recoverable | [5 empty] | 2014-10-03
66047 | 3-beta-Coprostanol, air, top sorbent trap, Wastewater Method, recoverable, nanograms per cubic meter | Coprosterol | ng/m3 | Recoverable | [5 empty] | 2014-10-03
66048 | 3-Methyl-1H-indole, air, top sorbent trap, recoverable, nanograms per cubic meter | 3-Methylindole | ng/m3 | Recoverable | [5 empty] | 2014-10-03
66049 | 3-tert-Butyl-4-hydroxyanisole, air, top sorbent trap, recoverable, nanograms per cubic meter | Phenol, 2-(1,1-dimethylethyl)-4-methoxy- | ng/m3 | Recoverable | [5 empty] | 2014-10-03
66050 | 4-Cumylphenol, air, top sorbent trap, recoverable, nanograms per cubic meter | p-Cumylphenol | ng/m3 | Recoverable | [5 empty] | 2014-10-03
66051 | 4-n-Octylphenol, air, top sorbent trap, recoverable, nanograms per cubic meter | p-Octylphenol | ng/m3 | Recoverable | [5 empty] | 2014-10-03
66052 | 4-tert-Octylphenol, air, top sorbent trap, recoverable, nanograms per cubic meter | p-(1,1,3,3-Tetramethylbutyl)phenol | ng/m3 | Recoverable | [5 empty] | 2014-10-03
66053 | 5-Methyl-1H-benzotriazole, air, top sorbent trap, recoverable, nanograms per cubic meter | 5-Tolyltriazole | ng/m3 | Recoverable | [5 empty] | 2014-10-03
66054 | Acetophenone, air, top sorbent trap, recoverable, nanograms per cubic meter | Acetophenone | ng/m3 | Recoverable | [5 empty] | 2014-10-03
66055 | Acetylhexamethyltetrahydronaphthalene, air, top sorbent trap, recoverable, nanograms per cubic meter | AHTN | ng/m3 | Recoverable | [5 empty] | 2014-10-03
66056 | 9,10-Anthraquinone, air, top sorbent trap, recoverable, nanograms per cubic meter | Anthraquinone | ng/m3 | Recoverable | [5 empty] | 2014-10-03
66057 | Benzophenone, air, top sorbent trap, recoverable, nanograms per cubic meter | Benzophenone | ng/m3 | Recoverable | [5 empty] | 2014-10-03
66058 | beta-Sitosterol, air, top sorbent trap, recoverable, nanograms per cubic meter | .beta.-Sitosterol | ng/m3 | Recoverable | [5 empty] | 2014-10-03
66059 | beta-Stigmastanol, air, top sorbent trap, recoverable, nanograms per cubic meter | Stigmastan-3.beta.-ol | ng/m3 | Recoverable | [5 empty] | 2014-10-03
66060 | Bisphenol A, air, top sorbent trap, recoverable, nanograms per cubic meter | 4,4'-Isopropylidenediphenol | ng/m3 | Recoverable | [5 empty] | 2014-10-03
66061 | Bromacil, air, top sorbent trap, recoverable, nanograms per cubic meter | Bromacil | ng/m3 | Recoverable | [5 empty] | 2014-10-03
66062 | Tribromomethane (bromoform), air, top sorbent trap, recoverable, nanograms per cubic meter | Tribromomethane | ng/m3 | Recoverable | [5 empty] | 2014-10-03
66063 | Caffeine, air, top sorbent trap, recoverable, nanograms per cubic meter | Caffeine | ng/m3 | Recoverable | [5 empty] | 2014-10-03
66064 | Camphor, air, top sorbent trap, recoverable, nanograms per cubic meter | Camphor | ng/m3 | Recoverable | [5 empty] | 2014-10-03
66065 | Carbazole, air, top sorbent trap, recoverable, nanograms per cubic meter | Carbazole | ng/m3 | Recoverable | [5 empty] | 2014-10-03
66066 | Cholesterol, air, top sorbent trap, Wastewater Method, recoverable, nanograms per cubic meter | Cholesterol | ng/m3 | Recoverable | [5 empty] | 2014-10-03
66067 | Cotinine, air, top sorbent trap, recoverable, nanograms per cubic meter | Cotinine | ng/m3 | Recoverable | [5 empty] | 2014-10-03
66068 | D-Limonene, air, top sorbent trap, recoverable, nanograms per cubic meter | D-Limonene | ng/m3 | Recoverable | [5 empty] | 2014-10-03
66069 | Hexahydrohexamethyl cyclopentabenzopyran, air, top sorbent trap, recoverable, nanograms per cubic meter | 1,3,4,6,7,8-Hexahydro-4,6,6,7,8,8-hexamethylcyclopenta[g]-2-benzopyran | ng/m3 | Recoverable | [5 empty] | 2014-10-03
66070 | Indole, air, top sorbent trap, recoverable, nanograms per cubic meter | Indole | ng/m3 | Recoverable | [5 empty] | 2014-10-03
66071 | Isoborneol, air, top sorbent trap, recoverable, nanograms per cubic meter | Isoborneol | ng/m3 | Recoverable | [5 empty] | 2014-10-03
66072 | Isophorone, air, top sorbent trap, recoverable, nanograms per cubic meter | Isophorone | ng/m3 | Recoverable | [5 empty] | 2014-10-03
66073 | Isopropylbenzene, air, top sorbent trap, recoverable, nanograms per cubic meter | Cumene | ng/m3 | Recoverable | [5 empty] | 2014-10-03
66074 | Isoquinoline, air, top sorbent trap, recoverable, nanograms per cubic meter | Isoquinoline | ng/m3 | Recoverable | [5 empty] | 2014-10-03
66075 | Menthol, air, top sorbent trap, recoverable, nanograms per cubic meter | (1R,2S,5R)-Menthol | ng/m3 | Recoverable | [5 empty] | 2014-10-03
66076 | Methyl salicylate, air, top sorbent trap, recoverable, nanograms per cubic meter | Methyl salicylate | ng/m3 | Recoverable | [5 empty] | 2014-10-03
66077 | N,N-Diethyl-m-toluamide (DEET), air, top sorbent trap, recoverable, nanograms per cubic meter | N,N-Diethyl-m-toluamide | ng/m3 | Recoverable | [5 empty] | 2014-10-03
66078 | 4-Nonylphenol diethoxylate (sum of all isomers), air, top sorbent trap, recoverable, nanograms per cubic meter | Nonylphenol diethoxylate | ng/m3 | Recoverable | [5 empty] | 2020-01-21
66079 | 4-tert-Octylphenol diethoxylate, air, top sorbent trap, recoverable, nanograms per cubic meter | 2-[2-[4-(1,1,3,3-Tetramethylbutyl)phenoxy]ethoxy]ethanol | ng/m3 | Recoverable | [5 empty] | 2014-10-03
66080 | 4-tert-Octylphenol monoethoxylate, air, top sorbent trap, recoverable, nanograms per cubic meter | 2-[4-(1,1,3,3-Tetramethylbutyl)phenoxy]ethanol | ng/m3 | Recoverable | [5 empty] | 2014-10-03
66081 | 4-Nonylphenol (sum of all isomers), air, top sorbent trap, recoverable, nanograms per cubic meter | 4-Nonylphenols | ng/m3 | Recoverable | [5 empty] | 2014-10-03
66082 | p-Cresol, air, top sorbent trap, recoverable, nanograms per cubic meter | p-Cresol | ng/m3 | Recoverable | [5 empty] | 2014-10-03
66083 | Pentachlorophenol, air, top sorbent trap, recoverable, nanograms per cubic meter | Pentachlorophenol | ng/m3 | Recoverable | [5 empty] | 2014-10-03
66084 | Phenol, air, top sorbent trap, recoverable, nanograms per cubic meter | Phenol | ng/m3 | Recoverable | [5 empty] | 2014-10-03
66085 | Tetrachloroethene, air, top sorbent trap, recoverable, nanograms per cubic meter | Tetrachloroethylene | ng/m3 | Recoverable | [5 empty] | 2020-01-21
66086 | Tributyl phosphate, air, top sorbent trap, recoverable, nanograms per cubic meter | Tributyl phosphate | ng/m3 | Recoverable | [5 empty] | 2015-01-05
66087 | Triclosan, air, top sorbent trap, recoverable, nanograms per cubic meter | Triclosan | ng/m3 | Recoverable | [5 empty] | 2014-10-03
66088 | Triethyl citrate, air, top sorbent trap, recoverable, nanograms per cubic meter | Triethyl citrate | ng/m3 | Recoverable | [5 empty] | 2015-01-05
66089 | Triphenyl phosphate, air, top sorbent trap, recoverable, nanograms per cubic meter | Triphenyl phosphate | ng/m3 | Recoverable | [5 empty] | 2014-10-03
66090 | Tris(2-butoxyethyl) phosphate, air, top sorbent trap, recoverable, nanograms per cubic meter | Tris(2-butoxyethyl) phosphate | ng/m3 | Recoverable | [5 empty] | 2014-10-03
66091 | Tris(2-chloroethyl) phosphate, air, top sorbent trap, recoverable, nanograms per cubic meter | Tris(2-chloroethyl) phosphate | ng/m3 | Recoverable | [5 empty] | 2014-10-03
66092 | Tris(dichloroisopropyl) phosphate, air, top sorbent trap, recoverable, nanograms per cubic meter | Tris(1,3-dichloro-2-propyl)phosphate | ng/m3 | Recoverable | [5 empty] | 2014-10-03
66093 | 1,4-Dichlorobenzene, air, bottom sorbent trap, recoverable, nanograms per cubic meter | p-Dichlorobenzene | ng/m3 | Recoverable | [5 empty] | 2014-10-03
66094 | 1-Methylnaphthalene, air, bottom sorbent trap, recoverable, nanograms per cubic meter | 1-Methylnaphthalene | ng/m3 | Recoverable | [5 empty] | 2014-10-03
66095 | 2-Methylnaphthalene, air, bottom sorbent trap, recoverable, nanograms per cubic meter | 2-Methylnaphthalene | ng/m3 | Recoverable | [5 empty] | 2014-10-03
66096 | 3-beta-Coprostanol, air, bottom sorbent trap, Wastewater Method, recoverable, nanograms per cubic meter | Coprosterol | ng/m3 | Recoverable | [5 empty] | 2014-10-03
66097 | 3-Methyl-1H-indole, air, bottom sorbent trap, recoverable, nanograms per cubic meter | 3-Methylindole | ng/m3 | Recoverable | [5 empty] | 2014-10-03
66098 | 3-tert-Butyl-4-hydroxyanisole, air, bottom sorbent trap, recoverable, nanograms per cubic meter | Phenol, 2-(1,1-dimethylethyl)-4-methoxy- | ng/m3 | Recoverable | [5 empty] | 2014-10-03
66099 | 4-Cumylphenol, air, bottom sorbent trap, recoverable, nanograms per cubic meter | p-Cumylphenol | ng/m3 | Recoverable | [5 empty] | 2014-10-03
66100 | 4-n-Octylphenol, air, bottom sorbent trap, recoverable, nanograms per cubic meter | p-Octylphenol | ng/m3 | Recoverable | [5 empty] | 2014-10-03
66101 | 4-tert-Octylphenol, air, bottom sorbent trap, recoverable, nanograms per cubic meter | p-(1,1,3,3-Tetramethylbutyl)phenol | ng/m3 | Recoverable | [5 empty] | 2014-10-03
66102 | 5-Methyl-1H-benzotriazole, air, bottom sorbent trap, recoverable, nanograms per cubic meter | 5-Tolyltriazole | ng/m3 | Recoverable | [5 empty] | 2014-10-03
66103 | Acetophenone, air, bottom sorbent trap, recoverable, nanograms per cubic meter | Acetophenone | ng/m3 | Recoverable | [5 empty] | 2014-10-03
66104 | Acetylhexamethyltetrahydronaphthalene, air, bottom sorbent trap, recoverable, nanograms per cubic meter | AHTN | ng/m3 | Recoverable | [5 empty] | 2014-10-03
66105 | 9,10-Anthraquinone, air, bottom sorbent trap, recoverable, nanograms per cubic meter | Anthraquinone | ng/m3 | Recoverable | [5 empty] | 2014-10-03
66106 | Benzophenone, air, bottom sorbent trap, recoverable, nanograms per cubic meter | Benzophenone | ng/m3 | Recoverable | [5 empty] | 2014-10-03
66107 | beta-Sitosterol, air, bottom sorbent trap, recoverable, nanograms per cubic meter | .beta.-Sitosterol | ng/m3 | Recoverable | [5 empty] | 2014-10-03
66108 | beta-Stigmastanol, air, bottom sorbent trap, recoverable, nanograms per cubic meter | Stigmastan-3.beta.-ol | ng/m3 | Recoverable | [5 empty] | 2014-10-03
66109 | Bisphenol A, air, bottom sorbent trap, recoverable, nanograms per cubic meter | 4,4'-Isopropylidenediphenol | ng/m3 | Recoverable | [5 empty] | 2014-10-03
66110 | Bromacil, air, bottom sorbent trap, recoverable, nanograms per cubic meter | Bromacil | ng/m3 | Recoverable | [5 empty] | 2014-10-03
66111 | Tribromomethane (bromoform), air, bottom sorbent trap, recoverable, nanograms per cubic meter | Tribromomethane | ng/m3 | Recoverable | [5 empty] | 2014-10-03
66112 | Caffeine, air, bottom sorbent trap, recoverable, nanograms per cubic meter | Caffeine | ng/m3 | Recoverable | [5 empty] | 2014-10-03
66113 | Camphor, air, bottom sorbent trap, recoverable, nanograms per cubic meter | Camphor | ng/m3 | Recoverable | [5 empty] | 2014-10-03
66114 | Carbazole, air, bottom sorbent trap, recoverable, nanograms per cubic meter | Carbazole | ng/m3 | Recoverable | [5 empty] | 2014-10-03
66115 | Cholesterol, air, bottom sorbent trap, Wastewater Method, recoverable, nanograms per cubic meter | Cholesterol | ng/m3 | Recoverable | [5 empty] | 2014-10-03
66116 | Cotinine, air, bottom sorbent trap, recoverable, nanograms per cubic meter | Cotinine | ng/m3 | Recoverable | [5 empty] | 2014-10-03
66117 | D-Limonene, air, bottom sorbent trap, recoverable, nanograms per cubic meter | D-Limonene | ng/m3 | Recoverable | [5 empty] | 2014-10-03
66118 | Hexahydrohexamethyl cyclopentabenzopyran, air, bottom sorbent trap, recoverable, nanograms per cubic meter | 1,3,4,6,7,8-Hexahydro-4,6,6,7,8,8-hexamethylcyclopenta[g]-2-benzopyran | ng/m3 | Recoverable | [5 empty] | 2014-10-03
66119 | Indole, air, bottom sorbent trap, recoverable, nanograms per cubic meter | Indole | ng/m3 | Recoverable | [5 empty] | 2014-10-03
66120 | Isoborneol, air, bottom sorbent trap, recoverable, nanograms per cubic meter | Isoborneol | ng/m3 | Recoverable | [5 empty] | 2014-10-03
66121 | Isophorone, air, bottom sorbent trap, recoverable, nanograms per cubic meter | Isophorone | ng/m3 | Recoverable | [5 empty] | 2014-10-03
66122 | Isopropylbenzene, air, bottom sorbent trap, recoverable, nanograms per cubic meter | Cumene | ng/m3 | Recoverable | [5 empty] | 2014-10-03
66123 | Isoquinoline, air, bottom sorbent trap, recoverable, nanograms per cubic meter | Isoquinoline | ng/m3 | Recoverable | [5 empty] | 2014-10-03
66124 | Menthol, air, bottom sorbent trap, recoverable, nanograms per cubic meter | (1R,2S,5R)-Menthol | ng/m3 | Recoverable | [5 empty] | 2014-10-03
66125 | Methyl salicylate, air, bottom sorbent trap, recoverable, nanograms per cubic meter | Methyl salicylate | ng/m3 | Recoverable | [5 empty] | 2014-10-03
66126 | N,N-Diethyl-m-toluamide (DEET), air, bottom sorbent trap, recoverable, nanograms per cubic meter | N,N-Diethyl-m-toluamide | ng/m3 | Recoverable | [5 empty] | 2014-10-03
66127 | 4-Nonylphenol diethoxylate (sum of all isomers), air, bottom sorbent trap, recoverable, nanograms per cubic meter | Nonylphenol diethoxylate | ng/m3 | Recoverable | [5 empty] | 2020-01-21
66128 | 4-tert-Octylphenol diethoxylate, air, bottom sorbent trap, recoverable, nanograms per cubic meter | 2-[2-[4-(1,1,3,3-Tetramethylbutyl)phenoxy]ethoxy]ethanol | ng/m3 | Recoverable | [5 empty] | 2014-10-03
66129 | 4-tert-Octylphenol monoethoxylate, air, bottom sorbent trap, recoverable, nanograms per cubic meter | 2-[4-(1,1,3,3-Tetramethylbutyl)phenoxy]ethanol | ng/m3 | Recoverable | [5 empty] | 2014-10-03
66130 | 4-Nonylphenol (sum of all isomers), air, bottom sorbent trap, recoverable, nanograms per cubic meter | 4-Nonylphenols | ng/m3 | Recoverable | [5 empty] | 2014-10-03
66131 | p-Cresol, air, bottom sorbent trap, recoverable, nanograms per cubic meter | p-Cresol | ng/m3 | Recoverable | [5 empty] | 2014-10-03
66132 | Pentachlorophenol, air, bottom sorbent trap, recoverable, nanograms per cubic meter | Pentachlorophenol | ng/m3 | Recoverable | [5 empty] | 2014-10-03
66133 | Phenol, air, bottom sorbent trap, recoverable, nanograms per cubic meter | Phenol | ng/m3 | Recoverable | [5 empty] | 2014-10-03
66134 | Tetrachloroethene, air, bottom sorbent trap, recoverable, nanograms per cubic meter | Tetrachloroethylene | ng/m3 | Recoverable | [5 empty] | 2020-01-21
66135 | Tributyl phosphate, air, bottom sorbent trap, recoverable, nanograms per cubic meter | Tributyl phosphate | ng/m3 | Recoverable | [5 empty] | 2015-01-05
66136 | Triclosan, air, bottom sorbent trap, recoverable, nanograms per cubic meter | Triclosan | ng/m3 | Recoverable | [5 empty] | 2014-10-03
66137 | Triethyl citrate, air, bottom sorbent trap, recoverable, nanograms per cubic meter | Triethyl citrate | ng/m3 | Recoverable | [5 empty] | 2015-01-05
66138 | Triphenyl phosphate, air, bottom sorbent trap, recoverable, nanograms per cubic meter | Triphenyl phosphate | ng/m3 | Recoverable | [5 empty] | 2014-10-03
66139 | Tris(2-butoxyethyl) phosphate, air, bottom sorbent trap, recoverable, nanograms per cubic meter | Tris(2-butoxyethyl) phosphate | ng/m3 | Recoverable | [5 empty] | 2014-10-03
66140 | Tris(2-chloroethyl) phosphate, air, bottom sorbent trap, recoverable, nanograms per cubic meter | Tris(2-chloroethyl) phosphate | ng/m3 | Recoverable | [5 empty] | 2014-10-03
66141 | Tris(dichloroisopropyl) phosphate, air, bottom sorbent trap, recoverable, nanograms per cubic meter | Tris(1,3-dichloro-2-propyl)phosphate | ng/m3 | Recoverable | [5 empty] | 2014-10-03
66142 | 1,4-Dichlorobenzene, air, top plus bottom sorbent trap, recoverable, nanograms per cubic meter | p-Dichlorobenzene | ng/m3 | Recoverable | [5 empty] | 2014-10-03
66143 | 1-Methylnaphthalene, air, top plus bottom sorbent trap, recoverable, nanograms per cubic meter | 1-Methylnaphthalene | ng/m3 | Recoverable | [5 empty] | 2014-10-03
66144 | 2-Methylnaphthalene, air, top plus bottom sorbent trap, recoverable, nanograms per cubic meter | 2-Methylnaphthalene | ng/m3 | Recoverable | [5 empty] | 2014-10-03
66145 | 3-beta-Coprostanol, air, top plus bottom sorbent trap, Wastewater Method, recoverable, nanograms per cubic meter | Coprosterol | ng/m3 | Recoverable | [5 empty] | 2014-10-03
66146 | 3-Methyl-1H-indole, air, top plus bottom sorbent trap, recoverable, nanograms per cubic meter | 3-Methylindole | ng/m3 | Recoverable | [5 empty] | 2014-10-03
66147 | 3-tert-Butyl-4-hydroxyanisole, air, top plus bottom sorbent trap, recoverable, nanograms per cubic meter | Phenol, 2-(1,1-dimethylethyl)-4-methoxy- | ng/m3 | Recoverable | [5 empty] | 2014-10-03
66148 | 4-Cumylphenol, air, top plus bottom sorbent trap, recoverable, nanograms per cubic meter | p-Cumylphenol | ng/m3 | Recoverable | [5 empty] | 2014-10-03
66149 | 4-n-Octylphenol, air, top plus bottom sorbent trap, recoverable, nanograms per cubic meter | p-Octylphenol | ng/m3 | Recoverable | [5 empty] | 2014-10-03
66150 | 4-tert-Octylphenol, air, top plus bottom sorbent trap, recoverable, nanograms per cubic meter | p-(1,1,3,3-Tetramethylbutyl)phenol | ng/m3 | Recoverable | [5 empty] | 2014-10-03
66151 | 5-Methyl-1H-benzotriazole, air, top plus bottom sorbent trap, recoverable, nanograms per cubic meter | 5-Tolyltriazole | ng/m3 | Recoverable | [5 empty] | 2014-10-03
66152 | Acetophenone, air, top plus bottom sorbent trap, recoverable, nanograms per cubic meter | Acetophenone | ng/m3 | Recoverable | [5 empty] | 2014-10-03
66153 | Acetylhexamethyltetrahydronaphthalene, air, top plus bottom sorbent trap, recoverable, nanograms per cubic meter | AHTN | ng/m3 | Recoverable | [5 empty] | 2014-10-03
66154 | 9,10-Anthraquinone, air, top plus bottom sorbent trap, recoverable, nanograms per cubic meter | Anthraquinone | ng/m3 | Recoverable | [5 empty] | 2014-10-03
66155 | Benzophenone, air, top plus bottom sorbent trap, recoverable, nanograms per cubic meter | Benzophenone | ng/m3 | Recoverable | [5 empty] | 2014-10-03
66156 | beta-Sitosterol, air, top plus bottom sorbent trap, recoverable, nanograms per cubic meter | .beta.-Sitosterol | ng/m3 | Recoverable | [5 empty] | 2014-10-03
66157 | beta-Stigmastanol, air, top plus bottom sorbent trap, recoverable, nanograms per cubic meter | Stigmastan-3.beta.-ol | ng/m3 | Recoverable | [5 empty] | 2014-10-03
66158 | Bisphenol A, air, top plus bottom sorbent trap, recoverable, nanograms per cubic meter | 4,4'-Isopropylidenediphenol | ng/m3 | Recoverable | [5 empty] | 2014-10-03
66159 | Bromacil, air, top plus bottom sorbent trap, recoverable, nanograms per cubic meter | Bromacil | ng/m3 | Recoverable | [5 empty] | 2014-10-03
66160 | Tribromomethane (bromoform), air, top plus bottom sorbent trap, recoverable, nanograms per cubic meter | Tribromomethane | ng/m3 | Recoverable | [5 empty] | 2014-10-03
66161 | Caffeine, air, top plus bottom sorbent trap, recoverable, nanograms per cubic meter | Caffeine | ng/m3 | Recoverable | [5 empty] | 2014-10-03
66162 | Camphor, air, top plus bottom sorbent trap, recoverable, nanograms per cubic meter | Camphor | ng/m3 | Recoverable | [5 empty] | 2014-10-03
66163 | Carbazole, air, top plus bottom sorbent trap, recoverable, nanograms per cubic meter | Carbazole | ng/m3 | Recoverable | [5 empty] | 2014-10-03
66164 | Cholesterol, air, top plus bottom sorbent trap, Wastewater Method, recoverable, nanograms per cubic meter | Cholesterol | ng/m3 | Recoverable | [5 empty] | 2014-10-03
66165 | Cotinine, air, top plus bottom sorbent trap, recoverable, nanograms per cubic meter | Cotinine | ng/m3 | Recoverable | [5 empty] | 2014-10-03
66166 | D-Limonene, air, top plus bottom sorbent trap, recoverable, nanograms per cubic meter | D-Limonene | ng/m3 | Recoverable | [5 empty] | 2014-10-03
66167 | Hexahydrohexamethyl cyclopentabenzopyran, air, top plus bottom sorbent trap, recoverable, nanograms per cubic meter | 1,3,4,6,7,8-Hexahydro-4,6,6,7,8,8-hexamethylcyclopenta[g]-2-benzopyran | ng/m3 | Recoverable | [5 empty] | 2014-10-03
66168 | Indole, air, top plus bottom sorbent trap, recoverable, nanograms per cubic meter | Indole | ng/m3 | Recoverable | [5 empty] | 2014-10-03
66169 | Isoborneol, air, top plus bottom sorbent trap, recoverable, nanograms per cubic meter | Isoborneol | ng/m3 | Recoverable | [5 empty] | 2014-10-03
66170 | Isophorone, air, top plus bottom sorbent trap, recoverable, nanograms per cubic meter | Isophorone | ng/m3 | Recoverable | [5 empty] | 2014-10-03
66171 | Isopropylbenzene, air, top plus bottom sorbent trap, recoverable, nanograms per cubic meter | Cumene | ng/m3 | Recoverable | [5 empty] | 2014-10-03
66172 | Isoquinoline, air, top plus bottom sorbent trap, recoverable, nanograms per cubic meter | Isoquinoline | ng/m3 | Recoverable | [5 empty] | 2014-10-03
66173 | Menthol, air, top plus bottom sorbent trap, recoverable, nanograms per cubic meter | (1R,2S,5R)-Menthol | ng/m3 | Recoverable | [5 empty] | 2014-10-03
66174 | Methyl salicylate, air, top plus bottom sorbent trap, recoverable, nanograms per cubic meter | Methyl salicylate | ng/m3 | Recoverable | [5 empty] | 2014-10-03
66175 | N,N-Diethyl-m-toluamide (DEET), air, top plus bottom sorbent trap, recoverable, nanograms per cubic meter | N,N-Diethyl-m-toluamide | ng/m3 | Recoverable | [5 empty] | 2014-10-03
66176 | 4-Nonylphenol diethoxylate (sum of all isomers), air, top plus bottom sorbent trap, recoverable, nanograms per cubic meter | Nonylphenol diethoxylate | ng/m3 | Recoverable | [5 empty] | 2020-01-21
66177 | 4-tert-Octylphenol diethoxylate, air, top plus bottom sorbent trap, recoverable, nanograms per cubic meter | 2-[2-[4-(1,1,3,3-Tetramethylbutyl)phenoxy]ethoxy]ethanol | ng/m3 | Recoverable | [5 empty] | 2014-10-03
66178 | 4-tert-Octylphenol monoethoxylate, air, top plus bottom sorbent trap, recoverable, nanograms per cubic meter | 2-[4-(1,1,3,3-Tetramethylbutyl)phenoxy]ethanol | ng/m3 | Recoverable | [5 empty] | 2014-10-03
66179 | 4-Nonylphenol (sum of all isomers), air, top plus bottom sorbent trap, recoverable, nanograms per cubic meter | 4-Nonylphenols | ng/m3 | Recoverable | [5 empty] | 2014-10-03
66180 | p-Cresol, air, top plus bottom sorbent trap, recoverable, nanograms per cubic meter | p-Cresol | ng/m3 | Recoverable | [5 empty] | 2014-10-03
66181 | Pentachlorophenol, air, top plus bottom sorbent trap, recoverable, nanograms per cubic meter | Pentachlorophenol | ng/m3 | Recoverable | [5 empty] | 2014-10-03
66182 | Phenol, air, top plus bottom sorbent trap, recoverable, nanograms per cubic meter | Phenol | ng/m3 | Recoverable | [5 empty] | 2014-10-03
66183 | Tetrachloroethene, air, top plus bottom sorbent trap, recoverable, nanograms per cubic meter | Tetrachloroethylene | ng/m3 | Recoverable | [5 empty] | 2020-01-21
66184 | Tributyl phosphate, air, top plus bottom sorbent trap, recoverable, nanograms per cubic meter | Tributyl phosphate | ng/m3 | Recoverable | [5 empty] | 2015-01-05
66185 | Triclosan, air, top plus bottom sorbent trap, recoverable, nanograms per cubic meter | Triclosan | ng/m3 | Recoverable | [5 empty] | 2014-10-03
66186 | Triethyl citrate, air, top plus bottom sorbent trap, recoverable, nanograms per cubic meter | Triethyl citrate | ng/m3 | Recoverable | [5 empty] | 2015-01-05
66187 | Triphenyl phosphate, air, top plus bottom sorbent trap, recoverable, nanograms per cubic meter | Triphenyl phosphate | ng/m3 | Recoverable | [5 empty] | 2014-10-03
66188 | Tris(2-butoxyethyl) phosphate, air, top plus bottom sorbent trap, recoverable, nanograms per cubic meter | Tris(2-butoxyethyl) phosphate | ng/m3 | Recoverable | [5 empty] | 2014-10-03
66189 | Tris(2-chloroethyl) phosphate, air, top plus bottom sorbent trap, recoverable, nanograms per cubic meter | Tris(2-chloroethyl) phosphate | ng/m3 | Recoverable | [5 empty] | 2014-10-03
66190 | Tris(dichloroisopropyl) phosphate, air, top plus bottom sorbent trap, recoverable, nanograms per cubic meter | Tris(1,3-dichloro-2-propyl)phosphate | ng/m3 | Recoverable | [5 empty] | 2014-10-03
66191 | Aldrin, air, particulate filter, recoverable, nanograms per cubic meter | Aldrin | ng/m3 | Recoverable | [5 empty] | 2014-10-03
66192 | beta-HCH, air, particulate filter, recoverable, nanograms per cubic meter | Benzene Hexachloride, Beta (BHC) | ng/m3 | Recoverable | [5 empty] | 2020-01-21
66193 | cis-Chlordane, air, particulate filter, recoverable, nanograms per cubic meter | cis-Chlordane | ng/m3 | Recoverable | [5 empty] | 2014-10-03
66194 | cis-Nonachlor, air, particulate filter, recoverable, nanograms per cubic meter | cis-Nonachlor | ng/m3 | Recoverable | [5 empty] | 2014-10-03
66195 | delta-HCH, air, particulate filter, recoverable, nanograms per cubic meter | Benzene Hexachloride, Delta (BHC) | ng/m3 | Recoverable | [5 empty] | 2020-01-21
66196 | Endrin, air, particulate filter, recoverable, nanograms per cubic meter | Endrin | ng/m3 | Recoverable | [5 empty] | 2014-10-03
66197 | Endrin aldehyde, air, particulate filter, recoverable, nanograms per cubic meter | Endrin aldehyde | ng/m3 | Recoverable | [5 empty] | 2014-10-03
66198 | Endrin ketone, air, particulate filter, recoverable, nanograms per cubic meter | Endrin ketone | ng/m3 | Recoverable | [5 empty] | 2014-10-03
66199 | Heptachlor, air, particulate filter, recoverable, nanograms per cubic meter | Heptachlor | ng/m3 | Recoverable | [5 empty] | 2014-10-03
66200 | Heptachlor epoxide, air, particulate filter, recoverable, nanograms per cubic meter | Heptachlor epoxide | ng/m3 | Recoverable | [5 empty] | 2014-10-03
66201 | Hexachlorobenzene, air, particulate filter, recoverable, nanograms per cubic meter | Hexachlorobenzene | ng/m3 | Recoverable | [5 empty] | 2014-10-03
66202 | Isodrin, air, particulate filter, recoverable, nanograms per cubic meter | Isodrin | ng/m3 | Recoverable | [5 empty] | 2014-10-03
66203 | Mirex, air, particulate filter, recoverable, nanograms per cubic meter | Mirex | ng/m3 | Recoverable | [5 empty] | 2014-10-03
66204 | o,p'-DDD, air, particulate filter, recoverable, nanograms per cubic meter | o,p'-DDD | ng/m3 | Recoverable | [5 empty] | 2014-10-03
66205 | o,p'-DDE, air, particulate filter, recoverable, nanograms per cubic meter | o,p'-DDE | ng/m3 | Recoverable | [5 empty] | 2014-10-03
66206 | o,p'-DDT, air, particulate filter, recoverable, nanograms per cubic meter | o,p'-DDT | ng/m3 | Recoverable | [5 empty] | 2014-10-03
66207 | Octachlorostyrene, air, particulate filter, recoverable, nanograms per cubic meter | Octachlorostyrene | ng/m3 | Recoverable | [5 empty] | 2014-10-03
66208 | Oxychlordane, air, particulate filter, recoverable, nanograms per cubic meter | Oxychlordane | ng/m3 | Recoverable | [5 empty] | 2014-10-03
66209 | p,p'-DDD, air, particulate filter, recoverable, nanograms per cubic meter | p,p'-DDD | ng/m3 | Recoverable | [5 empty] | 2014-10-03
66210 | p,p'-DDT, air, particulate filter, recoverable, nanograms per cubic meter | p,p'-DDT | ng/m3 | Recoverable | [5 empty] | 2014-10-03
66211 | BDE congener 28, air, particulate filter, recoverable, nanograms per cubic meter | 2,4,4'-Tribromodiphenyl ether | ng/m3 | Recoverable | [5 empty] | 2020-01-21
66212 | BDE congener 47, air, particulate filter, recoverable, nanograms per cubic meter | 2,2',4,4'-Tetrabromodiphenyl ether | ng/m3 | Recoverable | [5 empty] | 2020-01-21
66213 | BDE congener 66, air, particulate filter, recoverable, nanograms per cubic meter | BDE-066 | ng/m3 | Recoverable | [5 empty] | 2014-10-03
66214 | BDE congener 85, air, particulate filter, recoverable, nanograms per cubic meter | BDE-085 | ng/m3 | Recoverable | [5 empty] | 2014-10-03
66215 | BDE congener 99, air, particulate filter, recoverable, nanograms per cubic meter | BDE-099 | ng/m3 | Recoverable | [5 empty] | 2020-01-21
66216 | BDE congener 100, air, particulate filter, recoverable, nanograms per cubic meter | BDE-100 | ng/m3 | Recoverable | [5 empty] | 2020-01-21
66217 | BDE congener 138, air, particulate filter, recoverable, nanograms per cubic meter | 2,2',3,4,4',5'-Hexabromodiphenyl ether | ng/m3 | Recoverable | [5 empty] | 2020-01-21
66218 | BDE congener 153, air, particulate filter, recoverable, nanograms per cubic meter | BDE-153 | ng/m3 | Recoverable | [5 empty] | 2020-01-21
66219 | BDE congener 154, air, particulate filter, recoverable, nanograms per cubic meter | BDE-154 | ng/m3 | Recoverable | [5 empty] | 2020-01-21
66220 | BDE congener 209, air, particulate filter, recoverable, nanograms per cubic meter | Decabromodiphenyl ether | ng/m3 | Recoverable | [5 empty] | 2016-10-06
66221 | PCB congener 70, air, particulate filter, recoverable, nanograms per cubic meter | 2,3',4',5-Tetrachlorobiphenyl | ng/m3 | Recoverable | [5 empty] | 2014-10-03
66222 | PCB congener 101, air, particulate filter, recoverable, nanograms per cubic meter | 2,2',4,5,5'-Pentachlorobiphenyl | ng/m3 | Recoverable | [5 empty] | 2014-10-03
66223 | PCB congener 110, air, particulate filter, recoverable, nanograms per cubic meter | 2,3,3',4',6-Pentachlorobiphenyl | ng/m3 | Recoverable | [5 empty] | 2014-10-03
66224 | PCB congener 118, air, particulate filter, recoverable, nanograms per cubic meter | 2,3',4,4',5-Pentachlorobiphenyl | ng/m3 | Recoverable | [5 empty] | 2014-10-03
66225 | PCB congener 138, air, particulate filter, recoverable, nanograms per cubic meter | 2,2',3,4,4',5'-Hexachlorobiphenyl | ng/m3 | Recoverable | [5 empty] | 2014-10-03
66226 | PCB congener 146, air, particulate filter, recoverable, nanograms per cubic meter | 2,2',3,4',5,5'-Hexachlorobiphenyl | ng/m3 | Recoverable | [5 empty] | 2014-10-03
66227 | PCB congener 149, air, particulate filter, recoverable, nanograms per cubic meter | 2,2',3,4',5',6-Hexachlorobiphenyl | ng/m3 | Recoverable | [5 empty] | 2014-10-03
66228 | PCB congener 151, air, particulate filter, recoverable, nanograms per cubic meter | 2,2',3,5,5',6-Hexachlorobiphenyl | ng/m3 | Recoverable | [5 empty] | 2014-10-03
66229 | PCB congener 170, air, particulate filter, recoverable, nanograms per cubic meter | 2,2',3,3',4,4',5-Heptachlorobiphenyl | ng/m3 | Recoverable | [5 empty] | 2014-10-03
66230 | PCB congener 174, air, particulate filter, recoverable, nanograms per cubic meter | 2,2',3,3',4,5,6'-Heptachlorobiphenyl | ng/m3 | Recoverable | [5 empty] | 2014-10-03
66231 | PCB congener 177, air, particulate filter, recoverable, nanograms per cubic meter | 2,2',3,3',4',5,6-Heptachlorobiphenyl | ng/m3 | Recoverable | [5 empty] | 2020-01-21
66232 | PCB congener 180, air, particulate filter, recoverable, nanograms per cubic meter | 2,2',3,4,4',5,5'-Heptachlorobiphenyl | ng/m3 | Recoverable | [5 empty] | 2014-10-03
66233 | PCB congener 183, air, particulate filter, recoverable, nanograms per cubic meter | 2,2',3,4,4',5',6-Heptachlorobiphenyl | ng/m3 | Recoverable | [5 empty] | 2014-10-03
66234 | PCB congener 187, air, particulate filter, recoverable, nanograms per cubic meter | 2,2',3,4',5,5',6-Heptachlorobiphenyl | ng/m3 | Recoverable | [5 empty] | 2014-10-03
66235 | PCB congener 194, air, particulate filter, recoverable, nanograms per cubic meter | 2,2',3,3',4,4',5,5'-Octachlorobiphenyl | ng/m3 | Recoverable | [5 empty] | 2014-10-03
66236 | PCB congener 206, air, particulate filter, recoverable, nanograms per cubic meter | 2,2',3,3',4,4',5,5',6-Nonachlorobiphenyl | ng/m3 | Recoverable | [5 empty] | 2014-10-03
66237 | Pentachloroanisole, air, particulate filter, recoverable, nanograms per cubic meter | Pentachloroanisole | ng/m3 | Recoverable | [5 empty] | 2014-10-03
66238 | PCBs, air, particulate filter, recoverable, nanograms per cubic meter | Polychlorinated biphenyls | ng/m3 | Recoverable | [5 empty] | 2014-10-03
66239 | Toxaphene, air, particulate filter, recoverable, nanograms per cubic meter | Toxaphene | ng/m3 | Recoverable | [5 empty] | 2014-10-03
66240 | trans-Chlordane, air, particulate filter, recoverable, nanograms per cubic meter | trans-Chlordane | ng/m3 | Recoverable | [5 empty] | 2014-10-03
66241 | trans-Nonachlor, air, particulate filter, recoverable, nanograms per cubic meter | trans-Nonachlor | ng/m3 | Recoverable | [5 empty] | 2014-10-03
66242 | Aldrin, air, top sorbent trap, filter, recoverable, nanograms per cubic meter | Aldrin | ng/m3 | Recoverable | [5 empty] | 2014-10-03
66243 | beta-HCH, air, top sorbent trap, filter, recoverable, nanograms per cubic meter | Benzene Hexachloride, Beta (BHC) | ng/m3 | Recoverable | [5 empty] | 2020-01-21
66244 | cis-Chlordane, air, top sorbent trap, filter, recoverable, nanograms per cubic meter | cis-Chlordane | ng/m3 | Recoverable | [5 empty] | 2014-10-03
66245 | cis-Nonachlor, air, top sorbent trap, filter, recoverable, nanograms per cubic meter | cis-Nonachlor | ng/m3 | Recoverable | [5 empty] | 2014-10-03
66246 | delta-HCH, air, top sorbent trap, filter, recoverable, nanograms per cubic meter | Benzene Hexachloride, Delta (BHC) | ng/m3 | Recoverable | [5 empty] | 2020-01-21
66247 | Endrin, air, top sorbent trap, filter, recoverable, nanograms per cubic meter | Endrin | ng/m3 | Recoverable | [5 empty] | 2014-10-03
66248 | Endrin aldehyde, air, top sorbent trap, filter, recoverable, nanograms per cubic meter | Endrin aldehyde | ng/m3 | Recoverable | [5 empty] | 2014-10-03
66249 | Endrin ketone, air, top sorbent trap, filter, recoverable, nanograms per cubic meter | Endrin ketone | ng/m3 | Recoverable | [5 empty] | 2014-10-03
66250 | Heptachlor, air, top sorbent trap, filter, recoverable, nanograms per cubic meter | Heptachlor | ng/m3 | Recoverable | [5 empty] | 2014-10-03
66251 | Heptachlor epoxide, air, top sorbent trap, filter, recoverable, nanograms per cubic meter | Heptachlor epoxide | ng/m3 | Recoverable | [5 empty] | 2014-10-03
66252 | Hexachlorobenzene, air, top sorbent trap, filter, recoverable, nanograms per cubic meter | Hexachlorobenzene | ng/m3 | Recoverable | [5 empty] | 2014-10-03
66253 | Isodrin, air, top sorbent trap, filter, recoverable, nanograms per cubic meter | Isodrin | ng/m3 | Recoverable | [5 empty] | 2014-10-03
66254 | Mirex, air, top sorbent trap, filter, recoverable, nanograms per cubic meter | Mirex | ng/m3 | Recoverable | [5 empty] | 2014-10-03
66255 | o,p'-DDD, air, top sorbent trap, filter, recoverable, nanograms per cubic meter | o,p'-DDD | ng/m3 | Recoverable | [5 empty] | 2014-10-03
66256 | o,p'-DDE, air, top sorbent trap, filter, recoverable, nanograms per cubic meter | o,p'-DDE | ng/m3 | Recoverable | [5 empty] | 2014-10-03
66257 | o,p'-DDT, air, top sorbent trap, filter, recoverable, nanograms per cubic meter | o,p'-DDT | ng/m3 | Recoverable | [5 empty] | 2014-10-03
66258 | Octachlorostyrene, air, top sorbent trap, filter, recoverable, nanograms per cubic meter | Octachlorostyrene | ng/m3 | Recoverable | [5 empty] | 2014-10-03
66259 | Oxychlordane, air, top sorbent trap, filter, recoverable, nanograms per cubic meter | Oxychlordane | ng/m3 | Recoverable | [5 empty] | 2014-10-03
66260 | p,p'-DDD, air, top sorbent trap, filter, recoverable, nanograms per cubic meter | p,p'-DDD | ng/m3 | Recoverable | [5 empty] | 2014-10-03
66261 | p,p'-DDT, air, top sorbent trap, filter, recoverable, nanograms per cubic meter | p,p'-DDT | ng/m3 | Recoverable | [5 empty] | 2014-10-03
66262 | BDE congener 28, air, top sorbent trap, filter, recoverable, nanograms per cubic meter | 2,4,4'-Tribromodiphenyl ether | ng/m3 | Recoverable | [5 empty] | 2020-01-21
66263 | BDE congener 47, air, top sorbent trap, filter, recoverable, nanograms per cubic meter | 2,2',4,4'-Tetrabromodiphenyl ether | ng/m3 | Recoverable | [5 empty] | 2020-01-21
66264 | BDE congener 66, air, top sorbent trap, filter, recoverable, nanograms per cubic meter | BDE-066 | ng/m3 | Recoverable | [5 empty] | 2014-10-03
66265 | BDE congener 85, air, top sorbent trap, filter, recoverable, nanograms per cubic meter | BDE-085 | ng/m3 | Recoverable | [5 empty] | 2014-10-03
66266 | BDE congener 99, air, top sorbent trap, filter, recoverable, nanograms per cubic meter | BDE-099 | ng/m3 | Recoverable | [5 empty] | 2020-01-21
66267 | BDE congener 100, air, top sorbent trap, filter, recoverable, nanograms per cubic meter | BDE-100 | ng/m3 | Recoverable | [5 empty] | 2020-01-21
66268 | BDE congener 138, air, top sorbent trap, filter, recoverable, nanograms per cubic meter | 2,2',3,4,4',5'-Hexabromodiphenyl ether | ng/m3 | Recoverable | [5 empty] | 2020-01-21
66269 | BDE congener 153, air, top sorbent trap, filter, recoverable, nanograms per cubic meter | BDE-153 | ng/m3 | Recoverable | [5 empty] | 2020-01-21
66270 | BDE congener 154, air, top sorbent trap, filter, recoverable, nanograms per cubic meter | BDE-154 | ng/m3 | Recoverable | [5 empty] | 2020-01-21
66271 | BDE congener 209, air, top sorbent trap, filter, recoverable, nanograms per cubic meter | Decabromodiphenyl ether | ng/m3 | Recoverable | [5 empty] | 2016-10-06
66272 | PCB congener 70, air, top sorbent trap, filter, recoverable, nanograms per cubic meter | 2,3',4',5-Tetrachlorobiphenyl | ng/m3 | Recoverable | [5 empty] | 2014-10-03
66273 | PCB congener 101, air, top sorbent trap, filter, recoverable, nanograms per cubic meter | 2,2',4,5,5'-Pentachlorobiphenyl | ng/m3 | Recoverable | [5 empty] | 2014-10-03
66274 | PCB congener 110, air, top sorbent trap, filter, recoverable, nanograms per cubic meter | 2,3,3',4',6-Pentachlorobiphenyl | ng/m3 | Recoverable | [5 empty] | 2014-10-03
66275 | PCB congener 118, air, top sorbent trap, filter, recoverable, nanograms per cubic meter | 2,3',4,4',5-Pentachlorobiphenyl | ng/m3 | Recoverable | [5 empty] | 2014-10-03
66276 | PCB congener 138, air, top sorbent trap, filter, recoverable, nanograms per cubic meter | 2,2',3,4,4',5'-Hexachlorobiphenyl | ng/m3 | Recoverable | [5 empty] | 2014-10-03
66277 | PCB congener 146, air, top sorbent trap, filter, recoverable, nanograms per cubic meter | 2,2',3,4',5,5'-Hexachlorobiphenyl | ng/m3 | Recoverable | [5 empty] | 2014-10-03
66278 | PCB congener 149, air, top sorbent trap, filter, recoverable, nanograms per cubic meter | 2,2',3,4',5',6-Hexachlorobiphenyl | ng/m3 | Recoverable | [5 empty] | 2014-10-03
66279 | PCB congener 151, air, top sorbent trap, filter, recoverable, nanograms per cubic meter | 2,2',3,5,5',6-Hexachlorobiphenyl | ng/m3 | Recoverable | [5 empty] | 2014-10-03
66280 | PCB congener 170, air, top sorbent trap, filter, recoverable, nanograms per cubic meter | 2,2',3,3',4,4',5-Heptachlorobiphenyl | ng/m3 | Recoverable | [5 empty] | 2014-10-03
66281 | PCB congener 174, air, top sorbent trap, filter, recoverable, nanograms per cubic meter | 2,2',3,3',4,5,6'-Heptachlorobiphenyl | ng/m3 | Recoverable | [5 empty] | 2014-10-03
66282 | PCB congener 177, air, top sorbent trap, filter, recoverable, nanograms per cubic meter | 2,2',3,3',4',5,6-Heptachlorobiphenyl | ng/m3 | Recoverable | [5 empty] | 2020-01-21
66283 | PCB congener 180, air, top sorbent trap, filter, recoverable, nanograms per cubic meter | 2,2',3,4,4',5,5'-Heptachlorobiphenyl | ng/m3 | Recoverable | [5 empty] | 2014-10-03
66284 | PCB congener 183, air, top sorbent trap, filter, recoverable, nanograms per cubic meter | 2,2',3,4,4',5',6-Heptachlorobiphenyl | ng/m3 | Recoverable | [5 empty] | 2014-10-03
66285 | PCB congener 187, air, top sorbent trap, filter, recoverable, nanograms per cubic meter | 2,2',3,4',5,5',6-Heptachlorobiphenyl | ng/m3 | Recoverable | [5 empty] | 2014-10-03
66286 | PCB congener 194, air, top sorbent trap, filter, recoverable, nanograms per cubic meter | 2,2',3,3',4,4',5,5'-Octachlorobiphenyl | ng/m3 | Recoverable | [5 empty] | 2014-10-03
66287 | PCB congener 206, air, top sorbent trap, filter, recoverable, nanograms per cubic meter | 2,2',3,3',4,4',5,5',6-Nonachlorobiphenyl | ng/m3 | Recoverable | [5 empty] | 2014-10-03
66288 | Pentachloroanisole, air, top sorbent trap, filter, recoverable, nanograms per cubic meter | Pentachloroanisole | ng/m3 | Recoverable | [5 empty] | 2014-10-03
66289 | PCBs, air, top sorbent trap, filter, recoverable, nanograms per cubic meter | Polychlorinated biphenyls | ng/m3 | Recoverable | [5 empty] | 2014-10-03
66290 | Toxaphene, air, top sorbent trap, filter, recoverable, nanograms per cubic meter | Toxaphene | ng/m3 | Recoverable | [5 empty] | 2014-10-03
66291 | trans-Chlordane, air, top sorbent trap, filter, recoverable, nanograms per cubic meter | trans-Chlordane | ng/m3 | Recoverable | [5 empty] | 2014-10-03
66292 | trans-Nonachlor, air, top sorbent trap, filter, recoverable, nanograms per cubic meter | trans-Nonachlor | ng/m3 | Recoverable | [5 empty] | 2014-10-03
66293 | Aldrin, air, bottom sorbent trap, filter, recoverable, nanograms per cubic meter | Aldrin | ng/m3 | Recoverable | [5 empty] | 2014-10-03
66294 | beta-HCH, air, bottom sorbent trap, filter, recoverable, nanograms per cubic meter | Benzene Hexachloride, Beta (BHC) | ng/m3 | Recoverable | [5 empty] | 2020-01-21
66295 | cis-Chlordane, air, bottom sorbent trap, filter, recoverable, nanograms per cubic meter | cis-Chlordane | ng/m3 | Recoverable | [5 empty] | 2014-10-03
66296 | cis-Nonachlor, air, bottom sorbent trap, filter, recoverable, nanograms per cubic meter | cis-Nonachlor | ng/m3 | Recoverable | [5 empty] | 2014-10-03
66297 | delta-HCH, air, bottom sorbent trap, filter, recoverable, nanograms per cubic meter | Benzene Hexachloride, Delta (BHC) | ng/m3 | Recoverable | [5 empty] | 2020-01-21
66298 | Endrin, air, bottom sorbent trap, filter, recoverable, nanograms per cubic meter | Endrin | ng/m3 | Recoverable | [5 empty] | 2014-10-03
66299 | Endrin aldehyde, air, bottom sorbent trap, filter, recoverable, nanograms per cubic meter | Endrin aldehyde | ng/m3 | Recoverable | [5 empty] | 2014-10-03
66300 | Endrin ketone, air, bottom sorbent trap, filter, recoverable, nanograms per cubic meter | Endrin ketone | ng/m3 | Recoverable | [5 empty] | 2014-10-03
66301 | Heptachlor, air, bottom sorbent trap, filter, recoverable, nanograms per cubic meter | Heptachlor | ng/m3 | Recoverable | [5 empty] | 2014-10-03
66302 | Heptachlor epoxide, air, bottom sorbent trap, filter, recoverable, nanograms per cubic meter | Heptachlor epoxide | ng/m3 | Recoverable | [5 empty] | 2014-10-03
66303 | Hexachlorobenzene, air, bottom sorbent trap, filter, recoverable, nanograms per cubic meter | Hexachlorobenzene | ng/m3 | Recoverable | [5 empty] | 2014-10-03
66304 | Isodrin, air, bottom sorbent trap, filter, recoverable, nanograms per cubic meter | Isodrin | ng/m3 | Recoverable | [5 empty] | 2014-10-03
66305 | Mirex, air, bottom sorbent trap, filter, recoverable, nanograms per cubic meter | Mirex | ng/m3 | Recoverable | [5 empty] | 2014-10-03
66306 | o,p'-DDD, air, bottom sorbent trap, filter, recoverable, nanograms per cubic meter | o,p'-DDD | ng/m3 | Recoverable | [5 empty] | 2014-10-03
66307 | o,p'-DDE, air, bottom sorbent trap, filter, recoverable, nanograms per cubic meter | o,p'-DDE | ng/m3 | Recoverable | [5 empty] | 2014-10-03
66308 | o,p'-DDT, air, bottom sorbent trap, filter, recoverable, nanograms per cubic meter | o,p'-DDT | ng/m3 | Recoverable | [5 empty] | 2014-10-03
66309 | Octachlorostyrene, air, bottom sorbent trap, filter, recoverable, nanograms per cubic meter | Octachlorostyrene | ng/m3 | Recoverable | [5 empty] | 2014-10-03
66310 | Oxychlordane, air, bottom sorbent trap, filter, recoverable, nanograms per cubic meter | Oxychlordane | ng/m3 | Recoverable | [5 empty] | 2014-10-03
66311 | p,p'-DDD, air, bottom sorbent trap, filter, recoverable, nanograms per cubic meter | p,p'-DDD | ng/m3 | Recoverable | [5 empty] | 2014-10-03
66312 | p,p'-DDT, air, bottom sorbent trap, filter, recoverable, nanograms per cubic meter | p,p'-DDT | ng/m3 | Recoverable | [5 empty] | 2014-10-03
66313 | BDE congener 28, air, bottom sorbent trap, filter, recoverable, nanograms per cubic meter | 2,4,4'-Tribromodiphenyl ether | ng/m3 | Recoverable | [5 empty] | 2020-01-21
66314 | BDE congener 47, air, bottom sorbent trap, filter, recoverable, nanograms per cubic meter | 2,2',4,4'-Tetrabromodiphenyl ether | ng/m3 | Recoverable | [5 empty] | 2020-01-21
66315 | BDE congener 66, air, bottom sorbent trap, filter, recoverable, nanograms per cubic meter | BDE-066 | ng/m3 | Recoverable | [5 empty] | 2014-10-03
66316 | BDE congener 85, air, bottom sorbent trap, filter, recoverable, nanograms per cubic meter | BDE-085 | ng/m3 | Recoverable | [5 empty] | 2014-10-03
66317 | BDE congener 99, air, bottom sorbent trap, filter, recoverable, nanograms per cubic meter | BDE-099 | ng/m3 | Recoverable | [5 empty] | 2020-01-21
66318 | BDE congener 100, air, bottom sorbent trap, filter, recoverable, nanograms per cubic meter | BDE-100 | ng/m3 | Recoverable | [5 empty] | 2020-01-21
66319 | BDE congener 138, air, bottom sorbent trap, filter, recoverable, nanograms per cubic meter | 2,2',3,4,4',5'-Hexabromodiphenyl ether | ng/m3 | Recoverable | [5 empty] | 2020-01-21
66320 | BDE congener 153, air, bottom sorbent trap, filter, recoverable, nanograms per cubic meter | BDE-153 | ng/m3 | Recoverable | [5 empty] | 2020-01-21
66321 | BDE congener 154, air, bottom sorbent trap, filter, recoverable, nanograms per cubic meter | BDE-154 | ng/m3 | Recoverable | [5 empty] | 2020-01-21
66322 | BDE congener 209, air, bottom sorbent trap, filter, recoverable, nanograms per cubic meter | Decabromodiphenyl ether | ng/m3 | Recoverable | [5 empty] | 2016-10-06
66323 | PCB congener 70, air, bottom sorbent trap, filter, recoverable, nanograms per cubic meter | 2,3',4',5-Tetrachlorobiphenyl | ng/m3 | Recoverable | [5 empty] | 2014-10-03
66324 | PCB congener 101, air, bottom sorbent trap, filter, recoverable, nanograms per cubic meter | 2,2',4,5,5'-Pentachlorobiphenyl | ng/m3 | Recoverable | [5 empty] | 2014-10-03
66325 | PCB congener 110, air, bottom sorbent trap, filter, recoverable, nanograms per cubic meter | 2,3,3',4',6-Pentachlorobiphenyl | ng/m3 | Recoverable | [5 empty] | 2014-10-03
66326 | PCB congener 118, air, bottom sorbent trap, filter, recoverable, nanograms per cubic meter | 2,3',4,4',5-Pentachlorobiphenyl | ng/m3 | Recoverable | [5 empty] | 2014-10-03
66327 | PCB congener 138, air, bottom sorbent trap, filter, recoverable, nanograms per cubic meter | 2,2',3,4,4',5'-Hexachlorobiphenyl | ng/m3 | Recoverable | [5 empty] | 2014-10-03
66328 | PCB congener 146, air, bottom sorbent trap, filter, recoverable, nanograms per cubic meter | 2,2',3,4',5,5'-Hexachlorobiphenyl | ng/m3 | Recoverable | [5 empty] | 2014-10-03
66329 | PCB congener 149, air, bottom sorbent trap, filter, recoverable, nanograms per cubic meter | 2,2',3,4',5',6-Hexachlorobiphenyl | ng/m3 | Recoverable | [5 empty] | 2014-10-03
66330 | PCB congener 151, air, bottom sorbent trap, filter, recoverable, nanograms per cubic meter | 2,2',3,5,5',6-Hexachlorobiphenyl | ng/m3 | Recoverable | [5 empty] | 2014-10-03
66331 | PCB congener 170, air, bottom sorbent trap, filter, recoverable, nanograms per cubic meter | 2,2',3,3',4,4',5-Heptachlorobiphenyl | ng/m3 | Recoverable | [5 empty] | 2014-10-03
66332 | PCB congener 174, air, bottom sorbent trap, filter, recoverable, nanograms per cubic meter | 2,2',3,3',4,5,6'-Heptachlorobiphenyl | ng/m3 | Recoverable | [5 empty] | 2014-10-03
66333 | PCB congener 177, air, bottom sorbent trap, filter, recoverable, nanograms per cubic meter | 2,2',3,3',4',5,6-Heptachlorobiphenyl | ng/m3 | Recoverable | [5 empty] | 2020-01-21
66334 | PCB congener 180, air, bottom sorbent trap, filter, recoverable, nanograms per cubic meter | 2,2',3,4,4',5,5'-Heptachlorobiphenyl | ng/m3 | Recoverable | [5 empty] | 2014-10-03
66335 | PCB congener 183, air, bottom sorbent trap, filter, recoverable, nanograms per cubic meter | 2,2',3,4,4',5',6-Heptachlorobiphenyl | ng/m3 | Recoverable | [5 empty] | 2014-10-03
66336 | PCB congener 187, air, bottom sorbent trap, filter, recoverable, nanograms per cubic meter | 2,2',3,4',5,5',6-Heptachlorobiphenyl | ng/m3 | Recoverable | [5 empty] | 2014-10-03
66337 | PCB congener 194, air, bottom sorbent trap, filter, recoverable, nanograms per cubic meter | 2,2',3,3',4,4',5,5'-Octachlorobiphenyl | ng/m3 | Recoverable | [5 empty] | 2014-10-03
66338 | PCB congener 206, air, bottom sorbent trap, filter, recoverable, nanograms per cubic meter | 2,2',3,3',4,4',5,5',6-Nonachlorobiphenyl | ng/m3 | Recoverable | [5 empty] | 2014-10-03
66339 | Pentachloroanisole, air, bottom sorbent trap, filter, recoverable, nanograms per cubic meter | Pentachloroanisole | ng/m3 | Recoverable | [5 empty] | 2014-10-03
66340 | PCBs, air, bottom sorbent trap, filter, recoverable, nanograms per cubic meter | Polychlorinated biphenyls | ng/m3 | Recoverable | [5 empty] | 2014-10-03
66341 | Toxaphene, air, bottom sorbent trap, filter, recoverable, nanograms per cubic meter | Toxaphene | ng/m3 | Recoverable | [5 empty] | 2014-10-03
66342 | trans-Chlordane, air, bottom sorbent trap, filter, recoverable, nanograms per cubic meter | trans-Chlordane | ng/m3 | Recoverable | [5 empty] | 2014-10-03
66343 | trans-Nonachlor, air, bottom sorbent trap, filter, recoverable, nanograms per cubic meter | trans-Nonachlor | ng/m3 | Recoverable | [5 empty] | 2014-10-03
66344 | Aldrin, air, top plus bottom sorbent trap, filter, recoverable, nanograms per cubic meter | Aldrin | ng/m3 | Recoverable | [5 empty] | 2014-10-03
66345 | beta-HCH, air, top plus bottom sorbent trap, filter, recoverable, nanograms per cubic meter | Benzene Hexachloride, Beta (BHC) | ng/m3 | Recoverable | [5 empty] | 2020-01-21
66346 | cis-Chlordane, air, top plus bottom sorbent trap, filter, recoverable, nanograms per cubic meter | cis-Chlordane | ng/m3 | Recoverable | [5 empty] | 2014-10-03
66347 | cis-Nonachlor, air, top plus bottom sorbent trap, filter, recoverable, nanograms per cubic meter | cis-Nonachlor | ng/m3 | Recoverable | [5 empty] | 2014-10-03
66348 | delta-HCH, air, top plus bottom sorbent trap, filter, recoverable, nanograms per cubic meter | Benzene Hexachloride, Delta (BHC) | ng/m3 | Recoverable | [5 empty] | 2020-01-21
66349 | Endrin, air, top plus bottom sorbent trap, filter, recoverable, nanograms per cubic meter | Endrin | ng/m3 | Recoverable | [5 empty] | 2014-10-03
66350 | Endrin aldehyde, air, top plus bottom sorbent trap, filter, recoverable, nanograms per cubic meter | Endrin aldehyde | ng/m3 | Recoverable | [5 empty] | 2014-10-03
66351 | Endrin ketone, air, top plus bottom sorbent trap, filter, recoverable, nanograms per cubic meter | Endrin ketone | ng/m3 | Recoverable | [5 empty] | 2014-10-03
66352 | Heptachlor, air, top plus bottom sorbent trap, filter, recoverable, nanograms per cubic meter | Heptachlor | ng/m3 | Recoverable | [5 empty] | 2014-10-03
66353 | Heptachlor epoxide, air, top plus bottom sorbent trap, filter, recoverable, nanograms per cubic meter | Heptachlor epoxide | ng/m3 | Recoverable | [5 empty] | 2014-10-03
66354 | Hexachlorobenzene, air, top plus bottom sorbent trap, filter, recoverable, nanograms per cubic meter | Hexachlorobenzene | ng/m3 | Recoverable | [5 empty] | 2014-10-03
66355 | Isodrin, air, top plus bottom sorbent trap, filter, recoverable, nanograms per cubic meter | Isodrin | ng/m3 | Recoverable | [5 empty] | 2014-10-03
66356 | Mirex, air, top plus bottom sorbent trap, filter, recoverable, nanograms per cubic meter | Mirex | ng/m3 | Recoverable | [5 empty] | 2014-10-03
66357 | o,p'-DDD, air, top plus bottom sorbent trap, filter, recoverable, nanograms per cubic meter | o,p'-DDD | ng/m3 | Recoverable | [5 empty] | 2014-10-03
66358 | o,p'-DDE, air, top plus bottom sorbent trap, filter, recoverable, nanograms per cubic meter | o,p'-DDE | ng/m3 | Recoverable | [5 empty] | 2014-10-03
66359 | o,p'-DDT, air, top plus bottom sorbent trap, filter, recoverable, nanograms per cubic meter | o,p'-DDT | ng/m3 | Recoverable | [5 empty] | 2014-10-03
66360 | Octachlorostyrene, air, top plus bottom sorbent trap, filter, recoverable, nanograms per cubic meter | Octachlorostyrene | ng/m3 | Recoverable | [5 empty] | 2014-10-03
66361 | Oxychlordane, air, top plus bottom sorbent trap, filter, recoverable, nanograms per cubic meter | Oxychlordane | ng/m3 | Recoverable | [5 empty] | 2014-10-03
66362 | p,p'-DDD, air, top plus bottom sorbent trap, filter, recoverable, nanograms per cubic meter | p,p'-DDD | ng/m3 | Recoverable | [5 empty] | 2014-10-03
66363 | p,p'-DDT, air, top plus bottom sorbent trap, filter, recoverable, nanograms per cubic meter | p,p'-DDT | ng/m3 | Recoverable | [5 empty] | 2014-10-03
66364 | BDE congener 28, air, top plus bottom sorbent trap, filter, recoverable, nanograms per cubic meter | 2,4,4'-Tribromodiphenyl ether | ng/m3 | Recoverable | [5 empty] | 2020-01-21
66365 | BDE congener 47, air, top plus bottom sorbent trap, filter, recoverable, nanograms per cubic meter | 2,2',4,4'-Tetrabromodiphenyl ether | ng/m3 | Recoverable | [5 empty] | 2020-01-21
66366 | BDE congener 66, air, top plus bottom sorbent trap, filter, recoverable, nanograms per cubic meter | BDE-066 | ng/m3 | Recoverable | [5 empty] | 2014-10-03
66367 | BDE congener 85, air, top plus bottom sorbent trap, filter, recoverable, nanograms per cubic meter | BDE-085 | ng/m3 | Recoverable | [5 empty] | 2014-10-03
66368 | BDE congener 99, air, top plus bottom sorbent trap, filter, recoverable, nanograms per cubic meter | BDE-099 | ng/m3 | Recoverable | [5 empty] | 2020-01-21
66369 | BDE congener 100, air, top plus bottom sorbent trap, filter, recoverable, nanograms per cubic meter | BDE-100 | ng/m3 | Recoverable | [5 empty] | 2020-01-21
66370 | BDE congener 138, air, top plus bottom sorbent trap, filter, recoverable, nanograms per cubic meter | 2,2',3,4,4',5'-Hexabromodiphenyl ether | ng/m3 | Recoverable | [5 empty] | 2020-01-21
66371 | BDE congener 153, air, top plus bottom sorbent trap, filter, recoverable, nanograms per cubic meter | BDE-153 | ng/m3 | Recoverable | [5 empty] | 2020-01-21
66372 | BDE congener 154, air, top plus bottom sorbent trap, filter, recoverable, nanograms per cubic meter | BDE-154 | ng/m3 | Recoverable | [5 empty] | 2020-01-21
66373 | BDE congener 209, air, top plus bottom sorbent trap, filter, recoverable, nanograms per cubic meter | Decabromodiphenyl ether | ng/m3 | Recoverable | [5 empty] | 2016-10-06
66374 | PCB congener 70, air, top plus bottom sorbent trap, filter, recoverable, nanograms per cubic meter | 2,3',4',5-Tetrachlorobiphenyl | ng/m3 | Recoverable | [5 empty] | 2014-10-03
66375 | PCB congener 101, air, top plus bottom sorbent trap, filter, recoverable, nanograms per cubic meter | 2,2',4,5,5'-Pentachlorobiphenyl | ng/m3 | Recoverable | [5 empty] | 2014-10-03
66376 | PCB congener 110, air, top plus bottom sorbent trap, filter, recoverable, nanograms per cubic meter | 2,3,3',4',6-Pentachlorobiphenyl | ng/m3 | Recoverable | [5 empty] | 2014-10-03
66377 | PCB congener 118, air, top plus bottom sorbent trap, filter, recoverable, nanograms per cubic meter | 2,3',4,4',5-Pentachlorobiphenyl | ng/m3 | Recoverable | [5 empty] | 2014-10-03
66378 | PCB congener 138, air, top plus bottom sorbent trap, filter, recoverable, nanograms per cubic meter | 2,2',3,4,4',5'-Hexachlorobiphenyl | ng/m3 | Recoverable | [5 empty] | 2014-10-03
66379 | PCB congener 146, air, top plus bottom sorbent trap, filter, recoverable, nanograms per cubic meter | 2,2',3,4',5,5'-Hexachlorobiphenyl | ng/m3 | Recoverable | [5 empty] | 2014-10-03
66380 | PCB congener 149, air, top plus bottom sorbent trap, filter, recoverable, nanograms per cubic meter | 2,2',3,4',5',6-Hexachlorobiphenyl | ng/m3 | Recoverable | [5 empty] | 2014-10-03
66381 | PCB congener 151, air, top plus bottom sorbent trap, filter, recoverable, nanograms per cubic meter | 2,2',3,5,5',6-Hexachlorobiphenyl | ng/m3 | Recoverable | [5 empty] | 2014-10-03
66382 | PCB congener 170, air, top plus bottom sorbent trap, filter, recoverable, nanograms per cubic meter | 2,2',3,3',4,4',5-Heptachlorobiphenyl | ng/m3 | Recoverable | [5 empty] | 2014-10-03
66383 | PCB congener 174, air, top plus bottom sorbent trap, filter, recoverable, nanograms per cubic meter | 2,2',3,3',4,5,6'-Heptachlorobiphenyl | ng/m3 | Recoverable | [5 empty] | 2014-10-03
66384 | PCB congener 177, air, top plus bottom sorbent trap, filter, recoverable, nanograms per cubic meter | 2,2',3,3',4',5,6-Heptachlorobiphenyl | ng/m3 | Recoverable | [5 empty] | 2020-01-21
66385 | PCB congener 180, air, top plus bottom sorbent trap, filter, recoverable, nanograms per cubic meter | 2,2',3,4,4',5,5'-Heptachlorobiphenyl | ng/m3 | Recoverable | [5 empty] | 2014-10-03
66386 | PCB congener 183, air, top plus bottom sorbent trap, filter, recoverable, nanograms per cubic meter | 2,2',3,4,4',5',6-Heptachlorobiphenyl | ng/m3 | Recoverable | [5 empty] | 2014-10-03
66387 | PCB congener 187, air, top plus bottom sorbent trap, filter, recoverable, nanograms per cubic meter | 2,2',3,4',5,5',6-Heptachlorobiphenyl | ng/m3 | Recoverable | [5 empty] | 2014-10-03
66388 | PCB congener 194, air, top plus bottom sorbent trap, filter, recoverable, nanograms per cubic meter | 2,2',3,3',4,4',5,5'-Octachlorobiphenyl | ng/m3 | Recoverable | [5 empty] | 2014-10-03
66389 | PCB congener 206, air, top plus bottom sorbent trap, filter, recoverable, nanograms per cubic meter | 2,2',3,3',4,4',5,5',6-Nonachlorobiphenyl | ng/m3 | Recoverable | [5 empty] | 2014-10-03
66390 | Pentachloroanisole, air, top plus bottom sorbent trap, filter, recoverable, nanograms per cubic meter | Pentachloroanisole | ng/m3 | Recoverable | [5 empty] | 2014-10-03
66391 | PCBs, air, top plus bottom sorbent trap, filter, recoverable, nanograms per cubic meter | Polychlorinated biphenyls | ng/m3 | Recoverable | [5 empty] | 2014-10-03
66392 | Toxaphene, air, top plus bottom sorbent trap, filter, recoverable, nanograms per cubic meter | Toxaphene | ng/m3 | Recoverable | [5 empty] | 2014-10-03
66393 | trans-Chlordane, air, top plus bottom sorbent trap, filter, recoverable, nanograms per cubic meter | trans-Chlordane | ng/m3 | Recoverable | [5 empty] | 2014-10-03
66394 | trans-Nonachlor, air, top plus bottom sorbent trap, filter, recoverable, nanograms per cubic meter | trans-Nonachlor | ng/m3 | Recoverable | [5 empty] | 2014-10-03
66395 | 11-Ketotestosterone, air, particulate filter, recoverable, nanograms per cubic meter | 11-KetoTestosterone | ng/m3 | Recoverable | [5 empty] | 2014-10-03
66396 | 17-alpha-Estradiol, air, particulate filter, recoverable, nanograms per cubic meter | 17alpha-Estradiol | ng/m3 | Recoverable | [5 empty] | 2020-01-21
66397 | 17-alpha-Ethynylestradiol, air, particulate filter, recoverable, nanograms per cubic meter | Ethinyl estradiol | ng/m3 | Recoverable | [5 empty] | 2014-10-03
66398 | 17-beta-Estradiol, air, particulate filter, recoverable, nanograms per cubic meter | Estradiol | ng/m3 | Recoverable | [5 empty] | 2014-10-03
66399 | Norethindrone, air, particulate filter, recoverable, nanograms per cubic meter | Norethisterone | ng/m3 | Recoverable | [5 empty] | 2014-10-03
66400 | 4-Androstene-3,17-dione, air, particulate filter, recoverable, nanograms per cubic meter | 4-Androstenedione | ng/m3 | Recoverable | [5 empty] | 2014-10-03
66401 | cis-Androsterone, air, particulate filter, recoverable, nanograms per cubic meter | Androsterone | ng/m3 | Recoverable | [5 empty] | 2014-10-03
66402 | trans-Diethylstilbestrol, air, particulate filter, recoverable, nanograms per cubic meter | Diethylstilbestrol | ng/m3 | Recoverable | [5 empty] | 2014-10-03
66403 | Epitestosterone, air, particulate filter, recoverable, nanograms per cubic meter | Epitestosterone | ng/m3 | Recoverable | [5 empty] | 2014-10-03
66404 | Equilenin, air, particulate filter, recoverable, nanograms per cubic meter | Equilenin | ng/m3 | Recoverable | [5 empty] | 2014-10-03
66405 | Equilin, air, particulate filter, recoverable, nanograms per cubic meter | Equilin | ng/m3 | Recoverable | [5 empty] | 2014-10-03
66406 | Estriol, air, particulate filter, recoverable, nanograms per cubic meter | Estriol | ng/m3 | Recoverable | [5 empty] | 2014-10-03
66407 | Estrone, air, particulate filter, recoverable, nanograms per cubic meter | Estrone | ng/m3 | Recoverable | [5 empty] | 2014-10-03
66408 | Mestranol, air, particulate filter, recoverable, nanograms per cubic meter | Mestranol | ng/m3 | Recoverable | [5 empty] | 2014-10-03
66409 | Progesterone, air, particulate filter, recoverable, nanograms per cubic meter | Progesterone | ng/m3 | Recoverable | [5 empty] | 2014-10-03
66410 | Dihydrotestosterone, air, particulate filter, recoverable, nanograms per cubic meter | 5a-Dihydrotestosterone | ng/m3 | Recoverable | [5 empty] | 2020-01-21
66411 | Testosterone, air, particulate filter, recoverable, nanograms per cubic meter | Testosterone | ng/m3 | Recoverable | [5 empty] | 2014-10-03
66412 | Trenbolone, air, particulate filter, recoverable, nanograms per cubic meter | Trenbolone | ng/m3 | Recoverable | [5 empty] | 2014-10-03
66413 | 11-Ketotestosterone, air, top sorbent trap, recoverable, nanograms per cubic meter | 11-KetoTestosterone | ng/m3 | Recoverable | [5 empty] | 2014-10-03
66414 | 17-alpha-Estradiol, air, top sorbent trap, recoverable, nanograms per cubic meter | 17alpha-Estradiol | ng/m3 | Recoverable | [5 empty] | 2020-01-21
66415 | 17-alpha-Ethynylestradiol, air, top sorbent trap, recoverable, nanograms per cubic meter | Ethinyl estradiol | ng/m3 | Recoverable | [5 empty] | 2014-10-03
66416 | 17-beta-Estradiol, air, top sorbent trap, recoverable, nanograms per cubic meter | Estradiol | ng/m3 | Recoverable | [5 empty] | 2014-10-03
66417 | Norethindrone, air, top sorbent trap, recoverable, nanograms per cubic meter | Norethisterone | ng/m3 | Recoverable | [5 empty] | 2014-10-03
66418 | 4-Androstene-3,17-dione, air, top sorbent trap, recoverable, nanograms per cubic meter | 4-Androstenedione | ng/m3 | Recoverable | [5 empty] | 2014-10-03
66419 | cis-Androsterone, air, top sorbent trap, recoverable, nanograms per cubic meter | Androsterone | ng/m3 | Recoverable | [5 empty] | 2014-10-03
66420 | trans-Diethylstilbestrol, air, top sorbent trap, recoverable, nanograms per cubic meter | Diethylstilbestrol | ng/m3 | Recoverable | [5 empty] | 2014-10-03
66421 | Epitestosterone, air, top sorbent trap, recoverable, nanograms per cubic meter | Epitestosterone | ng/m3 | Recoverable | [5 empty] | 2014-10-03
66422 | Equilenin, air, top sorbent trap, recoverable, nanograms per cubic meter | Equilenin | ng/m3 | Recoverable | [5 empty] | 2014-10-03
66423 | Equilin, air, top sorbent trap, recoverable, nanograms per cubic meter | Equilin | ng/m3 | Recoverable | [5 empty] | 2014-10-03
66424 | Estriol, air, top sorbent trap, recoverable, nanograms per cubic meter | Estriol | ng/m3 | Recoverable | [5 empty] | 2014-10-03
66425 | Estrone, air, top sorbent trap, recoverable, nanograms per cubic meter | Estrone | ng/m3 | Recoverable | [5 empty] | 2014-10-03
66426 | Mestranol, air, top sorbent trap, recoverable, nanograms per cubic meter | Mestranol | ng/m3 | Recoverable | [5 empty] | 2014-10-03
66427 | Progesterone, air, top sorbent trap, recoverable, nanograms per cubic meter | Progesterone | ng/m3 | Recoverable | [5 empty] | 2014-10-03
66428 | Dihydrotestosterone, air, top sorbent trap, recoverable, nanograms per cubic meter | 5a-Dihydrotestosterone | ng/m3 | Recoverable | [5 empty] | 2020-01-21
66429 | Testosterone, air, top sorbent trap, recoverable, nanograms per cubic meter | Testosterone | ng/m3 | Recoverable | [5 empty] | 2014-10-03
66430 | Trenbolone, air, top sorbent trap, recoverable, nanograms per cubic meter | Trenbolone | ng/m3 | Recoverable | [5 empty] | 2014-10-03
66431 | 11-Ketotestosterone, air, bottom sorbent trap, recoverable, nanograms per cubic meter | 11-KetoTestosterone | ng/m3 | Recoverable | [5 empty] | 2014-10-03
66432 | 17-alpha-Estradiol, air, bottom sorbent trap, recoverable, nanograms per cubic meter | 17alpha-Estradiol | ng/m3 | Recoverable | [5 empty] | 2020-01-21
66433 | 17-alpha-Ethynylestradiol, air, bottom sorbent trap, recoverable, nanograms per cubic meter | Ethinyl estradiol | ng/m3 | Recoverable | [5 empty] | 2014-10-03
66434 | 17-beta-Estradiol, air, bottom sorbent trap, recoverable, nanograms per cubic meter | Estradiol | ng/m3 | Recoverable | [5 empty] | 2014-10-03
66435 | Norethindrone, air, bottom sorbent trap, recoverable, nanograms per cubic meter | Norethisterone | ng/m3 | Recoverable | [5 empty] | 2014-10-03
66436 | 4-Androstene-3,17-dione, air, bottom sorbent trap, recoverable, nanograms per cubic meter | 4-Androstenedione | ng/m3 | Recoverable | [5 empty] | 2014-10-03
66437 | cis-Androsterone, air, bottom sorbent trap, recoverable, nanograms per cubic meter | Androsterone | ng/m3 | Recoverable | [5 empty] | 2014-10-03
66438 | trans-Diethylstilbestrol, air, bottom sorbent trap, recoverable, nanograms per cubic meter | Diethylstilbestrol | ng/m3 | Recoverable | [5 empty] | 2014-10-03
66439 | Epitestosterone, air, bottom sorbent trap, recoverable, nanograms per cubic meter | Epitestosterone | ng/m3 | Recoverable | [5 empty] | 2014-10-03
66440 | Equilenin, air, bottom sorbent trap, recoverable, nanograms per cubic meter | Equilenin | ng/m3 | Recoverable | [5 empty] | 2014-10-03
66441 | Equilin, air, bottom sorbent trap, recoverable, nanograms per cubic meter | Equilin | ng/m3 | Recoverable | [5 empty] | 2014-10-03
66442 | Estriol, air, bottom sorbent trap, recoverable, nanograms per cubic meter | Estriol | ng/m3 | Recoverable | [5 empty] | 2014-10-03
66443 | Estrone, air, bottom sorbent trap, recoverable, nanograms per cubic meter | Estrone | ng/m3 | Recoverable | [5 empty] | 2014-10-03
66444 | Mestranol, air, bottom sorbent trap, recoverable, nanograms per cubic meter | Mestranol | ng/m3 | Recoverable | [5 empty] | 2014-10-03
66445 | Progesterone, air, bottom sorbent trap, recoverable, nanograms per cubic meter | Progesterone | ng/m3 | Recoverable | [5 empty] | 2014-10-03
66446 | Dihydrotestosterone, air, bottom sorbent trap, recoverable, nanograms per cubic meter | 5a-Dihydrotestosterone | ng/m3 | Recoverable | [5 empty] | 2020-01-21
66447 | Testosterone, air, bottom sorbent trap, recoverable, nanograms per cubic meter | Testosterone | ng/m3 | Recoverable | [5 empty] | 2014-10-03
66448 | Trenbolone, air, bottom sorbent trap, recoverable, nanograms per cubic meter | Trenbolone | ng/m3 | Recoverable | [5 empty] | 2014-10-03
66449 | 11-Ketotestosterone, air, top plus bottom sorbent trap, recoverable, nanograms per cubic meter | 11-KetoTestosterone | ng/m3 | Recoverable | [5 empty] | 2014-10-03
66450 | 17-alpha-Estradiol, air, top plus bottom sorbent trap, recoverable, nanograms per cubic meter | 17alpha-Estradiol | ng/m3 | Recoverable | [5 empty] | 2020-01-21
66451 | 17-alpha-Ethynylestradiol, air, top plus bottom sorbent trap, recoverable, nanograms per cubic meter | Ethinyl estradiol | ng/m3 | Recoverable | [5 empty] | 2014-10-03
66452 | 17-beta-Estradiol, air, top plus bottom sorbent trap, recoverable, nanograms per cubic meter | Estradiol | ng/m3 | Recoverable | [5 empty] | 2014-10-03
66453 | Norethindrone, air, top plus bottom sorbent trap, recoverable, nanograms per cubic meter | Norethisterone | ng/m3 | Recoverable | [5 empty] | 2014-10-03
66454 | 4-Androstene-3,17-dione, air, top plus bottom sorbent trap, recoverable, nanograms per cubic meter | 4-Androstenedione | ng/m3 | Recoverable | [5 empty] | 2014-10-03
66455 | cis-Androsterone, air, top plus bottom sorbent trap, recoverable, nanograms per cubic meter | Androsterone | ng/m3 | Recoverable | [5 empty] | 2014-10-03
66456 | trans-Diethylstilbestrol, air, top plus bottom sorbent trap, recoverable, nanograms per cubic meter | Diethylstilbestrol | ng/m3 | Recoverable | [5 empty] | 2014-10-03
66457 | Epitestosterone, air, top plus bottom sorbent trap, recoverable, nanograms per cubic meter | Epitestosterone | ng/m3 | Recoverable | [5 empty] | 2014-10-03
66458 | Equilenin, air, top plus bottom sorbent trap, recoverable, nanograms per cubic meter | Equilenin | ng/m3 | Recoverable | [5 empty] | 2014-10-03
66459 | Equilin, air, top plus bottom sorbent trap, recoverable, nanograms per cubic meter | Equilin | ng/m3 | Recoverable | [5 empty] | 2014-10-03
66460 | Estriol, air, top plus bottom sorbent trap, recoverable, nanograms per cubic meter | Estriol | ng/m3 | Recoverable | [5 empty] | 2014-10-03
66461 | Estrone, air, top plus bottom sorbent trap, recoverable, nanograms per cubic meter | Estrone | ng/m3 | Recoverable | [5 empty] | 2014-10-03
66462 | Mestranol, air, top plus bottom sorbent trap, recoverable, nanograms per cubic meter | Mestranol | ng/m3 | Recoverable | [5 empty] | 2014-10-03
66463 | Progesterone, air, top plus bottom sorbent trap, recoverable, nanograms per cubic meter | Progesterone | ng/m3 | Recoverable | [5 empty] | 2014-10-03
66464 | Dihydrotestosterone, air, top plus bottom sorbent trap, recoverable, nanograms per cubic meter | 5a-Dihydrotestosterone | ng/m3 | Recoverable | [5 empty] | 2020-01-21
66465 | Testosterone, air, top plus bottom sorbent trap, recoverable, nanograms per cubic meter | Testosterone | ng/m3 | Recoverable | [5 empty] | 2014-10-03
66466 | Trenbolone, air, top plus bottom sorbent trap, recoverable, nanograms per cubic meter | Trenbolone | ng/m3 | Recoverable | [5 empty] | 2014-10-03
66467 | 11-Ketotestosterone, air, sum of particulate filter plus top and bottom sorbent traps, recoverable, nanograms per cubic meter | 11-KetoTestosterone | ng/m3 | Recoverable | [5 empty] | 2014-10-03
66468 | 17-alpha-Estradiol, air, sum of particulate filter plus top and bottom sorbent traps, recoverable, nanograms per cubic meter | 17alpha-Estradiol | ng/m3 | Recoverable | [5 empty] | 2020-01-21
66469 | 17-alpha-Ethynylestradiol, air, sum of particulate filter plus top and bottom sorbent traps, recoverable, nanograms per cubic meter | Ethinyl estradiol | ng/m3 | Recoverable | [5 empty] | 2014-10-03
66470 | 17-beta-Estradiol, air, sum of particulate filter plus top and bottom sorbent traps, recoverable, nanograms per cubic meter | Estradiol | ng/m3 | Recoverable | [5 empty] | 2014-10-03
66471 | Norethindrone, air, sum of particulate filter plus top and bottom sorbent traps, recoverable, nanograms per cubic meter | Norethisterone | ng/m3 | Recoverable | [5 empty] | 2014-10-03
66472 | 3-beta-Coprostanol, air, sum of particulate filter plus top and bottom sorbent traps, recoverable, nanograms per cubic meter | Coprosterol | ng/m3 | Recoverable | [5 empty] | 2014-10-03
66473 | 4-Androstene-3,17-dione, air, sum of particulate filter plus top and bottom sorbent traps, recoverable, nanograms per cubic meter | 4-Androstenedione | ng/m3 | Recoverable | [5 empty] | 2014-10-03
66474 | Cholesterol, air, sum of particulate filter plus top and bottom sorbent traps, recoverable, nanograms per cubic meter | Cholesterol | ng/m3 | Recoverable | [5 empty] | 2014-10-03
66475 | cis-Androsterone, air, sum of particulate filter plus top and bottom sorbent traps, recoverable, nanograms per cubic meter | Androsterone | ng/m3 | Recoverable | [5 empty] | 2014-10-03
66476 | trans-Diethylstilbestrol, air, sum of particulate filter plus top and bottom sorbent traps, recoverable, nanograms per cubic meter | trans-Diethylstilbestrol | ng/m3 | Recoverable | [5 empty] | 2015-01-05
66477 | Epitestosterone, air, sum of particulate filter plus top and bottom sorbent traps, recoverable, nanograms per cubic meter | Epitestosterone | ng/m3 | Recoverable | [5 empty] | 2014-10-03
66478 | Equilenin, air, sum of particulate filter plus top and bottom sorbent traps, recoverable, nanograms per cubic meter | Equilenin | ng/m3 | Recoverable | [5 empty] | 2014-10-03
66479 | Equilin, air, sum of particulate filter plus top and bottom sorbent traps, recoverable, nanograms per cubic meter | Equilin | ng/m3 | Recoverable | [5 empty] | 2014-10-03
66480 | Estriol, air, sum of particulate filter plus top and bottom sorbent traps, recoverable, nanograms per cubic meter | Estriol | ng/m3 | Recoverable | [5 empty] | 2014-10-03
66481 | Estrone, air, sum of particulate filter plus top and bottom sorbent traps, recoverable, nanograms per cubic meter | Estrone | ng/m3 | Recoverable | [5 empty] | 2014-10-03
66482 | Mestranol, air, sum of particulate filter plus top and bottom sorbent traps, recoverable, nanograms per cubic meter | Mestranol | ng/m3 | Recoverable | [5 empty] | 2014-10-03
66483 | Progesterone, air, sum of particulate filter plus top and bottom sorbent traps, recoverable, nanograms per cubic meter | Progesterone | ng/m3 | Recoverable | [5 empty] | 2014-10-03
66484 | Dihydrotestosterone, air, sum of particulate filter plus top and bottom sorbent traps, recoverable, nanograms per cubic meter | 5a-Dihydrotestosterone | ng/m3 | Recoverable | [5 empty] | 2020-01-21
66485 | Testosterone, air, sum of particulate filter plus top and bottom sorbent traps, recoverable, nanograms per cubic meter | Testosterone | ng/m3 | Recoverable | [5 empty] | 2014-10-03
66486 | Trenbolone, air, sum of particulate filter plus top and bottom sorbent traps, recoverable, nanograms per cubic meter | Trenbolone | ng/m3 | Recoverable | [5 empty] | 2014-10-03
66487 | Cholesterol, air, particulate filter, Hormone Method, recoverable, nanograms per cubic meter | Cholesterol | ng/m3 | Recoverable | [5 empty] | 2014-10-03
66488 | Cholesterol, air, top sorbent trap, Hormone Method, recoverable, nanograms per cubic meter | Cholesterol | ng/m3 | Recoverable | [5 empty] | 2014-10-03
66489 | Cholesterol, air, bottom sorbent trap, Hormone Method, recoverable, nanograms per cubic meter | Cholesterol | ng/m3 | Recoverable | [5 empty] | 2014-10-03
66490 | Cholesterol, air, top plus bottom sorbent trap, Hormone Method, recoverable, nanograms per cubic meter | Cholesterol | ng/m3 | Recoverable | [5 empty] | 2014-10-03
66491 | 3-beta-Coprostanol, air, particulate filter, Hormone Method, recoverable, nanograms per cubic meter | Coprosterol | ng/m3 | Recoverable | [5 empty] | 2014-10-03
66492 | 3-beta-Coprostanol, air, top sorbent trap, Hormone Method, recoverable, nanograms per cubic meter | Coprosterol | ng/m3 | Recoverable | [5 empty] | 2014-10-03
66493 | 3-beta-Coprostanol, air, bottom sorbent trap, Hormone Method, recoverable, nanograms per cubic meter | Coprosterol | ng/m3 | Recoverable | [5 empty] | 2014-10-03
66494 | 3-beta-Coprostanol, air, top plus bottom sorbent trap, Hormone Method, recoverable, nanograms per cubic meter | Coprosterol | ng/m3 | Recoverable | [5 empty] | 2014-10-03
66495 | Enrofloxacin, water, filtered, recoverable, micrograms per liter | Enrofloxacin | ug/l | Dissolved | [5 empty] | 2014-10-03
66497 | Halosulfuron-methyl, water, filtered, recoverable, micrograms per liter | Halosulfuron-methyl | ug/l | Dissolved | [5 empty] | 2014-10-03
66498 | 1,2-Bis(2,4,6-tribromophenoxy)ethane, biota, tissue, recoverable, wet weight, micrograms per kilogram | Benzene, 1,1'-[1,2-ethanediylbis(oxy)]bis[2,4,6-tribromo- | ug/kg | Recoverable |  |  |  | Wet |  | 2014-10-03
66499 | 2,4-Dinitrotoluene, biota, tissue, recoverable, wet weight, micrograms per kilogram | 2,4-Dinitrotoluene | ug/kg | Recoverable |  |  |  | Wet |  | 2014-10-03
66500 | BDE congener 66, biota, tissue, recoverable, wet weight, micrograms per kilogram | BDE-066 | ug/kg | Recoverable |  |  |  | Wet |  | 2014-10-03
66501 | BDE congener 71, biota, tissue, recoverable, wet weight, micrograms per kilogram | 2,3',4',6-TEBDE | ug/kg | Recoverable |  |  |  | Wet |  | 2014-10-03
66502 | BDE congener 85, biota, tissue, recoverable, wet weight, micrograms per kilogram | BDE-085 | ug/kg | Recoverable |  |  |  | Wet |  | 2014-10-03
66503 | BDE congener 138, biota, tissue, recoverable, wet weight, micrograms per kilogram | 2,2',3,4,4',5'-Hexabromodiphenyl ether | ug/kg | Recoverable |  |  |  | Wet |  | 2020-01-21
66504 | BDE congener 183, biota, tissue, recoverable, wet weight, micrograms per kilogram | 2,2',3,4,4',5',6-Heptabromodiphenyl ether | ug/kg | Recoverable |  |  |  | Wet |  | 2014-10-03
66505 | Benfluralin, biota, tissue, recoverable, wet weight, micrograms per kilogram | Benfluralin | ug/kg | Recoverable |  |  |  | Wet |  | 2014-10-03
66506 | Chloridazon, biota, tissue, recoverable, wet weight, micrograms per kilogram | Pyrazon | ug/kg | Recoverable |  |  |  | Wet |  | 2014-10-03
66507 | Cyfluthrin, biota, tissue, recoverable, wet weight, micrograms per kilogram | Cyfluthrin | ug/kg | Recoverable |  |  |  | Wet |  | 2015-01-05
66508 | lambda-Cyhalothrin, biota, tissue, recoverable, wet weight, micrograms per kilogram | .lambda.-Cyhalothrin | ug/kg | Recoverable |  |  |  | Wet |  | 2014-10-03
66509 | Oxyfluorfen, biota, tissue, recoverable, wet weight, micrograms per kilogram | Oxyfluorfen | ug/kg | Recoverable |  |  |  | Wet |  | 2014-10-03
66510 | Pendimethalin, biota, tissue, recoverable, wet weight, micrograms per kilogram | Pendimethalin | ug/kg | Recoverable |  |  |  | Wet |  | 2014-10-03
66511 | Pentabromotoluene, biota, tissue, recoverable, wet weight, micrograms per kilogram | Pentabromotoluene | ug/kg | Recoverable |  |  |  | Wet |  | 2015-01-05
66512 | Tefluthrin, biota, tissue, recoverable, wet weight, micrograms per kilogram | Tefluthrin | ug/kg | Recoverable |  |  |  | Wet |  | 2014-10-03
66513 | Tetradifon, biota, tissue, recoverable, wet weight, micrograms per kilogram | Tetradifon | ug/kg | Recoverable |  |  |  | Wet |  | 2014-10-03
66514 | Triclosan, biota, tissue, recoverable, wet weight, micrograms per kilogram | Triclosan | ug/kg | Recoverable |  |  |  | Wet |  | 2014-10-03
66515 | Methyl triclosan, biota, tissue, recoverable, wet weight, micrograms per kilogram | Triclosan methyl ether | ug/kg | Recoverable |  |  |  | Wet |  | 2014-10-03
66516 | 1,4-Dichlorobenzene, biota, tissue, recoverable, wet weight, micrograms per kilogram | p-Dichlorobenzene | ug/kg | Recoverable |  |  |  | Wet |  | 2014-10-03
66517 | 1-Methylnaphthalene, biota, tissue, recoverable, wet weight, micrograms per kilogram | 1-Methylnaphthalene | ug/kg | Recoverable |  |  |  | Wet |  | 2014-10-03
66518 | 2,6-Dimethylnaphthalene, biota, tissue, recoverable, wet weight, micrograms per kilogram | 2,6-Dimethylnaphthalene | ug/kg | Recoverable |  |  |  | Wet |  | 2014-10-03
66519 | 2-Methylnaphthalene, biota, tissue, recoverable, wet weight, micrograms per kilogram | 2-Methylnaphthalene | ug/kg | Recoverable |  |  |  | Wet |  | 2014-10-03
66520 | 3,4-Dichlorophenyl isocyanate, biota, tissue, recoverable, wet weight, micrograms per kilogram | 3,4-Dichlorophenyl isocyanate | ug/kg | Recoverable |  |  |  | Wet |  | 2014-10-03
66521 | 3-Methyl-1H-indole, biota, tissue, recoverable, wet weight, micrograms per kilogram | 3-Methylindole | ug/kg | Recoverable |  |  |  | Wet |  | 2014-10-03
66522 | 3-tert-Butyl-4-hydroxyanisole, biota, tissue, recoverable, wet weight, micrograms per kilogram | Phenol, 2-(1,1-dimethylethyl)-4-methoxy- | ug/kg | Recoverable |  |  |  | Wet |  | 2014-10-03
66523 | 4-Cumylphenol, biota, tissue, recoverable, wet weight, micrograms per kilogram | p-Cumylphenol | ug/kg | Recoverable |  |  |  | Wet |  | 2014-10-03
66524 | 4-n-Octylphenol, biota, tissue, recoverable, wet weight, micrograms per kilogram | p-Octylphenol | ug/kg | Recoverable |  |  |  | Wet |  | 2014-10-03
66525 | 4-tert-Octylphenol, biota, tissue, recoverable, wet weight, micrograms per kilogram | p-(1,1,3,3-Tetramethylbutyl)phenol | ug/kg | Recoverable |  |  |  | Wet |  | 2014-10-03
66526 | Acetophenone, biota, tissue, recoverable, wet weight, micrograms per kilogram | Acetophenone | ug/kg | Recoverable |  |  |  | Wet |  | 2014-10-03
66527 | Acetyl-hexamethyl-tetrahydro-naphthalene, biota, tissue, recoverable, wet weight, micrograms per kilogram | AHTN | ug/kg | Recoverable |  |  |  | Wet |  | 2014-10-03
66528 | Anthracene, biota, tissue, recoverable, wet weight, micrograms per kilogram | Anthracene | ug/kg | Recoverable |  |  |  | Wet |  | 2014-10-03
66529 | 9,10-Anthraquinone, biota, tissue, recoverable, wet weight, micrograms per kilogram | Anthraquinone | ug/kg | Recoverable |  |  |  | Wet |  | 2014-10-03
66530 | Atrazine, biota, tissue, recoverable, wet weight, micrograms per kilogram | Atrazine | ug/kg | Recoverable |  |  |  | Wet |  | 2014-10-03
66531 | Benzo[a]pyrene, biota, tissue, recoverable, wet weight, micrograms per kilogram | Benzo[a]pyrene | ug/kg | Recoverable |  |  |  | Wet |  | 2014-10-03
66532 | Benzophenone, biota, tissue, recoverable, wet weight, micrograms per kilogram | Benzophenone | ug/kg | Recoverable |  |  |  | Wet |  | 2014-10-03
66533 | beta-Sitosterol, biota, tissue, recoverable, wet weight, micrograms per kilogram | .beta.-Sitosterol | ug/kg | Recoverable |  |  |  | Wet |  | 2014-10-03
66534 | beta-Stigmastanol, biota, tissue, recoverable, wet weight, micrograms per kilogram | Stigmastan-3.beta.-ol | ug/kg | Recoverable |  |  |  | Wet |  | 2014-10-03
66535 | Bisphenol A, biota, tissue, recoverable, wet weight, micrograms per kilogram | 4,4'-Isopropylidenediphenol | ug/kg | Recoverable |  |  |  | Wet |  | 2014-10-03
66536 | Bromacil, biota, tissue, recoverable, wet weight, micrograms per kilogram | Bromacil | ug/kg | Recoverable |  |  |  | Wet |  | 2014-10-03
66537 | Camphor, biota, tissue, recoverable, wet weight, micrograms per kilogram | Camphor | ug/kg | Recoverable |  |  |  | Wet |  | 2014-10-03
66538 | Carbazole, biota, tissue, recoverable, wet weight, micrograms per kilogram | Carbazole | ug/kg | Recoverable |  |  |  | Wet |  | 2014-10-03
66539 | Diazinon, biota, tissue, recoverable, wet weight, micrograms per kilogram | Diazinon | ug/kg | Recoverable |  |  |  | Wet |  | 2014-10-03
66540 | Diethyl phthalate, biota, tissue, recoverable, wet weight, micrograms per kilogram | Diethyl phthalate | ug/kg | Recoverable |  |  |  | Wet |  | 2014-10-03
66541 | Bis(2-ethylhexyl) phthalate, biota, tissue, recoverable, wet weight, micrograms per kilogram | Di(2-ethoxylhexyl) phthalate | ug/kg | Recoverable |  |  |  | Wet |  | 2020-01-21
66542 | D-Limonene, biota, tissue, recoverable, wet weight, micrograms per kilogram | D-Limonene | ug/kg | Recoverable |  |  |  | Wet |  | 2014-10-03
66543 | Fluoranthene, biota, tissue, recoverable, wet weight, micrograms per kilogram | Fluoranthene | ug/kg | Recoverable |  |  |  | Wet |  | 2014-10-03
66544 | Hexahydrohexamethyl cyclopentabenzopyran, biota, tissue, recoverable, wet weight, micrograms per kilogram | 1,3,4,6,7,8-Hexahydro-4,6,6,7,8,8-hexamethylcyclopenta[g]-2-benzopyran | ug/kg | Recoverable |  |  |  | Wet |  | 2014-10-03
66545 | Indole, biota, tissue, recoverable, wet weight, micrograms per kilogram | Indole | ug/kg | Recoverable |  |  |  | Wet |  | 2014-10-03
66546 | Isoborneol, biota, tissue, recoverable, wet weight, micrograms per kilogram | Isoborneol | ug/kg | Recoverable |  |  |  | Wet |  | 2014-10-03
66547 | Isophorone, biota, tissue, recoverable, wet weight, micrograms per kilogram | Isophorone | ug/kg | Recoverable |  |  |  | Wet |  | 2014-10-03
66548 | Isopropylbenzene, biota, tissue, recoverable, wet weight, micrograms per kilogram | Cumene | ug/kg | Recoverable |  |  |  | Wet |  | 2014-10-03
66549 | Isoquinoline, biota, tissue, recoverable, wet weight, micrograms per kilogram | Isoquinoline | ug/kg | Recoverable |  |  |  | Wet |  | 2014-10-03
66550 | Menthol, biota, tissue, recoverable, wet weight, micrograms per kilogram | (1R,2S,5R)-Menthol | ug/kg | Recoverable |  |  |  | Wet |  | 2014-10-03
66551 | Metalaxyl, biota, tissue, recoverable, wet weight, micrograms per kilogram | Metalaxyl | ug/kg | Recoverable |  |  |  | Wet |  | 2014-10-03
66552 | Methyl salicylate, biota, tissue, recoverable, wet weight, micrograms per kilogram | Methyl salicylate | ug/kg | Recoverable |  |  |  | Wet |  | 2014-10-03
66553 | Metolachlor, biota, tissue, recoverable, wet weight, micrograms per kilogram | Metolachlor | ug/kg | Recoverable |  |  |  | Wet |  | 2014-10-03
66554 | N,N-Diethyl-m-toluamide (DEET), biota, tissue, recoverable, wet weight, micrograms per kilogram | N,N-Diethyl-m-toluamide | ug/kg | Recoverable |  |  |  | Wet |  | 2014-10-03
66555 | Naphthalene, biota, tissue, recoverable, wet weight, micrograms per kilogram | Naphthalene | ug/kg | Recoverable |  |  |  | Wet |  | 2014-10-03
66556 | 4-Nonylphenol diethoxylate (sum of all isomers), biota, tissue, recoverable, wet weight, micrograms per kilogram | Nonylphenol diethoxylate | ug/kg | Recoverable |  |  |  | Wet |  | 2020-01-21
66557 | 4-Nonylphenol monoethoxylate (sum of all isomers), biota, tissue, recoverable, wet weight, micrograms per kilogram | Ethanol, 2-(4-nonylphenoxy)- | ug/kg | Recoverable |  |  |  | Wet |  | 2014-10-03
66558 | 4-tert-Octylphenol diethoxylate, biota, tissue, recoverable, wet weight, micrograms per kilogram | 2-[2-[4-(1,1,3,3-Tetramethylbutyl)phenoxy]ethoxy]ethanol | ug/kg | Recoverable |  |  |  | Wet |  | 2014-10-03
66559 | 4-tert-Octylphenol monoethoxylate, biota, tissue, recoverable, wet weight, micrograms per kilogram | 2-[4-(1,1,3,3-Tetramethylbutyl)phenoxy]ethanol | ug/kg | Recoverable |  |  |  | Wet |  | 2014-10-03
66560 | p-Cresol, biota, tissue, recoverable, wet weight, micrograms per kilogram | p-Cresol | ug/kg | Recoverable |  |  |  | Wet |  | 2014-10-03
66561 | 4-Nonylphenol (all isomers), biota, tissue, recoverable, wet weight, micrograms per kilogram | 4-Nonylphenols | ug/kg | Recoverable |  |  |  | Wet |  | 2014-10-03
66562 | Pentachlorophenol, biota, tissue, recoverable, wet weight, micrograms per kilogram | Pentachlorophenol | ug/kg | Recoverable |  |  |  | Wet |  | 2014-10-03
66563 | Phenanthrene, biota, tissue, recoverable, wet weight, micrograms per kilogram | Phenanthrene | ug/kg | Recoverable |  |  |  | Wet |  | 2014-10-03
66564 | Phenol, biota, tissue, recoverable, wet weight, micrograms per kilogram | Phenol | ug/kg | Recoverable |  |  |  | Wet |  | 2014-10-03
66565 | Prometon, biota, tissue, recoverable, wet weight, micrograms per kilogram | Prometon | ug/kg | Recoverable |  |  |  | Wet |  | 2014-10-03
66566 | Pyrene, biota, tissue, recoverable, wet weight, micrograms per kilogram | Pyrene | ug/kg | Recoverable |  |  |  | Wet |  | 2014-10-03
66567 | Tris(2-butoxyethyl) phosphate, biota, tissue, recoverable, wet weight, micrograms per kilogram | Tris(2-butoxyethyl) phosphate | ug/kg | Recoverable |  |  |  | Wet |  | 2014-10-03
66568 | Tris(2-chloroethyl) phosphate, biota, tissue, recoverable, wet weight, micrograms per kilogram | Tris(2-chloroethyl) phosphate | ug/kg | Recoverable |  |  |  | Wet |  | 2014-10-03
66569 | Tris(dichloroisopropyl) phosphate, biota, tissue, recoverable, wet weight, micrograms per kilogram | Tris(1,3-dichloro-2-propyl)phosphate | ug/kg | Recoverable |  |  |  | Wet |  | 2014-10-03
66570 | Tributyl phosphate, biota, tissue, recoverable, wet weight, micrograms per kilogram | Tributyl phosphate | ug/kg | Recoverable |  |  |  | Wet |  | 2015-01-05
66571 | Triphenyl phosphate, biota, tissue, recoverable, wet weight, micrograms per kilogram | Triphenyl phosphate | ug/kg | Recoverable |  |  |  | Wet |  | 2014-10-03
66572 | Decafluorobiphenyl, biota, tissue, recoverable, wet weight, micrograms per kilogram | Decafluorobiphenyl | ug/kg | Recoverable |  |  |  | Wet |  | 2014-10-03
66573 | Pentachloronitrobenzene, biota, tissue, recoverable, wet weight, micrograms per kilogram | Pentachloronitrobenzene | ug/kg | Recoverable |  |  |  | Wet |  | 2014-10-03
66574 | 4-Chloro-3,5-dimethylphenol, water, filtered, recoverable, micrograms per liter | 4-Chloro-3,5-dimethylphenol | ug/l | Dissolved | [5 empty] | 2016-10-06
66575 | Butalbital, water, unfiltered, recoverable, micrograms per liter | Butalbital | ug/l | Recoverable | [5 empty] | 2014-10-03
66576 | 4-Chloro-3,5-dimethylphenol, water, unfiltered, recoverable, micrograms per liter | 4-Chloro-3,5-dimethylphenol | ug/l | Recoverable | [5 empty] | 2016-10-06
66577 | Chlorpheniramine, water, unfiltered, recoverable, micrograms per liter | Chlorpheniramine | ug/l | Recoverable | [5 empty] | 2014-10-03
66578 | Diazepam, water, unfiltered, recoverable, micrograms per liter | Diazepam | ug/l | Recoverable | [5 empty] | 2014-10-03
66579 | Hydrocodone, water, unfiltered, recoverable, micrograms per liter | Hydrocodone | ug/l | Recoverable | [5 empty] | 2014-10-03
66580 | Metaxalone, water, unfiltered, recoverable, micrograms per liter | Metaxalone | ug/l | Recoverable | [5 empty] | 2014-10-03
66581 | Methadone, water, unfiltered, recoverable, micrograms per liter | Methadone | ug/l | Recoverable | [5 empty] | 2014-10-03
66582 | Oxycodone, water, unfiltered, recoverable, micrograms per liter | Morphinan-6-one, 4,5-epoxy-14-hydroxy-3-methoxy-17-methyl-, (5.alpha.)- | ug/l | Recoverable | [5 empty] | 2014-10-03
66583 | Phendimetrazine, water, unfiltered, recoverable, micrograms per liter | Phendimetrazine | ug/l | Recoverable | [5 empty] | 2014-10-03
66584 | 3,4-Dichloroaniline, water, filtered, recoverable, nanograms per liter | 3,4-Dichloroaniline | ng/l | Dissolved | [5 empty] | 2014-10-03
66585 | 3,4-Dichloroaniline, bed sediment, recoverable, dry weight, micrograms per kilogram | 3,4-Dichloroaniline | ug/kg | Bed Sediment |  |  |  | Dry |  | 2014-10-03
66586 | Allethrin, water, filtered, recoverable, nanograms per liter | Allethrin | ng/l | Dissolved | [5 empty] | 2014-10-03
66587 | Allethrin, suspended sediment, recoverable, dry weight, micrograms per kilogram | Allethrin | ug/kg | Suspended |  |  |  | Dry |  | 2014-10-03
66588 | Allethrin, bed sediment, recoverable, dry weight, micrograms per kilogram | Allethrin | ug/kg | Bed Sediment |  |  |  | Dry |  | 2014-10-03
66589 | Azoxystrobin, water, filtered, recoverable, nanograms per liter | Azoxystrobin | ng/l | Dissolved | [5 empty] | 2014-10-03
66590 | Azoxystrobin, suspended sediment, recoverable, dry weight, micrograms per kilogram | Azoxystrobin | ug/kg | Suspended |  |  |  | Dry |  | 2014-10-03
66591 | Azoxystrobin, bed sediment, recoverable, dry weight, micrograms per kilogram | Azoxystrobin | ug/kg | Bed Sediment |  |  |  | Dry |  | 2014-10-03
66592 | Cyanazine, water, filtered, recoverable, nanograms per liter | Cyanazine | ng/l | Dissolved | [5 empty] | 2014-10-03
66593 | Cyproconazole, water, filtered, recoverable, nanograms per liter | Cyproconazole | ng/l | Dissolved | [5 empty] | 2014-10-03
66594 | Cyproconazole, suspended sediment, recoverable, dry weight, micrograms per kilogram | Cyproconazole | ug/kg | Suspended |  |  |  | Dry |  | 2014-10-03
66595 | Cyproconazole, bed sediment, recoverable, dry weight, micrograms per kilogram | Cyproconazole | ug/kg | Bed Sediment |  |  |  | Dry |  | 2014-10-03
66596 | Dimethoate, water, filtered, recoverable, nanograms per liter | Dimethoate | ng/l | Dissolved | [5 empty] | 2014-10-03
66597 | Dimethoate, suspended sediment, recoverable, dry weight, micrograms per kilogram | Dimethoate | ug/kg | Suspended |  |  |  | Dry |  | 2014-10-03
66598 | Diuron, water, filtered, recoverable, nanograms per liter | Diuron | ng/l | Dissolved | [5 empty] | 2014-10-03
66599 | Diuron, suspended sediment, recoverable, dry weight, micrograms per kilogram | Diuron | ug/kg | Suspended |  |  |  | Dry |  | 2014-10-03
66600 | Diuron, bed sediment, recoverable, dry weight, micrograms per kilogram | Diuron | ug/kg | Bed Sediment |  |  |  | Dry |  | 2014-10-03
66601 | beta-Endosulfan, suspended sediment, recoverable, dry weight, micrograms per kilogram | .beta.-Endosulfan | ug/kg | Suspended |  |  |  | Dry |  | 2014-10-03
66602 | Endosulfan sulfate, suspended sediment, recoverable, dry weight, micrograms per kilogram | Endosulfan sulfate | ug/kg | Suspended |  |  |  | Dry |  | 2014-10-03
66603 | Endrin aldehyde, suspended sediment, recoverable, dry weight, micrograms per kilogram | Endrin aldehyde | ug/kg | Suspended |  |  |  | Dry |  | 2014-10-03
66604 | Fipronil, water, filtered, recoverable, nanograms per liter | Fipronil | ng/l | Dissolved | [5 empty] | 2014-10-03
66605 | Fipronil, suspended sediment, recoverable, dry weight, micrograms per kilogram | Fipronil | ug/kg | Suspended |  |  |  | Dry |  | 2014-10-03
66606 | Fipronil, bed sediment, recoverable, dry weight, micrograms per kilogram | Fipronil | ug/kg | Bed Sediment |  |  |  | Dry |  | 2014-10-03
66607 | Desulfinylfipronil, water, filtered, recoverable, nanograms per liter | Fipronil Desulfinyl | ng/l | Dissolved | [5 empty] | 2020-01-21
66608 | Desulfinylfipronil, suspended sediment, recoverable, dry weight, micrograms per kilogram | Fipronil Desulfinyl | ug/kg | Suspended |  |  |  | Dry |  | 2020-01-21
66609 | Desulfinylfipronil, bed sediment, recoverable, dry weight, micrograms per kilogram | Fipronil Desulfinyl | ug/kg | Bed Sediment |  |  |  | Dry |  | 2020-01-21
66610 | Fipronil sulfide, water, filtered, recoverable, nanograms per liter | Fipronil Sulfide | ng/l | Dissolved | [5 empty] | 2020-01-21
66611 | Fipronil sulfide, suspended sediment, recoverable, dry weight, micrograms per kilogram | Fipronil Sulfide | ug/kg | Suspended |  |  |  | Dry |  | 2020-01-21
66612 | Fipronil sulfide, bed sediment, recoverable, dry weight, micrograms per kilogram | Fipronil Sulfide | ug/kg | Bed Sediment |  |  |  | Dry |  | 2020-01-21
66613 | Fipronil sulfone, water, filtered, recoverable, nanograms per liter | Fipronil Sulfone | ng/l | Dissolved | [5 empty] | 2014-10-03
66614 | Fipronil sulfone, suspended sediment, recoverable, dry weight, micrograms per kilogram | Fipronil Sulfone | ug/kg | Suspended |  |  |  | Dry |  | 2014-10-03
66615 | Fipronil sulfone, bed sediment, recoverable, dry weight, micrograms per kilogram | Fipronil Sulfone | ug/kg | Bed Sediment |  |  |  | Dry |  | 2014-10-03
66616 | delta-HCH, suspended sediment, recoverable, dry weight, micrograms per kilogram | Benzene Hexachloride, Delta (BHC) | ug/kg | Suspended |  |  |  | Dry |  | 2020-01-21
66617 | Iprodione, water, filtered, recoverable, nanograms per liter | Iprodione | ng/l | Dissolved | [5 empty] | 2014-10-03
66618 | Iprodione, bed sediment, recoverable, dry weight, micrograms per kilogram | Iprodione | ug/kg | Bed Sediment |  |  |  | Dry |  | 2014-10-03
66619 | Isodrin, suspended sediment, recoverable, dry weight, micrograms per kilogram | Isodrin | ug/kg | Suspended |  |  |  | Dry |  | 2014-10-03
66620 | Metconazole, water, filtered, recoverable, nanograms per liter | Metconazole | ng/l | Dissolved | [5 empty] | 2014-10-03
66621 | Metconazole, suspended sediment, recoverable, dry weight, micrograms per kilogram | Metconazole | ug/kg | Suspended |  |  |  | Dry |  | 2014-10-03
66622 | Metconazole, bed sediment, recoverable, dry weight, micrograms per kilogram | Metconazole | ug/kg | Bed Sediment |  |  |  | Dry |  | 2014-10-03
66623 | Methoprene, water, filtered, recoverable, nanograms per liter | Methoprene | ng/l | Dissolved | [5 empty] | 2014-10-03
66624 | Methoprene, suspended sediment, recoverable, dry weight, micrograms per kilogram | Methoprene | ug/kg | Suspended |  |  |  | Dry |  | 2014-10-03
66625 | Methoprene, bed sediment, recoverable, dry weight, micrograms per kilogram | Methoprene | ug/kg | Bed Sediment |  |  |  | Dry |  | 2014-10-03
66626 | 2-Ketomolinate, water, filtered, recoverable, nanograms per liter | 2-Ketomolinate | ng/l | Dissolved | [5 empty] | 2014-10-03
66627 | 2-Ketomolinate, suspended sediment, recoverable, dry weight, micrograms per kilogram | 2-Ketomolinate | ug/kg | Suspended |  |  |  | Dry |  | 2014-10-03
66628 | 2-Ketomolinate, bed sediment, recoverable, dry weight, micrograms per kilogram | 2-Ketomolinate | ug/kg | Bed Sediment |  |  |  | Dry |  | 2014-10-03
66629 | 4-Ketomolinate, water, filtered, recoverable, nanograms per liter | 4-Ketomolinate | ng/l | Dissolved | [5 empty] | 2014-10-03
66630 | 4-Ketomolinate, suspended sediment, recoverable, dry weight, micrograms per kilogram | 4-Ketomolinate | ug/kg | Suspended |  |  |  | Dry |  | 2014-10-03
66631 | 4-Ketomolinate, bed sediment, recoverable, dry weight, micrograms per kilogram | 4-Ketomolinate | ug/kg | Bed Sediment |  |  |  | Dry |  | 2014-10-03
66632 | Myclobutanil, water, filtered, recoverable, nanograms per liter | Myclobutanil | ng/l | Dissolved | [5 empty] | 2014-10-03
66633 | Myclobutanil, suspended sediment, recoverable, dry weight, micrograms per kilogram | Myclobutanil | ug/kg | Suspended |  |  |  | Dry |  | 2014-10-03
66634 | Myclobutanil, bed sediment, recoverable, dry weight, micrograms per kilogram | Myclobutanil | ug/kg | Bed Sediment |  |  |  | Dry |  | 2014-10-03
66635 | cis-Nonachlor, suspended sediment, recoverable, dry weight, micrograms per kilogram | cis-Nonachlor | ug/kg | Suspended |  |  |  | Dry |  | 2014-10-03
66636 | Oxychlordane, suspended sediment, recoverable, dry weight, micrograms per kilogram | Oxychlordane | ug/kg | Suspended |  |  |  | Dry |  | 2014-10-03
66637 | Pentachloroanisole, water, filtered, recoverable, nanograms per liter | Pentachloroanisole | ng/l | Dissolved | [5 empty] | 2014-10-03
66638 | Pentachloroanisole, suspended sediment, recoverable, dry weight, micrograms per kilogram | Pentachloroanisole | ug/kg | Suspended |  |  |  | Dry |  | 2014-10-03
66639 | Pentachloronitrobenzene, water, filtered, recoverable, nanograms per liter | Pentachloronitrobenzene | ng/l | Dissolved | [5 empty] | 2014-10-03
66640 | Pentachloronitrobenzene, suspended sediment, recoverable, dry weight, micrograms per kilogram | Pentachloronitrobenzene | ug/kg | Suspended |  |  |  | Dry |  | 2014-10-03
66641 | Propanil, water, filtered, recoverable, nanograms per liter | Propanil | ng/l | Dissolved | [5 empty] | 2014-10-03
66642 | Propanil, bed sediment, recoverable, dry weight, micrograms per kilogram | Propanil | ug/kg | Bed Sediment |  |  |  | Dry |  | 2014-10-03
66643 | Propiconazole, water, filtered, recoverable, nanograms per liter | Propiconazole | ng/l | Dissolved | [5 empty] | 2014-10-03
66644 | Propiconazole, suspended sediment, recoverable, dry weight, micrograms per kilogram | Propiconazole | ug/kg | Suspended |  |  |  | Dry |  | 2014-10-03
66645 | Propiconazole, bed sediment, recoverable, dry weight, micrograms per kilogram | Propiconazole | ug/kg | Bed Sediment |  |  |  | Dry |  | 2014-10-03
66646 | Pyraclostrobin, water, filtered, recoverable, nanograms per liter | Pyraclostrobin | ng/l | Dissolved | [5 empty] | 2014-10-03
66647 | Pyraclostrobin, suspended sediment, recoverable, dry weight, micrograms per kilogram | Pyraclostrobin | ug/kg | Suspended |  |  |  | Dry |  | 2014-10-03
66648 | Pyraclostrobin, bed sediment, recoverable, dry weight, micrograms per kilogram | Pyraclostrobin | ug/kg | Bed Sediment |  |  |  | Dry |  | 2014-10-03
66649 | Tebuconazole, water, filtered, recoverable, nanograms per liter | Tebuconazole | ng/l | Dissolved | [5 empty] | 2014-10-03
66650 | Tebuconazole, bed sediment, recoverable, dry weight, micrograms per kilogram | Tebuconazole | ug/kg | Bed Sediment |  |  |  | Dry |  | 2014-10-03
66651 | Terbuthylazine, water, filtered, recoverable, nanograms per liter | Terbuthylazine | ng/l | Dissolved | [5 empty] | 2014-10-03
66652 | Terbuthylazine, suspended sediment, recoverable, dry weight, micrograms per kilogram | Terbuthylazine | ug/kg | Suspended |  |  |  | Dry |  | 2014-10-03
66653 | Terbuthylazine, bed sediment, recoverable, dry weight, micrograms per kilogram | Terbuthylazine | ug/kg | Bed Sediment |  |  |  | Dry |  | 2014-10-03
66654 | Tetraconazole, water, filtered, recoverable, nanograms per liter | Tetraconazole | ng/l | Dissolved | [5 empty] | 2014-10-03
66655 | Tetraconazole, suspended sediment, recoverable, dry weight, micrograms per kilogram | Tetraconazole | ug/kg | Suspended |  |  |  | Dry |  | 2014-10-03
66656 | Tetraconazole, bed sediment, recoverable, dry weight, micrograms per kilogram | Tetraconazole | ug/kg | Bed Sediment |  |  |  | Dry |  | 2014-10-03
66657 | Tetramethrin, water, filtered, recoverable, nanograms per liter | Tetramethrin | ng/l | Dissolved | [5 empty] | 2014-10-03
66658 | Tetramethrin, suspended sediment, recoverable, dry weight, micrograms per kilogram | Tetramethrin | ug/kg | Suspended |  |  |  | Dry |  | 2014-10-03
66659 | Tetramethrin, bed sediment, recoverable, dry weight, micrograms per kilogram | Tetramethrin | ug/kg | Bed Sediment |  |  |  | Dry |  | 2014-10-03
66660 | Trifloxystrobin, water, filtered, recoverable, nanograms per liter | Trifloxystrobin | ng/l | Dissolved | [5 empty] | 2014-10-03
66661 | Trifloxystrobin, suspended sediment, recoverable, dry weight, micrograms per kilogram | Trifloxystrobin | ug/kg | Suspended |  |  |  | Dry |  | 2014-10-03
66662 | Trifloxystrobin, bed sediment, recoverable, dry weight, micrograms per kilogram | Trifloxystrobin | ug/kg | Bed Sediment |  |  |  | Dry |  | 2014-10-03
66663 | RDX, bed sediment smaller than 2 millimeters, wet sieved (native water), field, recoverable, dry weight, micrograms per kilogram | Cyclonite | ug/kg | Bed Sediment |  |  |  | Dry | < 2 mm | 2014-10-03
66664 | HMX, bed sediment smaller than 2 millimeters, wet sieved (native water), field, recoverable, dry weight, micrograms per kilogram | Cyclotetramethylenetetranitramine | ug/kg | Bed Sediment |  |  |  | Dry | < 2 mm | 2014-10-03
66665 | 1,3,5-Trinitrobenzene, bed sediment smaller than 2 millimeters, wet sieved (native water), field, recoverable, dry weight, micrograms per kilogram | 1,3,5-Trinitrobenzene | ug/kg | Bed Sediment |  |  |  | Dry | < 2 mm | 2014-10-03
66666 | 1,3-Dinitrobenzene, bed sediment smaller than 2 millimeters, wet sieved (native water), field, recoverable, dry weight, micrograms per kilogram | m-Dinitrobenzene | ug/kg | Bed Sediment |  |  |  | Dry | < 2 mm | 2014-10-03
66667 | TNT, bed sediment smaller than 2 millimeters, wet sieved (native water), field, recoverable, dry weight, micrograms per kilogram | Trinitrotoluene | ug/kg | Bed Sediment |  |  |  | Dry | < 2 mm | 2014-10-03
66668 | 2-Nitrotoluene, bed sediment smaller than 2 millimeters, wet sieved (native water), field, recoverable, dry weight, micrograms per kilogram | o-Nitrotoluene | ug/kg | Bed Sediment |  |  |  | Dry | < 2 mm | 2014-10-03
66669 | 3-Nitrotoluene, bed sediment smaller than 2 millimeters, wet sieved (native water), field, recoverable, dry weight, micrograms per kilogram | m-Nitrotoluene | ug/kg | Bed Sediment |  |  |  | Dry | < 2 mm | 2014-10-03
66670 | 4-Nitrotoluene, bed sediment smaller than 2 millimeters, wet sieved (native water), field, recoverable, dry weight, micrograms per kilogram | p-Nitrotoluene | ug/kg | Bed Sediment |  |  |  | Dry | < 2 mm | 2014-10-03
66671 | Nitroglycerin, bed sediment smaller than 2 millimeters, wet sieved (native water), field, recoverable, dry weight, micrograms per kilogram | Nitroglycerin | ug/kg | Bed Sediment |  |  |  | Dry | < 2 mm | 2014-10-03
66672 | Pentaerythritol tetranitrate, bed sediment smaller than 2 millimeters, wet sieved (native water), field, recoverable, dry weight, micrograms per kilogram | Pentaerythritol tetranitrate | ug/kg | Bed Sediment |  |  |  | Dry | < 2 mm | 2015-01-05
66673 | 1,1'-Biphenyl, bed sediment smaller than 2 millimeters, wet sieved (native water), field, recoverable, dry weight, micrograms per kilogram | Biphenyl | ug/kg | Bed Sediment |  |  |  | Dry | < 2 mm | 2014-10-03
66674 | 2,4,5-Trichlorophenol, bed sediment smaller than 2 millimeters, wet sieved (native water), field, recoverable, dry weight, micrograms per kilogram | 2,4,5-Trichlorophenol | ug/kg | Bed Sediment |  |  |  | Dry | < 2 mm | 2014-10-03
66675 | 2,4-Dimethylphenol, bed sediment smaller than 2 millimeters, wet sieved (native water), field, recoverable, dry weight, micrograms per kilogram | 2,4-Dimethylphenol | ug/kg | Bed Sediment |  |  |  | Dry | < 2 mm | 2014-10-03
66676 | 2-Methylnaphthalene, bed sediment smaller than 2 millimeters, wet sieved (native water), field, recoverable, dry weight, micrograms per kilogram | 2-Methylnaphthalene | ug/kg | Bed Sediment |  |  |  | Dry | < 2 mm | 2014-10-03
66677 | 3,3'-Dichlorobenzidine, bed sediment smaller than 2 millimeters, wet sieved (native water), field, recoverable, dry weight, micrograms per kilogram | 3,3'-Dichlorobenzidine | ug/kg | Bed Sediment |  |  |  | Dry | < 2 mm | 2014-10-03
66678 | 4-Chloroaniline, bed sediment smaller than 2 millimeters, wet sieved (native water), field, recoverable, dry weight, micrograms per kilogram | p-Chloroaniline | ug/kg | Bed Sediment |  |  |  | Dry | < 2 mm | 2014-10-03
66679 | 4-Nitrophenol, bed sediment smaller than 2 millimeters, wet sieved (native water), field, recoverable, dry weight, micrograms per kilogram | p-Nitrophenol | ug/kg | Bed Sediment |  |  |  | Dry | < 2 mm | 2014-10-03
66680 | alpha-Terpineol, bed sediment smaller than 2 millimeters, wet sieved (native water), field, recoverable, dry weight, micrograms per kilogram | .alpha.-Terpineol | ug/kg | Bed Sediment |  |  |  | Dry | < 2 mm | 2014-10-03
66681 | Atrazine, bed sediment smaller than 2 millimeters, wet sieved (native water), field, recoverable, dry weight, micrograms per kilogram | Atrazine | ug/kg | Bed Sediment |  |  |  | Dry | < 2 mm | 2014-10-03
66682 | Benzaldehyde, bed sediment smaller than 2 millimeters, wet sieved (native water), field, recoverable, dry weight, micrograms per kilogram | Benzaldehyde | ug/kg | Bed Sediment |  |  |  | Dry | < 2 mm | 2014-10-03
66683 | Dibenzofuran, bed sediment smaller than 2 millimeters, wet sieved (native water), field, recoverable, dry weight, micrograms per kilogram | Dibenzofuran | ug/kg | Bed Sediment |  |  |  | Dry | < 2 mm | 2014-10-03
66684 | Diphenylamine, bed sediment smaller than 2 millimeters, wet sieved (native water), field, recoverable, dry weight, micrograms per kilogram | Diphenylamine | ug/kg | Bed Sediment |  |  |  | Dry | < 2 mm | 2014-10-03
66685 | m-Cresol plus p-Cresol, bed sediment smaller than 2 millimeters, wet sieved (native water), field, recoverable, dry weight, micrograms per kilogram | m-cresol mixt. with p-phenol | ug/kg | Bed Sediment |  |  |  | Dry | < 2 mm | 2017-01-05
66686 | 3-Nitroaniline, bed sediment smaller than 2 millimeters, wet sieved (native water), field, recoverable, dry weight, micrograms per kilogram | m-Nitroaniline | ug/kg | Bed Sediment |  |  |  | Dry | < 2 mm | 2014-10-03
66687 | o-Cresol, bed sediment smaller than 2 millimeters, wet sieved (native water), field, recoverable, dry weight, micrograms per kilogram | o-Cresol | ug/kg | Bed Sediment |  |  |  | Dry | < 2 mm | 2014-10-03
66688 | 2-Nitroaniline, bed sediment smaller than 2 millimeters, wet sieved (native water), field, recoverable, dry weight, micrograms per kilogram | o-Nitroaniline | ug/kg | Bed Sediment |  |  |  | Dry | < 2 mm | 2014-10-03
66689 | 4-Nitroaniline, bed sediment smaller than 2 millimeters, wet sieved (native water), field, recoverable, dry weight, micrograms per kilogram | p-Nitroaniline | ug/kg | Bed Sediment |  |  |  | Dry | < 2 mm | 2014-10-03
66690 | 2-Amino-4,6-dinitrotoluene, bed sediment smaller than 2 millimeters, wet sieved (native water), field, recoverable, dry weight, micrograms per kilogram | 2-Amino-4,6-dinitrotoluene | ug/kg | Bed Sediment |  |  |  | Dry | < 2 mm | 2014-10-03
66691 | 4-Amino-2,6-dinitrotoluene, bed sediment smaller than 2 millimeters, wet sieved (native water), field, recoverable, dry weight, micrograms per kilogram | 4-Amino-2,6-dinitrotoluene | ug/kg | Bed Sediment |  |  |  | Dry | < 2 mm | 2014-10-03
66693 | Tetryl, bed sediment smaller than 2 millimeters, wet sieved (native water), field, recoverable, dry weight, micrograms per kilogram | Tetryl | ug/kg | Bed Sediment |  |  |  | Dry | < 2 mm | 2014-10-03
66694 | Perchlorate, bed sediment smaller than 2 millimeters, wet sieved (native water), field, recoverable, dry weight, micrograms per kilogram | Perchlorate | ug/kg | Bed Sediment |  |  |  | Dry | < 2 mm | 2014-10-03
66695 | Tebuconazole, air, bottom sorbent trap, recoverable, nanograms per cubic meter | Tebuconazole | ng/m3 | [6 empty] | 2014-10-03
66696 | Tebuconazole, air, particulate filter, recoverable, nanograms per cubic meter | Tebuconazole | ng/m3 | [6 empty] | 2014-10-03
66697 | Tebuconazole, air, sum of particulate filter plus top and bottom sorbent traps, recoverable, nanograms per cubic meter | Tebuconazole | ng/m3 | [6 empty] | 2014-10-03
66698 | Tebuconazole, air, top plus bottom sorbent trap, recoverable, nanograms per cubic meter | Tebuconazole | ng/m3 | [6 empty] | 2014-10-03
66699 | Tebuconazole, air, top sorbent trap, recoverable, nanograms per cubic meter | Tebuconazole | ng/m3 | [6 empty] | 2014-10-03
66701 | Bis(hexachlorocyclopentadieno) cyclooctane, biota, tissue, recoverable, wet weight, micrograms per kilogram | Bis(hexachlorocyclopentadieno) cyclooctane | ug/kg | Recoverable |  |  |  | Wet |  | 2014-10-03
66702 | Chemical oxygen demand, solids, total, dry weight, milligrams per liter | Chemical oxygen demand | mg/l | Total |  |  |  | Dry |  | 2014-10-03
66705 | Cyanide, amenable to chlorination, water, unfiltered, milligrams per liter | Cyanides amenable to chlorination (HCN & CN) | mg/l | Total | [5 empty] | 2014-10-03
66706 | Cyanide, amenable to chlorination, water, filtered, milligrams per liter | Cyanides amenable to chlorination (HCN & CN) | mg/l | Dissolved | [5 empty] | 2014-10-03
66707 | PCB congener 1, water, unfiltered, recoverable, picograms per liter | 2-Chlorobiphenyl | pg/l | Recoverable | [5 empty] | 2014-10-03
66708 | PCB congener 2, water, unfiltered, recoverable, picograms per liter | 3-Chlorobiphenyl | pg/l | Recoverable | [5 empty] | 2014-10-03
66709 | PCB congener 3, water, unfiltered, recoverable, picograms per liter | 4-Chlorobiphenyl | pg/l | Recoverable | [5 empty] | 2014-10-03
66710 | PCB congener 4, water, unfiltered, recoverable, picograms per liter | 2,2'-Dichlorobiphenyl | pg/l | Recoverable | [5 empty] | 2014-10-03
66711 | PCB congener 5, water, unfiltered, recoverable, picograms per liter | 2,3-Dichlorobiphenyl | pg/l | Recoverable | [5 empty] | 2014-10-03
66712 | PCB congener 6, water, unfiltered, recoverable, picograms per liter | 2,3'-Dichlorobiphenyl | pg/l | Recoverable | [5 empty] | 2014-10-03
66713 | PCB congener 7, water, unfiltered, recoverable, picograms per liter | 2,4-Dichlorobiphenyl | pg/l | Recoverable | [5 empty] | 2014-10-03
66714 | PCB congener 8, water, unfiltered, recoverable, picograms per liter | 2,4'-Dichlorobiphenyl | pg/l | Recoverable | [5 empty] | 2014-10-03
66715 | PCB congener 9, water, unfiltered, recoverable, picograms per liter | 2,5-Dichlorobiphenyl | pg/l | Recoverable | [5 empty] | 2014-10-03
66716 | PCB congener 10, water, unfiltered, recoverable, picograms per liter | 2,6-Dichlorobiphenyl | pg/l | Recoverable | [5 empty] | 2014-10-03
66717 | PCB congener 11, water, unfiltered, recoverable, picograms per liter | 3,3'-Dichlorobiphenyl | pg/l | Recoverable | [5 empty] | 2014-10-03
66718 | PCB congener 12, water, unfiltered, recoverable, picograms per liter | 3,4-Dichlorobiphenyl | pg/l | Recoverable | [5 empty] | 2014-10-03
66719 | PCB congener 13, water, unfiltered, recoverable, picograms per liter | 3,4'-Dichlorobiphenyl | pg/l | Recoverable | [5 empty] | 2014-10-03
66720 | PCB congener 14, water, unfiltered, recoverable, picograms per liter | 3,5-Dichlorobiphenyl | pg/l | Recoverable | [5 empty] | 2014-10-03
66721 | PCB congener 15, water, unfiltered, recoverable, picograms per liter | 4,4'-Dichlorobiphenyl | pg/l | Recoverable | [5 empty] | 2014-10-03
66722 | PCB congener 16, water, unfiltered, recoverable, picograms per liter | 2,2',3-Trichlorobiphenyl | pg/l | Recoverable | [5 empty] | 2014-10-03
66723 | PCB congener 17, water, unfiltered, recoverable, picograms per liter | 2,2',4-Trichlorobiphenyl | pg/l | Recoverable | [5 empty] | 2014-10-03
66724 | PCB congener 18, water, unfiltered, recoverable, picograms per liter | 2,2',5-Trichlorobiphenyl | pg/l | Recoverable | [5 empty] | 2014-10-03
66725 | PCB congener 19, water, unfiltered, recoverable, picograms per liter | 2,2',6-Trichlorobiphenyl | pg/l | Recoverable | [5 empty] | 2014-10-03
66726 | PCB congener 20, water, unfiltered, recoverable, picograms per liter | 2,3,3'-Trichlorobiphenyl | pg/l | Recoverable | [5 empty] | 2014-10-03
66727 | PCB congener 21, water, unfiltered, recoverable, picograms per liter | 2,3,4-Trichlorobiphenyl | pg/l | Recoverable | [5 empty] | 2014-10-03
66728 | PCB congener 22, water, unfiltered, recoverable, picograms per liter | 2,3,4'-Trichlorobiphenyl | pg/l | Recoverable | [5 empty] | 2014-10-03
66729 | PCB congener 23, water, unfiltered, recoverable, picograms per liter | 2,3,5-Trichlorobiphenyl | pg/l | Recoverable | [5 empty] | 2014-10-03
66730 | PCB congener 24, water, unfiltered, recoverable, picograms per liter | 2,3,6-Trichlorobiphenyl | pg/l | Recoverable | [5 empty] | 2014-10-03
66731 | PCB congener 25, water, unfiltered, recoverable, picograms per liter | 2,3',4-Trichlorobiphenyl | pg/l | Recoverable | [5 empty] | 2014-10-03
66732 | PCB congener 26, water, unfiltered, recoverable, picograms per liter | 2,3',5-Trichlorobiphenyl | pg/l | Recoverable | [5 empty] | 2014-10-03
66733 | PCB congener 27, water, unfiltered, recoverable, picograms per liter | 2,3',6-Trichlorobiphenyl | pg/l | Recoverable | [5 empty] | 2014-10-03
66734 | PCB congener 28, water, unfiltered, recoverable, picograms per liter | 2,4,4'-Trichlorobiphenyl | pg/l | Recoverable | [5 empty] | 2014-10-03
66735 | PCB congener 29, water, unfiltered, recoverable, picograms per liter | 2,4,5-Trichlorobiphenyl | pg/l | Recoverable | [5 empty] | 2014-10-03
66736 | PCB congener 30, water, unfiltered, recoverable, picograms per liter | 2,4,6-Trichlorobiphenyl | pg/l | Recoverable | [5 empty] | 2014-10-03
66737 | PCB congener 31, water, unfiltered, recoverable, picograms per liter | 2,4',5-Trichlorobiphenyl | pg/l | Recoverable | [5 empty] | 2014-10-03
66738 | PCB congener 32, water, unfiltered, recoverable, picograms per liter | 2,4',6-Trichlorobiphenyl | pg/l | Recoverable | [5 empty] | 2014-10-03
66739 | PCB congener 33, water, unfiltered, recoverable, picograms per liter | 2,3',4'-Trichlorobiphenyl | pg/l | Recoverable | [5 empty] | 2014-10-03
66740 | PCB congener 34, water, unfiltered, recoverable, picograms per liter | 2,3',5'-Trichlorobiphenyl | pg/l | Recoverable | [5 empty] | 2014-10-03
66741 | PCB congener 35, water, unfiltered, recoverable, picograms per liter | 3,3',4-Trichlorobiphenyl | pg/l | Recoverable | [5 empty] | 2014-10-03
66742 | PCB congener 36, water, unfiltered, recoverable, picograms per liter | 3,3',5-Trichlorobiphenyl | pg/l | Recoverable | [5 empty] | 2014-10-03
66743 | PCB congener 37, water, unfiltered, recoverable, picograms per liter | 3,4,4'-Trichlorobiphenyl | pg/l | Recoverable | [5 empty] | 2014-10-03
66744 | PCB congener 38, water, unfiltered, recoverable, picograms per liter | 3,4,5-Trichlorobiphenyl | pg/l | Recoverable | [5 empty] | 2014-10-03
66745 | PCB congener 39, water, unfiltered, recoverable, picograms per liter | 3,4',5-Trichlorobiphenyl | pg/l | Recoverable | [5 empty] | 2014-10-03
66746 | PCB congener 40, water, unfiltered, recoverable, picograms per liter | 2,2',3,3'-Tetrachlorobiphenyl | pg/l | Recoverable | [5 empty] | 2014-10-03
66747 | PCB congener 41, water, unfiltered, recoverable, picograms per liter | 2,2',3,4-Tetrachlorobiphenyl | pg/l | Recoverable | [5 empty] | 2014-10-03
66748 | PCB congener 42, water, unfiltered, recoverable, picograms per liter | 2,2',3,4'-Tetrachlorobiphenyl | pg/l | Recoverable | [5 empty] | 2014-10-03
66749 | PCB congener 43, water, unfiltered, recoverable, picograms per liter | 2,2',3,5-Tetrachlorobiphenyl | pg/l | Recoverable | [5 empty] | 2014-10-03
66750 | PCB congener 44, water, unfiltered, recoverable, picograms per liter | 2,2',3,5'-Tetrachlorobiphenyl | pg/l | Recoverable | [5 empty] | 2014-10-03
66751 | PCB congener 45, water, unfiltered, recoverable, picograms per liter | 2,2',3,6-Tetrachlorobiphenyl | pg/l | Recoverable | [5 empty] | 2014-10-03
66752 | PCB congener 46, water, unfiltered, recoverable, picograms per liter | 2,2',3,6'-Tetrachlorobiphenyl | pg/l | Recoverable | [5 empty] | 2014-10-03
66753 | PCB congener 47, water, unfiltered, recoverable, picograms per liter | 2,2',4,4'-Tetrachlorobiphenyl | pg/l | Recoverable | [5 empty] | 2014-10-03
66754 | PCB congener 48, water, unfiltered, recoverable, picograms per liter | 2,2',4,5-Tetrachlorobiphenyl | pg/l | Recoverable | [5 empty] | 2014-10-03
66755 | PCB congener 49, water, unfiltered, recoverable, picograms per liter | 2,2',4,5'-Tetrachlorobiphenyl | pg/l | Recoverable | [5 empty] | 2014-10-03
66756 | PCB congener 50, water, unfiltered, recoverable, picograms per liter | 2,2',4,6-Tetrachlorobiphenyl | pg/l | Recoverable | [5 empty] | 2014-10-03
66757 | PCB congener 51, water, unfiltered, recoverable, picograms per liter | 2,2',4,6'-Tetrachlorobiphenyl | pg/l | Recoverable | [5 empty] | 2014-10-03
66758 | PCB congener 52, water, unfiltered, recoverable, picograms per liter | 2,2',5,5'-Tetrachlorobiphenyl | pg/l | Recoverable | [5 empty] | 2014-10-03
66759 | PCB congener 53, water, unfiltered, recoverable, picograms per liter | 2,2',5,6'-Tetrachlorobiphenyl | pg/l | Recoverable | [5 empty] | 2014-10-03
66760 | PCB congener 54, water, unfiltered, recoverable, picograms per liter | 2,2',6,6'-Tetrachlorobiphenyl | pg/l | Recoverable | [5 empty] | 2014-10-03
66761 | PCB congener 55, water, unfiltered, recoverable, picograms per liter | 2,3,3',4-Tetrachlorobiphenyl | pg/l | Recoverable | [5 empty] | 2014-10-03
66762 | PCB congener 56, water, unfiltered, recoverable, picograms per liter | 2,3,3',4'-Tetrachlorobiphenyl | pg/l | Recoverable | [5 empty] | 2014-10-03
66763 | PCB congener 57, water, unfiltered, recoverable, picograms per liter | 2,3,3',5-Tetrachlorobiphenyl | pg/l | Recoverable | [5 empty] | 2014-10-03
66764 | PCB congener 58, water, unfiltered, recoverable, picograms per liter | 2,3,3',5'-Tetrachlorobiphenyl | pg/l | Recoverable | [5 empty] | 2014-10-03
66765 | PCB congener 59, water, unfiltered, recoverable, picograms per liter | 2,3,3',6-Tetrachlorobiphenyl | pg/l | Recoverable | [5 empty] | 2014-10-03
66766 | PCB congener 60, water, unfiltered, recoverable, picograms per liter | 2,3,4,4'-Tetrachlorobiphenyl | pg/l | Recoverable | [5 empty] | 2014-10-03
66767 | PCB congener 61, water, unfiltered, recoverable, picograms per liter | 2,3,4,5-Tetrachlorobiphenyl | pg/l | Recoverable | [5 empty] | 2014-10-03
66768 | PCB congener 62, water, unfiltered, recoverable, picograms per liter | 2,3,4,6-Tetrachlorobiphenyl | pg/l | Recoverable | [5 empty] | 2014-10-03
66769 | PCB congener 63, water, unfiltered, recoverable, picograms per liter | 2,3,4',5-Tetrachlorobiphenyl | pg/l | Recoverable | [5 empty] | 2014-10-03
66770 | PCB congener 64, water, unfiltered, recoverable, picograms per liter | 2,3,4',6-Tetrachlorobiphenyl | pg/l | Recoverable | [5 empty] | 2014-10-03
66771 | PCB congener 65, water, unfiltered, recoverable, picograms per liter | 2,3,5,6-Tetrachlorobiphenyl | pg/l | Recoverable | [5 empty] | 2014-10-03
66772 | PCB congener 66, water, unfiltered, recoverable, picograms per liter | 2,3',4,4'-Tetrachlorobiphenyl | pg/l | Recoverable | [5 empty] | 2014-10-03
66773 | PCB congener 67, water, unfiltered, recoverable, picograms per liter | 2,3',4,5-Tetrachlorobiphenyl | pg/l | Recoverable | [5 empty] | 2014-10-03
66774 | PCB congener 68, water, unfiltered, recoverable, picograms per liter | 2,3',4,5'-Tetrachlorobiphenyl | pg/l | Recoverable | [5 empty] | 2014-10-03
66775 | PCB congener 69, water, unfiltered, recoverable, picograms per liter | 2,3',4,6-Tetrachlorobiphenyl | pg/l | Recoverable | [5 empty] | 2014-10-03
66776 | PCB congener 70, water, unfiltered, recoverable, picograms per liter | 2,3',4',5-Tetrachlorobiphenyl | pg/l | Recoverable | [5 empty] | 2014-10-03
66777 | PCB congener 71, water, unfiltered, recoverable, picograms per liter | 2,3',4',6-Tetrachlorobiphenyl | pg/l | Recoverable | [5 empty] | 2014-10-03
66778 | PCB congener 72, water, unfiltered, recoverable, picograms per liter | 2,3',5,5'-Tetrachlorobiphenyl | pg/l | Recoverable | [5 empty] | 2014-10-03
66779 | PCB congener 73, water, unfiltered, recoverable, picograms per liter | 2,3',5',6-Tetrachlorobiphenyl | pg/l | Recoverable | [5 empty] | 2014-10-03
66780 | PCB congener 74, water, unfiltered, recoverable, picograms per liter | 2,4,4',5-Tetrachlorobiphenyl | pg/l | Recoverable | [5 empty] | 2014-10-03
66781 | PCB congener 75, water, unfiltered, recoverable, picograms per liter | 2,4,4',6-Tetrachlorobiphenyl | pg/l | Recoverable | [5 empty] | 2014-10-03
66782 | PCB congener 76, water, unfiltered, recoverable, picograms per liter | 2,3',4',5'-Tetrachlorobiphenyl | pg/l | Recoverable | [5 empty] | 2014-10-03
66783 | PCB congener 77, water, unfiltered, recoverable, picograms per liter | 3,3',4,4'-Tetrachlorobiphenyl | pg/l | Recoverable | [5 empty] | 2014-10-03
66784 | PCB congener 78, water, unfiltered, recoverable, picograms per liter | 3,3',4,5-Tetrachlorobiphenyl | pg/l | Recoverable | [5 empty] | 2014-10-03
66785 | PCB congener 79, water, unfiltered, recoverable, picograms per liter | 3,3',4,5'-Tetrachlorobiphenyl | pg/l | Recoverable | [5 empty] | 2014-10-03
66786 | PCB congener 80, water, unfiltered, recoverable, picograms per liter | 3,3',5,5'-Tetrachlorobiphenyl | pg/l | Recoverable | [5 empty] | 2014-10-03
66787 | PCB congener 81, water, unfiltered, recoverable, picograms per liter | 3,4,4',5-Tetrachlorobiphenyl | pg/l | Recoverable | [5 empty] | 2014-10-03
66788 | PCB congener 82, water, unfiltered, recoverable, picograms per liter | 2,2',3,3',4-Pentachlorobiphenyl | pg/l | Recoverable | [5 empty] | 2014-10-03
66789 | PCB congener 83, water, unfiltered, recoverable, picograms per liter | 2,2',3,3',5-Pentachlorobiphenyl | pg/l | Recoverable | [5 empty] | 2014-10-03
66790 | PCB congener 84, water, unfiltered, recoverable, picograms per liter | 2,2',3,3',6-Pentachlorobiphenyl | pg/l | Recoverable | [5 empty] | 2014-10-03
66791 | PCB congener 85, water, unfiltered, recoverable, picograms per liter | 2,2',3,4,4'-Pentachlorobiphenyl | pg/l | Recoverable | [5 empty] | 2014-10-03
66792 | PCB congener 86, water, unfiltered, recoverable, picograms per liter | 2,2',3,4,5-Pentachlorobiphenyl | pg/l | Recoverable | [5 empty] | 2014-10-03
66793 | PCB congener 87, water, unfiltered, recoverable, picograms per liter | 2,2',3,4,5'-Pentachlorobiphenyl | pg/l | Recoverable | [5 empty] | 2014-10-03
66794 | PCB congener 88, water, unfiltered, recoverable, picograms per liter | 2,2',3,4,6-Pentachlorobiphenyl | pg/l | Recoverable | [5 empty] | 2014-10-03
66795 | PCB congener 89, water, unfiltered, recoverable, picograms per liter | 2,2',3,4,6'-Pentachlorobiphenyl | pg/l | Recoverable | [5 empty] | 2014-10-03
66796 | PCB congener 90, water, unfiltered, recoverable, picograms per liter | 2,2',3,4',5-Pentachlorobiphenyl | pg/l | Recoverable | [5 empty] | 2014-10-03
66797 | PCB congener 91, water, unfiltered, recoverable, picograms per liter | 2,2',3,4',6-Pentachlorobiphenyl | pg/l | Recoverable | [5 empty] | 2014-10-03
66798 | PCB congener 92, water, unfiltered, recoverable, picograms per liter | 2,2',3,5,5'-Pentachlorobiphenyl | pg/l | Recoverable | [5 empty] | 2014-10-03
66799 | PCB congener 93, water, unfiltered, recoverable, picograms per liter | 2,2',3,5,6-Pentachlorobiphenyl | pg/l | Recoverable | [5 empty] | 2014-10-03
66800 | PCB congener 94, water, unfiltered, recoverable, picograms per liter | 2,2',3,5,6'-Pentachlorobiphenyl | pg/l | Recoverable | [5 empty] | 2014-10-03
66801 | PCB congener 95, water, unfiltered, recoverable, picograms per liter | 2,2',3,5',6-Pentachlorobiphenyl | pg/l | Recoverable | [5 empty] | 2014-10-03
66802 | PCB congener 96, water, unfiltered, recoverable, picograms per liter | 2,2',3,6,6'-Pentachlorobiphenyl | pg/l | Recoverable | [5 empty] | 2014-10-03
66803 | PCB congener 97, water, unfiltered, recoverable, picograms per liter | 2,2',3,4',5'-Pentachlorobiphenyl | pg/l | Recoverable | [5 empty] | 2014-10-03
66804 | PCB congener 98, water, unfiltered, recoverable, picograms per liter | 2,2',3,4',6'-Pentachlorobiphenyl | pg/l | Recoverable | [5 empty] | 2014-10-03
66805 | PCB congener 99, water, unfiltered, recoverable, picograms per liter | 2,2',4,4',5-Pentachlorobiphenyl | pg/l | Recoverable | [5 empty] | 2014-10-03
66806 | PCB congener 100, water, unfiltered, recoverable, picograms per liter | 2,2',4,4',6-Pentachlorobiphenyl | pg/l | Recoverable | [5 empty] | 2014-10-03
66807 | PCB congener 101, water, unfiltered, recoverable, picograms per liter | 2,2',4,5,5'-Pentachlorobiphenyl | pg/l | Recoverable | [5 empty] | 2014-10-03
66808 | PCB congener 102, water, unfiltered, recoverable, picograms per liter | 2,2',4,5,6'-Pentachlorobiphenyl | pg/l | Recoverable | [5 empty] | 2014-10-03
66809 | PCB congener 103, water, unfiltered, recoverable, picograms per liter | 2,2',4,5',6-Pentachlorobiphenyl | pg/l | Recoverable | [5 empty] | 2014-10-03
66810 | PCB congener 104, water, unfiltered, recoverable, picograms per liter | 2,2',4,6,6'-Pentachlorobiphenyl | pg/l | Recoverable | [5 empty] | 2014-10-03
66811 | PCB congener 105, water, unfiltered, recoverable, picograms per liter | 2,3,3',4,4'-Pentachlorobiphenyl | pg/l | Recoverable | [5 empty] | 2014-10-03
66812 | PCB congener 106, water, unfiltered, recoverable, picograms per liter | 2,3,3',4,5-Pentachlorobiphenyl | pg/l | Recoverable | [5 empty] | 2014-10-03
66813 | PCB congener 107, water, unfiltered, recoverable, picograms per liter | 2,3,3',4',5-Pentachlorobiphenyl | pg/l | Recoverable | [5 empty] | 2014-10-03
66814 | PCB congener 108, water, unfiltered, recoverable, picograms per liter | 2,3,3',4,5'-Pentachlorobiphenyl | pg/l | Recoverable | [5 empty] | 2014-10-03
66815 | PCB congener 109, water, unfiltered, recoverable, picograms per liter | 2,3,3',4,6-Pentachlorobiphenyl | pg/l | Recoverable | [5 empty] | 2014-10-03
66816 | PCB congener 110, water, unfiltered, recoverable, picograms per liter | 2,3,3',4',6-Pentachlorobiphenyl | pg/l | Recoverable | [5 empty] | 2014-10-03
66817 | PCB congener 111, water, unfiltered, recoverable, picograms per liter | 2,3,3',5,5'-Pentachlorobiphenyl | pg/l | Recoverable | [5 empty] | 2014-10-03
66818 | PCB congener 112, water, unfiltered, recoverable, picograms per liter | 2,3,3',5,6-Pentachlorobiphenyl | pg/l | Recoverable | [5 empty] | 2014-10-03
66819 | PCB congener 113, water, unfiltered, recoverable, picograms per liter | 2,3,3',5',6-Pentachlorobiphenyl | pg/l | Recoverable | [5 empty] | 2014-10-03
66820 | PCB congener 114, water, unfiltered, recoverable, picograms per liter | 2,3,4,4',5-Pentachlorobiphenyl | pg/l | Recoverable | [5 empty] | 2014-10-03
66821 | PCB congener 115, water, unfiltered, recoverable, picograms per liter | 2,3,4,4',6-Pentachlorobiphenyl | pg/l | Recoverable | [5 empty] | 2014-10-03
66822 | PCB congener 116, water, unfiltered, recoverable, picograms per liter | 2,3,4,5,6-Pentachlorobiphenyl | pg/l | Recoverable | [5 empty] | 2014-10-03
66823 | PCB congener 117, water, unfiltered, recoverable, picograms per liter | 2,3,4',5,6-Pentachlorobiphenyl | pg/l | Recoverable | [5 empty] | 2014-10-03
66824 | PCB congener 118, water, unfiltered, recoverable, picograms per liter | 2,3',4,4',5-Pentachlorobiphenyl | pg/l | Recoverable | [5 empty] | 2014-10-03
66825 | PCB congener 119, water, unfiltered, recoverable, picograms per liter | 2,3',4,4',6-Pentachlorobiphenyl | pg/l | Recoverable | [5 empty] | 2014-10-03
66826 | PCB congener 120, water, unfiltered, recoverable, picograms per liter | 2,3',4,5,5'-Pentachlorobiphenyl | pg/l | Recoverable | [5 empty] | 2014-10-03
66827 | PCB congener 121, water, unfiltered, recoverable, picograms per liter | 2,3',4,5',6-Pentachlorobiphenyl | pg/l | Recoverable | [5 empty] | 2014-10-03
66828 | PCB congener 122, water, unfiltered, recoverable, picograms per liter | 2,3,3',4',5'-Pentachlorobiphenyl | pg/l | Recoverable | [5 empty] | 2014-10-03
66829 | PCB congener 123, water, unfiltered, recoverable, picograms per liter | 2,3',4,4',5'-Pentachlorobiphenyl | pg/l | Recoverable | [5 empty] | 2014-10-03
66830 | PCB congener 124, water, unfiltered, recoverable, picograms per liter | 2,3',4',5,5'-Pentachlorobiphenyl | pg/l | Recoverable | [5 empty] | 2014-10-03
66831 | PCB congener 125, water, unfiltered, recoverable, picograms per liter | 2,3',4',5',6-Pentachlorobiphenyl | pg/l | Recoverable | [5 empty] | 2014-10-03
66832 | PCB congener 126, water, unfiltered, recoverable, picograms per liter | 3,3',4,4',5-Pentachlorobiphenyl | pg/l | Recoverable | [5 empty] | 2014-10-03
66833 | PCB congener 127, water, unfiltered, recoverable, picograms per liter | 3,3',4,5,5'-Pentachlorobiphenyl | pg/l | Recoverable | [5 empty] | 2014-10-03
66834 | PCB congener 128, water, unfiltered, recoverable, picograms per liter | 2,2',3,3',4,4'-Hexachlorobiphenyl | pg/l | Recoverable | [5 empty] | 2014-10-03
66835 | PCB congener 129, water, unfiltered, recoverable, picograms per liter | 2,2',3,3',4,5-Hexachlorobiphenyl | pg/l | Recoverable | [5 empty] | 2014-10-03
66836 | PCB congener 130, water, unfiltered, recoverable, picograms per liter | 2,2',3,3',4,5'-Hexachlorobiphenyl | pg/l | Recoverable | [5 empty] | 2014-10-03
66837 | PCB congener 131, water, unfiltered, recoverable, picograms per liter | 2,2',3,3',4,6-Hexachlorobiphenyl | pg/l | Recoverable | [5 empty] | 2014-10-03
66838 | PCB congener 132, water, unfiltered, recoverable, picograms per liter | 2,2',3,3',4,6'-Hexachlorobiphenyl | pg/l | Recoverable | [5 empty] | 2014-10-03
66839 | PCB congener 133, water, unfiltered, recoverable, picograms per liter | 2,2',3,3',5,5'-Hexachlorobiphenyl | pg/l | Recoverable | [5 empty] | 2014-10-03
66840 | PCB congener 134, water, unfiltered, recoverable, picograms per liter | 2,2',3,3',5,6-Hexachlorobiphenyl | pg/l | Recoverable | [5 empty] | 2014-10-03
66841 | PCB congener 135, water, unfiltered, recoverable, picograms per liter | 2,2',3,3',5,6'-Hexachlorobiphenyl | pg/l | Recoverable | [5 empty] | 2014-10-03
66842 | PCB congener 136, water, unfiltered, recoverable, picograms per liter | 2,2',3,3',6,6'-Hexachlorobiphenyl | pg/l | Recoverable | [5 empty] | 2014-10-03
66843 | PCB congener 137, water, unfiltered, recoverable, picograms per liter | 2,2',3,4,4',5-Hexachlorobiphenyl | pg/l | Recoverable | [5 empty] | 2014-10-03
66844 | PCB congener 138, water, unfiltered, recoverable, picograms per liter | 2,2',3,4,4',5'-Hexachlorobiphenyl | pg/l | Recoverable | [5 empty] | 2014-10-03
66845 | PCB congener 139, water, unfiltered, recoverable, picograms per liter | 2,2',3,4,4',6-Hexachlorobiphenyl | pg/l | Recoverable | [5 empty] | 2014-10-03
66846 | PCB congener 140, water, unfiltered, recoverable, picograms per liter | 2,2',3,4,4',6'-Hexachlorobiphenyl | pg/l | Recoverable | [5 empty] | 2014-10-03
66847 | PCB congener 141, water, unfiltered, recoverable, picograms per liter | 2,2',3,4,5,5'-Hexachlorobiphenyl | pg/l | Recoverable | [5 empty] | 2014-10-03
66848 | PCB congener 142, water, unfiltered, recoverable, picograms per liter | 2,2',3,4,5,6-Hexachlorobiphenyl | pg/l | Recoverable | [5 empty] | 2014-10-03
66849 | PCB congener 143, water, unfiltered, recoverable, picograms per liter | 2,2',3,4,5,6'-Hexachlorobiphenyl | pg/l | Recoverable | [5 empty] | 2014-10-03
66850 | PCB congener 144, water, unfiltered, recoverable, picograms per liter | 2,2',3,4,5',6-Hexachlorobiphenyl | pg/l | Recoverable | [5 empty] | 2014-10-03
66851 | PCB congener 145, water, unfiltered, recoverable, picograms per liter | 2,2',3,4,6,6'-Hexachlorobiphenyl | pg/l | Recoverable | [5 empty] | 2014-10-03
66852 | PCB congener 146, water, unfiltered, recoverable, picograms per liter | 2,2',3,4',5,5'-Hexachlorobiphenyl | pg/l | Recoverable | [5 empty] | 2014-10-03
66853 | PCB congener 147, water, unfiltered, recoverable, picograms per liter | 2,2',3,4',5,6-Hexachlorobiphenyl | pg/l | Recoverable | [5 empty] | 2014-10-03
66854 | PCB congener 148, water, unfiltered, recoverable, picograms per liter | 2,2',3,4',5,6'-Hexachlorobiphenyl | pg/l | Recoverable | [5 empty] | 2014-10-03
66855 | PCB congener 149, water, unfiltered, recoverable, picograms per liter | 2,2',3,4',5',6-Hexachlorobiphenyl | pg/l | Recoverable | [5 empty] | 2014-10-03
66856 | PCB congener 150, water, unfiltered, recoverable, picograms per liter | 2,2',3,4',6,6'-Hexachlorobiphenyl | pg/l | Recoverable | [5 empty] | 2014-10-03
66857 | PCB congener 151, water, unfiltered, recoverable, picograms per liter | 2,2',3,5,5',6-Hexachlorobiphenyl | pg/l | Recoverable | [5 empty] | 2014-10-03
66858 | PCB congener 152, water, unfiltered, recoverable, picograms per liter | 2,2',3,5,6,6'-Hexachlorobiphenyl | pg/l | Recoverable | [5 empty] | 2014-10-03
66859 | PCB congener 153, water, unfiltered, recoverable, picograms per liter | 2,2',4,4',5,5'-Hexachlorobiphenyl | pg/l | Recoverable | [5 empty] | 2014-10-03
66860 | PCB congener 154, water, unfiltered, recoverable, picograms per liter | 2,2',4,4',5,6'-Hexachlorobiphenyl | pg/l | Recoverable | [5 empty] | 2014-10-03
66861 | PCB congener 155, water, unfiltered, recoverable, picograms per liter | 2,2',4,4',6,6'-Hexachlorobiphenyl | pg/l | Recoverable | [5 empty] | 2014-10-03
66862 | PCB congener 156, water, unfiltered, recoverable, picograms per liter | 2,3,3',4,4',5-Hexachlorobiphenyl | pg/l | Recoverable | [5 empty] | 2014-10-03
66863 | PCB congener 157, water, unfiltered, recoverable, picograms per liter | 2,3,3',4,4',5'-Hexachlorobiphenyl | pg/l | Recoverable | [5 empty] | 2014-10-03
66864 | PCB congener 158, water, unfiltered, recoverable, picograms per liter | 2,3,3',4,4',6-Hexachlorobiphenyl | pg/l | Recoverable | [5 empty] | 2014-10-03
66865 | PCB congener 159, water, unfiltered, recoverable, picograms per liter | 2,3,3',4,5,5'-Hexachlorobiphenyl | pg/l | Recoverable | [5 empty] | 2014-10-03
66866 | PCB congener 160, water, unfiltered, recoverable, picograms per liter | 2,3,3',4,5,6-Hexachlorobiphenyl | pg/l | Recoverable | [5 empty] | 2014-10-03
66867 | PCB congener 161, water, unfiltered, recoverable, picograms per liter | 2,3,3',4,5',6-Hexachlorobiphenyl | pg/l | Recoverable | [5 empty] | 2014-10-03
66868 | PCB congener 162, water, unfiltered, recoverable, picograms per liter | 2,3,3',4',5,5'-Hexachlorobiphenyl | pg/l | Recoverable | [5 empty] | 2014-10-03
66869 | PCB congener 163, water, unfiltered, recoverable, picograms per liter | 2,3,3',4',5,6-Hexachlorobiphenyl | pg/l | Recoverable | [5 empty] | 2014-10-03
66870 | PCB congener 164, water, unfiltered, recoverable, picograms per liter | 2,3,3',4',5',6-Hexachlorobiphenyl | pg/l | Recoverable | [5 empty] | 2014-10-03
66871 | PCB congener 165, water, unfiltered, recoverable, picograms per liter | 2,3,3',5,5',6-Hexachlorobiphenyl | pg/l | Recoverable | [5 empty] | 2014-10-03
66872 | PCB congener 166, water, unfiltered, recoverable, picograms per liter | 2,3,4,4',5,6-Hexachlorobiphenyl | pg/l | Recoverable | [5 empty] | 2014-10-03
66873 | PCB congener 167, water, unfiltered, recoverable, picograms per liter | 2,3',4,4',5,5'-Hexachlorobiphenyl | pg/l | Recoverable | [5 empty] | 2014-10-03
66874 | PCB congener 168, water, unfiltered, recoverable, picograms per liter | 2,3',4,4',5',6-Hexachlorobiphenyl | pg/l | Recoverable | [5 empty] | 2014-10-03
66875 | PCB congener 169, water, unfiltered, recoverable, picograms per liter | 3,3',4,4',5,5'-Hexachlorobiphenyl | pg/l | Recoverable | [5 empty] | 2014-10-03
66876 | PCB congener 170, water, unfiltered, recoverable, picograms per liter | 2,2',3,3',4,4',5-Heptachlorobiphenyl | pg/l | Recoverable | [5 empty] | 2014-10-03
66877 | PCB congener 171, water, unfiltered, recoverable, picograms per liter | 2,2',3,3',4,4',6-Heptachlorobiphenyl | pg/l | Recoverable | [5 empty] | 2014-10-03
66878 | PCB congener 172, water, unfiltered, recoverable, picograms per liter | 2,2',3,3',4,5,5'-Heptachlorobiphenyl | pg/l | Recoverable | [5 empty] | 2014-10-03
66879 | PCB congener 173, water, unfiltered, recoverable, picograms per liter | 2,2',3,3',4,5,6-Heptachlorobiphenyl | pg/l | Recoverable | [5 empty] | 2014-10-03
66880 | PCB congener 174, water, unfiltered, recoverable, picograms per liter | 2,2',3,3',4,5,6'-Heptachlorobiphenyl | pg/l | Recoverable | [5 empty] | 2014-10-03
66881 | PCB congener 175, water, unfiltered, recoverable, picograms per liter | 2,2',3,3',4,5',6-Heptachlorobiphenyl | pg/l | Recoverable | [5 empty] | 2014-10-03
66882 | PCB congener 176, water, unfiltered, recoverable, picograms per liter | 2,2',3,3',4,6,6'-Heptachlorobiphenyl | pg/l | Recoverable | [5 empty] | 2014-10-03
66883 | PCB congener 177, water, unfiltered, recoverable, picograms per liter | 2,2',3,3',4',5,6-Heptachlorobiphenyl | pg/l | Recoverable | [5 empty] | 2020-01-21
66884 | PCB congener 178, water, unfiltered, recoverable, picograms per liter | 2,2',3,3',5,5',6-Heptachlorobiphenyl | pg/l | Recoverable | [5 empty] | 2014-10-03
66885 | PCB congener 179, water, unfiltered, recoverable, picograms per liter | 2,2',3,3',5,6,6'-Heptachlorobiphenyl | pg/l | Recoverable | [5 empty] | 2014-10-03
66886 | PCB congener 180, water, unfiltered, recoverable, picograms per liter | 2,2',3,4,4',5,5'-Heptachlorobiphenyl | pg/l | Recoverable | [5 empty] | 2014-10-03
66887 | PCB congener 181, water, unfiltered, recoverable, picograms per liter | 2,2',3,4,4',5,6-Heptachlorobiphenyl | pg/l | Recoverable | [5 empty] | 2014-10-03
66888 | PCB congener 182, water, unfiltered, recoverable, picograms per liter | 2,2',3,4,4',5,6'-Heptachlorobiphenyl | pg/l | Recoverable | [5 empty] | 2014-10-03
66889 | PCB congener 183, water, unfiltered, recoverable, picograms per liter | 2,2',3,4,4',5',6-Heptachlorobiphenyl | pg/l | Recoverable | [5 empty] | 2014-10-03
66890 | PCB congener 184, water, unfiltered, recoverable, picograms per liter | 2,2',3,4,4',6,6'-Heptachlorobiphenyl | pg/l | Recoverable | [5 empty] | 2014-10-03
66891 | PCB congener 185, water, unfiltered, recoverable, picograms per liter | 2,2',3,4,5,5',6-Heptachlorobiphenyl | pg/l | Recoverable | [5 empty] | 2014-10-03
66892 | PCB congener 186, water, unfiltered, recoverable, picograms per liter | 2,2',3,4,5,6,6'-Heptachlorobiphenyl | pg/l | Recoverable | [5 empty] | 2014-10-03
66893 | PCB congener 187, water, unfiltered, recoverable, picograms per liter | 2,2',3,4',5,5',6-Heptachlorobiphenyl | pg/l | Recoverable | [5 empty] | 2014-10-03
66894 | PCB congener 188, water, unfiltered, recoverable, picograms per liter | 2,2',3,4',5,6,6'-Heptachlorobiphenyl | pg/l | Recoverable | [5 empty] | 2014-10-03
66895 | PCB congener 189, water, unfiltered, recoverable, picograms per liter | 2,3,3',4,4',5,5'-Heptachlorobiphenyl | pg/l | Recoverable | [5 empty] | 2014-10-03
66896 | PCB congener 190, water, unfiltered, recoverable, picograms per liter | 2,3,3',4,4',5,6-Heptachlorobiphenyl | pg/l | Recoverable | [5 empty] | 2014-10-03
66897 | PCB congener 191, water, unfiltered, recoverable, picograms per liter | 2,3,3',4,4',5',6-Heptachlorobiphenyl | pg/l | Recoverable | [5 empty] | 2014-10-03
66898 | PCB congener 192, water, unfiltered, recoverable, picograms per liter | 2,3,3',4,5,5',6-Heptachlorobiphenyl | pg/l | Recoverable | [5 empty] | 2014-10-03
66899 | PCB congener 193, water, unfiltered, recoverable, picograms per liter | 2,3,3',4',5,5',6-Heptachlorobiphenyl | pg/l | Recoverable | [5 empty] | 2014-10-03
66900 | PCB congener 194, water, unfiltered, recoverable, picograms per liter | 2,2',3,3',4,4',5,5'-Octachlorobiphenyl | pg/l | Recoverable | [5 empty] | 2014-10-03
66901 | PCB congener 195, water, unfiltered, recoverable, picograms per liter | 2,2',3,3',4,4',5,6-Octachlorobiphenyl | pg/l | Recoverable | [5 empty] | 2014-10-03
66902 | PCB congener 196, water, unfiltered, recoverable, picograms per liter | 2,2',3,3',4,4',5,6'-Octachlorobiphenyl | pg/l | Recoverable | [5 empty] | 2014-10-03
66903 | PCB congener 197, water, unfiltered, recoverable, picograms per liter | 2,2',3,3',4,4',6,6'-Octachlorobiphenyl | pg/l | Recoverable | [5 empty] | 2014-10-03
66904 | PCB congener 198, water, unfiltered, recoverable, picograms per liter | 2,2',3,3',4,5,5',6-Octachlorobiphenyl | pg/l | Recoverable | [5 empty] | 2014-10-03
66905 | PCB congener 199, water, unfiltered, recoverable, picograms per liter | 2,2',3,3',4,5,5',6'-Octachlorobiphenyl | pg/l | Recoverable | [5 empty] | 2014-10-03
66906 | PCB congener 200, water, unfiltered, recoverable, picograms per liter | 2,2',3,3',4,5,6,6'-Octachlorobiphenyl | pg/l | Recoverable | [5 empty] | 2014-10-03
66907 | PCB congener 201, water, unfiltered, recoverable, picograms per liter | 2,2',3,3',4,5',6,6'-Octachlorobiphenyl | pg/l | Recoverable | [5 empty] | 2014-10-03
66908 | PCB congener 202, water, unfiltered, recoverable, picograms per liter | 2,2',3,3',5,5',6,6'-Octachlorobiphenyl | pg/l | Recoverable | [5 empty] | 2014-10-03
66909 | PCB congener 203, water, unfiltered, recoverable, picograms per liter | 2,2',3,4,4',5,5',6-Octachlorobiphenyl | pg/l | Recoverable | [5 empty] | 2014-10-03
66910 | PCB congener 204, water, unfiltered, recoverable, picograms per liter | 2,2',3,4,4',5,6,6'-Octachlorobiphenyl | pg/l | Recoverable | [5 empty] | 2014-10-03
66911 | PCB congener 205, water, unfiltered, recoverable, picograms per liter | 2,3,3',4,4',5,5',6-Octachlorobiphenyl | pg/l | Recoverable | [5 empty] | 2014-10-03
66912 | PCB congener 206, water, unfiltered, recoverable, picograms per liter | 2,2',3,3',4,4',5,5',6-Nonachlorobiphenyl | pg/l | Recoverable | [5 empty] | 2014-10-03
66913 | PCB congener 207, water, unfiltered, recoverable, picograms per liter | 2,2',3,3',4,4',5,6,6'-Nonachlorobiphenyl | pg/l | Recoverable | [5 empty] | 2014-10-03
66914 | PCB congener 208, water, unfiltered, recoverable, picograms per liter | 2,2',3,3',4,5,5',6,6'-Nonachlorobiphenyl | pg/l | Recoverable | [5 empty] | 2014-10-03
66915 | PCB congener 209, water, unfiltered, recoverable, picograms per liter | Decachlorobiphenyl | pg/l | Recoverable | [5 empty] | 2014-10-03
66916 | PCB congener 1, solids, recoverable, dry weight, nanograms per kilogram | 2-Chlorobiphenyl | ng/kg | Recoverable |  |  |  | Dry |  | 2014-10-03
66917 | PCB congener 2, solids, recoverable, dry weight, nanograms per kilogram | 3-Chlorobiphenyl | ng/kg | Recoverable |  |  |  | Dry |  | 2014-10-03
66918 | PCB congener 3, solids, recoverable, dry weight, nanograms per kilogram | 4-Chlorobiphenyl | ng/kg | Recoverable |  |  |  | Dry |  | 2014-10-03
66919 | PCB congener 4, solids, recoverable, dry weight, nanograms per kilogram | 2,2'-Dichlorobiphenyl | ng/kg | Recoverable |  |  |  | Dry |  | 2014-10-03
66920 | PCB congener 5, solids, recoverable, dry weight, nanograms per kilogram | 2,3-Dichlorobiphenyl | ng/kg | Recoverable |  |  |  | Dry |  | 2014-10-03
66921 | PCB congener 6, solids, recoverable, dry weight, nanograms per kilogram | 2,3'-Dichlorobiphenyl | ng/kg | Recoverable |  |  |  | Dry |  | 2014-10-03
66922 | PCB congener 7, solids, recoverable, dry weight, nanograms per kilogram | 2,4-Dichlorobiphenyl | ng/kg | Recoverable |  |  |  | Dry |  | 2014-10-03
66923 | PCB congener 8, solids, recoverable, dry weight, nanograms per kilogram | 2,4'-Dichlorobiphenyl | ng/kg | Recoverable |  |  |  | Dry |  | 2014-10-03
66924 | PCB congener 9, solids, recoverable, dry weight, nanograms per kilogram | 2,5-Dichlorobiphenyl | ng/kg | Recoverable |  |  |  | Dry |  | 2014-10-03
66925 | PCB congener 10, solids, recoverable, dry weight, nanograms per kilogram | 2,6-Dichlorobiphenyl | ng/kg | Recoverable |  |  |  | Dry |  | 2014-10-03
66926 | PCB congener 11, solids, recoverable, dry weight, nanograms per kilogram | 3,3'-Dichlorobiphenyl | ng/kg | Recoverable |  |  |  | Dry |  | 2014-10-03
66927 | PCB congener 12, solids, recoverable, dry weight, nanograms per kilogram | 3,4-Dichlorobiphenyl | ng/kg | Recoverable |  |  |  | Dry |  | 2014-10-03
66928 | PCB congener 13, solids, recoverable, dry weight, nanograms per kilogram | 3,4'-Dichlorobiphenyl | ng/kg | Recoverable |  |  |  | Dry |  | 2014-10-03
66929 | PCB congener 14, solids, recoverable, dry weight, nanograms per kilogram | 3,5-Dichlorobiphenyl | ng/kg | Recoverable |  |  |  | Dry |  | 2014-10-03
66930 | PCB congener 15, solids, recoverable, dry weight, nanograms per kilogram | 4,4'-Dichlorobiphenyl | ng/kg | Recoverable |  |  |  | Dry |  | 2014-10-03
66931 | PCB congener 16, solids, recoverable, dry weight, nanograms per kilogram | 2,2',3-Trichlorobiphenyl | ng/kg | Recoverable |  |  |  | Dry |  | 2014-10-03
66932 | PCB congener 17, solids, recoverable, dry weight, nanograms per kilogram | 2,2',4-Trichlorobiphenyl | ng/kg | Recoverable |  |  |  | Dry |  | 2014-10-03
66933 | PCB congener 18, solids, recoverable, dry weight, nanograms per kilogram | 2,2',5-Trichlorobiphenyl | ng/kg | Recoverable |  |  |  | Dry |  | 2014-10-03
66934 | PCB congener 19, solids, recoverable, dry weight, nanograms per kilogram | 2,2',6-Trichlorobiphenyl | ng/kg | Recoverable |  |  |  | Dry |  | 2014-10-03
66935 | PCB congener 20, solids, recoverable, dry weight, nanograms per kilogram | 2,3,3'-Trichlorobiphenyl | ng/kg | Recoverable |  |  |  | Dry |  | 2014-10-03
66936 | PCB congener 21, solids, recoverable, dry weight, nanograms per kilogram | 2,3,4-Trichlorobiphenyl | ng/kg | Recoverable |  |  |  | Dry |  | 2014-10-03
66937 | PCB congener 22, solids, recoverable, dry weight, nanograms per kilogram | 2,3,4'-Trichlorobiphenyl | ng/kg | Recoverable |  |  |  | Dry |  | 2014-10-03
66938 | PCB congener 23, solids, recoverable, dry weight, nanograms per kilogram | 2,3,5-Trichlorobiphenyl | ng/kg | Recoverable |  |  |  | Dry |  | 2014-10-03
66939 | PCB congener 24, solids, recoverable, dry weight, nanograms per kilogram | 2,3,6-Trichlorobiphenyl | ng/kg | Recoverable |  |  |  | Dry |  | 2014-10-03
66940 | PCB congener 25, solids, recoverable, dry weight, nanograms per kilogram | 2,3',4-Trichlorobiphenyl | ng/kg | Recoverable |  |  |  | Dry |  | 2014-10-03
66941 | PCB congener 26, solids, recoverable, dry weight, nanograms per kilogram | 2,3',5-Trichlorobiphenyl | ng/kg | Recoverable |  |  |  | Dry |  | 2014-10-03
66942 | PCB congener 27, solids, recoverable, dry weight, nanograms per kilogram | 2,3',6-Trichlorobiphenyl | ng/kg | Recoverable |  |  |  | Dry |  | 2014-10-03
66943 | PCB congener 28, solids, recoverable, dry weight, nanograms per kilogram | 2,4,4'-Trichlorobiphenyl | ng/kg | Recoverable |  |  |  | Dry |  | 2014-10-03
66944 | PCB congener 29, solids, recoverable, dry weight, nanograms per kilogram | 2,4,5-Trichlorobiphenyl | ng/kg | Recoverable |  |  |  | Dry |  | 2014-10-03
66945 | PCB congener 30, solids, recoverable, dry weight, nanograms per kilogram | 2,4,6-Trichlorobiphenyl | ng/kg | Recoverable |  |  |  | Dry |  | 2014-10-03
66946 | PCB congener 31, solids, recoverable, dry weight, nanograms per kilogram | 2,4',5-Trichlorobiphenyl | ng/kg | Recoverable |  |  |  | Dry |  | 2014-10-03
66947 | PCB congener 32, solids, recoverable, dry weight, nanograms per kilogram | 2,4',6-Trichlorobiphenyl | ng/kg | Recoverable |  |  |  | Dry |  | 2014-10-03
66948 | PCB congener 33, solids, recoverable, dry weight, nanograms per kilogram | 2,3',4'-Trichlorobiphenyl | ng/kg | Recoverable |  |  |  | Dry |  | 2014-10-03
66949 | PCB congener 34, solids, recoverable, dry weight, nanograms per kilogram | 2,3',5'-Trichlorobiphenyl | ng/kg | Recoverable |  |  |  | Dry |  | 2014-10-03
66950 | PCB congener 35, solids, recoverable, dry weight, nanograms per kilogram | 3,3',4-Trichlorobiphenyl | ng/kg | Recoverable |  |  |  | Dry |  | 2014-10-03
66951 | PCB congener 36, solids, recoverable, dry weight, nanograms per kilogram | 3,3',5-Trichlorobiphenyl | ng/kg | Recoverable |  |  |  | Dry |  | 2014-10-03
66952 | PCB congener 37, solids, recoverable, dry weight, nanograms per kilogram | 3,4,4'-Trichlorobiphenyl | ng/kg | Recoverable |  |  |  | Dry |  | 2014-10-03
66953 | PCB congener 38, solids, recoverable, dry weight, nanograms per kilogram | 3,4,5-Trichlorobiphenyl | ng/kg | Recoverable |  |  |  | Dry |  | 2014-10-03
66954 | PCB congener 39, solids, recoverable, dry weight, nanograms per kilogram | 3,4',5-Trichlorobiphenyl | ng/kg | Recoverable |  |  |  | Dry |  | 2014-10-03
66955 | PCB congener 40, solids, recoverable, dry weight, nanograms per kilogram | 2,2',3,3'-Tetrachlorobiphenyl | ng/kg | Recoverable |  |  |  | Dry |  | 2014-10-03
66956 | PCB congener 41, solids, recoverable, dry weight, nanograms per kilogram | 2,2',3,4-Tetrachlorobiphenyl | ng/kg | Recoverable |  |  |  | Dry |  | 2014-10-03
66957 | PCB congener 42, solids, recoverable, dry weight, nanograms per kilogram | 2,2',3,4'-Tetrachlorobiphenyl | ng/kg | Recoverable |  |  |  | Dry |  | 2014-10-03
66958 | PCB congener 43, solids, recoverable, dry weight, nanograms per kilogram | 2,2',3,5-Tetrachlorobiphenyl | ng/kg | Recoverable |  |  |  | Dry |  | 2014-10-03
66959 | PCB congener 44, solids, recoverable, dry weight, nanograms per kilogram | 2,2',3,5'-Tetrachlorobiphenyl | ng/kg | Recoverable |  |  |  | Dry |  | 2014-10-03
66960 | PCB congener 45, solids, recoverable, dry weight, nanograms per kilogram | 2,2',3,6-Tetrachlorobiphenyl | ng/kg | Recoverable |  |  |  | Dry |  | 2014-10-03
66961 | PCB congener 46, solids, recoverable, dry weight, nanograms per kilogram | 2,2',3,6'-Tetrachlorobiphenyl | ng/kg | Recoverable |  |  |  | Dry |  | 2014-10-03
66962 | PCB congener 47, solids, recoverable, dry weight, nanograms per kilogram | 2,2',4,4'-Tetrachlorobiphenyl | ng/kg | Recoverable |  |  |  | Dry |  | 2014-10-03
66963 | PCB congener 48, solids, recoverable, dry weight, nanograms per kilogram | 2,2',4,5-Tetrachlorobiphenyl | ng/kg | Recoverable |  |  |  | Dry |  | 2014-10-03
66964 | PCB congener 49, solids, recoverable, dry weight, nanograms per kilogram | 2,2',4,5'-Tetrachlorobiphenyl | ng/kg | Recoverable |  |  |  | Dry |  | 2014-10-03
66965 | PCB congener 50, solids, recoverable, dry weight, nanograms per kilogram | 2,2',4,6-Tetrachlorobiphenyl | ng/kg | Recoverable |  |  |  | Dry |  | 2014-10-03
66966 | PCB congener 51, solids, recoverable, dry weight, nanograms per kilogram | 2,2',4,6'-Tetrachlorobiphenyl | ng/kg | Recoverable |  |  |  | Dry |  | 2014-10-03
66967 | PCB congener 52, solids, recoverable, dry weight, nanograms per kilogram | 2,2',5,5'-Tetrachlorobiphenyl | ng/kg | Recoverable |  |  |  | Dry |  | 2014-10-03
66968 | PCB congener 53, solids, recoverable, dry weight, nanograms per kilogram | 2,2',5,6'-Tetrachlorobiphenyl | ng/kg | Recoverable |  |  |  | Dry |  | 2014-10-03
66969 | PCB congener 54, solids, recoverable, dry weight, nanograms per kilogram | 2,2',6,6'-Tetrachlorobiphenyl | ng/kg | Recoverable |  |  |  | Dry |  | 2014-10-03
66970 | PCB congener 55, solids, recoverable, dry weight, nanograms per kilogram | 2,3,3',4-Tetrachlorobiphenyl | ng/kg | Recoverable |  |  |  | Dry |  | 2014-10-03
66971 | PCB congener 56, solids, recoverable, dry weight, nanograms per kilogram | 2,3,3',4'-Tetrachlorobiphenyl | ng/kg | Recoverable |  |  |  | Dry |  | 2014-10-03
66972 | PCB congener 57, solids, recoverable, dry weight, nanograms per kilogram | 2,3,3',5-Tetrachlorobiphenyl | ng/kg | Recoverable |  |  |  | Dry |  | 2014-10-03
66973 | PCB congener 58, solids, recoverable, dry weight, nanograms per kilogram | 2,3,3',5'-Tetrachlorobiphenyl | ng/kg | Recoverable |  |  |  | Dry |  | 2014-10-03
66974 | PCB congener 59, solids, recoverable, dry weight, nanograms per kilogram | 2,3,3',6-Tetrachlorobiphenyl | ng/kg | Recoverable |  |  |  | Dry |  | 2014-10-03
66975 | PCB congener 60, solids, recoverable, dry weight, nanograms per kilogram | 2,3,4,4'-Tetrachlorobiphenyl | ng/kg | Recoverable |  |  |  | Dry |  | 2014-10-03
66976 | PCB congener 61, solids, recoverable, dry weight, nanograms per kilogram | 2,3,4,5-Tetrachlorobiphenyl | ng/kg | Recoverable |  |  |  | Dry |  | 2014-10-03
66977 | PCB congener 62, solids, recoverable, dry weight, nanograms per kilogram | 2,3,4,6-Tetrachlorobiphenyl | ng/kg | Recoverable |  |  |  | Dry |  | 2014-10-03
66978 | PCB congener 63, solids, recoverable, dry weight, nanograms per kilogram | 2,3,4',5-Tetrachlorobiphenyl | ng/kg | Recoverable |  |  |  | Dry |  | 2014-10-03
66979 | PCB congener 64, solids, recoverable, dry weight, nanograms per kilogram | 2,3,4',6-Tetrachlorobiphenyl | ng/kg | Recoverable |  |  |  | Dry |  | 2014-10-03
66980 | PCB congener 65, solids, recoverable, dry weight, nanograms per kilogram | 2,3,5,6-Tetrachlorobiphenyl | ng/kg | Recoverable |  |  |  | Dry |  | 2014-10-03
66981 | PCB congener 66, solids, recoverable, dry weight, nanograms per kilogram | 2,3',4,4'-Tetrachlorobiphenyl | ng/kg | Recoverable |  |  |  | Dry |  | 2014-10-03
66982 | PCB congener 67, solids, recoverable, dry weight, nanograms per kilogram | 2,3',4,5-Tetrachlorobiphenyl | ng/kg | Recoverable |  |  |  | Dry |  | 2014-10-03
66983 | PCB congener 68, solids, recoverable, dry weight, nanograms per kilogram | 2,3',4,5'-Tetrachlorobiphenyl | ng/kg | Recoverable |  |  |  | Dry |  | 2014-10-03
66984 | PCB congener 69, solids, recoverable, dry weight, nanograms per kilogram | 2,3',4,6-Tetrachlorobiphenyl | ng/kg | Recoverable |  |  |  | Dry |  | 2014-10-03
66985 | PCB congener 70, solids, recoverable, dry weight, nanograms per kilogram | 2,3',4',5-Tetrachlorobiphenyl | ng/kg | Recoverable |  |  |  | Dry |  | 2014-10-03
66986 | PCB congener 71, solids, recoverable, dry weight, nanograms per kilogram | 2,3',4',6-Tetrachlorobiphenyl | ng/kg | Recoverable |  |  |  | Dry |  | 2014-10-03
66987 | PCB congener 72, solids, recoverable, dry weight, nanograms per kilogram | 2,3',5,5'-Tetrachlorobiphenyl | ng/kg | Recoverable |  |  |  | Dry |  | 2014-10-03
66988 | PCB congener 73, solids, recoverable, dry weight, nanograms per kilogram | 2,3',5',6-Tetrachlorobiphenyl | ng/kg | Recoverable |  |  |  | Dry |  | 2014-10-03
66989 | PCB congener 74, solids, recoverable, dry weight, nanograms per kilogram | 2,4,4',5-Tetrachlorobiphenyl | ng/kg | Recoverable |  |  |  | Dry |  | 2014-10-03
66990 | PCB congener 75, solids, recoverable, dry weight, nanograms per kilogram | 2,4,4',6-Tetrachlorobiphenyl | ng/kg | Recoverable |  |  |  | Dry |  | 2014-10-03
66991 | PCB congener 76, solids, recoverable, dry weight, nanograms per kilogram | 2,3',4',5'-Tetrachlorobiphenyl | ng/kg | Recoverable |  |  |  | Dry |  | 2014-10-03
66992 | PCB congener 77, solids, recoverable, dry weight, nanograms per kilogram | 3,3',4,4'-Tetrachlorobiphenyl | ng/kg | Recoverable |  |  |  | Dry |  | 2014-10-03
66993 | PCB congener 78, solids, recoverable, dry weight, nanograms per kilogram | 3,3',4,5-Tetrachlorobiphenyl | ng/kg | Recoverable |  |  |  | Dry |  | 2014-10-03
66994 | PCB congener 79, solids, recoverable, dry weight, nanograms per kilogram | 3,3',4,5'-Tetrachlorobiphenyl | ng/kg | Recoverable |  |  |  | Dry |  | 2014-10-03
66995 | PCB congener 80, solids, recoverable, dry weight, nanograms per kilogram | 3,3',5,5'-Tetrachlorobiphenyl | ng/kg | Recoverable |  |  |  | Dry |  | 2014-10-03
66996 | PCB congener 81, solids, recoverable, dry weight, nanograms per kilogram | 3,4,4',5-Tetrachlorobiphenyl | ng/kg | Recoverable |  |  |  | Dry |  | 2014-10-03
66997 | PCB congener 82, solids, recoverable, dry weight, nanograms per kilogram | 2,2',3,3',4-Pentachlorobiphenyl | ng/kg | Recoverable |  |  |  | Dry |  | 2014-10-03
66998 | PCB congener 83, solids, recoverable, dry weight, nanograms per kilogram | 2,2',3,3',5-Pentachlorobiphenyl | ng/kg | Recoverable |  |  |  | Dry |  | 2014-10-03
66999 | PCB congener 84, solids, recoverable, dry weight, nanograms per kilogram | 2,2',3,3',6-Pentachlorobiphenyl | ng/kg | Recoverable |  |  |  | Dry |  | 2014-10-03
67000 | PCB congener 85, solids, recoverable, dry weight, nanograms per kilogram | 2,2',3,4,4'-Pentachlorobiphenyl | ng/kg | Recoverable |  |  |  | Dry |  | 2014-10-03
67001 | PCB congener 86, solids, recoverable, dry weight, nanograms per kilogram | 2,2',3,4,5-Pentachlorobiphenyl | ng/kg | Recoverable |  |  |  | Dry |  | 2014-10-03
67002 | PCB congener 87, solids, recoverable, dry weight, nanograms per kilogram | 2,2',3,4,5'-Pentachlorobiphenyl | ng/kg | Recoverable |  |  |  | Dry |  | 2014-10-03
67003 | PCB congener 88, solids, recoverable, dry weight, nanograms per kilogram | 2,2',3,4,6-Pentachlorobiphenyl | ng/kg | Recoverable |  |  |  | Dry |  | 2014-10-03
67004 | PCB congener 89, solids, recoverable, dry weight, nanograms per kilogram | 2,2',3,4,6'-Pentachlorobiphenyl | ng/kg | Recoverable |  |  |  | Dry |  | 2014-10-03
67005 | PCB congener 90, solids, recoverable, dry weight, nanograms per kilogram | 2,2',3,4',5-Pentachlorobiphenyl | ng/kg | Recoverable |  |  |  | Dry |  | 2014-10-03
67006 | PCB congener 91, solids, recoverable, dry weight, nanograms per kilogram | 2,2',3,4',6-Pentachlorobiphenyl | ng/kg | Recoverable |  |  |  | Dry |  | 2014-10-03
67007 | PCB congener 92, solids, recoverable, dry weight, nanograms per kilogram | 2,2',3,5,5'-Pentachlorobiphenyl | ng/kg | Recoverable |  |  |  | Dry |  | 2014-10-03
67008 | PCB congener 93, solids, recoverable, dry weight, nanograms per kilogram | 2,2',3,5,6-Pentachlorobiphenyl | ng/kg | Recoverable |  |  |  | Dry |  | 2014-10-03
67009 | PCB congener 94, solids, recoverable, dry weight, nanograms per kilogram | 2,2',3,5,6'-Pentachlorobiphenyl | ng/kg | Recoverable |  |  |  | Dry |  | 2014-10-03
67010 | PCB congener 95, solids, recoverable, dry weight, nanograms per kilogram | 2,2',3,5',6-Pentachlorobiphenyl | ng/kg | Recoverable |  |  |  | Dry |  | 2014-10-03
67011 | PCB congener 96, solids, recoverable, dry weight, nanograms per kilogram | 2,2',3,6,6'-Pentachlorobiphenyl | ng/kg | Recoverable |  |  |  | Dry |  | 2014-10-03
67012 | PCB congener 97, solids, recoverable, dry weight, nanograms per kilogram | 2,2',3,4',5'-Pentachlorobiphenyl | ng/kg | Recoverable |  |  |  | Dry |  | 2014-10-03
67013 | PCB congener 98, solids, recoverable, dry weight, nanograms per kilogram | 2,2',3,4',6'-Pentachlorobiphenyl | ng/kg | Recoverable |  |  |  | Dry |  | 2014-10-03
67014 | PCB congener 99, solids, recoverable, dry weight, nanograms per kilogram | 2,2',4,4',5-Pentachlorobiphenyl | ng/kg | Recoverable |  |  |  | Dry |  | 2014-10-03
67015 | PCB congener 100, solids, recoverable, dry weight, nanograms per kilogram | 2,2',4,4',6-Pentachlorobiphenyl | ng/kg | Recoverable |  |  |  | Dry |  | 2014-10-03
67016 | PCB congener 101, solids, recoverable, dry weight, nanograms per kilogram | 2,2',4,5,5'-Pentachlorobiphenyl | ng/kg | Recoverable |  |  |  | Dry |  | 2014-10-03
67017 | PCB congener 102, solids, recoverable, dry weight, nanograms per kilogram | 2,2',4,5,6'-Pentachlorobiphenyl | ng/kg | Recoverable |  |  |  | Dry |  | 2014-10-03
67018 | PCB congener 103, solids, recoverable, dry weight, nanograms per kilogram | 2,2',4,5',6-Pentachlorobiphenyl | ng/kg | Recoverable |  |  |  | Dry |  | 2014-10-03
67019 | PCB congener 104, solids, recoverable, dry weight, nanograms per kilogram | 2,2',4,6,6'-Pentachlorobiphenyl | ng/kg | Recoverable |  |  |  | Dry |  | 2014-10-03
67020 | PCB congener 105, solids, recoverable, dry weight, nanograms per kilogram | 2,3,3',4,4'-Pentachlorobiphenyl | ng/kg | Recoverable |  |  |  | Dry |  | 2014-10-03
67021 | PCB congener 106, solids, recoverable, dry weight, nanograms per kilogram | 2,3,3',4,5-Pentachlorobiphenyl | ng/kg | Recoverable |  |  |  | Dry |  | 2014-10-03
67022 | PCB congener 107, solids, recoverable, dry weight, nanograms per kilogram | 2,3,3',4',5-Pentachlorobiphenyl | ng/kg | Recoverable |  |  |  | Dry |  | 2014-10-03
67023 | PCB congener 108, solids, recoverable, dry weight, nanograms per kilogram | 2,3,3',4,5'-Pentachlorobiphenyl | ng/kg | Recoverable |  |  |  | Dry |  | 2014-10-03
67024 | PCB congener 109, solids, recoverable, dry weight, nanograms per kilogram | 2,3,3',4,6-Pentachlorobiphenyl | ng/kg | Recoverable |  |  |  | Dry |  | 2014-10-03
67025 | PCB congener 110, solids, recoverable, dry weight, nanograms per kilogram | 2,3,3',4',6-Pentachlorobiphenyl | ng/kg | Recoverable |  |  |  | Dry |  | 2014-10-03
67026 | PCB congener 111, solids, recoverable, dry weight, nanograms per kilogram | 2,3,3',5,5'-Pentachlorobiphenyl | ng/kg | Recoverable |  |  |  | Dry |  | 2014-10-03
67027 | PCB congener 112, solids, recoverable, dry weight, nanograms per kilogram | 2,3,3',5,6-Pentachlorobiphenyl | ng/kg | Recoverable |  |  |  | Dry |  | 2014-10-03
67028 | PCB congener 113, solids, recoverable, dry weight, nanograms per kilogram | 2,3,3',5',6-Pentachlorobiphenyl | ng/kg | Recoverable |  |  |  | Dry |  | 2014-10-03
67029 | PCB congener 114, solids, recoverable, dry weight, nanograms per kilogram | 2,3,4,4',5-Pentachlorobiphenyl | ng/kg | Recoverable |  |  |  | Dry |  | 2014-10-03
67030 | PCB congener 115, solids, recoverable, dry weight, nanograms per kilogram | 2,3,4,4',6-Pentachlorobiphenyl | ng/kg | Recoverable |  |  |  | Dry |  | 2014-10-03
67031 | PCB congener 116, solids, recoverable, dry weight, nanograms per kilogram | 2,3,4,5,6-Pentachlorobiphenyl | ng/kg | Recoverable |  |  |  | Dry |  | 2014-10-03
67032 | PCB congener 117, solids, recoverable, dry weight, nanograms per kilogram | 2,3,4',5,6-Pentachlorobiphenyl | ng/kg | Recoverable |  |  |  | Dry |  | 2014-10-03
67033 | PCB congener 118, solids, recoverable, dry weight, nanograms per kilogram | 2,3',4,4',5-Pentachlorobiphenyl | ng/kg | Recoverable |  |  |  | Dry |  | 2014-10-03
67034 | PCB congener 119, solids, recoverable, dry weight, nanograms per kilogram | 2,3',4,4',6-Pentachlorobiphenyl | ng/kg | Recoverable |  |  |  | Dry |  | 2014-10-03
67035 | PCB congener 120, solids, recoverable, dry weight, nanograms per kilogram | 2,3',4,5,5'-Pentachlorobiphenyl | ng/kg | Recoverable |  |  |  | Dry |  | 2014-10-03
67036 | PCB congener 121, solids, recoverable, dry weight, nanograms per kilogram | 2,3',4,5',6-Pentachlorobiphenyl | ng/kg | Recoverable |  |  |  | Dry |  | 2014-10-03
67037 | PCB congener 122, solids, recoverable, dry weight, nanograms per kilogram | 2,3,3',4',5'-Pentachlorobiphenyl | ng/kg | Recoverable |  |  |  | Dry |  | 2014-10-03
67038 | PCB congener 123, solids, recoverable, dry weight, nanograms per kilogram | 2,3',4,4',5'-Pentachlorobiphenyl | ng/kg | Recoverable |  |  |  | Dry |  | 2014-10-03
67039 | PCB congener 124, solids, recoverable, dry weight, nanograms per kilogram | 2,3',4',5,5'-Pentachlorobiphenyl | ng/kg | Recoverable |  |  |  | Dry |  | 2014-10-03
67040 | PCB congener 125, solids, recoverable, dry weight, nanograms per kilogram | 2,3',4',5',6-Pentachlorobiphenyl | ng/kg | Recoverable |  |  |  | Dry |  | 2014-10-03
67041 | PCB congener 126, solids, recoverable, dry weight, nanograms per kilogram | 3,3',4,4',5-Pentachlorobiphenyl | ng/kg | Recoverable |  |  |  | Dry |  | 2014-10-03
67042 | PCB congener 127, solids, recoverable, dry weight, nanograms per kilogram | 3,3',4,5,5'-Pentachlorobiphenyl | ng/kg | Recoverable |  |  |  | Dry |  | 2014-10-03
67043 | PCB congener 128, solids, recoverable, dry weight, nanograms per kilogram | 2,2',3,3',4,4'-Hexachlorobiphenyl | ng/kg | Recoverable |  |  |  | Dry |  | 2014-10-03
67044 | PCB congener 129, solids, recoverable, dry weight, nanograms per kilogram | 2,2',3,3',4,5-Hexachlorobiphenyl | ng/kg | Recoverable |  |  |  | Dry |  | 2014-10-03
67045 | PCB congener 130, solids, recoverable, dry weight, nanograms per kilogram | 2,2',3,3',4,5'-Hexachlorobiphenyl | ng/kg | Recoverable |  |  |  | Dry |  | 2014-10-03
67046 | PCB congener 131, solids, recoverable, dry weight, nanograms per kilogram | 2,2',3,3',4,6-Hexachlorobiphenyl | ng/kg | Recoverable |  |  |  | Dry |  | 2014-10-03
67047 | PCB congener 132, solids, recoverable, dry weight, nanograms per kilogram | 2,2',3,3',4,6'-Hexachlorobiphenyl | ng/kg | Recoverable |  |  |  | Dry |  | 2014-10-03
67048 | PCB congener 133, solids, recoverable, dry weight, nanograms per kilogram | 2,2',3,3',5,5'-Hexachlorobiphenyl | ng/kg | Recoverable |  |  |  | Dry |  | 2014-10-03
67049 | PCB congener 134, solids, recoverable, dry weight, nanograms per kilogram | 2,2',3,3',5,6-Hexachlorobiphenyl | ng/kg | Recoverable |  |  |  | Dry |  | 2014-10-03
67050 | PCB congener 135, solids, recoverable, dry weight, nanograms per kilogram | 2,2',3,3',5,6'-Hexachlorobiphenyl | ng/kg | Recoverable |  |  |  | Dry |  | 2014-10-03
67051 | PCB congener 136, solids, recoverable, dry weight, nanograms per kilogram | 2,2',3,3',6,6'-Hexachlorobiphenyl | ng/kg | Recoverable |  |  |  | Dry |  | 2014-10-03
67052 | PCB congener 137, solids, recoverable, dry weight, nanograms per kilogram | 2,2',3,4,4',5-Hexachlorobiphenyl | ng/kg | Recoverable |  |  |  | Dry |  | 2014-10-03
67053 | PCB congener 138, solids, recoverable, dry weight, nanograms per kilogram | 2,2',3,4,4',5'-Hexachlorobiphenyl | ng/kg | Recoverable |  |  |  | Dry |  | 2014-10-03
67054 | PCB congener 139, solids, recoverable, dry weight, nanograms per kilogram | 2,2',3,4,4',6-Hexachlorobiphenyl | ng/kg | Recoverable |  |  |  | Dry |  | 2014-10-03
67055 | PCB congener 140, solids, recoverable, dry weight, nanograms per kilogram | 2,2',3,4,4',6'-Hexachlorobiphenyl | ng/kg | Recoverable |  |  |  | Dry |  | 2014-10-03
67056 | PCB congener 141, solids, recoverable, dry weight, nanograms per kilogram | 2,2',3,4,5,5'-Hexachlorobiphenyl | ng/kg | Recoverable |  |  |  | Dry |  | 2014-10-03
67057 | PCB congener 142, solids, recoverable, dry weight, nanograms per kilogram | 2,2',3,4,5,6-Hexachlorobiphenyl | ng/kg | Recoverable |  |  |  | Dry |  | 2014-10-03
67058 | PCB congener 143, solids, recoverable, dry weight, nanograms per kilogram | 2,2',3,4,5,6'-Hexachlorobiphenyl | ng/kg | Recoverable |  |  |  | Dry |  | 2014-10-03
67059 | PCB congener 144, solids, recoverable, dry weight, nanograms per kilogram | 2,2',3,4,5',6-Hexachlorobiphenyl | ng/kg | Recoverable |  |  |  | Dry |  | 2014-10-03
67060 | PCB congener 145, solids, recoverable, dry weight, nanograms per kilogram | 2,2',3,4,6,6'-Hexachlorobiphenyl | ng/kg | Recoverable |  |  |  | Dry |  | 2014-10-03
67061 | PCB congener 146, solids, recoverable, dry weight, nanograms per kilogram | 2,2',3,4',5,5'-Hexachlorobiphenyl | ng/kg | Recoverable |  |  |  | Dry |  | 2014-10-03
67062 | PCB congener 147, solids, recoverable, dry weight, nanograms per kilogram | 2,2',3,4',5,6-Hexachlorobiphenyl | ng/kg | Recoverable |  |  |  | Dry |  | 2014-10-03
67063 | PCB congener 148, solids, recoverable, dry weight, nanograms per kilogram | 2,2',3,4',5,6'-Hexachlorobiphenyl | ng/kg | Recoverable |  |  |  | Dry |  | 2014-10-03
67064 | PCB congener 149, solids, recoverable, dry weight, nanograms per kilogram | 2,2',3,4',5',6-Hexachlorobiphenyl | ng/kg | Recoverable |  |  |  | Dry |  | 2014-10-03
67065 | PCB congener 150, solids, recoverable, dry weight, nanograms per kilogram | 2,2',3,4',6,6'-Hexachlorobiphenyl | ng/kg | Recoverable |  |  |  | Dry |  | 2014-10-03
67066 | PCB congener 151, solids, recoverable, dry weight, nanograms per kilogram | 2,2',3,5,5',6-Hexachlorobiphenyl | ng/kg | Recoverable |  |  |  | Dry |  | 2014-10-03
67067 | PCB congener 152, solids, recoverable, dry weight, nanograms per kilogram | 2,2',3,5,6,6'-Hexachlorobiphenyl | ng/kg | Recoverable |  |  |  | Dry |  | 2014-10-03
67068 | PCB congener 153, solids, recoverable, dry weight, nanograms per kilogram | 2,2',4,4',5,5'-Hexachlorobiphenyl | ng/kg | Recoverable |  |  |  | Dry |  | 2014-10-03
67069 | PCB congener 154, solids, recoverable, dry weight, nanograms per kilogram | 2,2',4,4',5,6'-Hexachlorobiphenyl | ng/kg | Recoverable |  |  |  | Dry |  | 2014-10-03
67070 | PCB congener 155, solids, recoverable, dry weight, nanograms per kilogram | 2,2',4,4',6,6'-Hexachlorobiphenyl | ng/kg | Recoverable |  |  |  | Dry |  | 2014-10-03
67071 | PCB congener 156, solids, recoverable, dry weight, nanograms per kilogram | 2,3,3',4,4',5-Hexachlorobiphenyl | ng/kg | Recoverable |  |  |  | Dry |  | 2014-10-03
67072 | PCB congener 157, solids, recoverable, dry weight, nanograms per kilogram | 2,3,3',4,4',5'-Hexachlorobiphenyl | ng/kg | Recoverable |  |  |  | Dry |  | 2014-10-03
67073 | PCB congener 158, solids, recoverable, dry weight, nanograms per kilogram | 2,3,3',4,4',6-Hexachlorobiphenyl | ng/kg | Recoverable |  |  |  | Dry |  | 2014-10-03
67074 | PCB congener 159, solids, recoverable, dry weight, nanograms per kilogram | 2,3,3',4,5,5'-Hexachlorobiphenyl | ng/kg | Recoverable |  |  |  | Dry |  | 2014-10-03
67075 | PCB congener 160, solids, recoverable, dry weight, nanograms per kilogram | 2,3,3',4,5,6-Hexachlorobiphenyl | ng/kg | Recoverable |  |  |  | Dry |  | 2014-10-03
67076 | PCB congener 161, solids, recoverable, dry weight, nanograms per kilogram | 2,3,3',4,5',6-Hexachlorobiphenyl | ng/kg | Recoverable |  |  |  | Dry |  | 2014-10-03
67077 | PCB congener 162, solids, recoverable, dry weight, nanograms per kilogram | 2,3,3',4',5,5'-Hexachlorobiphenyl | ng/kg | Recoverable |  |  |  | Dry |  | 2014-10-03
67078 | PCB congener 163, solids, recoverable, dry weight, nanograms per kilogram | 2,3,3',4',5,6-Hexachlorobiphenyl | ng/kg | Recoverable |  |  |  | Dry |  | 2014-10-03
67079 | PCB congener 164, solids, recoverable, dry weight, nanograms per kilogram | 2,3,3',4',5',6-Hexachlorobiphenyl | ng/kg | Recoverable |  |  |  | Dry |  | 2014-10-03
67080 | PCB congener 165, solids, recoverable, dry weight, nanograms per kilogram | 2,3,3',5,5',6-Hexachlorobiphenyl | ng/kg | Recoverable |  |  |  | Dry |  | 2014-10-03
67081 | PCB congener 166, solids, recoverable, dry weight, nanograms per kilogram | 2,3,4,4',5,6-Hexachlorobiphenyl | ng/kg | Recoverable |  |  |  | Dry |  | 2014-10-03
67082 | PCB congener 167, solids, recoverable, dry weight, nanograms per kilogram | 2,3',4,4',5,5'-Hexachlorobiphenyl | ng/kg | Recoverable |  |  |  | Dry |  | 2014-10-03
67083 | PCB congener 168, solids, recoverable, dry weight, nanograms per kilogram | 2,3',4,4',5',6-Hexachlorobiphenyl | ng/kg | Recoverable |  |  |  | Dry |  | 2014-10-03
67084 | PCB congener 169, solids, recoverable, dry weight, nanograms per kilogram | 3,3',4,4',5,5'-Hexachlorobiphenyl | ng/kg | Recoverable |  |  |  | Dry |  | 2014-10-03
67085 | PCB congener 170, solids, recoverable, dry weight, nanograms per kilogram | 2,2',3,3',4,4',5-Heptachlorobiphenyl | ng/kg | Recoverable |  |  |  | Dry |  | 2014-10-03
67086 | PCB congener 171, solids, recoverable, dry weight, nanograms per kilogram | 2,2',3,3',4,4',6-Heptachlorobiphenyl | ng/kg | Recoverable |  |  |  | Dry |  | 2014-10-03
67087 | PCB congener 172, solids, recoverable, dry weight, nanograms per kilogram | 2,2',3,3',4,5,5'-Heptachlorobiphenyl | ng/kg | Recoverable |  |  |  | Dry |  | 2014-10-03
67088 | PCB congener 173, solids, recoverable, dry weight, nanograms per kilogram | 2,2',3,3',4,5,6-Heptachlorobiphenyl | ng/kg | Recoverable |  |  |  | Dry |  | 2014-10-03
67089 | PCB congener 174, solids, recoverable, dry weight, nanograms per kilogram | 2,2',3,3',4,5,6'-Heptachlorobiphenyl | ng/kg | Recoverable |  |  |  | Dry |  | 2014-10-03
67090 | PCB congener 175, solids, recoverable, dry weight, nanograms per kilogram | 2,2',3,3',4,5',6-Heptachlorobiphenyl | ng/kg | Recoverable |  |  |  | Dry |  | 2014-10-03
67091 | PCB congener 176, solids, recoverable, dry weight, nanograms per kilogram | 2,2',3,3',4,6,6'-Heptachlorobiphenyl | ng/kg | Recoverable |  |  |  | Dry |  | 2014-10-03
67092 | PCB congener 177, solids, recoverable, dry weight, nanograms per kilogram | 2,2',3,3',4',5,6-Heptachlorobiphenyl | ng/kg | Recoverable |  |  |  | Dry |  | 2020-01-21
67093 | PCB congener 178, solids, recoverable, dry weight, nanograms per kilogram | 2,2',3,3',5,5',6-Heptachlorobiphenyl | ng/kg | Recoverable |  |  |  | Dry |  | 2014-10-03
67094 | PCB congener 179, solids, recoverable, dry weight, nanograms per kilogram | 2,2',3,3',5,6,6'-Heptachlorobiphenyl | ng/kg | Recoverable |  |  |  | Dry |  | 2014-10-03
67095 | PCB congener 180, solids, recoverable, dry weight, nanograms per kilogram | 2,2',3,4,4',5,5'-Heptachlorobiphenyl | ng/kg | Recoverable |  |  |  | Dry |  | 2014-10-03
67096 | PCB congener 181, solids, recoverable, dry weight, nanograms per kilogram | 2,2',3,4,4',5,6-Heptachlorobiphenyl | ng/kg | Recoverable |  |  |  | Dry |  | 2014-10-03
67097 | PCB congener 182, solids, recoverable, dry weight, nanograms per kilogram | 2,2',3,4,4',5,6'-Heptachlorobiphenyl | ng/kg | Recoverable |  |  |  | Dry |  | 2014-10-03
67098 | PCB congener 183, solids, recoverable, dry weight, nanograms per kilogram | 2,2',3,4,4',5',6-Heptachlorobiphenyl | ng/kg | Recoverable |  |  |  | Dry |  | 2014-10-03
67099 | PCB congener 184, solids, recoverable, dry weight, nanograms per kilogram | 2,2',3,4,4',6,6'-Heptachlorobiphenyl | ng/kg | Recoverable |  |  |  | Dry |  | 2014-10-03
67100 | PCB congener 185, solids, recoverable, dry weight, nanograms per kilogram | 2,2',3,4,5,5',6-Heptachlorobiphenyl | ng/kg | Recoverable |  |  |  | Dry |  | 2014-10-03
67101 | PCB congener 186, solids, recoverable, dry weight, nanograms per kilogram | 2,2',3,4,5,6,6'-Heptachlorobiphenyl | ng/kg | Recoverable |  |  |  | Dry |  | 2014-10-03
67102 | PCB congener 187, solids, recoverable, dry weight, nanograms per kilogram | 2,2',3,4',5,5',6-Heptachlorobiphenyl | ng/kg | Recoverable |  |  |  | Dry |  | 2014-10-03
67103 | PCB congener 188, solids, recoverable, dry weight, nanograms per kilogram | 2,2',3,4',5,6,6'-Heptachlorobiphenyl | ng/kg | Recoverable |  |  |  | Dry |  | 2014-10-03
67104 | PCB congener 189, solids, recoverable, dry weight, nanograms per kilogram | 2,3,3',4,4',5,5'-Heptachlorobiphenyl | ng/kg | Recoverable |  |  |  | Dry |  | 2014-10-03
67105 | PCB congener 190, solids, recoverable, dry weight, nanograms per kilogram | 2,3,3',4,4',5,6-Heptachlorobiphenyl | ng/kg | Recoverable |  |  |  | Dry |  | 2014-10-03
67106 | PCB congener 191, solids, recoverable, dry weight, nanograms per kilogram | 2,3,3',4,4',5',6-Heptachlorobiphenyl | ng/kg | Recoverable |  |  |  | Dry |  | 2014-10-03
67107 | PCB congener 192, solids, recoverable, dry weight, nanograms per kilogram | 2,3,3',4,5,5',6-Heptachlorobiphenyl | ng/kg | Recoverable |  |  |  | Dry |  | 2014-10-03
67108 | PCB congener 193, solids, recoverable, dry weight, nanograms per kilogram | 2,3,3',4',5,5',6-Heptachlorobiphenyl | ng/kg | Recoverable |  |  |  | Dry |  | 2014-10-03
67109 | PCB congener 194, solids, recoverable, dry weight, nanograms per kilogram | 2,2',3,3',4,4',5,5'-Octachlorobiphenyl | ng/kg | Recoverable |  |  |  | Dry |  | 2014-10-03
67110 | PCB congener 195, solids, recoverable, dry weight, nanograms per kilogram | 2,2',3,3',4,4',5,6-Octachlorobiphenyl | ng/kg | Recoverable |  |  |  | Dry |  | 2014-10-03
67111 | PCB congener 196, solids, recoverable, dry weight, nanograms per kilogram | 2,2',3,3',4,4',5,6'-Octachlorobiphenyl | ng/kg | Recoverable |  |  |  | Dry |  | 2014-10-03
67112 | PCB congener 197, solids, recoverable, dry weight, nanograms per kilogram | 2,2',3,3',4,4',6,6'-Octachlorobiphenyl | ng/kg | Recoverable |  |  |  | Dry |  | 2014-10-03
67113 | PCB congener 198, solids, recoverable, dry weight, nanograms per kilogram | 2,2',3,3',4,5,5',6-Octachlorobiphenyl | ng/kg | Recoverable |  |  |  | Dry |  | 2014-10-03
67114 | PCB congener 199, solids, recoverable, dry weight, nanograms per kilogram | 2,2',3,3',4,5,5',6'-Octachlorobiphenyl | ng/kg | Recoverable |  |  |  | Dry |  | 2014-10-03
67115 | PCB congener 200, solids, recoverable, dry weight, nanograms per kilogram | 2,2',3,3',4,5,6,6'-Octachlorobiphenyl | ng/kg | Recoverable |  |  |  | Dry |  | 2014-10-03
67116 | PCB congener 201, solids, recoverable, dry weight, nanograms per kilogram | 2,2',3,3',4,5',6,6'-Octachlorobiphenyl | ng/kg | Recoverable |  |  |  | Dry |  | 2014-10-03
67117 | PCB congener 202, solids, recoverable, dry weight, nanograms per kilogram | 2,2',3,3',5,5',6,6'-Octachlorobiphenyl | ng/kg | Recoverable |  |  |  | Dry |  | 2014-10-03
67118 | PCB congener 203, solids, recoverable, dry weight, nanograms per kilogram | 2,2',3,4,4',5,5',6-Octachlorobiphenyl | ng/kg | Recoverable |  |  |  | Dry |  | 2014-10-03
67119 | PCB congener 204, solids, recoverable, dry weight, nanograms per kilogram | 2,2',3,4,4',5,6,6'-Octachlorobiphenyl | ng/kg | Recoverable |  |  |  | Dry |  | 2014-10-03
67120 | PCB congener 205, solids, recoverable, dry weight, nanograms per kilogram | 2,3,3',4,4',5,5',6-Octachlorobiphenyl | ng/kg | Recoverable |  |  |  | Dry |  | 2014-10-03
67121 | PCB congener 206, solids, recoverable, dry weight, nanograms per kilogram | 2,2',3,3',4,4',5,5',6-Nonachlorobiphenyl | ng/kg | Recoverable |  |  |  | Dry |  | 2014-10-03
67122 | PCB congener 207, solids, recoverable, dry weight, nanograms per kilogram | 2,2',3,3',4,4',5,6,6'-Nonachlorobiphenyl | ng/kg | Recoverable |  |  |  | Dry |  | 2014-10-03
67123 | PCB congener 208, solids, recoverable, dry weight, nanograms per kilogram | 2,2',3,3',4,5,5',6,6'-Nonachlorobiphenyl | ng/kg | Recoverable |  |  |  | Dry |  | 2014-10-03
67124 | PCB congener 209, solids, recoverable, dry weight, nanograms per kilogram | Decachlorobiphenyl | ng/kg | Recoverable |  |  |  | Dry |  | 2014-10-03
67125 | Acetaminophen, water, filtered, recoverable, nanograms per liter | Acetaminophen | ng/l | Dissolved | [5 empty] | 2014-10-03
67126 | Albuterol, water, filtered, recoverable, nanograms per liter | Albuterol | ng/l | Dissolved | [5 empty] | 2020-01-21
67127 | Aspirin, water, filtered, recoverable, nanograms per liter | Aspirin | ng/l | Dissolved | [5 empty] | 2015-01-05
67128 | Azithromycin, water, filtered, recoverable, nanograms per liter | Azithromycin | ng/l | Dissolved | [5 empty] | 2014-10-03
67129 | Bupropion, water, filtered, recoverable, nanograms per liter | Bupropion | ng/l | Dissolved | [5 empty] | 2014-10-03
67130 | Caffeine, water, filtered, recoverable, nanograms per liter | Caffeine | ng/l | Dissolved | [5 empty] | 2014-10-03
67131 | Carbamazepine, water, filtered, recoverable, nanograms per liter | Carbamazepine | ng/l | Dissolved | [5 empty] | 2014-10-03
67132 | Cimetidine, water, filtered, recoverable, nanograms per liter | Cimetidine | ng/l | Dissolved | [5 empty] | 2014-10-03
67133 | Citalopram, water, filtered, recoverable, nanograms per liter | Citalopram | ng/l | Dissolved | [5 empty] | 2014-10-03
67134 | Clofibric acid, water, filtered, recoverable, nanograms per liter | Clofibric acid | ng/l | Dissolved | [5 empty] | 2014-10-03
67135 | Codeine, water, filtered, recoverable, nanograms per liter | Codeine | ng/l | Dissolved | [5 empty] | 2014-10-03
67136 | Cotinine, water, filtered, recoverable, nanograms per liter | Cotinine | ng/l | Dissolved | [5 empty] | 2014-10-03
67137 | Dehydronifedipine, water, filtered, recoverable, nanograms per liter | Dehydronifedipine | ng/l | Dissolved | [5 empty] | 2014-10-03
67138 | Diclofenac, water, filtered, recoverable, nanograms per liter | Diclofenac | ng/l | Dissolved | [5 empty] | 2014-10-03
67139 | Diltiazem, water, filtered, recoverable, nanograms per liter | Diltiazem | ng/l | Dissolved | [5 empty] | 2014-10-03
67140 | 1,7-Dimethylxanthine, water, filtered, recoverable, nanograms per liter | 1,7-Dimethylxanthine | ng/l | Dissolved | [5 empty] | 2014-10-03
67141 | Diphenhydramine, water, filtered, recoverable, nanograms per liter | Ethanamine, 2-(diphenylmethoxy)-N,N-dimethyl- | ng/l | Dissolved | [5 empty] | 2014-10-03
67142 | Duloxetine, water, filtered, recoverable, nanograms per liter | Duloxetine | ng/l | Dissolved | [5 empty] | 2014-10-03
67143 | Enalaprilat, water, filtered, recoverable, nanograms per liter | Enalaprilat | ng/l | Dissolved | [5 empty] | 2014-10-03
67144 | Erythromycin, water, filtered, recoverable, nanograms per liter | Erythromycin | ng/l | Dissolved | [5 empty] | 2014-10-03
67145 | Fluoxetine, water, filtered, recoverable, nanograms per liter | Fluoxetine | ng/l | Dissolved | [5 empty] | 2014-10-03
67146 | Fluvoxamine, water, filtered, recoverable, nanograms per liter | Fluvoxamine | ng/l | Dissolved | [5 empty] | 2014-10-03
67147 | Furosemide, water, filtered, recoverable, nanograms per liter | Furosemide | ng/l | Dissolved | [5 empty] | 2014-10-03
67148 | Gemfibrozil, water, filtered, recoverable, nanograms per liter | Gemfibrozil | ng/l | Dissolved | [5 empty] | 2014-10-03
67149 | Hydrochlorothiazide, water, filtered, recoverable, nanograms per liter | Hydrochlorothiazide | ng/l | Dissolved | [5 empty] | 2014-10-03
67150 | Ibuprofen, water, filtered, recoverable, nanograms per liter | Benzeneacetic acid, .alpha.-methyl-4-(2-methylpropyl)- | ng/l | Dissolved | [5 empty] | 2014-10-03
67151 | Ketoprofen, water, filtered, recoverable, nanograms per liter | Ketoprofen | ng/l | Dissolved | [5 empty] | 2014-10-03
67152 | Miconazole, water, filtered, recoverable, nanograms per liter | Miconazole | ng/l | Dissolved | [5 empty] | 2014-10-03
67153 | Naproxen, water, filtered, recoverable, nanograms per liter | Naproxen | ng/l | Dissolved | [5 empty] | 2014-10-03
67154 | Norfluoxetine, water, filtered, recoverable, nanograms per liter | Norfluoxetine | ng/l | Dissolved | [5 empty] | 2014-10-03
67155 | Norsertraline, water, filtered, recoverable, nanograms per liter | Norsertraline hydrochloride | ng/l | Dissolved | [5 empty] | 2014-10-03
67156 | Paroxetine, water, filtered, recoverable, nanograms per liter | Paroxetine | ng/l | Dissolved | [5 empty] | 2014-10-03
67157 | Ranitidine, water, filtered, recoverable, nanograms per liter | Ranitidine | ng/l | Dissolved | [5 empty] | 2014-10-03
67158 | Sertraline, water, filtered, recoverable, nanograms per liter | Sertraline | ng/l | Dissolved | [5 empty] | 2014-10-03
67159 | Simvastatin, water, filtered, recoverable, nanograms per liter | Simvastatin | ng/l | Dissolved | [5 empty] | 2014-10-03
67160 | Sulfamethoxazole, water, filtered, recoverable, nanograms per liter | Sulfamethoxazole | ng/l | Dissolved | [5 empty] | 2014-10-03
67161 | Thiabendazole, water, filtered, recoverable, nanograms per liter | Thiabendazole | ng/l | Dissolved | [5 empty] | 2014-10-03
67162 | Triclocarban, water, filtered, recoverable, nanograms per liter | Triclocarban | ng/l | Dissolved | [5 empty] | 2014-10-03
67163 | Triclosan, water, filtered, recoverable, nanograms per liter | Triclosan | ng/l | Dissolved | [5 empty] | 2014-10-03
67164 | Trimethoprim, water, filtered, recoverable, nanograms per liter | Trimethoprim | ng/l | Dissolved | [5 empty] | 2014-10-03
67165 | Venlafaxine, water, filtered, recoverable, nanograms per liter | Venlafaxine | ng/l | Dissolved | [5 empty] | 2014-10-03
67166 | Warfarin, water, filtered, recoverable, nanograms per liter | Warfarin | ng/l | Dissolved | [5 empty] | 2014-10-03
67167 | Bupropion, water, unfiltered, recoverable, nanograms per liter | Bupropion | ng/l | Recoverable | [5 empty] | 2014-10-03
67168 | Caffeine, water, unfiltered, recoverable, nanograms per liter | Caffeine | ng/l | Recoverable | [5 empty] | 2014-10-03
67169 | Citalopram, water, unfiltered, recoverable, nanograms per liter | Citalopram | ng/l | Recoverable | [5 empty] | 2014-10-03
67170 | Codeine, water, unfiltered, recoverable, nanograms per liter | Codeine | ng/l | Recoverable | [5 empty] | 2014-10-03
67171 | Cotinine, water, unfiltered, recoverable, nanograms per liter | Cotinine | ng/l | Recoverable | [5 empty] | 2014-10-03
67172 | Duloxetine, water, unfiltered, recoverable, nanograms per liter | Duloxetine | ng/l | Recoverable | [5 empty] | 2014-10-03
67173 | Enalaprilat, water, unfiltered, recoverable, nanograms per liter | Enalaprilat | ng/l | Recoverable | [5 empty] | 2014-10-03
67174 | Fluvoxamine, water, unfiltered, recoverable, nanograms per liter | Fluvoxamine | ng/l | Recoverable | [5 empty] | 2014-10-03
67175 | Norfluoxetine, water, unfiltered, recoverable, nanograms per liter | Norfluoxetine | ng/l | Recoverable | [5 empty] | 2014-10-03
67176 | Norsertraline, water, unfiltered, recoverable, nanograms per liter | Norsertraline hydrochloride | ng/l | Recoverable | [5 empty] | 2014-10-03
67177 | Paroxetine, water, unfiltered, recoverable, nanograms per liter | Paroxetine | ng/l | Recoverable | [5 empty] | 2014-10-03
67178 | Ranitidine, water, unfiltered, recoverable, nanograms per liter | Ranitidine | ng/l | Recoverable | [5 empty] | 2014-10-03
67179 | Triclocarban, water, unfiltered, recoverable, nanograms per liter | Triclocarban | ng/l | Recoverable | [5 empty] | 2014-10-03
67180 | Triclosan, water, unfiltered, recoverable, nanograms per liter | Triclosan | ng/l | Recoverable | [5 empty] | 2014-10-03
67181 | Venlafaxine, water, unfiltered, recoverable, nanograms per liter | Venlafaxine | ng/l | Recoverable | [5 empty] | 2014-10-03
67182 | Acetaminophen, biota, tissue, recoverable, wet weight, micrograms per kilogram | Acetaminophen | ug/kg | Recoverable |  |  |  | Wet |  | 2014-10-03
67183 | Albuterol, biota, tissue, recoverable, wet weight, micrograms per kilogram | Albuterol | ug/kg | Recoverable |  |  |  | Wet |  | 2020-01-21
67184 | Aspirin, biota, tissue, recoverable, wet weight, micrograms per kilogram | Aspirin | ug/kg | Recoverable |  |  |  | Wet |  | 2015-01-05
67185 | Azithromycin, biota, tissue, recoverable, wet weight, micrograms per kilogram | Azithromycin | ug/kg | Recoverable |  |  |  | Wet |  | 2014-10-03
67186 | Bupropion, biota, tissue, recoverable, wet weight, micrograms per kilogram | Bupropion | ug/kg | Recoverable |  |  |  | Wet |  | 2014-10-03
67187 | Caffeine, biota, tissue, recoverable, wet weight, micrograms per kilogram | Caffeine | ug/kg | Recoverable |  |  |  | Wet |  | 2014-10-03
67188 | Carbamazepine, biota, tissue, recoverable, wet weight, micrograms per kilogram | Carbamazepine | ug/kg | Recoverable |  |  |  | Wet |  | 2014-10-03
67189 | Cimetidine, biota, tissue, recoverable, wet weight, micrograms per kilogram | Cimetidine | ug/kg | Recoverable |  |  |  | Wet |  | 2014-10-03
67190 | Citalopram, biota, tissue, recoverable, wet weight, micrograms per kilogram | Citalopram | ug/kg | Recoverable |  |  |  | Wet |  | 2014-10-03
67191 | Clofibric acid, biota, tissue, recoverable, wet weight, micrograms per kilogram | Clofibric acid | ug/kg | Recoverable |  |  |  | Wet |  | 2014-10-03
67192 | Codeine, biota, tissue, recoverable, wet weight, micrograms per kilogram | Codeine | ug/kg | Recoverable |  |  |  | Wet |  | 2014-10-03
67193 | Cotinine, biota, tissue, recoverable, wet weight, micrograms per kilogram | Cotinine | ug/kg | Recoverable |  |  |  | Wet |  | 2014-10-03
67194 | Dehydronifedipine, biota, tissue, recoverable, wet weight, micrograms per kilogram | Dehydronifedipine | ug/kg | Recoverable |  |  |  | Wet |  | 2014-10-03
67195 | Diclofenac, biota, tissue, recoverable, wet weight, micrograms per kilogram | Diclofenac | ug/kg | Recoverable |  |  |  | Wet |  | 2014-10-03
67196 | Diltiazem, biota, tissue, recoverable, wet weight, micrograms per kilogram | Diltiazem | ug/kg | Recoverable |  |  |  | Wet |  | 2014-10-03
67197 | 1,7-Dimethylxanthine, biota, tissue, recoverable, wet weight, micrograms per kilogram | 1,7-Dimethylxanthine | ug/kg | Recoverable |  |  |  | Wet |  | 2014-10-03
67198 | Diphenhydramine, biota, tissue, recoverable, wet weight, micrograms per kilogram | Ethanamine, 2-(diphenylmethoxy)-N,N-dimethyl- | ug/kg | Recoverable |  |  |  | Wet |  | 2014-10-03
67199 | Duloxetine, biota, tissue, recoverable, wet weight, micrograms per kilogram | Duloxetine | ug/kg | Recoverable |  |  |  | Wet |  | 2014-10-03
67200 | Enalaprilat, biota, tissue, recoverable, wet weight, micrograms per kilogram | Enalaprilat | ug/kg | Recoverable |  |  |  | Wet |  | 2014-10-03
67201 | Erythromycin, biota, tissue, recoverable, wet weight, micrograms per kilogram | Erythromycin | ug/kg | Recoverable |  |  |  | Wet |  | 2014-10-03
67202 | Fluoxetine, biota, tissue, recoverable, wet weight, micrograms per kilogram | Fluoxetine | ug/kg | Recoverable |  |  |  | Wet |  | 2014-10-03
67203 | Fluvoxamine, biota, tissue, recoverable, wet weight, micrograms per kilogram | Fluvoxamine | ug/kg | Recoverable |  |  |  | Wet |  | 2014-10-03
67204 | Furosemide, biota, tissue, recoverable, wet weight, micrograms per kilogram | Furosemide | ug/kg | Recoverable |  |  |  | Wet |  | 2014-10-03
67205 | Gemfibrozil, biota, tissue, recoverable, wet weight, micrograms per kilogram | Gemfibrozil | ug/kg | Recoverable |  |  |  | Wet |  | 2014-10-03
67206 | Hydrochlorothiazide, biota, tissue, recoverable, wet weight, micrograms per kilogram | Hydrochlorothiazide | ug/kg | Recoverable |  |  |  | Wet |  | 2014-10-03
67207 | Ibuprofen, biota, tissue, recoverable, wet weight, micrograms per kilogram | Benzeneacetic acid, .alpha.-methyl-4-(2-methylpropyl)- | ug/kg | Recoverable |  |  |  | Wet |  | 2014-10-03
67208 | Ketoprofen, biota, tissue, recoverable, wet weight, micrograms per kilogram | Ketoprofen | ug/kg | Recoverable |  |  |  | Wet |  | 2014-10-03
67209 | Miconazole, biota, tissue, recoverable, wet weight, micrograms per kilogram | Miconazole | ug/kg | Recoverable |  |  |  | Wet |  | 2014-10-03
67210 | Naproxen, biota, tissue, recoverable, wet weight, micrograms per kilogram | Naproxen | ug/kg | Recoverable |  |  |  | Wet |  | 2014-10-03
67211 | Norfluoxetine, biota, tissue, recoverable, wet weight, micrograms per kilogram | Norfluoxetine | ug/kg | Recoverable |  |  |  | Wet |  | 2014-10-03
67212 | Norsertraline, biota, tissue, recoverable, wet weight, micrograms per kilogram | Norsertraline hydrochloride | ug/kg | Recoverable |  |  |  | Wet |  | 2014-10-03
67213 | Paroxetine, biota, tissue, recoverable, wet weight, micrograms per kilogram | Paroxetine | ug/kg | Recoverable |  |  |  | Wet |  | 2014-10-03
67214 | Ranitidine, biota, tissue, recoverable, wet weight, micrograms per kilogram | Ranitidine | ug/kg | Recoverable |  |  |  | Wet |  | 2014-10-03
67215 | Sertraline, biota, tissue, recoverable, wet weight, micrograms per kilogram | Sertraline | ug/kg | Recoverable |  |  |  | Wet |  | 2014-10-03
67216 | Simvastatin, biota, tissue, recoverable, wet weight, micrograms per kilogram | Simvastatin | ug/kg | Recoverable |  |  |  | Wet |  | 2014-10-03
67217 | Sulfamethoxazole, biota, tissue, recoverable, wet weight, micrograms per kilogram | Sulfamethoxazole | ug/kg | Recoverable |  |  |  | Wet |  | 2014-10-03
67218 | Thiabendazole, biota, tissue, recoverable, wet weight, micrograms per kilogram | Thiabendazole | ug/kg | Recoverable |  |  |  | Wet |  | 2014-10-03
67219 | Triclocarban, biota, tissue, recoverable, wet weight, micrograms per kilogram | Triclocarban | ug/kg | Recoverable |  |  |  | Wet |  | 2014-10-03
67220 | Trimethoprim, biota, tissue, recoverable, wet weight, micrograms per kilogram | Trimethoprim | ug/kg | Recoverable |  |  |  | Wet |  | 2014-10-03
67221 | Venlafaxine, biota, tissue, recoverable, wet weight, micrograms per kilogram | Venlafaxine | ug/kg | Recoverable |  |  |  | Wet |  | 2014-10-03
67222 | Warfarin, biota, tissue, recoverable, wet weight, micrograms per kilogram | Warfarin | ug/kg | Recoverable |  |  |  | Wet |  | 2014-10-03
67223 | Bupropion, suspended sediment, recoverable, nanograms per liter | Bupropion | ng/l | Suspended | [5 empty] | 2014-10-03
67224 | Caffeine, suspended sediment, recoverable, nanograms per liter | Caffeine | ng/l | Suspended | [5 empty] | 2014-10-03
67225 | Citalopram, suspended sediment, recoverable, nanograms per liter | Citalopram | ng/l | Suspended | [5 empty] | 2014-10-03
67226 | Cotinine, suspended sediment, recoverable, nanograms per liter | Cotinine | ng/l | Suspended | [5 empty] | 2014-10-03
67227 | Duloxetine, suspended sediment, recoverable, nanograms per liter | Duloxetine | ng/l | Suspended | [5 empty] | 2014-10-03
67228 | Enalaprilat, suspended sediment, recoverable, nanograms per liter | Enalaprilat | ng/l | Suspended | [5 empty] | 2014-10-03
67229 | Fluvoxamine, suspended sediment, recoverable, nanograms per liter | Fluvoxamine | ng/l | Suspended | [5 empty] | 2014-10-03
67230 | Norfluoxetine, suspended sediment, recoverable, nanograms per liter | Norfluoxetine | ng/l | Suspended | [5 empty] | 2014-10-03
67231 | Norsertraline, suspended sediment, recoverable, nanograms per liter | Norsertraline hydrochloride | ng/l | Suspended | [5 empty] | 2014-10-03
67232 | Paroxetine, suspended sediment, recoverable, nanograms per liter | Paroxetine | ng/l | Suspended | [5 empty] | 2014-10-03
67233 | Ranitidine, suspended sediment, recoverable, nanograms per liter | Ranitidine | ng/l | Suspended | [5 empty] | 2014-10-03
67234 | Triclocarban, suspended sediment, recoverable, nanograms per liter | Triclocarban | ng/l | Suspended | [5 empty] | 2014-10-03
67235 | Triclosan, suspended sediment, recoverable, nanograms per liter | Triclosan | ng/l | Suspended | [5 empty] | 2014-10-03
67236 | Venlafaxine, suspended sediment, recoverable, nanograms per liter | Venlafaxine | ng/l | Suspended | [5 empty] | 2014-10-03
67237 | Acetaminophen, water, recoverable, nanograms per polar organic chemical integrative sampler (POCIS) | Acetaminophen | ng/POCIS | Recoverable | [5 empty] | 2014-10-03
67238 | Albuterol, water, recoverable, nanograms per polar organic chemical integrative sampler (POCIS) | Albuterol | ng/POCIS | Recoverable | [5 empty] | 2020-01-21
67239 | Aspirin, water, recoverable, nanograms per polar organic chemical integrative sampler (POCIS) | Aspirin | ng/POCIS | Recoverable | [5 empty] | 2015-01-05
67240 | Azithromycin, water, recoverable, nanograms per polar organic chemical integrative sampler (POCIS) | Azithromycin | ng/POCIS | Recoverable | [5 empty] | 2014-10-03
67241 | Bupropion, water, recoverable, nanograms per polar organic chemical integrative sampler (POCIS) | Bupropion | ng/POCIS | Recoverable | [5 empty] | 2014-10-03
67242 | Caffeine, water, recoverable, nanograms per polar organic chemical integrative sampler (POCIS) | Caffeine | ng/POCIS | Recoverable | [5 empty] | 2014-10-03
67243 | Carbamazepine, water, recoverable, nanograms per polar organic chemical integrative sampler (POCIS) | Carbamazepine | ng/POCIS | Recoverable | [5 empty] | 2014-10-03
67244 | Cimetidine, water, recoverable, nanograms per polar organic chemical integrative sampler (POCIS) | Cimetidine | ng/POCIS | Recoverable | [5 empty] | 2014-10-03
67245 | Citalopram, water, recoverable, nanograms per polar organic chemical integrative sampler (POCIS) | Citalopram | ng/POCIS | Recoverable | [5 empty] | 2014-10-03
67246 | Clofibric acid, water, recoverable, nanograms per polar organic chemical integrative sampler (POCIS) | Clofibric acid | ng/POCIS | Recoverable | [5 empty] | 2014-10-03
67247 | Codeine, water, recoverable, nanograms per polar organic chemical integrative sampler (POCIS) | Codeine | ng/POCIS | Recoverable | [5 empty] | 2014-10-03
67248 | Cotinine, water, recoverable, nanograms per polar organic chemical integrative sampler (POCIS) | Cotinine | ng/POCIS | Recoverable | [5 empty] | 2014-10-03
67249 | Dehydronifedipine, water, recoverable, nanograms per polar organic chemical integrative sampler (POCIS) | Dehydronifedipine | ng/POCIS | Recoverable | [5 empty] | 2014-10-03
67250 | Diclofenac, water, recoverable, nanograms per polar organic chemical integrative sampler (POCIS) | Diclofenac | ng/POCIS | Recoverable | [5 empty] | 2014-10-03
67251 | Diltiazem, water, recoverable, nanograms per polar organic chemical integrative sampler (POCIS) | Diltiazem | ng/POCIS | Recoverable | [5 empty] | 2014-10-03
67252 | 1,7-Dimethylxanthine, water, recoverable, nanograms per polar organic chemical integrative sampler (POCIS) | 1,7-Dimethylxanthine | ng/POCIS | Recoverable | [5 empty] | 2014-10-03
67253 | Diphenhydramine, water, recoverable, nanograms per polar organic chemical integrative sampler (POCIS) | Ethanamine, 2-(diphenylmethoxy)-N,N-dimethyl- | ng/POCIS | Recoverable | [5 empty] | 2014-10-03
67254 | Duloxetine, water, recoverable, nanograms per polar organic chemical integrative sampler (POCIS) | Duloxetine | ng/POCIS | Recoverable | [5 empty] | 2014-10-03
67255 | Enalaprilat, water, recoverable, nanograms per polar organic chemical integrative sampler (POCIS) | Enalaprilat | ng/POCIS | Recoverable | [5 empty] | 2014-10-03
67256 | Erythromycin, water, recoverable, nanograms per polar organic chemical integrative sampler (POCIS) | Erythromycin | ng/POCIS | Recoverable | [5 empty] | 2014-10-03
67257 | Fluoxetine, water, recoverable, nanograms per polar organic chemical integrative sampler (POCIS) | Fluoxetine | ng/POCIS | Recoverable | [5 empty] | 2014-10-03
67258 | Fluvoxamine, water, recoverable, nanograms per polar organic chemical integrative sampler (POCIS) | Fluvoxamine | ng/POCIS | Recoverable | [5 empty] | 2014-10-03
67259 | Furosemide, water, recoverable, nanograms per polar organic chemical integrative sampler (POCIS) | Furosemide | ng/POCIS | Recoverable | [5 empty] | 2014-10-03
67260 | Gemfibrozil, water, recoverable, nanograms per polar organic chemical integrative sampler (POCIS) | Gemfibrozil | ng/POCIS | Recoverable | [5 empty] | 2014-10-03
67261 | Hydrochlorothiazide, water, recoverable, nanograms per polar organic chemical integrative sampler (POCIS) | Hydrochlorothiazide | ng/POCIS | Recoverable | [5 empty] | 2014-10-03
67262 | Ibuprofen, water, recoverable, nanograms per polar organic chemical integrative sampler (POCIS) | Benzeneacetic acid, .alpha.-methyl-4-(2-methylpropyl)- | ng/POCIS | Recoverable | [5 empty] | 2014-10-03
67263 | Ketoprofen, water, recoverable, nanograms per polar organic chemical integrative sampler (POCIS) | Ketoprofen | ng/POCIS | Recoverable | [5 empty] | 2014-10-03
67264 | Miconazole, water, recoverable, nanograms per polar organic chemical integrative sampler (POCIS) | Miconazole | ng/POCIS | Recoverable | [5 empty] | 2014-10-03
67265 | Naproxen, water, recoverable, nanograms per polar organic chemical integrative sampler (POCIS) | Naproxen | ng/POCIS | Recoverable | [5 empty] | 2014-10-03
67266 | Norfluoxetine, water, recoverable, nanograms per polar organic chemical integrative sampler (POCIS) | Norfluoxetine | ng/POCIS | Recoverable | [5 empty] | 2014-10-03
67267 | Norsertraline, water, recoverable, nanograms per polar organic chemical integrative sampler (POCIS) | Norsertraline hydrochloride | ng/POCIS | Recoverable | [5 empty] | 2014-10-03
67268 | Paroxetine, water, recoverable, nanograms per polar organic chemical integrative sampler (POCIS) | Paroxetine | ng/POCIS | Recoverable | [5 empty] | 2014-10-03
67269 | Ranitidine, water, recoverable, nanograms per polar organic chemical integrative sampler (POCIS) | Ranitidine | ng/POCIS | Recoverable | [5 empty] | 2014-10-03
67270 | Sertraline, water, recoverable, nanograms per polar organic chemical integrative sampler (POCIS) | Sertraline | ng/POCIS | Recoverable | [5 empty] | 2014-10-03
67271 | Simvastatin, water, recoverable, nanograms per polar organic chemical integrative sampler (POCIS) | Simvastatin | ng/POCIS | Recoverable | [5 empty] | 2014-10-03
67272 | Sulfamethoxazole, water, recoverable, nanograms per polar organic chemical integrative sampler (POCIS) | Sulfamethoxazole | ng/POCIS | Recoverable | [5 empty] | 2014-10-03
67273 | Thiabendazole, water, recoverable, nanograms per polar organic chemical integrative sampler (POCIS) | Thiabendazole | ng/POCIS | Recoverable | [5 empty] | 2014-10-03
67274 | Triclocarban, water, recoverable, nanograms per polar organic chemical integrative sampler (POCIS) | Triclocarban | ng/POCIS | Recoverable | [5 empty] | 2014-10-03
67275 | Triclosan, water, recoverable, nanograms per polar organic chemical integrative sampler (POCIS) | Triclosan | ng/POCIS | Recoverable | [5 empty] | 2014-10-03
67276 | Trimethoprim, water, recoverable, nanograms per polar organic chemical integrative sampler (POCIS) | Trimethoprim | ng/POCIS | Recoverable | [5 empty] | 2014-10-03
67277 | Venlafaxine, water, recoverable, nanograms per polar organic chemical integrative sampler (POCIS) | Venlafaxine | ng/POCIS | Recoverable | [5 empty] | 2014-10-03
67278 | Warfarin, water, recoverable, nanograms per polar organic chemical integrative sampler (POCIS) | Warfarin | ng/POCIS | Recoverable | [5 empty] | 2014-10-03
67279 | Bupropion, solids, recoverable, dry weight, micrograms per kilogram | Bupropion | ug/kg | Recoverable |  |  |  | Dry |  | 2014-10-03
67280 | Citalopram, solids, recoverable, dry weight, micrograms per kilogram | Citalopram | ug/kg | Recoverable |  |  |  | Dry |  | 2014-10-03
67281 | Duloxetine, solids, recoverable, dry weight, micrograms per kilogram | Duloxetine | ug/kg | Recoverable |  |  |  | Dry |  | 2014-10-03
67282 | Fluvoxamine, solids, recoverable, dry weight, micrograms per kilogram | Fluvoxamine | ug/kg | Recoverable |  |  |  | Dry |  | 2014-10-03
67283 | Norfluoxetine, solids, recoverable, dry weight, micrograms per kilogram | Norfluoxetine | ug/kg | Recoverable |  |  |  | Dry |  | 2014-10-03
67284 | Norsertraline, solids, recoverable, dry weight, micrograms per kilogram | Norsertraline hydrochloride | ug/kg | Recoverable |  |  |  | Dry |  | 2014-10-03
67285 | Paroxetine, solids, recoverable, dry weight, micrograms per kilogram | Paroxetine | ug/kg | Recoverable |  |  |  | Dry |  | 2014-10-03
67286 | Venlafaxine, solids, recoverable, dry weight, micrograms per kilogram | Venlafaxine | ug/kg | Recoverable |  |  |  | Dry |  | 2014-10-03
67287 | Enalaprilat, solids, recoverable, dry weight, micrograms per kilogram | Enalaprilat | ug/kg | Recoverable |  |  |  | Dry |  | 2014-10-03
67288 | Triclocarban, solids, recoverable, dry weight, micrograms per kilogram | Triclocarban | ug/kg | Recoverable |  |  |  | Dry |  | 2014-10-03
67289 | Glyphosate, air, sum of particulate filter plus top and bottom sorbent traps, recoverable, nanograms per cubic meter | Glyphosate | ng/m3 | Recoverable | [5 empty] | 2014-10-03
67290 | Glyphosate, air, top plus bottom sorbent traps, recoverable, nanograms per cubic meter | Glyphosate | ng/m3 | Recoverable | [5 empty] | 2014-10-03
67291 | Glyphosate, air, particulate filter, recoverable, nanograms per cubic meter | Glyphosate | ng/m3 | Recoverable | [5 empty] | 2014-10-03
67292 | Glyphosate, air, top sorbent trap, recoverable, nanograms per cubic meter | Glyphosate | ng/m3 | Recoverable | [5 empty] | 2014-10-03
67293 | Glyphosate, air, bottom sorbent trap, recoverable, nanograms per cubic meter | Glyphosate | ng/m3 | Recoverable | [5 empty] | 2014-10-03
67294 | Glufosinate, air, sum of particulate filter plus top and bottom sorbent traps, recoverable, nanograms per cubic meter | Glufosinate | ng/m3 | Recoverable | [5 empty] | 2014-10-03
67295 | Glufosinate, air, top plus bottom sorbent traps, recoverable, nanograms per cubic meter | Glufosinate | ng/m3 | Recoverable | [5 empty] | 2014-10-03
67296 | Glufosinate, air, particulate filter, recoverable, nanograms per cubic meter | Glufosinate | ng/m3 | Recoverable | [5 empty] | 2014-10-03
67297 | Glufosinate, air, top sorbent trap, recoverable, nanograms per cubic meter | Glufosinate | ng/m3 | Recoverable | [5 empty] | 2014-10-03
67298 | Glufosinate, air, bottom sorbent trap, recoverable, nanograms per cubic meter | Glufosinate | ng/m3 | Recoverable | [5 empty] | 2014-10-03
67299 | Aminomethylphosphonic acid, air, sum of particulate filter plus top and bottom sorbent traps, recoverable, nanograms per cubic meter | Aminomethylphosphonic acid | ng/m3 | Recoverable | [5 empty] | 2014-10-03
67300 | Aminomethylphosphonic acid, air, top plus bottom sorbent traps, recoverable, nanograms per cubic meter | Aminomethylphosphonic acid | ng/m3 | Recoverable | [5 empty] | 2014-10-03
67301 | Aminomethylphosphonic acid, air, particulate filter, recoverable, nanograms per cubic meter | Aminomethylphosphonic acid | ng/m3 | Recoverable | [5 empty] | 2014-10-03
67302 | Aminomethylphosphonic acid, air, top sorbent trap, recoverable, nanograms per cubic meter | Aminomethylphosphonic acid | ng/m3 | Recoverable | [5 empty] | 2014-10-03
67303 | Aminomethylphosphonic acid, air, bottom sorbent trap, recoverable, nanograms per cubic meter | Aminomethylphosphonic acid | ng/m3 | Recoverable | [5 empty] | 2014-10-03
67304 | Bisphenol A, water, filtered, recoverable, nanograms per liter | 4,4'-Isopropylidenediphenol | ng/l | Dissolved | [5 empty] | 2014-10-03
67305 | Bisphenol A, water, unfiltered, recoverable, nanograms per liter | 4,4'-Isopropylidenediphenol | ng/l | Total | [5 empty] | 2014-10-03
67307 | Bisphenol A, water, recoverable, nanograms per polar organic chemical integrative sampler (POCIS) | 4,4'-Isopropylidenediphenol | ng/POCIS | Total | [5 empty] | 2014-10-03
67308 | Bisphenol A-d16, isotope dilution standard, water, filtered, percent recovery | Bisphenol A-d16 | % | Dissolved | [5 empty] | 2014-10-03
67309 | Bisphenol A-d16, isotope dilution standard, water, unfiltered, percent recovery | Bisphenol A-d16 | % | Total | [5 empty] | 2014-10-03
67310 | Bisphenol A-d16, isotope dilution standard, solids, percent recovery | Bisphenol A-d16 | % | [6 empty] | 2014-10-03
67311 | Bisphenol A-d16, isotope dilution standard, suspended sediment, percent recovery | Bisphenol A-d16 | % | Suspended | [5 empty] | 2014-10-03
67312 | Bisphenol A-d16, isotope dilution standard, biota, tissue, percent recovery | Bisphenol A-d16 | % | [6 empty] | 2014-10-03
67313 | Bisphenol A-d16, isotope dilution standard, polar organic chemical integrative sampler (POCIS), percent recovery | Bisphenol A-d16 | % | [6 empty] | 2014-10-03
67314 | Iron(III), water, unfiltered, total, micrograms per liter | Ferric ion | ug/l | Total | [5 empty] | 2014-10-03
67317 | 4-Methyl-1H-benzotriazole, water, filtered, recoverable, micrograms per liter | 4-Methyl-1H-benzotriazole | ug/l | Dissolved | [5 empty] | 2014-10-03
67318 | 4-Chloro-3,5-dimethylphenol, solids, recoverable, dry weight, micrograms per kilogram | 4-Chloro-3,5-dimethylphenol | ug/kg |  |  |  |  | Dry |  | 2016-10-06
67319 | Phenobarbital, water, filtered, recoverable, micrograms per liter | Phenobarbital | ug/l | Dissolved | [5 empty] | 2014-10-03
67320 | Phenobarbital, water, unfiltered, recoverable, micrograms per liter | Phenobarbital | ug/l | Recoverable | [5 empty] | 2014-10-03
67321 | Phenobarbital, solids, recoverable, dry weight, micrograms per kilogram | Phenobarbital | ug/kg |  |  |  |  | Dry |  | 2014-10-03
67322 | Butalbital, solids, recoverable, dry weight, micrograms per kilogram | Butalbital | ug/kg |  |  |  |  | Dry |  | 2014-10-03
67323 | Oxycodone, solids, recoverable, dry weight, micrograms per kilogram | Morphinan-6-one, 4,5-epoxy-14-hydroxy-3-methoxy-17-methyl-, (5.alpha.)- | ug/kg |  |  |  |  | Dry |  | 2014-10-03
67324 | Bisphenol A, suspended sediment, recoverable, nanograms per liter | 4,4'-Isopropylidenediphenol | ng/l | Suspended | [5 empty] | 2014-10-03
67325 | Selenate, water, filtered, micrograms per liter as selenium | Selenate | ug/l | Dissolved | [5 empty] | 2014-10-03
67326 | Selenite, water, filtered, micrograms per liter as selenium | Selenite | ug/l | Dissolved | [5 empty] | 2014-10-03
67327 | Salicylic acid, water, filtered, recoverable, nanograms per liter | Salicylic acid | ng/l | Dissolved | [5 empty] | 2014-10-03
67328 | Pentobarbital, water, filtered, recoverable, nanograms per liter | Pentobarbital | ng/l | Dissolved | [5 empty] | 2014-10-03
67329 | Topiramate, water, filtered, recoverable, nanograms per liter | Topiramate | ng/l | Dissolved | [5 empty] | 2014-10-03
67330 | 4-Chloro-3,5-dimethylphenol, water, filtered, recoverable, nanograms per liter | 4-Chloro-3,5-dimethylphenol | ng/l | Dissolved | [5 empty] | 2016-10-06
67331 | Ciprofloxacin, water, filtered, recoverable, nanograms per liter | Ciprofloxacin | ng/l | Dissolved | [5 empty] | 2014-10-03
67332 | Ofloxacin, water, filtered, recoverable, nanograms per liter | Ofloxacin | ng/l | Dissolved | [5 empty] | 2014-10-03
67333 | Phenobarbital, water, filtered, recoverable, nanograms per liter | Phenobarbital | ng/l | Dissolved | [5 empty] | 2014-10-03
67334 | Butalbital, water, filtered, recoverable, nanograms per liter | Butalbital | ng/l | Dissolved | [5 empty] | 2014-10-03
67335 | Ibandronate, water, filtered, recoverable, nanograms per liter | Ibandronate | ng/l | Dissolved | [5 empty] | 2014-10-03
67336 | Atorvastatin, water, filtered, recoverable, nanograms per liter | Atorvastatin | ng/l | Dissolved | [5 empty] | 2014-10-03
67337 | Montelukast, water, filtered, recoverable, nanograms per liter | Montelukast | ng/l | Dissolved | [5 empty] | 2014-10-03
67338 | Lincomycin, water, filtered, recoverable, nanograms per liter | Lincomycin | ng/l | Dissolved | [5 empty] | 2014-10-03
67339 | Cetirizine, water, filtered, recoverable, nanograms per liter | Ceterizine | ng/l | Dissolved | [5 empty] | 2016-10-06
67340 | Lisinopril, water, filtered, recoverable, nanograms per liter | Lisinopril | ng/l | Dissolved | [5 empty] | 2014-10-03
67341 | Morphine, water, filtered, recoverable, nanograms per liter | Morphine | ng/l | Dissolved | [5 empty] | 2014-10-03
67342 | Hydrocortisone, water, filtered, recoverable, nanograms per liter | Hydrocortisone | ng/l | Dissolved | [5 empty] | 2014-10-03
67344 | Amphetamine, water, filtered, recoverable, nanograms per liter | Amphetamine | ng/l | Dissolved | [5 empty] | 2014-10-03
67345 | Lidocaine, water, filtered, recoverable, nanograms per liter | Acetamide, 2-(diethylamino)-N-(2,6-dimethylphenyl)- | ng/l | Dissolved | [5 empty] | 2014-10-03
67346 | Buspirone, water, filtered, recoverable, nanograms per liter | Buspirone | ng/l | Dissolved | [5 empty] | 2014-10-03
67347 | Meprobamate, water, filtered, recoverable, nanograms per liter | Meprobamate | ng/l | Dissolved | [5 empty] | 2014-10-03
67348 | Cocaine, water, filtered, recoverable, nanograms per liter | Cocaine | ng/l | Dissolved | [5 empty] | 2014-10-03
67349 | Phenytoin, water, filtered, recoverable, nanograms per liter | Phenytoin | ng/l | Dissolved | [5 empty] | 2014-10-03
67350 | Prednisone, water, filtered, recoverable, nanograms per liter | Prednisone | ng/l | Dissolved | [5 empty] | 2014-10-03
67351 | Dextromethorphan, water, filtered, recoverable, nanograms per liter | Dextromethorphan | ng/l | Dissolved | [5 empty] | 2014-10-03
67352 | Oxazepam, water, filtered, recoverable, nanograms per liter | Oxazepam | ng/l | Dissolved | [5 empty] | 2014-10-03
67353 | Lorazepam, water, filtered, recoverable, nanograms per liter | Lorazepam | ng/l | Dissolved | [5 empty] | 2014-10-03
67354 | Temazepam, water, filtered, recoverable, nanograms per liter | Temazepam | ng/l | Dissolved | [5 empty] | 2014-10-03
67355 | Verapamil, water, filtered, recoverable, nanograms per liter | Verapamil | ng/l | Dissolved | [5 empty] | 2014-10-03
67356 | Valsartan, water, filtered, recoverable, nanograms per liter | Valsartan | ng/l | Dissolved | [5 empty] | 2014-10-03
67357 | Delta9-Tetrahydrocannabinol, water, filtered, recoverable, nanograms per liter | Tetrahydrocannabinol | ng/l | Dissolved | [5 empty] | 2020-01-21
67358 | Triamterene, water, filtered, recoverable, nanograms per liter | Triamterene | ng/l | Dissolved | [5 empty] | 2014-10-03
67359 | Sulfamethizole, water, filtered, recoverable, nanograms per liter | Sulfamethizole | ng/l | Dissolved | [5 empty] | 2014-10-03
67360 | Fluconazole, water, filtered, recoverable, nanograms per liter | Fluconazole | ng/l | Dissolved | [5 empty] | 2014-10-03
67361 | Nizatidine, water, filtered, recoverable, nanograms per liter | Nizatidine | ng/l | Dissolved | [5 empty] | 2014-10-03
67362 | Pentoxifylline, water, filtered, recoverable, nanograms per liter | Pentoxifylline | ng/l | Dissolved | [5 empty] | 2014-10-03
67363 | Iminostilbene, water, filtered, recoverable, nanograms per liter | Iminostilbene | ng/l | Dissolved | [5 empty] | 2014-10-03
67364 | Oxcarbazepine, water, filtered, recoverable, nanograms per liter | Oxcarbazepine | ng/l | Dissolved | [5 empty] | 2014-10-03
67365 | Prednisolone, water, filtered, recoverable, nanograms per liter | Prednisolone | ng/l | Dissolved | [5 empty] | 2014-10-03
67366 | Acyclovir, water, filtered, recoverable, nanograms per liter | Acyclovir | ng/l | Dissolved | [5 empty] | 2014-10-03
67367 | Betamethasone, water, filtered, recoverable, nanograms per liter | Betamethasone | ng/l | Dissolved | [5 empty] | 2014-10-03
67368 | Amlodipine, water, filtered, recoverable, nanograms per liter | Amlodipine | ng/l | Dissolved | [5 empty] | 2014-10-03
67369 | Ezetimibe, water, filtered, recoverable, nanograms per liter | Ezetimibe | ng/l | Dissolved | [5 empty] | 2014-10-03
67370 | Loratadine, water, filtered, recoverable, nanograms per liter | Loratadine | ng/l | Dissolved | [5 empty] | 2014-10-03
67371 | Fenofibrate, water, filtered, recoverable, nanograms per liter | Fenofibrate | ng/l | Dissolved | [5 empty] | 2014-10-03
67372 | Orlistat, water, filtered, recoverable, nanograms per liter | Orlistat | ng/l | Dissolved | [5 empty] | 2014-10-03
67373 | 5-Fluorouracil, water, filtered, recoverable, nanograms per liter | 5-Fluorouracil | ng/l | Dissolved | [5 empty] | 2014-10-03
67374 | Metformin, water, filtered, recoverable, nanograms per liter | Metformin | ng/l | Dissolved | [5 empty] | 2020-01-21
67375 | Nicotine, water, filtered, recoverable, nanograms per liter | Nicotine | ng/l | Dissolved | [5 empty] | 2014-10-03
67376 | Theophylline, water, filtered, recoverable, nanograms per liter | Theophylline | ng/l | Dissolved | [5 empty] | 2014-10-03
67377 | Oxycodone, water, filtered, recoverable, nanograms per liter | Morphinan-6-one, 4,5-epoxy-14-hydroxy-3-methoxy-17-methyl-, (5.alpha.)- | ng/l | Dissolved | [5 empty] | 2014-10-03
67378 | Phendimetrazine, water, filtered, recoverable, nanograms per liter | Phendimetrazine | ng/l | Dissolved | [5 empty] | 2014-10-03
67379 | Chlorpheniramine, water, filtered, recoverable, nanograms per liter | Chlorpheniramine | ng/l | Dissolved | [5 empty] | 2014-10-03
67380 | Carisoprodol, water, filtered, recoverable, nanograms per liter | Carisoprodol | ng/l | Dissolved | [5 empty] | 2014-10-03
67381 | Diazepam, water, filtered, recoverable, nanograms per liter | Diazepam | ng/l | Dissolved | [5 empty] | 2014-10-03
67382 | Methadone, water, filtered, recoverable, nanograms per liter | Methadone | ng/l | Dissolved | [5 empty] | 2014-10-03
67383 | Methocarbamol, water, filtered, recoverable, nanograms per liter | Methocarbamol | ng/l | Dissolved | [5 empty] | 2015-01-05
67384 | Atenolol, water, filtered, recoverable, nanograms per liter | Atenolol | ng/l | Dissolved | [5 empty] | 2014-10-03
67385 | Sulfadimethoxine, water, filtered, recoverable, nanograms per liter | Sulfadimethoxine | ng/l | Dissolved | [5 empty] | 2014-10-03
67386 | Metaxalone, water, filtered, recoverable, nanograms per liter | Metaxalone | ng/l | Dissolved | [5 empty] | 2014-10-03
67387 | Hydrocodone, water, filtered, recoverable, nanograms per liter | Hydrocodone | ng/l | Dissolved | [5 empty] | 2014-10-03
67389 | Valacyclovir, water, filtered, recoverable, nanograms per liter | Valacyclovir | ng/l | Dissolved | [5 empty] | 2014-10-03
67390 | Tiotropium, water, filtered, recoverable, nanograms per liter | Tiotropium | ng/l | Dissolved | [5 empty] | 2014-10-03
67391 | Levofloxacin, water, filtered, recoverable, nanograms per liter | Levofloxacin | ng/l | Dissolved | [5 empty] | 2014-10-03
67392 | Fexofenadine, water, filtered, recoverable, nanograms per liter | Fexofenadine | ng/l | Dissolved | [5 empty] | 2014-10-03
67393 | Oseltamivir, water, filtered, recoverable, nanograms per liter | Oseltamivir | ng/l | Dissolved | [5 empty] | 2014-10-03
67395 | Methyl-1H-benzotriazole, water, filtered, recoverable, nanograms per liter | Tolyl triazole | ng/l | Dissolved | [5 empty] | 2014-10-03
67396 | Loperamide, water, filtered, recoverable, nanograms per liter | Loperamide | ng/l | Dissolved | [5 empty] | 2014-10-03
67397 | Propranolol, water, filtered, recoverable, nanograms per liter | Propranol | ng/l | Dissolved | [5 empty] | 2014-10-03
67398 | Tramadol, water, filtered, recoverable, nanograms per liter | Tramadol | ng/l | Dissolved | [5 empty] | 2020-01-21
67399 | Clonidine, water, filtered, recoverable, nanograms per liter | Clonidine | ng/l | Dissolved | [5 empty] | 2014-10-03
67400 | Thyroxine, water, filtered, recoverable, nanograms per liter | Thyroxine | ng/l | Dissolved | [5 empty] | 2014-10-03
67401 | Amitriptyline, water, filtered, recoverable, nanograms per liter | Amitriptyline | ng/l | Dissolved | [5 empty] | 2014-10-03
67402 | Metoprolol, water, filtered, recoverable, nanograms per liter | Metoprolol | ng/l | Dissolved | [5 empty] | 2014-10-03
67403 | Promethazine, water, filtered, recoverable, nanograms per liter | Promethazine | ng/l | Dissolved | [5 empty] | 2014-10-03
67404 | Methotrexate, water, filtered, recoverable, nanograms per liter | Methotrexate | ng/l | Dissolved | [5 empty] | 2014-10-03
67405 | Cyclophosphamide, water, filtered, recoverable, nanograms per liter | Cyclophosphamide | ng/l | Dissolved | [5 empty] | 2014-10-03
67406 | Fluticasone propionate, water, filtered, recoverable, nanograms per liter | Fluticasone propionate | ng/l | Dissolved | [5 empty] | 2014-10-03
67407 | Raloxifene, water, filtered, recoverable, nanograms per liter | Raloxifene | ng/l | Dissolved | [5 empty] | 2014-10-03
67408 | Sitagliptin, water, filtered, recoverable, nanograms per liter | Sitagliptin | ng/l | Dissolved | [5 empty] | 2014-10-03
67409 | Norsertraline, water, filtered, recoverable, nanograms per liter | Norsertraline | ng/l | Dissolved | [5 empty] | 2014-10-03
67410 | Guaiacol glycerol ether, water, filtered, recoverable, nanograms per liter | Guaifenesin | ng/l | Dissolved | [5 empty] | 2020-01-21
67411 | Antipyrine, water, filtered, recoverable, nanograms per liter | Antipyrine | ng/l | Dissolved | [5 empty] | 2014-10-03
67412 | Clofibric acid, water, filtered (0.2 micron filter), recoverable, nanograms per liter | Clofibric acid | ng/l | Dissolved |  |  |  |  | < 0.2 um | 2014-10-03
67413 | Diclofenac, water, filtered (0.2 micron filter), recoverable, nanograms per liter | Diclofenac | ng/l | Dissolved |  |  |  |  | < 0.2 um | 2014-10-03
67414 | Furosemide, water, filtered (0.2 micron filter), recoverable, nanograms per liter | Furosemide | ng/l | Dissolved |  |  |  |  | < 0.2 um | 2014-10-03
67415 | Gemfibrozil, water, filtered (0.2 micron filter), recoverable, nanograms per liter | Gemfibrozil | ng/l | Dissolved |  |  |  |  | < 0.2 um | 2014-10-03
67416 | Hydrochlorothiazide, water, filtered (0.2 micron filter), recoverable, nanograms per liter | Hydrochlorothiazide | ng/l | Dissolved |  |  |  |  | < 0.2 um | 2014-10-03
67417 | Ibuprofen, water, filtered (0.2 micron filter), recoverable, nanograms per liter | Benzeneacetic acid, .alpha.-methyl-4-(2-methylpropyl)- | ng/l | Dissolved |  |  |  |  | < 0.2 um | 2014-10-03
67418 | Naproxen, water, filtered (0.2 micron filter), recoverable, nanograms per liter | Naproxen | ng/l | Dissolved |  |  |  |  | < 0.2 um | 2014-10-03
67419 | Salicylic acid, water, filtered (0.2 micron filter), recoverable, nanograms per liter | Salicylic acid | ng/l | Dissolved |  |  |  |  | < 0.2 um | 2014-10-03
67420 | Pentobarbital, water, filtered (0.2 micron filter), recoverable, nanograms per liter | Pentobarbital | ng/l | Dissolved |  |  |  |  | < 0.2 um | 2014-10-03
67421 | Topiramate, water, filtered (0.2 micron filter), recoverable, nanograms per liter | Topiramate | ng/l | Dissolved |  |  |  |  | < 0.2 um | 2014-10-03
67422 | 4-Chloro-3,5-dimethylphenol, water, filtered (0.2 micron filter), recoverable, nanograms per liter | 4-Chloro-3,5-dimethylphenol | ng/l | Dissolved |  |  |  |  | < 0.2 um | 2016-10-06
67423 | Ciprofloxacin, water, filtered (0.2 micron filter), recoverable, nanograms per liter | Ciprofloxacin | ng/l | Dissolved |  |  |  |  | < 0.2 um | 2014-10-03
67424 | Ofloxacin, water, filtered (0.2 micron filter), recoverable, nanograms per liter | Ofloxacin | ng/l | Dissolved |  |  |  |  | < 0.2 um | 2014-10-03
67425 | Phenobarbital, water, filtered (0.2 micron filter), recoverable, nanograms per liter | Phenobarbital | ng/l | Dissolved |  |  |  |  | < 0.2 um | 2014-10-03
67426 | Butalbital, water, filtered (0.2 micron filter), recoverable, nanograms per liter | Butalbital | ng/l | Dissolved |  |  |  |  | < 0.2 um | 2014-10-03
67427 | Atorvastatin, water, filtered (0.2 micron filter), recoverable, nanograms per liter | Atorvastatin | ng/l | Dissolved |  |  |  |  | < 0.2 um | 2014-10-03
67428 | Ibandronate, water, filtered (0.2 micron filter), recoverable, nanograms per liter | Ibandronate | ng/l | Dissolved |  |  |  |  | < 0.2 um | 2014-10-03
67429 | Montelukast, water, filtered (0.2 micron filter), recoverable, nanograms per liter | Montelukast | ng/l | Dissolved |  |  |  |  | < 0.2 um | 2014-10-03
67430 | Lincomycin, water, filtered (0.2 micron filter), recoverable, nanograms per liter | Lincomycin | ng/l | Dissolved |  |  |  |  | < 0.2 um | 2014-10-03
67431 | Cetirizine, water, filtered (0.2 micron filter), recoverable, nanograms per liter | Ceterizine | ng/l | Dissolved |  |  |  |  | < 0.2 um | 2016-10-06
67432 | Lisinopril, water, filtered (0.2 micron filter), recoverable, nanograms per liter | Lisinopril | ng/l | Dissolved |  |  |  |  | < 0.2 um | 2014-10-03
67433 | 17-alpha-Ethynylestradiol, water, filtered (0.2 micron filter), recoverable, nanograms per liter | Ethinyl estradiol | ng/l | Dissolved |  |  |  |  | < 0.2 um | 2014-10-03
67434 | Norethindrone, water, filtered (0.2 micron filter), recoverable, nanograms per liter | Norethisterone | ng/l | Dissolved |  |  |  |  | < 0.2 um | 2014-10-03
67435 | Piperonyl butoxide, water, filtered (0.2 micron filter), recoverable, nanograms per liter | Piperonyl butoxide | ng/l | Dissolved |  |  |  |  | < 0.2 um | 2014-10-03
67436 | Acetaminophen, water, filtered (0.2 micron filter), recoverable, nanograms per liter | Acetaminophen | ng/l | Dissolved |  |  |  |  | < 0.2 um | 2014-10-03
67437 | Albuterol, water, filtered (0.2 micron filter), recoverable, nanograms per liter | Albuterol | ng/l | Dissolved |  |  |  |  | < 0.2 um | 2020-01-21
67438 | Azithromycin, water, filtered (0.2 micron filter), recoverable, nanograms per liter | Azithromycin | ng/l | Dissolved |  |  |  |  | < 0.2 um | 2014-10-03
67439 | Bupropion, water, filtered (0.2 micron filter), recoverable, nanograms per liter | Bupropion | ng/l | Dissolved |  |  |  |  | < 0.2 um | 2014-10-03
67440 | Caffeine, water, filtered (0.2 micron filter), recoverable, nanograms per liter | Caffeine | ng/l | Dissolved |  |  |  |  | < 0.2 um | 2014-10-03
67441 | Carbamazepine, water, filtered (0.2 micron filter), recoverable, nanograms per liter | Carbamazepine | ng/l | Dissolved |  |  |  |  | < 0.2 um | 2014-10-03
67442 | Cimetidine, water, filtered (0.2 micron filter), recoverable, nanograms per liter | Cimetidine | ng/l | Dissolved |  |  |  |  | < 0.2 um | 2014-10-03
67443 | Codeine, water, filtered (0.2 micron filter), recoverable, nanograms per liter | Codeine | ng/l | Dissolved |  |  |  |  | < 0.2 um | 2014-10-03
67444 | Cotinine, water, filtered (0.2 micron filter), recoverable, nanograms per liter | Cotinine | ng/l | Dissolved |  |  |  |  | < 0.2 um | 2014-10-03
67445 | Dehydronifedipine, water, filtered (0.2 micron filter), recoverable, nanograms per liter | Dehydronifedipine | ng/l | Dissolved |  |  |  |  | < 0.2 um | 2014-10-03
67446 | 1,7-Dimethylxanthine, water, filtered (0.2 micron filter), recoverable, nanograms per liter | 1,7-Dimethylxanthine | ng/l | Dissolved |  |  |  |  | < 0.2 um | 2014-10-03
67447 | Diphenhydramine, water, filtered (0.2 micron filter), recoverable, nanograms per liter | Ethanamine, 2-(diphenylmethoxy)-N,N-dimethyl- | ng/l | Dissolved |  |  |  |  | < 0.2 um | 2014-10-03
67448 | Duloxetine, water, filtered (0.2 micron filter), recoverable, nanograms per liter | Duloxetine | ng/l | Dissolved |  |  |  |  | < 0.2 um | 2014-10-03
67449 | Erythromycin, water, filtered (0.2 micron filter), recoverable, nanograms per liter | Erythromycin | ng/l | Dissolved |  |  |  |  | < 0.2 um | 2014-10-03
67450 | Fluoxetine, water, filtered (0.2 micron filter), recoverable, nanograms per liter | Fluoxetine | ng/l | Dissolved |  |  |  |  | < 0.2 um | 2014-10-03
67451 | Norfluoxetine, water, filtered (0.2 micron filter), recoverable, nanograms per liter | Norfluoxetine | ng/l | Dissolved |  |  |  |  | < 0.2 um | 2014-10-03
67452 | Ranitidine, water, filtered (0.2 micron filter), recoverable, nanograms per liter | Ranitidine | ng/l | Dissolved |  |  |  |  | < 0.2 um | 2014-10-03
67453 | Simvastatin, water, filtered (0.2 micron filter), recoverable, nanograms per liter | Simvastatin | ng/l | Dissolved |  |  |  |  | < 0.2 um | 2014-10-03
67454 | Sulfamethoxazole, water, filtered (0.2 micron filter), recoverable, nanograms per liter | Sulfamethoxazole | ng/l | Dissolved |  |  |  |  | < 0.2 um | 2014-10-03
67455 | Thiabendazole, water, filtered (0.2 micron filter), recoverable, nanograms per liter | Thiabendazole | ng/l | Dissolved |  |  |  |  | < 0.2 um | 2014-10-03
67456 | Trimethoprim, water, filtered (0.2 micron filter), recoverable, nanograms per liter | Trimethoprim | ng/l | Dissolved |  |  |  |  | < 0.2 um | 2014-10-03
67457 | Warfarin, water, filtered (0.2 micron filter), recoverable, nanograms per liter | Warfarin | ng/l | Dissolved |  |  |  |  | < 0.2 um | 2014-10-03
67458 | Morphine, water, filtered (0.2 micron filter), recoverable, nanograms per liter | Morphine | ng/l | Dissolved |  |  |  |  | < 0.2 um | 2014-10-03
67459 | Hydrocortisone, water, filtered (0.2 micron filter), recoverable, nanograms per liter | Hydrocortisone | ng/l | Dissolved |  |  |  |  | < 0.2 um | 2014-10-03
67461 | Amphetamine, water, filtered (0.2 micron filter), recoverable, nanograms per liter | Amphetamine | ng/l | Dissolved |  |  |  |  | < 0.2 um | 2014-10-03
67462 | Lidocaine, water, filtered (0.2 micron filter), recoverable, nanograms per liter | Acetamide, 2-(diethylamino)-N-(2,6-dimethylphenyl)- | ng/l | Dissolved |  |  |  |  | < 0.2 um | 2014-10-03
67463 | Buspirone, water, filtered (0.2 micron filter), recoverable, nanograms per liter | Buspirone | ng/l | Dissolved |  |  |  |  | < 0.2 um | 2014-10-03
67464 | Meprobamate, water, filtered (0.2 micron filter), recoverable, nanograms per liter | Meprobamate | ng/l | Dissolved |  |  |  |  | < 0.2 um | 2014-10-03
67465 | Cocaine, water, filtered (0.2 micron filter), recoverable, nanograms per liter | Cocaine | ng/l | Dissolved |  |  |  |  | < 0.2 um | 2014-10-03
67466 | Phenytoin, water, filtered (0.2 micron filter), recoverable, nanograms per liter | Phenytoin | ng/l | Dissolved |  |  |  |  | < 0.2 um | 2014-10-03
67467 | Prednisone, water, filtered (0.2 micron filter), recoverable, nanograms per liter | Prednisone | ng/l | Dissolved |  |  |  |  | < 0.2 um | 2014-10-03
67468 | Dextromethorphan, water, filtered (0.2 micron filter), recoverable, nanograms per liter | Dextromethorphan | ng/l | Dissolved |  |  |  |  | < 0.2 um | 2014-10-03
67469 | Oxazepam, water, filtered (0.2 micron filter), recoverable, nanograms per liter | Oxazepam | ng/l | Dissolved |  |  |  |  | < 0.2 um | 2014-10-03
67470 | Lorazepam, water, filtered (0.2 micron filter), recoverable, nanograms per liter | Lorazepam | ng/l | Dissolved |  |  |  |  | < 0.2 um | 2014-10-03
67471 | Temazepam, water, filtered (0.2 micron filter), recoverable, nanograms per liter | Temazepam | ng/l | Dissolved |  |  |  |  | < 0.2 um | 2014-10-03
67472 | Verapamil, water, filtered (0.2 micron filter), recoverable, nanograms per liter | Verapamil | ng/l | Dissolved |  |  |  |  | < 0.2 um | 2014-10-03
67473 | Valsartan, water, filtered (0.2 micron filter), recoverable, nanograms per liter | Valsartan | ng/l | Dissolved |  |  |  |  | < 0.2 um | 2014-10-03
67474 | Delta9-Tetrahydrocannabinol, water, filtered (0.2 micron filter), recoverable, nanograms per liter | Tetrahydrocannabinol | ng/l | Dissolved |  |  |  |  | < 0.2 um | 2020-01-21
67475 | Triamterene, water, filtered (0.2 micron filter), recoverable, nanograms per liter | Triamterene | ng/l | Dissolved |  |  |  |  | < 0.2 um | 2014-10-03
67476 | Sulfamethizole, water, filtered (0.2 micron filter), recoverable, nanograms per liter | Sulfamethizole | ng/l | Dissolved |  |  |  |  | < 0.2 um | 2014-10-03
67477 | Antipyrine, water, filtered (0.2 micron filter), recoverable, nanograms per liter | Antipyrine | ng/l | Dissolved |  |  |  |  | < 0.2 um | 2014-10-03
67478 | Fluconazole, water, filtered (0.2 micron filter), recoverable, nanograms per liter | Fluconazole | ng/l | Dissolved |  |  |  |  | < 0.2 um | 2014-10-03
67479 | Nizatidine, water, filtered (0.2 micron filter), recoverable, nanograms per liter | Nizatidine | ng/l | Dissolved |  |  |  |  | < 0.2 um | 2014-10-03
67480 | Pentoxifylline, water, filtered (0.2 micron filter), recoverable, nanograms per liter | Pentoxifylline | ng/l | Dissolved |  |  |  |  | < 0.2 um | 2014-10-03
67481 | Iminostilbene, water, filtered (0.2 micron filter), recoverable, nanograms per liter | Iminostilbene | ng/l | Dissolved |  |  |  |  | < 0.2 um | 2014-10-03
67482 | Oxcarbazepine, water, filtered (0.2 micron filter), recoverable, nanograms per liter | Oxcarbazepine | ng/l | Dissolved |  |  |  |  | < 0.2 um | 2014-10-03
67483 | Prednisolone, water, filtered (0.2 micron filter), recoverable, nanograms per liter | Prednisolone | ng/l | Dissolved |  |  |  |  | < 0.2 um | 2014-10-03
67484 | Acyclovir, water, filtered (0.2 micron filter), recoverable, nanograms per liter | Acyclovir | ng/l | Dissolved |  |  |  |  | < 0.2 um | 2014-10-03
67485 | Betamethasone, water, filtered (0.2 micron filter), recoverable, nanograms per liter | Betamethasone | ng/l | Dissolved |  |  |  |  | < 0.2 um | 2014-10-03
67486 | Amlodipine, water, filtered (0.2 micron filter), recoverable, nanograms per liter | Amlodipine | ng/l | Dissolved |  |  |  |  | < 0.2 um | 2014-10-03
67487 | Ezetimibe, water, filtered (0.2 micron filter), recoverable, nanograms per liter | Ezetimibe | ng/l | Dissolved |  |  |  |  | < 0.2 um | 2014-10-03
67488 | Loratadine, water, filtered (0.2 micron filter), recoverable, nanograms per liter | Loratadine | ng/l | Dissolved |  |  |  |  | < 0.2 um | 2014-10-03
67489 | Fenofibrate, water, filtered (0.2 micron filter), recoverable, nanograms per liter | Fenofibrate | ng/l | Dissolved |  |  |  |  | < 0.2 um | 2014-10-03
67490 | Orlistat, water, filtered (0.2 micron filter), recoverable, nanograms per liter | Orlistat | ng/l | Dissolved |  |  |  |  | < 0.2 um | 2014-10-03
67491 | 5-Fluorouracil, water, filtered (0.2 micron filter), recoverable, nanograms per liter | 5-Fluorouracil | ng/l | Dissolved |  |  |  |  | < 0.2 um | 2014-10-03
67492 | Metformin, water, filtered (0.2 micron filter), recoverable, nanograms per liter | Metformin | ng/l | Dissolved |  |  |  |  | < 0.2 um | 2020-01-21
67493 | Nicotine, water, filtered (0.2 micron filter), recoverable, nanograms per liter | Nicotine | ng/l | Dissolved |  |  |  |  | < 0.2 um | 2014-10-03
67494 | Theophylline, water, filtered (0.2 micron filter), recoverable, nanograms per liter | Theophylline | ng/l | Dissolved |  |  |  |  | < 0.2 um | 2014-10-03
67495 | Oxycodone, water, filtered (0.2 micron filter), recoverable, nanograms per liter | Morphinan-6-one, 4,5-epoxy-14-hydroxy-3-methoxy-17-methyl-, (5.alpha.)- | ng/l | Dissolved |  |  |  |  | < 0.2 um | 2014-10-03
67496 | Phendimetrazine, water, filtered (0.2 micron filter), recoverable, nanograms per liter | Phendimetrazine | ng/l | Dissolved |  |  |  |  | < 0.2 um | 2014-10-03
67497 | Chlorpheniramine, water, filtered (0.2 micron filter), recoverable, nanograms per liter | Chlorpheniramine | ng/l | Dissolved |  |  |  |  | < 0.2 um | 2014-10-03
67498 | Carisoprodol, water, filtered (0.2 micron filter), recoverable, nanograms per liter | Carisoprodol | ng/l | Dissolved |  |  |  |  | < 0.2 um | 2014-10-03
67499 | Diazepam, water, filtered (0.2 micron filter), recoverable, nanograms per liter | Diazepam | ng/l | Dissolved |  |  |  |  | < 0.2 um | 2014-10-03
67500 | Methadone, water, filtered (0.2 micron filter), recoverable, nanograms per liter | Methadone | ng/l | Dissolved |  |  |  |  | < 0.2 um | 2014-10-03
67501 | Methocarbamol, water, filtered (0.2 micron filter), recoverable, nanograms per liter | Methocarbamol | ng/l | Dissolved |  |  |  |  | < 0.2 um | 2015-01-05
67502 | Atenolol, water, filtered (0.2 micron filter), recoverable, nanograms per liter | Atenolol | ng/l | Dissolved |  |  |  |  | < 0.2 um | 2014-10-03
67503 | Sulfadimethoxine, water, filtered (0.2 micron filter), recoverable, nanograms per liter | Sulfadimethoxine | ng/l | Dissolved |  |  |  |  | < 0.2 um | 2014-10-03
67504 | Metaxalone, water, filtered (0.2 micron filter), recoverable, nanograms per liter | Metaxalone | ng/l | Dissolved |  |  |  |  | < 0.2 um | 2014-10-03
67505 | Citalopram, water, filtered (0.2 micron filter), recoverable, nanograms per liter | Citalopram | ng/l | Dissolved |  |  |  |  | < 0.2 um | 2014-10-03
67506 | Hydrocodone, water,filtered (0.2 micron filter0, recoverable, nanograms per liter | Hydrocodone | ng/l | Dissolved |  |  |  |  | < 0.2 um | 2014-10-03
67507 | Valacyclovir, water, filtered (0.2 micron filter), recoverable, nanograms per liter | Valacyclovir | ng/l | Dissolved |  |  |  |  | < 0.2 um | 2014-10-03
67508 | Tiotropium, water, filtered (0.2 micron filter), recoverable, nanograms per liter | Tiotropium | ng/l | Dissolved |  |  |  |  | < 0.2 um | 2014-10-03
67509 | Levofloxacin, water, filtered (0.2 micron filter), recoverable, nanograms per liter | Levofloxacin | ng/l | Dissolved |  |  |  |  | < 0.2 um | 2014-10-03
67510 | Fexofenadine, water, filtered (0.2 micron filter), recoverable, nanograms per liter | Fexofenadine | ng/l | Dissolved |  |  |  |  | < 0.2 um | 2014-10-03
67511 | Oseltamivir, water, filtered (0.2 micron filter), recoverable, nanograms per liter | Oseltamivir | ng/l | Dissolved |  |  |  |  | < 0.2 um | 2014-10-03
67513 | Miconazole, water, filtered (0.2 micron filter), recoverable, nanograms per liter | Miconazole | ng/l | Dissolved |  |  |  |  | < 0.2 um | 2014-10-03
67514 | Methyl-1H-benzotriazole, water, filtered (0.2 micron filter), recoverable, nanograms per liter | Tolyl triazole | ng/l | Dissolved |  |  |  |  | < 0.2 um | 2014-10-03
67515 | Loperamide, water, filtered (0.2 micron filter), recoverable, nanograms per liter | Loperamide | ng/l | Dissolved |  |  |  |  | < 0.2 um | 2014-10-03
67516 | Propranolol, water, filtered (0.2 micron filter), recoverable, nanograms per liter | Propranol | ng/l | Dissolved |  |  |  |  | < 0.2 um | 2014-10-03
67517 | Tramadol, water, filtered (0.2 micron filter), recoverable, nanograms per liter | Tramadol | ng/l | Dissolved |  |  |  |  | < 0.2 um | 2020-01-21
67518 | Clonidine, water, filtered (0.2 micron filter), recoverable, nanograms per liter | Clonidine | ng/l | Dissolved |  |  |  |  | < 0.2 um | 2014-10-03
67519 | Diltiazem, water, filtered (0.2 micron filter), recoverable, nanograms per liter | Diltiazem | ng/l | Dissolved |  |  |  |  | < 0.2 um | 2014-10-03
67520 | Thyroxine, water, filtered (0.2 micron filter), recoverable, nanograms per liter | Thyroxine | ng/l | Dissolved |  |  |  |  | < 0.2 um | 2014-10-03
67521 | Fluvoxamine, water, filtered (0.2 micron filter), recoverable, nanograms per liter | Fluvoxamine | ng/l | Dissolved |  |  |  |  | < 0.2 um | 2014-10-03
67522 | Amitriptyline, water, filtered (0.2 micron filter), recoverable, nanograms per liter | Amitriptyline | ng/l | Dissolved |  |  |  |  | < 0.2 um | 2014-10-03
67523 | Metoprolol, water, filtered (0.2 micron filter), recoverable, nanograms per liter | Metoprolol | ng/l | Dissolved |  |  |  |  | < 0.2 um | 2014-10-03
67524 | Promethazine, water, filtered (0.2 micron filter), recoverable, nanograms per liter | Promethazine | ng/l | Dissolved |  |  |  |  | < 0.2 um | 2014-10-03
67525 | Methotrexate, water, filtered (0.2 micron filter), recoverable, nanograms per liter | Methotrexate | ng/l | Dissolved |  |  |  |  | < 0.2 um | 2014-10-03
67526 | Cyclophosphamide, water, filtered (0.2 micron filter), recoverable, nanograms per liter | Cyclophosphamide | ng/l | Dissolved |  |  |  |  | < 0.2 um | 2014-10-03
67527 | Paroxetine, water, filtered (0.2 micron filter), recoverable, nanograms per liter | Paroxetine | ng/l | Dissolved |  |  |  |  | < 0.2 um | 2014-10-03
67528 | Sertraline, water, filtered (0.2 micron filter), recoverable, nanograms per liter | Sertraline | ng/l | Dissolved |  |  |  |  | < 0.2 um | 2014-10-03
67529 | Fluticasone propionate, water, filtered (0.2 micron filter), recoverable, nanograms per liter | Fluticasone propionate | ng/l | Dissolved |  |  |  |  | < 0.2 um | 2014-10-03
67530 | Raloxifene, water, filtered (0.2 micron filter), recoverable, nanograms per liter | Raloxifene | ng/l | Dissolved |  |  |  |  | < 0.2 um | 2014-10-03
67531 | Sitagliptin, water, filtered (0.2 micron filter), recoverable, nanograms per liter | Sitagliptin | ng/l | Dissolved |  |  |  |  | < 0.2 um | 2014-10-03
67532 | Norsertraline, water, filtered (0.2 micron filter), recoverable, nanograms per liter | Norsertraline | ng/l | Dissolved |  |  |  |  | < 0.2 um | 2014-10-03
67533 | Guaiacol glycerol ether, water, filtered (0.2 micron filter), recoverable, nanograms per liter | Guaifenesin | ng/l | Dissolved |  |  |  |  | < 0.2 um | 2020-01-21
67534 | Venlafaxine, water, filtered (0.2 micron filter), recoverable, nanograms per liter | Venlafaxine | ng/l | Dissolved |  |  |  |  | < 0.2 um | 2014-10-03
67535 | 3,4-Dichloroaniline, soil, recoverable, dry weight, micrograms per kilogram | 3,4-Dichloroaniline | ug/kg | Recoverable |  |  |  | Dry |  | 2014-10-03
67536 | 3,5-Dichloroaniline, water, filtered, recoverable, nanograms per liter | 3,5-Dichloroaniline | ng/l | Dissolved | [5 empty] | 2015-01-05
67537 | 3,5-Dichloroaniline, suspended sediment, recoverable, dry weight, micrograms per kilogram | 3,5-Dichloroaniline | ug/kg | Suspended |  |  |  | Dry |  | 2015-01-05
67538 | 3,5-Dichloroaniline, bed sediment, recoverable, dry weight, micrograms per kilogram | 3,5-Dichloroaniline | ug/kg | Bed Sediment |  |  |  | Dry |  | 2015-01-05
67539 | 3,5-Dichloroaniline, soil, recoverable, dry weight, micrograms per kilogram | 3,5-Dichloroaniline | ug/kg | Recoverable |  |  |  | Dry |  | 2015-01-05
67540 | Alachlor, biota, tissue, recoverable, wet weight, micrograms per kilogram | Alachlor | ug/kg | Recoverable |  |  |  | Wet |  | 2014-10-03
67541 | Allethrin, soil, recoverable, dry weight, micrograms per kilogram | Allethrin | ug/kg | Recoverable |  |  |  | Dry |  | 2014-10-03
67542 | Azoxystrobin, biota, tissue, recoverable, wet weight, micrograms per kilogram | Azoxystrobin | ug/kg | Recoverable |  |  |  | Wet |  | 2014-10-03
67543 | Azoxystrobin, soil, recoverable, dry weight, micrograms per kilogram | Azoxystrobin | ug/kg | Recoverable |  |  |  | Dry |  | 2014-10-03
67544 | Bifenthrin, biota, tissue, recoverable, wet weight, micrograms per kilogram | Bifenthrin | ug/kg | Recoverable |  |  |  | Wet |  | 2014-10-03
67545 | Bifenthrin, soil, recoverable, dry weight, micrograms per kilogram | Bifenthrin | ug/kg | Recoverable |  |  |  | Dry |  | 2014-10-03
67546 | Bispyribac sodium, water, filtered, recoverable, nanograms per liter | Bispyribac sodium | ng/l | Dissolved | [5 empty] | 2014-10-03
67547 | Bispyribac sodium, suspended sediment, recoverable, dry weight, micrograms per kilogram | Bispyribac sodium | ug/kg | Suspended |  |  |  | Dry |  | 2014-10-03
67548 | Bispyribac sodium, bed sediment, recoverable, dry weight, micrograms per kilogram | Bispyribac sodium | ug/kg | Bed Sediment |  |  |  | Dry |  | 2014-10-03
67549 | Bispyribac sodium, soil, recoverable, dry weight, micrograms per kilogram | Bispyribac sodium | ug/kg | Recoverable |  |  |  | Dry |  | 2014-10-03
67550 | Boscalid, water, filtered, recoverable, nanograms per liter | Boscalid | ng/l | Dissolved | [5 empty] | 2014-10-03
67551 | Boscalid, suspended sediment, recoverable, dry weight, micrograms per kilogram | Boscalid | ug/kg | Suspended |  |  |  | Dry |  | 2014-10-03
67552 | Boscalid, bed sediment, recoverable, dry weight, micrograms per kilogram | Boscalid | ug/kg | Bed Sediment |  |  |  | Dry |  | 2014-10-03
67553 | Boscalid, biota, tissue, recoverable, wet weight, micrograms per kilogram | Boscalid | ug/kg | Recoverable |  |  |  | Wet |  | 2014-10-03
67554 | Boscalid, soil, recoverable, dry weight, micrograms per kilogram | Boscalid | ug/kg | Recoverable |  |  |  | Dry |  | 2014-10-03
67555 | Butylate, biota, tissue, recoverable, wet weight, micrograms per kilogram | Butylate | ug/kg | Recoverable |  |  |  | Wet |  | 2014-10-03
67556 | Butylate, soil, recoverable, dry weight, micrograms per kilogram | Butylate | ug/kg | Recoverable |  |  |  | Dry |  | 2014-10-03
67557 | Carbaryl, biota, tissue, recoverable, wet weight, micrograms per kilogram | Carbaryl | ug/kg | Recoverable |  |  |  | Wet |  | 2014-10-03
67558 | Carbaryl, soil, recoverable, dry weight, micrograms per kilogram | Carbaryl | ug/kg | Recoverable |  |  |  | Dry |  | 2014-10-03
67559 | Carbofuran, biota, tissue, recoverable, wet weight, micrograms per kilogram | Carbofuran | ug/kg | Recoverable |  |  |  | Wet |  | 2014-10-03
67560 | Carbofuran, soil, recoverable, dry weight, micrograms per kilogram | Carbofuran | ug/kg | Recoverable |  |  |  | Dry |  | 2014-10-03
67561 | Chlorothalonil, soil, recoverable, dry weight, micrograms per kilogram | Chlorothalonil | ug/kg | Recoverable |  |  |  | Dry |  | 2014-10-03
67562 | Clomazone, water, filtered, recoverable, nanograms per liter | Clomazone | ng/l | Dissolved | [5 empty] | 2014-10-03
67563 | Clomazone, suspended sediment, recoverable, dry weight, micrograms per kilogram | Clomazone | ug/kg | Suspended |  |  |  | Dry |  | 2014-10-03
67564 | Clomazone, bed sediment, recoverable, dry weight, micrograms per kilogram | Clomazone | ug/kg | Bed Sediment |  |  |  | Dry |  | 2014-10-03
67565 | Clomazone, biota, tissue, recoverable, wet weight, micrograms per kilogram | Clomazone | ug/kg | Recoverable |  |  |  | Wet |  | 2014-10-03
67566 | Clomazone, soil, recoverable, dry weight, micrograms per kilogram | Clomazone | ug/kg | Recoverable |  |  |  | Dry |  | 2014-10-03
67567 | Cycloate, biota, tissue, recoverable, wet weight, micrograms per kilogram | Cycloate | ug/kg | Recoverable |  |  |  | Wet |  | 2014-10-03
67568 | Cycloate, soil, recoverable, dry weight, micrograms per kilogram | Cycloate | ug/kg | Recoverable |  |  |  | Dry |  | 2014-10-03
67569 | Cyfluthrin, soil, recoverable, dry weight, micrograms per kilogram | Cyfluthrin | ug/kg | Recoverable |  |  |  | Dry |  | 2015-01-05
67570 | Cypermethrin, biota, tissue, recoverable, wet weight, micrograms per kilogram | Beta Cypermethrin | ug/kg | Recoverable |  |  |  | Wet |  | 2014-10-03
67571 | Cypermethrin, soil, recoverable, dry weight, micrograms per kilogram | Beta Cypermethrin | ug/kg | Recoverable |  |  |  | Dry |  | 2014-10-03
67572 | Cyproconazole, biota, tissue, recoverable, wet weight, micrograms per kilogram | Cyproconazole | ug/kg | Recoverable |  |  |  | Wet |  | 2014-10-03
67573 | Cyproconazole, soil, recoverable, dry weight, micrograms per kilogram | Cyproconazole | ug/kg | Recoverable |  |  |  | Dry |  | 2014-10-03
67574 | Cyprodinil, water, filtered, recoverable, nanograms per liter | Cyprodinil | ng/l | Dissolved | [5 empty] | 2014-10-03
67575 | Cyprodinil, suspended sediment, recoverable, dry weight, micrograms per kilogram | Cyprodinil | ug/kg | Suspended |  |  |  | Dry |  | 2014-10-03
67576 | Cyprodinil, bed sediment, recoverable, dry weight, micrograms per kilogram | Cyprodinil | ug/kg | Bed Sediment |  |  |  | Dry |  | 2014-10-03
67577 | Cyprodinil, biota, tissue, recoverable, wet weight, micrograms per kilogram | Cyprodinil | ug/kg | Recoverable |  |  |  | Wet |  | 2014-10-03
67578 | Cyprodinil, soil, recoverable, dry weight, micrograms per kilogram | Cyprodinil | ug/kg | Recoverable |  |  |  | Dry |  | 2014-10-03
67579 | DCPA, soil, recoverable, dry weight, micrograms per kilogram | Chlorthal-dimethyl | ug/kg | Recoverable |  |  |  | Dry |  | 2014-10-03
67580 | Deltamethrin, biota, tissue, recoverable, wet weight, micrograms per kilogram | Deltamethrin | ug/kg | Recoverable |  |  |  | Wet |  | 2014-10-03
67581 | Deltamethrin, soil, recoverable, dry weight, micrograms per kilogram | Deltamethrin | ug/kg | Recoverable |  |  |  | Dry |  | 2014-10-03
67582 | Difenoconazole, water, filtered, recoverable, nanograms per liter | Difenoconazole | ng/l | Dissolved | [5 empty] | 2014-10-03
67583 | Difenoconazole, suspended sediment, recoverable, dry weight, micrograms per kilogram | Difenoconazole | ug/kg | Suspended |  |  |  | Dry |  | 2014-10-03
67584 | Difenoconazole, bed sediment, recoverable, dry weight, micrograms per kilogram | Difenoconazole | ug/kg | Bed Sediment |  |  |  | Dry |  | 2014-10-03
67585 | Difenoconazole, biota, tissue, recoverable, wet weight, micrograms per kilogram | Difenoconazole | ug/kg | Recoverable |  |  |  | Wet |  | 2014-10-03
67586 | Difenoconazole, soil, recoverable, dry weight, micrograms per kilogram | Difenoconazole | ug/kg | Recoverable |  |  |  | Dry |  | 2014-10-03
67587 | (E)-Dimethomorph, water, filtered, recoverable, nanograms per liter | (E)-Dimethomorph | ng/l | Dissolved | [5 empty] | 2015-01-05
67588 | (E)-Dimethomorph, suspended sediment, recoverable, dry weight, micrograms per kilogram | (E)-Dimethomorph | ug/kg | Suspended |  |  |  | Dry |  | 2015-01-05
67589 | (E)-Dimethomorph, bed sediment, recoverable, dry weight, micrograms per kilogram | (E)-Dimethomorph | ug/kg | Bed Sediment |  |  |  | Dry |  | 2015-01-05
67590 | (E)-Dimethomorph, soil, recoverable, dry weight, micrograms per kilogram | (E)-Dimethomorph | ug/kg | Recoverable |  |  |  | Dry |  | 2015-01-05
67591 | (Z)-Dimethomorph, water, filtered, recoverable, nanograms per liter | (Z)-Dimethomorph | ng/l | Dissolved | [5 empty] | 2015-01-05
67592 | (Z)-Dimethomorph, suspended sediment, recoverable, dry weight, micrograms per kilogram | (Z)-Dimethomorph | ug/kg | Suspended |  |  |  | Dry |  | 2015-01-05
67593 | (Z)-Dimethomorph, bed sediment, recoverable, dry weight, micrograms per kilogram | (Z)-Dimethomorph | ug/kg | Bed Sediment |  |  |  | Dry |  | 2015-01-05
67594 | (Z)-Dimethomorph, soil, recoverable, dry weight, micrograms per kilogram | (Z)-Dimethomorph | ug/kg | Recoverable |  |  |  | Dry |  | 2015-01-05
67595 | Disulfoton, water, filtered, recoverable, nanograms per liter | Disulfoton | ng/l | Dissolved | [5 empty] | 2014-10-03
67596 | Disulfoton, suspended sediment, recoverable, dry weight, micrograms per kilogram | Disulfoton | ug/kg | Suspended |  |  |  | Dry |  | 2014-10-03
67597 | Disulfoton, biota, tissue, recoverable, wet weight, micrograms per kilogram | Disulfoton | ug/kg | Recoverable |  |  |  | Wet |  | 2014-10-03
67598 | EPTC, biota, tissue, recoverable, wet weight, micrograms per kilogram | S-Ethyl dipropylthiocarbamate | ug/kg | Recoverable |  |  |  | Wet |  | 2014-10-03
67599 | EPTC, soil, recoverable, dry weight, micrograms per kilogram | S-Ethyl dipropylthiocarbamate | ug/kg | Recoverable |  |  |  | Dry |  | 2014-10-03
67600 | Esfenvalerate, biota, tissue, recoverable, wet weight, micrograms per kilogram | Esfenvalerate | ug/kg | Recoverable |  |  |  | Wet |  | 2014-10-03
67601 | Esfenvalerate, soil, recoverable, dry weight, micrograms per kilogram | Esfenvalerate | ug/kg | Recoverable |  |  |  | Dry |  | 2014-10-03
67602 | Ethalfluralin, biota, tissue, recoverable, wet weight, micrograms per kilogram | Ethalfluralin | ug/kg | Recoverable |  |  |  | Wet |  | 2014-10-03
67603 | Ethalfluralin, soil, recoverable, dry weight, micrograms per kilogram | Ethalfluralin | ug/kg | Recoverable |  |  |  | Dry |  | 2014-10-03
67604 | Etofenprox, water, filtered, recoverable, nanograms per liter | Etofenprox | ng/l | Dissolved | [5 empty] | 2014-10-03
67605 | Etofenprox, suspended sediment, recoverable, dry weight, micrograms per kilogram | Etofenprox | ug/kg | Suspended |  |  |  | Dry |  | 2014-10-03
67606 | Etofenprox, bed sediment, recoverable, dry weight, micrograms per kilogram | Etofenprox | ug/kg | Bed Sediment |  |  |  | Dry |  | 2014-10-03
67607 | Etofenprox, biota, tissue, recoverable, wet weight, micrograms per kilogram | Etofenprox | ug/kg | Recoverable |  |  |  | Wet |  | 2014-10-03
67608 | Etofenprox, soil, recoverable, dry weight, micrograms per kilogram | Etofenprox | ug/kg | Recoverable |  |  |  | Dry |  | 2014-10-03
67609 | Famoxadone, water, filtered, recoverable, nanograms per liter | Famoxadone | ng/l | Dissolved | [5 empty] | 2014-10-03
67610 | Famoxadone, suspended sediment, recoverable, dry weight, micrograms per kilogram | Famoxadone | ug/kg | Suspended |  |  |  | Dry |  | 2014-10-03
67611 | Famoxadone, bed sediment, recoverable, dry weight, micrograms per kilogram | Famoxadone | ug/kg | Bed Sediment |  |  |  | Dry |  | 2014-10-03
67612 | Famoxadone, soil, recoverable, dry weight, micrograms per kilogram | Famoxadone | ug/kg | Recoverable |  |  |  | Dry |  | 2014-10-03
67613 | Fenarimol, water, filtered, recoverable, nanograms per liter | Fenarimol | ng/l | Dissolved | [5 empty] | 2014-10-03
67614 | Fenarimol, suspended sediment, recoverable, dry weight, micrograms per kilogram | Fenarimol | ug/kg | Suspended |  |  |  | Dry |  | 2014-10-03
67615 | Fenarimol, bed sediment, recoverable, dry weight, micrograms per kilogram | Fenarimol | ug/kg | Bed Sediment |  |  |  | Dry |  | 2014-10-03
67616 | Fenarimol, biota, tissue, recoverable, wet weight, micrograms per kilogram | Fenarimol | ug/kg | Recoverable |  |  |  | Wet |  | 2014-10-03
67617 | Fenarimol, soil, recoverable, dry weight, micrograms per kilogram | Fenarimol | ug/kg | Recoverable |  |  |  | Dry |  | 2014-10-03
67618 | Fenbuconazole, water, filtered, recoverable, nanograms per liter | Fenbuconazole | ng/l | Dissolved | [5 empty] | 2014-10-03
67619 | Fenbuconazole, suspended sediment, recoverable, dry weight, micrograms per kilogram | Fenbuconazole | ug/kg | Suspended |  |  |  | Dry |  | 2014-10-03
67620 | Fenbuconazole, bed sediment, recoverable, dry weight, micrograms per kilogram | Fenbuconazole | ug/kg | Bed Sediment |  |  |  | Dry |  | 2014-10-03
67621 | Fenbuconazole, soil, recoverable, dry weight, micrograms per kilogram | Fenbuconazole | ug/kg | Recoverable |  |  |  | Dry |  | 2014-10-03
67622 | Fenhexamid, water, filtered, recoverable, nanograms per liter | Fenhexamid | ng/l | Dissolved | [5 empty] | 2014-10-03
67623 | Fenhexamid, suspended sediment, recoverable, dry weight, micrograms per kilogram | Fenhexamid | ug/kg | Suspended |  |  |  | Dry |  | 2014-10-03
67624 | Fenhexamid, bed sediment, recoverable, dry weight, micrograms per kilogram | Fenhexamid | ug/kg | Bed Sediment |  |  |  | Dry |  | 2014-10-03
67625 | Fenhexamid, soil, recoverable, dry weight, micrograms per kilogram | Fenhexamid | ug/kg | Recoverable |  |  |  | Dry |  | 2014-10-03
67626 | Fenoxaprop-P-ethyl, water, filtered, recoverable, nanograms per liter | Fenoxaprop-P-ethyl | ng/l | Dissolved | [5 empty] | 2014-10-03
67627 | Fenoxaprop-P-ethyl, suspended sediment, recoverable, dry weight, micrograms per kilogram | Fenoxaprop-P-ethyl | ug/kg | Suspended |  |  |  | Dry |  | 2014-10-03
67628 | Fenoxaprop-P-ethyl, bed sediment, recoverable, dry weight, micrograms per kilogram | Fenoxaprop-P-ethyl | ug/kg | Bed Sediment |  |  |  | Dry |  | 2014-10-03
67629 | Fenoxaprop-P-ethyl, soil, recoverable, dry weight, micrograms per kilogram | Fenoxaprop-P-ethyl | ug/kg | Recoverable |  |  |  | Dry |  | 2014-10-03
67630 | Fenpropathrin, biota, tissue, recoverable, wet weight, micrograms per kilogram | Fenpropathrin | ug/kg | Recoverable |  |  |  | Wet |  | 2014-10-03
67631 | Fenpropathrin, soil, recoverable, dry weight, micrograms per kilogram | Fenpropathrin | ug/kg | Recoverable |  |  |  | Dry |  | 2014-10-03
67632 | Fipronil, soil, recoverable, dry weight, micrograms per kilogram | Fipronil | ug/kg | Recoverable |  |  |  | Dry |  | 2014-10-03
67633 | Desulfinylfipronil, soil, recoverable, dry weight, micrograms per kilogram | Fipronil Desulfinyl | ug/kg | Recoverable |  |  |  | Dry |  | 2020-01-21
67634 | Fipronil sulfide, soil, recoverable, dry weight, micrograms per kilogram | Fipronil Sulfide | ug/kg | Recoverable |  |  |  | Dry |  | 2020-01-21
67635 | Fipronil sulfone, soil, recoverable, dry weight, micrograms per kilogram | Fipronil Sulfone | ug/kg | Recoverable |  |  |  | Dry |  | 2014-10-03
67636 | Fluazinam, water, filtered, recoverable, nanograms per liter | Fluazinam | ng/l | Dissolved | [5 empty] | 2014-10-03
67637 | Fluazinam, suspended sediment, recoverable, dry weight, micrograms per kilogram | Fluazinam | ug/kg | Suspended |  |  |  | Dry |  | 2014-10-03
67638 | Fluazinam, bed sediment, recoverable, dry weight, micrograms per kilogram | Fluazinam | ug/kg | Bed Sediment |  |  |  | Dry |  | 2014-10-03
67639 | Fluazinam, soil, recoverable, dry weight, micrograms per kilogram | Fluazinam | ug/kg | Recoverable |  |  |  | Dry |  | 2014-10-03
67640 | Fludioxonil, water, filtered, recoverable, nanograms per liter | Fludioxonil | ng/l | Dissolved | [5 empty] | 2014-10-03
67641 | Fludioxonil, suspended sediment, recoverable, dry weight, micrograms per kilogram | Fludioxonil | ug/kg | Suspended |  |  |  | Dry |  | 2014-10-03
67642 | Fludioxonil, bed sediment, recoverable, dry weight, micrograms per kilogram | Fludioxonil | ug/kg | Bed Sediment |  |  |  | Dry |  | 2014-10-03
67643 | Fludioxonil, biota, tissue, recoverable, wet weight, micrograms per kilogram | Fludioxonil | ug/kg | Recoverable |  |  |  | Wet |  | 2014-10-03
67644 | Fludioxonil, soil, recoverable, dry weight, micrograms per kilogram | Fludioxonil | ug/kg | Recoverable |  |  |  | Dry |  | 2014-10-03
67645 | Fluoxastrobin, water, filtered, recoverable, nanograms per liter | Fluoxastrobin | ng/l | Dissolved | [5 empty] | 2014-10-03
67646 | Fluoxastrobin, suspended sediment, recoverable, dry weight, micrograms per kilogram | Fluoxastrobin | ug/kg | Suspended |  |  |  | Dry |  | 2014-10-03
67647 | Fluoxastrobin, bed sediment, recoverable, dry weight, micrograms per kilogram | Fluoxastrobin | ug/kg | Bed Sediment |  |  |  | Dry |  | 2014-10-03
67648 | Fluoxastrobin, soil, recoverable, dry weight, micrograms per kilogram | Fluoxastrobin | ug/kg | Recoverable |  |  |  | Dry |  | 2014-10-03
67649 | Flusilazole, water, filtered, recoverable, nanograms per liter | Flusilazole | ng/l | Dissolved | [5 empty] | 2014-10-03
67650 | Flusilazole, suspended sediment, recoverable, dry weight, micrograms per kilogram | Flusilazole | ug/kg | Suspended |  |  |  | Dry |  | 2014-10-03
67651 | Flusilazole, bed sediment, recoverable, dry weight, micrograms per kilogram | Flusilazole | ug/kg | Bed Sediment |  |  |  | Dry |  | 2014-10-03
67652 | Flusilazole, soil, recoverable, dry weight, micrograms per kilogram | Flusilazole | ug/kg | Recoverable |  |  |  | Dry |  | 2014-10-03
67653 | Flutriafol, water, filtered, recoverable, nanograms per liter | Flutriafol | ng/l | Dissolved | [5 empty] | 2014-10-03
67654 | Flutriafol, suspended sediment, recoverable, dry weight, micrograms per kilogram | Flutriafol | ug/kg | Suspended |  |  |  | Dry |  | 2014-10-03
67655 | Flutriafol, bed sediment, recoverable, dry weight, micrograms per kilogram | Flutriafol | ug/kg | Bed Sediment |  |  |  | Dry |  | 2014-10-03
67656 | Flutriafol, soil, recoverable, dry weight, micrograms per kilogram | Flutriafol | ug/kg | Recoverable |  |  |  | Dry |  | 2014-10-03
67657 | Fonofos, soil, recoverable, dry weight, micrograms per kilogram | Fonofos | ug/kg | Recoverable |  |  |  | Dry |  | 2014-10-03
67658 | Halosulfuron-methyl, suspended sediment, recoverable, dry weight, micrograms per kilogram | Halosulfuron-methyl | ug/kg | Suspended |  |  |  | Dry |  | 2014-10-03
67659 | Halosulfuron-methyl, bed sediment, recoverable, dry weight, micrograms per kilogram | Halosulfuron-methyl | ug/kg | Bed Sediment |  |  |  | Dry |  | 2014-10-03
67660 | Halosulfuron-methyl, soil, recoverable, dry weight, micrograms per kilogram | Halosulfuron-methyl | ug/kg | Recoverable |  |  |  | Dry |  | 2014-10-03
67661 | Hexazinone, soil, recoverable, dry weight, micrograms per kilogram | Hexazinone | ug/kg | Recoverable |  |  |  | Dry |  | 2014-10-03
67662 | Imazalil, water, filtered, recoverable, nanograms per liter | Imazalil | ng/l | Dissolved | [5 empty] | 2014-10-03
67663 | Imazalil, suspended sediment, recoverable, dry weight, micrograms per kilogram | Imazalil | ug/kg | Suspended |  |  |  | Dry |  | 2014-10-03
67664 | Imazalil, bed sediment, recoverable, dry weight, micrograms per kilogram | Imazalil | ug/kg | Bed Sediment |  |  |  | Dry |  | 2014-10-03
67665 | Imazalil, soil, recoverable, dry weight, micrograms per kilogram | Imazalil | ug/kg | Recoverable |  |  |  | Dry |  | 2014-10-03
67666 | Iprodione, biota, tissue, recoverable, wet weight, micrograms per kilogram | Iprodione | ug/kg | Recoverable |  |  |  | Wet |  | 2014-10-03
67667 | Iprodione, soil, recoverable, dry weight, micrograms per kilogram | Iprodione | ug/kg | Recoverable |  |  |  | Dry |  | 2014-10-03
67668 | Isodrin, biota, tissue, recoverable, wet weight, micrograms per kilogram | Isodrin | ug/kg | Recoverable |  |  |  | Wet |  | 2014-10-03
67669 | Isodrin, soil, recoverable, dry weight, micrograms per kilogram | Isodrin | ug/kg | Recoverable |  |  |  | Dry |  | 2014-10-03
67670 | Kresoxim-methyl, water, filtered, recoverable, nanograms per liter | Kresoxim-methyl | ng/l | Dissolved | [5 empty] | 2014-10-03
67671 | Kresoxim-methyl, suspended sediment, recoverable, dry weight, micrograms per kilogram | Kresoxim-methyl | ug/kg | Suspended |  |  |  | Dry |  | 2014-10-03
67672 | Kresoxim-methyl, bed sediment, recoverable, dry weight, micrograms per kilogram | Kresoxim-methyl | ug/kg | Bed Sediment |  |  |  | Dry |  | 2014-10-03
67673 | Kresoxim-methyl, soil, recoverable, dry weight, micrograms per kilogram | Kresoxim-methyl | ug/kg | Recoverable |  |  |  | Dry |  | 2014-10-03
67674 | lambda-Cyhalothrin, soil, recoverable, dry weight, micrograms per kilogram | .lambda.-Cyhalothrin | ug/kg | Recoverable |  |  |  | Dry |  | 2014-10-03
67675 | Malathion, biota, tissue, recoverable, wet weight, micrograms per kilogram | Malathion | ug/kg | Recoverable |  |  |  | Wet |  | 2014-10-03
67676 | Metconazole, biota, tissue, recoverable, wet weight, micrograms per kilogram | Metconazole | ug/kg | Recoverable |  |  |  | Wet |  | 2014-10-03
67677 | Metconazole, soil, recoverable, dry weight, micrograms per kilogram | Metconazole | ug/kg | Recoverable |  |  |  | Dry |  | 2014-10-03
67678 | Methidathion, biota, tissue, recoverable, wet weight, micrograms per kilogram | Methidathion | ug/kg | Recoverable |  |  |  | Wet |  | 2014-10-03
67679 | Methoprene, biota, tissue, recoverable, wet weight, micrograms per kilogram | Methoprene | ug/kg | Recoverable |  |  |  | Wet |  | 2014-10-03
67680 | Molinate, biota, tissue, recoverable, wet weight, micrograms per kilogram | Molinate | ug/kg | Recoverable |  |  |  | Wet |  | 2014-10-03
67681 | Myclobutanil, biota, tissue, recoverable, wet weight, micrograms per kilogram | Myclobutanil | ug/kg | Recoverable |  |  |  | Wet |  | 2014-10-03
67682 | Myclobutanil, soil, recoverable, dry weight, micrograms per kilogram | Myclobutanil | ug/kg | Recoverable |  |  |  | Dry |  | 2014-10-03
67683 | Napropamide, biota, tissue, recoverable, wet weight, micrograms per kilogram | Napropamide | ug/kg | Recoverable |  |  |  | Wet |  | 2014-10-03
67684 | Napropamide, soil, recoverable, dry weight, micrograms per kilogram | Napropamide | ug/kg | Recoverable |  |  |  | Dry |  | 2014-10-03
67685 | Norflurazon, water, filtered, recoverable, nanograms per liter | Norflurazon | ng/l | Dissolved | [5 empty] | 2014-10-03
67686 | Norflurazon, suspended sediment, recoverable, dry weight, micrograms per kilogram | Norflurazon | ug/kg | Suspended |  |  |  | Dry |  | 2014-10-03
67687 | Norflurazon, bed sediment, recoverable, dry weight, micrograms per kilogram | Norflurazon | ug/kg | Bed Sediment |  |  |  | Dry |  | 2014-10-03
67688 | Norflurazon, biota, tissue, recoverable, wet weight, micrograms per kilogram | Norflurazon | ug/kg | Recoverable |  |  |  | Wet |  | 2014-10-03
67689 | Oxyfluorfen, soil, recoverable, dry weight, micrograms per kilogram | Oxyfluorfen | ug/kg | Recoverable |  |  |  | Dry |  | 2014-10-03
67690 | Pebulate, soil, recoverable, dry weight, micrograms per kilogram | Pebulate | ug/kg | Recoverable |  |  |  | Dry |  | 2014-10-03
67691 | Pentachloroanisole, soil, recoverable, dry weight, micrograms per kilogram | Pentachloroanisole | ug/kg | Recoverable |  |  |  | Dry |  | 2014-10-03
67692 | Pentachloronitrobenzene, biota, tissue, recoverable, wet weight, micrograms per kilogram | Pentachloronitrobenzene | ug/kg | Recoverable |  |  |  | Wet |  | 2014-10-03
67693 | Pentachloronitrobenzene, soil, recoverable, dry weight, micrograms per kilogram | Pentachloronitrobenzene | ug/kg | Recoverable |  |  |  | Dry |  | 2014-10-03
67694 | Permethrin, biota, tissue, recoverable, wet weight, micrograms per kilogram | Permethrin | ug/kg | Recoverable |  |  |  | Wet |  | 2014-10-03
67695 | Permethrin, soil, recoverable, dry weight, micrograms per kilogram | Permethrin | ug/kg | Recoverable |  |  |  | Dry |  | 2014-10-03
67696 | Phenothrin, biota, tissue, recoverable, wet weight, micrograms per kilogram | Phenothrin | ug/kg | Recoverable |  |  |  | Wet |  | 2014-10-03
67697 | Phenothrin, soil, recoverable, dry weight, micrograms per kilogram | Phenothrin | ug/kg | Recoverable |  |  |  | Dry |  | 2014-10-03
67698 | Phosmet, biota, tissue, recoverable, wet weight, micrograms per kilogram | Phosmet | ug/kg | Recoverable |  |  |  | Wet |  | 2014-10-03
67699 | Phosmet, soil, recoverable, dry weight, micrograms per kilogram | Phosmet | ug/kg | Recoverable |  |  |  | Dry |  | 2014-10-03
67700 | Piperonyl butoxide, biota, tissue, recoverable, wet weight, micrograms per kilogram | Piperonyl butoxide | ug/kg | Recoverable |  |  |  | Wet |  | 2014-10-03
67701 | Piperonyl butoxide, soil, recoverable, dry weight, micrograms per kilogram | Piperonyl butoxide | ug/kg | Recoverable |  |  |  | Dry |  | 2014-10-03
67702 | Prometon, water, filtered, recoverable, nanograms per liter | Prometon | ng/l | Dissolved | [5 empty] | 2014-10-03
67703 | Prometryn, biota, tissue, recoverable, wet weight, micrograms per kilogram | Prometryn | ug/kg | Recoverable |  |  |  | Wet |  | 2014-10-03
67704 | Propiconazole, biota, tissue, recoverable, wet weight, micrograms per kilogram | Propiconazole | ug/kg | Recoverable |  |  |  | Wet |  | 2014-10-03
67705 | Propiconazole, soil, recoverable, dry weight, micrograms per kilogram | Propiconazole | ug/kg | Recoverable |  |  |  | Dry |  | 2014-10-03
67706 | Propyzamide, water, filtered, recoverable, nanograms per liter | Pronamide | ng/l | Dissolved | [5 empty] | 2014-10-03
67707 | Propyzamide, suspended sediment, recoverable, dry weight, micrograms per kilogram | Pronamide | ug/kg | Suspended |  |  |  | Dry |  | 2014-10-03
67708 | Propyzamide, bed sediment, recoverable, dry weight, micrograms per kilogram | Pronamide | ug/kg | Bed Sediment |  |  |  | Dry |  | 2014-10-03
67709 | Propyzamide, biota, tissue, recoverable, wet weight, micrograms per kilogram | Pronamide | ug/kg | Recoverable |  |  |  | Wet |  | 2014-10-03
67710 | Propyzamide, soil, recoverable, dry weight, micrograms per kilogram | Pronamide | ug/kg | Recoverable |  |  |  | Dry |  | 2014-10-03
67711 | Prothioconazole, water, filtered, recoverable, nanograms per liter | Prothioconazole | ng/l | Dissolved | [5 empty] | 2014-10-03
67712 | Prothioconazole, suspended sediment, recoverable, dry weight, micrograms per kilogram | Prothioconazole | ug/kg | Suspended |  |  |  | Dry |  | 2014-10-03
67713 | Prothioconazole, bed sediment, recoverable, dry weight, micrograms per kilogram | Prothioconazole | ug/kg | Bed Sediment |  |  |  | Dry |  | 2014-10-03
67714 | Prothioconazole, soil, recoverable, dry weight, micrograms per kilogram | Prothioconazole | ug/kg | Recoverable |  |  |  | Dry |  | 2014-10-03
67715 | Pyraclostrobin, biota, tissue, recoverable, wet weight, micrograms per kilogram | Pyraclostrobin | ug/kg | Recoverable |  |  |  | Wet |  | 2014-10-03
67716 | Pyraclostrobin, soil, recoverable, dry weight, micrograms per kilogram | Pyraclostrobin | ug/kg | Recoverable |  |  |  | Dry |  | 2014-10-03
67717 | Pyrimethanil, water, filtered, recoverable, nanograms per liter | Pyrimethanil | ng/l | Dissolved | [5 empty] | 2014-10-03
67718 | Pyrimethanil, suspended sediment, recoverable, dry weight, micrograms per kilogram | Pyrimethanil | ug/kg | Suspended |  |  |  | Dry |  | 2014-10-03
67719 | Pyrimethanil, bed sediment, recoverable, dry weight, micrograms per kilogram | Pyrimethanil | ug/kg | Bed Sediment |  |  |  | Dry |  | 2014-10-03
67720 | Pyrimethanil, biota, tissue, recoverable, wet weight, micrograms per kilogram | Pyrimethanil | ug/kg | Recoverable |  |  |  | Wet |  | 2014-10-03
67721 | Pyrimethanil, soil, recoverable, dry weight, micrograms per kilogram | Pyrimethanil | ug/kg | Recoverable |  |  |  | Dry |  | 2014-10-03
67722 | Resmethrin, biota, tissue, recoverable, wet weight, micrograms per kilogram | Resmethrin | ug/kg | Recoverable |  |  |  | Wet |  | 2014-10-03
67723 | Resmethrin, soil, recoverable, dry weight, micrograms per kilogram | Resmethrin | ug/kg | Recoverable |  |  |  | Dry |  | 2014-10-03
67724 | Sulfotepp, water, filtered, recoverable, nanograms per liter | Sulfotep | ng/l | Dissolved | [5 empty] | 2014-10-03
67725 | Sulfotepp, suspended sediment, recoverable, dry weight, micrograms per kilogram | Sulfotep | ug/kg | Suspended |  |  |  | Dry |  | 2014-10-03
67726 | tau-Fluvalinate, biota, tissue, recoverable, wet weight, micrograms per kilogram | Tau-fluvalinate | ug/kg | Recoverable |  |  |  | Wet |  | 2014-10-03
67727 | tau-Fluvalinate, soil, recoverable, dry weight, micrograms per kilogram | Tau-fluvalinate | ug/kg | Recoverable |  |  |  | Dry |  | 2014-10-03
67728 | Tebuconazole, suspended sediment, recoverable, dry weight, micrograms per kilogram | Tebuconazole | ug/kg | Suspended |  |  |  | Dry |  | 2014-10-03
67729 | Tebuconazole, biota, tissue, recoverable, wet weight, micrograms per kilogram | Tebuconazole | ug/kg | Recoverable |  |  |  | Wet |  | 2014-10-03
67730 | Tebuconazole, soil, recoverable, dry weight, micrograms per kilogram | Tebuconazole | ug/kg | Recoverable |  |  |  | Dry |  | 2014-10-03
67731 | Tefluthrin, water, filtered, recoverable, nanograms per liter | Tefluthrin | ng/l | Dissolved | [5 empty] | 2014-10-03
67732 | Tefluthrin, suspended sediment, recoverable, dry weight, micrograms per kilogram | Tefluthrin | ug/kg | Suspended |  |  |  | Dry |  | 2014-10-03
67733 | Tefluthrin, bed sediment, recoverable, dry weight, micrograms per kilogram | Tefluthrin | ug/kg | Bed Sediment |  |  |  | Dry |  | 2014-10-03
67734 | Tefluthrin, soil, recoverable, dry weight, micrograms per kilogram | Tefluthrin | ug/kg | Recoverable |  |  |  | Dry |  | 2014-10-03
67735 | Tetraconazole, biota, tissue, recoverable, wet weight, micrograms per kilogram | Tetraconazole | ug/kg | Recoverable |  |  |  | Wet |  | 2014-10-03
67736 | Tetraconazole, soil, recoverable, dry weight, micrograms per kilogram | Tetraconazole | ug/kg | Recoverable |  |  |  | Dry |  | 2014-10-03
67737 | Tetramethrin, biota, tissue, recoverable, wet weight, micrograms per kilogram | Tetramethrin | ug/kg | Recoverable |  |  |  | Wet |  | 2014-10-03
67738 | Tetramethrin, soil, recoverable, dry weight, micrograms per kilogram | Tetramethrin | ug/kg | Recoverable |  |  |  | Dry |  | 2014-10-03
67739 | Thiobencarb, biota, tissue, recoverable, wet weight, micrograms per kilogram | Thiobencarb | ug/kg | Recoverable |  |  |  | Wet |  | 2014-10-03
67740 | Thiobencarb, soil, recoverable, dry weight, micrograms per kilogram | Thiobencarb | ug/kg | Recoverable |  |  |  | Dry |  | 2014-10-03
67741 | Triadimefon, water, filtered, recoverable, nanograms per liter | Triadimefon | ng/l | Dissolved | [5 empty] | 2014-10-03
67742 | Triadimefon, suspended sediment, recoverable, dry weight, micrograms per kilogram | Triadimefon | ug/kg | Suspended |  |  |  | Dry |  | 2014-10-03
67743 | Triadimefon, bed sediment, recoverable, dry weight, micrograms per kilogram | Triadimefon | ug/kg | Bed Sediment |  |  |  | Dry |  | 2014-10-03
67744 | Triadimefon, biota, tissue, recoverable, wet weight, micrograms per kilogram | Triadimefon | ug/kg | Recoverable |  |  |  | Wet |  | 2014-10-03
67745 | Triadimefon, soil, recoverable, dry weight, micrograms per kilogram | Triadimefon | ug/kg | Recoverable |  |  |  | Dry |  | 2014-10-03
67746 | Triadimenol, water, filtered, recoverable, nanograms per liter | Triadimenol | ng/l | Dissolved | [5 empty] | 2014-10-03
67747 | Triadimenol, suspended sediment, recoverable, dry weight, micrograms per kilogram | Triadimenol | ug/kg | Suspended |  |  |  | Dry |  | 2014-10-03
67748 | Triadimenol, bed sediment, recoverable, dry weight, micrograms per kilogram | Triadimenol | ug/kg | Bed Sediment |  |  |  | Dry |  | 2014-10-03
67749 | Triadimenol, biota, tissue, recoverable, wet weight, micrograms per kilogram | Triadimenol | ug/kg | Recoverable |  |  |  | Wet |  | 2014-10-03
67750 | Triadimenol, soil, recoverable, dry weight, micrograms per kilogram | Triadimenol | ug/kg | Recoverable |  |  |  | Dry |  | 2014-10-03
67751 | Trifloxystrobin, biota, tissue, recoverable, wet weight, micrograms per kilogram | Trifloxystrobin | ug/kg | Recoverable |  |  |  | Wet |  | 2014-10-03
67752 | Trifloxystrobin, soil, recoverable, dry weight, micrograms per kilogram | Trifloxystrobin | ug/kg | Recoverable |  |  |  | Dry |  | 2014-10-03
67753 | Triflumizole, water, filtered, recoverable, nanograms per liter | Triflumizole | ng/l | Dissolved | [5 empty] | 2014-10-03
67754 | Triflumizole, suspended sediment, recoverable, dry weight, micrograms per kilogram | Triflumizole | ug/kg | Suspended |  |  |  | Dry |  | 2014-10-03
67755 | Triflumizole, bed sediment, recoverable, dry weight, micrograms per kilogram | Triflumizole | ug/kg | Bed Sediment |  |  |  | Dry |  | 2014-10-03
67756 | Triflumizole, biota, tissue, recoverable, wet weight, micrograms per kilogram | Triflumizole | ug/kg | Recoverable |  |  |  | Wet |  | 2014-10-03
67757 | Triflumizole, soil, recoverable, dry weight, micrograms per kilogram | Triflumizole | ug/kg | Recoverable |  |  |  | Dry |  | 2014-10-03
67758 | Triticonazole, water, filtered, recoverable, nanograms per liter | Triticonazole | ng/l | Dissolved | [5 empty] | 2014-10-03
67759 | Triticonazole, suspended sediment, recoverable, dry weight, micrograms per kilogram | Triticonazole | ug/kg | Suspended |  |  |  | Dry |  | 2014-10-03
67760 | Triticonazole, bed sediment, recoverable, dry weight, micrograms per kilogram | Triticonazole | ug/kg | Bed Sediment |  |  |  | Dry |  | 2014-10-03
67761 | Triticonazole, biota, tissue, recoverable, wet weight, micrograms per kilogram | Triticonazole | ug/kg | Recoverable |  |  |  | Wet |  | 2014-10-03
67762 | Triticonazole, soil, recoverable, dry weight, micrograms per kilogram | Triticonazole | ug/kg | Recoverable |  |  |  | Dry |  | 2014-10-03
67763 | Vinclozolin, water, filtered, recoverable, nanograms per liter | Vinclozolin | ng/l | Dissolved | [5 empty] | 2014-10-03
67764 | Vinclozolin, suspended sediment, recoverable, dry weight, micrograms per kilogram | Vinclozolin | ug/kg | Suspended |  |  |  | Dry |  | 2014-10-03
67765 | Vinclozolin, bed sediment, recoverable, dry weight, micrograms per kilogram | Vinclozolin | ug/kg | Bed Sediment |  |  |  | Dry |  | 2014-10-03
67766 | Vinclozolin, biota, tissue, recoverable, wet weight, micrograms per kilogram | Vinclozolin | ug/kg | Recoverable |  |  |  | Wet |  | 2014-10-03
67767 | Vinclozolin, soil, recoverable, dry weight, micrograms per kilogram | Vinclozolin | ug/kg | Recoverable |  |  |  | Dry |  | 2014-10-03
67768 | Zoxamide, water, filtered, recoverable, nanograms per liter | Zoxamide | ng/l | Dissolved | [5 empty] | 2014-10-03
67769 | Zoxamide, suspended sediment, recoverable, dry weight, micrograms per kilogram | Zoxamide | ug/kg | Suspended |  |  |  | Dry |  | 2014-10-03
67770 | Zoxamide, bed sediment, recoverable, dry weight, micrograms per kilogram | Zoxamide | ug/kg | Bed Sediment |  |  |  | Dry |  | 2014-10-03
67771 | Zoxamide, biota, tissue, recoverable, wet weight, micrograms per kilogram | Zoxamide | ug/kg | Recoverable |  |  |  | Wet |  | 2014-10-03
67772 | Zoxamide, soil, recoverable, dry weight, micrograms per kilogram | Zoxamide | ug/kg | Recoverable |  |  |  | Dry |  | 2014-10-03
67773 | 1,3-Propanediol, water, filtered (0.2 micron filter), recoverable, milligrams per liter | 1,3-Propanediol | mg/l | Dissolved | [5 empty] | 2014-10-03
67774 | 1,2-Bis(2,4,6-tribromophenoxy)ethane, water, unfiltered, recoverable, nanograms per liter | Benzene, 1,1'-[1,2-ethanediylbis(oxy)]bis[2,4,6-tribromo- | ng/l | Recoverable | [5 empty] | 2014-10-03
67775 | Benfluralin, water, unfiltered, recoverable, nanograms per liter | Benfluralin | ng/l | Recoverable | [5 empty] | 2014-10-03
67776 | Chlorpyrifos, water, unfiltered, recoverable, nanograms per liter | Chlorpyrifos | ng/l | Recoverable | [5 empty] | 2014-10-03
67777 | Cyfluthrin, water, unfiltered, recoverable, nanograms per liter | Cyfluthrin | ng/l | Recoverable | [5 empty] | 2014-10-03
67778 | lambda-Cyhalothrin, water, unfiltered, recoverable, nanograms per liter | .lambda.-Cyhalothrin | ng/l | Recoverable | [5 empty] | 2014-10-03
67779 | DCPA, water, unfiltered, recoverable, nanograms per liter | Chlorthal-dimethyl | ng/l | Recoverable | [5 empty] | 2014-10-03
67780 | Bis(hexachlorocyclopentadieno) cyclooctane, water, unfiltered, recoverable, nanograms per liter | Bis(hexachlorocyclopentadieno) cyclooctane | ng/l | Recoverable | [5 empty] | 2014-10-03
67781 | Desulfinylfipronil, water, unfiltered, recoverable, nanograms per liter | Fipronil Desulfinyl | ng/l | Recoverable | [5 empty] | 2020-01-21
67782 | Dieldrin, water, unfiltered, recoverable, nanograms per liter | Dieldrin | ng/l | Recoverable | [5 empty] | 2014-10-03
67783 | alpha-Endosulfan, water, unfiltered, recoverable, nanograms per liter | .alpha.-Endosulfan | ng/l | Recoverable | [5 empty] | 2014-10-03
67784 | Fipronil, water, unfiltered, recoverable, nanograms per liter | Fipronil | ng/l | Recoverable | [5 empty] | 2014-10-03
67785 | Fipronil sulfide, water, unfiltered, recoverable, nanograms per liter | Fipronil Sulfide | ng/l | Recoverable | [5 empty] | 2020-01-21
67786 | Octachlorostyrene, water, unfiltered, recoverable, nanograms per liter | Octachlorostyrene | ng/l | Recoverable | [5 empty] | 2014-10-03
67787 | Oxyfluorfen, water, unfiltered, recoverable, nanograms per liter | Oxyfluorfen | ng/l | Recoverable | [5 empty] | 2014-10-03
67788 | Pentabromotoluene, water, unfiltered, recoverable, nanograms per liter | Pentabromotoluene | ng/l | Recoverable | [5 empty] | 2014-10-03
67789 | Pentachloroanisole, water, unfiltered, recoverable, nanograms per liter | Pentachloroanisole | ng/l | Recoverable | [5 empty] | 2014-10-03
67790 | Pentachloronitrobenzene, water, unfiltered, recoverable, nanograms per liter | Pentachloronitrobenzene | ng/l | Recoverable | [5 empty] | 2014-10-03
67791 | PCB congener 110, water, unfiltered, recoverable, nanograms per liter | 2,3,3',4',6-Pentachlorobiphenyl | ng/l | Recoverable | [5 empty] | 2014-10-03
67792 | PCB congener 138, water, unfiltered, recoverable, nanograms per liter | 2,2',3,4,4',5'-Hexachlorobiphenyl | ng/l | Recoverable | [5 empty] | 2014-10-03
67793 | PCB congener 149, water, unfiltered, recoverable, nanograms per liter | 2,2',3,4',5',6-Hexachlorobiphenyl | ng/l | Recoverable | [5 empty] | 2014-10-03
67794 | PCB congener 170, water, unfiltered, recoverable, nanograms per liter | 2,2',3,3',4,4',5-Heptachlorobiphenyl | ng/l | Recoverable | [5 empty] | 2014-10-03
67795 | PCB congener 187, water, unfiltered, recoverable, nanograms per liter | 2,2',3,4',5,5',6-Heptachlorobiphenyl | ng/l | Recoverable | [5 empty] | 2014-10-03
67796 | Tefluthrin, water, unfiltered, recoverable, nanograms per liter | Tefluthrin | ng/l | Recoverable | [5 empty] | 2014-10-03
67797 | Tetradifon, water, unfiltered, recoverable, nanograms per liter | Tetradifon | ng/l | Recoverable | [5 empty] | 2014-10-03
67798 | Methyl triclosan, water, unfiltered, recoverable, nanograms per liter | Triclosan methyl ether | ng/l | Recoverable | [5 empty] | 2014-10-03
67799 | Trifluralin, water, unfiltered, recoverable, nanograms per liter | Trifluralin | ng/l | Recoverable | [5 empty] | 2014-10-03
67800 | Pendimethalin, water, unfiltered, recoverable, nanograms per liter | Pendimethalin | ng/l | Recoverable | [5 empty] | 2014-10-03
67801 | PCB congener 70, water, unfiltered, recoverable, nanograms per liter | 2,3',4',5-Tetrachlorobiphenyl | ng/l | Recoverable | [5 empty] | 2014-10-03
67802 | 4-Chlorobenzyl methyl sulfone, water, filtered, recoverable, nanograms per liter | 4-Chlorobenzyl methyl sulfone | ng/l | Dissolved | [5 empty] | 2014-10-03
67803 | Musk xylene, water, filtered, recoverable, micrograms per liter | 2,4,6-Trinitro-5-tert-butyl-m-xylene | ug/l | Dissolved | [5 empty] | 2020-01-21
67804 | 2-Ethyl-2-phenylmalonamide, water, filtered, recoverable, micrograms per liter | 2-Ethyl-2-phenylmalonamide | ug/l | Dissolved | [5 empty] | 2014-10-03
67805 | Antipyrine, water, filtered, recoverable, micrograms per liter | Antipyrine | ug/l | Dissolved | [5 empty] | 2014-10-03
67806 | Celecoxib, water, filtered, recoverable, micrograms per liter | Celecoxib | ug/l | Dissolved | [5 empty] | 2014-10-03
67807 | Citalopram, water, filtered, recoverable, micrograms per liter | Citalopram | ug/l | Dissolved | [5 empty] | 2014-10-03
67808 | O-Desmethyltramadol, water, filtered, recoverable, micrograms per liter | O-Desmethyltramadol | ug/l | Dissolved | [5 empty] | 2014-10-03
67809 | Dextromethorphan, water, filtered, recoverable, micrograms per liter | Dextromethorphan | ug/l | Dissolved | [5 empty] | 2014-10-03
67810 | Dihydrocodeine, water, filtered, recoverable, micrograms per liter | Dihydrocodeine | ug/l | Dissolved | [5 empty] | 2014-10-03
67811 | Efavirenz, water, filtered, recoverable, micrograms per liter | Efavirenz | ug/l | Dissolved | [5 empty] | 2014-10-03
67812 | Fluconazole, water, filtered, recoverable, micrograms per liter | Fluconazole | ug/l | Dissolved | [5 empty] | 2014-10-03
67813 | Griseofulvin, water, filtered, recoverable, micrograms per liter | Griseofulvin | ug/l | Dissolved | [5 empty] | 2014-10-03
67814 | Guaiacol glycerol ether, water, filtered, recoverable, micrograms per liter | Guaifenesin | ug/l | Dissolved | [5 empty] | 2020-01-21
67815 | Iminostilbene, water, filtered, recoverable, micrograms per liter | Iminostilbene | ug/l | Dissolved | [5 empty] | 2014-10-03
67816 | Lidocaine, water, filtered, recoverable, micrograms per liter | Acetamide, 2-(diethylamino)-N-(2,6-dimethylphenyl)- | ug/l | Dissolved | [5 empty] | 2014-10-03
67817 | Lorazepam, water, filtered, recoverable, micrograms per liter | Lorazepam | ug/l | Dissolved | [5 empty] | 2014-10-03
67818 | Meperidine, water, filtered, recoverable, micrograms per liter | Meperidine | ug/l | Dissolved | [5 empty] | 2014-10-03
67819 | Meprobamate, water, filtered, recoverable, micrograms per liter | Meprobamate | ug/l | Dissolved | [5 empty] | 2014-10-03
67820 | Methylphenidate, water, filtered, recoverable, micrograms per liter | Methylphenidate | ug/l | Dissolved | [5 empty] | 2014-10-03
67821 | Norpropoxyphene, water, filtered, recoverable, micrograms per liter | Norpropoxyphene | ug/l | Dissolved | [5 empty] | 2014-10-03
67822 | Oxcarbazepine, water, filtered, recoverable, micrograms per liter | Oxcarbazepine | ug/l | Dissolved | [5 empty] | 2014-10-03
67823 | Pentobarbital, water, filtered, recoverable, micrograms per liter | Pentobarbital | ug/l | Dissolved | [5 empty] | 2014-10-03
67824 | Pentoxifylline, water, filtered, recoverable, micrograms per liter | Pentoxifylline | ug/l | Dissolved | [5 empty] | 2014-10-03
67825 | Phenytoin, water, filtered, recoverable, micrograms per liter | Phenytoin | ug/l | Dissolved | [5 empty] | 2014-10-03
67826 | Piperonyl butoxide, water, filtered, recoverable, micrograms per liter | Piperonyl butoxide | ug/l | Dissolved | [5 empty] | 2014-10-03
67827 | Primidone, water, filtered, recoverable, micrograms per liter | Primidone | ug/l | Dissolved | [5 empty] | 2014-10-03
67828 | Propofol, water, filtered, recoverable, micrograms per liter | Propofol | ug/l | Dissolved | [5 empty] | 2014-10-03
67829 | Rizatriptan, water, filtered, recoverable, micrograms per liter | Rizatriptan | ug/l | Dissolved | [5 empty] | 2014-10-03
67830 | Temazepam, water, filtered, recoverable, micrograms per liter | Temazepam | ug/l | Dissolved | [5 empty] | 2014-10-03
67831 | Ticlopidine, water, filtered, recoverable, micrograms per liter | Ticlopidine | ug/l | Dissolved | [5 empty] | 2014-10-03
67832 | Tramadol, water, filtered, recoverable, micrograms per liter | Tramadol | ug/l | Dissolved | [5 empty] | 2020-01-21
67833 | Venlafaxine, water, filtered, recoverable, micrograms per liter | Venlafaxine | ug/l | Dissolved | [5 empty] | 2014-10-03
67834 | Verapamil, water, filtered, recoverable, micrograms per liter | Verapamil | ug/l | Dissolved | [5 empty] | 2014-10-03
67835 | 2-Ethyl-2-phenylmalonamide, water, unfiltered, recoverable, micrograms per liter | 2-Ethyl-2-phenylmalonamide | ug/l | Recoverable | [5 empty] | 2014-10-03
67836 | Acetaminophen, water, unfiltered, recoverable, micrograms per liter | Acetaminophen | ug/l | Recoverable | [5 empty] | 2014-10-03
67837 | Antipyrine, water, unfiltered, recoverable, micrograms per liter | Antipyrine | ug/l | Recoverable | [5 empty] | 2014-10-03
67838 | Carbamazepine, water, unfiltered, recoverable, micrograms per liter | Carbamazepine | ug/l | Recoverable | [5 empty] | 2014-10-03
67839 | Celecoxib, water, unfiltered, recoverable, micrograms per liter | Celecoxib | ug/l | Recoverable | [5 empty] | 2014-10-03
67840 | Citalopram, water, unfiltered, recoverable, micrograms per liter | Citalopram | ug/l | Recoverable | [5 empty] | 2014-10-03
67841 | O-Desmethyltramadol, water, unfiltered, recoverable, micrograms per liter | O-Desmethyltramadol | ug/l | Recoverable | [5 empty] | 2014-10-03
67842 | Dextromethorphan, water, unfiltered, recoverable, micrograms per liter | Dextromethorphan | ug/l | Recoverable | [5 empty] | 2014-10-03
67843 | Dihydrocodeine, water, unfiltered, recoverable, micrograms per liter | Dihydrocodeine | ug/l | Recoverable | [5 empty] | 2014-10-03
67844 | Diltiazem, water, unfiltered, recoverable, micrograms per liter | Diltiazem | ug/l | Recoverable | [5 empty] | 2014-10-03
67845 | Diphenhydramine, water, unfiltered, recoverable, micrograms per liter | Ethanamine, 2-(diphenylmethoxy)-N,N-dimethyl- | ug/l | Recoverable | [5 empty] | 2014-10-03
67846 | Efavirenz, water, unfiltered, recoverable, micrograms per liter | Efavirenz | ug/l | Recoverable | [5 empty] | 2014-10-03
67847 | Fluconazole, water, unfiltered, recoverable, micrograms per liter | Fluconazole | ug/l | Recoverable | [5 empty] | 2014-10-03
67848 | Fluoxetine, water, unfiltered, recoverable, micrograms per liter | Fluoxetine | ug/l | Recoverable | [5 empty] | 2014-10-03
67849 | Gemfibrozil, water, unfiltered, recoverable, micrograms per liter | Gemfibrozil | ug/l | Recoverable | [5 empty] | 2014-10-03
67850 | Griseofulvin, water, unfiltered, recoverable, micrograms per liter | Griseofulvin | ug/l | Recoverable | [5 empty] | 2014-10-03
67851 | Guaiacol glycerol ether, water, unfiltered, recoverable, micrograms per liter | Guaifenesin | ug/l | Recoverable | [5 empty] | 2020-01-21
67852 | Ibuprofen, water, unfiltered, recoverable, micrograms per liter | Benzeneacetic acid, .alpha.-methyl-4-(2-methylpropyl)- | ug/l | Recoverable | [5 empty] | 2014-10-03
67853 | Iminostilbene, water, unfiltered, recoverable, micrograms per liter | Iminostilbene | ug/l | Recoverable | [5 empty] | 2014-10-03
67854 | Lidocaine, water, unfiltered, recoverable, micrograms per liter | Acetamide, 2-(diethylamino)-N-(2,6-dimethylphenyl)- | ug/l | Recoverable | [5 empty] | 2014-10-03
67855 | Lorazepam, water, unfiltered, recoverable, micrograms per liter | Lorazepam | ug/l | Recoverable | [5 empty] | 2014-10-03
67856 | Meperidine, water, unfiltered, recoverable, micrograms per liter | Meperidine | ug/l | Recoverable | [5 empty] | 2014-10-03
67857 | Meprobamate, water, unfiltered, recoverable, micrograms per liter | Meprobamate | ug/l | Recoverable | [5 empty] | 2014-10-03
67858 | Methylphenidate, water, unfiltered, recoverable, micrograms per liter | Methylphenidate | ug/l | Recoverable | [5 empty] | 2014-10-03
67859 | Nicotine, water, unfiltered, recoverable, micrograms per liter | Nicotine | ug/l | Recoverable | [5 empty] | 2014-10-03
67860 | Norpropoxyphene, water, unfiltered, recoverable, micrograms per liter | Norpropoxyphene | ug/l | Recoverable | [5 empty] | 2014-10-03
67861 | Oxcarbazepine, water, unfiltered, recoverable, micrograms per liter | Oxcarbazepine | ug/l | Recoverable | [5 empty] | 2014-10-03
67862 | Pentobarbital, water, unfiltered, recoverable, micrograms per liter | Pentobarbital | ug/l | Recoverable | [5 empty] | 2014-10-03
67863 | Pentoxifylline, water, unfiltered, recoverable, micrograms per liter | Pentoxifylline | ug/l | Recoverable | [5 empty] | 2014-10-03
67864 | Phenytoin, water, unfiltered, recoverable, micrograms per liter | Phenytoin | ug/l | Recoverable | [5 empty] | 2014-10-03
67865 | Piperonyl butoxide, water, unfiltered, recoverable, micrograms per liter | Piperonyl butoxide | ug/l | Recoverable | [5 empty] | 2014-10-03
67866 | Primidone, water, unfiltered, recoverable, micrograms per liter | Primidone | ug/l | Recoverable | [5 empty] | 2014-10-03
67867 | Propofol, water, unfiltered, recoverable, micrograms per liter | Propofol | ug/l | Recoverable | [5 empty] | 2014-10-03
67868 | Rizatriptan, water, unfiltered, recoverable, micrograms per liter | Rizatriptan | ug/l | Recoverable | [5 empty] | 2014-10-03
67869 | Temazepam, water, unfiltered, recoverable, micrograms per liter | Temazepam | ug/l | Recoverable | [5 empty] | 2014-10-03
67870 | Ticlopidine, water, unfiltered, recoverable, micrograms per liter | Ticlopidine | ug/l | Recoverable | [5 empty] | 2014-10-03
67871 | Tramadol, water, unfiltered, recoverable, micrograms per liter | Tramadol | ug/l | Recoverable | [5 empty] | 2020-01-21
67872 | Venlafaxine, water, unfiltered, recoverable, micrograms per liter | Venlafaxine | ug/l | Recoverable | [5 empty] | 2014-10-03
67873 | Verapamil, water, unfiltered, recoverable, micrograms per liter | Verapamil | ug/l | Recoverable | [5 empty] | 2014-10-03
67874 | Aluminum, solids, recoverable, dry weight, percent | Aluminum | % | Recoverable |  |  |  | Dry |  | 2014-10-03
67875 | Antimony, solids, recoverable, dry weight, milligrams per kilogram | Antimony | mg/kg | Recoverable |  |  |  | Dry |  | 2014-10-03
67876 | Arsenic, solids, recoverable, dry weight, milligrams per kilogram | Arsenic | mg/kg | Recoverable |  |  |  | Dry |  | 2014-10-03
67877 | Barium, solids, recoverable, dry weight, milligrams per kilogram | Barium | mg/kg | Recoverable |  |  |  | Dry |  | 2014-10-03
67878 | Beryllium, solids, recoverable, dry weight, milligrams per kilogram | Beryllium | mg/kg | Recoverable |  |  |  | Dry |  | 2014-10-03
67879 | Bismuth, solids, recoverable, dry weight, milligrams per kilogram | Bismuth | mg/kg | Recoverable |  |  |  | Dry |  | 2014-10-03
67880 | Cadmium, solids, recoverable, dry weight, milligrams per kilogram | Cadmium | mg/kg | Recoverable |  |  |  | Dry |  | 2014-10-03
67881 | Calcium, solids, recoverable, dry weight, percent | Calcium | % | Recoverable |  |  |  | Dry |  | 2014-10-03
67882 | Chromium, solids, recoverable, dry weight, milligrams per kilogram | Chromium | mg/kg | Recoverable |  |  |  | Dry |  | 2014-10-03
67883 | Cobalt, solids, recoverable, dry weight, milligrams per kilogram | Cobalt | mg/kg | Recoverable |  |  |  | Dry |  | 2014-10-03
67884 | Copper, solids, recoverable, dry weight, milligrams per kilogram | Copper | mg/kg | Recoverable |  |  |  | Dry |  | 2014-10-03
67885 | Iron, solids, recoverable, dry weight, percent | Iron | % | Recoverable |  |  |  | Dry |  | 2014-10-03
67886 | Lanthanum, solids, recoverable, dry weight, milligrams per kilogram | Lanthanum | mg/kg | Recoverable |  |  |  | Dry |  | 2014-10-03
67887 | Magnesium, solids, recoverable, dry weight, percent | Magnesium | % | Recoverable |  |  |  | Dry |  | 2014-10-03
67888 | Manganese, solids, recoverable, dry weight, milligrams per kilogram | Manganese | mg/kg | Recoverable |  |  |  | Dry |  | 2014-10-03
67889 | Molybdenum, solids, recoverable, dry weight, milligrams per kilogram | Molybdenum | mg/kg | Recoverable |  |  |  | Dry |  | 2014-10-03
67890 | Nickel, solids, recoverable, dry weight, milligrams per kilogram | Nickel | mg/kg | Recoverable |  |  |  | Dry |  | 2014-10-03
67891 | Phosphorus, solids, recoverable, dry weight, percent | Phosphorus | % | Recoverable |  |  |  | Dry |  | 2014-10-03
67892 | Potassium, solids, recoverable, dry weight, percent | Potassium | % | Recoverable |  |  |  | Dry |  | 2014-10-03
67893 | Scandium, solids, recoverable, dry weight, milligrams per kilogram | Scandium | mg/kg | Recoverable |  |  |  | Dry |  | 2014-10-03
67894 | Sodium, solids, recoverable, dry weight, percent | Sodium | % | Recoverable |  |  |  | Dry |  | 2014-10-03
67895 | Titanium, solids, recoverable, dry weight, percent | Titanium | % | Recoverable |  |  |  | Dry |  | 2014-10-03
67896 | Tungsten, solids, recoverable, dry weight, milligrams per kilogram | Tungsten | mg/kg | Recoverable |  |  |  | Dry |  | 2014-10-03
67897 | Yttrium, solids, recoverable, dry weight, milligrams per kilogram | Yttrium | mg/kg | Recoverable |  |  |  | Dry |  | 2014-10-03
67898 | Zirconium, solids, recoverable, dry weight, milligrams per kilogram | Zirconium | mg/kg | Recoverable |  |  |  | Dry |  | 2014-10-03
67899 | Aluminum, solids, total digestion, dry weight, percent | Aluminum | % | Total |  |  |  | Dry |  | 2014-10-03
67900 | Antimony, solids, total digestion, dry weight, milligrams per kilogram | Antimony | mg/kg | Total |  |  |  | Dry |  | 2014-10-03
67901 | Arsenic, solids, total digestion, dry weight, milligrams per kilogram | Arsenic | mg/kg | Total |  |  |  | Dry |  | 2014-10-03
67902 | Barium, solids, total digestion, dry weight, milligrams per kilogram | Barium | mg/kg | Total |  |  |  | Dry |  | 2014-10-03
67903 | Beryllium, solids, total digestion, dry weight, milligrams per kilogram | Beryllium | mg/kg | Total |  |  |  | Dry |  | 2014-10-03
67904 | Bismuth, solids, total digestion, dry weight, milligrams per kilogram | Bismuth | mg/kg | Total |  |  |  | Dry |  | 2014-10-03
67905 | Cadmium, solids, total digestion, dry weight, milligrams per kilogram | Cadmium | mg/kg | Total |  |  |  | Dry |  | 2014-10-03
67906 | Calcium, solids, total digestion, dry weight, percent | Calcium | % | Total |  |  |  | Dry |  | 2014-10-03
67907 | Chromium, solids, total digestion, dry weight, milligrams per kilogram | Chromium | mg/kg | Total |  |  |  | Dry |  | 2014-10-03
67908 | Cobalt, solids, total digestion, dry weight, milligrams per kilogram | Cobalt | mg/kg | Total |  |  |  | Dry |  | 2014-10-03
67909 | Copper, solids, total digestion, dry weight, milligrams per kilogram | Copper | mg/kg | Total |  |  |  | Dry |  | 2014-10-03
67910 | Iron, solids, total digestion, dry weight, percent | Iron | % | Total |  |  |  | Dry |  | 2014-10-03
67911 | Lanthanum, solids, total digestion, dry weight, milligrams per kilogram | Lanthanum | mg/kg | Total |  |  |  | Dry |  | 2014-10-03
67912 | Lead, solids, total digestion, dry weight, milligrams per kilogram | Lead | mg/kg | Total |  |  |  | Dry |  | 2014-10-03
67913 | Lithium, solids, total digestion, dry weight, milligrams per kilogram | Lithium | mg/kg | Total |  |  |  | Dry |  | 2014-10-03
67914 | Magnesium, solids, total digestion, dry weight, percent | Magnesium | % | Total |  |  |  | Dry |  | 2014-10-03
67915 | Manganese, solids, total digestion, dry weight, milligrams per kilogram | Manganese | mg/kg | Total |  |  |  | Dry |  | 2014-10-03
67916 | Molybdenum, solids, total digestion, dry weight, milligrams per kilogram | Molybdenum | mg/kg | Total |  |  |  | Dry |  | 2014-10-03
67917 | Nickel, solids, total digestion, dry weight, milligrams per kilogram | Nickel | mg/kg | Total |  |  |  | Dry |  | 2014-10-03
67918 | Phosphorus, solids, total digestion, dry weight, percent | Phosphorus | % | Total |  |  |  | Dry |  | 2014-10-03
67919 | Potassium, solids, total digestion, dry weight, percent | Potassium | % | Total |  |  |  | Dry |  | 2014-10-03
67920 | Scandium, solids, total digestion, dry weight, milligrams per kilogram | Scandium | mg/kg | Total |  |  |  | Dry |  | 2014-10-03
67921 | Silver, solids, total digestion, dry weight, milligrams per kilogram | Silver | mg/kg | Total |  |  |  | Dry |  | 2014-10-03
67922 | Sodium, solids, total digestion, dry weight, percent | Sodium | % | Total |  |  |  | Dry |  | 2014-10-03
67923 | Strontium, solids, total digestion, dry weight, milligrams per kilogram | Strontium | mg/kg | Total |  |  |  | Dry |  | 2014-10-03
67924 | Tin, solids, total digestion, dry weight, milligrams per kilogram | Tin | mg/kg | Total |  |  |  | Dry |  | 2014-10-03
67925 | Titanium, solids, total digestion, dry weight, percent | Titanium | % | Total |  |  |  | Dry |  | 2014-10-03
67926 | Tungsten, solids, total digestion, dry weight, milligrams per kilogram | Tungsten | mg/kg | Total |  |  |  | Dry |  | 2014-10-03
67927 | Vanadium, solids, total digestion, dry weight, milligrams per kilogram | Vanadium | mg/kg | Total |  |  |  | Dry |  | 2014-10-03
67928 | Yttrium, solids, total digestion, dry weight, milligrams per kilogram | Yttrium | mg/kg | Total |  |  |  | Dry |  | 2014-10-03
67929 | Zinc, solids, total digestion, dry weight, milligrams per kilogram | Zinc | mg/kg | Total |  |  |  | Dry |  | 2014-10-03
67930 | Zirconium, solids, total digestion, dry weight, milligrams per kilogram | Zirconium | mg/kg | Total |  |  |  | Dry |  | 2014-10-03
67945 | 1,2-Dichloro-1,1,2,2-tetrafluoroethane, water, filtered, recoverable, micrograms per liter | CFC-114 | ug/l | Dissolved | [5 empty] | 2014-10-03
67946 | Di-sec-butyl ether, water, filtered, recoverable, micrograms per liter | Di-sec-butyl ether | ug/l | Dissolved | [5 empty] | 2014-10-03
67947 | 1-Methoxy-4-(2-propenyl)benzene, water, filtered, recoverable, micrograms per liter | 1-Methoxy-4-(2-propenyl)benzene | ug/l | Dissolved | [5 empty] | 2014-10-03
67958 | 1,2-Dimethoxyethane, water, filtered, recoverable, micrograms per liter | 1,2-Dimethoxyethane | ug/l | Dissolved | [5 empty] | 2014-10-03
67959 | 3-Pentanone, water, filtered, recoverable, micrograms per liter | 3-Pentanone | ug/l | Dissolved | [5 empty] | 2014-10-03
67960 | Chirald, water, filtered, recoverable, micrograms per liter | Chirald | ug/l | Dissolved | [5 empty] | 2014-10-03
67961 | Chirald, water, unfiltered, recoverable, micrograms per liter | Chirald | ug/l | Recoverable | [5 empty] | 2014-10-03
67962 | Amitriptyline, water, filtered, recoverable, micrograms per liter | Amitriptyline | ug/l | Dissolved | [5 empty] | 2014-10-03
67963 | Amitriptyline, water, unfiltered, recoverable, micrograms per liter | Amitriptyline | ug/l | Recoverable | [5 empty] | 2014-10-03
67964 | Perfluorobutanoic acid, water, unfiltered, recoverable, nanograms per liter | Heptafluorobutyric acid | ng/l | Recoverable | [5 empty] | 2014-10-03
67965 | Perfluoropentanoic acid, water, unfiltered, recoverable, nanograms per liter | Perfluorovaleric acid | ng/l | Recoverable | [5 empty] | 2014-10-03
67966 | Perfluorohexanoic acid, water, unfiltered, recoverable, nanograms per liter | Perfluorohexanoic acid | ng/l | Recoverable | [5 empty] | 2014-10-03
67967 | Perfluoroheptanoic acid, water, unfiltered, recoverable, nanograms per liter | Perfluoroheptanoic acid | ng/l | Recoverable | [5 empty] | 2014-10-03
67968 | Perfluorononanoic acid, water, unfiltered, recoverable, nanograms per liter | Perfluorononanoic acid | ng/l | Recoverable | [5 empty] | 2014-10-03
67969 | Perfluorodecanoic acid, water, unfiltered, recoverable, nanograms per liter | Perfluorodecanoic acid | ng/l | Recoverable | [5 empty] | 2014-10-03
67970 | Perfluorododecanoic acid, water, unfiltered, recoverable, nanograms per liter | Perfluorododecanoic acid | ng/l | Recoverable | [5 empty] | 2020-01-21
67971 | Perfluorotridecanoic acid, water, unfiltered, recoverable, nanograms per liter | Perfluorotridecanoic acid | ng/l | Recoverable | [5 empty] | 2014-10-03
67972 | Perfluorotetradecanoic acid, water, unfiltered, recoverable, nanograms per liter | Perfluorotetradecanoic acid | ng/l | Recoverable | [5 empty] | 2020-01-21
67973 | Perfluorobutane sulfonate, water, unfiltered, recoverable, nanograms per liter | Perfluorobutane sulfonate | ng/l | Recoverable | [5 empty] | 2014-10-03
67974 | Perfluorohexane sulfonate, water, unfiltered, recoverable, nanograms per liter | Perfluorohexanesulfonic acid | ng/l | Recoverable | [5 empty] | 2014-10-03
67975 | Perfluorodecane sulfonate, water, unfiltered, recoverable, nanograms per liter | 1-Decanesulfonic acid, 1,1,2,2,3,3,4,4,5,5,6,6,7,7,8,8,9,9,10,10,10-heneicosafluoro- | ng/l | Recoverable | [5 empty] | 2014-10-03
67976 | Perfluorooctanesulfonamide, water, unfiltered, recoverable, nanograms per liter | Perfluorooctanesulfonamide | ng/l | Recoverable | [5 empty] | 2014-10-03
67977 | 1-Naphthylamine, solids, recoverable, dry weight, micrograms per kilogram | 1-Naphthalenamine | ug/kg | Recoverable |  |  |  | Dry |  | 2014-10-03
67978 | 3,3'-Dimethylbenzidine, solids, recoverable, dry weight, micrograms per kilogram | 3,3'-Dimethylbenzidine | ug/kg | Recoverable |  |  |  | Dry |  | 2014-10-03
67979 | m-Cresol, solids, recoverable, dry weight, micrograms per kilogram | m-Cresol | ug/kg | Recoverable |  |  |  | Dry |  | 2014-10-03
67980 | 4-Dimethylaminoazobenzene, solids, recoverable, dry weight, micrograms per kilogram | 4-Dimethylaminoazobenzene | ug/kg | Recoverable |  |  |  | Dry |  | 2014-10-03
67981 | 4-Phenylenediamine, solids, recoverable, dry weight, micrograms per kilogram | p-Phenylenediamine | ug/kg | Recoverable |  |  |  | Dry |  | 2014-10-03
67982 | Aramite, solids, recoverable, dry weight, micrograms per kilogram | Aramite | ug/kg | Recoverable |  |  |  | Dry |  | 2014-10-03
67983 | Diphenylamine, solids, recoverable, dry weight, micrograms per kilogram | Diphenylamine | ug/kg | Recoverable |  |  |  | Dry |  | 2014-10-03
67984 | Hexachlorophene, solids, recoverable, dry weight, micrograms per kilogram | Hexachlorophene | ug/kg | Recoverable |  |  |  | Dry |  | 2014-10-03
67985 | Isosafrole, solids, recoverable, dry weight, micrograms per kilogram | Isosafrole | ug/kg | Recoverable |  |  |  | Dry |  | 2014-10-03
67986 | N-Nitrosomorpholine, solids, recoverable, dry weight, micrograms per kilogram | N-Nitrosomorpholine | ug/kg | Recoverable |  |  |  | Dry |  | 2014-10-03
67987 | Pentachloroethane, solids, recoverable, dry weight, micrograms per kilogram | Pentachloroethane | ug/kg | Recoverable |  |  |  | Dry |  | 2014-10-03
67988 | Pyridine, solids, recoverable, dry weight, micrograms per kilogram | Pyridine | ug/kg | Recoverable |  |  |  | Dry |  | 2014-10-03
67989 | Thionazin, solids, recoverable, dry weight, micrograms per kilogram | Thionazin | ug/kg | Recoverable |  |  |  | Dry |  | 2014-10-03
67990 | Gasoline range organic compounds (C6-C10) Q1650, water, unfiltered, recoverable, micrograms per liter | Gasoline range organics | ug/l | Recoverable | [5 empty] | 2014-10-03
67991 | Gasoline range organic compounds Q796, water, unfiltered, recoverable, milligrams per liter | Gasoline range organics | mg/l | Recoverable | [5 empty] | 2014-10-03
67992 | Gasoline range organic compounds WTPH-G Q852, solids, recoverable, dry weight, millgrams per kilogram | Gasoline range organics | mg/kg | Recoverable |  |  |  | Dry |  | 2014-10-03
67993 | 6-(Propan-2-ylamino)-1H-1,3,5-triazine-2,4-dione, water, filtered, recoverable, micrograms per liter | 6-(Propan-2-ylamino)-1H-1,3,5-triazine-2,4-dione | ug/l | Dissolved | [5 empty] | 2014-10-03
67994 | 6-Amino-1H-1,3,5-triazine-2,4-dione, water, filtered, recoverable, micrograms per liter | 6-Amino-1H-1,3,5-triazine-2,4-dione | ug/l | Dissolved | [5 empty] | 2014-10-03
67995 | 10-Hydroxy-amitriptyline, water, filtered, recoverable, nanograms per liter | Hydroxy-amitriptyline, 10- | ng/l | Dissolved | [5 empty] | 2014-10-03
67996 | Amiodarone, water, filtered, recoverable, nanograms per liter | Amiodarone | ng/l | Dissolved | [5 empty] | 2014-10-03
67997 | Benztropine, water, filtered, recoverable, nanograms per liter | Benztropine | ng/l | Dissolved | [5 empty] | 2014-10-03
67998 | Cephalexin, water, filtered, recoverable, nanograms per liter | Cephalexin | ng/l | Dissolved | [5 empty] | 2014-10-03
67999 | Desmethyldiltiazem, water, filtered, recoverable, nanograms per liter | Desmethyldiltiazem | ng/l | Dissolved | [5 empty] | 2014-10-03
68000 | Famotidine, water, filtered, recoverable, nanograms per liter | Famotidine | ng/l | Dissolved | [5 empty] | 2014-10-03
68001 | Glipizide, water, filtered, recoverable, nanograms per liter | Glipizide | ng/l | Dissolved | [5 empty] | 2014-10-03
68002 | Glyburide, water, filtered, recoverable, nanograms per liter | Glyburide | ng/l | Dissolved | [5 empty] | 2020-01-21
68003 | Hydroxychloroquine, water, filtered, recoverable, nanograms per liter | Hydroxychloroquine | ng/l | Dissolved | [5 empty] | 2014-10-03
68004 | Hydroxychloroquine sulfate, water, filtered, recoverable, nanograms per liter | Hydroxychloroquine sulfate | ng/l | Dissolved | [5 empty] | 2014-10-03
68005 | Hydroxyzine, water, filtered, recoverable, nanograms per liter | Hydroxyzine | ng/l | Dissolved | [5 empty] | 2014-10-03
68006 | Nadolol, water, filtered, recoverable, nanograms per liter | Nadolol | ng/l | Dissolved | [5 empty] | 2014-10-03
68007 | Norverapamil, water, filtered, recoverable, nanograms per liter | Norverapamil | ng/l | Dissolved | [5 empty] | 2014-10-03
68008 | Phenazopyridine, water, filtered, recoverable, nanograms per liter | Phenazopyridine | ng/l | Dissolved | [5 empty] | 2014-10-03
68009 | Propoxyphene, water, filtered, recoverable, nanograms per liter | Propoxyphene | ng/l | Dissolved | [5 empty] | 2014-10-03
68010 | Quinine sulfate, water, filtered, recoverable, nanograms per liter | Quinine sulfate | ng/l | Dissolved | [5 empty] | 2014-10-03
68011 | Quinine, water, filtered, recoverable, nanograms per liter | Quinine | ng/l | Dissolved | [5 empty] | 2014-10-03
68012 | Fadrozole, water, filtered, recoverable, nanograms per liter | Fadrozole | ng/l | Dissolved | [5 empty] | 2014-10-03
68013 | Flutamide, water, filtered, recoverable, nanograms per liter | Flutamide | ng/l | Dissolved | [5 empty] | 2014-10-03
68014 | Ketoconazole, water, filtered, recoverable, nanograms per liter | Ketoconazole | ng/l | Dissolved | [5 empty] | 2014-10-03
68015 | Tamoxifen, water, filtered, recoverable, nanograms per liter | Tamoxifen | ng/l | Dissolved | [5 empty] | 2014-10-03
68016 | Oseltamivir acid, water, filtered, recoverable, nanograms per liter | Oseltamivir carboxylate | ng/l | Dissolved | [5 empty] | 2016-10-06
68017 | Nevirapine, water, filtered, recoverable, nanograms per liter | Nevirapine | ng/l | Dissolved | [5 empty] | 2014-10-03
68018 | Lamivudine, water, filtered, recoverable, nanograms per liter | Lamivudine | ng/l | Dissolved | [5 empty] | 2014-10-03
68019 | Zidovudine, water, filtered, recoverable, nanograms per liter | Zidovudine | ng/l | Dissolved | [5 empty] | 2014-10-03
68020 | Stavudine, water, filtered, recoverable, nanograms per liter | Stavudine | ng/l | Dissolved | [5 empty] | 2014-10-03
68021 | Penciclovir, water, filtered, recoverable, nanograms per liter | Penciclovir | ng/l | Dissolved | [5 empty] | 2014-10-03
68022 | Abacavir, water, filtered, recoverable, nanograms per liter | Abacavir | ng/l | Dissolved | [5 empty] | 2014-10-03
68023 | Coronene, solids, recoverable, dry weight, micrograms per kilogram | Coronene | ug/kg |  |  |  |  | Dry |  | 2014-10-03
68024 | Benzyl n-butyl phthalate, solids, recoverable, dry weight, micrograms per kilogram | Butyl benzyl phthalate | ug/kg |  |  |  |  | Dry |  | 2014-10-03
68025 | Di-n-butyl phthalate, solids, recoverable, dry weight, micrograms per kilogram | Dibutyl phthalate | ug/kg |  |  |  |  | Dry |  | 2015-10-02
68026 | Di-n-octyl phthalate, solids, recoverable, dry weight, micrograms per kilogram | Di-n-octyl phthalate | ug/kg |  |  |  |  | Dry |  | 2014-10-03
68027 | Dimethyl phthalate, solids, recoverable, dry weight, micrograms per kilogram | Dimethyl phthalate | ug/kg |  |  |  |  | Dry |  | 2014-10-03
68028 | Gasoline range organic compounds Q796, solids, recoverable, dry weight, milligrams per kilogram | Gasoline range organics | mg/kg |  |  |  |  | Dry |  | 2014-10-03
68029 | N-Nitrosodiphenylamine, solids, recoverable, dry weight, micrograms per kilogram as diphenylamine | N-Nitrosodiphenylamine | ug/kg DPA |  |  |  |  | Dry |  | 2014-10-03
68030 | 9-Fluorenone, water, unfiltered, recoverable, micrograms per liter | 9-Fluorenone | ug/l | Total | [5 empty] | 2014-10-03
68031 | Acenaphthenequinone, water, unfiltered, recoverable, micrograms per liter | Acenaphthenequinone | ug/l | Total | [5 empty] | 2014-10-03
68032 | Phenanthrene-1,4-dione, water, unfiltered, recoverable, micrograms per liter | Phenanthrene-1,4-dione | ug/l | Total | [5 empty] | 2014-10-03
68033 | 4H-Cyclopenta[def]phenanthren-4-one, water, unfiltered, recoverable, micrograms per liter | 4H-Cyclopenta[def]phenanthren-4-one | ug/l | Total | [5 empty] | 2014-10-03
68034 | 1,4-Anthraquinone, water, unfiltered, recoverable, micrograms per liter | 1,4-Anthraquinone | ug/l | Total | [5 empty] | 2014-10-03
68035 | 9,10-Phenanthrenequinone, water, unfiltered, recoverable, micrograms per liter | 9,10-Phenanthrenequinone | ug/l | Total | [5 empty] | 2014-10-03
68036 | Benzofluorenone, water, unfiltered, recoverable, micrograms per liter | Benzofluorenone | ug/l | Total | [5 empty] | 2014-10-03
68037 | Benzanthrone, water, unfiltered, recoverable, micrograms per liter | Benzanthrone | ug/l | Total | [5 empty] | 2014-10-03
68038 | Aceanthracenequinone, water, unfiltered, recoverable, micrograms per liter | Aceanthracenequinone | ug/l | Total | [5 empty] | 2014-10-03
68039 | 7,12-Benzo[a]anthracenquinone, water, unfiltered, recoverable, micrograms per liter | 7,12-Benzo[a]anthracenquinone | ug/l | Total | [5 empty] | 2014-10-03
68040 | Benzo[c]phenanthrene[1,4]quinone, water, unfiltered, recoverable, micrograms per liter | Benzo[c]phenanthrene[1,4]quinone | ug/l | Total | [5 empty] | 2014-10-03
68041 | Benzo[cd]pyrenone, water, unfiltered, recoverable, micrograms per liter | Benzo[cd]pyrenone | ug/l | Total | [5 empty] | 2014-10-03
68042 | 5,12-Naphthacenequinone, water, unfiltered, recoverable, micrograms per liter | 5,12-Naphthacenequinone | ug/l | Total | [5 empty] | 2014-10-03
68043 | 9-Fluorenone-d8, surrogate, water, unfiltered, percent recovery | 9-Fluorenone-d8 | % | Total | [5 empty] | 2016-10-06
68044 | 9,10-Anthraquinone-d8, surrogate, water, unfiltered, percent recovery | 9,10-Anthraquinone-d8 | % | Total | [5 empty] | 2016-10-06
68045 | Chrysene-d12, surrogate, water, unfiltered, percent recovery | Chrysene-d12 | % | Total | [5 empty] | 2014-10-03
68046 | Benzaldehyde, solids, recoverable, dry weight, micrograms per kilogram | Benzaldehyde | ug/kg |  |  |  |  | Dry |  | 2014-10-03
68047 | 1,2-Diphenylhydrazine, solids, recoverable, dry weight, micrograms per kilogram | 1,2-Diphenylhydrazine | ug/kg |  |  |  |  | Dry |  | 2014-10-03
68048 | TNT, solids, recoverable, wet weight, milligrams per kilogram | Trinitrotoluene | mg/kg |  |  |  |  | Wet |  | 2014-10-03
68049 | 2,4-Dinitrotoluene, solids, recoverable, wet weight, milligrams per kilogram | 2,4-Dinitrotoluene | mg/kg |  |  |  |  | Wet |  | 2014-10-03
68050 | RDX, solids, recoverable, wet weight, milligrams per kilogram | Cyclonite | mg/kg |  |  |  |  | Wet |  | 2014-10-03
68051 | 4-Amino-2,6-dinitrotoluene, solids, recoverable, wet weight, milligrams per kilogram | 4-Amino-2,6-dinitrotoluene | mg/kg |  |  |  |  | Wet |  | 2014-10-03
68052 | HMX, solids, recoverable, wet weight, milligrams per kilogram | Cyclotetramethylenetetranitramine | mg/kg |  |  |  |  | Wet |  | 2014-10-03
68053 | 2-Amino-4,6-dinitrotoluene, solids, recoverable, wet weight, milligrams per kilogram | 2-Amino-4,6-dinitrotoluene | mg/kg |  |  |  |  | Wet |  | 2014-10-03
68054 | Tetryl, solids, recoverable, wet weight, milligrams per kilogram | Tetryl | mg/kg |  |  |  |  | Wet |  | 2014-10-03
68055 | 2,6-Dinitrotoluene, solids, recoverable, wet weight, milligrams per kilogram | 2,6-Dinitrotoluene | mg/kg |  |  |  |  | Wet |  | 2014-10-03
68056 | 3,5-Dinitroaniline, solids, recoverable, wet weight, milligrams per kilogram | 3,5-Dinitroaniline | mg/kg |  |  |  |  | Wet |  | 2014-10-03
68057 | 2-Nitrotoluene, solids, recoverable, wet weight, milligrams per kilogram | o-Nitrotoluene | mg/kg |  |  |  |  | Wet |  | 2014-10-03
68058 | Nitrobenzene, solids, recoverable, wet weight, milligrams per kilogram | Nitrobenzene | mg/kg |  |  |  |  | Wet |  | 2014-10-03
68059 | 3-Nitrotoluene, solids, recoverable, wet weight, milligrams per kilogram | m-Nitrotoluene | mg/kg |  |  |  |  | Wet |  | 2014-10-03
68060 | 1,3,5-Trinitrobenzene, solids, recoverable, wet weight, milligrams per kilogram | 1,3,5-Trinitrobenzene | mg/kg |  |  |  |  | Wet |  | 2014-10-03
68061 | 1,3-Dinitrobenzene, solids, recoverable, wet weight, milligrams per kilogram | m-Dinitrobenzene | mg/kg |  |  |  |  | Wet |  | 2014-10-03
68062 | 4-Nitrotoluene, solids, recoverable, wet weight, milligrams per kilogram | p-Nitrotoluene | mg/kg |  |  |  |  | Wet |  | 2014-10-03
68063 | 1,2-Dimethoxyethane, water, unfiltered, recoverable, micrograms per liter | 1,2-Dimethoxyethane | ug/l | Total | [5 empty] | 2014-10-03
68064 | 3-Pentanone, water, unfiltered, recoverable, micrograms per liter | 3-Pentanone | ug/l | Total | [5 empty] | 2014-10-03
68065 | Di-sec-butyl ether, water, unfiltered, recoverable, micrograms per liter | Di-sec-butyl ether | ug/l | Total | [5 empty] | 2014-10-03
68066 | 1-Methoxy-4-(2-propenyl)benzene, water, unfiltered, recoverable, micrograms per liter | 1-Methoxy-4-(2-propenyl)benzene | ug/l | Total | [5 empty] | 2014-10-03
68067 | beta-Endosulfan, water, unfiltered, recoverable, nanograms per liter | .beta.-Endosulfan | ng/l | Total | [5 empty] | 2014-10-03
68068 | Endosulfan sulfate, water, unfiltered, recoverable, nanograms per liter | Endosulfan sulfate | ng/l | Total | [5 empty] | 2014-10-03
68069 | 4-Phenylenediamine, water, unfiltered, recoverable, micrograms per liter | p-Phenylenediamine | ug/l | Total | [5 empty] | 2014-10-03
68070 | Azobenzene, solids, recoverable, milligrams per kilogram | Azobenzene | mg/kg |  |  |  |  | Dry |  | 2014-10-03
68071 | Nitrocellulose, solids, recoverable, milligrams per kilogram | Nitrocellulose | mg/kg |  |  |  |  | Dry |  | 2014-10-03
68072 | Picric acid, solids, recoverable, milligrams per kilogram | Picric acid | mg/kg |  |  |  |  | Dry |  | 2014-10-03
68073 | White phosphorus, solids, recoverable, milligrams per kilogram | Phosphorus (white or yellow) | mg/kg |  |  |  |  | Dry |  | 2020-01-21
68074 | Asbestos, solids, volume percent | Asbestos | % |  |  |  |  | Dry |  | 2014-10-03
68075 | Phosphorus, solids, recoverable, dry weight, milligrams per kilogram as phosphorus | Phosphorus | mg/kg |  |  |  |  | Dry |  | 2015-04-09
68076 | Motor oil range organic compounds (C24-C36 hydrocarbons), solids, recoverable, dry weight, milligrams per kilogram | Motor oil range organic compounds | mg/kg |  |  |  |  | Dry |  | 2014-10-03
68077 | 2,3,5-Trimethylnaphthalene, solids, recoverable, dry weight, micrograms per kilogram | 1,6,7-Trimethylnaphthalene | ug/kg |  |  |  |  | Dry |  | 2014-10-03
68078 | Bis(2-chloro-1-methylethyl) ether, solids, recoverable, dry weight, micrograms per kilogram | Bis(2-chloro-1-methylethyl) ether | ug/kg |  |  |  |  | Dry |  | 2014-10-03
68079 | Lithium, water, unfiltered, total, micrograms per liter | Lithium | ug/l | Total | [5 empty] | 2014-10-03
68080 | Strontium, water, unfiltered, total, micrograms per liter | Strontium | ug/l | Total | [5 empty] | 2014-10-03
68081 | Gasoline, diesel, and oil range organic compounds (C8-C36 hydrocarbons), water, unfiltered, recoverable, micrograms per liter | Total Petroleum Hydrocarbon - Extended Range Organ | ug/l | Total | [5 empty] | 2017-01-05
68082 | Oil range organic compounds (C28-C35 hydrocarbons), water, unfiltered, recoverable, micrograms per liter | Oil range organics C28-C35 | ug/l | Total | [5 empty] | 2017-01-05
68083 | C1-alkylated chrysene isomers, solids, recoverable, dry weight, micrograms per kilogram | Methylchrysene | ug/kg |  |  |  |  | Dry |  | 2014-10-03
68084 | C1-alkylated dibenzothiophene isomers, solids, recoverable, dry weight, micrograms per kilogram | Methyldibenzothiophene | ug/kg |  |  |  |  | Dry |  | 2014-10-03
68085 | C1-alkylated fluorene isomers, solids, recoverable, dry weight, micrograms per kilogram | Methylfluorene | ug/kg |  |  |  |  | Dry |  | 2014-10-03
68086 | C2-alkylated chrysene isomers, solids, recoverable, dry weight, micrograms per kilogram | C2-Chrysenes | ug/kg |  |  |  |  | Dry |  | 2014-10-03
68087 | C2-alkylated dibenzothiophene isomers, solids, recoverable, dry weight, micrograms per kilogram | C2-Dibenzothiophenes | ug/kg |  |  |  |  | Dry |  | 2014-10-03
68088 | C2-alkylated fluorene isomers, solids, recoverable, dry weight, micrograms per kilogram | C2-Fluorenes | ug/kg |  |  |  |  | Dry |  | 2014-10-03
68089 | C3-alkylated chrysene isomers, solids, recoverable, dry weight, micrograms per kilogram | C3-Chrysenes | ug/kg |  |  |  |  | Dry |  | 2014-10-03
68090 | C3-alkylated dibenzothiophene isomers, solids, recoverable, dry weight, micrograms per kilogram | C3-Dibenzothiophenes | ug/kg |  |  |  |  | Dry |  | 2014-10-03
68091 | C3-alkylated fluorene isomers, solids, recoverable, dry weight, micrograms per kilogram | C3-Fluorenes | ug/kg |  |  |  |  | Dry |  | 2014-10-03
68092 | C4-alkylated chrysene isomers, solids, recoverable, dry weight, micrograms per kilogram | C4-Chrysenes | ug/kg |  |  |  |  | Dry |  | 2014-10-03
68093 | C4-alkylated dibenzothiophene isomers, solids, recoverable, dry weight, micrograms per kilogram | C4-Dibenzothiophenes | ug/kg |  |  |  |  | Dry |  | 2014-10-03
68094 | Diethylene glycol, water, unfiltered, recoverable, milligrams per liter | Diethylene glycol | mg/l | Total | [5 empty] | 2014-10-03
68095 | Diethylene glycol monobutyl ether, water, unfiltered, recoverable, milligrams per liter | Diethylene glycol monobutyl ether | mg/l | Total | [5 empty] | 2014-10-03
68096 | 1H-1,2,4-Triazole, water, filtered, recoverable, micrograms per liter | 1H-1,2,4-Triazole | ug/l | Dissolved | [5 empty] | 2014-10-03
68097 | 2-(1-Hydroxyethyl)-6-methylaniline, water, filtered, recoverable, micrograms per liter | 2-(1-Hydroxyethyl)-6-methylaniline | ug/l | Dissolved | [5 empty] | 2014-10-03
68098 | 4-Chlorobenzylmethyl sulfoxide, water, filtered, recoverable, micrograms per liter | 4-Chlorobenzylmethyl sulfoxide | ug/l | Dissolved | [5 empty] | 2014-10-03
68099 | 4-Hydroxy molinate, water, filtered, recoverable, micrograms per liter | 4-Hydroxy molinate | ug/l | Dissolved | [5 empty] | 2014-10-03
68100 | alpha-Cypermethrin, water, filtered, recoverable, micrograms per liter | .alpha.-Cypermethrin | ug/l | Dissolved | [5 empty] | 2016-10-06
68101 | Bifenazate, water, filtered, recoverable, micrograms per liter | Bifenazate | ug/l | Dissolved | [5 empty] | 2014-10-03
68102 | Bifenazate diazene, water, filtered, recoverable, micrograms per liter | Bifenazate diazene | ug/l | Dissolved | [5 empty] | 2014-10-03
68103 | Butralin, water, filtered, recoverable, micrograms per liter | Butralin | ug/l | Dissolved | [5 empty] | 2014-10-03
68104 | Carboxy molinate, water, filtered, recoverable, micrograms per liter | Carboxy molinate | ug/l | Dissolved | [5 empty] | 2014-10-03
68105 | Cyhalothrin (all isomers), water, filtered, recoverable, micrograms per liter | Cyhalothrins | ug/l | Dissolved | [5 empty] | 2014-10-03
68106 | Cyuranic acid, water, filtered, recoverable, micrograms per liter | Cyuranic acid | ug/l | Dissolved | [5 empty] | 2014-10-03
68107 | Demethyl hexazinone B, water, filtered, recoverable, micrograms per liter | Demethyl hexazinone B | ug/l | Dissolved | [5 empty] | 2020-01-21
68108 | Hydroxydiazinon, water, filtered, recoverable, micrograms per liter | Hydroxydiazinon | ug/l | Dissolved | [5 empty] | 2014-10-03
68109 | Diflufenzopyr, water, filtered, recoverable, micrograms per liter | Diflufenzopyr | ug/l | Dissolved | [5 empty] | 2014-10-03
68110 | Dimethenamid-P, water, filtered, recoverable, micrograms per liter | Dimethenamid-P | ug/l | Dissolved | [5 empty] | 2014-10-03
68111 | Disulfoton oxon, water, filtered, recoverable, micrograms per liter | Demeton-S | ug/l | Dissolved | [5 empty] | 2014-10-03
68112 | Disulfoton oxon sulfoxide, water, filtered, recoverable, micrograms per liter | Disulfoton oxon sulfoxide | ug/l | Dissolved | [5 empty] | 2014-10-03
68113 | Disulfoton oxon sulfone, water, filtered, recoverable, micrograms per liter | Disulfoton oxon sulfone | ug/l | Dissolved | [5 empty] | 2014-10-03
68114 | Endosulfan, water, filtered, recoverable, micrograms per liter | Endosulfan | ug/l | Dissolved | [5 empty] | 2014-10-03
68115 | Etoxazole, water, filtered, recoverable, micrograms per liter | Etoxazole | ug/l | Dissolved | [5 empty] | 2014-10-03
68116 | Fenbutatin oxide, water, filtered, recoverable, micrograms per liter | Fenbutatin-oxide | ug/l | Dissolved | [5 empty] | 2016-10-06
68117 | Fentin, water, filtered, recoverable, micrograms per liter | Fentin | ug/l | Dissolved | [5 empty] | 2014-10-03
68118 | Flumiclorac, water, filtered, recoverable, micrograms per liter | Flumiclorac | ug/l | Dissolved | [5 empty] | 2014-10-03
68120 | gamma-Cyhalothrin, water, filtered, recoverable, micrograms per liter | .gamma.-Cyhalothrin | ug/l | Dissolved | [5 empty] | 2016-10-06
68121 | Tebuthiuron Transformation Product 109, water, filtered, recoverable, micrograms per liter | Hydroxytebuthiuron | ug/l | Dissolved | [5 empty] | 2016-10-06
68122 | Imazamox, water, filtered, recoverable, micrograms per liter | Imazamox | ug/l | Dissolved | [5 empty] | 2014-10-03
68123 | Isoxaflutole acid metabolite RPA 203328, water, filtered, recoverable, micrograms per liter | Isoxaflutole acid metabolite RPA 203328 | ug/l | Dissolved | [5 empty] | 2020-01-21
68124 | Lactofen, water, filtered, recoverable, micrograms per liter | Lactofen | ug/l | Dissolved | [5 empty] | 2014-10-03
68125 | Methoxyfenozide, water, filtered, recoverable, micrograms per liter | Methoxyfenozide | ug/l | Dissolved | [5 empty] | 2014-10-03
68127 | Metribuzin DK, water, filtered, recoverable, micrograms per liter | Metribuzin DK | ug/l | Dissolved | [5 empty] | 2014-10-03
68128 | Novaluron, water, filtered, recoverable, micrograms per liter | Novaluron | ug/l | Dissolved | [5 empty] | 2014-10-03
68129 | Orthosulfamuron, water, filtered, recoverable, micrograms per liter | Orthosulfamuron | ug/l | Dissolved | [5 empty] | 2014-10-03
68130 | Phorate oxon sulfoxide, water, filtered, recoverable, micrograms per liter | Phorate oxon sulfoxide | ug/l | Dissolved | [5 empty] | 2014-10-03
68131 | Pymetrozine, water, filtered, recoverable, micrograms per liter | Pymetrozine | ug/l | Dissolved | [5 empty] | 2014-10-03
68132 | Pyridaben, water, filtered, recoverable, micrograms per liter | Pyridaben | ug/l | Dissolved | [5 empty] | 2014-10-03
68133 | Pyriproxyfen, water, filtered, recoverable, micrograms per liter | Pyriproxyfen | ug/l | Dissolved | [5 empty] | 2014-10-03
68134 | (S)-Metolachlor, water, filtered, recoverable, micrograms per liter | S-Metolachlor | ug/l | Dissolved | [5 empty] | 2016-10-06
68135 | Sulfentrazone, water, filtered, recoverable, micrograms per liter | Sulfentrazone | ug/l | Dissolved | [5 empty] | 2014-10-03
68136 | Tebufenozide, water, filtered, recoverable, micrograms per liter | Tebufenozide | ug/l | Dissolved | [5 empty] | 2014-10-03
68137 | Tebuthiuron Transformation Product 108, water, filtered, recoverable, micrograms per liter | Tebuthiuron Transformation Product 108 | ug/l | Dissolved | [5 empty] | 2020-01-21
68138 | Terbufos oxon, water, filtered, recoverable, micrograms per liter | Terbufos oxon | ug/l | Dissolved | [5 empty] | 2014-10-03
68139 | Terbufos oxon sulfoxide, water, filtered, recoverable, micrograms per liter | Terbufos oxon sulfoxide | ug/l | Dissolved | [5 empty] | 2014-10-03
68140 | trans-Deltamethrin, water, filtered, recoverable, micrograms per liter | trans-Deltamethrin | ug/l | Dissolved | [5 empty] | 2014-10-03
68141 | 7-Hydroxycarbofuran, water, filtered, recoverable, micrograms per liter | 7-Hydroxycarbofuran | ug/l | Dissolved | [5 empty] | 2014-10-03
68142 | alpha-Deltamethrin, water, filtered, recoverable, micrograms per liter | .alpha.-Deltamethrin | ug/l | Dissolved | [5 empty] | 2016-10-06
68143 | beta-Cyfluthrin, water, filtered, recoverable, micrograms per liter | .beta.-Cyfluthrin | ug/l | Dissolved | [5 empty] | 2016-10-06
68144 | Chlorosulfonamide acid, water, filtered, recoverable, micrograms per liter | Chlorosulfonamide acid | ug/l | Dissolved | [5 empty] | 2014-10-03
68146 | cis-Bifenthrin acid/cis-Cyhalothrin acid/cis-Tefluthrin acid, water, filtered, recoverable, micrograms per liter | cis-Bifenthrin acid/cis-Cyhalothrin acid/cis-Tefluthrin acid | ug/l | Dissolved | [5 empty] | 2020-01-21
68147 | cis-Cypermethrin, water, filtered, recoverable, micrograms per liter | cis-Cypermethrin | ug/l | Dissolved | [5 empty] | 2014-10-03
68148 | cis-Permethric acid, water, filtered, recoverable, micrograms per liter | cis-Permethric acid | ug/l | Dissolved | [5 empty] | 2014-10-03
68149 | cis-Deltamethric acid, water, filtered, recoverable, micrograms per liter | cis-Deltamethric acid | ug/l | Dissolved | [5 empty] | 2014-10-03
68150 | Deisopropyliprodione, water, filtered, recoverable, micrograms per liter | Deisopropyliprodione | ug/l | Dissolved | [5 empty] | 2014-10-03
68151 | Didemethyl hexazinone F, water, filtered, recoverable, micrograms per liter | Didemethyl hexazinone F | ug/l | Dissolved | [5 empty] | 2020-01-21
68152 | Hexazinone Transformation Product C, water, filtered, recoverable, micrograms per liter | Hexazinone Transformation Product C | ug/l | Dissolved | [5 empty] | 2020-01-21
68153 | Hexazinone Transformation Product D, water, filtered, recoverable, micrograms per liter | Hexazinone Transformation Product D | ug/l | Dissolved | [5 empty] | 2020-01-21
68154 | Hexazinone Transformation Product E, water, filtered, recoverable, micrograms per liter | Hexazinone Transformation Product E | ug/l | Dissolved | [5 empty] | 2020-01-21
68155 | Indoxacarb, water, filtered, recoverable, micrograms per liter | Indoxacarb | ug/l | Dissolved | [5 empty] | 2014-10-03
68156 | Iprodione amide, water, filtered, recoverable, micrograms per liter | Iprodione amide | ug/l | Dissolved | [5 empty] | 2014-10-03
68157 | Iprodione isomer, water, filtered, recoverable, micrograms per liter | Iprodione isomer | ug/l | Dissolved | [5 empty] | 2020-01-21
68158 | Iprodione metabolite rp30228, water, filtered, recoverable, micrograms per liter | Iprodione metabolite rp30228 | ug/l | Dissolved | [5 empty] | 2020-01-21
68159 | Kresoxim-methyl metabolote BF490-1, water, filtered, recoverable, micrograms per liter | Kresoxim-methyl metabolote BF490-1 | ug/l | Dissolved | [5 empty] | 2020-01-21
68160 | Metolachlor hydroxy morpholinone, water, filtered, recoverable, micrograms per liter | Metolachlor hydroxy morpholinone | ug/l | Dissolved | [5 empty] | 2014-10-03
68161 | Phthalazinone, water, filtered, recoverable, micrograms per liter | Phthalazinone | ug/l | Dissolved | [5 empty] | 2020-01-21
68162 | sec-Acetochlor oxanilic acid, water, filtered, recoverable, micrograms per liter | sec-Acetochlor oxanilic acid | ug/l | Dissolved | [5 empty] | 2014-10-03
68163 | Sulfosulfuron, water, filtered, recoverable, micrograms per liter | Sulfosulfuron | ug/l | Dissolved | [5 empty] | 2014-10-03
68164 | trans-Cypermethrin, water, filtered, recoverable, micrograms per liter | trans-Cypermethrin | ug/l | Dissolved | [5 empty] | 2014-10-03
68165 | trans-Permethrin, water, filtered, recoverable, micrograms per liter | Transpermethrin | ug/l | Dissolved | [5 empty] | 2014-10-03
68166 | zeta-Cypermethrin, water, filtered, recoverable, micrograms per liter | Beta Cypermethrin | ug/l | Dissolved | [5 empty] | 2014-10-03
68171 | Butachlor sulfonic acid, water, filtered, recoverable, micrograms per liter | Butachlor ESA | ug/l | Dissolved | [5 empty] | 2016-10-06
68172 | 2-Hydroxy-4-isopropylamino-6-amino-s-triazine, water, filtered, recoverable, micrograms per liter | Deethylhydroxyatrazine | ug/l | Dissolved | [5 empty] | 2020-01-21
68174 | Dechlorofipronil, water, filtered, recoverable, micrograms per liter | Dechlorofipronil | ug/l | Dissolved | [5 empty] | 2014-10-03
68175 | Tebuthiuron Transformation Product 104, water, filtered, recoverable, micrograms per liter | Tebuthiuron TP 104 | ug/l | Dissolved | [5 empty] | 2017-01-05
68176 | Dimethachlor sulfonic acid, water, filtered, recoverable, micrograms per liter | Dimethachlor sulfonic acid | ug/l | Dissolved | [5 empty] | 2014-10-03
68177 | Dimethenamid sulfinylacetic acid, water, filtered, recoverable, micrograms per liter | Dimethenamid sulfinylacetic acid | ug/l | Dissolved | [5 empty] | 2014-10-03
68178 | EPTC degradate R248722, water, filtered, recoverable, micrograms per liter | EPTC degradate R248722 | ug/l | Dissolved | [5 empty] | 2020-01-21
68179 | Fipronil amide, water, filtered, recoverable, micrograms per liter | 1H-Pyrazole-3-carboxamide, 5-amino-1-[2,6-dichloro-4-(trifluoromethyl)phenyl]-4-[(trifluoromethyl)sulfinyl]- | ug/l | Dissolved | [5 empty] | 2017-04-20
68180 | Fipronil sulfonate, water, filtered, recoverable, micrograms per liter | Fipronil sulfonate | ug/l | Dissolved | [5 empty] | 2014-10-03
68181 | 4-Hydroxyhexazinone A, water, filtered, recoverable, micrograms per liter | 4-Hydroxyhexazinone A | ug/l | Dissolved | [5 empty] | 2020-01-21
68182 | Hydroxy monodemethyl fluometuron, water, filtered, recoverable, micrograms per liter | Hydroxy monodemethyl fluometuron | ug/l | Dissolved | [5 empty] | 2014-10-03
68183 | Hydroxy didemethyl fluometuron, water, filtered, recoverable, micrograms per liter | Hydroxy didemethyl fluometuron | ug/l | Dissolved | [5 empty] | 2014-10-03
68184 | Hydroxyfluometuron, water, filtered, recoverable, micrograms per liter | Hydroxyfluometuron | ug/l | Dissolved | [5 empty] | 2014-10-03
68185 | Iprodione urea, water, filtered, recoverable, micrograms per liter | Iprodione urea | ug/l | Dissolved | [5 empty] | 2014-10-03
68186 | Isoxaflutole methylbenzoate RPA204, water, filtered, recoverable, micrograms per liter | Isoxaflutole methylbenzoate RPA204 | ug/l | Dissolved | [5 empty] | 2020-01-21
68187 | Kresoxim-methyl metabolote BF490-2, water, filtered, recoverable, micrograms per liter | Kresoxim-methyl metabolote BF490-2 | ug/l | Dissolved | [5 empty] | 2020-01-21
68188 | Kresoxim-methyl metabolote BF490-9, water, filtered, recoverable, micrograms per liter | Kresoxim-methyl metabolote BF490-9 | ug/l | Dissolved | [5 empty] | 2020-01-21
68189 | O-Ethyl S-methyl S-propyl phosphorodithioate, water, filtered, recoverable, micrograms per liter | O-Ethyl S-methyl S-propyl phosphorodithioate | ug/l | Dissolved | [5 empty] | 2014-10-03
68190 | Hydroxyphthalazinone, water, filtered, recoverable, micrograms per liter | Hydroxyphthalazinone | ug/l | Dissolved | [5 empty] | 2014-10-03
68191 | Pyrethrins, water, filtered, recoverable, micrograms per liter | Pyrethrins | ug/l | Dissolved | [5 empty] | 2014-10-03
68192 | Diketonitrile-isoxaflutole, water, filtered, recoverable, micrograms per liter | Benzenepropanenitrile, .alpha.-(cyclopropylcarbonyl)- 2-(methylsulfonyl)-.beta.- oxo-4-(trifluoromethyl)- | ug/l | Dissolved | [5 empty] | 2014-10-03
68193 | sec-Alachlor oxanilic acid, water, filtered, recoverable, micrograms per liter | sec-Alachlor oxanilic acid | ug/l | Dissolved | [5 empty] | 2014-10-03
68194 | Sulfosulfuron ethyl sulfone, water, filtered, recoverable, micrograms per liter | Sulfosulfuron ethyl sulfone | ug/l | Dissolved | [5 empty] | 2014-10-03
68195 | Tebupirimfos oxon, water, filtered, recoverable, micrograms per liter | Tebupirimphos oxon | ug/l | Dissolved | [5 empty] | 2020-01-21
68196 | Tebuthiuron Transformation Product 109 (OH), water, filtered, recoverable, micrograms per liter | Tebuthiuron TP 109 (OH) | ug/l | Dissolved | [5 empty] | 2017-04-20
68197 | trans-Permethric acid, water, filtered, recoverable, micrograms per liter | trans-Permethric acid | ug/l | Dissolved | [5 empty] | 2014-10-03
68199 | Tebuthiuron Transformation Product 106, water, filtered, recoverable, micrograms per liter | Tridemethyl tebuthiuron | ug/l | Dissolved | [5 empty] | 2016-10-06
68200 | Bis(2-chloro-1-methylethyl) ether, water, unfiltered, recoverable, micrograms per liter | Bis(2-chloro-1-methylethyl) ether | ug/l | Total | [5 empty] | 2014-10-03
68211 | Azinphos-methyl oxygen analog, water, filtered, recoverable, nanograms per liter | Azinphos-methyl oxygen analog | ng/l | Dissolved | [5 empty] | 2014-10-03
68212 | Azinphos-methyl oxygen analog, suspended sediment, recoverable, dry weight, micrograms per kilogram | Azinphos-methyl oxygen analog | ug/kg | Suspended |  |  |  | Dry |  | 2014-10-03
68213 | Azinphos-methyl oxygen analog, bed sediment, recoverable, dry weight, micrograms per kilogram | Azinphos-methyl oxygen analog | ug/kg | Bed Sediment |  |  |  | Dry |  | 2014-10-03
68214 | Azinphos-methyl oxygen analog, biota, tissue, recoverable, wet weight, micrograms per kilogram | Azinphos-methyl oxygen analog | ug/kg |  |  |  |  | Wet |  | 2014-10-03
68215 | Azinphos-methyl oxygen analog, soil, recoverable, dry weight, micrograms per kilogram | Azinphos-methyl oxygen analog | ug/kg |  |  |  |  | Dry |  | 2014-10-03
68216 | Chlorpyrifos oxon, water, filtered, recoverable, nanograms per liter | Chlorpyrifos O.A. | ng/l | Dissolved | [5 empty] | 2014-10-03
68217 | Chlorpyrifos oxygen analog, suspended sediment, recoverable, dry weight, micrograms per kilogram | Chlorpyrifos O.A. | ug/kg | Suspended |  |  |  | Dry |  | 2014-10-03
68218 | Chlorpyrifos oxygen analog, bed sediment, recoverable, dry weight, micrograms per kilogram | Chlorpyrifos O.A. | ug/kg | Bed Sediment |  |  |  | Dry |  | 2014-10-03
68219 | Chlorpyrifos oxygen analog, biota, tissue, recoverable, wet weight, micrograms per kilogram | Chlorpyrifos O.A. | ug/kg |  |  |  |  | Wet |  | 2014-10-03
68220 | Chlorpyrifos oxygen analog, soil, recoverable, dry weight, micrograms per kilogram | Chlorpyrifos O.A. | ug/kg |  |  |  |  | Dry |  | 2014-10-03
68221 | Clothianidin, water, filtered, recoverable, nanograms per liter | Clothianidin | ng/l | Dissolved | [5 empty] | 2014-10-03
68222 | Clothianidin, suspended sediment, recoverable, dry weight, micrograms per kilogram | Clothianidin | ug/kg | Suspended |  |  |  | Dry |  | 2014-10-03
68223 | Clothianidin, bed sediment, recoverable, dry weight, micrograms per kilogram | Clothianidin | ug/kg | Bed Sediment |  |  |  | Dry |  | 2014-10-03
68224 | Clothianidin, biota, tissue, recoverable, wet weight, micrograms per kilogram | Clothianidin | ug/kg |  |  |  |  | Wet |  | 2014-10-03
68225 | Clothianidin, soil, recoverable, dry weight, micrograms per kilogram | Clothianidin | ug/kg |  |  |  |  | Dry |  | 2014-10-03
68226 | 3,4-Dichlorophenylurea, water, filtered, recoverable, nanograms per liter | 3,4-Dichlorophenylurea | ng/l | Dissolved | [5 empty] | 2014-10-03
68227 | 3,4-Dichlorophenylurea, suspended sediment, recoverable, dry weight, micrograms per kilogram | 3,4-Dichlorophenylurea | ug/kg | Suspended |  |  |  | Dry |  | 2014-10-03
68228 | 3,4-Dichlorophenylurea, bed sediment, recoverable, dry weight, micrograms per kilogram | 3,4-Dichlorophenylurea | ug/kg | Bed Sediment |  |  |  | Dry |  | 2014-10-03
68229 | 3,4-Dichlorophenylurea, biota, tissue, recoverable, wet weight, micrograms per kilogram | 3,4-Dichlorophenylurea | ug/kg |  |  |  |  | Wet |  | 2014-10-03
68230 | 3,4-Dichlorophenylurea, soil, recoverable, dry weight, micrograms per kilogram | 3,4-Dichlorophenylurea | ug/kg |  |  |  |  | Dry |  | 2014-10-03
68231 | N-(3,4-Dichlorophenyl)-N'-methylurea, water, filtered, recoverable, nanograms per liter | 1-(3,4-dichlorophenyl)-3-methyl urea | ng/l | Dissolved | [5 empty] | 2014-10-03
68232 | N-(3,4-Dichlorophenyl)-N'-methylurea, suspended sediment, recoverable, dry weight, micrograms per kilogram | 1-(3,4-dichlorophenyl)-3-methyl urea | ug/kg | Suspended |  |  |  | Dry |  | 2014-10-03
68233 | N-(3,4-Dichlorophenyl)-N'-methylurea, bed sediment, recoverable, dry weight, micrograms per kilogram | 1-(3,4-dichlorophenyl)-3-methyl urea | ug/kg | Bed Sediment |  |  |  | Dry |  | 2014-10-03
68234 | N-(3,4-Dichlorophenyl)-N'-methylurea, biota, tissue, recoverable, wet weight, micrograms per kilogram | 1-(3,4-dichlorophenyl)-3-methyl urea | ug/kg |  |  |  |  | Wet |  | 2014-10-03
68235 | N-(3,4-Dichlorophenyl)-N'-methylurea, soil, recoverable, dry weight, micrograms per kilogram | 1-(3,4-dichlorophenyl)-3-methyl urea | ug/kg |  |  |  |  | Dry |  | 2014-10-03
68236 | Diazoxon, water, filtered, recoverable, nanograms per liter | Diazoxon | ng/l | Dissolved | [5 empty] | 2014-10-03
68237 | Diazoxon, suspended sediment, recoverable, dry weight, micrograms per kilogram | Diazoxon | ug/kg | Suspended |  |  |  | Dry |  | 2014-10-03
68238 | Diazoxon, bed sediment, recoverable, dry weight, micrograms per kilogram | Diazoxon | ug/kg | Bed Sediment |  |  |  | Dry |  | 2014-10-03
68239 | Diazoxon, biota, tissue, recoverable, wet weight, micrograms per kilogram | Diazoxon | ug/kg |  |  |  |  | Wet |  | 2014-10-03
68240 | Malaoxon, water, filtered, recoverable, nanograms per liter | Malaoxon | ng/l | Dissolved | [5 empty] | 2014-10-03
68241 | Malaoxon, suspended sediment, recoverable, dry weight, micrograms per kilogram | Malaoxon | ug/kg | Suspended |  |  |  | Dry |  | 2014-10-03
68242 | Malaoxon, bed sediment, recoverable, dry weight, micrograms per kilogram | Malaoxon | ug/kg | Bed Sediment |  |  |  | Dry |  | 2014-10-03
68243 | Malaoxon, biota, tissue, recoverable, wet weight, micrograms per kilogram | Malaoxon | ug/kg |  |  |  |  | Wet |  | 2014-10-03
68244 | Malaoxon, soil, recoverable, dry weight, micrograms per kilogram | Malaoxon | ug/kg |  |  |  |  | Dry |  | 2014-10-03
68245 | Thiamethoxam, water, filtered, recoverable, nanograms per liter | Thiamethoxam | ng/l | Dissolved | [5 empty] | 2014-10-03
68246 | Thiamethoxam, suspended sediment, recoverable, dry weight, micrograms per kilogram | Thiamethoxam | ug/kg | Suspended |  |  |  | Dry |  | 2014-10-03
68247 | Thiamethoxam, bed sediment, recoverable, dry weight, micrograms per kilogram | Thiamethoxam | ug/kg | Bed Sediment |  |  |  | Dry |  | 2014-10-03
68248 | Thiamethoxam, biota, tissue, recoverable, wet weight, micrograms per kilogram | Thiamethoxam | ug/kg |  |  |  |  | Wet |  | 2014-10-03
68249 | Thiamethoxam, soil, recoverable, dry weight, micrograms per kilogram | Thiamethoxam | ug/kg |  |  |  |  | Dry |  | 2014-10-03
68250 | Alprazolam, water, filtered, recoverable, nanograms per liter | Alprazolam | ng/l | Dissolved | [5 empty] | 2014-10-03
68251 | Desvenlafaxine, water, filtered, recoverable, nanograms per liter | Desmethylvenlafaxine | ng/l | Dissolved | [5 empty] | 2014-10-03
68252 | Nordiazepam, water, filtered, recoverable, nanograms per liter | Nordiazepam | ng/l | Dissolved | [5 empty] | 2014-10-03
68253 | 2(3)-tert-Butyl-4-hydroxyanisole, water, filtered, recoverable, micrograms per liter | Butylated hydroxyanisole | ug/l | Dissolved | [5 empty] | 2014-10-03
68254 | 2(3)-tert-Butyl-4-hydroxyanisole, water, unfiltered, recoverable, micrograms per liter | Butylated hydroxyanisole | ug/l | Total | [5 empty] | 2014-10-03
68255 | 2(3)-tert-Butyl-4-hydroxyanisole, solids, recoverable, micrograms per liter | Butylated hydroxyanisole | ug/l | Recoverable | [5 empty] | 2014-10-03
68256 | 1,1'-Biphenyl-2-ol, water, filtered, recoverable, micrograms per liter | 2-Phenylphenol | ug/l | Dissolved | [5 empty] | 2014-10-03
68257 | 1-Chloro-2-nitrobenzene, water, filtered, recoverable, micrograms per liter | o-Chloronitrobenzene | ug/l | Dissolved | [5 empty] | 2014-10-03
68258 | 2,6-Di-tert-butyl-1,4-benzoquinone, water, filtered, recoverable, micrograms per liter | 2,6-Di-tert-butylbenzoquinone | ug/l | Dissolved | [5 empty] | 2014-10-03
68259 | Diethylene glycol monobutyl ether, water, filtered, recoverable, micrograms per liter | Diethylene glycol monobutyl ether | ug/l | Dissolved | [5 empty] | 2014-10-03
68260 | 2,2'-Biquinoline, water, filtered, recoverable, micrograms per liter | 2,2'-Biquinoline | ug/l | Dissolved | [5 empty] | 2014-10-03
68261 | 2,4-Diaminotoluene, water, filtered, recoverable, micrograms per liter | 2,4-Toluenediamine | ug/l | Dissolved | [5 empty] | 2014-10-03
68262 | 2,6-Diaminotoluene, water, filtered, recoverable, micrograms per liter | 2,6-Diaminotoluene | ug/l | Dissolved | [5 empty] | 2014-10-03
68263 | 2,6-Di-tert-butylphenol, water, filtered, recoverable, micrograms per liter | 2,6-Di-tert-butylphenol | ug/l | Dissolved | [5 empty] | 2014-10-03
68264 | 3-Iodo-2-propynylbutylcarbamate, water, filtered, recoverable, micrograms per liter | 3-Iodo-2-propynylbutylcarbamate | ug/l | Dissolved | [5 empty] | 2014-10-03
68265 | 1H-Benzotriazole, water, filtered, recoverable, micrograms per liter | 1,2,3-Benzotriazole | ug/l | Dissolved | [5 empty] | 2017-01-05
68266 | Caprolactam, water, filtered, recoverable, micrograms per liter | Caprolactam | ug/l | Dissolved | [5 empty] | 2014-10-03
68267 | Chlorophene, water, filtered, recoverable, micrograms per liter | Chlorophene | ug/l | Dissolved | [5 empty] | 2014-10-03
68268 | N-Nitrosopyrrolidine, water, filtered, recoverable, micrograms per liter | N-Nitrosopyrrolidine | ug/l | Dissolved | [5 empty] | 2014-10-03
68269 | o-Toluidine, water, filtered, recoverable, micrograms per liter | o-Toluidine | ug/l | Dissolved | [5 empty] | 2014-10-03
68270 | Quinoline, water, filtered, recoverable, micrograms per liter | Quinoline | ug/l | Dissolved | [5 empty] | 2014-10-03
68272 | Trichloroacetamide, water, filtered, recoverable, micrograms per liter | Trichloroacetamide | ug/l | Dissolved | [5 empty] | 2014-10-03
68273 | 1,1'-Biphenyl-2-ol, water, unfiltered, recoverable, micrograms per liter | 2-Phenylphenol | ug/l | Total | [5 empty] | 2014-10-03
68274 | 1-Chloro-2-nitrobenzene, water, unfiltered, recoverable, micrograms per liter | o-Chloronitrobenzene | ug/l | Total | [5 empty] | 2014-10-03
68275 | Diethylene glycol monobutyl ether, water, unfiltered, recoverable, micrograms per liter | Diethylene glycol monobutyl ether | ug/l | Total | [5 empty] | 2014-10-03
68276 | 2,2'-Biquinoline, water, unfiltered, recoverable, micrograms per liter | 2,2'-Biquinoline | ug/l | Total | [5 empty] | 2014-10-03
68277 | 2,4-Diaminotoluene, water, unfiltered, recoverable, micrograms per liter | 2,4-Toluenediamine | ug/l | Total | [5 empty] | 2014-10-03
68278 | 2,6-Diaminotoluene, water, unfiltered, recoverable, micrograms per liter | 2,6-Diaminotoluene | ug/l | Total | [5 empty] | 2014-10-03
68279 | 2,6-Di-tert-buty-1,4-benzoquinone, water, unfiltered, recoverable, micrograms per liter | 2,6-Di-tert-butylbenzoquinone | ug/l | Total | [5 empty] | 2014-10-03
68280 | 3-Iodo-2-propynylbutylcarbamate, water, unfiltered, recoverable, micrograms per liter | 3-Iodo-2-propynylbutylcarbamate | ug/l | Total | [5 empty] | 2014-10-03
68281 | 7-Hydroxycarbofuran, water, unfiltered, recoverable, micrograms per liter | 7-Hydroxycarbofuran | ug/l | Total | [5 empty] | 2014-10-03
68282 | 1H-Benzotriazole, water, unfiltered, recoverable, micrograms per liter | 1,2,3-Benzotriazole | ug/l | Total | [5 empty] | 2017-01-05
68283 | Chlorophene, water, unfiltered, recoverable, micrograms per liter | Chlorophene | ug/l | Total | [5 empty] | 2014-10-03
68285 | Trichloroacetamide, water, unfiltered, recoverable, micrograms per liter | Trichloroacetamide | ug/l | Total | [5 empty] | 2014-10-03
68286 | 2,6-Diamino-4-nitrotoluene, water, unfiltered, recoverable, micrograms per liter | 2,6-Diamino-4-nitrotoluene | ug/l | Total | [5 empty] | 2014-10-03
68287 | Anatoxin-a, water, unfiltered, recoverable, micrograms per liter | Anatoxin-A | ug/l | Total | [5 empty] | 2016-10-06
68288 | Geosmin, water, unfiltered, recoverable, nanograms per liter | Geosmin | ng/l | Total | [5 empty] | 2014-10-03
68289 | 2-Methylisoborneol, water, unfiltered, recoverable, nanograms per liter | 2-Methylisoborneol | ng/l | Total | [5 empty] | 2014-10-03
68290 | 2-Isopropyl-3-methoxypyrazine (IPMP), water, unfiltered, recoverable, nanograms per liter | 2-Isopropyl-3-methoxypyrazine | ng/l | Total | [5 empty] | 2014-10-03
68291 | 2-Isobutyl-3-methoxypyrazine (IBMP), water, unfiltered, recoverable, nanograms per liter | 2-Isobutyl-3-methoxypyraxine | ng/l | Total | [5 empty] | 2016-10-06
68292 | 2,4,6-Trichloroanisole, water, unfiltered, recoverable, nanograms per liter | 2,4,6-Trichloroanisole | ng/l | Total | [5 empty] | 2014-10-03
68293 | 2-Isopropyl-3-methoxypyrazine (IPMP), water, filtered, recoverable, nanograms per liter | 2-Isopropyl-3-methoxypyrazine | ng/l | Dissolved | [5 empty] | 2014-10-03
68294 | 2-Isobutyl-3-methoxypyrazine (IBMP), water, filtered, recoverable, nanograms per liter | 2-Isobutyl-3-methoxypyraxine | ng/l | Dissolved | [5 empty] | 2016-10-06
68295 | 2,4,6-Trichloroanisole, water, filtered, recoverable, nanograms per liter | 2,4,6-Trichloroanisole | ng/l | Dissolved | [5 empty] | 2014-10-03
68296 | Diesel range organic compounds (C10-C28 hydrocarbons), water, unfiltered, recoverable, milligrams per liter | Hydrocarbons, C10-28 | mg/l | Total | [5 empty] | 2014-10-03
68297 | Oil range organic compounds (>C28-C40 hydrocarbons), water, unfiltered, recoverable, milligrams per liter | Hydrocarbons, C>28-C40 | mg/l | Total | [5 empty] | 2014-10-03
68298 | 3,4-Dichloroaniline, biota, tissue, recoverable, wet weight, micrograms per kilogram | 3,4-Dichloroaniline | ug/kg | Recoverable |  |  |  | Wet |  | 2014-10-03
68299 | 3,4-Dichloroaniline, core material, recoverable, dry weight, micrograms per kilogram | 3,4-Dichloroaniline | ug/kg | Recoverable |  |  |  | Dry |  | 2014-10-03
68300 | 3,5-Dichloroaniline, biota, tissue, recoverable, wet weight, micrograms per kilogram | 3,5-Dichloroaniline | ug/kg | Recoverable |  |  |  | Wet |  | 2014-10-03
68301 | 3,5-Dichloroaniline, core material, recoverable, dry weight, micrograms per kilogram | 3,5-Dichloroaniline | ug/kg | Recoverable |  |  |  | Dry |  | 2014-10-03
68302 | Acetamiprid, water, filtered, recoverable, nanograms per liter | Acetamiprid | ng/l | Dissolved | [5 empty] | 2014-10-03
68303 | Alachlor, core material, recoverable, dry weight, micrograms per kilogram | Alachlor | ug/kg | Recoverable |  |  |  | Dry |  | 2014-10-03
68304 | Allethrin, biota, tissue, recoverable, wet weight, micrograms per kilogram | Allethrin | ug/kg | Recoverable |  |  |  | Wet |  | 2014-10-03
68305 | Allethrin, core material, recoverable, dry weight, micrograms per kilogram | Allethrin | ug/kg | Recoverable |  |  |  | Dry |  | 2014-10-03
68306 | Atrazine, core material, recoverable, dry weight, micrograms per kilogram | Atrazine | ug/kg | Recoverable |  |  |  | Dry |  | 2014-10-03
68307 | Azinphos-methyl, biota, tissue, recoverable, wet weight, micrograms per kilogram | Azinphos-methyl | ug/kg | Recoverable |  |  |  | Wet |  | 2014-10-03
68308 | Azinphos-methyl, soil, recoverable, dry weight, micrograms per kilogram | Azinphos-methyl | ug/kg | Recoverable |  |  |  | Dry |  | 2014-10-03
68309 | Azinphos-methyl, core material, recoverable, dry weight, micrograms per kilogram | Azinphos-methyl | ug/kg | Recoverable |  |  |  | Dry |  | 2014-10-03
68310 | Azinphos-methyl oxygen analog, core material, recoverable, dry weight, micrograms per kilogram | Azinphos-methyl oxygen analog | ug/kg | Recoverable |  |  |  | Dry |  | 2014-10-03
68311 | Azoxystrobin, core material, recoverable, dry weight, micrograms per kilogram | Azoxystrobin | ug/kg | Recoverable |  |  |  | Dry |  | 2014-10-03
68312 | Bifenthrin, core material, recoverable, dry weight, micrograms per kilogram | Bifenthrin | ug/kg | Recoverable |  |  |  | Dry |  | 2014-10-03
68313 | Bispyribac sodium, core material, recoverable, dry weight, micrograms per kilogram | Bispyribac sodium | ug/kg | Recoverable |  |  |  | Dry |  | 2014-10-03
68314 | Boscalid, core material, recoverable, dry weight, micrograms per kilogram | Boscalid | ug/kg | Recoverable |  |  |  | Dry |  | 2014-10-03
68315 | Bromoconazole, water, filtered, recoverable, nanograms per liter | Bromoconazole | ng/l | Dissolved | [5 empty] | 2014-10-03
68316 | Bromoconazole, suspended sediment, recoverable, dry weight, micrograms per kilogram | Bromoconazole | ug/kg | Recoverable |  |  |  | Dry |  | 2014-10-03
68317 | Bromoconazole, bed sediment, recoverable, dry weight, micrograms per kilogram | Bromoconazole | ug/kg | Recoverable |  |  |  | Dry |  | 2014-10-03
68318 | Bromoconazole, biota, tissue, recoverable, wet weight, micrograms per kilogram | Bromoconazole | ug/kg | Recoverable |  |  |  | Wet |  | 2014-10-03
68319 | Bromoconazole, soil, recoverable, dry weight, micrograms per kilogram | Bromoconazole | ug/kg | Recoverable |  |  |  | Dry |  | 2014-10-03
68320 | Bromoconazole, core material, recoverable, dry weight, micrograms per kilogram | Bromoconazole | ug/kg | Recoverable |  |  |  | Dry |  | 2014-10-03
68321 | Butylate, core material, recoverable, dry weight, micrograms per kilogram | Butylate | ug/kg | Recoverable |  |  |  | Dry |  | 2014-10-03
68322 | Captan, water, filtered, recoverable, nanograms per liter | Captan | ng/l | Dissolved | [5 empty] | 2014-10-03
68323 | Captan, suspended sediment, recoverable, dry weight, micrograms per kilogram | Captan | ug/kg | Recoverable |  |  |  | Dry |  | 2014-10-03
68324 | Captan, bed sediment, recoverable, dry weight, micrograms per kilogram | Captan | ug/kg | Recoverable |  |  |  | Dry |  | 2014-10-03
68325 | Captan, biota, tissue, recoverable, wet weight, micrograms per kilogram | Captan | ug/kg | Recoverable |  |  |  | Wet |  | 2014-10-03
68326 | Captan, soil, recoverable, dry weight, micrograms per kilogram | Captan | ug/kg | Recoverable |  |  |  | Dry |  | 2014-10-03
68327 | Captan, core material, recoverable, dry weight, micrograms per kilogram | Captan | ug/kg | Recoverable |  |  |  | Dry |  | 2014-10-03
68328 | Carbaryl, core material, recoverable, dry weight, micrograms per kilogram | Carbaryl | ug/kg | Recoverable |  |  |  | Dry |  | 2014-10-03
68329 | Carbofuran, core material, recoverable, dry weight, micrograms per kilogram | Carbofuran | ug/kg | Recoverable |  |  |  | Dry |  | 2014-10-03
68330 | Chlorothalonil, core material, recoverable, dry weight, micrograms per kilogram | Chlorothalonil | ug/kg | Recoverable |  |  |  | Dry |  | 2014-10-03
68331 | 2,4,5,6-Tetrachloroisophthalamide, water, filtered, recoverable, nanograms per liter | 2,4,5,6-Tetrachloroisophthalamide | ng/l | Dissolved | [5 empty] | 2016-10-06
68332 | 2,4,5,6-Tetrachloroisophthalamide, suspended sediment, recoverable, dry weight, micrograms per kilogram | 2,4,5,6-Tetrachloroisophthalamide | ug/kg | Recoverable |  |  |  | Dry |  | 2016-10-06
68333 | 2,4,5,6-Tetrachloroisophthalamide, bed sediment, recoverable, dry weight, micrograms per kilogram | 2,4,5,6-Tetrachloroisophthalamide | ug/kg | Recoverable |  |  |  | Dry |  | 2016-10-06
68334 | 2,4,5,6-Tetrachloroisophthalamide, soil, recoverable, dry weight, micrograms per kilogram | 2,4,5,6-Tetrachloroisophthalamide | ug/kg | Recoverable |  |  |  | Dry |  | 2016-10-06
68335 | 2,4,5,6-Tetrachloroisophthalamide, core material, recoverable, dry weight, micrograms per kilogram | 2,4,5,6-Tetrachloroisophthalamide | ug/kg | Recoverable |  |  |  | Dry |  | 2016-10-06
68336 | 4-Hydroxychlorothalonil, water, filtered, recoverable, nanograms per liter | 4-Hydroxychlorothalonil | ng/l | Dissolved | [5 empty] | 2014-10-03
68337 | 4-Hydroxychlorothalonil, suspended sediment, recoverable, dry weight, micrograms per kilogram | 4-Hydroxychlorothalonil | ug/kg | Recoverable |  |  |  | Dry |  | 2014-10-03
68338 | 4-Hydroxychlorothalonil, bed sediment, recoverable, dry weight, micrograms per kilogram | 4-Hydroxychlorothalonil | ug/kg | Recoverable |  |  |  | Dry |  | 2014-10-03
68339 | 4-Hydroxychlorothalonil, soil, recoverable, dry weight, micrograms per kilogram | 4-Hydroxychlorothalonil | ug/kg | Recoverable |  |  |  | Dry |  | 2014-10-03
68340 | 4-Hydroxychlorothalonil, core material, recoverable, dry weight, micrograms per kilogram | 4-Hydroxychlorothalonil | ug/kg | Recoverable |  |  |  | Dry |  | 2014-10-03
68341 | 2,3,6-Trichloro-5-cyano-4-hydroxybenzamide, water, filtered, recoverable, nanograms per liter | 2,3,6-Trichloro-5-cyano-4-hydroxybenzamide | ng/l | Dissolved | [5 empty] | 2016-10-06
68342 | 2,3,6-Trichloro-5-cyano-4-hydroxybenzamide, suspended sediment, recoverable, dry weight, micrograms per kilogram | 2,3,6-Trichloro-5-cyano-4-hydroxybenzamide | ug/kg | Recoverable |  |  |  | Dry |  | 2016-10-06
68343 | 2,3,6-Trichloro-5-cyano-4-hydroxybenzamide, bed sediment, recoverable, dry weight, micrograms per kilogram | 2,3,6-Trichloro-5-cyano-4-hydroxybenzamide | ug/kg | Recoverable |  |  |  | Dry |  | 2016-10-06
68344 | 2,3,6-Trichloro-5-cyano-4-hydroxybenzamide, soil, recoverable, dry weight, micrograms per kilogram | 2,3,6-Trichloro-5-cyano-4-hydroxybenzamide | ug/kg | Recoverable |  |  |  | Dry |  | 2016-10-06
68345 | 2,3,6-Trichloro-5-cyano-4-hydroxybenzamide, core material, recoverable, dry weight, micrograms per kilogram | 2,3,6-Trichloro-5-cyano-4-hydroxybenzamide | ug/kg | Recoverable |  |  |  | Dry |  | 2016-10-06
68346 | Chlorpyrifos, soil, recoverable, dry weight, micrograms per kilogram | Chlorpyrifos | ug/kg | Recoverable |  |  |  | Dry |  | 2014-10-03
68347 | Chlorpyrifos, core material, recoverable, dry weight, micrograms per kilogram | Chlorpyrifos | ug/kg | Recoverable |  |  |  | Dry |  | 2014-10-03
68348 | Chlorpyrifos oxygen analog, core material, recoverable, dry weight, micrograms per kilogram | Chlorpyrifos O.A. | ug/kg | Recoverable |  |  |  | Dry |  | 2014-10-03
68349 | Clomazone, core material, recoverable, dry weight, micrograms per kilogram | Clomazone | ug/kg | Recoverable |  |  |  | Dry |  | 2014-10-03
68350 | Clothianidin, core material, recoverable, dry weight, micrograms per kilogram | Clothianidin | ug/kg | Recoverable |  |  |  | Dry |  | 2014-10-03
68351 | Cyanazine, core material, recoverable, dry weight, micrograms per kilogram | Cyanazine | ug/kg | Recoverable |  |  |  | Dry |  | 2014-10-03
68352 | Cycloate, core material, recoverable, dry weight, micrograms per kilogram | Cycloate | ug/kg | Recoverable |  |  |  | Dry |  | 2014-10-03
68353 | Cyfluthirn, core material, recoverable, dry weight, micrograms per kilogram | Cyfluthrin | ug/kg | Recoverable |  |  |  | Dry |  | 2016-10-06
68354 | Cyhalothrin (all isomers), water, filtered, recoverable, nanograms per liter | Cyhalothrins | ng/l | Dissolved | [5 empty] | 2014-10-03
68355 | Cyhalothrin (all isomers), suspended sediment, recoverable, dry weight, micrograms per kilogram | Cyhalothrins | ug/kg | Recoverable |  |  |  | Dry |  | 2014-10-03
68356 | Cyhalothrin (all isomers), bed sediment, recoverable, dry weight, micrograms per kilogram | Cyhalothrins | ug/kg | Recoverable |  |  |  | Dry |  | 2014-10-03
68357 | Cyhalothrin (all isomers), biota, tissue, recoverable, wet weight, micrograms per kilogram | Cyhalothrins | ug/kg | Recoverable |  |  |  | Wet |  | 2014-10-03
68358 | Cyhalothrin (all isomers), soil, recoverable, dry weight, micrograms per kilogram | Cyhalothrins | ug/kg | Recoverable |  |  |  | Dry |  | 2014-10-03
68359 | Cyhalothrin (all isomers), core material, recoverable, dry weight, micrograms per kilogram | Cyhalothrins | ug/kg | Recoverable |  |  |  | Dry |  | 2014-10-03
68360 | Cyhalofop-butyl, water, filtered, recoverable, nanograms per liter | Cyhalofop butyl | ng/l | Dissolved | [5 empty] | 2019-04-08
68361 | Cypermethrin, core material, recoverable, dry weight, micrograms per kilogram | Beta Cypermethrin | ug/kg | Recoverable |  |  |  | Dry |  | 2014-10-03
68362 | Cyproconazole, core material, recoverable, dry weight, micrograms per kilogram | Cyproconazole | ug/kg | Recoverable |  |  |  | Dry |  | 2014-10-03
68363 | Cyprodinil, core material, recoverable, dry weight, micrograms per kilogram | Cyprodinil | ug/kg | Recoverable |  |  |  | Dry |  | 2014-10-03
68364 | DCPA, core material, recoverable, dry weight, micrograms per kilogram | Chlorthal-dimethyl | ug/kg | Recoverable |  |  |  | Dry |  | 2014-10-03
68365 | 3,4-Dichlorophenylurea, core material, recoverable, dry weight, micrograms per kilogram | 3,4-Dichlorophenylurea | ug/kg | Recoverable |  |  |  | Dry |  | 2014-10-03
68366 | N-(3,4-Dichlorophenyl)-N'-methylurea, core material, recoverable, dry weight, micrograms per kilogram | 1-(3,4-dichlorophenyl)-3-methyl urea | ug/kg | Recoverable |  |  |  | Dry |  | 2014-10-03
68367 | Deltamethrin, core material, recoverable, dry weight, micrograms per kilogram | Deltamethrin | ug/kg | Recoverable |  |  |  | Dry |  | 2014-10-03
68368 | Diazinon, core material, recoverable, dry weight, micrograms per kilogram | Diazinon | ug/kg | Recoverable |  |  |  | Dry |  | 2014-10-03
68369 | Diazoxon, core material, recoverable, dry weight, micrograms per kilogram | Diazoxon | ug/kg | Recoverable |  |  |  | Dry |  | 2014-10-03
68370 | Diethatyl-ethyl, core material, recoverable, dry weight, micrograms per kilogram | Diethatyl ethyl | ug/kg | Recoverable |  |  |  | Dry |  | 2014-10-03
68371 | Difenoconazole, core material, recoverable, dry weight, micrograms per kilogram | Difenoconazole | ug/kg | Recoverable |  |  |  | Dry |  | 2014-10-03
68372 | Dimethoate, core material, recoverable, dry weight, micrograms per kilogram | Dimethoate | ug/kg | Recoverable |  |  |  | Dry |  | 2014-10-03
68373 | Dimethomorph, water, filtered, recoverable, nanograms per liter | Dimethomorph | ng/l | Dissolved | [5 empty] | 2014-10-03
68374 | Dimethomorph, suspended sediment, recoverable, dry weight, micrograms per kilogram | Dimethomorph | ug/kg | Recoverable |  |  |  | Dry |  | 2014-10-03
68375 | Dimethomorph, bed sediment, recoverable, dry weight, micrograms per kilogram | Dimethomorph | ug/kg | Recoverable |  |  |  | Dry |  | 2014-10-03
68376 | Dimethomorph, biota, tissue, recoverable, wet weight, micrograms per kilogram | Dimethomorph | ug/kg | Recoverable |  |  |  | Wet |  | 2014-10-03
68377 | Dimethomorph, soil, recoverable, dry weight, micrograms per kilogram | Dimethomorph | ug/kg | Recoverable |  |  |  | Dry |  | 2014-10-03
68378 | Dimethomorph, core material, recoverable, dry weight, micrograms per kilogram | Dimethomorph | ug/kg | Recoverable |  |  |  | Dry |  | 2014-10-03
68379 | Dinotefuran, water, filtered, recoverable, nanograms per liter | Dinotefuran | ng/l | Dissolved | [5 empty] | 2014-10-03
68380 | Disulfoton, core material, recoverable, dry weight, micrograms per kilogram | Disulfoton | ug/kg | Recoverable |  |  |  | Dry |  | 2014-10-03
68381 | Diuron, core material, recoverable, dry weight, micrograms per kilogram | Diuron | ug/kg | Recoverable |  |  |  | Dry |  | 2014-10-03
68382 | EPTC, core material, recoverable, dry weight, micrograms per kilogram | S-Ethyl dipropylthiocarbamate | ug/kg | Recoverable |  |  |  | Dry |  | 2014-10-03
68383 | Esfenvalerate, core material, recoverable, dry weight, micrograms per kilogram | Esfenvalerate | ug/kg | Recoverable |  |  |  | Dry |  | 2014-10-03
68384 | Ethalfluralin, core material, recoverable, dry weight, micrograms per kilogram | Ethalfluralin | ug/kg | Recoverable |  |  |  | Dry |  | 2014-10-03
68385 | Etofenprox, core material, recoverable, dry weight, micrograms per kilogram | Etofenprox | ug/kg | Recoverable |  |  |  | Dry |  | 2014-10-03
68386 | Famoxadone, biota, tissue, recoverable, wet weight, micrograms per kilogram | Famoxadone | ug/kg | Recoverable |  |  |  | Wet |  | 2014-10-03
68387 | Famoxadone, core material, recoverable, dry weight, micrograms per kilogram | Famoxadone | ug/kg | Recoverable |  |  |  | Dry |  | 2014-10-03
68388 | Fenarimol, core material, recoverable, dry weight, micrograms per kilogram | Fenarimol | ug/kg | Recoverable |  |  |  | Dry |  | 2014-10-03
68389 | Fenbuconazole, biota, tissue, recoverable, wet weight, micrograms per kilogram | Fenbuconazole | ug/kg | Recoverable |  |  |  | Wet |  | 2014-10-03
68390 | Fenbuconazole, core material, recoverable, dry weight, micrograms per kilogram | Fenbuconazole | ug/kg | Recoverable |  |  |  | Dry |  | 2014-10-03
68391 | Fenhexamid, biota, tissue, recoverable, wet weight, micrograms per kilogram | Fenhexamid | ug/kg | Recoverable |  |  |  | Wet |  | 2014-10-03
68392 | Fenhexamid, core material, recoverable, dry weight, micrograms per kilogram | Fenhexamid | ug/kg | Recoverable |  |  |  | Dry |  | 2014-10-03
68393 | Fenoxaprop-p-ethyl, core material, recoverable, dry weight, micrograms per kilogram | Fenoxaprop-p-ethyl | ug/kg | Recoverable |  |  |  | Dry |  | 2014-10-03
68394 | Fenpropathrin, core material, recoverable, dry weight, micrograms per kilogram | Fenpropathrin | ug/kg | Recoverable |  |  |  | Dry |  | 2014-10-03
68395 | Fipronil, core material, recoverable, dry weight, micrograms per kilogram | Fipronil | ug/kg | Recoverable |  |  |  | Dry |  | 2014-10-03
68396 | Desulfinylfipronil, core material, recoverable, dry weight, micrograms per kilogram | Fipronil Desulfinyl | ug/kg | Recoverable |  |  |  | Dry |  | 2020-01-21
68397 | Fipronil sulfide, core material, recoverable, dry weight, micrograms per kilogram | Fipronil Sulfide | ug/kg | Recoverable |  |  |  | Dry |  | 2020-01-21
68398 | Fipronil sulfone, core material, recoverable, dry weight, micrograms per kilogram | Fipronil Sulfone | ug/kg | Recoverable |  |  |  | Dry |  | 2014-10-03
68399 | Fluazinam, biota, tissue, recoverable, wet weight, micrograms per kilogram | Fluazinam | ug/kg | Recoverable |  |  |  | Wet |  | 2014-10-03
68400 | Fluazinam, core material, recoverable, dry weight, micrograms per kilogram | Fluazinam | ug/kg | Recoverable |  |  |  | Dry |  | 2014-10-03
68401 | Fludioxonil, core material, recoverable, dry weight, micrograms per kilogram | Fludioxonil | ug/kg | Recoverable |  |  |  | Dry |  | 2014-10-03
68402 | Fluoxastrobin, biota, tissue, recoverable, wet weight, micrograms per kilogram | Fluoxastrobin | ug/kg | Recoverable |  |  |  | Wet |  | 2014-10-03
68403 | Fluoxastrobin, core material, recoverable, dry weight, micrograms per kilogram | Fluoxastrobin | ug/kg | Recoverable |  |  |  | Dry |  | 2014-10-03
68404 | Flusilazole, biota, tissue, recoverable, wet weight, micrograms per kilogram | Flusilazole | ug/kg | Recoverable |  |  |  | Wet |  | 2014-10-03
68405 | Flusilazole, core material, recoverable, dry weight, micrograms per kilogram | Flusilazole | ug/kg | Recoverable |  |  |  | Dry |  | 2014-10-03
68406 | Flutriafol, biota, tissue, recoverable, wet weight, micrograms per kilogram | Flutriafol | ug/kg | Recoverable |  |  |  | Wet |  | 2014-10-03
68407 | Flutriafol, core material, recoverable, dry weight, micrograms per kilogram | Flutriafol | ug/kg | Recoverable |  |  |  | Dry |  | 2014-10-03
68408 | Fonofos, core material, recoverable, dry weight, micrograms per kilogram | Fonofos | ug/kg | Recoverable |  |  |  | Dry |  | 2014-10-03
68409 | Glufosinate, water, filtered, recoverable, nanograms per liter | Glufosinate | ng/l | Dissolved | [5 empty] | 2014-10-03
68410 | Glufosinate, suspended sediment, recoverable, dry weight, micrograms per kilogram | Glufosinate | ug/kg | Recoverable |  |  |  | Dry |  | 2014-10-03
68411 | Glufosinate, bed sediment, recoverable, dry weight, micrograms per kilogram | Glufosinate | ug/kg | Recoverable |  |  |  | Dry |  | 2014-10-03
68412 | Glufosinate, biota, tissue, recoverable, wet weight, micrograms per kilogram | Glufosinate | ug/kg | Recoverable |  |  |  | Wet |  | 2014-10-03
68413 | Glufosinate, soil, recoverable, dry weight, micrograms per kilogram | Glufosinate | ug/kg | Recoverable |  |  |  | Dry |  | 2014-10-03
68414 | Glufosinate, core material, recoverable, dry weight, micrograms per kilogram | Glufosinate | ug/kg | Recoverable |  |  |  | Dry |  | 2014-10-03
68415 | Glyphosate, water, filtered, recoverable, nanograms per liter | Glyphosate | ng/l | Dissolved | [5 empty] | 2014-10-03
68416 | Glyphosate, suspended sediment, recoverable, dry weight, micrograms per kilogram | Glyphosate | ug/kg | Recoverable |  |  |  | Dry |  | 2014-10-03
68417 | Glyphosate, bed sediment, recoverable, dry weight, micrograms per kilogram | Glyphosate | ug/kg | Recoverable |  |  |  | Dry |  | 2014-10-03
68418 | Glyphosate, biota, tissue, recoverable, wet weight, micrograms per kilogram | Glyphosate | ug/kg | Recoverable |  |  |  | Wet |  | 2014-10-03
68419 | Glyphosate, soil, recoverable, dry weight, micrograms per kilogram | Glyphosate | ug/kg | Recoverable |  |  |  | Dry |  | 2014-10-03
68420 | Glyphosate, core material, recoverable, dry weight, micrograms per kilogram | Glyphosate | ug/kg | Recoverable |  |  |  | Dry |  | 2014-10-03
68421 | Halosulfuron-methyl, core material, recoverable, dry weight, micrograms per kilogram | Halosulfuron-methyl | ug/kg | Recoverable |  |  |  | Dry |  | 2014-10-03
68422 | Hexazinone, biota, tissue, recoverable, wet weight, micrograms per kilogram | Hexazinone | ug/kg | Recoverable |  |  |  | Wet |  | 2014-10-03
68423 | Hexazinone, core material, recoverable, dry weight, micrograms per kilogram | Hexazinone | ug/kg | Recoverable |  |  |  | Dry |  | 2014-10-03
68424 | Imazalil, biota, tissue, recoverable, wet weight, micrograms per kilogram | Imazalil | ug/kg | Recoverable |  |  |  | Wet |  | 2014-10-03
68425 | Imazalil, core material, recoverable, dry weight, micrograms per kilogram | Imazalil | ug/kg | Recoverable |  |  |  | Dry |  | 2014-10-03
68426 | Imidacloprid, water, filtered, recoverable, nanograms per liter | Imidacloprid | ng/l | Dissolved | [5 empty] | 2014-10-03
68427 | Imidacloprid, suspended sediment, recoverable, dry weight, micrograms per kilogram | Imidacloprid | ug/kg | Recoverable |  |  |  | Dry |  | 2014-10-03
68428 | Imidacloprid, bed sediment, recoverable, dry weight, micrograms per kilogram | Imidacloprid | ug/kg | Recoverable |  |  |  | Dry |  | 2014-10-03
68429 | Imidacloprid, biota, tissue, recoverable, wet weight, micrograms per kilogram | Imidacloprid | ug/kg | Recoverable |  |  |  | Wet |  | 2014-10-03
68430 | Imidacloprid, soil, recoverable, dry weight, micrograms per kilogram | Imidacloprid | ug/kg | Recoverable |  |  |  | Dry |  | 2014-10-03
68431 | Imidacloprid, core material, recoverable, dry weight, micrograms per kilogram | Imidacloprid | ug/kg | Recoverable |  |  |  | Dry |  | 2014-10-03
68432 | Iprodione, core material, recoverable, dry weight, micrograms per kilogram | Iprodione | ug/kg | Recoverable |  |  |  | Dry |  | 2014-10-03
68433 | Kresoxim-methyl, biota, tissue, recoverable, wet weight, micrograms per kilogram | Kresoxim-methyl | ug/kg | Recoverable |  |  |  | Wet |  | 2014-10-03
68434 | Kresoxim-methyl, core material, recoverable, dry weight, micrograms per kilogram | Kresoxim-methyl | ug/kg | Recoverable |  |  |  | Dry |  | 2014-10-03
68435 | Malathion, core material, recoverable, dry weight, micrograms per kilogram | Malathion | ug/kg | Recoverable |  |  |  | Dry |  | 2014-10-03
68436 | Malaoxon, core material, recoverable, dry weight, micrograms per kilogram | Malaoxon | ug/kg | Recoverable |  |  |  | Dry |  | 2014-10-03
68437 | Metalaxyl, water, filtered, recoverable, nanograms per liter | Metalaxyl | ng/l | Dissolved | [5 empty] | 2014-10-03
68438 | Metalaxyl, suspended sediment, recoverable, dry weight, micrograms per kilogram | Metalaxyl | ug/kg | Recoverable |  |  |  | Dry |  | 2014-10-03
68439 | Metalaxyl, bed sediment, recoverable, dry weight, micrograms per kilogram | Metalaxyl | ug/kg | Recoverable |  |  |  | Dry |  | 2014-10-03
68440 | Metalaxyl, soil, recoverable, dry weight, micrograms per kilogram | Metalaxyl | ug/kg | Recoverable |  |  |  | Dry |  | 2014-10-03
68441 | Metalaxyl, core material, recoverable, dry weight, micrograms per kilogram | Metalaxyl | ug/kg | Recoverable |  |  |  | Dry |  | 2014-10-03
68442 | Metconazole, core material, recoverable, dry weight, micrograms per kilogram | Metconazole | ug/kg | Recoverable |  |  |  | Dry |  | 2014-10-03
68443 | Methidathion, core material, recoverable, dry weight, micrograms per kilogram | Methidathion | ug/kg | Recoverable |  |  |  | Dry |  | 2014-10-03
68444 | Methoprene, core material, recoverable, dry weight, micrograms per kilogram | Methoprene | ug/kg | Recoverable |  |  |  | Dry |  | 2014-10-03
68445 | Methyl parathion, biota, tissue, recoverable, wet weight, micrograms per kilogram | Methyl parathion | ug/kg | Recoverable |  |  |  | Wet |  | 2014-10-03
68446 | Methyl parathion, soil, recoverable, dry weight, micrograms per kilogram | Methyl parathion | ug/kg | Recoverable |  |  |  | Dry |  | 2014-10-03
68447 | Methyl parathion, core material, recoverable, dry weight, micrograms per kilogram | Methyl parathion | ug/kg | Recoverable |  |  |  | Dry |  | 2014-10-03
68448 | Metolachlor, core material, recoverable, dry weight, micrograms per kilogram | Metolachlor | ug/kg | Recoverable |  |  |  | Dry |  | 2014-10-03
68449 | Molinate, core material, recoverable, dry weight, micrograms per kilogram | Molinate | ug/kg | Recoverable |  |  |  | Dry |  | 2014-10-03
68450 | Myclobutanil, core material, recoverable, dry weight, micrograms per kilogram | Myclobutanil | ug/kg | Recoverable |  |  |  | Dry |  | 2014-10-03
68451 | Napropamide, core material, recoverable, dry weight, micrograms per kilogram | Napropamide | ug/kg | Recoverable |  |  |  | Dry |  | 2014-10-03
68452 | Norflurazon, core material, recoverable, dry weight, micrograms per kilogram | Norflurazon | ug/kg | Recoverable |  |  |  | Dry |  | 2014-10-03
68453 | Oxyfluorfen, core material, recoverable, dry weight, micrograms per kilogram | Oxyfluorfen | ug/kg | Recoverable |  |  |  | Dry |  | 2014-10-03
68454 | p,p'-DDD, core material, recoverable, dry weight, micrograms per kilogram | p,p'-DDD | ug/kg | Recoverable |  |  |  | Dry |  | 2014-10-03
68455 | p,p'-DDE, core material, recoverable, dry weight, micrograms per kilogram | p,p'-DDE | ug/kg | Recoverable |  |  |  | Dry |  | 2014-10-03
68456 | p,p'-DDT, core material, recoverable, dry weight, micrograms per kilogram | p,p'-DDT | ug/kg | Recoverable |  |  |  | Dry |  | 2014-10-03
68457 | Pebulate, biota, tissue, recoverable, wet weight, micrograms per kilogram | Pebulate | ug/kg | Recoverable |  |  |  | Wet |  | 2014-10-03
68458 | Pebulate, core material, recoverable, dry weight, micrograms per kilogram | Pebulate | ug/kg | Recoverable |  |  |  | Dry |  | 2014-10-03
68459 | Pendimethalin, core material, recoverable, dry weight, micrograms per kilogram | Pendimethalin | ug/kg | Recoverable |  |  |  | Dry |  | 2014-10-03
68460 | Pentachloroanisole, core material, recoverable, dry weight, micrograms per kilogram | Pentachloroanisole | ug/kg | Recoverable |  |  |  | Dry |  | 2014-10-03
68461 | Pentachloronitrobenzene, core material, recoverable, dry weight, micrograms per kilogram | Pentachloronitrobenzene | ug/kg | Recoverable |  |  |  | Dry |  | 2014-10-03
68462 | Permethrin, core material, recoverable, dry weight, micrograms per kilogram | Permethrin | ug/kg | Recoverable |  |  |  | Dry |  | 2014-10-03
68463 | Phenothrin, core material, recoverable, dry weight, micrograms per kilogram | Phenothrin | ug/kg | Recoverable |  |  |  | Dry |  | 2014-10-03
68464 | Phosmet, core material, recoverable, dry weight, micrograms per kilogram | Phosmet | ug/kg | Recoverable |  |  |  | Dry |  | 2014-10-03
68465 | Piperonyl butoxide, core material, recoverable, dry weight, micrograms per kilogram | Piperonyl butoxide | ug/kg | Recoverable |  |  |  | Dry |  | 2014-10-03
68466 | Prometon, core material, recoverable, dry weight, micrograms per kilogram | Prometon | ug/kg | Recoverable |  |  |  | Dry |  | 2014-10-03
68467 | Prometryn, core material, recoverable, dry weight, micrograms per kilogram | Prometryn | ug/kg | Recoverable |  |  |  | Dry |  | 2014-10-03
68468 | Propanil, biota, tissue, recoverable, wet weight, micrograms per kilogram | Propanil | ug/kg | Recoverable |  |  |  | Wet |  | 2014-10-03
68469 | Propanil, core material, recoverable, dry weight, micrograms per kilogram | Propanil | ug/kg | Recoverable |  |  |  | Dry |  | 2014-10-03
68470 | Propiconazole, core material, recoverable, dry weight, micrograms per kilogram | Propiconazole | ug/kg | Recoverable |  |  |  | Dry |  | 2014-10-03
68471 | Propyzamide, core material, recoverable, dry weight, micrograms per kilogram | Pronamide | ug/kg | Recoverable |  |  |  | Dry |  | 2014-10-03
68472 | Prothioconazole, core material, recoverable, dry weight, micrograms per kilogram | Prothioconazole | ug/kg | Recoverable |  |  |  | Dry |  | 2014-10-03
68473 | Pyraclostrobin, core material, recoverable, dry weight, micrograms per kilogram | Pyraclostrobin | ug/kg | Recoverable |  |  |  | Dry |  | 2014-10-03
68474 | Pyrimethanil, core material, recoverable, dry weight, micrograms per kilogram | Pyrimethanil | ug/kg | Recoverable |  |  |  | Dry |  | 2014-10-03
68475 | Resmethrin, core material, recoverable, dry weight, micrograms per kilogram | Resmethrin | ug/kg | Recoverable |  |  |  | Dry |  | 2014-10-03
68476 | Simazine, biota, tissue, recoverable, wet weight, micrograms per kilogram | Simazine | ug/kg | Recoverable |  |  |  | Wet |  | 2014-10-03
68477 | Simazine, core material, recoverable, dry weight, micrograms per kilogram | Simazine | ug/kg | Recoverable |  |  |  | Dry |  | 2014-10-03
68478 | Sulfotepp, biota, tissue, recoverable, wet weight, micrograms per kilogram | Sulfotep | ug/kg | Recoverable |  |  |  | Wet |  | 2014-10-03
68479 | Sulfotepp, core material, recoverable, dry weight, micrograms per kilogram | Sulfotep | ug/kg | Recoverable |  |  |  | Dry |  | 2014-10-03
68480 | tau-Fluvalinate, core material, recoverable, dry weight, micrograms per kilogram | Tau-fluvalinate | ug/kg | Recoverable |  |  |  | Dry |  | 2014-10-03
68481 | Tebuconazole, core material, recoverable, dry weight, micrograms per kilogram | Tebuconazole | ug/kg | Recoverable |  |  |  | Dry |  | 2014-10-03
68482 | Tefluthrin, core material, recoverable, dry weight, micrograms per kilogram | Tellurium | ug/kg | Recoverable |  |  |  | Dry |  | 2014-10-03
68483 | Tetraconazole, core material, recoverable, dry weight, micrograms per kilogram | Tetraconazole | ug/kg | Recoverable |  |  |  | Dry |  | 2014-10-03
68484 | Tetramethrin, core material, recoverable, dry weight, micrograms per kilogram | Tetramethrin | ug/kg | Recoverable |  |  |  | Dry |  | 2014-10-03
68485 | Thiacloprid, water, filtered, recoverable, nanograms per liter | Thiacloprid | ng/l | Dissolved | [5 empty] | 2014-10-03
68486 | Thiamethoxam, core material, recoverable, dry weight, micrograms per kilogram | Thiamethoxam | ug/kg | Recoverable |  |  |  | Dry |  | 2014-10-03
68487 | Thiobencarb, core material, recoverable, dry weight, micrograms per kilogram | Thiobencarb | ug/kg | Recoverable |  |  |  | Dry |  | 2014-10-03
68488 | Triadimefon, core material, recoverable, dry weight, micrograms per kilogram | Triadimefon | ug/kg | Recoverable |  |  |  | Dry |  | 2014-10-03
68489 | Triadimenol, core material, recoverable, dry weight, micrograms per kilogram | Triadimenol | ug/kg | Recoverable |  |  |  | Dry |  | 2014-10-03
68490 | Trifloxystrobin, core material, recoverable, dry weight, micrograms per kilogram | Trifloxystrobin | ug/kg | Recoverable |  |  |  | Dry |  | 2014-10-03
68491 | Triflumizole, core material, recoverable, dry weight, micrograms per kilogram | Triflumizole | ug/kg | Recoverable |  |  |  | Dry |  | 2014-10-03
68492 | Trifluralin, core material, recoverable, dry weight, micrograms per kilogram | Trifluralin | ug/kg | Recoverable |  |  |  | Dry |  | 2014-10-03
68493 | Triticonazole, core material, recoverable, dry weight, micrograms per kilogram | Triticonazole | ug/kg | Recoverable |  |  |  | Dry |  | 2014-10-03
68494 | Vinclozolin, core material, recoverable, dry weight, micrograms per kilogram | Vinclozolin | ug/kg | Recoverable |  |  |  | Dry |  | 2014-10-03
68495 | Zoxamide, core material, recoverable, dry weight, micrograms per kilogram | Zoxamide | ug/kg | Recoverable |  |  |  | Dry |  | 2014-10-03
68496 | (S)-Metolachlor, water, filtered, recoverable, nanograms per liter | S-Metolachlor | ng/l | Dissolved | [5 empty] | 2016-10-06
68497 | 1,3-Dichloropropene, water, filtered, recoverable, nanograms per liter | 1,3-Dichloropropene | ng/l | Dissolved | [5 empty] | 2014-10-03
68498 | 1H-1,2,4-Triazole, water, filtered, recoverable, nanograms per liter | 1H-1,2,4-Triazole | ng/l | Dissolved | [5 empty] | 2014-10-03
68499 | 1-Naphthol, water, filtered, recoverable, nanograms per liter | 1-Naphthol | ng/l | Dissolved | [5 empty] | 2014-10-03
68500 | 2,4-D, water, filtered, recoverable, nanograms per liter | 2,4-D | ng/l | Dissolved | [5 empty] | 2014-10-03
68501 | 2,4-D methyl ester, water, filtered, recoverable, nanograms per liter | 2,4-D methyl ester | ng/l | Dissolved | [5 empty] | 2014-10-03
68502 | 2-Aminobenzimidazole, water, filtered, recoverable, nanograms per liter | 2-Aminobenzimidazole | ng/l | Dissolved | [5 empty] | 2014-10-03
68503 | 2-Amino-N-isopropylbenzamide, water, filtered, recoverable, nanograms per liter | Benzamide, 2-amino-N-(1-methylethyl)- | ng/l | Dissolved | [5 empty] | 2020-01-21
68504 | 2-Ethyl-6-methylaniline, water, filtered, recoverable, nanograms per liter | 2-Ethyl-6-methylaniline | ng/l | Dissolved | [5 empty] | 2014-10-03
68505 | 2-Isopropyl-6-methyl-4-pyrimidinol, water, filtered, recoverable, nanograms per liter | 2-Isopropyl-6-methyl-4-pyrimidinol | ng/l | Dissolved | [5 empty] | 2014-10-03
68506 | 3,5,6-Trichloro-2-pyridinol, water, filtered, recoverable, nanograms per liter | 3,5,6-Trichloro-2-pyridinol | ng/l | Dissolved | [5 empty] | 2014-10-03
68507 | 3,5-Dichlorobenzoic acid, water, filtered, recoverable, nanograms per liter | 3,5-Dichlorobenzoic acid | ng/l | Dissolved | [5 empty] | 2014-10-03
68508 | 3-Hydroxy carbofuran, water, filtered, recoverable, nanograms per liter | 3-Hydroxycarbofuran | ng/l | Dissolved | [5 empty] | 2014-10-03
68509 | 3-Ketocarbofuran, water, filtered, recoverable, nanograms per liter | 3-Ketocarbofuran | ng/l | Dissolved | [5 empty] | 2014-10-03
68510 | 3-Phenoxybenzyl alcohol, water, filtered, recoverable, nanograms per liter | 3-Phenoxybenzenemethanol | ng/l | Dissolved | [5 empty] | 2020-01-21
68511 | 4-(Hydroxymethyl) pendimethalin, water, filtered, recoverable, nanograms per liter | 4-(Hydroxymethyl)pendimethalin | ng/l | Dissolved | [5 empty] | 2020-01-21
68512 | 4-Chloro-2-methylphenol, water, filtered, recoverable, nanograms per liter | 4-Chloro-2-methylphenol | ng/l | Dissolved | [5 empty] | 2014-10-03
68514 | 4-Chlorobenzylmethyl sulfoxide, water, filtered, recoverable, nanograms per liter | 4-Chlorobenzylmethyl sulfoxide | ng/l | Dissolved | [5 empty] | 2014-10-03
68515 | 4-Hydroxy molinate, water, filtered, recoverable, nanograms per liter | 4-Hydroxy molinate | ng/l | Dissolved | [5 empty] | 2014-10-03
68517 | 4-Hydroxyhexazinone A, water, filtered, recoverable, nanograms per liter | 4-Hydroxyhexazinone A | ng/l | Dissolved | [5 empty] | 2020-01-21
68518 | 7-Hydroxycarbofuran, water, filtered, recoverable, nanograms per liter | 7-Hydroxycarbofuran | ng/l | Dissolved | [5 empty] | 2014-10-03
68519 | Acephate, water, filtered, recoverable, nanograms per liter | Acephate | ng/l | Dissolved | [5 empty] | 2014-10-03
68520 | Acetochlor, water, filtered, recoverable, nanograms per liter | Acetochlor | ng/l | Dissolved | [5 empty] | 2014-10-03
68521 | 2-Chloro-N-(2-ethyl-6-methylphenyl)acetamide, water, filtered, recoverable, nanograms per liter | 2-Chloro-N-(2-ethyl-6-methylphenyl)acetamide | ng/l | Dissolved | [5 empty] | 2014-10-03
68522 | Acetochlor oxanilic acid, water, filtered, recoverable, nanograms per liter | Acetochlor OA | ng/l | Dissolved | [5 empty] | 2016-10-06
68523 | Acetochlor sulfonic acid, water, filtered, recoverable, nanograms per liter | Acetochlor ESA | ng/l | Dissolved | [5 empty] | 2016-10-06
68524 | Acetochlor sulfinylacetic acid, water, filtered, recoverable, nanograms per liter | Acetochlor sulfinylacetic acid | ng/l | Dissolved | [5 empty] | 2014-10-03
68525 | 2-Chloro-2',6'-diethylacetanilide, water, filtered, recoverable, nanograms per liter | 2-Chloro-2',6'-diethylacetanilide | ng/l | Dissolved | [5 empty] | 2014-10-03
68526 | Alachlor oxanilic acid, water, filtered, recoverable, nanograms per liter | Alachlor OA | ng/l | Dissolved | [5 empty] | 2020-01-21
68527 | Alachlor sulfinylacetic acid, water, filtered, recoverable, nanograms per liter | Alachlor sulfinylacetic acid | ng/l | Dissolved | [5 empty] | 2014-10-03
68528 | Aldicarb, water, filtered, recoverable, nanograms per liter | Aldicarb | ng/l | Dissolved | [5 empty] | 2014-10-03
68529 | Aldicarb sulfone, water, filtered, recoverable, nanograms per liter | Aldicarb sulfone | ng/l | Dissolved | [5 empty] | 2014-10-03
68530 | Aldicarb sulfoxide, water, filtered, recoverable, nanograms per liter | Aldicarb sulfoxide | ng/l | Dissolved | [5 empty] | 2014-10-03
68531 | alpha-Cypermethrin, water, filtered, recoverable, nanograms per liter | .alpha.-Cypermethrin | ng/l | Dissolved | [5 empty] | 2016-10-06
68532 | alpha-Deltamethrin, water, filtered, recoverable, nanograms per liter | .alpha.-Deltamethrin | ng/l | Dissolved | [5 empty] | 2016-10-06
68533 | Ametryn, water, filtered, recoverable, nanograms per liter | Ametryn | ng/l | Dissolved | [5 empty] | 2014-10-03
68534 | Aminopyralid, water, filtered, recoverable, nanograms per liter | Aminopyralid | ng/l | Dissolved | [5 empty] | 2014-10-03
68535 | 6-Amino-1H-1,3,5-triazine-2,4-dione, water, filtered, recoverable, nanograms per liter | 6-Amino-1H-1,3,5-triazine-2,4-dione | ng/l | Dissolved | [5 empty] | 2014-10-03
68536 | Asulam, water, filtered, recoverable, nanograms per liter | Asulam | ng/l | Dissolved | [5 empty] | 2014-10-03
68537 | Benomyl, water, filtered, recoverable, nanograms per liter | Benomyl | ng/l | Dissolved | [5 empty] | 2014-10-03
68538 | Bentazon, water, filtered, recoverable, nanograms per liter | Bentazon | ng/l | Dissolved | [5 empty] | 2014-10-03
68539 | beta-Cyfluthrin, water, filtered, recoverable, nanograms per liter | .beta.-Cyfluthrin | ng/l | Dissolved | [5 empty] | 2016-10-06
68540 | Bifenazate, water, filtered, recoverable, nanograms per liter | Bifenazate | ng/l | Dissolved | [5 empty] | 2014-10-03
68541 | Bifenazate diazene, water, filtered, recoverable, nanograms per liter | Bifenazate diazene | ng/l | Dissolved | [5 empty] | 2014-10-03
68542 | Bromacil, water, filtered, recoverable, nanograms per liter | Bromacil | ng/l | Dissolved | [5 empty] | 2014-10-03
68543 | Bromoxynil, water, filtered, recoverable, nanograms per liter | Bromoxynil | ng/l | Dissolved | [5 empty] | 2014-10-03
68544 | Butachlor sulfonic acid, water, filtered, recoverable, nanograms per liter | Butachlor ESA | ng/l | Dissolved | [5 empty] | 2016-10-06
68545 | Butralin, water, filtered, recoverable, nanograms per liter | Butralin | ng/l | Dissolved | [5 empty] | 2014-10-03
68546 | 2-(4-tert-Butylphenoxy)-cyclohexanol, water, filtered, recoverable, nanograms per liter | 2-(p-tert-Butylphenoxy)cyclohexanol | ng/l | Dissolved | [5 empty] | 2020-01-21
68547 | Chlorodiamino-s-triazine, water, filtered, recoverable, nanograms per liter | 2-Chloro-4,6-diamino-s-triazine | ng/l | Dissolved | [5 empty] | 2014-10-03
68548 | Carbendazim, water, filtered, recoverable, nanograms per liter | Carbendazim | ng/l | Dissolved | [5 empty] | 2014-10-03
68549 | Carboxy molinate, water, filtered, recoverable, nanograms per liter | Carboxy molinate | ng/l | Dissolved | [5 empty] | 2014-10-03
68550 | 2-Chloro-6-ethylamino-4-amino-s-triazine, water, filtered, recoverable, nanograms per liter | Desisopropyl atrazine | ng/l | Dissolved | [5 empty] | 2015-01-05
68551 | Chlorosulfonamide acid, water, filtered, recoverable, nanograms per liter | Chlorosulfonamide acid | ng/l | Dissolved | [5 empty] | 2014-10-03
68552 | 2-Chloro-4-isopropylamino-6-amino-s-triazine, water, filtered, recoverable, nanograms per liter | 2-Chloro-4-isopropylamino-6-amino-s-triazine | ng/l | Dissolved | [5 empty] | 2014-10-03
68553 | cis-Cyhalothric acid, water, filtered, recoverable, nanograms per liter | cis-Cyhalothric acid | ng/l | Dissolved | [5 empty] | 2014-10-03
68554 | cis-Cypermethrin, water, filtered, recoverable, nanograms per liter | cis-Cypermethrin | ng/l | Dissolved | [5 empty] | 2014-10-03
68555 | cis-Deltamethric acid, water, filtered, recoverable, nanograms per liter | cis-Deltamethric acid | ng/l | Dissolved | [5 empty] | 2014-10-03
68556 | cis-Permethric acid, water, filtered, recoverable, nanograms per liter | cis-Permethric acid | ng/l | Dissolved | [5 empty] | 2014-10-03
68557 | cis-Propiconazole, water, filtered, recoverable, nanograms per liter | cis-Propiconazole | ng/l | Dissolved | [5 empty] | 2014-10-03
68559 | Cyuranic acid, water, filtered, recoverable, nanograms per liter | Cyuranic acid | ng/l | Dissolved | [5 empty] | 2014-10-03
68560 | DCPA monoacid, water, filtered, recoverable, nanograms per liter | Chlorthal-Monomethyl | ng/l | Dissolved | [5 empty] | 2014-10-03
68561 | Dechlorofipronil, water, filtered, recoverable, nanograms per liter | Dechlorofipronil | ng/l | Dissolved | [5 empty] | 2014-10-03
68562 | Dechlorometolachlor, water, filtered, recoverable, nanograms per liter | Dechlorometolachlor | ng/l | Dissolved | [5 empty] | 2014-10-03
68563 | Deiodo flubendiamide, water, filtered, recoverable, nanograms per liter | Deiodo flubendiamide | ng/l | Dissolved | [5 empty] | 2014-10-03
68564 | Deisopropyl prometryn, water, filtered, recoverable, nanograms per liter | Deisopropyl prometryn | ng/l | Dissolved | [5 empty] | 2014-10-03
68565 | Deisopropyliprodione, water, filtered, recoverable, nanograms per liter | Deisopropyliprodione | ng/l | Dissolved | [5 empty] | 2014-10-03
68566 | Demethyl hexazinone B, water, filtered, recoverable, nanograms per liter | Demethyl hexazinone B | ng/l | Dissolved | [5 empty] | 2020-01-21
68567 | Demethyl norflurazon, water, filtered, recoverable, nanograms per liter | Desmethylnorflurazon | ng/l | Dissolved | [5 empty] | 2014-10-03
68568 | Desamino metribuzin, water, filtered, recoverable, nanograms per liter | Metribuzin DA | ng/l | Dissolved | [5 empty] | 2014-10-03
68569 | Desamino-diketo metribuzin, water, filtered, recoverable, nanograms per liter | Metribuzin DADK | ng/l | Dissolved | [5 empty] | 2014-10-03
68570 | Desulfinylfipronil amide, water, filtered, recoverable, nanograms per liter | Desulfinylfipronil amide | ng/l | Dissolved | [5 empty] | 2014-10-03
68571 | Dicamba, water, filtered, recoverable, nanograms per liter | Dicamba | ng/l | Dissolved | [5 empty] | 2014-10-03
68572 | Dichlorvos, water, filtered, recoverable, nanograms per liter | Dichlorvos | ng/l | Dissolved | [5 empty] | 2014-10-03
68573 | Dicrotophos, water, filtered, recoverable, nanograms per liter | Dicrotophos | ng/l | Dissolved | [5 empty] | 2014-10-03
68574 | Didemethyl hexazinone F, water, filtered, recoverable, nanograms per liter | Didemethyl hexazinone F | ng/l | Dissolved | [5 empty] | 2020-01-21
68575 | Tebuthiuron Transformation Product 104, water, filtered, recoverable, nanograms per liter | Didemethyl tebuthiuron | ng/l | Dissolved | [5 empty] | 2016-10-06
68576 | Diflubenzuron, water, filtered, recoverable, nanograms per liter | Diflubenzuron | ng/l | Dissolved | [5 empty] | 2014-10-03
68577 | Diflufenzopyr, water, filtered, recoverable, nanograms per liter | Diflufenzopyr | ng/l | Dissolved | [5 empty] | 2014-10-03
68578 | Diketonitrile-isoxaflutole, water, filtered, recoverable, nanograms per liter | Benzenepropanenitrile, .alpha.-(cyclopropylcarbonyl)- 2-(methylsulfonyl)-.beta.- oxo-4-(trifluoromethyl)- | ng/l | Dissolved | [5 empty] | 2014-10-03
68579 | Dimethachlor sulfonic acid, water, filtered, recoverable, nanograms per liter | Dimethachlor sulfonic acid | ng/l | Dissolved | [5 empty] | 2014-10-03
68580 | Dimethenamid, water, filtered, recoverable, nanograms per liter | Dimethenamid | ng/l | Dissolved | [5 empty] | 2014-10-03
68581 | Dimethenamid oxanilic acid, water, filtered, recoverable, nanograms per liter | Dimethenamid oxanilic acid | ng/l | Dissolved | [5 empty] | 2014-10-03
68582 | Dimethenamid sulfonic acid, water, filtered, recoverable, nanograms per liter | Dimethenamid ESA | ng/l | Dissolved | [5 empty] | 2014-10-03
68583 | Dimethenamid sulfinylacetic acid, water, filtered, recoverable, nanograms per liter | Dimethenamid sulfinylacetic acid | ng/l | Dissolved | [5 empty] | 2014-10-03
68584 | Dimethenamid-P, water, filtered, recoverable, nanograms per liter | Dimethenamid-P | ng/l | Dissolved | [5 empty] | 2014-10-03
68585 | Diquat, water, filtered, recoverable, nanograms per liter | Diquat | ng/l | Dissolved | [5 empty] | 2014-10-03
68586 | Disulfoton oxon, water, filtered, recoverable, nanograms per liter | Demeton-S | ng/l | Dissolved | [5 empty] | 2014-10-03
68587 | Disulfoton oxon sulfoxide, water, filtered, recoverable, nanograms per liter | Disulfoton oxon sulfoxide | ng/l | Dissolved | [5 empty] | 2014-10-03
68588 | Disulfoton oxon sulfone, water, filtered, recoverable, nanograms per liter | Disulfoton oxon sulfone | ng/l | Dissolved | [5 empty] | 2014-10-03
68589 | Disulfoton sulfone, water, filtered, recoverable, nanograms per liter | Disulfoton sulfone | ng/l | Dissolved | [5 empty] | 2014-10-03
68590 | Disulfoton sulfoxide, water, filtered, recoverable, nanograms per liter | Oxydisulfoton | ng/l | Dissolved | [5 empty] | 2014-10-03
68591 | Demethyl fluometuron, water, filtered, recoverable, nanograms per liter | Demethylfluometuron | ng/l | Dissolved | [5 empty] | 2020-01-21
68592 | Endosulfan, water, filtered, recoverable, nanograms per liter | Endosulfan | ng/l | Dissolved | [5 empty] | 2014-10-03
68593 | Endothal, water, filtered, recoverable, nanograms per liter | Endothall | ng/l | Dissolved | [5 empty] | 2014-10-03
68594 | EPTC degradate R248722, water, filtered, recoverable, nanograms per liter | EPTC degradate R248722 | ng/l | Dissolved | [5 empty] | 2020-01-21
68595 | 2-[(2-Ethyl-6-methylphenyl)amino]-1-propanol, water, filtered, recoverable, nanograms per liter | 2-[(2-Ethyl-6-methylphenyl)-amino]-1-propanol | ng/l | Dissolved | [5 empty] | 2020-01-21
68596 | Ethoprop, water, filtered, recoverable, nanograms per liter | Ethoprop | ng/l | Dissolved | [5 empty] | 2014-10-03
68597 | O-Ethyl O-methyl S-propyl phosphorothioate, water, filtered, recoverable, nanograms per liter | O-Ethyl O-methyl S-propyl phosphorothioate | ng/l | Dissolved | [5 empty] | 2014-10-03
68598 | Etoxazole, water, filtered, recoverable, nanograms per liter | Etoxazole | ng/l | Dissolved | [5 empty] | 2014-10-03
68599 | Fenamiphos, water, filtered, recoverable, nanograms per liter | Fenamiphos | ng/l | Dissolved | [5 empty] | 2014-10-03
68600 | Fenamiphos sulfone, water, filtered, recoverable, nanograms per liter | Fenamiphos Sulfone | ng/l | Dissolved | [5 empty] | 2014-10-03
68601 | Fenamiphos sulfoxide, water, filtered, recoverable, nanograms per liter | Fenamiphos sulfoxide | ng/l | Dissolved | [5 empty] | 2014-10-03
68602 | Fenbutatin oxide, water, filtered, recoverable, nanograms per liter | Fenbutatin-oxide | ng/l | Dissolved | [5 empty] | 2016-10-06
68603 | Fentin, water, filtered, recoverable, nanograms per liter | Fentin | ng/l | Dissolved | [5 empty] | 2014-10-03
68604 | Fipronil amide, water, filtered, recoverable, nanograms per liter | 1H-Pyrazole-3-carboxamide, 5-amino-1-[2,6-dichloro-4-(trifluoromethyl)phenyl]-4-[(trifluoromethyl)sulfinyl]- | ng/l | Dissolved | [5 empty] | 2017-04-20
68605 | Fipronil sulfonate, water, filtered, recoverable, nanograms per liter | Fipronil sulfonate | ng/l | Dissolved | [5 empty] | 2014-10-03
68606 | Flubendiamide, water, filtered, recoverable, nanograms per liter | Flubendiamide | ng/l | Dissolved | [5 empty] | 2014-10-03
68607 | Flumiclorac, water, filtered, recoverable, nanograms per liter | Flumiclorac | ng/l | Dissolved | [5 empty] | 2014-10-03
68608 | Fluometuron, water, filtered, recoverable, nanograms per liter | Fluometuron | ng/l | Dissolved | [5 empty] | 2014-10-03
68609 | Formetanate, water, filtered, recoverable, nanograms per liter | Formetanate | ng/l | Dissolved | [5 empty] | 2014-10-03
68610 | gamma-Cyhalothrin, water, filtered, recoverable, nanograms per liter | .gamma.-Cyhalothrin | ng/l | Dissolved | [5 empty] | 2016-10-06
68611 | 2-(1-Hydroxyethyl)-6-methylaniline, water, filtered, recoverable, nanograms per liter | 2-(1-Hydroxyethyl)-6-methylaniline | ng/l | Dissolved | [5 empty] | 2014-10-03
68612 | Hexazinone Transformation Product C, water, filtered, recoverable, nanograms per liter | Hexazinone Transformation Product C | ng/l | Dissolved | [5 empty] | 2020-01-21
68613 | Hexazinone Transformation Product D, water, filtered, recoverable, nanograms per liter | Hexazinone Transformation Product D | ng/l | Dissolved | [5 empty] | 2020-01-21
68614 | Hexazinone Transformation Product E, water, filtered, recoverable, nanograms per liter | Hexazinone Transformation Product E | ng/l | Dissolved | [5 empty] | 2020-01-21
68615 | Hydroxyacetochlor, water, filtered, recoverable, nanograms per liter | Hydroxyacetochlor | ng/l | Dissolved | [5 empty] | 2014-10-03
68616 | Hydroxyalachlor, water, filtered, recoverable, nanograms per liter | Hydroxyalachlor | ng/l | Dissolved | [5 empty] | 2014-10-03
68617 | Hydroxy monodemethyl fluometuron, water, filtered, recoverable, nanograms per liter | Hydroxy monodemethyl fluometuron | ng/l | Dissolved | [5 empty] | 2014-10-03
68618 | Hydroxydiazinon, water, filtered, recoverable, nanograms per liter | Hydroxydiazinon | ng/l | Dissolved | [5 empty] | 2014-10-03
68619 | Hydroxy didemethyl fluometuron, water, filtered, recoverable, nanograms per liter | Hydroxy didemethyl fluometuron | ng/l | Dissolved | [5 empty] | 2014-10-03
68620 | Hydroxyfluometuron, water, filtered, recoverable, nanograms per liter | Hydroxyfluometuron | ng/l | Dissolved | [5 empty] | 2014-10-03
68621 | Tebuthiuron Transformation Product 109, water, filtered, recoverable, nanograms per liter | Hydroxytebuthiuron | ng/l | Dissolved | [5 empty] | 2016-10-06
68622 | Hydroxymetolachlor, water, filtered, recoverable, nanograms per liter | Hydroxymetolachlor | ng/l | Dissolved | [5 empty] | 2014-10-03
68623 | Hydroxyphthalazinone, water, filtered, recoverable, nanograms per liter | Hydroxyphthalazinone | ng/l | Dissolved | [5 empty] | 2014-10-03
68624 | Hydroxysimazine, water, filtered, recoverable, nanograms per liter | Hydroxysimazine | ng/l | Dissolved | [5 empty] | 2014-10-03
68625 | Imazamox, water, filtered, recoverable, nanograms per liter | Imazamox | ng/l | Dissolved | [5 empty] | 2014-10-03
68627 | Indoxacarb, water, filtered, recoverable, nanograms per liter | Indoxacarb | ng/l | Dissolved | [5 empty] | 2014-10-03
68628 | Iprodione amide, water, filtered, recoverable, nanograms per liter | Iprodione amide | ng/l | Dissolved | [5 empty] | 2014-10-03
68629 | Iprodione isomer, water, filtered, recoverable, nanograms per liter | Iprodione isomer | ng/l | Dissolved | [5 empty] | 2020-01-21
68630 | Iprodione metabolite rp30228, water, filtered, recoverable, nanograms per liter | Iprodione metabolite rp30228 | ng/l | Dissolved | [5 empty] | 2020-01-21
68631 | Iprodione urea, water, filtered, recoverable, nanograms per liter | Iprodione urea | ng/l | Dissolved | [5 empty] | 2014-10-03
68632 | Isoxaflutole, water, filtered, recoverable, nanograms per liter | Isoxaflutole | ng/l | Dissolved | [5 empty] | 2014-10-03
68633 | Isoxaflutole acid metabolite RPA 203328, water, filtered, recoverable, nanograms per liter | Isoxaflutole acid metabolite RPA 203328 | ng/l | Dissolved | [5 empty] | 2020-01-21
68634 | Isoxaflutole methylbenzoate RPA204, water, filtered, recoverable, nanograms per liter | Isoxaflutole methylbenzoate RPA204 | ng/l | Dissolved | [5 empty] | 2020-01-21
68635 | Kresoxim-methyl metabolote BF490-1, water, filtered, recoverable, nanograms per liter | Kresoxim-methyl metabolote BF490-1 | ng/l | Dissolved | [5 empty] | 2020-01-21
68636 | Kresoxim-methyl metabolote BF490-2, water, filtered, recoverable, nanograms per liter | Kresoxim-methyl metabolote BF490-2 | ng/l | Dissolved | [5 empty] | 2020-01-21
68637 | Kresoxim-methyl metabolote BF490-9, water, filtered, recoverable, nanograms per liter | Kresoxim-methyl metabolote BF490-9 | ng/l | Dissolved | [5 empty] | 2020-01-21
68638 | Lactofen, water, filtered, recoverable, nanograms per liter | Lactofen | ng/l | Dissolved | [5 empty] | 2014-10-03
68639 | Linuron, water, filtered, recoverable, nanograms per liter | Linuron | ng/l | Dissolved | [5 empty] | 2014-10-03
68640 | Maneb, water, filtered, recoverable, nanograms per liter | Maneb | ng/l | Dissolved | [5 empty] | 2014-10-03
68641 | MCPA, water, filtered, recoverable, nanograms per liter | MCPA | ng/l | Dissolved | [5 empty] | 2014-10-03
68643 | Metham sodium, water, filtered, recoverable, nanograms per liter | Sodium methyldithiocarbamate | ng/l | Dissolved | [5 empty] | 2014-10-03
68644 | Methamidophos, water, filtered, recoverable, nanograms per liter | Methamidophos | ng/l | Dissolved | [5 empty] | 2014-10-03
68645 | Methomyl, water, filtered, recoverable, nanograms per liter | Methomyl | ng/l | Dissolved | [5 empty] | 2014-10-03
68646 | Methomyl oxime, water, filtered, recoverable, nanograms per liter | Ethanimidothioic acid, N-hydroxy-, methyl ester | ng/l | Dissolved | [5 empty] | 2020-01-21
68647 | Methoxyfenozide, water, filtered, recoverable, nanograms per liter | Methoxyfenozide | ng/l | Dissolved | [5 empty] | 2014-10-03
68648 | Methyl paraoxon, water, filtered, recoverable, nanograms per liter | Methyl paraoxon | ng/l | Dissolved | [5 empty] | 2014-10-03
68649 | Metolachlor hydroxy morpholinone, water, filtered, recoverable, nanograms per liter | Metolachlor hydroxy morpholinone | ng/l | Dissolved | [5 empty] | 2014-10-03
68650 | Metolachlor oxanilic acid, water, filtered, recoverable, nanograms per liter | Metolachlor OA | ng/l | Dissolved | [5 empty] | 2016-10-06
68651 | Metolachlor sulfonic acid, water, filtered, recoverable, nanograms per liter | Metochlor ESA | ng/l | Dissolved | [5 empty] | 2020-01-21
68652 | Metribuzin, water, filtered, recoverable, nanograms per liter | Metribuzin | ng/l | Dissolved | [5 empty] | 2014-10-03
68653 | Metribuzin DK, water, filtered, recoverable, nanograms per liter | Metribuzin DK | ng/l | Dissolved | [5 empty] | 2014-10-03
68654 | Naled, water, filtered, recoverable, nanograms per liter | Naled | ng/l | Dissolved | [5 empty] | 2014-10-03
68655 | Novaluron, water, filtered, recoverable, nanograms per liter | Novaluron | ng/l | Dissolved | [5 empty] | 2014-10-03
68656 | 2-Hydroxy-6-ethylamino-4-amino-s-triazine, water, filtered, recoverable, nanograms per liter | Deisopropylhydroxyatrazine | ng/l | Dissolved | [5 empty] | 2020-01-21
68657 | O-Ethyl S-methyl S-propyl phosphorodithioate, water, filtered, recoverable, nanograms per liter | O-Ethyl S-methyl S-propyl phosphorodithioate | ng/l | Dissolved | [5 empty] | 2014-10-03
68658 | O-Ethyl S-propyl phosphorothioate, water, filtered, recoverable, nanograms per liter | O-Ethyl S-propyl phosphorothioate | ng/l | Dissolved | [5 empty] | 2014-10-03
68659 | 2-Hydroxy-4-isopropylamino-6-amino-s-triazine, water, filtered, recoverable, nanograms per liter | Deethylhydroxyatrazine | ng/l | Dissolved | [5 empty] | 2020-01-21
68660 | 2-Hydroxy-4-isopropylamino-6-ethylamino-s-triazine, water, filtered, recoverable, nanograms per liter | 2-Hydroxyatrazine | ng/l | Dissolved | [5 empty] | 2014-10-03
68661 | Omethoate, water, filtered, recoverable, nanograms per liter | Omethoate | ng/l | Dissolved | [5 empty] | 2014-10-03
68662 | Orthosulfamuron, water, filtered, recoverable, nanograms per liter | Orthosulfamuron | ng/l | Dissolved | [5 empty] | 2014-10-03
68663 | Oryzalin, water, filtered, recoverable, nanograms per liter | Oryzalin | ng/l | Dissolved | [5 empty] | 2014-10-03
68664 | Oxamyl, water, filtered, recoverable, nanograms per liter | Oxamyl | ng/l | Dissolved | [5 empty] | 2014-10-03
68665 | Oxamyl oxime, water, filtered, recoverable, nanograms per liter | 2-(Dimethylamino)-N-hydroxy-2-oxoethanimidothioic acid methyl ester | ng/l | Dissolved | [5 empty] | 2020-01-21
68666 | Paraoxon, water, filtered, recoverable, nanograms per liter | Paraoxon | ng/l | Dissolved | [5 empty] | 2014-10-03
68667 | Paraquat, water, filtered, recoverable, nanograms per liter | Paraquat | ng/l | Dissolved | [5 empty] | 2014-10-03
68668 | Phorate, water, filtered, recoverable, nanograms per liter | Phorate | ng/l | Dissolved | [5 empty] | 2014-10-03
68669 | Phorate oxygen analog, water, filtered, recoverable, nanograms per liter | Phorate O.A. | ng/l | Dissolved | [5 empty] | 2014-10-03
68670 | Phorate oxygen analog sulfone, water, filtered, recoverable, nanograms per liter | Phorate oxygen analog sulfone | ng/l | Dissolved | [5 empty] | 2014-10-03
68671 | Phorate oxon sulfoxide, water, filtered, recoverable, nanograms per liter | Phorate oxon sulfoxide | ng/l | Dissolved | [5 empty] | 2014-10-03
68672 | Phorate sulfone, water, filtered, recoverable, nanograms per liter | Phorate sulfone | ng/l | Dissolved | [5 empty] | 2014-10-03
68673 | Phorate sulfoxide, water, filtered, recoverable, nanograms per liter | Phorate sulfoxide | ng/l | Dissolved | [5 empty] | 2014-10-03
68674 | Phosmet oxygen analog, water, filtered, recoverable, nanograms per liter | Phosmetoxon | ng/l | Dissolved | [5 empty] | 2014-10-03
68675 | Phthalazinone, water, filtered, recoverable, nanograms per liter | Phthalazinone | ng/l | Dissolved | [5 empty] | 2014-10-03
68676 | Profenofos, water, filtered, recoverable, nanograms per liter | Profenofos | ng/l | Dissolved | [5 empty] | 2014-10-03
68677 | Propargite, water, filtered, recoverable, nanograms per liter | Propargite | ng/l | Dissolved | [5 empty] | 2014-10-03
68678 | Propazine, water, filtered, recoverable, nanograms per liter | Propazine | ng/l | Dissolved | [5 empty] | 2014-10-03
68679 | Propoxur, water, filtered, recoverable, nanograms per liter | Propoxur | ng/l | Dissolved | [5 empty] | 2014-10-03
68680 | Pymetrozine, water, filtered, recoverable, nanograms per liter | Pymetrozine | ng/l | Dissolved | [5 empty] | 2014-10-03
68681 | Pyrethrins, water, filtered, recoverable, nanograms per liter | Pyrethrins | ng/l | Dissolved | [5 empty] | 2014-10-03
68682 | Pyridaben, water, filtered, recoverable, nanograms per liter | Pyridaben | ng/l | Dissolved | [5 empty] | 2014-10-03
68683 | Pyriproxyfen, water, filtered, recoverable, nanograms per liter | Pyriproxyfen | ng/l | Dissolved | [5 empty] | 2014-10-03
68684 | sec-Acetochlor oxanilic acid, water, filtered, recoverable, nanograms per liter | sec-Acetochlor oxanilic acid | ng/l | Dissolved | [5 empty] | 2014-10-03
68685 | sec-Alachlor oxanilic acid, water, filtered, recoverable, nanograms per liter | sec-Alachlor oxanilic acid | ng/l | Dissolved | [5 empty] | 2014-10-03
68686 | Siduron, water, filtered, recoverable, nanograms per liter | Siduron | ng/l | Dissolved | [5 empty] | 2014-10-03
68687 | Sulfentrazone, water, filtered, recoverable, nanograms per liter | Sulfentrazone | ng/l | Dissolved | [5 empty] | 2014-10-03
68688 | Sulfometuron-methyl, water, filtered, recoverable, nanograms per liter | Sulfometuron methyl | ng/l | Dissolved | [5 empty] | 2014-10-03
68689 | Sulfosulfuron, water, filtered, recoverable, nanograms per liter | Sulfosulfuron | ng/l | Dissolved | [5 empty] | 2014-10-03
68690 | Sulfosulfuron ethyl sulfone, water, filtered, recoverable, nanograms per liter | Sulfosulfuron ethyl sulfone | ng/l | Dissolved | [5 empty] | 2014-10-03
68691 | 2,3,3-Trichloro-2-propene-1-sulfonic acid (sodium salt), water, filtered, recoverable, nanograms per liter | 2,3,3-Trichloro-2-propene-1-sulfonic acid (sodium salt) | ng/l | Dissolved | [5 empty] | 2016-10-06
68692 | Tebufenozide, water, filtered, recoverable, nanograms per liter | Tebufenozide | ng/l | Dissolved | [5 empty] | 2014-10-03
68693 | Tebupirimfos, water, filtered, recoverable, nanograms per liter | Phostebupirim | ng/l | Dissolved | [5 empty] | 2014-10-03
68694 | Tebupirimfos oxon, water, filtered, recoverable, nanograms per liter | Tebupirimphos oxon | ng/l | Dissolved | [5 empty] | 2020-01-21
68695 | Tebuthiuron, water, filtered, recoverable, nanograms per liter | Tebuthiuron | ng/l | Dissolved | [5 empty] | 2014-10-03
68696 | Tebuthiuron Transformation Product 108, water, filtered, recoverable, nanograms per liter | Tebuthiuron Transformation Product 108 | ng/l | Dissolved | [5 empty] | 2020-01-21
68697 | Tebuthiuron Transformation Product 109 (OH), water, filtered, recoverable, nanograms per liter | Tebuthiuron TP 109 (OH) | ng/l | Dissolved | [5 empty] | 2017-04-20
68698 | Terbacil, water, filtered, recoverable, nanograms per liter | Terbacil | ng/l | Dissolved | [5 empty] | 2014-10-03
68699 | Terbufos, water, filtered, recoverable, nanograms per liter | Terbufos | ng/l | Dissolved | [5 empty] | 2014-10-03
68700 | Terbufos oxon, water, filtered, recoverable, nanograms per liter | Terbufos oxon | ng/l | Dissolved | [5 empty] | 2014-10-03
68701 | Terbufos oxygen analog sulfone, water, filtered, recoverable, nanograms per liter | Terbufos oxygen analog sulfone | ng/l | Dissolved | [5 empty] | 2014-10-03
68702 | Terbufos oxon sulfoxide, water, filtered, recoverable, nanograms per liter | Terbufos oxon sulfoxide | ng/l | Dissolved | [5 empty] | 2014-10-03
68703 | Terbufos sulfone, water, filtered, recoverable, nanograms per liter | Terbufos sulfone | ng/l | Dissolved | [5 empty] | 2014-10-03
68704 | Terbufos sulfoxide, water, filtered, recoverable, nanograms per liter | Terbufos sulfoxide | ng/l | Dissolved | [5 empty] | 2014-10-03
68705 | trans-Cypermethrin, water, filtered, recoverable, nanograms per liter | trans-Cypermethrin | ng/l | Dissolved | [5 empty] | 2014-10-03
68706 | trans-Deltamethrin, water, filtered, recoverable, nanograms per liter | trans-Deltamethrin | ng/l | Dissolved | [5 empty] | 2014-10-03
68707 | trans-Permethric acid, water, filtered, recoverable, nanograms per liter | trans-Permethric acid | ng/l | Dissolved | [5 empty] | 2014-10-03
68708 | trans-Permethrin, water, filtered, recoverable, nanograms per liter | Transpermethrin | ng/l | Dissolved | [5 empty] | 2014-10-03
68709 | trans-Propiconazole, water, filtered, recoverable, nanograms per liter | trans-Propiconazole | ng/l | Dissolved | [5 empty] | 2014-10-03
68710 | Triallate, water, filtered, recoverable, nanograms per liter | Triallate | ng/l | Dissolved | [5 empty] | 2014-10-03
68711 | Tribufos, water, filtered, recoverable, nanograms per liter | Tribufos | ng/l | Dissolved | [5 empty] | 2014-10-03
68712 | Triclopyr, water, filtered, recoverable, nanograms per liter | Triclopyr | ng/l | Dissolved | [5 empty] | 2014-10-03
68715 | zeta-Cypermethrin, water, filtered, recoverable, nanograms per liter | Beta Cypermethrin | ng/l | Dissolved | [5 empty] | 2014-10-03
68716 | Ziram, water, filtered, recoverable, nanograms per liter | Ziram | ng/l | Dissolved | [5 empty] | 2014-10-03
68717 | 4-Chlorobenzylmethylsulfone, water, filtered, recoverable, micrograms per liter | 4-Chlorobenzylmethylsulfone | ug/l | Dissolved | [5 empty] | 2014-10-03
68718 | Alachlor oxanilic acid, water, filtered, recoverable, micrograms per liter | Alachlor OA | ug/l | Dissolved | [5 empty] | 2020-01-21
68719 | Chlorsulfuron, water, filtered, recoverable, micrograms per liter | Chlorsulfuron | ug/l | Dissolved | [5 empty] | 2014-10-03
68720 | Deiodo flubendiamide, water, filtered, recoverable, micrograms per liter | Deiodo flubendiamide | ug/l | Dissolved | [5 empty] | 2014-10-03
68721 | Deltamethrin, water, filtered, recoverable, micrograms per liter | Deltamethrin | ug/l | Dissolved | [5 empty] | 2014-10-03
68722 | Famoxadone, water, filtered, recoverable, micrograms per liter | Famoxadone | ug/l | Dissolved | [5 empty] | 2014-10-03
68723 | Kresoxim-methyl, water, filtered, recoverable, micrograms per liter | Kresoxim-methyl | ug/l | Dissolved | [5 empty] | 2014-10-03
68724 | Prosulfuron, water, filtered, recoverable, micrograms per liter | Prosulfuron | ug/l | Dissolved | [5 empty] | 2014-10-03
68725 | 1,2-Dimethylnaphthalene, water, unfiltered, recoverable, micrograms per liter | 1,2-Dimethylnaphthalene | ug/l | Total | [5 empty] | 2014-10-03
68726 | 1,3-Butadiene, water, unfiltered, recoverable, micrograms per liter | 1,3-Butadiene | ug/l | Total | [5 empty] | 2014-10-03
68727 | 1,6-Dimethylnaphthalene, water, unfiltered, recoverable, micrograms per liter | 1,6-Dimethylnaphthalene | ug/l | Total | [5 empty] | 2014-10-03
68728 | 2-Ethoxyethyl acetate, water, unfiltered, recoverable, micrograms per liter | Ethylene glycol monoethyl ether acetate | ug/l | Total | [5 empty] | 2014-10-03
68729 | 2-Propen-1-ol, water, unfiltered, recoverable, micrograms per liter | 2-Propen-1-ol | ug/l | Total | [5 empty] | 2014-10-03
68730 | alpha-Terpineol, water, unfiltered, recoverable, micrograms per liter | .alpha.-Terpineol | ug/l | Total | [5 empty] | 2015-06-29
68731 | Benzyl chloride, water, unfiltered, recoverable, micrograms per liter | Benzyl chloride | ug/l | Total | [5 empty] | 2014-10-03
68732 | Butanal, water, unfiltered, recoverable, micrograms per liter | Butyraldehyde | ug/l | Total | [5 empty] | 2014-10-03
68733 | trans-Crotonaldehyde, water, unfiltered, recoverable, micrograms per liter | trans-Crotonaldehyde | ug/l | Total | [5 empty] | 2014-10-03
68734 | Cyanogen bromide, water, unfiltered, recoverable, micrograms per liter | Cyanogen bromide | ug/l | Total | [5 empty] | 2014-10-03
68735 | 2-Ethyl-1-hexyl 2,3,4,5-tetrabromobenzoate, water, unfiltered, recoverable, micrograms per liter | 2-Ethyl-1-hexyl 2,3,4,5-tetrabromobenzoate | ug/l | Total | [5 empty] | 2014-10-03
68736 | Acridine, water, unfiltered, recoverable, micrograms per liter | Acridine | ug/l | Total | [5 empty] | 2014-10-03
68737 | Benzo[j]fluoranthene, water, unfiltered, recoverable, micrograms per liter | Benzo[j]fluoranthene | ug/l | Total | [5 empty] | 2014-10-03
68738 | Dibenzothiophene, water, unfiltered, recoverable, micrograms per liter | Dibenzothiophene | ug/l | Total | [5 empty] | 2014-10-03
68739 | Hexamethylenetetramine, water, unfiltered, recoverable, micrograms per liter | Hexamethylenetetramine | ug/l | Total | [5 empty] | 2014-10-03
68740 | Phenanthridine, water, unfiltered, recoverable, micrograms per liter | Phenanthridine | ug/l | Total | [5 empty] | 2014-10-03
68741 | Promethazine, water, unfiltered, recoverable, micrograms per liter | Promethazine | ug/l | Total | [5 empty] | 2014-10-03
68742 | Tolbutamide, water, unfiltered, recoverable, micrograms per liter | Tolbutamide | ug/l | Total | [5 empty] | 2014-10-03
68743 | 2-Ethyl-1-hexyl 2,3,4,5-tetrabromobenzoate, water, filtered, recoverable, micrograms per liter | 2-Ethyl-1-hexyl 2,3,4,5-tetrabromobenzoate | ug/l | Dissolved | [5 empty] | 2014-10-03
68744 | 7,12-Benzoanthracenquinone, water, filtered, recoverable, micrograms per liter | 7,12-Benzoanthracenquinone | ug/l | Dissolved | [5 empty] | 2014-10-03
68745 | 9-Fluorenone, water, filtered, recoverable, micrograms per liter | 9-Fluorenone | ug/l | Dissolved | [5 empty] | 2014-10-03
68746 | Acenapthenequinone, water, filtered, recoverable, micrograms per liter | Acenapthenequinone | ug/l | Dissolved | [5 empty] | 2014-10-03
68747 | Acridine, water, filtered, recoverable, micrograms per liter | Acridine | ug/l | Dissolved | [5 empty] | 2014-10-03
68748 | Benzo[j]fluoranthene, water, filtered, recoverable, micrograms per liter | Benzo[j]fluoranthene | ug/l | Dissolved | [5 empty] | 2014-10-03
68749 | Benzo[e]pyrene, water, filtered, recoverable, micrograms per liter | Benzo[e]pyrene | ug/l | Dissolved | [5 empty] | 2014-10-03
68750 | Dibenzothiophene, water, filtered, recoverable, micrograms per liter | Dibenzothiophene | ug/l | Dissolved | [5 empty] | 2014-10-03
68752 | Hexamethylenetetramine, water, filtered, recoverable, micrograms per liter | Hexamethylenetetramine | ug/l | Dissolved | [5 empty] | 2014-10-03
68753 | Perylene, water, filtered, recoverable, micrograms per liter | Perylene | ug/l | Dissolved | [5 empty] | 2018-01-05
68754 | Phenanthridine, water, filtered, recoverable, micrograms per liter | Phenanthridine | ug/l | Dissolved | [5 empty] | 2014-10-03
68755 | Promethazine, water, filtered, recoverable, micrograms per liter | Promethazine | ug/l | Dissolved | [5 empty] | 2014-10-03
68756 | Tolbutamide, water, filtered, recoverable, micrograms per liter | Tolbutamide | ug/l | Dissolved | [5 empty] | 2014-10-03
68757 | 2,6-Diethylaniline, water, filtered, recoverable, nanograms per liter | 2,6-Diethylaniline | ng/l | Dissolved | [5 empty] | 2014-10-03
68759 | 3-(Trifluoromethyl)aniline, water, filtered, recoverable, nanograms per liter | 3-(Trifluoromethyl)aniline | ng/l | Dissolved | [5 empty] | 2014-10-03
68760 | 4,4'-Dichlorobenzophenone, water, filtered, recoverable, nanograms per liter | Methanone, bis(4-chlorophenyl)- | ng/l | Dissolved | [5 empty] | 2014-10-03
68763 | alpha-Endosulfan, water, filtered, recoverable, nanograms per liter | .alpha.-Endosulfan | ng/l | Dissolved | [5 empty] | 2014-10-03
68764 | alpha-HCH, water, filtered, recoverable, nanograms per liter | alpha-HCH (aLindane) | ng/l | Dissolved | [5 empty] | 2020-01-21
68766 | beta-Endosulfan, water, filtered, recoverable, nanograms per liter | .beta.-Endosulfan | ng/l | Dissolved | [5 empty] | 2014-10-03
68767 | beta-HCH, water, filtered, recoverable, nanograms per liter | Benzene Hexachloride, Beta (BHC) | ng/l | Dissolved | [5 empty] | 2020-01-21
68769 | cis-Permethrin, water, filtered, recoverable, nanograms per liter | 1rs Cis-Permethrin | ng/l | Dissolved | [5 empty] | 2014-10-03
68771 | delta-HCH, water, filtered, recoverable, nanograms per liter | Benzene Hexachloride, Delta (BHC) | ng/l | Dissolved | [5 empty] | 2020-01-21
68772 | Dicofol, water, filtered, recoverable, nanograms per liter | Dicofol | ng/l | Dissolved | [5 empty] | 2014-10-03
68773 | Dieldrin, water, filtered, recoverable, nanograms per liter | Dieldrin | ng/l | Dissolved | [5 empty] | 2014-10-03
68775 | Endosulfan ether, water, filtered, recoverable, nanograms per liter | Endosulfan ether | ng/l | Dissolved | [5 empty] | 2014-10-03
68776 | Endosulfan sulfate, water, filtered, recoverable, nanograms per liter | Endosulfan sulfate | ng/l | Dissolved | [5 empty] | 2014-10-03
68778 | Lindane, water, filtered, recoverable, nanograms per liter | Lindane | ng/l | Dissolved | [5 empty] | 2014-10-03
68779 | p,p'-Methoxychlor, water, unfiltered, recoverable, nanograms per liter | Methoxychlor | ng/l | Total | [5 empty] | 2014-10-03
68785 | Bupropion, water, filtered, recoverable, micrograms per liter | Bupropion | ug/l | Dissolved | [5 empty] | 2014-10-03
68786 | Antimony, bed sediment, recoverable, wet weight, micrograms per kilogram | Antimony | ug/kg | Bed Sediment |  |  |  | Wet |  | 2014-10-03
68787 | Arsenic, bed sediment, recoverable, dry weight, micrograms per kilogram | Arsenic | ug/kg | Bed Sediment |  |  |  | Dry |  | 2014-10-03
68788 | Beryllium, bed sediment, recoverable, wet weight, micrograms per kilogram | Beryllium | ug/kg | Bed Sediment |  |  |  | Wet |  | 2014-10-03
68789 | Cadmium, bed sediment, recoverable, dry weight, micrograms per kilogram | Cadmium | ug/kg | Bed Sediment |  |  |  | Dry |  | 2014-10-03
68790 | Chromium, bed sediment, recoverable, dry weight, micrograms per kilogram | Chromium | ug/kg | Bed Sediment |  |  |  | Dry |  | 2014-10-03
68791 | Cobalt, bed sediment, recoverable, dry weight, micrograms per kilogram | Cobalt | ug/kg | Bed Sediment |  |  |  | Dry |  | 2014-10-03
68792 | Copper, bed sediment, recoverable, dry weight, micrograms per kilogram | Copper | ug/kg | Bed Sediment |  |  |  | Dry |  | 2014-10-03
68793 | Manganese, bed sediment, recoverable, wet weight, micrograms per kilogram | Manganese | ug/kg | Bed Sediment |  |  |  | Wet |  | 2014-10-03
68794 | Molybdenum, bed sediment, recoverable, wet weight, micrograms per kilogram | Molybdenum | ug/kg | Bed Sediment |  |  |  | Wet |  | 2014-10-03
68795 | Nickel, bed sediment, recoverable, wet weight, micrograms per kilogram | Nickel | ug/kg | Bed Sediment |  |  |  | Wet |  | 2014-10-03
68796 | o-Xylene, bed sediment, recoverable, wet weight, micrograms per kilogram | o-Xylene | ug/kg | Bed Sediment |  |  |  | Wet |  | 2014-10-03
68797 | Selenium, bed sediment, recoverable, dry weight, micrograms per kilogram | Selenium | ug/kg | Bed Sediment |  |  |  | Dry |  | 2014-10-03
68798 | Silver, bed sediment, recoverable, dry weight, micrograms per kilogram | Silver | ug/kg | Bed Sediment |  |  |  | Dry |  | 2014-10-03
68799 | Sulfide, bed sediment, recoverable, wet weight, micrograms per kilogram | Sulfide | ug/kg | Bed Sediment |  |  |  | Wet |  | 2014-10-03
68800 | Thallium, bed sediment, recoverable, dry weight, micrograms per kilogram | Thallium | ug/kg | Bed Sediment |  |  |  | Dry |  | 2014-10-03
68801 | Toluene, bed sediment, recoverable, wet weight, micrograms per kilogram | Toluene | ug/kg | Bed Sediment |  |  |  | Wet |  | 2014-10-03
68802 | Uranium, bed sediment, recoverable, wet weight, micrograms per kilogram | Uranium | ug/kg | Bed Sediment |  |  |  | Wet |  | 2020-01-21
68803 | Vanadium, bed sediment, recoverable, dry weight, micrograms per kilogram | Vanadium | ug/kg | Bed Sediment |  |  |  | Dry |  | 2014-10-03
68804 | Xylene (all isomers), bed sediment, recoverable, dry weight, micrograms per kilogram | Xylene | ug/kg | Bed Sediment |  |  |  | Dry |  | 2014-10-03
68805 | Zinc, bed sediment, recoverable, wet weight, micrograms per kilogram | Zinc | ug/kg | Bed Sediment |  |  |  | Wet |  | 2014-10-03
68806 | 2,4-Diamino-6-nitrotoluene, water, unfiltered, micrograms per liter | 2,4-Diamino-6-nitrotoluene | ug/l | Total | [5 empty] | 2014-10-03
68807 | Organic carbon, water, filtered, micrograms per liter | Organic carbon | ug/l | Dissolved | [5 empty] | 2014-10-03
68808 | Motor oil range organic compounds (C24-C36 hydrocarbons), water, unfiltered, recoverable, micrograms per liter | Hydrocarbons, C24-36 | ug/l | Total | [5 empty] | 2014-10-03
68809 | Silica, water, filtered, micrograms per liter as SiO2 | Silica | ug/l | Dissolved | [5 empty] | 2014-10-03
68810 | Potassium, rock, total (whole-rock analysis), dry weight, percent | Potassium | % | Total |  |  |  | Dry |  | 2014-10-03
68811 | Calcium, rock, total (whole-rock analysis), dry weight, percent | Calcium | % | Total |  |  |  | Dry |  | 2014-10-03
68812 | Titanium, rock, total (whole-rock analysis), dry weight, percent | Titanium | % | Total |  |  |  | Dry |  | 2014-10-03
68813 | Manganese, rock, total (whole-rock analysis), dry weight, percent | Manganese | % | Total |  |  |  | Dry |  | 2014-10-03
68814 | Iron, rock, total (whole-rock analysis), dry weight, percent | Iron | % | Total |  |  |  | Dry |  | 2014-10-03
68815 | Rubidium, rock, total (whole-rock analysis), dry weight, percent | Rubidium | % | Total |  |  |  | Dry |  | 2014-10-03
68816 | Strontium, rock, total (whole-rock analysis), dry weight, percent | Strontium | % | Total |  |  |  | Dry |  | 2014-10-03
68817 | Yttrium, rock, total (whole-rock analysis), dry weight, percent | Yttrium | % | Total |  |  |  | Dry |  | 2014-10-03
68818 | Zirconium, rock, total (whole-rock analysis), dry weight, percent | Zirconium | % | Total |  |  |  | Dry |  | 2014-10-03
68819 | Niobium, rock, total (whole-rock analysis), dry weight, percent | Niobium | % | Total |  |  |  | Dry |  | 2014-10-03
68820 | Barium, rock, total (whole-rock analysis), dry weight, percent | Barium | % | Total |  |  |  | Dry |  | 2014-10-03
68821 | Lanthanum, rock, total (whole-rock analysis), dry weight, percent | Lanthanum | % | Total |  |  |  | Dry |  | 2014-10-03
68822 | Cerium, rock, total (whole-rock analysis), dry weight, percent | Cerium | % | Total |  |  |  | Dry |  | 2014-10-03
68823 | Methane, water, dissolved, recoverable, mole percent of dissolved gases | Methane | % | Dissolved | [5 empty] | 2014-10-03
68824 | Ethane, water, dissolved, recoverable, mole percent of dissolved gases | Ethane | % | Dissolved | [5 empty] | 2014-10-03
68825 | Ethene, water, dissolved, recoverable, mole percent of dissolved gases | Ethylene | % | Dissolved | [5 empty] | 2014-10-03
68826 | Propane, water, dissolved, recoverable, mole percent of dissolved gases | Propane | % | Dissolved | [5 empty] | 2014-10-03
68827 | 2-Methylpropane (isobutane), water, dissolved, recoverable, mole percent of dissolved gases | Isobutane | % | Recoverable | [5 empty] | 2014-10-03
68828 | n-Butane, water, dissolved, recoverable, mole percent of dissolved gases | Butane | % | Recoverable | [5 empty] | 2014-10-03
68829 | 2-Methylbutane (isopentane), water, dissolved, recoverable, mole percent of dissolved gases | 2-Methylbutane | % | Recoverable | [5 empty] | 2014-10-03
68830 | n-Pentane, water, dissolved, recoverable, mole percent of dissolved gases | Pentane | % | Recoverable | [5 empty] | 2014-10-03
68831 | Methane, water, dissolved, recoverable, milligrams per liter | Methane | mg/l | Dissolved | [5 empty] | 2014-10-03
68832 | Ethane, water, dissolved, recoverable, milligrams per liter | Ethane | mg/l | Dissolved | [5 empty] | 2014-10-03
68833 | Ethene, water, dissolved, recoverable, milligrams per liter | Ethylene | mg/l | Dissolved | [5 empty] | 2014-10-03
68834 | Propane, water, dissolved, recoverable, milligrams per liter | Propane | mg/l | Dissolved | [5 empty] | 2014-10-03
68835 | 2-Methylpropane (isobutane), water, unfiltered, recoverable, milligrams per liter | Isobutane | mg/l | Recoverable | [5 empty] | 2014-10-03
68836 | n-Butane, water, unfiltered, recoverable, milligrams per liter | Butane | mg/l | Recoverable | [5 empty] | 2014-10-03
68837 | 2-Methylbutane (isopentane), water, unfiltered, recoverable, milligrams per liter | 2-Methylbutane | mg/l | Recoverable | [5 empty] | 2014-10-03
68838 | n-Pentane, water, unfiltered, recoverable, milligrams per liter | Pentane | mg/l | Recoverable | [5 empty] | 2014-10-03
68843 | Alendronate, water, filtered, recoverable, nanograms per liter | Alendronate | ng/l | Dissolved | [5 empty] | 2014-10-03
68844 | Bendroflumethiazide, water, filtered, recoverable, nanograms per liter | Bendroflumethiazide | ng/l | Dissolved | [5 empty] | 2014-10-03
68845 | Bezafibrate, water, filtered, recoverable, nanograms per liter | Bezafibrate | ng/l | Dissolved | [5 empty] | 2014-10-03
68846 | Bumetanide, water, filtered, recoverable, nanograms per liter | Bumetanide | ng/l | Dissolved | [5 empty] | 2014-10-03
68847 | Ciprofibrate, water, filtered, recoverable, nanograms per liter | Ciprofibrate | ng/l | Dissolved | [5 empty] | 2014-10-03
68848 | Clofibrate, water, filtered, recoverable, nanograms per liter | Clofibrate | ng/l | Dissolved | [5 empty] | 2014-10-03
68849 | Diatrizoate, water, filtered, recoverable, nanograms per liter | Diatrizoic acid | ng/l | Dissolved | [5 empty] | 2014-10-03
68850 | Enalapril, water, filtered, recoverable, nanograms per liter | Enalapril | ng/l | Dissolved | [5 empty] | 2014-10-03
68851 | Fenoprofen, water, filtered, recoverable, nanograms per liter | Fenoprofen | ng/l | Dissolved | [5 empty] | 2014-10-03
68852 | Indomethacin, water, filtered, recoverable, nanograms per liter | Indomethacin | ng/l | Dissolved | [5 empty] | 2014-10-03
68853 | Iodixanol, water, filtered, recoverable, nanograms per liter | Iodixanol | ng/l | Dissolved | [5 empty] | 2014-10-03
68854 | Iohexol, water, filtered, recoverable, nanograms per liter | Iohexol | ng/l | Dissolved | [5 empty] | 2014-10-03
68855 | Iomeprol, water, filtered, recoverable, nanograms per liter | Iomeprol | ng/l | Dissolved | [5 empty] | 2014-10-03
68856 | Iopamidol, water, filtered, recoverable, nanograms per liter | Iopamidol | ng/l | Dissolved | [5 empty] | 2014-10-03
68857 | Iopromide, water, filtered, recoverable, nanograms per liter | Iopromide | ng/l | Dissolved | [5 empty] | 2014-10-03
68858 | Ioxaglate, water, filtered, recoverable, nanograms per liter | Ioxaglate | ng/l | Dissolved | [5 empty] | 2014-10-03
68859 | Ioxilan, water, filtered, recoverable, nanograms per liter | Ioxilan | ng/l | Dissolved | [5 empty] | 2014-10-03
68860 | Lovastatin, water, filtered, recoverable, nanograms per liter | Lovastatin | ng/l | Dissolved | [5 empty] | 2014-10-03
68861 | Meclofenamic acid, water, filtered, recoverable, nanograms per liter | Meclofenamic acid | ng/l | Dissolved | [5 empty] | 2014-10-03
68862 | Mefenamic acid, water, filtered, recoverable, nanograms per liter | Mefenamic acid | ng/l | Dissolved | [5 empty] | 2014-10-03
68863 | Metrizoate, water, filtered, recoverable, nanograms per liter | Metrizoate | ng/l | Dissolved | [5 empty] | 2014-10-03
68864 | Pravastatin, water, filtered, recoverable, nanograms per liter | Pravastatin | ng/l | Dissolved | [5 empty] | 2014-10-03
68865 | Risedronate, water, filtered, recoverable, nanograms per liter | Risedronate | ng/l | Dissolved | [5 empty] | 2014-10-03
68866 | Rosuvastatin, water, filtered, recoverable, nanograms per liter | Rosuvastatin | ng/l | Dissolved | [5 empty] | 2014-10-03
68867 | Simvastatin hydroxy acid, water, filtered, recoverable, nanograms per liter | Simvastatin hydroxy acid | ng/l | Dissolved | [5 empty] | 2014-10-03
68868 | Tolfenamic acid, water, filtered, recoverable, nanograms per liter | Tolfenamic acid | ng/l | Dissolved | [5 empty] | 2014-10-03
68869 | Torsemide, water, filtered, recoverable, nanograms per liter | Torasemide | ng/l | Dissolved | [5 empty] | 2018-01-05
68870 | Zafirlukast, water, filtered, recoverable, nanograms per liter | Zafirlukast | ng/l | Dissolved | [5 empty] | 2014-10-03
68871 | Alachlor sulfonic acid, water, filtered, recoverable, nanograms per liter | Alachlor ESA | ng/l | Dissolved | [5 empty] | 2014-10-03
68872 | Chlorimuron-ethyl, water, filtered, recoverable, nanograms per liter | Chlorimuron-ethyl | ng/l | Dissolved | [5 empty] | 2014-10-03
68873 | 3-Phenoxybenzoic acid, water, filtered, recoverable, nanograms per liter | 3-Phenoxybenzoic acid | ng/l | Dissolved | [5 empty] | 2014-10-03
68874 | Ethylbenzene, bed sediment, wet weight, micrograms per kilogram | Ethylbenzene | ug/kg | Bed Sediment |  |  |  | Wet |  | 2014-10-03
68875 | 2-Chloro-2',6'-diethylacetanilide, suspended sediment, recoverable, dry weight, micrograms per kilogram | 2-Chloro-2',6'-diethylacetanilide | ug/kg | Suspended |  |  |  | Dry |  | 2014-10-03
68876 | 2-Chloro-2',6'-diethylacetanilide, bed sediment, recoverable, dry weight, micrograms per kilogram | 2-Chloro-2',6'-diethylacetanilide | ug/kg | Bed Sediment |  |  |  | Dry |  | 2014-10-03
68877 | Benfluralin, suspended sediment, recoverable, dry weight, micrograms per kilogram | Benfluralin | ug/kg | Suspended |  |  |  | Dry |  | 2014-10-03
68878 | Benfluralin, bed sediment, recoverable, dry weight, micrograms per kilogram | Benfluralin | ug/kg | Bed Sediment |  |  |  | Dry |  | 2014-10-03
68879 | Butralin, suspended sediment, recoverable, dry weight, micrograms per kilogram | Butralin | ug/kg | Suspended |  |  |  | Dry |  | 2014-10-03
68880 | Butralin, bed sediment, recoverable, dry weight, micrograms per kilogram | Butralin | ug/kg | Bed Sediment |  |  |  | Dry |  | 2014-10-03
68881 | Coumaphos, suspended sediment, recoverable, dry weight, micrograms per kilogram | Coumaphos | ug/kg | Suspended |  |  |  | Dry |  | 2014-10-03
68882 | Coumaphos, bed sediment, recoverable, dry weight, micrograms per kilogram | Coumaphos | ug/kg | Bed Sediment |  |  |  | Dry |  | 2014-10-03
68883 | Cyhalofop-butyl, suspended sediment, recoverable, dry weight, micrograms per kilogram | Cyhalofop butyl | ug/kg | Suspended |  |  |  | Dry |  | 2019-04-08
68884 | Cyhalofop-butyl, bed sediment, recoverable, dry weight, micrograms per kilogram | Cyhalofop butyl | ug/kg | Bed Sediment |  |  |  | Dry |  | 2019-04-08
68885 | Dithiopyr, suspended sediment, recoverable, dry weight, micrograms per kilogram | Dithiopyr | ug/kg | Suspended |  |  |  | Dry |  | 2014-10-03
68886 | Dithiopyr, bed sediment, recoverable, dry weight, micrograms per kilogram | Dithiopyr | ug/kg | Bed Sediment |  |  |  | Dry |  | 2014-10-03
68887 | Fenpyroximate, suspended sediment, recoverable, dry weight, micrograms per kilogram | Fenpyroximate | ug/kg | Suspended |  |  |  | Dry |  | 2014-10-03
68888 | Fenpyroximate, bed sediment, recoverable, dry weight, micrograms per kilogram | Fenpyroximate | ug/kg | Bed Sediment |  |  |  | Dry |  | 2014-10-03
68889 | Fenthion, suspended sediment, recoverable, dry weight, micrograms per kilogram | Fenthion | ug/kg | Suspended |  |  |  | Dry |  | 2014-10-03
68890 | Desulfinylfipronil amide, suspended sediment, recoverable, dry weight, micrograms per kilogram | Desulfinylfipronil amide | ug/kg | Suspended |  |  |  | Dry |  | 2014-10-03
68891 | Desulfinylfipronil amide, bed sediment, recoverable, dry weight, micrograms per kilogram | Desulfinylfipronil amide | ug/kg | Bed Sediment |  |  |  | Dry |  | 2014-10-03
68892 | Flufenacet, suspended sediment, recoverable, dry weight, micrograms per kilogram | Flufenacet | ug/kg | Suspended |  |  |  | Dry |  | 2014-10-03
68893 | Flufenacet, bed sediment, recoverable, dry weight, micrograms per kilogram | Flufenacet | ug/kg | Bed Sediment |  |  |  | Dry |  | 2014-10-03
68894 | Flumetralin, suspended sediment, recoverable, dry weight, micrograms per kilogram | Flumetralin | ug/kg | Suspended |  |  |  | Dry |  | 2014-10-03
68895 | Flumetralin, bed sediment, recoverable, dry weight, micrograms per kilogram | Flumetralin | ug/kg | Bed Sediment |  |  |  | Dry |  | 2014-10-03
68896 | Flutolanil, suspended sediment, recoverable, dry weight, micrograms per kilogram | Flutolanil | ug/kg | Suspended |  |  |  | Dry |  | 2014-10-03
68897 | Flutolanil, bed sediment, recoverable, dry weight, micrograms per kilogram | Flutolanil | ug/kg | Bed Sediment |  |  |  | Dry |  | 2014-10-03
68898 | Indoxacarb, suspended sediment, recoverable, dry weight, micrograms per kilogram | Indoxacarb | ug/kg | Suspended |  |  |  | Dry |  | 2014-10-03
68899 | Indoxacarb, bed sediment, recoverable, dry weight, micrograms per kilogram | Indoxacarb | ug/kg | Bed Sediment |  |  |  | Dry |  | 2014-10-03
68900 | Novaluron, suspended sediment, recoverable, dry weight, micrograms per kilogram | Novaluron | ug/kg | Suspended |  |  |  | Dry |  | 2014-10-03
68901 | Novaluron, bed sediment, recoverable, dry weight, micrograms per kilogram | Novaluron | ug/kg | Bed Sediment |  |  |  | Dry |  | 2014-10-03
68902 | Oxadiazon, suspended sediment, recoverable, dry weight, micrograms per kilogram | Oxadiazon | ug/kg | Suspended |  |  |  | Dry |  | 2014-10-03
68903 | Oxadiazon, bed sediment, recoverable, dry weight, micrograms per kilogram | Oxadiazon | ug/kg | Bed Sediment |  |  |  | Dry |  | 2014-10-03
68904 | Prodiamine, suspended sediment, recoverable, dry weight, micrograms per kilogram | Prodiamine | ug/kg | Suspended |  |  |  | Dry |  | 2014-10-03
68905 | Prodiamine, bed sediment, recoverable, dry weight, micrograms per kilogram | Prodiamine | ug/kg | Bed Sediment |  |  |  | Dry |  | 2014-10-03
68906 | Propargite, suspended sediment, recoverable, dry weight, micrograms per kilogram | Propargite | ug/kg | Suspended |  |  |  | Dry |  | 2014-10-03
68907 | Propargite, bed sediment, recoverable, dry weight, micrograms per kilogram | Propargite | ug/kg | Bed Sediment |  |  |  | Dry |  | 2014-10-03
68908 | Pyridaben, suspended sediment, recoverable, dry weight, micrograms per kilogram | Pyridaben | ug/kg | Suspended |  |  |  | Dry |  | 2014-10-03
68909 | Pyridaben, bed sediment, recoverable, dry weight, micrograms per kilogram | Pyridaben | ug/kg | Bed Sediment |  |  |  | Dry |  | 2014-10-03
68910 | Tebupirimfos oxygen analog, suspended sediment, recoverable, dry weight, micrograms per kilogram | Tebupirimphos oxon | ug/kg | Suspended |  |  |  | Dry |  | 2020-01-21
68911 | Tebupirimfos oxygen analog, bed sediment, recoverable, dry weight, micrograms per kilogram | Tebupirimfos oxygen analog | ug/kg | Bed Sediment |  |  |  | Dry |  | 2014-10-03
68912 | Tebupirimfos, suspended sediment, recoverable, dry weight, micrograms per kilogram | Phostebupirim | ug/kg | Suspended |  |  |  | Dry |  | 2014-10-03
68913 | Tebupirimfos, bed sediment, recoverable, dry weight, micrograms per kilogram | Phostebupirim | ug/kg | Bed Sediment |  |  |  | Dry |  | 2014-10-03
68914 | Tetradifon, suspended sediment, recoverable, dry weight, micrograms per kilogram | Tetradifon | ug/kg | Suspended |  |  |  | Dry |  | 2014-10-03
68915 | Tetradifon, bed sediment, recoverable, dry weight, micrograms per kilogram | Tetradifon | ug/kg | Bed Sediment |  |  |  | Dry |  | 2014-10-03
68916 | Thiazopyr, suspended sediment, recoverable, dry weight, micrograms per kilogram | Thiazopyr | ug/kg | Suspended |  |  |  | Dry |  | 2014-10-03
68917 | Thiazopyr, bed sediment, recoverable, dry weight, micrograms per kilogram | Thiazopyr | ug/kg | Bed Sediment |  |  |  | Dry |  | 2014-10-03
68918 | Triallate, suspended sediment, recoverable, dry weight, micrograms per kilogram | Triallate | ug/kg | Suspended |  |  |  | Dry |  | 2014-10-03
68919 | Triallate, bed sediment, recoverable, dry weight, micrograms per kilogram | Triallate | ug/kg | Bed Sediment |  |  |  | Dry |  | 2014-10-03
68920 | Tribufos, suspended sediment, recoverable, dry weight, micrograms per kilogram | Tribufos | ug/kg | Suspended |  |  |  | Dry |  | 2014-10-03
68921 | pH, soil, in deionized water, standard units | pH | std units | [6 empty] | 2014-10-03
68922 | pH, soil, in 0.01 M calcium chloride, standard units | pH | std units | [6 empty] | 2014-10-03
68924 | Calcium, soil, exchangeable in 1.0 M ammonium chloride, recoverable, dry weight, centimole per kilogram | Calcium | cmol/kg |  |  |  |  | Dry |  | 2014-10-03
68925 | Magnesium, soil, exchangeable in 1.0 M ammonium chloride, recoverable, dry weight, centimole per kilogram | Magnesium | cmol/kg |  |  |  |  | Dry |  | 2014-10-03
68926 | Sodium, soil, exchangeable in 1.0 M ammonium chloride, recoverable, dry weight, centimole per kilogram | Sodium | cmol/kg |  |  |  |  | Dry |  | 2014-10-03
68927 | Potassium, soil, exchangeable in 1.0 M ammonium chloride, recoverable, dry weight, centimole per kilogram | Potassium | cmol/kg |  |  |  |  | Dry |  | 2014-10-03
68931 | Titanium, bed sediment, recoverable, dry weight, milligrams per kilogram | Titanium | mg/kg | Bed Sediment |  |  |  | Dry |  | 2014-10-03
68932 | Pentaethylene glycol monododceyl ether, water, filtered, recoverable, nanograms per liter | Pentaethylene glycol monododceyl ether | ng/l | Dissolved | [5 empty] | 2014-10-03
68933 | Diethylene glycol monotetradecyl ether, water, filtered, recoverable, nanograms per liter | Diethylene glycol monotetradecyl ether | ng/l | Dissolved | [5 empty] | 2014-10-03
68934 | Triethylene glycol monotetradecyl ether, water, filtered, recoverable, nanograms per liter | Triethylene glycol monotetradecyl ether | ng/l | Dissolved | [5 empty] | 2014-10-03
68935 | Tetraethylene glycol monotetradecyl ether, water, filtered, recoverable, nanograms per liter | Tetraethylene glycol monotetradecyl ether | ng/l | Dissolved | [5 empty] | 2014-10-03
68936 | Pentaethylene glycol monotetradecyl ether, water, filtered, recoverable, nanograms per liter | Pentaethylene glycol monotetradecyl ether | ng/l | Dissolved | [5 empty] | 2014-10-03
68937 | Hexaethylene glycol monotetradecyl ether, water, filtered, recoverable, nanograms per liter | Hexaethylene glycol monotetradecyl ether | ng/l | Dissolved | [5 empty] | 2014-10-03
68938 | Heptaethylene glycol monotetradecyl ether, water, filtered, recoverable, nanograms per liter | Heptaethylene glycol monotetradecyl ether | ng/l | Dissolved | [5 empty] | 2014-10-03
68939 | Octaethylene glycol monotetradecyl ether, water, filtered, recoverable, nanograms per liter | Octaethylene glycol monotetradecyl ether | ng/l | Dissolved | [5 empty] | 2014-10-03
68940 | Pentaethylene glycol monohexadecyl ether, water, filtered, recoverable, nanograms per liter | Pentaethylene glycol monohexadecyl ether | ng/l | Dissolved | [5 empty] | 2014-10-03
68941 | 4-Nonylphenol octadecaethoxylate (all isomers), water, filtered, recoverable, nanograms per liter | 4-Nonylphenol octadecaethoxylates | ng/l | Dissolved | [5 empty] | 2014-10-03
68942 | Pentyl sulfate, water, filtered, recoverable, nanograms per liter | Pentyl sulfate | ng/l | Dissolved | [5 empty] | 2014-10-03
68943 | Heptyl sulfate, water, filtered, recoverable, nanograms per liter | Heptyl sulfate | ng/l | Dissolved | [5 empty] | 2014-10-03
68944 | Octyl sulfate, water, filtered, recoverable, nanograms per liter | Octyl sulfate | ng/l | Dissolved | [5 empty] | 2014-10-03
68945 | Nonyl sulfate, water, filtered, recoverable, nanograms per liter | Nonyl sulfate | ng/l | Dissolved | [5 empty] | 2014-10-03
68946 | Decyl sulfate, water, filtered, recoverable, nanograms per liter | Decyl sulfate | ng/l | Dissolved | [5 empty] | 2014-10-03
68947 | Undecyl sulfate, water, filtered, recoverable, nanograms per liter | Undecyl sulfate | ng/l | Dissolved | [5 empty] | 2014-10-03
68948 | Dodecyl sulfate, water, filtered, recoverable, nanograms per liter | Dodecyl sulfate | ng/l | Dissolved | [5 empty] | 2014-10-03
68949 | Tridecyl sulfate, water, filtered, recoverable, nanograms per liter | Tridecyl sulfate | ng/l | Dissolved | [5 empty] | 2014-10-03
68950 | Tetradecyl sulfate, water, filtered, recoverable, nanograms per liter | Tetradecyl sulfate | ng/l | Dissolved | [5 empty] | 2014-10-03
68951 | Hexadecyl sulfate, water, filtered, recoverable, nanograms per liter | Hexadecyl sulfate | ng/l | Dissolved | [5 empty] | 2014-10-03
68952 | Octadecyl sulfate, water, filtered, recoverable, nanograms per liter | Octadecyl sulfate | ng/l | Dissolved | [5 empty] | 2014-10-03
68953 | Methane sulfonate, water, filtered, recoverable, nanograms per liter | Methane sulfonate | ng/l | Dissolved | [5 empty] | 2014-10-03
68954 | Ethane sulfonate, water, filtered, recoverable, nanograms per liter | Ethane sulfonate | ng/l | Dissolved | [5 empty] | 2014-10-03
68955 | 1-Propane sulfonate, water, filtered, recoverable, nanograms per liter | 1-Propane sulfonate | ng/l | Dissolved | [5 empty] | 2014-10-03
68956 | 1-Butane sulfonate, water, filtered, recoverable, nanograms per liter | 1-Butane sulfonate | ng/l | Dissolved | [5 empty] | 2014-10-03
68957 | 1-Pentane sulfonate, water, filtered, recoverable, nanograms per liter | 1-Pentane sulfonate | ng/l | Dissolved | [5 empty] | 2014-10-03
68958 | 1-Hexane sulfonate, water, filtered, recoverable, nanograms per liter | 1-Hexane sulfonate | ng/l | Dissolved | [5 empty] | 2014-10-03
68959 | 1-Heptane sulfonate, water, filtered, recoverable, nanograms per liter | 1-Heptane sulfonate | ng/l | Dissolved | [5 empty] | 2014-10-03
68960 | 1-Octane sulfonate, water, filtered, recoverable, nanograms per liter | 1-Octane sulfonate | ng/l | Dissolved | [5 empty] | 2014-10-03
68961 | 1-Nonane sulfonate, water, filtered, recoverable, nanograms per liter | 1-Nonane sulfonate | ng/l | Dissolved | [5 empty] | 2014-10-03
68962 | 1-Decane sulfonate, water, filtered, recoverable, nanograms per liter | 1-Decane sulfonate | ng/l | Dissolved | [5 empty] | 2014-10-03
68963 | 1-Undecane sulfonate, water, filtered, recoverable, nanograms per liter | 1-Undecane sulfonate | ng/l | Dissolved | [5 empty] | 2014-10-03
68964 | 1-Dodecane sulfonate, water, filtered, recoverable, nanograms per liter | 1-Dodecane sulfonate | ng/l | Dissolved | [5 empty] | 2014-10-03
68965 | 1-Tetradecane sulfonate, water, filtered, recoverable, nanograms per liter | 1-Tetradecane sulfonate | ng/l | Dissolved | [5 empty] | 2014-10-03
68966 | 1-Hexadecane sulfonate, water, filtered, recoverable, nanograms per liter | 1-Hexadecane sulfonate | ng/l | Dissolved | [5 empty] | 2014-10-03
68967 | 4-n-Octylbenzene sulfonate, water, filtered, recoverable, nanograms per liter | 4-n-Octylbenzene sulfonate | ng/l | Dissolved | [5 empty] | 2014-10-03
68968 | 4-Dodecylbenzene sulfonate, water, filtered, recoverable, nanograms per liter | 4-Dodecylbenzene sulfonate | ng/l | Dissolved | [5 empty] | 2014-10-03
68969 | Didecyldimethyl ammonium, water, filtered, recoverable, nanograms per liter | Didecyldimethyl ammonium | ng/l | Dissolved | [5 empty] | 2014-10-03
68970 | Didodecyldimethyl ammonium, water, filtered, recoverable, nanograms per liter | Didodecyldimethyl ammonium | ng/l | Dissolved | [5 empty] | 2014-10-03
68971 | Dimethylditetradecyl ammonium, water, filtered, recoverable, nanograms per liter | Dimethylditetradecyl ammonium | ng/l | Dissolved | [5 empty] | 2014-10-03
68972 | Dihexadecyldimethyl ammonium, water, filtered, recoverable, nanograms per liter | Dihexadecyldimethyl ammonium | ng/l | Dissolved | [5 empty] | 2014-10-03
68973 | Dioctadecyldimethyl ammonium, water, filtered, recoverable, nanograms per liter | Dioctadecyldimethyl ammonium | ng/l | Dissolved | [5 empty] | 2014-10-03
68974 | Benzyldimethyldodecyl ammonium, water, filtered, recoverable, nanograms per liter | Benzyldimethyldodecyl ammonium | ng/l | Dissolved | [5 empty] | 2014-10-03
68975 | Benzyldimethyltetradecyl ammonium, water, filtered, recoverable, nanograms per liter | Benzyldimethyltetradecyl ammonium | ng/l | Dissolved | [5 empty] | 2014-10-03
68976 | Benzyldimethylhexadecyl ammonium, water, filtered, recoverable, nanograms per liter | Benzyldimethylhexadecyl ammonium | ng/l | Dissolved | [5 empty] | 2014-10-03
68977 | Pentaethylene glycol monododceyl ether, solids, recoverable, dry weight, micrograms per kilogram | Pentaethylene glycol monododceyl ether | ug/kg |  |  |  |  | Dry |  | 2014-10-03
68978 | Diethylene glycol monotetradecyl ether, solids, recoverable, dry weight, micrograms per kilogram | Diethylene glycol monotetradecyl ether | ug/kg |  |  |  |  | Dry |  | 2014-10-03
68979 | Triethylene glycol monotetradecyl ether, solids, recoverable, dry weight, micrograms per kilogram | Triethylene glycol monotetradecyl ether | ug/kg |  |  |  |  | Dry |  | 2014-10-03
68980 | Tetraethylene glycol monotetradecyl ether, solids, recoverable, dry weight, micrograms per kilogram | Tetraethylene glycol monotetradecyl ether | ug/kg |  |  |  |  | Dry |  | 2014-10-03
68981 | Pentaethylene glycol monotetradecyl ether, solids, recoverable, dry weight, micrograms per kilogram | Pentaethylene glycol monotetradecyl ether | ug/kg |  |  |  |  | Dry |  | 2014-10-03
68982 | Hexaethylene glycol monotetradecyl ether, solids, recoverable, dry weight, micrograms per kilogram | Hexaethylene glycol monotetradecyl ether | ug/kg |  |  |  |  | Dry |  | 2014-10-03
68983 | Heptaethylene glycol monotetradecyl ether, solids, recoverable, dry weight, micrograms per kilogram | Heptaethylene glycol monotetradecyl ether | ug/kg |  |  |  |  | Dry |  | 2014-10-03
68984 | Octaethylene glycol monotetradecyl ether, solids, recoverable, dry weight, micrograms per kilogram | Octaethylene glycol monotetradecyl ether | ug/kg |  |  |  |  | Dry |  | 2014-10-03
68985 | Pentaethylene glycol monohexadecyl ether, solids, recoverable, dry weight, micrograms per kilogram | Pentaethylene glycol monohexadecyl ether | ug/kg |  |  |  |  | Dry |  | 2014-10-03
68986 | 4-Nonylphenol diethoxylate (all isomers), solids, recoverable, dry weight, micrograms per kilogram | Nonylphenol diethoxylate | ug/kg |  |  |  |  | Dry |  | 2014-10-03
68987 | 4-Nonylphenol triethoxylate (all isomers), solids, recoverable, dry weight, micrograms per kilogram | 4-Nonylphenol triethoxylates | ug/kg |  |  |  |  | Dry |  | 2014-10-03
68988 | 4-Nonylphenol tetraethoxylate (all isomers), solids, recoverable, dry weight, micrograms per kilogram | 4-Nonylphenol tetraethoxylates | ug/kg |  |  |  |  | Dry |  | 2014-10-03
68989 | 4-Nonylphenol pentaethoxylate (all isomers), solids, recoverable, dry weight, micrograms per kilogram | 4-Nonylphenol pentaethoxylates | ug/kg |  |  |  |  | Dry |  | 2014-10-03
68990 | 4-Nonylphenol hexaethoxylate (all isomers), solids, recoverable, dry weight, micrograms per kilogram | 4-Nonylphenol hexaethoxylates | ug/kg |  |  |  |  | Dry |  | 2014-10-03
68991 | 4-Nonylphenol heptaethoxylate (all isomers), solids, recoverable, dry weight, micrograms per kilogram | 4-Nonylphenol heptaethoxylates | ug/kg |  |  |  |  | Dry |  | 2014-10-03
68992 | 4-Nonylphenol octaethoxylate (all isomers), solids, recoverable, dry weight, micrograms per kilogram | 4-Nonylphenol octaethoxylates | ug/kg |  |  |  |  | Dry |  | 2014-10-03
68993 | 4-Nonylphenol nonaethoxylate (all isomers), solids, recoverable, dry weight, micrograms per kilogram | 4-Nonylphenol nonaethoxylates | ug/kg |  |  |  |  | Dry |  | 2014-10-03
68994 | 4-Nonylphenol decaethoxylate (all isomers), solids, recoverable, dry weight, micrograms per kilogram | 4-Nonylphenol decaethoxylates | ug/kg |  |  |  |  | Dry |  | 2014-10-03
68995 | 4-Nonylphenol undecaethoxylate (all isomers), solids, recoverable, dry weight, micrograms per kilogram | 4-Nonylphenol undecaethoxylates | ug/kg |  |  |  |  | Dry |  | 2014-10-03
68996 | 4-Nonylphenol dodecaethoxylate (all isomers), solids, recoverable, dry weight, micrograms per kilogram | 4-Nonylphenol dodecaethoxylates | ug/kg |  |  |  |  | Dry |  | 2014-10-03
68997 | 4-Nonylphenol tridecaethoxylate (all isomers), solids, recoverable, dry weight, micrograms per kilogram | 4-Nonylphenol tridecaethoxylates | ug/kg |  |  |  |  | Dry |  | 2014-10-03
68998 | 4-Nonylphenol tetradecaethoxylate (all isomers), solids, recoverable, dry weight, micrograms per kilogram | 4-Nonylphenol tetradecaethoxylates | ug/kg |  |  |  |  | Dry |  | 2014-10-03
68999 | 4-Nonylphenol pentadecaethoxylate (all isomers), solids, recoverable, dry weight, micrograms per kilogram | 4-Nonylphenol pentadecaethoxylates | ug/kg |  |  |  |  | Dry |  | 2014-10-03
69000 | Bed sediment, fall diameter (deionized water), percent smaller than 4 millimeters | Sediment | % | Bed Sediment |  |  |  |  | < 4 mm | 2008-03-25
69001 | Bed sediment, fall diameter (deionized water), percent smaller than 3.35 millimeters | Sediment | % | Bed Sediment |  |  |  |  | < 3.35 mm | 2012-04-02
69002 | Bed sediment, fall diameter (deionized water), percent smaller than 2.8 millimeters | Sediment | % | Bed Sediment |  |  |  |  | < 2.8 mm | 2012-04-02
69003 | Bed sediment, fall diameter (deionized water), percent smaller than 2.36 millimeters | Sediment | % | Bed Sediment |  |  |  |  | < 2.36 mm | 2012-04-02
69004 | Bed sediment, fall diameter (deionized water), percent smaller than 1.7 millimeters | Sediment | % | Bed Sediment |  |  |  |  | < 1.7 mm | 2012-04-02
69005 | Bed sediment, fall diameter (deionized water), percent smaller than 1.4 millimeters | Sediment | % | Bed Sediment |  |  |  |  | < 1.4 mm | 2012-04-02
69006 | Bed sediment, fall diameter (deionized water), percent smaller than 1.18 millimeters | Sediment | % | Bed Sediment |  |  |  |  | < 1.18 mm | 2012-04-02
69007 | Bed sediment, fall diameter (deionized water), percent smaller than 0.85 millimeters | Sediment | % | Bed Sediment |  |  |  |  | < 0.85 mm | 2008-09-23
69008 | Bed sediment, fall diameter (deionized water), percent smaller than 0.71 millimeters | Sediment | % | Bed Sediment |  |  |  |  | < 0.71 mm | 2008-09-23
69009 | Bed sediment, fall diameter (deionized water), percent smaller than 0.6 millimeters | Sediment | % | Bed Sediment |  |  |  |  | < 0.6 mm | 2008-09-23
69010 | Bed sediment, fall diameter (deionized water), percent smaller than 0.425 millimeters | Sediment | % | Bed Sediment |  |  |  |  | < 0.425 mm | 2008-09-23
69011 | Bed sediment, fall diameter (deionized water), percent smaller than 0.3 millimeters | Sediment | % | Bed Sediment |  |  |  |  | < 0.3 mm | 2013-01-02
69012 | Bed sediment, fall diameter (deionized water), percent smaller than 0.212 millimeters | Sediment | % | Bed Sediment |  |  |  |  | < 0.212 mm | 2008-09-23
69013 | Bed sediment, fall diameter (deionized water), percent smaller than 0.15 millimeters | Sediment | % | Bed Sediment |  |  |  |  | < 0.15 mm | 2008-09-23
69014 | Bed sediment, fall diameter (deionized water), percent smaller than 0.106 millimeters | Sediment | % | Bed Sediment |  |  |  |  | < 0.106 mm | 2008-09-23
69015 | Bed sediment, fall diameter (deionized water), percent smaller than 0.075 millimeters | Sediment | % | Bed Sediment |  |  |  |  | < 0.075 mm | 2008-09-23
69016 | Bed sediment, fall diameter (deionized water), percent smaller than 0.053 millimeters | Sediment | % | Bed Sediment |  |  |  |  | < 0.053 mm | 2008-09-23
69017 | Bed sediment, fall diameter (deionized water), percent smaller than 0.0425 millimeters | Sediment | % | Bed Sediment |  |  |  |  | < 0.0425 mm | 2008-09-23
69018 | Bed sediment, fall diameter (deionized water), percent smaller than 0.038 millimeters | Sediment | % | Bed Sediment |  |  |  |  | < 0.038 mm | 2008-09-23
69019 | Bed sediment, fall diameter (deionized water), percent smaller than 0.032 millimeters | Sediment | % | Bed Sediment |  |  |  |  | < 0.032 mm | 2008-09-23
69020 | Bed sediment, fall diameter (deionized water), percent smaller than 0.025 millimeters | Sediment | % | Bed Sediment |  |  |  |  | < 0.025 mm | 2008-09-23
69021 | Bed sediment, fall diameter (deionized water), percent smaller than 0.024 millimeters | Sediment | % | Bed Sediment |  |  |  |  | < 0.024 mm | 2008-09-23
69022 | Bed sediment, fall diameter (deionized water), percent smaller than 0.02 millimeters | Sediment | % | Bed Sediment |  |  |  |  | < 0.02 mm | 2008-09-23
69023 | Bed sediment, fall diameter (deionized water), percent smaller than 0.012 millimeters | Sediment | % | Bed Sediment |  |  |  |  | < 0.012 mm | 2008-09-23
69024 | Bed sediment, fall diameter (deionized water), percent smaller than 0.006 millimeters | Sediment | % | Bed Sediment |  |  |  |  | < 0.006 mm | 2008-09-23
69025 | Bed sediment, fall diameter (deionized water), percent smaller than 0.003 millimeters | Sediment | % | Bed Sediment |  |  |  |  | < 0.003 mm | 2008-09-23
69026 | Bed sediment, fall diameter (deionized water), percent smaller than 0.0015 millimeters | Sediment | % | Bed Sediment |  |  |  |  | < 0.0015 mm | 2008-09-23
69027 | Bed sediment, fall diameter (deionized water), percent smaller than 0.001 millimeters | Sediment | % | Bed Sediment |  |  |  |  | < 0.001 mm | 2008-09-23
69028 | Bed sediment, fall diameter (deionized water), percent smaller than 0.00075 millimeters | Sediment | % | Bed Sediment |  |  |  |  | < 0.00075 mm | 2008-09-23
69029 | Bed sediment, fall diameter (deionized water), percent smaller than 0.0005 millimeters | Sediment | % | Bed Sediment |  |  |  |  | < 0.0005 mm | 2008-09-23
69030 | Bed sediment, fall diameter (deionized water), percent smaller than 0.00038 millimeters | Sediment | % | Bed Sediment |  |  |  |  | < 0.00038 mm | 2008-09-23
69031 | Bed sediment, fall diameter (deionized water), percent smaller than 0.00025 millimeters | Sediment | % | Bed Sediment |  |  |  |  | < 0.00025 mm | 2008-09-23
69032 | Bed sediment, sieve diameter, percent smaller than 2048 millimeters | Sediment | % | Bed Sediment |  |  |  |  | < 2048 mm | 2012-04-02
69033 | Bed sediment, sieve diameter, percent smaller than 1536 millimeters | Sediment | % | Bed Sediment |  |  |  |  | < 1536 mm | 2012-04-02
69034 | Bed sediment, sieve diameter, percent smaller than 1024 millimeters | Sediment | % | Bed Sediment |  |  |  |  | < 1024 mm | 2012-04-02
69035 | Bed sediment, sieve diameter, percent smaller than 768 millimeters | Sediment | % | Bed Sediment |  |  |  |  | < 768 mm | 2012-04-02
69036 | Bed sediment, sieve diameter, percent smaller than 512 millimeters | Sediment | % | Bed Sediment |  |  |  |  | < 512 mm | 2012-04-02
69037 | Bed sediment, sieve diameter, percent smaller than 384 millimeters | Sediment | % | Bed Sediment |  |  |  |  | < 384 mm | 2012-04-02
69038 | Bed sediment, sieve diameter, percent smaller than 256 millimeters | Sediment | % | Bed Sediment |  |  |  |  | < 256 mm | 2012-04-02
69039 | Bed sediment, sieve diameter, percent smaller than 192 millimeters | Sediment | % | Bed Sediment |  |  |  |  | < 192 mm | 2012-04-02
69040 | Bed sediment, sieve diameter, percent smaller than 125 millimeters | Sediment | % | Bed Sediment |  |  |  |  | < 125 mm | 2012-04-02
69041 | Bed sediment, sieve diameter, percent smaller than 106 millimeters | Sediment | % | Bed Sediment |  |  |  |  | < 106 mm | 2012-04-02
69042 | Bed sediment, sieve diameter, percent smaller than 100 millimeters | Sediment | % | Bed Sediment |  |  |  |  | < 100 mm | 2012-04-02
69043 | Bed sediment, sieve diameter, percent smaller than 96 millimeters | Sediment | % | Bed Sediment |  |  |  |  | < 96 mm | 2012-04-02
69044 | Bed sediment, sieve diameter, percent smaller than 90 millimeters | Sediment | % | Bed Sediment |  |  |  |  | < 90 mm | 2012-04-02
69045 | Bed sediment, sieve diameter, percent smaller than 75 millimeters | Sediment | % | Bed Sediment |  |  |  |  | < 75 mm | 2012-04-02
69046 | Bed sediment, sieve diameter, percent smaller than 63 millimeters | Sediment | % | Bed Sediment |  |  |  |  | < 63 mm | 2012-04-02
69047 | Bed sediment, sieve diameter, percent smaller than 53 millimeters | Sediment | % | Bed Sediment |  |  |  |  | < 53 mm | 2012-04-02
69048 | Bed sediment, sieve diameter, percent smaller than 50 millimeters | Sediment | % | Bed Sediment |  |  |  |  | < 50 mm | 2012-04-02
69049 | Bed sediment, sieve diameter, percent smaller than 45 millimeters | Sediment | % | Bed Sediment |  |  |  |  | < 45 mm | 2012-04-02
69050 | Bed sediment, sieve diameter, percent smaller than 37.5 millimeters | Sediment | % | Bed Sediment |  |  |  |  | < 37.5 mm | 2012-04-02
69051 | Bed sediment, sieve diameter, percent smaller than 26.5 millimeters | Sediment | % | Bed Sediment |  |  |  |  | < 26.5 mm | 2012-04-02
69052 | Bed sediment, sieve diameter, percent smaller than 25 millimeters | Sediment | % | Bed Sediment |  |  |  |  | < 25 mm | 2012-04-02
69053 | Bed sediment, sieve diameter, percent smaller than 22.4 millimeters | Sediment | % | Bed Sediment |  |  |  |  | < 22.4 mm | 2012-04-02
69054 | Bed sediment, sieve diameter, percent smaller than 19 millimeters | Sediment | % | Bed Sediment |  |  |  |  | < 19 mm | 2012-04-02
69055 | Bed sediment, sieve diameter, percent smaller than 13.2 millimeters | Sediment | % | Bed Sediment |  |  |  |  | < 13.2 mm | 2012-04-02
69056 | Bed sediment, sieve diameter, percent smaller than 12.5 millimeters | Sediment | % | Bed Sediment |  |  |  |  | < 12.5 mm | 2012-04-02
69057 | Bed sediment, sieve diameter, percent smaller than 11.2 millimeters | Sediment | % | Bed Sediment |  |  |  |  | < 11.2 mm | 2012-04-02
69058 | Bed sediment, sieve diameter, percent smaller than 9.5 millimeters | Sediment | % | Bed Sediment |  |  |  |  | < 9.5 mm | 2012-04-02
69059 | Bed sediment, sieve diameter, percent smaller than 7.5 millimeters | Sediment | % | Bed Sediment |  |  |  |  | < 7.5 mm | 2012-04-02
69060 | Bed sediment, sieve diameter, percent smaller than 6.3 millimeters | Sediment | % | Bed Sediment |  |  |  |  | < 6.3 mm | 2012-04-02
69061 | Bed sediment, sieve diameter, percent smaller than 5.6 millimeters | Sediment | % | Bed Sediment |  |  |  |  | < 5.6 mm | 2012-04-02
69062 | Bed sediment, sieve diameter, percent smaller than 4.75 millimeters | Sediment | % | Bed Sediment |  |  |  |  | < 4.75 mm | 2012-04-02
69063 | Bed sediment, sieve diameter, percent smaller than 3.35 millimeters | Sediment | % | Bed Sediment |  |  |  |  | < 3.35 mm | 2012-04-02
69064 | Bed sediment, sieve diameter, percent smaller than 2.8 millimeters | Sediment | % | Bed Sediment |  |  |  |  | < 2.8 mm | 2012-04-02
69065 | Bed sediment, sieve diameter, percent smaller than 2.36 millimeters | Sediment | % | Bed Sediment |  |  |  |  | < 2.36 mm | 2012-04-02
69066 | Bed sediment, sieve diameter, percent smaller than 1.7 millimeters | Sediment | % | Bed Sediment |  |  |  |  | < 1.7 mm | 2012-04-02
69067 | Bed sediment, sieve diameter, percent smaller than 1.18 millimeters | Sediment | % | Bed Sediment |  |  |  |  | < 1.18 mm | 2012-04-02
69068 | Bed sediment, sieve diameter, percent smaller than 0.85 millimeters | Sediment | % | Bed Sediment |  |  |  |  | < 0.85 mm | 2012-04-02
69069 | Bed sediment, sieve diameter, percent smaller than 0.6 millimeters | Sediment | % | Bed Sediment |  |  |  |  | < 0.6 mm | 2012-04-02
69070 | Bed sediment, sieve diameter, percent smaller than 0.425 millimeters | Sediment | % | Bed Sediment |  |  |  |  | < 0.425 mm | 2012-04-02
69071 | Bed sediment, sieve diameter, percent smaller than 0.3 millimeters | Sediment | % | Bed Sediment |  |  |  |  | < 0.3 mm | 2012-04-02
69072 | Bed sediment, sieve diameter, percent smaller than 0.212 millimeters | Sediment | % | Bed Sediment |  |  |  |  | < 0.212 mm | 2012-04-02
69073 | Bed sediment, sieve diameter, percent smaller than 0.15 millimeters | Sediment | % | Bed Sediment |  |  |  |  | < 0.15 mm | 2012-04-02
69074 | Bed sediment, sieve diameter, percent smaller than 0.106 millimeters | Sediment | % | Bed Sediment |  |  |  |  | < 0.106 mm | 2012-04-02
69075 | Bed sediment, sieve diameter, percent smaller than 0.075 millimeters | Sediment | % | Bed Sediment |  |  |  |  | < 0.075 mm | 2012-04-02
69076 | Bed sediment, sieve diameter, percent smaller than 0.053 millimeters | Sediment | % | Bed Sediment |  |  |  |  | < 0.053 mm | 2012-04-02
69077 | Bed sediment, sieve diameter, percent smaller than 0.045 millimeters | Sediment | % | Bed Sediment |  |  |  |  | < 0.045 mm | 2012-04-02
69078 | Bed sediment, sieve diameter, percent smaller than 0.038 millimeters | Sediment | % | Bed Sediment |  |  |  |  | < 0.038 mm | 2012-04-02
69079 | Bed sediment, sieve diameter, percent smaller than 0.032 millimeters | Sediment | % | Bed Sediment |  |  |  |  | < 0.032 mm | 2012-04-02
69080 | Bed sediment, direct measurement, percent smaller than 2048 millimeters | Sediment | % | Bed Sediment |  |  |  |  | < 2048 mm | 2008-09-23
69081 | Bed sediment, direct measurement, percent smaller than 1536 millimeters | Sediment | % | Bed Sediment |  |  |  |  | < 1536 mm | 2008-09-23
69082 | Bed sediment, direct measurement, percent smaller than 1024 millimeters | Sediment | % | Bed Sediment |  |  |  |  | < 1024 mm | 2008-09-23
69083 | Bed sediment, direct measurement, percent smaller than 768 millimeters | Sediment | % | Bed Sediment |  |  |  |  | < 768 mm | 2008-09-23
69084 | Bed sediment, direct measurement, percent smaller than 512 millimeters | Sediment | % | Bed Sediment |  |  |  |  | < 512 mm | 2008-09-23
69085 | Bed sediment, direct measurement, percent smaller than 384 millimeters | Sediment | % | Bed Sediment |  |  |  |  | < 384 mm | 2008-09-23
69086 | Bed sediment, direct measurement, percent smaller than 256 millimeters | Sediment | % | Bed Sediment |  |  |  |  | < 256 mm | 2008-09-23
69087 | Bed sediment, direct measurement, percent smaller than 192 millimeters | Sediment | % | Bed Sediment |  |  |  |  | < 192 mm | 2008-09-23
69088 | Bed sediment, direct measurement, percent smaller than 128 millimeters | Sediment | % | Bed Sediment |  |  |  |  | < 128 mm | 2008-09-23
69089 | Bed sediment, direct measurement, percent smaller than 125 millimeters | Sediment | % | Bed Sediment |  |  |  |  | < 125 mm | 2008-09-23
69090 | Bed sediment, direct measurement, percent smaller than 106 millimeters | Sediment | % | Bed Sediment |  |  |  |  | < 106 mm | 2008-09-23
69091 | Bed sediment, direct measurement, percent smaller than 100 millimeters | Sediment | % | Bed Sediment |  |  |  |  | < 100 mm | 2008-09-23
69092 | Bed sediment, direct measurement, percent smaller than 96 millimeters | Sediment | % | Bed Sediment |  |  |  |  | < 96 mm | 2008-09-23
69093 | Bed sediment, direct measurement, percent smaller than 90 millimeters | Sediment | % | Bed Sediment |  |  |  |  | < 90 mm | 2008-09-23
69094 | Bed sediment, direct measurement, percent smaller than 75 millimeters | Sediment | % | Bed Sediment |  |  |  |  | < 75 mm | 2008-09-23
69095 | Bed sediment, direct measurement, percent smaller than 64 millimeters | Sediment | % | Bed Sediment |  |  |  |  | < 64 mm | 2008-09-23
69096 | Bed sediment, direct measurement, percent smaller than 63 millimeters | Sediment | % | Bed Sediment |  |  |  |  | < 63 mm | 2008-09-23
69097 | Bed sediment, direct measurement, percent smaller than 53 millimeters | Sediment | % | Bed Sediment |  |  |  |  | < 53 mm | 2008-09-23
69098 | Bed sediment, direct measurement, percent smaller than 50 millimeters | Sediment | % | Bed Sediment |  |  |  |  | < 50 mm | 2008-09-23
69099 | Bed sediment, direct measurement, percent smaller than 45 millimeters | Sediment | % | Bed Sediment |  |  |  |  | < 45 mm | 2008-09-23
69100 | Bed sediment, direct measurement, percent smaller than 37.5 millimeters | Sediment | % | Bed Sediment |  |  |  |  | < 37.5 mm | 2008-09-23
69101 | Bed sediment, direct measurement, percent smaller than 31.5 millimeters | Sediment | % | Bed Sediment |  |  |  |  | < 31.5 mm | 2008-09-23
69102 | Bed sediment, direct measurement, percent smaller than 26.5 millimeters | Sediment | % | Bed Sediment |  |  |  |  | < 26.5 mm | 2008-09-23
69103 | Bed sediment, direct measurement, percent smaller than 25 millimeters | Sediment | % | Bed Sediment |  |  |  |  | < 25 mm | 2008-09-23
69104 | Bed sediment, direct measurement, percent smaller than 22.4 millimeters | Sediment | % | Bed Sediment |  |  |  |  | < 22.4 mm | 2008-09-23
69105 | Bed sediment, direct measurement, percent smaller than 19 millimeters | Sediment | % | Bed Sediment |  |  |  |  | < 19 mm | 2008-09-23
69106 | Bed sediment, direct measurement, percent smaller than 16 millimeters | Sediment | % | Bed Sediment |  |  |  |  | < 16 mm | 2008-09-23
69107 | Bed sediment, direct measurement, percent smaller than 13.2 millimeters | Sediment | % | Bed Sediment |  |  |  |  | < 13.2 mm | 2008-09-23
69108 | Bed sediment, direct measurement, percent smaller than 12.5 millimeters | Sediment | % | Bed Sediment |  |  |  |  | < 12.5 mm | 2008-09-23
69109 | Bed sediment, direct measurement, percent smaller than 11.2 millimeters | Sediment | % | Bed Sediment |  |  |  |  | < 11.2 mm | 2008-09-23
69110 | Bed sediment, direct measurement, percent smaller than 9.5 millimeters | Sediment | % | Bed Sediment |  |  |  |  | < 9.5 mm | 2008-09-23
69111 | Bed sediment, direct measurement, percent smaller than 8 millimeters | Sediment | % | Bed Sediment |  |  |  |  | < 8 mm | 2008-09-23
69112 | Bed sediment, direct measurement, percent smaller than 7.5 millimeters | Sediment | % | Bed Sediment |  |  |  |  | < 7.5 mm | 2008-09-23
69113 | Bed sediment, direct measurement, percent smaller than 6.3 millimeters | Sediment | % | Bed Sediment |  |  |  |  | < 6.3 mm | 2008-09-23
69114 | Bed sediment, direct measurement, percent smaller than 5.6 millimeters | Sediment | % | Bed Sediment |  |  |  |  | < 5.6 mm | 2008-09-23
69115 | Bed sediment, direct measurement, percent smaller than 4.75 millimeters | Sediment | % | Bed Sediment |  |  |  |  | < 4.75 mm | 2008-09-23
69116 | Bed sediment, direct measurement, percent smaller than 4 millimeters | Sediment | % | Bed Sediment |  |  |  |  | < 4 mm | 2008-09-23
69117 | Bed sediment, direct measurement, percent smaller than 3.35 millimeters | Sediment | % | Bed Sediment |  |  |  |  | < 3.35 mm | 2008-09-23
69118 | Bed sediment, direct measurement, percent smaller than 2.8 millimeters | Sediment | % | Bed Sediment |  |  |  |  | < 2.8 mm | 2008-09-23
69119 | Bed sediment, direct measurement, percent smaller than 2.36 millimeters | Sediment | % | Bed Sediment |  |  |  |  | < 2.36 mm | 2008-09-23
69120 | Bed sediment, direct measurement, percent smaller than 2 millimeters | Sediment | % | Bed Sediment |  |  |  |  | < 2 mm | 2008-09-23
69121 | Bed sediment, direct measurement, percent smaller than 1.7 millimeters | Sediment | % | Bed Sediment |  |  |  |  | < 1.7 mm | 2008-09-23
69122 | Bed sediment, direct measurement, percent smaller than 1.4 millimeters | Sediment | % | Bed Sediment |  |  |  |  | < 1.4 mm | 2008-09-23
69123 | Bed sediment, direct measurement, percent smaller than 1.18 millimeters | Sediment | % | Bed Sediment |  |  |  |  | < 1.18 mm | 2008-09-23
69124 | Bed sediment, direct measurement, percent smaller than 1 millimeter | Sediment | % | Bed Sediment |  |  |  |  | < 1 mm | 2008-09-23
69125 | Bed sediment, direct measurement, percent smaller than 0.85 millimeters | Sediment | % | Bed Sediment |  |  |  |  | < 0.85 mm | 2008-09-23
69126 | Bed sediment, direct measurement, percent smaller than 0.71 millimeters | Sediment | % | Bed Sediment |  |  |  |  | < 0.71 mm | 2008-09-23
69127 | Bed sediment, direct measurement, percent smaller than 0.6 millimeters | Sediment | % | Bed Sediment |  |  |  |  | < 0.6 mm | 2008-09-23
69128 | Bed sediment, direct measurement, percent smaller than 0.5 millimeters | Sediment | % | Bed Sediment |  |  |  |  | < 0.5 mm | 2008-09-23
69129 | Bed sediment, direct measurement, percent smaller than 0.425 millimeters | Sediment | % | Bed Sediment |  |  |  |  | < 0.425 mm | 2008-09-23
69130 | Bed sediment, direct measurement, percent smaller than 0.355 millimeters | Sediment | % | Bed Sediment |  |  |  |  | < 0.355 mm | 2008-09-23
69131 | Bed sediment, direct measurement, percent smaller than 0.3 millimeters | Sediment | % | Bed Sediment |  |  |  |  | < 0.3 mm | 2008-09-23
69132 | Bed sediment, direct measurement, percent smaller than 0.25 millimeters | Sediment | % | Bed Sediment |  |  |  |  | < 0.25 mm | 2008-09-23
69133 | Bed sediment, direct measurement, percent smaller than 0.212 millimeters | Sediment | % | Bed Sediment |  |  |  |  | < 0.212 mm | 2008-09-23
69134 | Bed sediment, direct measurement, percent smaller than 0.18 millimeters | Sediment | % | Bed Sediment |  |  |  |  | < 0.18 mm | 2008-09-23
69135 | Bed sediment, direct measurement, percent smaller than 0.15 millimeters | Sediment | % | Bed Sediment |  |  |  |  | < 0.15 mm | 2008-09-23
69136 | Bed sediment, direct measurement, percent smaller than 0.125 millimeters | Sediment | % | Bed Sediment |  |  |  |  | < 0.125 mm | 2008-09-23
69137 | Bed sediment, direct measurement, percent smaller than 0.106 millimeters | Sediment | % | Bed Sediment |  |  |  |  | < 0.106 mm | 2008-09-23
69138 | Bed sediment, direct measurement, percent smaller than 0.09 millimeters | Sediment | % | Bed Sediment |  |  |  |  | < 0.09 mm | 2008-09-23
69139 | Bed sediment, direct measurement, percent smaller than 0.075 millimeters | Sediment | % | Bed Sediment |  |  |  |  | < 0.075 mm | 2008-09-23
69140 | Bed sediment, direct measurement, percent smaller than 0.063 millimeters | Sediment | % | Bed Sediment |  |  |  |  | < 0.063 mm | 2008-09-23
69141 | Bed sediment, direct measurement, percent smaller than 0.053 millimeters | Sediment | % | Bed Sediment |  |  |  |  | < 0.053 mm | 2008-09-23
69142 | Bed sediment, direct measurement, percent smaller than 0.045 millimeters | Sediment | % | Bed Sediment |  |  |  |  | < 0.045 mm | 2008-09-23
69143 | Bed sediment, direct measurement, percent smaller than 0.038 millimeters | Sediment | % | Bed Sediment |  |  |  |  | < 0.038 mm | 2008-09-23
69144 | Bed sediment, direct measurement, percent smaller than 0.032 millimeters | Sediment | % | Bed Sediment |  |  |  |  | < 0.032 mm | 2008-09-23
69145 | Bed sediment, direct measurement, percent smaller than 0.031 millimeters | Sediment | % | Bed Sediment |  |  |  |  | < 0.031 mm | 2008-09-23
69146 | Bed sediment, direct measurement, percent smaller than 0.025 millimeters | Sediment | % | Bed Sediment |  |  |  |  | < 0.025 mm | 2008-09-23
69147 | Bed sediment, direct measurement, percent smaller than 0.024 millimeters | Sediment | % | Bed Sediment |  |  |  |  | < 0.024 mm | 2008-09-23
69148 | Bed sediment, direct measurement, percent smaller than 0.02 millimeters | Sediment | % | Bed Sediment |  |  |  |  | < 0.02 mm | 2008-09-23
69149 | Bed sediment, direct measurement, percent smaller than 0.016 millimeters | Sediment | % | Bed Sediment |  |  |  |  | < 0.016 mm | 2008-09-23
69150 | Bed sediment, direct measurement, percent smaller than 0.012 millimeters | Sediment | % | Bed Sediment |  |  |  |  | < 0.012 mm | 2008-09-23
69151 | Bed sediment, direct measurement, percent smaller than 0.008 millimeters | Sediment | % | Bed Sediment |  |  |  |  | < 0.008 mm | 2008-09-23
69152 | Bed sediment, direct measurement, percent smaller than 0.006 millimeters | Sediment | % | Bed Sediment |  |  |  |  | < 0.006 mm | 2008-09-23
69153 | Bed sediment, direct measurement, percent smaller than 0.004 millimeters | Sediment | % | Bed Sediment |  |  |  |  | < 0.004 mm | 2008-09-23
69154 | Bedload sediment, sieve diameter, percent smaller than 2048 millimeters | Sediment | % | Bedload |  |  |  |  | < 2048 mm | 2008-09-23
69155 | Bedload sediment, sieve diameter, percent smaller than 1536 millimeters | Sediment | % | Bedload |  |  |  |  | < 1536 mm | 2008-09-23
69156 | Bedload sediment, sieve diameter, percent smaller than 1024 millimeters | Sediment | % | Bedload |  |  |  |  | < 1024 mm | 2008-09-23
69157 | Bedload sediment, sieve diameter, percent smaller than 768 millimeters | Sediment | % | Bedload |  |  |  |  | < 768 mm | 2008-09-23
69158 | Bedload sediment, sieve diameter, percent smaller than 512 millimeters | Sediment | % | Bedload |  |  |  |  | < 512 mm | 2008-09-23
69159 | Bedload sediment, sieve diameter, percent smaller than 384 millimeters | Sediment | % | Bedload |  |  |  |  | < 384 mm | 2008-09-23
69160 | Bedload sediment, sieve diameter, percent smaller than 256 millimeters | Sediment | % | Bedload |  |  |  |  | < 256 mm | 2008-09-23
69161 | Bedload sediment, sieve diameter, percent smaller than 192 millimeters | Sediment | % | Bedload |  |  |  |  | < 192 mm | 2008-09-23
69162 | Bedload sediment, sieve diameter, percent smaller than 125 millimeters | Sediment | % | Bedload |  |  |  |  | < 125 mm | 2008-09-23
69163 | Bedload sediment, sieve diameter, percent smaller than 106 millimeters | Sediment | % | Bedload |  |  |  |  | < 106 mm | 2008-09-23
69164 | Bedload sediment, sieve diameter, percent smaller than 100 millimeters | Sediment | % | Bedload |  |  |  |  | < 100 mm | 2008-09-23
69165 | Bedload sediment, sieve diameter, percent smaller than 96 millimeters | Sediment | % | Bedload |  |  |  |  | < 96 mm | 2008-09-23
69166 | Bedload sediment, sieve diameter, percent smaller than 90 millimeters | Sediment | % | Bedload |  |  |  |  | < 90 mm | 2008-09-23
69167 | Bedload sediment, sieve diameter, percent smaller than 63 millimeters | Sediment | % | Bedload |  |  |  |  | < 63 mm | 2008-09-23
69168 | Bedload sediment, sieve diameter, percent smaller than 53 millimeters | Sediment | % | Bedload |  |  |  |  | < 53 mm | 2008-09-23
69169 | Bedload sediment, sieve diameter, percent smaller than 50 millimeters | Sediment | % | Bedload |  |  |  |  | < 50 mm | 2008-09-23
69170 | Bedload sediment, sieve diameter, percent smaller than 45 millimeters | Sediment | % | Bedload |  |  |  |  | < 45 mm | 2008-09-23
69171 | Bedload sediment, sieve diameter, percent smaller than 37.5 millimeters | Sediment | % | Bedload |  |  |  |  | < 37.5 mm | 2008-09-23
69172 | Bedload sediment, sieve diameter, percent smaller than 26.5 millimeters | Sediment | % | Bedload |  |  |  |  | < 26.5 mm | 2008-09-23
69173 | Bedload sediment, sieve diameter, percent smaller than 25 millimeters | Sediment | % | Bedload |  |  |  |  | < 25 mm | 2008-09-23
69174 | Bedload sediment, sieve diameter, percent smaller than 22.4 millimeters | Sediment | % | Bedload |  |  |  |  | < 22.4 mm | 2008-09-23
69175 | Bedload sediment, sieve diameter, percent smaller than 19 millimeters | Sediment | % | Bedload |  |  |  |  | < 19 mm | 2008-09-23
69176 | Bedload sediment, sieve diameter, percent smaller than 13.2 millimeters | Sediment | % | Bedload |  |  |  |  | < 13.2 mm | 2008-09-23
69177 | Bedload sediment, sieve diameter, percent smaller than 12.5 millimeters | Sediment | % | Bedload |  |  |  |  | < 12.5 mm | 2008-09-23
69178 | Bedload sediment, sieve diameter, percent smaller than 11.2 millimeters | Sediment | % | Bedload |  |  |  |  | < 11.2 mm | 2008-09-23
69179 | Bedload sediment, sieve diameter, percent smaller than 9.5 millimeters | Sediment | % | Bedload |  |  |  |  | < 9.5 mm | 2008-09-23
69180 | Bedload sediment, sieve diameter, percent smaller than 7.5 millimeters | Sediment | % | Bedload |  |  |  |  | < 7.5 mm | 2008-09-23
69181 | Bedload sediment, sieve diameter, percent smaller than 6.3 millimeters | Sediment | % | Bedload |  |  |  |  | < 6.3 mm | 2008-09-23
69182 | Bedload sediment, sieve diameter, percent smaller than 5.6 millimeters | Sediment | % | Bedload |  |  |  |  | < 5.6 mm | 2008-09-23
69183 | Bedload sediment, sieve diameter, percent smaller than 4.75 millimeters | Sediment | % | Bedload |  |  |  |  | < 4.75 mm | 2008-09-23
69184 | Bedload sediment, sieve diameter, percent smaller than 3.35 millimeters | Sediment | % | Bedload |  |  |  |  | < 3.35 mm | 2008-09-23
69185 | Bedload sediment, sieve diameter, percent smaller than 2.8 millimeters | Sediment | % | Bedload |  |  |  |  | < 2.8 mm | 2008-09-23
69186 | Bedload sediment, sieve diameter, percent smaller than 2.36 millimeters | Sediment | % | Bedload |  |  |  |  | < 2.36 mm | 2008-09-23
69187 | Bedload sediment, sieve diameter, percent smaller than 1.7 millimeters | Sediment | % | Bedload |  |  |  |  | < 1.7 mm | 2008-09-23
69188 | Bedload sediment, sieve diameter, percent smaller than 1.4 millimeters | Sediment | % | Bedload |  |  |  |  | < 1.4 mm | 2008-09-23
69189 | Bedload sediment, sieve diameter, percent smaller than 1.18 millimeters | Sediment | % | Bedload |  |  |  |  | < 1.18 mm | 2008-09-23
69190 | Bedload sediment, sieve diameter, percent smaller than 0.85 millimeters | Sediment | % | Bedload |  |  |  |  | < 0.85 mm | 2008-09-23
69191 | Bedload sediment, sieve diameter, percent smaller than 0.71 millimeters | Sediment | % | Bedload |  |  |  |  | < 0.71 mm | 2008-09-23
69192 | Bedload sediment, sieve diameter, percent smaller than 0.6 millimeters | Sediment | % | Bedload |  |  |  |  | < 0.6 mm | 2008-09-23
69193 | Bedload sediment, sieve diameter, percent smaller than 0.425 millimeters | Sediment | % | Bedload |  |  |  |  | < 0.425 mm | 2008-09-23
69194 | Bedload sediment, sieve diameter, percent smaller than 0.355 millimeters | Sediment | % | Bedload |  |  |  |  | < 0.355 mm | 2008-09-23
69195 | Bedload sediment, sieve diameter, percent smaller than 0.3 millimeters | Sediment | % | Bedload |  |  |  |  | < 0.3 mm | 2008-09-23
69196 | Bedload sediment, sieve diameter, percent smaller than 0.212 millimeters | Sediment | % | Bedload |  |  |  |  | < 0.212 mm | 2008-09-23
69197 | Bedload sediment, sieve diameter, percent smaller than 0.18 millimeters | Sediment | % | Bedload |  |  |  |  | < 0.18 mm | 2008-09-23
69198 | Bedload sediment, sieve diameter, percent smaller than 0.15 millimeters | Sediment | % | Bedload |  |  |  |  | < 0.15 mm | 2008-09-23
69199 | Bedload sediment, sieve diameter, percent smaller than 0.106 millimeters | Sediment | % | Bedload |  |  |  |  | < 0.106 mm | 2008-09-23
69200 | Bedload sediment, sieve diameter, percent smaller than 0.09 millimeters | Sediment | % | Bedload |  |  |  |  | < 0.09 mm | 2008-09-23
69201 | Bedload sediment, sieve diameter, percent smaller than 0.075 millimeters | Sediment | % | Bedload |  |  |  |  | < 0.075 mm | 2008-09-23
69202 | Bedload sediment, sieve diameter, percent smaller than 0.053 millimeters | Sediment | % | Bedload |  |  |  |  | < 0.053 mm | 2012-04-02
69203 | Bedload sediment, sieve diameter, percent smaller than 0.045 millimeters | Sediment | % | Bedload |  |  |  |  | < 0.045 mm | 2012-04-02
69204 | Bedload sediment, sieve diameter, percent smaller than 0.038 millimeters | Sediment | % | Bedload |  |  |  |  | < 0.038 mm | 2012-04-02
69205 | Bedload sediment, sieve diameter, percent smaller than 0.032 millimeters | Sediment | % | Bedload |  |  |  |  | < 0.032 mm | 2012-04-02
69206 | Bedload sediment, direct measurement, percent smaller than 4 millimeters | Sediment | % | Bedload |  |  |  |  | < 4 mm | 2008-09-23
69207 | Bedload sediment, direct measurement, percent smaller than 3.35 millimeters | Sediment | % | Bedload |  |  |  |  | < 3.35 mm | 2008-09-23
69208 | Bedload sediment, direct measurement, percent smaller than 2.8 millimeters | Sediment | % | Bedload |  |  |  |  | < 2.8 mm | 2008-09-23
69209 | Bedload sediment, direct measurement, percent smaller than 2.36 millimeters | Sediment | % | Bedload |  |  |  |  | < 2.36 mm | 2008-09-23
69210 | Bedload sediment, direct measurement, percent smaller than 2 millimeters | Sediment | % | Bedload |  |  |  |  | < 2 mm | 2008-09-23
69211 | Bedload sediment, direct measurement, percent smaller than 1.7 millimeters | Sediment | % | Bedload |  |  |  |  | < 1.7 mm | 2008-09-23
69212 | Bedload sediment, direct measurement, percent smaller than 1.4 millimeters | Sediment | % | Bedload |  |  |  |  | < 1.4 mm | 2008-09-23
69213 | Bedload sediment, direct measurement, percent smaller than 1.18 millimeters | Sediment | % | Bedload |  |  |  |  | < 1.18 mm | 2008-09-23
69214 | Bedload sediment, direct measurement, percent smaller than 1 millimeter | Sediment | % | Bedload |  |  |  |  | < 1 mm | 2008-09-23
69215 | Bedload sediment, direct measurement, percent smaller than 0.85 millimeters | Sediment | % | Bedload |  |  |  |  | < 0.85 mm | 2008-09-23
69216 | Bedload sediment, direct measurement, percent smaller than 0.71 millimeters | Sediment | % | Bedload |  |  |  |  | < 0.71 mm | 2008-09-23
69217 | Bedload sediment, direct measurement, percent smaller than 0.6 millimeters | Sediment | % | Bedload |  |  |  |  | < 0.6 mm | 2008-09-23
69218 | Bedload sediment, direct measurement, percent smaller than 0.5 millimeters | Sediment | % | Bedload |  |  |  |  | < 0.5 mm | 2008-09-23
69219 | Bedload sediment, direct measurement, percent smaller than 0.425 millimeters | Sediment | % | Bedload |  |  |  |  | < 0.425 mm | 2008-09-23
69220 | Bedload sediment, direct measurement, percent smaller than 0.355 millimeters | Sediment | % | Bedload |  |  |  |  | < 0.355 mm | 2008-09-23
69221 | Bedload sediment, direct measurement, percent smaller than 0.3 millimeters | Sediment | % | Bedload |  |  |  |  | < 0.3 mm | 2008-09-23
69222 | Bedload sediment, direct measurement, percent smaller than 0.25 millimeters | Sediment | % | Bedload |  |  |  |  | < 0.25 mm | 2008-09-23
69223 | Bedload sediment, direct measurement, percent smaller than 0.212 millimeters | Sediment | % | Bedload |  |  |  |  | < 0.212 mm | 2008-09-23
69224 | Bedload sediment, direct measurement, percent smaller than 0.18 millimeters | Sediment | % | Bedload |  |  |  |  | < 0.18 mm | 2008-09-23
69225 | Bedload sediment, direct measurement, percent smaller than 0.15 millimeters | Sediment | % | Bedload |  |  |  |  | < 0.15 mm | 2008-09-23
69226 | Bedload sediment, direct measurement, percent smaller than 0.125 millimeters | Sediment | % | Bedload |  |  |  |  | < 0.125 mm | 2008-09-23
69227 | Bedload sediment, direct measurement, percent smaller than 0.106 millimeters | Sediment | % | Bedload |  |  |  |  | < 0.106 mm | 2008-09-23
69228 | Bedload sediment, direct measurement, percent smaller than 0.09 millimeters | Sediment | % | Bedload |  |  |  |  | < 0.09 mm | 2008-09-23
69229 | Bedload sediment, direct measurement, percent smaller than 0.075 millimeters | Sediment | % | Bedload |  |  |  |  | < 0.075 mm | 2008-09-23
69230 | Bedload sediment, direct measurement, percent smaller than 0.063 millimeters | Sediment | % | Bedload |  |  |  |  | < 0.063 mm | 2008-09-23
69231 | Bedload sediment, direct measurement, percent smaller than 0.053 millimeters | Sediment | % | Bedload |  |  |  |  | < 0.053 mm | 2012-04-02
69232 | Bedload sediment, direct measurement, percent smaller than 0.045 millimeters | Sediment | % | Bedload |  |  |  |  | < 0.045 mm | 2012-04-02
69233 | Bedload sediment, direct measurement, percent smaller than 0.038 millimeters | Sediment | % | Bedload |  |  |  |  | < 0.038 mm | 2012-04-02
69234 | Bedload sediment, direct measurement, percent smaller than 0.032 millimeters | Sediment | % | Bedload |  |  |  |  | < 0.032 mm | 2012-04-02
69235 | Bedload sediment, direct measurement, percent smaller than 0.031 millimeters | Sediment | % | Bedload |  |  |  |  | < 0.031 mm | 2012-04-02
69236 | Bedload sediment, direct measurement, percent smaller than 0.025 millimeters | Sediment | % | Bedload |  |  |  |  | < 0.025 mm | 2012-04-02
69237 | Bedload sediment, direct measurement, percent smaller than 0.024 millimeters | Sediment | % | Bedload |  |  |  |  | < 0.024 mm | 2012-04-02
69238 | Bedload sediment, direct measurement, percent smaller than 0.02 millimeters | Sediment | % | Bedload |  |  |  |  | < 0.02 mm | 2012-04-02
69239 | Bedload sediment, direct measurement, percent smaller than 0.016 millimeters | Sediment | % | Bedload |  |  |  |  | < 0.016 mm | 2012-04-02
69240 | Bedload sediment, direct measurement, percent smaller than 0.012 millimeters | Sediment | % | Bedload |  |  |  |  | < 0.012 mm | 2012-04-02
69241 | Bedload sediment, direct measurement, percent smaller than 0.008 millimeters | Sediment | % | Bedload |  |  |  |  | < 0.008 mm | 2012-04-02
69242 | Bedload sediment, direct measurement, percent smaller than 0.006 millimeters | Sediment | % | Bedload |  |  |  |  | < 0.006 mm | 2012-04-02
69243 | Bedload sediment, direct measurement, percent smaller than 0.004 millimeters | Sediment | % | Bedload |  |  |  |  | < 0.004 mm | 2012-04-02
69244 | Suspended sediment, fall diameter (deionized water), percent smaller than 3.35 millimeters | Suspended Sediment Concentration (SSC) | % | Suspended |  |  |  |  | < 3.35 mm | 2020-01-21
69245 | Suspended sediment, fall diameter (deionized water), percent smaller than 2.8 millimeters | Suspended Sediment Concentration (SSC) | % | Suspended |  |  |  |  | < 2.8 mm | 2020-01-21
69246 | Suspended sediment, fall diameter (deionized water), percent smaller than 2.36 millimeters | Suspended Sediment Concentration (SSC) | % | Suspended |  |  |  |  | < 2.36 mm | 2020-01-21
69247 | Suspended sediment, fall diameter (deionized water), percent smaller than 1.7 millimeters | Suspended Sediment Concentration (SSC) | % | Suspended |  |  |  |  | < 1.7 mm | 2020-01-21
69248 | Suspended sediment, fall diameter (deionized water), percent smaller than 1.4 millimeters | Suspended Sediment Concentration (SSC) | % | Suspended |  |  |  |  | < 1.4 mm | 2020-01-21
69249 | Suspended sediment, fall diameter (deionized water), percent smaller than 1.18 millimeters | Suspended Sediment Concentration (SSC) | % | Suspended |  |  |  |  | < 1.18 mm | 2020-01-21
69250 | Suspended sediment, fall diameter (deionized water), percent smaller than 0.85 millimeters | Suspended Sediment Concentration (SSC) | % | Suspended |  |  |  |  | < 0.85 mm | 2020-01-21
69251 | Suspended sediment, fall diameter (deionized water), percent smaller than 0.71 millimeters | Suspended Sediment Concentration (SSC) | % | Suspended |  |  |  |  | < 0.71 mm | 2020-01-21
69252 | Suspended sediment, fall diameter (deionized water), percent smaller than 0.6 millimeters | Suspended Sediment Concentration (SSC) | % | Suspended |  |  |  |  | < 0.6 mm | 2020-01-21
69253 | Suspended sediment, fall diameter (deionized water), percent smaller than 0.425 millimeters | Suspended Sediment Concentration (SSC) | % | Suspended |  |  |  |  | < 0.425 mm | 2020-01-21
69254 | Suspended sediment, fall diameter (deionized water), percent smaller than 0.35 millimeters | Suspended Sediment Concentration (SSC) | % | Suspended |  |  |  |  | < 0.35 mm | 2020-01-21
69255 | Suspended sediment, fall diameter (deionized water), percent smaller than 0.3 millimeters | Suspended Sediment Concentration (SSC) | % | Suspended |  |  |  |  | < 0.3 mm | 2020-01-21
69256 | Suspended sediment, fall diameter (deionized water), percent smaller than 0.212 millimeters | Suspended Sediment Concentration (SSC) | % | Suspended |  |  |  |  | < 0.212 mm | 2020-01-21
69257 | Suspended sediment, fall diameter (deionized water), percent smaller than 0.18 millimeters | Suspended Sediment Concentration (SSC) | % | Suspended |  |  |  |  | < 0.18 mm | 2020-01-21
69258 | Suspended sediment, fall diameter (deionized water), percent smaller than 0.15 millimeters | Suspended Sediment Concentration (SSC) | % | Suspended |  |  |  |  | < 0.15 mm | 2020-01-21
69259 | Suspended sediment, fall diameter (deionized water), percent smaller than 0.106 millimeters | Suspended Sediment Concentration (SSC) | % | Suspended |  |  |  |  | < 0.106 mm | 2020-01-21
69260 | Suspended sediment, fall diameter (deionized water), percent smaller than 0.088 millimeters | Suspended Sediment Concentration (SSC) | % | Suspended |  |  |  |  | < 0.088 mm | 2020-01-21
69261 | Suspended sediment, fall diameter (deionized water), percent smaller than 0.075 millimeters | Suspended Sediment Concentration (SSC) | % | Suspended |  |  |  |  | < 0.075 mm | 2020-01-21
69262 | Suspended sediment, fall diameter (deionized water), percent smaller than 0.053 millimeters | Suspended Sediment Concentration (SSC) | % | Suspended |  |  |  |  | < 0.053 mm | 2020-01-21
69263 | Suspended sediment, fall diameter (deionized water), percent smaller than 0.045 millimeters | Suspended Sediment Concentration (SSC) | % | Suspended |  |  |  |  | < 0.045 mm | 2020-01-21
69264 | Suspended sediment, fall diameter (deionized water), percent smaller than 0.038 millimeters | Suspended Sediment Concentration (SSC) | % | Suspended |  |  |  |  | < 0.038 mm | 2020-01-21
69265 | Suspended sediment, fall diameter (deionized water), percent smaller than 0.032 millimeters | Suspended Sediment Concentration (SSC) | % | Suspended |  |  |  |  | < 0.032 mm | 2020-01-21
69266 | Suspended sediment, fall diameter (deionized water), percent smaller than 0.025 millimeters | Suspended Sediment Concentration (SSC) | % | Suspended |  |  |  |  | < 0.025 mm | 2020-01-21
69267 | Suspended sediment, fall diameter (deionized water), percent smaller than 0.024 millimeters | Suspended Sediment Concentration (SSC) | % | Suspended |  |  |  |  | < 0.024 mm | 2020-01-21
69268 | Suspended sediment, fall diameter (deionized water), percent smaller than 0.02 millimeters | Suspended Sediment Concentration (SSC) | % | Suspended |  |  |  |  | < 0.02 mm | 2020-01-21
69269 | Suspended sediment, fall diameter (deionized water), percent smaller than 0.012 millimeters | Suspended Sediment Concentration (SSC) | % | Suspended |  |  |  |  | < 0.012 mm | 2020-01-21
69270 | Suspended sediment, fall diameter (deionized water), percent smaller than 0.006 millimeters | Suspended Sediment Concentration (SSC) | % | Suspended |  |  |  |  | < 0.006 mm | 2020-01-21
69271 | Suspended sediment, fall diameter (deionized water), percent smaller than 0.003 millimeters | Suspended Sediment Concentration (SSC) | % | Suspended |  |  |  |  | < 0.003 mm | 2020-01-21
69272 | Suspended sediment, fall diameter (deionized water), percent smaller than 0.0015 millimeters | Suspended Sediment Concentration (SSC) | % | Suspended |  |  |  |  | < 0.0015 mm | 2020-01-21
69273 | Suspended sediment, fall diameter (deionized water), percent smaller than 0.001 millimeters | Suspended Sediment Concentration (SSC) | % | Suspended |  |  |  |  | < 0.001 mm | 2020-01-21
69274 | Suspended sediment, fall diameter (deionized water), percent smaller than 0.00075 millimeters | Suspended Sediment Concentration (SSC) | % | Suspended |  |  |  |  | < 0.00075 mm | 2020-01-21
69275 | Suspended sediment, fall diameter (deionized water), percent smaller than 0.0005 millimeters | Suspended Sediment Concentration (SSC) | % | Suspended |  |  |  |  | < 0.0005 mm | 2020-01-21
69276 | Suspended sediment, fall diameter (deionized water), percent smaller than 0.00038 millimeters | Suspended Sediment Concentration (SSC) | % | Suspended |  |  |  |  | < 0.00038 mm | 2020-01-21
69277 | Suspended sediment, fall diameter (deionized water), percent smaller than 0.00025 millimeters | Suspended Sediment Concentration (SSC) | % | Suspended |  |  |  |  | < 0.00025 mm | 2020-01-21
69278 | Suspended sediment, sieve diameter, percent smaller than 2048 millimeters | Suspended Sediment Concentration (SSC) | % | Suspended |  |  |  |  | < 2048 mm | 2020-01-21
69279 | Suspended sediment, sieve diameter, percent smaller than 1536 millimeters | Suspended Sediment Concentration (SSC) | % | Suspended |  |  |  |  | < 1536 mm | 2020-01-21
69280 | Suspended sediment, sieve diameter, percent smaller than 1024 millimeters | Suspended Sediment Concentration (SSC) | % | Suspended |  |  |  |  | < 1024 mm | 2020-01-21
69281 | Suspended sediment, sieve diameter, percent smaller than 768 millimeters | Suspended Sediment Concentration (SSC) | % | Suspended |  |  |  |  | < 768 mm | 2020-01-21
69282 | Suspended sediment, sieve diameter, percent smaller than 512 millimeters | Suspended Sediment Concentration (SSC) | % | Suspended |  |  |  |  | < 512 mm | 2020-01-21
69283 | Suspended sediment, sieve diameter, percent smaller than 384 millimeters | Suspended Sediment Concentration (SSC) | % | Suspended |  |  |  |  | < 384 mm | 2020-01-21
69284 | Suspended sediment, sieve diameter, percent smaller than 256 millimeters | Suspended Sediment Concentration (SSC) | % | Suspended |  |  |  |  | < 256 mm | 2020-01-21
69285 | Suspended sediment, sieve diameter, percent smaller than 192 millimeters | Suspended Sediment Concentration (SSC) | % | Suspended |  |  |  |  | < 192 mm | 2020-01-21
69286 | Suspended sediment, sieve diameter, percent smaller than 128 millimeters | Suspended Sediment Concentration (SSC) | % | Suspended |  |  |  |  | < 128 mm | 2020-01-21
69287 | Suspended sediment, sieve diameter, percent smaller than 125 millimeters | Suspended Sediment Concentration (SSC) | % | Suspended |  |  |  |  | < 125 mm | 2020-01-21
69288 | Suspended sediment, sieve diameter, percent smaller than 106 millimeters | Suspended Sediment Concentration (SSC) | % | Suspended |  |  |  |  | < 106 mm | 2020-01-21
69289 | Suspended sediment, sieve diameter, percent smaller than 100 millimeters | Suspended Sediment Concentration (SSC) | % | Suspended |  |  |  |  | < 100 mm | 2020-01-21
69290 | Suspended sediment, sieve diameter, percent smaller than 96 millimeters | Suspended Sediment Concentration (SSC) | % | Suspended |  |  |  |  | < 96 mm | 2020-01-21
69291 | Suspended sediment, sieve diameter, percent smaller than 90 millimeters | Suspended Sediment Concentration (SSC) | % | Suspended |  |  |  |  | < 90 mm | 2020-01-21
69292 | Suspended sediment, sieve diameter, percent smaller than 75 millimeters | Suspended Sediment Concentration (SSC) | % | Suspended |  |  |  |  | < 75 mm | 2020-01-21
69293 | Suspended sediment, sieve diameter, percent smaller than 64 millimeters | Suspended Sediment Concentration (SSC) | % | Suspended |  |  |  |  | < 64 mm | 2020-01-21
69294 | Suspended sediment, sieve diameter, percent smaller than 63 millimeters | Suspended Sediment Concentration (SSC) | % | Suspended |  |  |  |  | < 63 mm | 2020-01-21
69295 | Suspended sediment, sieve diameter, percent smaller than 53 millimeters | Suspended Sediment Concentration (SSC) | % | Suspended |  |  |  |  | < 53 mm | 2020-01-21
69296 | Suspended sediment, sieve diameter, percent smaller than 50 millimeters | Suspended Sediment Concentration (SSC) | % | Suspended |  |  |  |  | < 50 mm | 2020-01-21
69297 | Suspended sediment, sieve diameter, percent smaller than 45 millimeters | Suspended Sediment Concentration (SSC) | % | Suspended |  |  |  |  | < 45 mm | 2020-01-21
69298 | Suspended sediment, sieve diameter, percent smaller than 37.5 millimeters | Suspended Sediment Concentration (SSC) | % | Suspended |  |  |  |  | < 37.5 mm | 2020-01-21
69299 | Suspended sediment, sieve diameter, percent smaller than 31.5 millimeters | Suspended Sediment Concentration (SSC) | % | Suspended |  |  |  |  | < 31.5 mm | 2020-01-21
69300 | Suspended sediment, sieve diameter, percent smaller than 26.5 millimeters | Suspended Sediment Concentration (SSC) | % | Suspended |  |  |  |  | < 26.5 mm | 2020-01-21
69301 | Suspended sediment, sieve diameter, percent smaller than 25 millimeters | Suspended Sediment Concentration (SSC) | % | Suspended |  |  |  |  | < 25 mm | 2020-01-21
69302 | Suspended sediment, sieve diameter, percent smaller than 22.4 millimeters | Suspended Sediment Concentration (SSC) | % | Suspended |  |  |  |  | < 22.4 mm | 2020-01-21
69303 | Suspended sediment, sieve diameter, percent smaller than 19 millimeters | Suspended Sediment Concentration (SSC) | % | Suspended |  |  |  |  | < 19 mm | 2020-01-21
69304 | Suspended sediment, sieve diameter, percent smaller than 16 millimeters | Suspended Sediment Concentration (SSC) | % | Suspended |  |  |  |  | < 16 mm | 2020-01-21
69305 | Suspended sediment, sieve diameter, percent smaller than 13.2 millimeters | Suspended Sediment Concentration (SSC) | % | Suspended |  |  |  |  | < 13.2 mm | 2020-01-21
69306 | Suspended sediment, sieve diameter, percent smaller than 12.5 millimeters | Suspended Sediment Concentration (SSC) | % | Suspended |  |  |  |  | < 12.5 mm | 2020-01-21
69307 | Suspended sediment, sieve diameter, percent smaller than 11.2 millimeters | Suspended Sediment Concentration (SSC) | % | Suspended |  |  |  |  | < 11.2 mm | 2020-01-21
69308 | Suspended sediment, sieve diameter, percent smaller than 9.5 millimeters | Suspended Sediment Concentration (SSC) | % | Suspended |  |  |  |  | < 9.5 mm | 2020-01-21
69309 | Suspended sediment, sieve diameter, percent smaller than 8 millimeters | Suspended Sediment Concentration (SSC) | % | Suspended |  |  |  |  | < 8 mm | 2020-01-21
69310 | Suspended sediment, sieve diameter, percent smaller than 7.5 millimeters | Suspended Sediment Concentration (SSC) | % | Suspended |  |  |  |  | < 7.5 mm | 2020-01-21
69311 | Suspended sediment, sieve diameter, percent smaller than 6.3 millimeters | Suspended Sediment Concentration (SSC) | % | Suspended |  |  |  |  | < 6.3 mm | 2020-01-21
69312 | Suspended sediment, sieve diameter, percent smaller than 5.6 millimeters | Suspended Sediment Concentration (SSC) | % | Suspended |  |  |  |  | < 5.6 mm | 2020-01-21
69313 | Suspended sediment, sieve diameter, percent smaller than 4.75 millimeters | Suspended Sediment Concentration (SSC) | % | Suspended |  |  |  |  | < 4.75 mm | 2020-01-21
69314 | Suspended sediment, sieve diameter, percent smaller than 4 millimeters | Suspended Sediment Concentration (SSC) | % | Suspended |  |  |  |  | < 4 mm | 2020-01-21
69315 | Suspended sediment, sieve diameter, percent smaller than 3.35 millimeters | Suspended Sediment Concentration (SSC) | % | Suspended |  |  |  |  | < 3.35 mm | 2020-01-21
69316 | Suspended sediment, sieve diameter, percent smaller than 2.8 millimeters | Suspended Sediment Concentration (SSC) | % | Suspended |  |  |  |  | < 2.8 mm | 2020-01-21
69317 | Suspended sediment, sieve diameter, percent smaller than 2.36 millimeters | Suspended Sediment Concentration (SSC) | % | Suspended |  |  |  |  | < 2.36 mm | 2020-01-21
69318 | Suspended sediment, sieve diameter, percent smaller than 1.7 millimeters | Suspended Sediment Concentration (SSC) | % | Suspended |  |  |  |  | < 1.7 mm | 2020-01-21
69319 | Suspended sediment, sieve diameter, percent smaller than 1.4 millimeters | Suspended Sediment Concentration (SSC) | % | Suspended |  |  |  |  | < 1.4 mm | 2020-01-21
69320 | Suspended sediment, sieve diameter, percent smaller than 1.18 millimeters | Suspended Sediment Concentration (SSC) | % | Suspended |  |  |  |  | < 1.18 mm | 2020-01-21
69321 | Suspended sediment, sieve diameter, percent smaller than 0.85 millimeters | Suspended Sediment Concentration (SSC) | % | Suspended |  |  |  |  | < 0.85 mm | 2020-01-21
69322 | Suspended sediment, sieve diameter, percent smaller than 0.71 millimeters | Suspended Sediment Concentration (SSC) | % | Suspended |  |  |  |  | < 0.71 mm | 2020-01-21
69323 | Suspended sediment, sieve diameter, percent smaller than 0.6 millimeters | Suspended Sediment Concentration (SSC) | % | Suspended |  |  |  |  | < 0.6 mm | 2020-01-21
69324 | Suspended sediment, sieve diameter, percent smaller than 0.425 millimeters | Suspended Sediment Concentration (SSC) | % | Suspended |  |  |  |  | < 0.425 mm | 2020-01-21
69325 | Suspended sediment, sieve diameter, percent smaller than 0.355 millimeters | Suspended Sediment Concentration (SSC) | % | Suspended |  |  |  |  | < 0.355 mm | 2020-01-21
69326 | Suspended sediment, sieve diameter, percent smaller than 0.3 millimeters | Suspended Sediment Concentration (SSC) | % | Suspended |  |  |  |  | < 0.3 mm | 2020-01-21
69327 | Suspended sediment, sieve diameter, percent smaller than 0.212 millimeters | Suspended Sediment Concentration (SSC) | % | Suspended |  |  |  |  | < 0.212 mm | 2020-01-21
69328 | Suspended sediment, sieve diameter, percent smaller than 0.18 millimeters | Suspended Sediment Concentration (SSC) | % | Suspended |  |  |  |  | < 0.18 mm | 2020-01-21
69329 | Suspended sediment, sieve diameter, percent smaller than 0.15 millimeters | Suspended Sediment Concentration (SSC) | % | Suspended |  |  |  |  | < 0.15 mm | 2020-01-21
69330 | Suspended sediment, sieve diameter, percent smaller than 0.106 millimeters | Suspended Sediment Concentration (SSC) | % | Suspended |  |  |  |  | < 0.106 mm | 2020-01-21
69331 | Suspended sediment, sieve diameter, percent smaller than 0.09 millimeters | Suspended Sediment Concentration (SSC) | % | Suspended |  |  |  |  | < 0.09 mm | 2020-01-21
69332 | Suspended sediment, sieve diameter, percent smaller than 0.075 millimeters | Suspended Sediment Concentration (SSC) | % | Suspended |  |  |  |  | < 0.075 mm | 2020-01-21
69333 | Suspended sediment, sieve diameter, percent smaller than 0.053 millimeters | Suspended Sediment Concentration (SSC) | % | Suspended |  |  |  |  | < 0.053 mm | 2020-01-21
69334 | Suspended sediment, sieve diameter, percent smaller than 0.045 millimeters | Suspended Sediment Concentration (SSC) | % | Suspended |  |  |  |  | < 0.045 mm | 2020-01-21
69335 | Suspended sediment, sieve diameter, percent smaller than 0.038 millimeters | Suspended Sediment Concentration (SSC) | % | Suspended |  |  |  |  | < 0.038 mm | 2020-01-21
69336 | Suspended sediment, sieve diameter, percent smaller than 0.032 millimeters | Suspended Sediment Concentration (SSC) | % | Suspended |  |  |  |  | < 0.032 mm | 2020-01-21
69337 | Suspended sediment, direct measurement, percent smaller than 4 millimeters | Suspended Sediment Concentration (SSC) | % | Suspended |  |  |  |  | < 4 mm | 2020-01-21
69338 | Suspended sediment, direct measurement, percent smaller than 2.8 millimeters | Suspended Sediment Concentration (SSC) | % | Suspended |  |  |  |  | < 2.8 mm | 2020-01-21
69339 | Suspended sediment, direct measurement, percent smaller than 2 millimeters | Suspended Sediment Concentration (SSC) | % | Suspended |  |  |  |  | < 2 mm | 2020-01-21
69340 | Suspended sediment, direct measurement, percent smaller than 1.7 millimeters | Suspended Sediment Concentration (SSC) | % | Suspended |  |  |  |  | < 1.7 mm | 2020-01-21
69341 | Suspended sediment, direct measurement, percent smaller than 1.4 millimeters | Suspended Sediment Concentration (SSC) | % | Suspended |  |  |  |  | < 1.4 mm | 2020-01-21
69342 | Suspended sediment, direct measurement, percent smaller than 1.18 millimeters | Suspended Sediment Concentration (SSC) | % | Suspended |  |  |  |  | < 1.18 mm | 2020-01-21
69343 | Suspended sediment, direct measurement, percent smaller than 1 millimeter | Suspended Sediment Concentration (SSC) | % | Suspended |  |  |  |  | < 1 mm | 2020-01-21
69344 | Suspended sediment, direct measurement, percent smaller than 0.85 millimeters | Suspended Sediment Concentration (SSC) | % | Suspended |  |  |  |  | < 0.85 mm | 2020-01-21
69345 | Suspended sediment, direct measurement, percent smaller than 0.71 millimeters | Suspended Sediment Concentration (SSC) | % | Suspended |  |  |  |  | < 0.71 mm | 2020-01-21
69346 | Suspended sediment, direct measurement, percent smaller than 0.6 millimeters | Suspended Sediment Concentration (SSC) | % | Suspended |  |  |  |  | < 0.6 mm | 2020-01-21
69347 | Suspended sediment, direct measurement, percent smaller than 0.5 millimeters | Suspended Sediment Concentration (SSC) | % | Suspended |  |  |  |  | < 0.5 mm | 2020-01-21
69348 | Suspended sediment, direct measurement, percent smaller than 0.425 millimeters | Suspended Sediment Concentration (SSC) | % | Suspended |  |  |  |  | < 0.425 mm | 2020-01-21
69349 | Suspended sediment, direct measurement, percent smaller than 0.355 millimeters | Suspended Sediment Concentration (SSC) | % | Suspended |  |  |  |  | < 0.355 mm | 2020-01-21
69350 | Suspended sediment, direct measurement, percent smaller than 0.3 millimeters | Suspended Sediment Concentration (SSC) | % | Suspended |  |  |  |  | < 0.3 mm | 2020-01-21
69351 | Suspended sediment, direct measurement, percent smaller than 0.25 millimeters | Suspended Sediment Concentration (SSC) | % | Suspended |  |  |  |  | < 0.25 mm | 2020-01-21
69352 | Suspended sediment, direct measurement, percent smaller than 0.212 millimeters | Suspended Sediment Concentration (SSC) | % | Suspended |  |  |  |  | < 0.212 mm | 2020-01-21
69353 | Suspended sediment, direct measurement, percent smaller than 0.18 millimeters | Suspended Sediment Concentration (SSC) | % | Suspended |  |  |  |  | < 0.18 mm | 2020-01-21
69354 | Suspended sediment, direct measurement, percent smaller than 0.15 millimeters | Suspended Sediment Concentration (SSC) | % | Suspended |  |  |  |  | < 0.15 mm | 2020-01-21
69355 | Suspended sediment, direct measurement, percent smaller than 0.125 millimeters | Suspended Sediment Concentration (SSC) | % | Suspended |  |  |  |  | < 0.125 mm | 2020-01-21
69356 | Suspended sediment, direct measurement, percent smaller than 0.106 millimeters | Suspended Sediment Concentration (SSC) | % | Suspended |  |  |  |  | < 0.106 mm | 2020-01-21
69357 | Suspended sediment, direct measurement, percent smaller than 0.09 millimeters | Suspended Sediment Concentration (SSC) | % | Suspended |  |  |  |  | < 0.09 mm | 2020-01-21
69358 | Suspended sediment, direct measurement, percent smaller than 0.075 millimeters | Suspended Sediment Concentration (SSC) | % | Suspended |  |  |  |  | < 0.075 mm | 2020-01-21
69359 | Suspended sediment, direct measurement, percent smaller than 0.063 millimeters | Suspended Sediment Concentration (SSC) | % | Suspended |  |  |  |  | < 0.063 mm | 2020-01-21
69360 | Suspended sediment, direct measurement, percent smaller than 0.053 millimeters | Suspended Sediment Concentration (SSC) | % | Suspended |  |  |  |  | < 0.053 mm | 2020-01-21
69361 | Suspended sediment, direct measurement, percent smaller than 0.045 millimeters | Suspended Sediment Concentration (SSC) | % | Suspended |  |  |  |  | < 0.045 mm | 2020-01-21
69362 | Suspended sediment, direct measurement, percent smaller than 0.038 millimeters | Suspended Sediment Concentration (SSC) | % | Suspended |  |  |  |  | < 0.038 mm | 2020-01-21
69363 | Suspended sediment, direct measurement, percent smaller than 0.032 millimeters | Suspended Sediment Concentration (SSC) | % | Suspended |  |  |  |  | < 0.032 mm | 2020-01-21
69364 | Suspended sediment, direct measurement, percent smaller than 0.031 millimeters | Suspended Sediment Concentration (SSC) | % | Suspended |  |  |  |  | < 0.031 mm | 2020-01-21
69365 | Suspended sediment, direct measurement, percent smaller than 0.025 millimeters | Suspended Sediment Concentration (SSC) | % | Suspended |  |  |  |  | < 0.025 mm | 2020-01-21
69366 | Suspended sediment, direct measurement, percent smaller than 0.024 millimeters | Suspended Sediment Concentration (SSC) | % | Suspended |  |  |  |  | < 0.024 mm | 2020-01-21
69367 | Suspended sediment, direct measurement, percent smaller than 0.02 millimeters | Suspended Sediment Concentration (SSC) | % | Suspended |  |  |  |  | < 0.02 mm | 2020-01-21
69368 | Suspended sediment, direct measurement, percent smaller than 0.016 millimeters | Suspended Sediment Concentration (SSC) | % | Suspended |  |  |  |  | < 0.016 mm | 2020-01-21
69369 | Suspended sediment, direct measurement, percent smaller than 0.012 millimeters | Suspended Sediment Concentration (SSC) | % | Suspended |  |  |  |  | < 0.012 mm | 2020-01-21
69370 | Suspended sediment, direct measurement, percent smaller than 0.008 millimeters | Suspended Sediment Concentration (SSC) | % | Suspended |  |  |  |  | < 0.008 mm | 2020-01-21
69371 | Suspended sediment, direct measurement, percent smaller than 0.006 millimeters | Suspended Sediment Concentration (SSC) | % | Suspended |  |  |  |  | < 0.006 mm | 2020-01-21
69372 | Suspended sediment, direct measurement, percent smaller than 0.004 millimeters | Suspended Sediment Concentration (SSC) | % | Suspended |  |  |  |  | < 0.004 mm | 2020-01-21
69373 | Total sediment, fall diameter (deionized water), percent smaller than 4 millimeters | Sediment | % | Total |  |  |  |  | < 4 mm | 2012-04-02
69374 | Total sediment, fall diameter (deionized water), percent smaller than 3.35 millimeters | Sediment | % | Total |  |  |  |  | < 3.35 mm | 2012-04-02
69375 | Total sediment, fall diameter (deionized water), percent smaller than 2.8 millimeters | Sediment | % | Total |  |  |  |  | < 2.8 mm | 2012-04-02
69376 | Total sediment, fall diameter (deionized water), percent smaller than 2.36 millimeters | Sediment | % | Total |  |  |  |  | < 2.36 mm | 2012-04-02
69377 | Total sediment, fall diameter (deionized water), percent smaller than 1.7 millimeters | Sediment | % | Total |  |  |  |  | < 1.7 mm | 2012-04-02
69378 | Total sediment, fall diameter (deionized water), percent smaller than 1.4 millimeters | Sediment | % | Total |  |  |  |  | < 1.4 mm | 2012-04-02
69379 | Total sediment, fall diameter (deionized water), percent smaller than 1.18 millimeters | Sediment | % | Total |  |  |  |  | < 1.18 mm | 2012-04-02
69380 | Total sediment, fall diameter (deionized water), percent smaller than 0.85 millimeters | Sediment | % | Total |  |  |  |  | < 0.85 mm | 2008-09-23
69381 | Total sediment, fall diameter (deionized water), percent smaller than 0.71 millimeters | Sediment | % | Total |  |  |  |  | < 0.71 mm | 2008-09-23
69382 | Total sediment, fall diameter (deionized water), percent smaller than 0.6 millimeters | Sediment | % | Total |  |  |  |  | < 0.6 mm | 2008-09-23
69383 | Total sediment, fall diameter (deionized water), percent smaller than 0.425 millimeters | Sediment | % | Total |  |  |  |  | < 0.425 mm | 2008-09-23
69384 | Total sediment, fall diameter (deionized water), percent smaller than 0.3 millimeters | Sediment | % | Total |  |  |  |  | < 0.3 mm | 2008-09-23
69385 | Total sediment, fall diameter (deionized water), percent smaller than 0.212 millimeters | Sediment | % | Total |  |  |  |  | < 0.212 mm | 2008-09-23
69386 | Total sediment, fall diameter (deionized water), percent smaller than 0.15 millimeters | Sediment | % | Total |  |  |  |  | < 0.15 mm | 2008-09-23
69387 | Total sediment, fall diameter (deionized water), percent smaller than 0.106 millimeters | Sediment | % | Total |  |  |  |  | < 0.106 mm | 2008-09-23
69388 | Total sediment, fall diameter (deionized water), percent smaller than 0.075 millimeters | Sediment | % | Total |  |  |  |  | < 0.075 mm | 2008-09-23
69389 | Total sediment, fall diameter (deionized water), percent smaller than 0.053 millimeters | Sediment | % | Total |  |  |  |  | < 0.053 mm | 2008-09-23
69390 | Total sediment, fall diameter (deionized water), percent smaller than 0.045 millimeters | Sediment | % | Total |  |  |  |  | < 0.045 mm | 2008-09-23
69391 | Total sediment, fall diameter (deionized water), percent smaller than 0.038 millimeters | Sediment | % | Total |  |  |  |  | < 0.038 mm | 2008-09-23
69392 | Total sediment, fall diameter (deionized water), percent smaller than 0.032 millimeters | Sediment | % | Total |  |  |  |  | < 0.032 mm | 2008-09-23
69393 | Total sediment, fall diameter (deionized water), percent smaller than 0.025 millimeters | Sediment | % | Total |  |  |  |  | < 0.025 mm | 2008-09-23
69394 | Total sediment, fall diameter (deionized water), percent smaller than 0.024 millimeters | Sediment | % | Total |  |  |  |  | < 0.024 mm | 2008-09-23
69395 | Total sediment, fall diameter (deionized water), percent smaller than 0.02 millimeters | Sediment | % | Total |  |  |  |  | < 0.02 mm | 2008-09-23
69396 | Total sediment, fall diameter (deionized water), percent smaller than 0.012 millimeters | Sediment | % | Total |  |  |  |  | < 0.012 mm | 2008-09-23
69397 | Total sediment, fall diameter (deionized water), percent smaller than 0.006 millimeters | Sediment | % | Total |  |  |  |  | < 0.006 mm | 2008-09-23
69398 | Total sediment, fall diameter (deionized water), percent smaller than 0.003 millimeters | Sediment | % | Total |  |  |  |  | < 0.003 mm | 2008-09-23
69399 | Total sediment, fall diameter (deionized water), percent smaller than 0.0015 millimeters | Sediment | % | Total |  |  |  |  | < 0.0015 mm | 2008-09-23
69400 | Total sediment, fall diameter (deionized water), percent smaller than 0.001 millimeters | Sediment | % | Total |  |  |  |  | < 0.001 mm | 2008-09-23
69401 | Total sediment, fall diameter (deionized water), percent smaller than 0.00075 millimeters | Sediment | % | Total |  |  |  |  | < 0.00075 mm | 2008-09-23
69402 | Total sediment, fall diameter (deionized water), percent smaller than 0.0005 millimeters | Sediment | % | Total |  |  |  |  | < 0.0005 mm | 2008-09-23
69403 | Total sediment, fall diameter (deionized water), percent smaller than 0.00038 millimeters | Sediment | % | Total |  |  |  |  | < 0.00038 mm | 2008-09-23
69404 | Total sediment, fall diameter (deionized water), percent smaller than 0.00025 millimeters | Sediment | % | Total |  |  |  |  | < 0.00025 mm | 2008-09-23
69405 | Total sediment, sieve diameter, percent smaller than 2048 millimeters | Sediment | % | Total |  |  |  |  | < 2048 mm | 2008-09-23
69406 | Total sediment, sieve diameter, percent smaller than 1536 millimeters | Sediment | % | Total |  |  |  |  | < 1536 mm | 2008-09-23
69407 | Total sediment, sieve diameter, percent smaller than 1024 millimeters | Sediment | % | Total |  |  |  |  | < 1024 mm | 2008-09-23
69408 | Total sediment, sieve diameter, percent smaller than 768 millimeters | Sediment | % | Total |  |  |  |  | < 768 mm | 2008-09-23
69409 | Total sediment, sieve diameter, percent smaller than 512 millimeters | Sediment | % | Total |  |  |  |  | < 512 mm | 2008-09-23
69410 | Total sediment, sieve diameter, percent smaller than 384 millimeters | Sediment | % | Total |  |  |  |  | < 384 mm | 2008-09-23
69411 | Total sediment, sieve diameter, percent smaller than 256 millimeters | Sediment | % | Total |  |  |  |  | < 256 mm | 2008-09-23
69412 | Total sediment, sieve diameter, percent smaller than 192 millimeters | Sediment | % | Total |  |  |  |  | < 192 mm | 2008-09-23
69413 | Total sediment, sieve diameter, percent smaller than 128 millimeters | Sediment | % | Total |  |  |  |  | < 128 mm | 2008-09-23
69414 | Total sediment, sieve diameter, percent smaller than 106 millimeters | Sediment | % | Total |  |  |  |  | < 106 mm | 2008-09-23
69415 | Total sediment, sieve diameter, percent smaller than 100 millimeters | Sediment | % | Total |  |  |  |  | < 100 mm | 2008-09-23
69416 | Total sediment, sieve diameter, percent smaller than 96 millimeters | Sediment | % | Total |  |  |  |  | < 96 mm | 2008-09-23
69417 | Total sediment, sieve diameter, percent smaller than 90 millimeters | Sediment | % | Total |  |  |  |  | < 90 mm | 2008-09-23
69418 | Total sediment, sieve diameter, percent smaller than 75 millimeters | Sediment | % | Total |  |  |  |  | < 75 mm | 2008-09-23
69419 | Total sediment, sieve diameter, percent smaller than 64 millimeters | Sediment | % | Total |  |  |  |  | < 64 mm | 2008-09-23
69420 | Total sediment, sieve diameter, percent smaller than 63 millimeters | Sediment | % | Total |  |  |  |  | < 63 mm | 2008-09-23
69421 | Total sediment, sieve diameter, percent smaller than 53 millimeters | Sediment | % | Total |  |  |  |  | < 53 mm | 2008-09-23
69422 | Total sediment, sieve diameter, percent smaller than 50 millimeters | Sediment | % | Total |  |  |  |  | < 50 mm | 2008-09-23
69423 | Total sediment, sieve diameter, percent smaller than 45 millimeters | Sediment | % | Total |  |  |  |  | < 45 mm | 2008-09-23
69424 | Total sediment, sieve diameter, percent smaller than 37.5 millimeters | Sediment | % | Total |  |  |  |  | < 37.5 mm | 2008-09-23
69425 | Total sediment, sieve diameter, percent smaller than 26.5 millimeters | Sediment | % | Total |  |  |  |  | < 26.5 mm | 2008-09-23
69426 | Total sediment, sieve diameter, percent smaller than 25 millimeters | Sediment | % | Total |  |  |  |  | < 25 mm | 2008-09-23
69427 | Total sediment, sieve diameter, percent smaller than 22.4 millimeters | Sediment | % | Total |  |  |  |  | < 22.4 mm | 2008-09-23
69428 | Total sediment, sieve diameter, percent smaller than 19 millimeters | Sediment | % | Total |  |  |  |  | < 19 mm | 2008-09-23
69429 | Total sediment, sieve diameter, percent smaller than 13.2 millimeters | Sediment | % | Total |  |  |  |  | < 13.2 mm | 2008-09-23
69430 | Total sediment, sieve diameter, percent smaller than 12.5 millimeters | Sediment | % | Total |  |  |  |  | < 12.5 mm | 2008-09-23
69431 | Total sediment, sieve diameter, percent smaller than 11.2 millimeters | Sediment | % | Total |  |  |  |  | < 11.2 mm | 2008-09-23
69432 | Total sediment, sieve diameter, percent smaller than 9.5 millimeters | Sediment | % | Total |  |  |  |  | < 9.5 mm | 2008-09-23
69433 | Total sediment, sieve diameter, percent smaller than 7.5 millimeters | Sediment | % | Total |  |  |  |  | < 7.5 mm | 2008-09-23
69434 | Total sediment, sieve diameter, percent smaller than 6.3 millimeters | Sediment | % | Total |  |  |  |  | < 6.3 mm | 2008-09-23
69435 | Total sediment, sieve diameter, percent smaller than 5.6 millimeters | Sediment | % | Total |  |  |  |  | < 5.6 mm | 2008-09-23
69436 | Total sediment, sieve diameter, percent smaller than 4.75 millimeters | Sediment | % | Total |  |  |  |  | < 4.75 mm | 2008-09-23
69437 | Total sediment, sieve diameter, percent smaller than 3.35 millimeters | Sediment | % | Total |  |  |  |  | < 3.35 mm | 2008-09-23
69438 | Total sediment, sieve diameter, percent smaller than 2.8 millimeters | Sediment | % | Total |  |  |  |  | < 2.8 mm | 2008-09-23
69439 | Total sediment, sieve diameter, percent smaller than 2.36 millimeters | Sediment | % | Total |  |  |  |  | < 2.36 mm | 2008-09-23
69440 | Total sediment, sieve diameter, percent smaller than 1.7 millimeters | Sediment | % | Total |  |  |  |  | < 1.7 mm | 2008-09-23
69441 | Total sediment, sieve diameter, percent smaller than 1.4 millimeters | Sediment | % | Total |  |  |  |  | < 1.4 mm | 2008-09-23
69442 | Total sediment, sieve diameter, percent smaller than 1.18 millimeters | Sediment | % | Total |  |  |  |  | < 1.18 mm | 2008-09-23
69443 | Total sediment, sieve diameter, percent smaller than 0.85 millimeters | Sediment | % | Total |  |  |  |  | < 0.85 mm | 2008-09-23
69444 | Total sediment, sieve diameter, percent smaller than 0.71 millimeters | Sediment | % | Total |  |  |  |  | < 0.71 mm | 2008-09-23
69445 | Total sediment, sieve diameter, percent smaller than 0.6 millimeters | Sediment | % | Total |  |  |  |  | < 0.6 mm | 2008-09-23
69446 | Total sediment, sieve diameter, percent smaller than 0.425 millimeters | Sediment | % | Total |  |  |  |  | < 0.425 mm | 2008-09-23
69447 | Total sediment, sieve diameter, percent smaller than 0.355 millimeters | Sediment | % | Total |  |  |  |  | < 0.355 mm | 2008-09-23
69448 | Total sediment, sieve diameter, percent smaller than 0.3 millimeters | Sediment | % | Total |  |  |  |  | < 0.3 mm | 2008-09-23
69449 | Total sediment, sieve diameter, percent smaller than 0.212 millimeters | Sediment | % | Total |  |  |  |  | < 0.212 mm | 2008-09-23
69450 | Total sediment, sieve diameter, percent smaller than 0.18 millimeters | Sediment | % | Total |  |  |  |  | < 0.18 mm | 2008-09-23
69451 | Total sediment, sieve diameter, percent smaller than 0.15 millimeters | Sediment | % | Total |  |  |  |  | < 0.15 mm | 2008-09-23
69452 | Total sediment, sieve diameter, percent smaller than 0.106 millimeters | Sediment | % | Total |  |  |  |  | < 0.106 mm | 2008-09-23
69453 | Total sediment, sieve diameter, percent smaller than 0.09 millimeters | Sediment | % | Total |  |  |  |  | < 0.09 mm | 2008-09-23
69454 | Total sediment, sieve diameter, percent smaller than 0.075 millimeters | Sediment | % | Total |  |  |  |  | < 0.075 mm | 2008-09-23
69455 | Total sediment, sieve diameter, percent smaller than 0.053 millimeters | Sediment | % | Total |  |  |  |  | < 0.053 mm | 2008-09-23
69456 | Total sediment, sieve diameter, percent smaller than 0.045 millimeters | Sediment | % | Total |  |  |  |  | < 0.045 mm | 2008-09-23
69457 | Total sediment, sieve diameter, percent smaller than 0.038 millimeters | Sediment | % | Total |  |  |  |  | < 0.038 mm | 2008-09-23
69458 | Total sediment, sieve diameter, percent smaller than 0.032 millimeters | Sediment | % | Total |  |  |  |  | < 0.032 mm | 2008-09-23
69459 | Total sediment, direct measurement, percent smaller than 2048 millimeters | Sediment | % | Total |  |  |  |  | < 2048 mm | 2008-09-23
69460 | Total sediment, direct measurement, percent smaller than 1536 millimeters | Sediment | % | Total |  |  |  |  | < 1536 mm | 2008-09-23
69461 | Total sediment, direct measurement, percent smaller than 1024 millimeters | Sediment | % | Total |  |  |  |  | < 1024 mm | 2008-09-23
69462 | Total sediment, direct measurement, percent smaller than 768 millimeters | Sediment | % | Total |  |  |  |  | < 768 mm | 2008-09-23
69463 | Total sediment, direct measurement, percent smaller than 512 millimeters | Sediment | % | Total |  |  |  |  | < 512 mm | 2008-09-23
69464 | Total sediment, direct measurement, percent smaller than 384 millimeters | Sediment | % | Total |  |  |  |  | < 384 mm | 2008-09-23
69465 | Total sediment, direct measurement, percent smaller than 256 millimeters | Sediment | % | Total |  |  |  |  | < 256 mm | 2008-09-23
69466 | Total sediment, direct measurement, percent smaller than 192 millimeters | Sediment | % | Total |  |  |  |  | < 192 mm | 2008-09-23
69467 | Total sediment, direct measurement, percent smaller than 128 millimeters | Sediment | % | Total |  |  |  |  | < 128 mm | 2008-09-23
69468 | Total sediment, direct measurement, percent smaller than 125 millimeters | Sediment | % | Total |  |  |  |  | < 125 mm | 2008-09-23
69469 | Total sediment, direct measurement, percent smaller than 106 millimeters | Sediment | % | Total |  |  |  |  | < 106 mm | 2008-09-23
69470 | Total sediment, direct measurement, percent smaller than 100 millimeters | Sediment | % | Total |  |  |  |  | < 100 mm | 2008-09-23
69471 | Total sediment, direct measurement, percent smaller than 96 millimeters | Sediment | % | Total |  |  |  |  | < 96 mm | 2008-09-23
69472 | Total sediment, direct measurement, percent smaller than 90 millimeters | Sediment | % | Total |  |  |  |  | < 90 mm | 2008-09-23
69473 | Total sediment, direct measurement, percent smaller than 75 millimeters | Sediment | % | Total |  |  |  |  | < 75 mm | 2008-09-23
69474 | Total sediment, direct measurement, percent smaller than 64 millimeters | Sediment | % | Total |  |  |  |  | < 64 mm | 2008-09-23
69475 | Total sediment, direct measurement, percent smaller than 63 millimeters | Sediment | % | Total |  |  |  |  | < 63 mm | 2008-09-23
69476 | Total sediment, direct measurement, percent smaller than 53 millimeters | Sediment | % | Total |  |  |  |  | < 53 mm | 2008-09-23
69477 | Total sediment, direct measurement, percent smaller than 50 millimeters | Sediment | % | Total |  |  |  |  | < 50 mm | 2008-09-23
69478 | Total sediment, direct measurement, percent smaller than 45 millimeters | Sediment | % | Total |  |  |  |  | < 45 mm | 2008-09-23
69479 | Total sediment, direct measurement, percent smaller than 37.5 millimeters | Sediment | % | Total |  |  |  |  | < 37.5 mm | 2008-09-23
69480 | Total sediment, direct measurement, percent smaller than 31.5 millimeters | Sediment | % | Total |  |  |  |  | < 31.5 mm | 2008-09-23
69481 | Total sediment, direct measurement, percent smaller than 26.5 millimeters | Sediment | % | Total |  |  |  |  | < 26.5 mm | 2008-09-23
69482 | Total sediment, direct measurement, percent smaller than 25 millimeters | Sediment | % | Total |  |  |  |  | < 25 mm | 2008-09-23
69483 | Total sediment, direct measurement, percent smaller than 22.4 millimeters | Sediment | % | Total |  |  |  |  | < 22.4 mm | 2008-09-23
69484 | Total sediment, direct measurement, percent smaller than 19 millimeters | Sediment | % | Total |  |  |  |  | < 19 mm | 2008-09-23
69485 | Total sediment, direct measurement, percent smaller than 16 millimeters | Sediment | % | Total |  |  |  |  | < 16 mm | 2008-09-23
69486 | Total sediment, direct measurement, percent smaller than 13.2 millimeters | Sediment | % | Total |  |  |  |  | < 13.2 mm | 2008-09-23
69487 | Total sediment, direct measurement, percent smaller than 12.5 millimeters | Sediment | % | Total |  |  |  |  | < 12.5 mm | 2008-09-23
69488 | Total sediment, direct measurement, percent smaller than 11.2 millimeters | Sediment | % | Total |  |  |  |  | < 11.2 mm | 2008-09-23
69489 | Total sediment, direct measurement, percent smaller than 9.5 millimeters | Sediment | % | Total |  |  |  |  | < 9.5 mm | 2008-09-23
69490 | Total sediment, direct measurement, percent smaller than 8 millimeters | Sediment | % | Total |  |  |  |  | < 8 mm | 2008-09-23
69491 | Total sediment, direct measurement, percent smaller than 7.5 millimeters | Sediment | % | Total |  |  |  |  | < 7.5 mm | 2008-09-23
69492 | Total sediment, direct measurement, percent smaller than 6.3 millimeters | Sediment | % | Total |  |  |  |  | < 6.3 mm | 2008-09-23
69493 | Total sediment, direct measurement, percent smaller than 5.6 millimeters | Sediment | % | Total |  |  |  |  | < 5.6 mm | 2008-09-23
69494 | Total sediment, direct measurement, percent smaller than 4.75 millimeters | Sediment | % | Total |  |  |  |  | < 4.75 mm | 2008-09-23
69495 | Total sediment, direct measurement, percent smaller than 4 millimeters | Sediment | % | Total |  |  |  |  | < 4 mm | 2008-09-23
69496 | Total sediment, direct measurement, percent smaller than 3.35 millimeters | Sediment | % | Total |  |  |  |  | < 3.35 mm | 2008-09-23
69497 | Total sediment, direct measurement, percent smaller than 2.8 millimeters | Sediment | % | Total |  |  |  |  | < 2.8 mm | 2008-09-23
69498 | Total sediment, direct measurement, percent smaller than 2.36 millimeters | Sediment | % | Total |  |  |  |  | < 2.36 mm | 2008-09-23
69499 | Total sediment, direct measurement, percent smaller than 2 millimeters | Sediment | % | Total |  |  |  |  | < 2 mm | 2008-09-23
69500 | Total sediment, direct measurement, percent smaller than 1.7 millimeters | Sediment | % | Total |  |  |  |  | < 1.7 mm | 2008-09-23
69501 | Total sediment, direct measurement, percent smaller than 1.4 millimeters | Sediment | % | Total |  |  |  |  | < 1.4 mm | 2008-09-23
69502 | Total sediment, direct measurement, percent smaller than 1.18 millimeters | Sediment | % | Total |  |  |  |  | < 1.18 mm | 2008-09-23
69503 | Total sediment, direct measurement, percent smaller than 1 millimeter | Sediment | % | Total |  |  |  |  | < 1 mm | 2008-09-23
69504 | Total sediment, direct measurement, percent smaller than 0.85 millimeters | Sediment | % | Total |  |  |  |  | < 0.85 mm | 2008-09-23
69505 | Total sediment, direct measurement, percent smaller than 0.71 millimeters | Sediment | % | Total |  |  |  |  | < 0.71 mm | 2008-09-23
69506 | Total sediment, direct measurement, percent smaller than 0.6 millimeters | Sediment | % | Total |  |  |  |  | < 0.6 mm | 2008-09-23
69507 | Total sediment, direct measurement, percent smaller than 0.5 millimeters | Sediment | % | Total |  |  |  |  | < 0.5 mm | 2008-09-23
69508 | Total sediment, direct measurement, percent smaller than 0.425 millimeters | Sediment | % | Total |  |  |  |  | < 0.425 mm | 2008-09-23
69509 | Total sediment, direct measurement, percent smaller than 0.355 millimeters | Sediment | % | Total |  |  |  |  | < 0.355 mm | 2008-09-23
69510 | Total sediment, direct measurement, percent smaller than 0.3 millimeters | Sediment | % | Total |  |  |  |  | < 0.3 mm | 2008-09-23
69511 | Total sediment, direct measurement, percent smaller than 0.25 millimeters | Sediment | % | Total |  |  |  |  | < 0.25 mm | 2008-09-23
69512 | Total sediment, direct measurement, percent smaller than 0.212 millimeters | Sediment | % | Total |  |  |  |  | < 0.212 mm | 2008-09-23
69513 | Total sediment, direct measurement, percent smaller than 0.18 millimeters | Sediment | % | Total |  |  |  |  | < 0.18 mm | 2008-09-23
69514 | Total sediment, direct measurement, percent smaller than 0.15 millimeters | Sediment | % | Total |  |  |  |  | < 0.15 mm | 2008-09-23
69515 | Total sediment, direct measurement, percent smaller than 0.125 millimeters | Sediment | % | Total |  |  |  |  | < 0.125 mm | 2008-09-23
69516 | Total sediment, direct measurement, percent smaller than 0.106 millimeters | Sediment | % | Total |  |  |  |  | < 0.106 mm | 2008-09-23
69517 | Total sediment, direct measurement, percent smaller than 0.09 millimeters | Sediment | % | Total |  |  |  |  | < 0.09 mm | 2008-09-23
69518 | Total sediment, direct measurement, percent smaller than 0.075 millimeters | Sediment | % | Total |  |  |  |  | < 0.075 mm | 2008-09-23
69519 | Total sediment, direct measurement, percent smaller than 0.063 millimeters | Sediment | % | Total |  |  |  |  | < 0.063 mm | 2008-09-23
69520 | Total sediment, direct measurement, percent smaller than 0.053 millimeters | Sediment | % | Total |  |  |  |  | < 0.053 mm | 2008-09-23
69521 | Total sediment, direct measurement, percent smaller than 0.045 millimeters | Sediment | % | Total |  |  |  |  | < 0.045 mm | 2008-09-23
69522 | Total sediment, direct measurement, percent smaller than 0.038 millimeters | Sediment | % | Total |  |  |  |  | < 0.038 mm | 2008-09-23
69523 | Total sediment, direct measurement, percent smaller than 0.032 millimeters | Sediment | % | Total |  |  |  |  | < 0.032 mm | 2008-09-23
69524 | Total sediment, direct measurement, percent smaller than 0.031 millimeters | Sediment | % | Total |  |  |  |  | < 0.031 mm | 2008-09-23
69525 | Total sediment, direct measurement, percent smaller than 0.025 millimeters | Sediment | % | Total |  |  |  |  | < 0.025 mm | 2008-09-23
69526 | Total sediment, direct measurement, percent smaller than 0.024 millimeters | Sediment | % | Total |  |  |  |  | < 0.024 mm | 2008-09-23
69527 | Total sediment, direct measurement, percent smaller than 0.02 millimeters | Sediment | % | Total |  |  |  |  | < 0.02 mm | 2008-09-23
69528 | Total sediment, direct measurement, percent smaller than 0.016 millimeters | Sediment | % | Total |  |  |  |  | < 0.016 mm | 2008-09-23
69529 | Total sediment, direct measurement, percent smaller than 0.012 millimeters | Sediment | % | Total |  |  |  |  | < 0.012 mm | 2008-09-23
69530 | Total sediment, direct measurement, percent smaller than 0.008 millimeters | Sediment | % | Total |  |  |  |  | < 0.008 mm | 2008-09-23
69531 | Total sediment, direct measurement, percent smaller than 0.006 millimeters | Sediment | % | Total |  |  |  |  | < 0.006 mm | 2008-09-23
69532 | Total sediment, direct measurement, percent smaller than 0.004 millimeters | Sediment | % | Total |  |  |  |  | < 0.004 mm | 2008-09-23
69533 | Bed sediment, fall diameter (deionized water), percent smaller than 0.045 millimeters | Sediment | % | Bed Sediment |  |  |  |  | < 0.045 mm | 2008-09-23
69534 | Suspended sediment, fall diameter (deionized water), percent smaller than 0.0425 millimeters | Suspended Sediment Concentration (SSC) | % | Suspended |  |  |  |  | < 0.0425 mm | 2020-01-21
69535 | Total sediment, fall diameter (deionized water), percent smaller than 0.0425 millimeters | Sediment | % | Total |  |  |  |  | < 0.0425 mm | 2008-09-23
69536 | Total sediment, sieve diameter, percent smaller than 125 millimeters | Sediment | % | Total |  |  |  |  | < 125 mm | 2008-09-23
69537 | Suspended sediment, direct measurement, percent smaller than 3.35 millimeters | Suspended Sediment Concentration (SSC) | % | Suspended |  |  |  |  | < 3.35 mm | 2020-01-21
69538 | Suspended sediment, direct measurement, percent smaller than 2.36 millimeters | Suspended Sediment Concentration (SSC) | % | Suspended |  |  |  |  | < 2.36 mm | 2020-01-21
69539 | Bedload sediment, direct measurement, percent smaller than 2048 millimeters | Sediment | % | Bedload |  |  |  |  | < 2048 mm | 2008-09-23
69540 | Bedload sediment, direct measurement, percent smaller than 1536 millimeters | Sediment | % | Bedload |  |  |  |  | < 1536 mm | 2008-09-23
69541 | Bedload sediment, direct measurement, percent smaller than 1024 millimeters | Sediment | % | Bedload |  |  |  |  | < 1024 mm | 2008-09-23
69542 | Bedload sediment, direct measurement, percent smaller than 768 millimeters | Sediment | % | Bedload |  |  |  |  | < 768 mm | 2008-09-23
69543 | Bedload sediment, direct measurement, percent smaller than 512 millimeters | Sediment | % | Bedload |  |  |  |  | < 512 mm | 2008-09-23
69544 | Bedload sediment, direct measurement, percent smaller than 384 millimeters | Sediment | % | Bedload |  |  |  |  | < 384 mm | 2008-09-23
69545 | Bedload sediment, direct measurement, percent smaller than 256 millimeters | Sediment | % | Bedload |  |  |  |  | < 256 mm | 2008-09-23
69546 | Bedload sediment, direct measurement, percent smaller than 192 millimeters | Sediment | % | Bedload |  |  |  |  | < 192 mm | 2008-09-23
69547 | Bedload sediment, direct measurement, percent smaller than 128 millimeters | Sediment | % | Bedload |  |  |  |  | < 128 mm | 2008-09-23
69548 | Bedload sediment, direct measurement, percent smaller than 125 millimeters | Sediment | % | Bedload |  |  |  |  | < 125 mm | 2008-09-23
69549 | Bedload sediment, direct measurement, percent smaller than 106 millimeters | Sediment | % | Bedload |  |  |  |  | < 106 mm | 2008-09-23
69550 | Bedload sediment, direct measurement, percent smaller than 100 millimeters | Sediment | % | Bedload |  |  |  |  | < 100 mm | 2008-09-23
69551 | Bedload sediment, direct measurement, percent smaller than 96 millimeters | Sediment | % | Bedload |  |  |  |  | < 96 mm | 2008-09-23
69552 | Bedload sediment, direct measurement, percent smaller than 90 millimeters | Sediment | % | Bedload |  |  |  |  | < 90 mm | 2008-09-23
69553 | Bedload sediment, direct measurement, percent smaller than 75 millimeters | Sediment | % | Bedload |  |  |  |  | < 75 mm | 2008-09-23
69554 | Bedload sediment, direct measurement, percent smaller than 64 millimeters | Sediment | % | Bedload |  |  |  |  | < 64 mm | 2008-09-23
69555 | Bedload sediment, direct measurement, percent smaller than 63 millimeters | Sediment | % | Bedload |  |  |  |  | < 63 mm | 2008-09-23
69556 | Bedload sediment, direct measurement, percent smaller than 53 millimeters | Sediment | % | Bedload |  |  |  |  | < 53 mm | 2008-09-23
69557 | Bedload sediment, direct measurement, percent smaller than 50 millimeters | Sediment | % | Bedload |  |  |  |  | < 50 mm | 2008-09-23
69558 | Bedload sediment, direct measurement, percent smaller than 45 millimeters | Sediment | % | Bedload |  |  |  |  | < 45 mm | 2008-09-23
69559 | Bedload sediment, direct measurement, percent smaller than 37.5 millimeters | Sediment | % | Bedload |  |  |  |  | < 37.5 mm | 2008-09-23
69560 | Bedload sediment, direct measurement, percent smaller than 31.5 millimeters | Sediment | % | Bedload |  |  |  |  | < 31.5 mm | 2008-09-23
69561 | Bedload sediment, direct measurement, percent smaller than 26.5 millimeters | Sediment | % | Bedload |  |  |  |  | < 26.5 mm | 2008-09-23
69562 | Bedload sediment, direct measurement, percent smaller than 25 millimeters | Sediment | % | Bedload |  |  |  |  | < 25 mm | 2008-09-23
69563 | Bedload sediment, direct measurement, percent smaller than 22.4 millimeters | Sediment | % | Bedload |  |  |  |  | < 22.4 mm | 2008-09-23
69564 | Bedload sediment, direct measurement, percent smaller than 19 millimeters | Sediment | % | Bedload |  |  |  |  | < 19 mm | 2008-09-23
69565 | Bedload sediment, direct measurement, percent smaller than 16 millimeters | Sediment | % | Bedload |  |  |  |  | < 16 mm | 2008-09-23
69566 | Bedload sediment, direct measurement, percent smaller than 13.2 millimeters | Sediment | % | Bedload |  |  |  |  | < 13.2 mm | 2008-09-23
69567 | Bedload sediment, direct measurement, percent smaller than 12.5 millimeters | Sediment | % | Bedload |  |  |  |  | < 12.5 mm | 2008-09-23
69568 | Bedload sediment, direct measurement, percent smaller than 11.2 millimeters | Sediment | % | Bedload |  |  |  |  | < 11.2 mm | 2008-09-23
69569 | Bedload sediment, direct measurement, percent smaller than 9.5 millimeters | Sediment | % | Bedload |  |  |  |  | < 9.5 mm | 2008-09-23
69570 | Bedload sediment, direct measurement, percent smaller than 8 millimeters | Sediment | % | Bedload |  |  |  |  | < 8 mm | 2008-09-23
69571 | Bedload sediment, direct measurement, percent smaller than 7.5 millimeters | Sediment | % | Bedload |  |  |  |  | < 7.5 mm | 2008-09-23
69572 | Bedload sediment, direct measurement, percent smaller than 6.3 millimeters | Sediment | % | Bedload |  |  |  |  | < 6.3 mm | 2008-09-23
69573 | Bedload sediment, direct measurement, percent smaller than 5.6 millimeters | Sediment | % | Bedload |  |  |  |  | < 5.6 mm | 2008-09-23
69574 | Bedload sediment, direct measurement, percent smaller than 4.75 millimeters | Sediment | % | Bedload |  |  |  |  | < 4.75 mm | 2008-09-23
69575 | Bedload sediment, sieve diameter, percent smaller than 180 millimeters | Sediment | % | Bedload |  |  |  |  | < 180 mm | 2008-09-23
69576 | Bedload sediment, sieve diameter, percent larger than 0.5 mm and smaller than 8.0 mm | Sediment | % | Bedload |  |  |  |  | 0.5-8.0 mm | 2008-09-23
69577 | Bedload sediment, sieve diameter, percent larger than 8.0 mm | Sediment | % | Bedload |  |  |  |  | > 8.0 mm | 2008-09-23
69578 | Suspended sediment, sieve diameter, percent larger than 0.5 mm and smaller than 8.0 mm | Suspended Sediment Concentration (SSC) | % | Suspended |  |  |  |  | 0.5-8.0 mm | 2020-01-21
69579 | Suspended sediment concentration, greater than 0.50 millimeters, milligrams per liter | Suspended Sediment Concentration (SSC) | mg/l | Suspended |  |  |  |  | > 0.50 mm | 2020-01-21
69580 | Suspended sediment concentration, between 0.25 and 0.50 millimeters, milligrams per liter | Suspended Sediment Concentration (SSC) | mg/l | Suspended |  |  |  |  | 0.25-0.50 mm | 2020-01-21
69581 | Suspended sediment concentration, between 0.125 and 0.25 millimeters, milligrams per liter | Suspended Sediment Concentration (SSC) | mg/l | Suspended |  |  |  |  | 0.125-0.25 mm | 2020-01-21
69582 | Suspended sediment concentration, between 0.063 and 0.125 millimeters, milligrams per liter | Suspended Sediment Concentration (SSC) | mg/l | Suspended |  |  |  |  | 0.063-0.125 mm | 2020-01-21
69583 | Suspended sediment concentration, between 0.032 and 0.063 millimeters, milligrams per liter | Suspended Sediment Concentration (SSC) | mg/l | Suspended |  |  |  |  | 0.032-0.063 mm | 2020-01-21
69584 | Suspended sediment concentration, between 0.014 and 0.032 millimeters, milligrams per liter | Suspended Sediment Concentration (SSC) | mg/l | Suspended |  |  |  |  | 0.014-0.032 mm | 2020-01-21
69585 | Suspended sediment concentration, between 0.008 and 0.014 millimeters, milligrams per liter | Suspended Sediment Concentration (SSC) | mg/l | Suspended |  |  |  |  | 0.008-0.014 mm | 2020-01-21
69586 | Suspended sediment concentration, between 0.005 and 0.008 millimeters, milligrams per liter | Suspended Sediment Concentration (SSC) | mg/l | Suspended |  |  |  |  | 0.005-0.008 mm | 2020-01-21
69587 | Suspended sediment concentration, between 0.005 and 0.002 millimeters, milligrams per liter | Suspended Sediment Concentration (SSC) | mg/l | Suspended |  |  |  |  | 0.005-0.002 mm | 2020-01-21
69588 | Suspended sediment concentration, smaller than 0.002 millimeters, milligrams per liter | Suspended Sediment Concentration (SSC) | mg/l | Suspended |  |  |  |  | < 0.002 mm | 2020-01-21
69589 | Bed sediment, wet sieved, sieve diameter, percent smaller than 0.0625 millimeters | Sediment | % | Bed Sediment |  |  |  |  | < 0.062 mm | 2016-04-06
69590 | Gravel (Unified Soil Classification), passing 75 mm sieve and retained on 4.75 mm sieve, percent | Gravel | % | [5 empty] | 4.75-75 mm | 2017-01-05
69591 | Sand (Unified Soil Classification), passing 4.75 mm sieve and retained on 0.075 mm sieve, percent | Sand | % | [5 empty] | 0.075-4.75 mm | 2017-01-05
69592 | Coarse sand (Unified Soil Classification), passing 4.75 mm sieve and retained on 2.00 mm sieve, percent | Sand | % | [5 empty] | 2.00-4.75 mm | 2017-01-05
69593 | Medium sand (Unified Soil Classification), passing 2.00 mm sieve and retained on 0.475 mm sieve, percent | Sand | % | [5 empty] | 0.475-2.00 mm | 2017-01-05
69594 | Fine sand (Unified Soil Classification), passing 0.475 mm sieve and retained on 0.075 mm sieve, percent | Sand | % | [5 empty] | 0.075-0.475 mm | 2017-01-05
69595 | Silt, passing 0.075 mm sieve and larger than or equal to 0.005 mm size, percent | Silt | % | [5 empty] | 0.005-0.075 mm | 2017-01-05
69597 | Suspended sediment concentration, greater than 0.0004 millimeters, milligrams per liter | Suspended Sediment Concentration (SSC) | mg/l | Suspended |  |  |  |  | > 0.0004 mm | 2020-01-21
69598 | Bed sediment, wet sieved, sieve diameter, percent smaller than 0.004 millimeters | Sediment | % | Bed Sediment |  |  |  |  | < 0.004 m | 2017-01-05
69599 | Bed sediment, wet sieved, sieve diameter, percent smaller than 0.05 millimeters | Sediment | % | Bed Sediment |  |  |  |  | < 0.05 mm | 2017-01-05
69600 | Bed sediment, wet sieved, sieve diameter, percent smaller than 0.0625 millimeters | Sediment | % | Bed Sediment |  |  |  |  | < 0.0625 | 2016-04-06
69601 | Bed sediment, wet sieved, sieve diameter, percent smaller than 0.1 millimeters | Sediment | % | Bed Sediment |  |  |  |  | < 0.1 mm | 2017-01-05
69602 | Bed sediment, wet sieved, sieve diameter, percent smaller than 0.125 millimeters | Sediment | % | Bed Sediment |  |  |  |  | < 0.125 m | 2017-01-05
69603 | Bed sediment, wet sieved, sieve diameter, percent smaller than 0.25 millimeters | Sediment | % | Bed Sediment |  |  |  |  | < 0.25 mm | 2017-01-05
69604 | Bed sediment, wet sieved, sieve diameter, percent smaller than 0.5 millimeters | Sediment | % | Bed Sediment |  |  |  |  | < 0.5 mm | 2017-01-05
69605 | Bed sediment, wet sieved, sieve diameter, percent smaller than 1 millimeters | Sediment | % | Bed Sediment |  |  |  |  | < 1 mm | 2017-01-05
69606 | Bed sediment, wet sieved, sieve diameter, percent smaller than 2 millimeters | Sediment | % | Bed Sediment |  |  |  |  | < 2 mm | 2017-01-05
69607 | Bed sediment, wet sieved, sieve diameter, percent smaller than 4 millimeters | Sediment | % | Bed Sediment |  |  |  |  | < 4 mm | 2017-01-05
69608 | Bed sediment, wet sieved, sieve diameter, percent smaller than 8 millimeters | Sediment | % | Bed Sediment |  |  |  |  | < 8 mm | 2017-01-05
69609 | Bed sediment, wet sieved, sieve diameter, percent smaller than 16 millimeters | Sediment | % | Bed Sediment |  |  |  |  | < 16 mm | 2017-01-05
69610 | Bed sediment, wet sieved, sieve diameter, percent smaller than 32 millimeters | Sediment | % | Bed Sediment |  |  |  |  | < 32 mm | 2017-01-05
69611 | Bed sediment, wet sieved, sieve diameter, percent smaller than 64 millimeters | Sediment | % | Bed Sediment |  |  |  |  | < 64 mm | 2017-01-05
69612 | Bed sediment, wet sieved, sieve diameter, percent smaller than 128 millimeters | Sediment | % | Bed Sediment |  |  |  |  | < 128 mm | 2017-01-05
69613 | Suspended sediment concentration larger than 0.053 mm, sieve diameter, milligrams per liter | Suspended Sediment Concentration (SSC) | mg/l | Suspended |  |  |  |  | >0.053 mm | 2020-01-21
69614 | Bed sediment, sieve diameter, percent smaller than 6.7 millimeters | Sediment | % | Bed Sediment |  |  |  |  | < 6.7 mm | 2017-01-05
69615 | Bedload sediment, sieve diameter, percent smaller than 6.7 millimeters | Sediment | % | Bedload |  |  |  |  | < 6.7 mm | 2017-01-05
69616 | Suspended sediment, sieve diameter, percent smaller than 6.7 millimeters | Suspended Sediment Concentration (SSC) | % | Suspended |  |  |  |  | < 6.7 mm | 2020-01-21
69617 | Total sediment, sieve diameter, percent smaller than 6.7 millimeters | Sediment | % | Total |  |  |  |  | < 6.7 mm | 2017-01-05
69618 | Bedload sediment, fall diameter (deionized water), percent smaller than 0.0625 millimeters | Sediment | % | Bedload |  |  |  |  | <0.0625mm | 2017-01-05
69619 | Bedload sediment, fall diameter (deionized water), percent smaller than 0.088 millimeters | Sediment | % | Bedload |  |  |  |  | <0.088 mm | 2017-01-05
69620 | Bedload sediment, fall diameter (deionized water), percent smaller than 0.125 millimeters | Sediment | % | Bedload |  |  |  |  | <0.125 mm | 2017-01-05
69621 | Bedload sediment, fall diameter (deionized water), percent smaller than 0.175 millimeters | Sediment | % | Bedload |  |  |  |  | <0.175 mm | 2017-01-05
69622 | Suspended sediment, fall diameter (deionized water), percent smaller than 0.175 millimeters | Suspended Sediment Concentration (SSC) | % | Suspended |  |  |  |  | <0.175 mm | 2020-01-21
69623 | Bed sediment, fall diameter (deionized water), percent smaller than 0.175 millimeters | Sediment | % | Bed Sediment |  |  |  |  | <0.175 mm | 2017-01-05
69624 | Total sediment, fall diameter (deionized water), percent smaller than 0.175 millimeters | Sediment | % | Total |  |  |  |  | <0.175 mm | 2017-01-05
69625 | Bedload sediment, fall diameter (deionized water), percent smaller than 0.25 millimeters | Sediment | % | Bedload |  |  |  |  | < 0.25 mm | 2017-01-05
69626 | Bedload sediment, fall diameter (deionized water), percent smaller than 0.35 millimeters | Sediment | % | Bedload |  |  |  |  | < 0.35 mm | 2017-01-05
69627 | Bedload sediment, fall diameter (deionized water), percent smaller than 0.5 millimeters | Sediment | % | Bedload |  |  |  |  | < 0.5 mm | 2017-01-05
69628 | Bedload sediment, fall diameter (deionized water), percent smaller than 1 millimeters | Sediment | % | Bedload |  |  |  |  | < 1 mm | 2017-01-05
69629 | Bedload sediment, fall diameter (deionized water), percent smaller than 2 millimeters | Sediment | % | Bedload |  |  |  |  | < 2 mm | 2017-01-05
69630 | Bedload sediment, fall diameter (deionized water), percent smaller than 1.4 millimeters | Sediment | % | Bedload |  |  |  |  | < 1.4 mm | 2017-01-05
69631 | Bedload sediment, fall diameter (deionized water), percent smaller than 4 millimeters | Sediment | % | Bedload |  |  |  |  | < 4 mm | 2017-01-05
69632 | Bed sediment, sieve diameter, percent smaller than 31.5 millimeters | Sediment | % | Bed Sediment |  |  |  |  | < 31.5 mm | 2017-01-05
69633 | Bedload sediment, sieve diameter, percent smaller than 31.5 millimeters | Sediment | % | Bedload |  |  |  |  | < 31.5 mm | 2017-01-05
69634 | Total sediment, sieve diameter, percent smaller than 31.5 millimeters | Sediment | % | Total |  |  |  |  | < 31.5 mm | 2017-01-05
69635 | Suspended sediment, sieve diameter, percent smaller than 32 millimeters | Suspended Sediment Concentration (SSC) | % | Suspended |  |  |  |  | < 32 mm | 2020-01-21
69636 | Bed sediment, sieve diameter, percent smaller than 180 millimeters | Sediment | % | Bed Sediment |  |  |  |  | < 180 mm | 2017-01-05
69637 | Total sediment, sieve diameter, percent smaller than 180 millimeters | Sediment | % | Total |  |  |  |  | < 180 mm | 2017-01-05
69638 | Suspended sediment, sieve diameter, percent smaller than 180 millimeters | Suspended Sediment Concentration (SSC) | % | Suspended |  |  |  |  | < 180 mm | 2020-01-21
69639 | Bed sediment, laser diffraction diameter, percent smaller than 2 millimeters | Sediment | % | Bed Sediment |  |  |  |  | < 2 mm | 2018-10-09
69640 | Bed sediment, laser diffraction diameter, percent smaller than 1.682 millimeters | Sediment | % | Bed Sediment |  |  |  |  | <1.682 mm | 2017-01-05
69641 | Bed sediment, laser diffraction diameter, percent smaller than 1.414 millimeters | Sediment | % | Bed Sediment |  |  |  |  | <1.414 mm | 2017-01-05
69642 | Bed sediment, laser diffraction diameter, percent smaller than 1.189 millimeters | Sediment | % | Bed Sediment |  |  |  |  | <1.189 mm | 2017-01-05
69643 | Bed sediment, laser diffraction diameter, percent smaller than 1 millimeters | Sediment | % | Bed Sediment |  |  |  |  | <1 mm | 2017-01-05
69644 | Bed sediment, laser diffraction diameter, percent smaller than 0.841 millimeters | Sediment | % | Bed Sediment |  |  |  |  | <0.841 mm | 2017-01-05
69645 | Bed sediment, laser diffraction diameter, percent smaller than 0.707 millimeters | Sediment | % | Bed Sediment |  |  |  |  | <0.707 mm | 2017-01-05
69646 | Bed sediment, laser diffraction diameter, percent smaller than 0.595 millimeters | Sediment | % | Bed Sediment |  |  |  |  | <0.595 mm | 2017-01-05
69647 | Bed sediment, laser diffraction diameter, percent smaller than 0.5 millimeters | Sediment | % | Bed Sediment |  |  |  |  | <0.5 mm | 2017-01-05
69648 | Bed sediment, laser diffraction diameter, percent smaller than 0.420 millimeters | Sediment | % | Bed Sediment |  |  |  |  | <0.420 mm | 2017-01-05
69649 | Bed sediment, laser diffraction diameter, percent smaller than 0.354 millimeters | Sediment | % | Bed Sediment |  |  |  |  | <0.354 mm | 2017-01-05
69650 | Bed sediment, laser diffraction diameter, percent smaller than 0.297 millimeters | Sediment | % | Bed Sediment |  |  |  |  | <0.297 mm | 2017-01-05
69651 | Bed sediment, laser diffraction diameter, percent smaller than 0.25 millimeters | Sediment | % | Bed Sediment |  |  |  |  | <0.25 mm | 2017-01-05
69652 | Bed sediment, laser diffraction diameter, percent smaller than 0.210 millimeters | Sediment | % | Bed Sediment |  |  |  |  | <0.210 mm | 2017-01-05
69653 | Bed sediment, laser diffraction diameter, percent smaller than 0.177 millimeters | Sediment | % | Bed Sediment |  |  |  |  | <0.177 mm | 2017-01-05
69654 | Bed sediment, laser diffraction diameter, percent smaller than 0.149 millimeters | Sediment | % | Bed Sediment |  |  |  |  | <0.149 mm | 2017-01-05
69655 | Bed sediment, laser diffraction diameter, percent smaller than 0.125 millimeters | Sediment | % | Bed Sediment |  |  |  |  | <0.125 mm | 2017-01-05
69656 | Bed sediment, laser diffraction diameter, percent smaller than 0.105 millimeters | Sediment | % | Bed Sediment |  |  |  |  | <0.105 mm | 2017-01-05
69657 | Bed sediment, laser diffraction diameter, percent smaller than 0.088 millimeters | Sediment | % | Bed Sediment |  |  |  |  | <0.088 mm | 2017-01-05
69658 | Bed sediment, laser diffraction diameter, percent smaller than 0.074 millimeters | Sediment | % | Bed Sediment |  |  |  |  | <0.074 mm | 2017-01-05
69659 | Bed sediment, laser diffraction diameter, percent smaller than 0.0625 millimeters | Sediment | % | Bed Sediment |  |  |  |  | <0.0625mm | 2017-01-05
69660 | Bed sediment, laser diffraction diameter, percent smaller than 0.053 millimeters | Sediment | % | Bed Sediment |  |  |  |  | <0.053 mm | 2017-01-05
69661 | Bed sediment, laser diffraction diameter, percent smaller than 0.044 millimeters | Sediment | % | Bed Sediment |  |  |  |  | <0.044 mm | 2017-01-05
69662 | Bed sediment, laser diffraction diameter, percent smaller than 0.037 millimeters | Sediment | % | Bed Sediment |  |  |  |  | <0.037 mm | 2017-01-05
69663 | Bed sediment, laser diffraction diameter, percent smaller than 0.031 millimeters | Sediment | % | Bed Sediment |  |  |  |  | <0.031 mm | 2017-01-05
69664 | Bed sediment, laser diffraction diameter, percent smaller than 0.026 millimeters | Sediment | % | Bed Sediment |  |  |  |  | <0.026 mm | 2017-01-05
69665 | Bed sediment, laser diffraction diameter, percent smaller than 0.022 millimeters | Sediment | % | Bed Sediment |  |  |  |  | <0.022 mm | 2017-01-05
69666 | Bed sediment, laser diffraction diameter, percent smaller than 0.019 millimeters | Sediment | % | Bed Sediment |  |  |  |  | <0.019 mm | 2017-01-05
69667 | Bed sediment, laser diffraction diameter, percent smaller than 0.016 millimeters | Sediment | % | Bed Sediment |  |  |  |  | <0.016 mm | 2017-01-05
69668 | Bed sediment, laser diffraction diameter, percent smaller than 0.013 millimeters | Sediment | % | Bed Sediment |  |  |  |  | <0.013 mm | 2017-01-05
69669 | Bed sediment, laser diffraction diameter, percent smaller than 0.011 millimeters | Sediment | % | Bed Sediment |  |  |  |  | <0.011 mm | 2017-01-05
69670 | Bed sediment, laser diffraction diameter, percent smaller than 0.009 millimeters | Sediment | % | Bed Sediment |  |  |  |  | <0.009 mm | 2017-01-05
69671 | Bed sediment, laser diffraction diameter, percent smaller than 0.008 millimeters | Sediment | % | Bed Sediment |  |  |  |  | <0.008 mm | 2017-01-05
69672 | Bed sediment, laser diffraction diameter, percent smaller than 0.007 millimeters | Sediment | % | Bed Sediment |  |  |  |  | <0.007 mm | 2017-01-05
69673 | Bed sediment, laser diffraction diameter, percent smaller than 0.006 millimeters | Sediment | % | Bed Sediment |  |  |  |  | <0.006 mm | 2017-01-05
69674 | Bed sediment, laser diffraction diameter, percent smaller than 0.005 millimeters | Sediment | % | Bed Sediment |  |  |  |  | <0.005 mm | 2017-01-05
69675 | Bed sediment, laser diffraction diameter, percent smaller than 0.004 millimeters | Sediment | % | Bed Sediment |  |  |  |  | <0.004 mm | 2017-01-05
69676 | Bed sediment, laser diffraction diameter, percent smaller than 0.0033 millimeters | Sediment | % | Bed Sediment |  |  |  |  | <0.0033mm | 2017-01-05
69677 | Bed sediment, laser diffraction diameter, percent smaller than 0.0028 millimeters | Sediment | % | Bed Sediment |  |  |  |  | <0.0028mm | 2017-01-05
69678 | Bed sediment, laser diffraction diameter, percent smaller than 0.0023 millimeters | Sediment | % | Bed Sediment |  |  |  |  | <0.0023mm | 2017-01-05
69679 | Bed sediment, laser diffraction diameter, percent smaller than 0.0020 millimeters | Sediment | % | Bed Sediment |  |  |  |  | <0.0020mm | 2017-01-05
69680 | Bed sediment, laser diffraction diameter, percent smaller than 0.0016 millimeters | Sediment | % | Bed Sediment |  |  |  |  | <0.0016mm | 2017-01-05
69681 | Bed sediment, laser diffraction diameter, percent smaller than 0.0014 millimeters | Sediment | % | Bed Sediment |  |  |  |  | <0.0014mm | 2017-01-05
69682 | Bed sediment, laser diffraction diameter, percent smaller than 0.0012 millimeters | Sediment | % | Bed Sediment |  |  |  |  | <0.0012mm | 2017-01-05
69683 | Bed sediment, laser diffraction diameter, percent smaller than 0.0010 millimeters | Sediment | % | Bed Sediment |  |  |  |  | <0.0010mm | 2017-01-05
69684 | Bed sediment, laser diffraction diameter, percent smaller than 0.0008 millimeters | Sediment | % | Bed Sediment |  |  |  |  | <0.0008mm | 2017-01-05
69685 | Bed sediment, laser diffraction diameter, percent smaller than 0.0007 millimeters | Sediment | % | Bed Sediment |  |  |  |  | <0.0007mm | 2017-01-05
69686 | Bed sediment, laser diffraction diameter, percent smaller than 0.0006 millimeters | Sediment | % | Bed Sediment |  |  |  |  | <0.0006mm | 2017-01-05
69687 | Bed sediment, laser diffraction diameter, percent smaller than 0.0005 millimeters | Sediment | % | Bed Sediment |  |  |  |  | <0.0005mm | 2017-01-05
69688 | Bed sediment, laser diffraction diameter, percent smaller than 0.00038 millimeters | Sediment | % | Bed Sediment |  |  |  |  | <0.38 um | 2017-01-05
69689 | Suspended sediment, laser diffraction diameter, percent smaller than 2 millimeters | Suspended Sediment Concentration (SSC) | % | Suspended |  |  |  |  | < 2 mm | 2020-01-21
69690 | Suspended sediment, laser diffraction diameter, percent smaller than 1.682 millimeters | Suspended Sediment Concentration (SSC) | % | Suspended |  |  |  |  | <1.682 mm | 2020-01-21
69691 | Suspended sediment, laser diffraction diameter, percent smaller than 1.414 millimeters | Suspended Sediment Concentration (SSC) | % | Suspended |  |  |  |  | <1.414 mm | 2020-01-21
69692 | Suspended sediment, laser diffraction diameter, percent smaller than 1.189 millimeters | Suspended Sediment Concentration (SSC) | % | Suspended |  |  |  |  | <1.189 mm | 2020-01-21
69693 | Suspended sediment, laser diffraction diameter, percent smaller than 1 millimeters | Suspended Sediment Concentration (SSC) | % | Suspended |  |  |  |  | < 1 mm | 2020-01-21
69694 | Suspended sediment, laser diffraction diameter, percent smaller than 0.841 millimeters | Suspended Sediment Concentration (SSC) | % | Suspended |  |  |  |  | <0.841 mm | 2020-01-21
69695 | Suspended sediment, laser diffraction diameter, percent smaller than 0.707 millimeters | Suspended Sediment Concentration (SSC) | % | Suspended |  |  |  |  | <0.707 mm | 2020-01-21
69696 | Suspended sediment, laser diffraction diameter, percent smaller than 0.595 millimeters | Suspended Sediment Concentration (SSC) | % | Suspended |  |  |  |  | <0.595 mm | 2020-01-21
69697 | Suspended sediment, laser diffraction diameter, percent smaller than 0.5 millimeters | Suspended Sediment Concentration (SSC) | % | Suspended |  |  |  |  | <0.5 mm | 2020-01-21
69698 | Suspended sediment, laser diffraction diameter, percent smaller than 0.420 millimeters | Suspended Sediment Concentration (SSC) | % | Suspended |  |  |  |  | <0.420 mm | 2020-01-21
69699 | Suspended sediment, laser diffraction diameter, percent smaller than 0.354 millimeters | Suspended Sediment Concentration (SSC) | % | Suspended |  |  |  |  | <0.354 mm | 2020-01-21
69700 | Suspended sediment, laser diffraction diameter, percent smaller than 0.297 millimeters | Suspended Sediment Concentration (SSC) | % | Suspended |  |  |  |  | <0.297 mm | 2020-01-21
69701 | Suspended sediment, laser diffraction diameter, percent smaller than 0.25 millimeters | Suspended Sediment Concentration (SSC) | % | Suspended |  |  |  |  | <0.25 mm | 2020-01-21
69702 | Suspended sediment, laser diffraction diameter, percent smaller than 0.210 millimeters | Suspended Sediment Concentration (SSC) | % | Suspended |  |  |  |  | <0.210 mm | 2020-01-21
69703 | Suspended sediment, laser diffraction diameter, percent smaller than 0.177 millimeters | Suspended Sediment Concentration (SSC) | % | Suspended |  |  |  |  | <0.177 mm | 2020-01-21
69704 | Suspended sediment, laser diffraction diameter, percent smaller than 0.149 millimeters | Suspended Sediment Concentration (SSC) | % | Suspended |  |  |  |  | <0.149 mm | 2020-01-21
69705 | Suspended sediment, laser diffraction diameter, percent smaller than 0.125 millimeters | Suspended Sediment Concentration (SSC) | % | Suspended |  |  |  |  | <0.125 mm | 2020-01-21
69706 | Suspended sediment, laser diffraction diameter, percent smaller than 0.105 millimeters | Suspended Sediment Concentration (SSC) | % | Suspended |  |  |  |  | <0.105 mm | 2020-01-21
69707 | Suspended sediment, laser diffraction diameter, percent smaller than 0.088 millimeters | Suspended Sediment Concentration (SSC) | % | Suspended |  |  |  |  | <0.088 mm | 2020-01-21
69708 | Suspended sediment, laser diffraction diameter, percent smaller than 0.074 millimeters | Suspended Sediment Concentration (SSC) | % | Suspended |  |  |  |  | <0.074 mm | 2020-01-21
69709 | Suspended sediment, laser diffraction diameter, percent smaller than 0.0625 millimeters | Suspended Sediment Concentration (SSC) | % | Suspended |  |  |  |  | <0.0625mm | 2020-01-21
69710 | Suspended sediment, laser diffraction diameter, percent smaller than 0.053 millimeters | Suspended Sediment Concentration (SSC) | % | Suspended |  |  |  |  | <0.053 mm | 2020-01-21
69711 | Suspended sediment, laser diffraction diameter, percent smaller than 0.044 millimeters | Suspended Sediment Concentration (SSC) | % | Suspended |  |  |  |  | <0.044 mm | 2020-01-21
69712 | Suspended sediment, laser diffraction diameter, percent smaller than 0.037 millimeters | Suspended Sediment Concentration (SSC) | % | Suspended |  |  |  |  | <0.037 mm | 2020-01-21
69713 | Suspended sediment, laser diffraction diameter, percent smaller than 0.031 millimeters | Suspended Sediment Concentration (SSC) | % | Suspended |  |  |  |  | <0.031 mm | 2020-01-21
69714 | Suspended sediment, laser diffraction diameter, percent smaller than 0.026 millimeters | Suspended Sediment Concentration (SSC) | % | Suspended |  |  |  |  | <0.026 mm | 2020-01-21
69715 | Suspended sediment, laser diffraction diameter, percent smaller than 0.022 millimeters | Suspended Sediment Concentration (SSC) | % | Suspended |  |  |  |  | <0.022 mm | 2020-01-21
69716 | Suspended sediment, laser diffraction diameter, percent smaller than 0.019 millimeters | Suspended Sediment Concentration (SSC) | % | Suspended |  |  |  |  | <0.019 mm | 2020-01-21
69717 | Suspended sediment, laser diffraction diameter, percent smaller than 0.016 millimeters | Suspended Sediment Concentration (SSC) | % | Suspended |  |  |  |  | <0.016 mm | 2020-01-21
69718 | Suspended sediment, laser diffraction diameter, percent smaller than 0.013 millimeters | Suspended Sediment Concentration (SSC) | % | Suspended |  |  |  |  | <0.013 mm | 2020-01-21
69719 | Suspended sediment, laser diffraction diameter, percent smaller than 0.011 millimeters | Suspended Sediment Concentration (SSC) | % | Suspended |  |  |  |  | <0.011 mm | 2020-01-21
69720 | Suspended sediment, laser diffraction diameter, percent smaller than 0.009 millimeters | Suspended Sediment Concentration (SSC) | % | Suspended |  |  |  |  | <0.009 mm | 2020-01-21
69721 | Suspended sediment, laser diffraction diameter, percent smaller than 0.008 millimeters | Suspended Sediment Concentration (SSC) | % | Suspended |  |  |  |  | <0.008 mm | 2020-01-21
69722 | Suspended sediment, laser diffraction diameter, percent smaller than 0.007 millimeters | Suspended Sediment Concentration (SSC) | % | Suspended |  |  |  |  | <0.007 mm | 2020-01-21
69723 | Suspended sediment, laser diffraction diameter, percent smaller than 0.006 millimeters | Suspended Sediment Concentration (SSC) | % | Suspended |  |  |  |  | <0.006 mm | 2020-01-21
69724 | Suspended sediment, laser diffraction diameter, percent smaller than 0.005 millimeters | Suspended Sediment Concentration (SSC) | % | Suspended |  |  |  |  | <0.005 mm | 2020-01-21
69725 | Suspended sediment, laser diffraction diameter, percent smaller than 0.004 millimeters | Suspended Sediment Concentration (SSC) | % | Suspended |  |  |  |  | <0.004 mm | 2020-01-21
69726 | Suspended sediment, laser diffraction diameter, percent smaller than 0.0033 millimeters | Suspended Sediment Concentration (SSC) | % | Suspended |  |  |  |  | <0.0033mm | 2020-01-21
69727 | Suspended sediment, laser diffraction diameter, percent smaller than 0.0028 millimeters | Suspended Sediment Concentration (SSC) | % | Suspended |  |  |  |  | <0.0028mm | 2020-01-21
69728 | Suspended sediment, laser diffraction diameter, percent smaller than 0.0023 millimeters | Suspended Sediment Concentration (SSC) | % | Suspended |  |  |  |  | <0.0023mm | 2020-01-21
69729 | Suspended sediment, laser diffraction diameter, percent smaller than 0.0020 millimeters | Suspended Sediment Concentration (SSC) | % | Suspended |  |  |  |  | <0.0020mm | 2020-01-21
69730 | Suspended sediment, laser diffraction diameter, percent smaller than 0.0016 millimeters | Suspended Sediment Concentration (SSC) | % | Suspended |  |  |  |  | <0.0016mm | 2020-01-21
69731 | Suspended sediment, laser diffraction diameter, percent smaller than 0.0014 millimeters | Suspended Sediment Concentration (SSC) | % | Suspended |  |  |  |  | <0.0014mm | 2020-01-21
69732 | Suspended sediment, laser diffraction diameter, percent smaller than 0.0012 millimeters | Suspended Sediment Concentration (SSC) | % | Suspended |  |  |  |  | <0.0012mm | 2020-01-21
69733 | Suspended sediment, laser diffraction diameter, percent smaller than 0.0010 millimeters | Suspended Sediment Concentration (SSC) | % | Suspended |  |  |  |  | <0.0010mm | 2020-01-21
69734 | Suspended sediment, laser diffraction diameter, percent smaller than 0.0008 millimeters | Suspended Sediment Concentration (SSC) | % | Suspended |  |  |  |  | <0.0008mm | 2020-01-21
69735 | Suspended sediment, laser diffraction diameter, percent smaller than 0.0007 millimeters | Suspended Sediment Concentration (SSC) | % | Suspended |  |  |  |  | <0.0007mm | 2020-01-21
69736 | Suspended sediment, laser diffraction diameter, percent smaller than 0.0006 millimeters | Suspended Sediment Concentration (SSC) | % | Suspended |  |  |  |  | <0.0006mm | 2020-01-21
69737 | Suspended sediment, laser diffraction diameter, percent smaller than 0.0005 millimeters | Suspended Sediment Concentration (SSC) | % | Suspended |  |  |  |  | <0.0005mm | 2020-01-21
69738 | Suspended sediment, laser diffraction diameter, percent smaller than 0.00038 millimeters | Suspended Sediment Concentration (SSC) | % | Suspended |  |  |  |  | <0.38 um | 2020-01-21
69739 | Bedload sediment, laser diffraction diameter, percent smaller than 2 millimeters | Sediment | % | Bedload |  |  |  |  | < 2 mm | 2018-10-09
69740 | Bedload sediment, laser diffraction diameter, percent smaller than 1.682 millimeters | Sediment | % | Bedload |  |  |  |  | <1.682 mm | 2017-01-05
69741 | Bedload sediment, laser diffraction diameter, percent smaller than 1.414 millimeters | Sediment | % | Bedload |  |  |  |  | <1.414 mm | 2017-01-05
69742 | Bedload sediment, laser diffraction diameter, percent smaller than 1.189 millimeters | Sediment | % | Bedload |  |  |  |  | <1.189 mm | 2017-01-05
69743 | Bedload sediment, laser diffraction diameter, percent smaller than 1 millimeters | Sediment | % | Bedload |  |  |  |  | <1 mm | 2017-01-05
69744 | Bedload sediment, laser diffraction diameter, percent smaller than 0.841 millimeters | Sediment | % | Bedload |  |  |  |  | <0.841 mm | 2017-01-05
69745 | Bedload sediment, laser diffraction diameter, percent smaller than 0.707 millimeters | Sediment | % | Bedload |  |  |  |  | <0.707 mm | 2017-01-05
69746 | Bedload sediment, laser diffraction diameter, percent smaller than 0.595 millimeters | Sediment | % | Bedload |  |  |  |  | <0.595 mm | 2017-01-05
69747 | Bedload sediment, laser diffraction diameter, percent smaller than 0.5 millimeters | Sediment | % | Bedload |  |  |  |  | <0.5 mm | 2017-01-05
69748 | Bedload sediment, laser diffraction diameter, percent smaller than 0.420 millimeters | Sediment | % | Bedload |  |  |  |  | <0.420 mm | 2017-01-05
69749 | Bedload sediment, laser diffraction diameter, percent smaller than 0.354 millimeters | Sediment | % | Bedload |  |  |  |  | <0.354 mm | 2017-01-05
69750 | Bedload sediment, laser diffraction diameter, percent smaller than 0.297 millimeters | Sediment | % | Bedload |  |  |  |  | <0.297 mm | 2017-01-05
69751 | Bedload sediment, laser diffraction diameter, percent smaller than 0.25 millimeters | Sediment | % | Bedload |  |  |  |  | <0.25 mm | 2017-01-05
69752 | Bedload sediment, laser diffraction diameter, percent smaller than 0.210 millimeters | Sediment | % | Bedload |  |  |  |  | <0.210 mm | 2017-01-05
69753 | Bedload sediment, laser diffraction diameter, percent smaller than 0.177 millimeters | Sediment | % | Bedload |  |  |  |  | <0.177 mm | 2017-01-05
69754 | Bedload sediment, laser diffraction diameter, percent smaller than 0.149 millimeters | Sediment | % | Bedload |  |  |  |  | <0.149 mm | 2017-01-05
69755 | Bedload sediment, laser diffraction diameter, percent smaller than 0.125 millimeters | Sediment | % | Bedload |  |  |  |  | <0.125 mm | 2017-01-05
69756 | Bedload sediment, laser diffraction diameter, percent smaller than 0.105 millimeters | Sediment | % | Bedload |  |  |  |  | <0.105 mm | 2017-01-05
69757 | Bedload sediment, laser diffraction diameter, percent smaller than 0.088 millimeters | Sediment | % | Bedload |  |  |  |  | <0.088 mm | 2017-01-05
69758 | Bedload sediment, laser diffraction diameter, percent smaller than 0.074 millimeters | Sediment | % | Bedload |  |  |  |  | <0.074 mm | 2017-01-05
69759 | Bedload sediment, laser diffraction diameter, percent smaller than 0.0625 millimeters | Sediment | % | Bedload |  |  |  |  | <0.0625mm | 2017-01-05
70007 | Methocarbamol, water, unfiltered, recoverable, micrograms per liter | Methocarbamol | ug/l | Recoverable | [5 empty] | 2015-01-05
70224 | Wave height, nearshore, feet | Wave height | ft | [6 empty] | 2014-10-03
70290 | Chloride, water, dissolved, short tons per day | Chloride | tons/day | Dissolved | [5 empty] | 2016-06-30
70291 | Sulfate, water, dissolved, short tons per day | Sulfate | tons/day | Dissolved | [5 empty] | 2016-06-30
70293 | Suspended solids, dried at 105 degrees Celsius, water, milligrams per liter | Total suspended solids | mg/l | Suspended | 105 deg C |  |  | Dry |  | 2014-10-03
70299 | Suspended solids dried at 110 degrees Celsius, water, unfiltered, milligrams per liter | Total suspended solids | mg/l | Suspended | 110 deg C |  |  |  |  | 2014-10-03
70300 | Dissolved solids dried at 180 degrees Celsius, water, filtered, milligrams per liter | Total dissolved solids | mg/l | Dissolved | 180 deg C |  |  |  |  | 2014-10-03
70301 | Dissolved solids, water, filtered, sum of constituents, milligrams per liter | Total dissolved solids | mg/l | Dissolved | [5 empty] | 2014-10-03
70302 | Dissolved solids, water, short tons per day | Total dissolved solids | tons/day | Dissolved | [5 empty] | 2016-06-30
70303 | Dissolved solids, water, filtered, short tons per acre-foot | Total dissolved solids | tons/ac ft | Dissolved | [5 empty] | 2016-06-30
70305 | Salinity, water, grams per liter | Salinity | g/l | Dissolved | [5 empty] | 2015-06-29
70310 | pH, bed sediment, standard units | pH | std units | Bed Sediment | [5 empty] | 2015-01-05
70314 | Chlorothalonil, water, unfiltered, recoverable, micrograms per liter | Chlorothalonil | ug/l | Recoverable | [5 empty] | 2014-10-03
70320 | Moisture content, fraction of wet weight, percent | Moisture content | % |  |  |  |  | Wet |  | 2014-10-03
70326 | Suspended sediment, fall diameter (native water), percent smaller than 0.002 millimeters | Suspended Sediment Concentration (SSC) | % | Suspended |  |  |  |  | < 0.002 mm | 2020-01-21
70327 | Suspended sediment, fall diameter (native water), percent smaller than 0.004 millimeters | Suspended Sediment Concentration (SSC) | % | Suspended |  |  |  |  | < 0.004 mm | 2020-01-21
70328 | Suspended sediment, fall diameter (native water), percent smaller than 0.008 millimeters | Suspended Sediment Concentration (SSC) | % | Suspended |  |  |  |  | < 0.008 mm | 2020-01-21
70329 | Suspended sediment, fall diameter (native water), percent smaller than 0.016 millimeters | Suspended Sediment Concentration (SSC) | % | Suspended |  |  |  |  | < 0.016 mm | 2020-01-21
70330 | Suspended sediment, fall diameter (native water), percent smaller than 0.031 millimeters | Suspended Sediment Concentration (SSC) | % | Suspended |  |  |  |  | < 0.031 mm | 2020-01-21
70331 | Suspended sediment, sieve diameter, percent smaller than 0.0625 millimeters | Suspended Sediment Concentration (SSC) | % | Suspended |  |  |  |  | < 0.0625 mm | 2020-01-21
70332 | Suspended sediment, sieve diameter, percent smaller than 0.125 millimeters | Suspended Sediment Concentration (SSC) | % | Suspended |  |  |  |  | < 0.125 mm | 2020-01-21
70333 | Suspended sediment, sieve diameter, percent smaller than 0.25 millimeters | Suspended Sediment Concentration (SSC) | % | Suspended |  |  |  |  | < 0.25 mm | 2020-01-21
70334 | Suspended sediment, sieve diameter, percent smaller than 0.5 millimeters | Suspended Sediment Concentration (SSC) | % | Suspended |  |  |  |  | < 0.5 mm | 2020-01-21
70335 | Suspended sediment, sieve diameter, percent smaller than 1 millimeters | Suspended Sediment Concentration (SSC) | % | Suspended |  |  |  |  | < 1 mm | 2020-01-21
70336 | Suspended sediment, sieve diameter, percent smaller than 2 millimeters | Suspended Sediment Concentration (SSC) | % | Suspended |  |  |  |  | < 2 mm | 2020-01-21
70337 | Suspended sediment, fall diameter (deionized water), percent smaller than 0.002 millimeters | Suspended Sediment Concentration (SSC) | % | Suspended |  |  |  |  | < 0.002 mm | 2020-01-21
70338 | Suspended sediment, fall diameter (deionized water), percent smaller than 0.004 millimeters | Suspended Sediment Concentration (SSC) | % | Suspended |  |  |  |  | < 0.004 mm | 2020-01-21
70339 | Suspended sediment, fall diameter (deionized water), percent smaller than 0.008 millimeters | Suspended Sediment Concentration (SSC) | % | Suspended |  |  |  |  | < 0.008 mm | 2020-01-21
70340 | Suspended sediment, fall diameter (deionized water), percent smaller than 0.016 millimeters | Suspended Sediment Concentration (SSC) | % | Suspended |  |  |  |  | < 0.016 mm | 2020-01-21
70341 | Suspended sediment, fall diameter (deionized water), percent smaller than 0.031 millimeters | Suspended Sediment Concentration (SSC) | % | Suspended |  |  |  |  | < 0.031 mm | 2020-01-21
70342 | Suspended sediment, fall diameter (deionized water), percent smaller than 0.0625 millimeters | Suspended Sediment Concentration (SSC) | % | Suspended |  |  |  |  | < 0.0625 mm | 2020-01-21
70343 | Suspended sediment, fall diameter (deionized water), percent smaller than 0.125 millimeters | Suspended Sediment Concentration (SSC) | % | Suspended |  |  |  |  | < 0.125 mm | 2020-01-21
70344 | Suspended sediment, fall diameter (deionized water), percent smaller than 0.25 millimeters | Suspended Sediment Concentration (SSC) | % | Suspended |  |  |  |  | < 0.25 mm | 2020-01-21
70345 | Suspended sediment, fall diameter (deionized water), percent smaller than 0.5 millimeters | Suspended Sediment Concentration (SSC) | % | Suspended |  |  |  |  | < 0.5 mm | 2020-01-21
70346 | Suspended sediment, fall diameter (deionized water), percent smaller than 1 millimeter | Suspended Sediment Concentration (SSC) | % | Suspended |  |  |  |  | < 1 mm | 2020-01-21
70347 | Suspended sediment, fall diameter (deionized water), percent smaller than 2 millimeters | Suspended Sediment Concentration (SSC) | % | Suspended |  |  |  |  | < 2 mm | 2020-01-21
70348 | Settleable solids, water, unfiltered, milliliters per liter | Settleable solids | ml/l | Settleable | [5 empty] | 2014-10-03
70349 | Non-settleable solids, water, unfiltered, milliliters per liter | Non-settleable solids | ml/l | Non-settleable | [5 empty] | 2017-01-05
70507 | Orthophosphate, water, unfiltered, milligrams per liter as phosphorus | Orthophosphate | mg/l as P | Total | [5 empty] | 2014-10-03
70508 | Acidity, water, unfiltered, heated, milligrams per liter as calcium carbonate | Acidity, hydrogen ion (H+) | mg/l CaCO3 | Total | Heated |  |  |  |  | 2014-10-03
70516 | Color, absorbance at 400 nm, water, filtered, absorbance units per centimeter | Color | AU/cm | Dissolved | [5 empty] | 2020-01-21
70945 | Periphyton, total, number of cells per square millimeter | Periphyton | cells/mm2 | Total | [5 empty] | 2014-10-03
70946 | Zooplankton, total, number of organisms per cubic meter | Zooplankton | #/m3 | Total | [5 empty] | 2014-10-03
70947 | Zooplankton, dry weight, grams per cubic meter | Zooplankton | g/m3 |  |  |  |  | Dry |  | 2014-10-03
70948 | Zooplankton, ash weight, grams per cubic meter | Zooplankton | g/m3 |  |  |  |  | Ash Weight |  | 2014-10-03
70951 | Chlorophyll a, phytoplankton, chromatographic-spectrophotometric method, micrograms per liter | Chlorophyll a | ug/l | [6 empty] | 2014-10-03
70952 | Chlorophyll b, phytoplankton, chromatographic-spectrophotometric method, micrograms per liter | Chlorophyll b | ug/l | [6 empty] | 2014-10-03
70953 | Chlorophyll a, phytoplankton, chromatographic-fluorometric method, micrograms per liter | Chlorophyll a | ug/l | [6 empty] | 2014-10-03
70954 | Chlorophyll b, phytoplankton, chromatographic-fluorometric method, micrograms per liter | Chlorophyll b | ug/l | [6 empty] | 2014-10-03
70955 | Chlorophyll a, periphyton, chromatographic-spectrophotometric method, milligrams per square meter | Chlorophyll a | mg/m2 | [6 empty] | 2014-10-03
70956 | Chlorophyll b, periphyton, chromatographic-spectrophotometric method, milligrams per square meter | Chlorophyll b | mg/m2 | [6 empty] | 2014-10-03
70957 | Chlorophyll a, periphyton, chromatographic-fluorometric method, milligrams per square meter | Chlorophyll a | mg/m2 | [6 empty] | 2014-10-03
70958 | Chlorophyll b, periphyton, chromatographic-fluorometric method, milligrams per square meter | Chlorophyll b | mg/m2 | [6 empty] | 2014-10-03
70967 | Respiration, milligrams oxygen per cubic meter per day | Respiration | mg 02/m3/d | [6 empty] | 2014-10-03
70968 | Respiration, milligrams oxygen per square meter per day | Respiration | mg 02/m2/d | [6 empty] | 2014-10-03
70979 | Bromoxynil, water, unfiltered, recoverable, micrograms per liter | Bromoxynil | ug/l | Recoverable | [5 empty] | 2014-10-03
70988 | Algal growth potential, milligrams per liter | Algal growth potential | mg/l | [6 empty] | 2014-10-03
70998 | Adenosine triphosphate, water, unfiltered, recoverable, micrograms per liter | Adenosine triphosphate | ug/l | Recoverable | [5 empty] | 2014-10-03
71100 | Seston, water, unfiltered, total, milligrams per liter | Seston | mg/l | Total | [5 empty] | 2014-10-03
71101 | Seston, water, unfiltered, ash weight, milligrams per liter | Seston | mg/l | Total |  |  |  | Ash Weight |  | 2014-10-03
71200 | Salmonella, MF method, water, colonies per 100 milliliters | Salmonella | cfu/100ml | [6 empty] | 2014-10-03
71220 | Pseudomonas aeruginosa, MF method, water, colonies per 100 milliliters | Pseudomonas aeruginosa | cfu/100ml | [6 empty] | 2017-01-05
71820 | Density of water sample, unfiltered, grams per milliliter at 20 degrees Celsius | Density of water at 20 deg C | g/mL @ 20C | Total | 20 deg C |  |  |  |  | 2017-01-05
71825 | Acidity, water, unfiltered, heated, milligrams per liter as hydrogen ion | Acidity, hydrogen ion (H+) | mg/l as H | Total | Heated |  |  |  |  | 2014-10-03
71830 | Hydroxide, water, unfiltered, fixed endpoint (pH 10.4) titration, field, milligrams per liter | Hydroxide | mg/l | Total | [5 empty] | 2014-10-03
71831 | Hydroxide, water, unfiltered, inflection-point titration method (incremental titration method), laboratory, milligrams per liter | Hydroxide | mg/l | Total | [5 empty] | 2014-10-03
71832 | Hydroxide, water, unfiltered, inflection-point titration method (incremental titration method), field, milligrams per liter | Hydroxide | mg/l | Total | [5 empty] | 2014-10-03
71833 | Hydroxide, water, unfiltered, fixed endpoint (pH 10.4) titration, laboratory, milligrams per liter | Hydroxide | mg/l | Total | [5 empty] | 2014-10-03
71834 | Hydroxide, water, filtered, inflection-point titration method (incremental titration method), field, milligrams per liter | Hydroxide | mg/l | Dissolved | [5 empty] | 2014-10-03
71845 | Ammonia (NH3 + NH4+), water, unfiltered, milligrams per liter as NH4 | Ammonia and ammonium | mg/l NH4 | Total | [5 empty] | 2017-04-20
71846 | Ammonia (NH3 + NH4+), water, filtered, milligrams per liter as NH4 | Ammonia and ammonium | mg/l NH4 | Dissolved | [5 empty] | 2017-04-20
71850 | Nitrate, water, unfiltered, milligrams per liter as nitrate | Nitrate | mg/l asNO3 | Total | [5 empty] | 2017-01-05
71851 | Nitrate, water, filtered, milligrams per liter as nitrate | Nitrate | mg/l asNO3 | Dissolved | [5 empty] | 2017-01-05
71855 | Nitrite, water, unfiltered, milligrams per liter as nitrite | Nitrite | mg/l asNO2 | Total | [5 empty] | 2020-01-21
71856 | Nitrite, water, filtered, milligrams per liter as nitrite | Nitrite | mg/l asNO2 | Dissolved | [5 empty] | 2020-01-21
71860 | Sodium carbonate, residual, water, unfiltered, milligrams per liter as calcium carbonate | Sodium carbonate | mg/l CaCO3 | Total | [5 empty] | 2014-10-03
71865 | Iodide, water, filtered, milligrams per liter | Iodide | mg/l | Dissolved | [5 empty] | 2014-10-03
71866 | Iodine, water, unfiltered, milligrams per liter | Iodine | mg/l | Total | [5 empty] | 2014-10-03
71870 | Bromide, water, filtered, milligrams per liter | Bromide | mg/l | Dissolved | [5 empty] | 2014-10-03
71871 | Bromine, water, unfiltered, milligrams per liter | Bromine | mg/l | Total | [5 empty] | 2014-10-03
71875 | Hydrogen sulfide, water, unfiltered, milligrams per liter | Hydrogen sulfide | mg/l | Total | [5 empty] | 2014-10-03
71880 | Formaldehyde, water, unfiltered, recoverable, milligrams per liter | Formaldehyde | mg/l | Recoverable | [5 empty] | 2014-10-03
71883 | Manganese, water, unfiltered, micrograms per liter | Manganese | ug/l | [6 empty] | 2017-01-05
71885 | Iron, water, unfiltered, micrograms per liter | Iron | ug/l | Total | [5 empty] | 2014-10-03
71886 | Phosphorus, water, unfiltered, milligrams per liter as PO4 | Phosphorus | mg/l PO4 | Total | [5 empty] | 2015-04-09
71887 | Total nitrogen [nitrate + nitrite + ammonia + organic-N], water, unfiltered, milligrams per liter as nitrate | Nitrogen, mixed forms (NH3), (NH4), organic, (NO2) and (NO3) | mg/l NO3 | Total | [5 empty] | 2015-04-09
71888 | Phosphorus, water, filtered, milligrams per liter as PO4 | Phosphorus | mg/l PO4 | Dissolved | [5 empty] | 2015-04-09
71890 | Mercury, water, filtered, micrograms per liter | Mercury | ug/l | Dissolved | [5 empty] | 2014-10-03
71895 | Mercury, suspended sediment, recoverable, micrograms per liter | Mercury | ug/l | Suspended | [5 empty] | 2014-10-03
71900 | Mercury, water, unfiltered, recoverable, micrograms per liter | Mercury | ug/l | Recoverable | [5 empty] | 2014-10-03
71901 | Mercury, water, unfiltered, recoverable, micrograms per liter | Mercury | ug/l | Recoverable | [5 empty] | 2014-10-03
71910 | Gold, water, unfiltered, micrograms per liter | Gold | ug/l | Total | [5 empty] | 2014-10-03
71921 | Mercury, bed sediment, recoverable, dry weight, milligrams per kilogram | Mercury | mg/kg | Bed Sediment |  |  |  | Dry |  | 2014-10-03
71933 | Mercury, fish, tissue, recoverable, dry weight, milligrams per kilogram | Mercury | mg/kg | Recoverable |  |  |  | Dry |  | 2014-10-03
72001 | Depth of hole, feet below land surface datum | Depth | ft | [6 empty] | 2015-10-02
72008 | Depth of well, feet below land surface datum | Depth | ft | [6 empty] | 2015-10-02
72013 | Specific gravity | Specific gravity | None | [6 empty] | 2014-10-03
72019 | Depth to water level, feet below land surface | Depth to water level below land surface | ft | [6 empty] | 2017-01-05
72021 | Reservoir storage, cubic feet per second-days | Reservoir storage | cfs-days |  |  | Mean | 1 Day |  |  | 2017-01-05
72022 | Reservoir storage, million gallons | Reservoir storage | Mgal | [6 empty] | 2017-01-05
72023 | Reservoir storage, million cubic feet | Reservoir storage | Mft3 | [6 empty] | 2017-01-05
72025 | Depth of reservoir, feet | Depth of pond or reservoir in feet | ft | [6 empty] | 2017-01-05
72036 | Reservoir storage, thousand acre feet | Reservoir storage | Kac-ft | [6 empty] | 2017-01-05
72050 | Withdrawal of groundwater, million gallons per month | Withdrawal rate of ground water | mgal/mnth | [6 empty] | 2015-10-02
72126 | Standard deviation of wind direction, degrees | Wind direction, horizontal, std dev | Deg |  |  | Standard Deviation |  |  |  | 2017-01-05
72131 | Precipitation, millimeters per hour | Precipitation | mm/hr | [6 empty] | 2014-10-03
72149 | Stream velocity, meters per second | RBP High water mark | m/sec | [6 empty] | 2014-10-03
72187 | Transparency, water, in situ, Secchi disc observed with viewscope, inches | Water transparency, Secchi disc | in | [6 empty] | 2017-04-20
72188 | Turbidity, water, unfiltered, field, broad band light source (400-680 nm), detectors at multiple angles including 90 +-30 degrees, ratiometric correction, nephelometric | Turbidity | NTRU | [6 empty] | 2017-04-20
72189 | Snow depth, meters | Depth, snow cover | m | [6 empty] | 2017-01-05
72192 | Precipitation, cumulative, inches | Precipitation | in | [6 empty] | 2014-10-03
72194 | Precipitation, cumulative, millimeters | Precipitation | mm | [6 empty] | 2014-10-03
72199 | Water depth, water surface to bottom, feet | Depth of water column | ft | [6 empty] | 2016-10-06
72200 | Evaporation per recording interval, millimeters | Evaporation | mm | [6 empty] | 2014-10-03
72208 | Turbidity, water, unfiltered, mid-depth of water column, broad band light source (400-680 nm), detection angle 90 +-30 degrees to incident light, nephelometric turbidity | Turbidity | NTU | Total | [5 empty] | 2015-01-05
72209 | Turbidity, water, unfiltered, mid-depth of water column, monochrome near infra-red LED light, 780-900 nm, detection angle 90 +-2.5 degrees, formazin nephelometric units | Turbidity | FNU | Total | [5 empty] | 2014-10-03
72210 | Dissolved oxygen, water, unfiltered, mid-depth of water column, percent of saturation | Oxygen | % saturatn | Total | [5 empty] | 2014-10-03
72213 | Turbidity, water, unfiltered, monochrome near infra-red LED light, 780-900 nm, detector angles at 90 +-2.5 degrees and 0-45 degrees, ratiometric, FBRU | Turbidity | FBRU | Total | [5 empty] | 2015-01-05
72240 | Carbon dioxide, water, dissolved, at the water surface, parts per million by volume of dissolved gases | Carbon dioxide | ppmv | Dissolved | [5 empty] | 2014-10-03
72276 | Tidal water level, NOS-averaged, distance from measuring point to water surface, feet | Tidal water level | ft | [6 empty] | 2016-10-06
72279 | Tidal elevation, NOS-averaged, NAVD88, feet | Tidal elevation | ft | [6 empty] | 2016-10-06
72284 | Mean wave height, meters | Mean wave height | m | [6 empty] | 2016-10-06
72285 | Mean wave period, seconds | Mean wave period | seconds | [6 empty] | 2016-10-06
72286 | Significant wave height, meters | Significant wave height | m | [6 empty] | 2016-10-06
72287 | Significant wave period, seconds | Significant wave period | seconds | [6 empty] | 2016-10-06
72288 | Maximum wave height, meters | Maximum wave height | m | [6 empty] | 2016-10-06
72289 | Mean wave direction, degrees | Mean wave direction | Deg | [6 empty] | 2016-10-06
72290 | Peak wave direction, degrees | Peak wave direction | Deg | [6 empty] | 2016-10-06
72291 | Precipitation, intensity at given time, inches per minute | Precipitation | in/min | [6 empty] | 2016-10-06
73085 | Bromochloromethane, water, unfiltered, recoverable, micrograms per liter | Halon 1011 | ug/l | Recoverable | [5 empty] | 2014-10-03
73510 | Aramite, water, unfiltered, recoverable, micrograms per liter | Aramite | ug/l | Recoverable | [5 empty] | 2015-01-05
73522 | Bis(2-chloroisopropyl) ether, water, unfiltered, recoverable, micrograms per liter | Bis(2-chloroisopropyl) ether | ug/l | Recoverable | [5 empty] | 2014-10-03
73530 | Chloromethyl methyl ether, water, unfiltered, recoverable, micrograms per liter | Chloromethyl methyl ether | ug/l | Recoverable | [5 empty] | 2014-10-03
73547 | trans-1,4-Dichloro-2-butene, water, unfiltered, recoverable, micrograms per liter | trans-1,4-Dichloro-2-butene | ug/l | Recoverable | [5 empty] | 2014-10-03
73558 | 4-Dimethylaminoazobenzene, water, unfiltered, recoverable, micrograms per liter | 4-Dimethylaminoazobenzene | ug/l | Recoverable | [5 empty] | 2014-10-03
73559 | 7,12-Dimethylbenzo[a]anthracene, water, unfiltered, recoverable, micrograms per liter | 7,12-Dimethylbenz[a]anthracene | ug/l | Recoverable | [5 empty] | 2014-10-03
73560 | 3,3'-Dimethylbenzidine, water, unfiltered, recoverable, micrograms per liter | 3,3'-Dimethylbenzidine | ug/l | Recoverable | [5 empty] | 2014-10-03
73564 | alpha,alpha-Dimethylphenethylamine, water, unfiltered, recoverable, micrograms per liter | .alpha.,.alpha.-Dimethylphenethylamine | ug/l | Recoverable | [5 empty] | 2014-10-03
73570 | Ethyl methacrylate, water, unfiltered, recoverable, micrograms per liter | Ethyl methacrylate | ug/l | Recoverable | [5 empty] | 2014-10-03
73571 | Ethyl methanesulfonate, water, unfiltered, recoverable, micrograms per liter | Ethyl methanesulfonate | ug/l | Recoverable | [5 empty] | 2014-10-03
73576 | Hexachloropropene, water, unfiltered, recoverable, micrograms per liter | Hexachloropropene | ug/l | Recoverable | [5 empty] | 2014-10-03
73582 | Isosafrole, water, unfiltered, recoverable, micrograms per liter | Isosafrole | ug/l | Recoverable | [5 empty] | 2014-10-03
73589 | Methapyrilene, water, unfiltered, recoverable, micrograms per liter | Methapyrilene | ug/l | Recoverable | [5 empty] | 2014-10-03
73595 | Methyl methanesulfonate, water, unfiltered, recoverable, micrograms per liter | Methyl methanesulfonate | ug/l | Recoverable | [5 empty] | 2014-10-03
73598 | Bis(2-chloroethyl) sulfide, water, unfiltered, recoverable, micrograms per liter | Mustard gas | ug/l | Recoverable | [5 empty] | 2020-01-21
73599 | 1,4-Naphthoquinone, water, unfiltered, recoverable, micrograms per liter | 1,4-Naphthoquinone | ug/l | Recoverable | [5 empty] | 2014-10-03
73600 | 1-Naphthylamine, water, unfiltered, recoverable, micrograms per liter | 1-Naphthalenamine | ug/l | Recoverable | [5 empty] | 2014-10-03
73613 | N-Nitrosomethylethylamine, water, unfiltered, recoverable, micrograms per liter | N-Nitrosomethylethylamine | ug/l | Recoverable | [5 empty] | 2014-10-03
73617 | N-Nitrosomorpholine, water, unfiltered, recoverable, micrograms per liter | N-Nitrosomorpholine | ug/l | Recoverable | [5 empty] | 2014-10-03
73619 | N-Nitrosopiperidine, water, unfiltered, recoverable, micrograms per liter | N-Nitrosopiperidine | ug/l | Recoverable | [5 empty] | 2014-10-03
73622 | 5-Nitro-o-toluidine, water, unfiltered, recoverable, micrograms per liter | 5-Nitro-o-toluidine | ug/l | Recoverable | [5 empty] | 2020-01-21
73626 | Phenacetin, water, unfiltered, recoverable, micrograms per liter | Phenacetin | ug/l | Recoverable | [5 empty] | 2014-10-03
73652 | O,O,O-Triethyl phosphorothioate, water, unfiltered, recoverable, micrograms per liter | O,O,O-Triethyl phosphorothioate | ug/l | Recoverable | [5 empty] | 2014-10-03
73653 | 1,3,5-Trinitrobenzene, water, unfiltered, recoverable, micrograms per liter | 1,3,5-Trinitrobenzene | ug/l | Recoverable | [5 empty] | 2014-10-03
74010 | Iron, water, unfiltered, milligrams per liter | Iron | mg/l | Total | [5 empty] | 2017-10-10
74207 | Moisture content, soil, volumetric, percent of total volume | Moisture content | % | Total | [5 empty] | 2014-10-03
75031 | Zirconium, niobium-95, counting error, water, unfiltered, picocuries per liter | Zirconium/Niobium-95 | pCi/L | Total |  | Counting Error |  |  |  | 2014-10-03
75032 | Zirconium, niobium-95, water, unfiltered, picocuries per liter | Zirconium/Niobium-95 | pCi/L | Total | [5 empty] | 2014-10-03
75037 | Potassium-40 counting error, water, unfiltered, picocuries per liter | Potassium-40 | pCi/L | Total |  | Counting Error |  |  |  | 2014-10-03
75038 | Potassium-40, water, unfiltered, picocuries per liter | Potassium-40 | pCi/L | Total | [5 empty] | 2014-10-03
75935 | PCBs, suspended sediment, recoverable, grams per day | Polychlorinated biphenyls | g/day | Suspended | [5 empty] | 2014-10-03
75936 | Thorium-232 2-sigma combined uncertainty, suspended sediment, dry weight, picocuries per gram | Thorium-232 | pCi/g | Suspended |  | 2-Sigma CSU |  | Dry |  | 2014-10-03
75937 | Radium-228, suspended sediment, dry weight, picocuries per gram | Radium-228 | pCi/g | Suspended |  |  |  | Dry |  | 2014-10-03
75938 | Polonium-210, suspended sediment, dry weight, picocuries per gram | Polonium-210 | pCi/g | Suspended |  |  |  | Dry |  | 2014-10-03
75939 | Thorium-230, suspended sediment, dry weight, picocuries per gram | Thorium-230 | pCi/g | Suspended |  |  |  | Dry |  | 2014-10-03
75940 | Uranium-238, suspended sediment, dry weight, picocuries per gram | Uranium | pCi/g | Suspended |  |  |  | Dry |  | 2020-01-21
75941 | Uranium-234 2-sigma combined uncertainty, suspended sediment, dry weight, picocuries per gram | Uranium-234 | pCi/g | Suspended |  | 2-Sigma CSU |  | Dry |  | 2014-10-03
75942 | Uranium-234, suspended sediment, dry weight, picocuries per gram | Uranium-234 | pCi/g | Suspended |  |  |  | Dry |  | 2014-10-03
75943 | Radium-226 2-sigma combined uncertainty, suspended sediment, dry weight, picocuries per gram | Radium-226 | pCi/g | Suspended |  | 2-Sigma CSU |  | Dry |  | 2014-10-03
75944 | Radium-226, suspended sediment, dry weight, picocuries per gram | Radium-226 | pCi/g | Suspended |  |  |  | Dry |  | 2014-10-03
75945 | Polonium-210 2-sigma combined uncertainty, suspended sediment, dry weight, picocuries per gram | Polonium-210 | pCi/g | Suspended |  | 2-Sigma CSU |  | Dry |  | 2014-10-03
75946 | Lead-210, suspended sediment, dry weight, picocuries per gram | Lead-210 | pCi/g | Suspended |  |  |  | Dry |  | 2014-10-03
75947 | Uranium-235 2-sigma combined uncertainty, suspended sediment, dry weight, picocuries per gram | Uranium-235 | pCi/g | Suspended |  | 2-Sigma CSU |  | Dry |  | 2014-10-03
75948 | Radium-228 2-sigma combined uncertainty, suspended sediment, dry weight, picocuries per gram | Radium-228 | pCi/g | Suspended |  | 2-Sigma CSU |  | Dry |  | 2019-04-08
75949 | Lead-210 2-sigma combined uncertainty, suspended sediment, dry weight, picocuries per gram | Lead-210 | pCi/g | Suspended |  | 2-Sigma CSU |  | Dry |  | 2014-10-03
75952 | Thorium-230 2-sigma combined uncertainty, suspended sediment, dry weight, picocuries per gram | Thorium-230 | pCi/g | Suspended |  | 2-Sigma CSU |  | Dry |  | 2014-10-03
75953 | Thorium-232, suspended sediment, dry weight, picocuries per gram | Thorium-232 | pCi/g | Suspended |  |  |  | Dry |  | 2014-10-03
75955 | Alpha radioactivity 2-sigma combined uncertainty, bed sediment, Th-230 curve, dry weight, picocuries per gram | Alpha particle | pCi/g | Bed Sediment |  | 2-Sigma CSU |  | Dry |  | 2014-10-03
75960 | Cesium-137 2-sigma combined uncertainty, bed sediment, dry weight, picocuries per gram | Cesium-137 | pCi/g | Bed Sediment |  | 2-Sigma CSU |  | Dry |  | 2014-10-03
75962 | Uranium-238 2-sigma combined uncertainty, bed sediment, dry weight, picocuries per gram | Uranium-238 | pCi/g | Bed Sediment |  | 2-Sigma CSU |  | Dry |  | 2020-01-21
75965 | Alpha radioactivity 2-sigma combined uncertainty, bed sediment, natural uranium curve, dry weight, milligrams per kilogram | Alpha particle | mg/kg | Bed Sediment |  | 2-Sigma CSU |  | Dry |  | 2014-10-03
75966 | Beta radioactivity 2-sigma combined uncertainty, bed sediment, Sr-90/Y-90 curve, dry weight, picocuries per gram | Beta particle | pCi/g | Bed Sediment |  | 2-Sigma CSU |  | Dry |  | 2014-10-03
75968 | Lead-210 2-sigma combined uncertainty, soil, dry weight, picocuries per gram | Lead-210 | pCi/g | Total |  | 2-Sigma CSU |  | Dry |  | 2014-10-03
75969 | Barometric pressure, not corrected to sea level, millibars | Barometric pressure | mbar | [6 empty] | 2014-10-03
75975 | Uranium-235, suspended sediment, dry weight, picocuries per gram | Uranium-235 | pCi/g | Suspended |  |  |  | Dry |  | 2014-10-03
75976 | Thorium-232, water, filtered, picocuries per liter | Thorium-232 | pCi/L | Dissolved | [5 empty] | 2014-10-03
75977 | Radium-228, bed sediment, dry weight, picocuries per gram | Radium-228 | pCi/g | Bed Sediment |  |  |  | Dry |  | 2014-10-03
75978 | Strontium-87/strontium-86 ratio, water, filtered, ratio | Strontium-87/Strontium-86, ratio | None | Dissolved | [5 empty] | 2017-01-05
75979 | Chlorodiamino-s-triazine, water, unfiltered, recoverable, micrograms per liter | 2-Chloro-4,6-diamino-s-triazine | ug/l | Recoverable | [5 empty] | 2014-10-03
75980 | 2-Chloro-6-ethylamino-4-amino-s-triazine, water, unfiltered, recoverable, micrograms per liter | Desisopropyl atrazine | ug/l | Recoverable | [5 empty] | 2015-01-05
75981 | 2-Chloro-4-isopropylamino-6-amino-s-triazine, water, unfiltered, recoverable, micrograms per liter | 2-Chloro-4-isopropylamino-6-amino-s-triazine | ug/l | Recoverable | [5 empty] | 2014-10-03
75982 | 2-Hydroxy-4-isopropylamino-6-ethylamino-s-triazine, water, unfiltered, recoverable, micrograms per liter | 2-Hydroxyatrazine | ug/l | Recoverable | [5 empty] | 2014-10-03
75983 | PCBs, water, filtered, recoverable, nanograms per liter | Polychlorinated biphenyls | ng/l | Dissolved | [5 empty] | 2014-10-03
75984 | PCBs, water, unfiltered, recoverable, nanograms per liter | Polychlorinated biphenyls | ng/l | Recoverable | [5 empty] | 2014-10-03
75985 | Tritium 2-sigma combined uncertainty, water, unfiltered, picocuries per liter | Tritium | pCi/L | Total |  | 2-Sigma CSU |  |  |  | 2014-10-03
75986 | Alpha radioactivity 2-sigma combined uncertainty, water, filtered, natural uranium curve, micrograms per liter | Alpha particle | ug/l | Dissolved |  | 2-Sigma CSU |  |  |  | 2014-10-03
75987 | Alpha radioactivity 2-sigma combined uncertainty, water, filtered, Th-230 curve, picocuries per liter | Alpha particle | pCi/L | Dissolved |  | 2-Sigma CSU |  |  |  | 2014-10-03
75988 | Beta radioactivity 2-sigma combined uncertainty, water, filtered, Sr-90/Y-90 curve, picocuries per liter | Beta particle | pCi/L | Dissolved |  | 2-Sigma CSU |  |  |  | 2014-10-03
75989 | Beta radioactivity 2-sigma combined uncertainty, water, filtered, Cs-137 curve, picocuries per liter | Beta particle | pCi/L | Dissolved |  | 2-Sigma CSU |  |  |  | 2014-10-03
75990 | Uranium (natural) 2-sigma combined uncertainty, water, filtered, micrograms per liter | Uranium | ug/l | Dissolved |  | 2-Sigma CSU |  |  |  | 2020-01-21
75991 | Uranium-238 2-sigma combined uncertainty, water, filtered, picocuries per liter | Uranium | pCi/L | Dissolved |  | 2-Sigma CSU |  |  |  | 2020-01-21
75992 | Uranium-234 2-sigma combined uncertainty, water, filtered, picocuries per liter | Uranium-234 | pCi/L | Dissolved |  | 2-Sigma CSU |  |  |  | 2014-10-03
75993 | Uranium (natural) 2-sigma combined uncertainty, water, unfiltered, micrograms per liter | Uranium | ug/l | Total |  | 2-Sigma CSU |  |  |  | 2020-01-21
75994 | Uranium-235 2-sigma combined uncertainty, water, filtered, picocuries per liter | Uranium-235 | pCi/L | Dissolved |  | 2-Sigma CSU |  |  |  | 2014-10-03
75995 | Lead-210 2-sigma combined uncertainty, water, filtered, picocuries per liter | Lead-210 | pCi/L | Dissolved |  | 2-Sigma CSU |  |  |  | 2014-10-03
75997 | Thorium-230 2-sigma combined uncertainty, water, filtered, picocuries per liter | Thorium-230 | pCi/L | Dissolved |  | 2-Sigma CSU |  |  |  | 2014-10-03
75998 | Polonium-210 2-sigma combined uncertainty, water, filtered, picocuries per liter | Polonium-210 | pCi/L | Dissolved |  | 2-Sigma CSU |  |  |  | 2014-10-03
75999 | Thorium-232 2-sigma combined uncertainty, water, filtered, picocuries per liter | Thorium-232 | pCi/L | Dissolved |  | 2-Sigma CSU |  |  |  | 2014-10-03
76000 | Radium-228 2-sigma combined uncertainty, water, filtered, picocuries per liter | Radium-228 | pCi/L | Dissolved |  | 2-Sigma CSU |  |  |  | 2014-10-03
76001 | Radium-226 2-sigma combined uncertainty, water, filtered, picocuries per liter | Radium-226 | pCi/L | Dissolved |  | 2-Sigma CSU |  |  |  | 2014-10-03
76002 | Radon-222 2-sigma combined uncertainty, water, unfiltered, picocuries per liter | Radon-222 | pCi/L | Total |  | 2-Sigma CSU |  |  |  | 2014-10-03
76003 | Strontium-90 2-sigma combined uncertainty, water, filtered, picocuries per liter | Strontium-90 | pCi/L | Dissolved |  | 2-Sigma CSU |  |  |  | 2014-10-03
76004 | Alpha radioactivity 2-sigma combined uncertainty, suspended sediment, Th-230 curve, picocuries per liter | Alpha particle | pCi/L | Suspended |  | 2-Sigma CSU |  |  |  | 2014-10-03
76005 | Beta radioactivity 2-sigma combined uncertainty, suspended sediment, Cs-137 curve, picocuries per liter | Beta particle | pCi/L | Suspended |  | 2-Sigma CSU |  |  |  | 2014-10-03
76006 | Lead-210, soil, dry weight, picocuries per gram | Lead-210 | pCi/g | Total |  |  |  | Dry |  | 2014-10-03
76007 | Cesium-137, soil, dry weight, picocuries per gram | Cesium-137 | pCi/g | Total |  |  |  | Dry |  | 2014-10-03
76008 | Nitrate, suspended sediment, total, milligrams per liter as nitrogen | Nitrate | mg/l as N | Suspended | [5 empty] | 2014-10-03
76009 | Nitrite, suspended sediment, total, milligrams per liter as nitrogen | Nitrite | mg/l as N | Suspended | [5 empty] | 2014-10-03
76010 | Hydrolyzable phosphorus plus orthophosphate, suspended sediment, total, milligrams per liter as phosphorus | Hydrolyzable phosphorus plus orthophosphate | mg/l as P | Suspended | [5 empty] | 2015-01-05
76011 | PCBs, suspended sediment, recoverable, nanograms per liter | Polychlorinated biphenyls | ng/l | Suspended | [5 empty] | 2014-10-03
76012 | PCBs, water, unfiltered, recoverable, nanograms per liter | Polychlorinated biphenyls | ng/l | Recoverable | [5 empty] | 2014-10-03
76983 | Nitromethane, water, filtered, recoverable, milligrams per liter | Nitromethane | mg/l | Dissolved | [5 empty] | 2015-01-05
76984 | 2,4-Dimethylpentane, bed sediment, recoverable, dry weight, micrograms per kilogram | 2,4-Dimethylpentane | ug/kg | Bed Sediment |  |  |  | Dry |  | 2014-10-03
76985 | 2,5-Dimethylnonane, bed sediment, recoverable, dry weight, micrograms per kilogram | 2,5-Dimethylnonane | ug/kg | Bed Sediment |  |  |  | Dry |  | 2014-10-03
76986 | 2-Chloroaniline, bed sediment, recoverable, dry weight, micrograms per kilogram | o-Chloroaniline | ug/kg | Bed Sediment |  |  |  | Dry |  | 2014-10-03
76987 | 4-Amino-2,6-dinitrotoluene, water, unfiltered, recoverable, micrograms per liter | 4-Amino-2,6-dinitrotoluene | ug/l | Recoverable | [5 empty] | 2014-10-03
76988 | 2-Amino-4,6-dinitrotoluene, water, unfiltered, recoverable, micrograms per liter | 2-Amino-4,6-dinitrotoluene | ug/l | Recoverable | [5 empty] | 2014-10-03
76989 | 2,4-Dimethylpentane, water, unfiltered, recoverable, micrograms per liter | 2,4-Dimethylpentane | ug/l | Recoverable | [5 empty] | 2014-10-03
76990 | 2,5-Dimethylnonane, water, unfiltered, recoverable, micrograms per liter | 2,5-Dimethylnonane | ug/l | Recoverable | [5 empty] | 2014-10-03
76991 | 2-Chloroaniline, water, unfiltered, recoverable, micrograms per liter | o-Chloroaniline | ug/l | Recoverable | [5 empty] | 2014-10-03
76992 | 8-Methyldecanoic acid, water, unfiltered, recoverable, micrograms per liter | 8-Methyldecanoic acid | ug/l | Recoverable | [5 empty] | 2014-10-03
76994 | Methane, water, dissolved, recoverable, micrograms per liter | Methane | ug/l | Dissolved | [5 empty] | 2016-06-30
76995 | Formaldehyde, water, unfiltered, recoverable, micrograms per liter | Formaldehyde | ug/l | Recoverable | [5 empty] | 2014-10-03
76997 | Acetonitrile, water, unfiltered, recoverable, micrograms per liter | Acetonitrile | ug/l | Recoverable | [5 empty] | 2014-10-03
77001 | Acetaldehyde, water, unfiltered, recoverable, micrograms per liter | Acetaldehyde | ug/l | Recoverable | [5 empty] | 2014-10-03
77004 | Ethyl alcohol, water, unfiltered, recoverable, micrograms per liter | Ethanol | ug/l | Recoverable | [5 empty] | 2014-10-03
77005 | Dimethyl ether, water, unfiltered, recoverable, micrograms per liter | Dimethyl ether | ug/l | Recoverable | [5 empty] | 2014-10-03
77007 | Propionitrile, water, unfiltered, recoverable, micrograms per liter | Propanenitrile | ug/l | Recoverable | [5 empty] | 2014-10-03
77010 | Isobutene, water, unfiltered, recoverable, micrograms per liter | Isobutene | ug/l | Recoverable | [5 empty] | 2014-10-03
77011 | 1,2-Epoxypropane, water, unfiltered, recoverable, micrograms per liter | Propylene oxide | ug/l | Recoverable | [5 empty] | 2014-10-03
77016 | Methyl formate, water, unfiltered, recoverable, micrograms per liter | Methyl formate | ug/l | Recoverable | [5 empty] | 2015-01-05
77023 | Ethylene glycol, water, unfiltered, recoverable, micrograms per liter | Ethylene glycol | ug/l | Recoverable | [5 empty] | 2014-10-03
77032 | Methyl acetate, water, unfiltered, recoverable, micrograms per liter | Methyl acetate | ug/l | Recoverable | [5 empty] | 2014-10-03
77033 | Isobutyl alcohol, water, unfiltered, recoverable, micrograms per liter | Isobutanol | ug/l | Recoverable | [5 empty] | 2014-10-03
77034 | 1-Butanol, water, unfiltered, recoverable, micrograms per liter | 1-Butanol | ug/l | Recoverable | [5 empty] | 2014-10-03
77035 | tert-Butyl alcohol, water, unfiltered, recoverable, micrograms per liter | tert-Butanol | ug/l | Recoverable | [5 empty] | 2014-10-03
77041 | Carbon disulfide, water, unfiltered, micrograms per liter | Carbon disulfide | ug/l | Total | [5 empty] | 2014-10-03
77045 | Pyridine, water, unfiltered, recoverable, micrograms per liter | Pyridine | ug/l | Recoverable | [5 empty] | 2014-10-03
77055 | 3-Methylpentane, water, unfiltered, recoverable, micrograms per liter | 3-Methylpentane | ug/l | Recoverable | [5 empty] | 2014-10-03
77057 | Vinyl acetate, water, unfiltered, recoverable, micrograms per liter | Vinyl acetate | ug/l | Recoverable | [5 empty] | 2014-10-03
77061 | n-Pentanal, water, unfiltered, recoverable, micrograms per liter | Pentanal | ug/l | Recoverable | [5 empty] | 2014-10-03
77073 | tert-Amyl alcohol, water, unfiltered, recoverable, micrograms per liter | 2-Methyl-2-butanol | ug/l | Recoverable | [5 empty] | 2014-10-03
77076 | 2-Nitropropane, water, unfiltered, recoverable, micrograms per liter | 2-Nitropropane | ug/l | Recoverable | [5 empty] | 2014-10-03
77089 | Aniline, water, unfiltered, recoverable, micrograms per liter | Aniline | ug/l | Recoverable | [5 empty] | 2014-10-03
77093 | cis-1,2-Dichloroethene, water, unfiltered, recoverable, micrograms per liter | cis-1,2-Dichloroethylene | ug/l | Recoverable | [5 empty] | 2014-10-03
77100 | Methylcyclohexane, water, unfiltered, recoverable, micrograms per liter | Methylcyclohexane | ug/l | Recoverable | [5 empty] | 2014-10-03
77103 | n-Butyl methyl ketone, water, unfiltered, recoverable, micrograms per liter | 2-Hexanone | ug/l | Recoverable | [5 empty] | 2014-10-03
77113 | 4-Methyl-2-pentanol, water, unfiltered, recoverable, micrograms per liter | 4-Methyl-2-pentanol | ug/l | Recoverable | [5 empty] | 2014-10-03
77119 | Dichlorofluoromethane, water, unfiltered, recoverable, micrograms per liter | HCFC-21 | ug/l | Recoverable | [5 empty] | 2014-10-03
77128 | Styrene, water, unfiltered, recoverable, micrograms per liter | Styrene | ug/l | Recoverable | [5 empty] | 2014-10-03
77133 | p-Xylene, water, unfiltered, recoverable, micrograms per liter | p-Xylene | ug/l | Recoverable | [5 empty] | 2014-10-03
77134 | m-Xylene, water, unfiltered, recoverable, micrograms per liter | m-Xylene | ug/l | Recoverable | [5 empty] | 2014-10-03
77135 | o-Xylene, water, unfiltered, recoverable, micrograms per liter | o-Xylene | ug/l | Recoverable | [5 empty] | 2014-10-03
77142 | o-Toluidine, water, unfiltered, recoverable, micrograms per liter | o-Toluidine | ug/l | Recoverable | [5 empty] | 2014-10-03
77146 | p-Cresol, water, unfiltered, recoverable, micrograms per liter | p-Cresol | ug/l | Recoverable | [5 empty] | 2014-10-03
77147 | Benzyl alcohol, water, unfiltered, recoverable, micrograms per liter | Benzyl alcohol | ug/l | Recoverable | [5 empty] | 2014-10-03
77151 | m-Cresol, water, unfiltered, recoverable, micrograms per liter | m-Cresol | ug/l | Recoverable | [5 empty] | 2014-10-03
77152 | o-Cresol, water, unfiltered, recoverable, micrograms per liter | o-Cresol | ug/l | Recoverable | [5 empty] | 2014-10-03
77166 | 2,3-Dichloropropene, water, unfiltered, recoverable, micrograms per liter | 2,3-Dichloropropene | ug/l | Recoverable | [5 empty] | 2014-10-03
77168 | 1,1-Dichloropropene, water, unfiltered, recoverable, micrograms per liter | 1,1-Dichloropropene | ug/l | Recoverable | [5 empty] | 2014-10-03
77170 | 2,2-Dichloropropane, water, unfiltered, recoverable, micrograms per liter | 2,2-Dichloropropane | ug/l | Recoverable | [5 empty] | 2014-10-03
77173 | 1,3-Dichloropropane, water, unfiltered, recoverable, micrograms per liter | 1,3-Dichloropropane | ug/l | Recoverable | [5 empty] | 2014-10-03
77179 | 5-Methyl-2-hexanone, water, unfiltered, recoverable, micrograms per liter | 5-Methyl-2-hexanone | ug/l | Recoverable | [5 empty] | 2014-10-03
77188 | tert-Butyl acetate, water, unfiltered, recoverable, micrograms per liter | tert-Butyl acetate | ug/l | Recoverable | [5 empty] | 2014-10-03
77201 | 2-Methylpropyl acetate, water, unfiltered, recoverable, micrograms per liter | Isobutyl acetate | ug/l | Recoverable | [5 empty] | 2014-10-03
77219 | 1-Ethyl-3-methylbenzene, water, unfiltered, recoverable, micrograms per liter | m-Ethyltoluene | ug/l | Recoverable | [5 empty] | 2014-10-03
77220 | 2-Ethyltoluene, water, unfiltered, recoverable, micrograms per liter | o-Ethyltoluene | ug/l | Recoverable | [5 empty] | 2014-10-03
77221 | 1,2,3-Trimethylbenzene, water, unfiltered, recoverable, micrograms per liter | 1,2,3-Trimethylbenzene | ug/l | Recoverable | [5 empty] | 2014-10-03
77222 | 1,2,4-Trimethylbenzene, water, unfiltered, recoverable, micrograms per liter | 1,2,4-Trimethylbenzene | ug/l | Recoverable | [5 empty] | 2014-10-03
77223 | Isopropylbenzene, water, unfiltered, recoverable, micrograms per liter | Cumene | ug/l | Recoverable | [5 empty] | 2014-10-03
77224 | n-Propylbenzene, water, unfiltered, recoverable, micrograms per liter | n-Propylbenzene | ug/l | Recoverable | [5 empty] | 2014-10-03
77225 | 1-Ethyl-4-methylbenzene, water, unfiltered, recoverable, micrograms per liter | p-Ethyltoluene | ug/l | Recoverable | [5 empty] | 2014-10-03
77226 | 1,3,5-Trimethylbenzene, water, unfiltered, recoverable, micrograms per liter | 1,3,5-Trimethylbenzene | ug/l | Recoverable | [5 empty] | 2014-10-03
77242 | 3-Ethylphenol, water, unfiltered, recoverable, micrograms per liter | 3-Ethylphenol | ug/l | Recoverable | [5 empty] | 2015-01-05
77247 | Benzoic acid, water, unfiltered, recoverable, micrograms per liter | Benzoic acid | ug/l | Recoverable | [5 empty] | 2014-10-03
77272 | 3-Chlorotoluene, water, unfiltered, recoverable, micrograms per liter | m-Chlorotoluene | ug/l | Recoverable | [5 empty] | 2014-10-03
77275 | 2-Chlorotoluene, water, unfiltered, recoverable, micrograms per liter | o-Chlorotoluene | ug/l | Recoverable | [5 empty] | 2014-10-03
77277 | 4-Chlorotoluene, water, unfiltered, recoverable, micrograms per liter | p-Chlorotoluene | ug/l | Recoverable | [5 empty] | 2014-10-03
77297 | Bromochloromethane, water, unfiltered, recoverable, micrograms per liter | Halon 1011 | ug/l | Recoverable | [5 empty] | 2014-10-03
77299 | Quinoline, water, unfiltered, recoverable, micrograms per liter | Quinoline | ug/l | Total | [5 empty] | 2014-10-03
77310 | 1-Octanol, water, unfiltered, recoverable, micrograms per liter | 1-Octanol | ug/l | Recoverable | [5 empty] | 2014-10-03
77323 | 1,2,3,4-Tetrahydronaphthalene, water, unfiltered, recoverable, micrograms per liter | 1,2,3,4-Tetrahydronaphthalene | ug/l | Recoverable | [5 empty] | 2014-10-03
77337 | 1,2,4,5-Tetramethylbenzene, water, unfiltered, recoverable, micrograms per liter | 1,2,4,5-Tetramethylbenzene | ug/l | Recoverable | [5 empty] | 2014-10-03
77340 | 1,2-Diethylbenzene, water, unfiltered, recoverable, micrograms per liter | 1,2-Diethylbenzene | ug/l | Recoverable | [5 empty] | 2014-10-03
77342 | n-Butylbenzene, water, unfiltered, recoverable, micrograms per liter | n-Butylbenzene | ug/l | Recoverable | [5 empty] | 2014-10-03
77345 | 1,4-Diethylbenzene, water, unfiltered, recoverable, micrograms per liter | P-Diethylbenzene | ug/l | Recoverable | [5 empty] | 2014-10-03
77348 | 1,3-Diethylbenzene, water, unfiltered, recoverable, micrograms per liter | M-Diethylbenzene | ug/l | Recoverable | [5 empty] | 2014-10-03
77350 | sec-Butylbenzene, water, unfiltered, recoverable, micrograms per liter | sec-Butylbenzene | ug/l | Recoverable | [5 empty] | 2014-10-03
77353 | tert-Butylbenzene, water, unfiltered, recoverable, micrograms per liter | tert-Butylbenzene | ug/l | Recoverable | [5 empty] | 2014-10-03
77356 | 4-Isopropyltoluene, water, unfiltered, recoverable, micrograms per liter | p-Cymene | ug/l | Recoverable | [5 empty] | 2014-10-03
77394 | 2-Nitrotoluene, water, unfiltered, recoverable, micrograms per liter | o-Nitrotoluene | ug/l | Recoverable | [5 empty] | 2014-10-03
77395 | 4-Nitrotoluene, water, unfiltered, recoverable, micrograms per liter | p-Nitrotoluene | ug/l | Recoverable | [5 empty] | 2014-10-03
77419 | 2,6-Dimethyl-4-heptanone, water, unfiltered, recoverable, micrograms per liter | 2,6-Dimethyl-4-heptanone | ug/l | Recoverable | [5 empty] | 2014-10-03
77424 | Iodomethane, water, unfiltered, recoverable, micrograms per liter | Methyl iodide | ug/l | Recoverable | [5 empty] | 2014-10-03
77441 | 1-Naphthol, water, unfiltered, recoverable, micrograms per liter | 1-Naphthol | ug/l | Recoverable | [5 empty] | 2014-10-03
77443 | 1,2,3-Trichloropropane, water, unfiltered, recoverable, micrograms per liter | 1,2,3-Trichloropropane | ug/l | Recoverable | [5 empty] | 2014-10-03
77451 | 1-Methoxy-4-(1-propenyl)benzene, water, unfiltered, recoverable, micrograms per liter | 1-Methoxy-4-(1-propenyl)benzene | ug/l | Recoverable | [5 empty] | 2014-10-03
77494 | Linalool, water, unfiltered, recoverable, micrograms per liter | Linalool | ug/l | Recoverable | [5 empty] | 2014-10-03
77538 | 1,3,5-Triethylbenzene, water, unfiltered, recoverable, micrograms per liter | 1,3,5-Triethylbenzene | ug/l | Recoverable | [5 empty] | 2014-10-03
77541 | 2,6-Dichlorophenol, water, unfiltered, recoverable, micrograms per liter | 2,6-Dichlorophenol | ug/l | Recoverable | [5 empty] | 2014-10-03
77544 | 1,2,4-Triethylbenzene, water, unfiltered, recoverable, micrograms per liter | 1,2,4-Triethylbenzene | ug/l | Recoverable | [5 empty] | 2014-10-03
77545 | Safrole, water, unfiltered, recoverable, micrograms per liter | Safrole | ug/l | Recoverable | [5 empty] | 2014-10-03
77548 | Chloropicrin, water, unfiltered, recoverable, micrograms per liter | Chloropicrin | ug/l | Total | [5 empty] | 2014-10-03
77562 | 1,1,1,2-Tetrachloroethane, water, unfiltered, recoverable, micrograms per liter | 1,1,1,2-Tetrachloroethane | ug/l | Recoverable | [5 empty] | 2014-10-03
77571 | Carbazole, water, unfiltered, recoverable, micrograms per liter | Carbazole | ug/l | Recoverable | [5 empty] | 2014-10-03
77579 | Diphenylamine, water, unfiltered, recoverable, micrograms per liter | Diphenylamine | ug/l | Recoverable | [5 empty] | 2014-10-03
77581 | 4-Aminobiphenyl, water, unfiltered, recoverable, micrograms per liter | 4-Aminobiphenyl | ug/l | Recoverable | [5 empty] | 2014-10-03
77587 | Diphenyl ether, water, unfiltered, recoverable, micrograms per liter | Phenyl ether | ug/l | Total | [5 empty] | 2020-01-21
77596 | Dibromomethane, water, unfiltered, recoverable, micrograms per liter | Dibromomethane | ug/l | Recoverable | [5 empty] | 2014-10-03
77613 | 1,2,3-Trichlorobenzene, water, unfiltered, recoverable, micrograms per liter | 1,2,3-Trichlorobenzene | ug/l | Recoverable | [5 empty] | 2014-10-03
77625 | Azobenzene, water, unfiltered, recoverable, micrograms per liter | Azobenzene | ug/l | Recoverable | [5 empty] | 2014-10-03
77647 | 1,1,1-Trichloro-2,2,2-trifluoroethane, water, unfiltered, recoverable, micrograms per liter | CFC-113a | ug/l | Total | [5 empty] | 2014-10-03
77651 | 1,2-Dibromoethane, water, unfiltered, recoverable, micrograms per liter | Ethylene dibromide | ug/l | Recoverable | [5 empty] | 2014-10-03
77652 | 1,1,2-Trichloro-1,2,2-trifluoroethane, water, unfiltered, recoverable, micrograms per liter | CFC-113 | ug/l | Recoverable | [5 empty] | 2014-10-03
77687 | 2,4,5-Trichlorophenol, water, unfiltered, recoverable, micrograms per liter | 2,4,5-Trichlorophenol | ug/l | Recoverable | [5 empty] | 2014-10-03
77729 | Propachlor, water, unfiltered, recoverable, micrograms per liter | Propachlor | ug/l | Recoverable | [5 empty] | 2014-10-03
77734 | 1,2,4,5-Tetrachlorobenzene, water, unfiltered, recoverable, micrograms per liter | 1,2,4,5-Tetrachlorobenzene | ug/l | Recoverable | [5 empty] | 2014-10-03
77758 | Nitroglycerin, water, unfiltered, recoverable, micrograms per liter | Nitroglycerin | ug/l | Recoverable | [5 empty] | 2014-10-03
77767 | 2,3,4,5-Tetrachlorophenol, water, unfiltered, recoverable, micrograms per liter | 2,3,4,5-Tetrachlorophenol | ug/l | Recoverable | [5 empty] | 2014-10-03
77770 | 2,3,4,6-Tetrachlorophenol, water, unfiltered, recoverable, micrograms per liter | 2,3,4,6-Tetrachlorophenol | ug/l | Recoverable | [5 empty] | 2014-10-03
77793 | Pentachlorobenzene, water, unfiltered, recoverable, micrograms per liter | Pentachlorobenzene | ug/l | Recoverable | [5 empty] | 2014-10-03
77802 | Benzo[e]pyrene, water, unfiltered, recoverable, micrograms per liter | Benzo[e]pyrene | ug/l | Recoverable | [5 empty] | 2014-10-03
77825 | Alachlor, water, unfiltered, recoverable, micrograms per liter | Alachlor | ug/l | Recoverable | [5 empty] | 2014-10-03
77835 | Hexachlorocyclohexane (all isomers), water, unfiltered, recoverable, micrograms per liter | Hexachlorocyclohexane | ug/l | Recoverable | [5 empty] | 2014-10-03
77852 | Undecanoic acid, water, unfiltered, recoverable, micrograms per liter | Undecanoic acid | ug/l | Recoverable | [5 empty] | 2014-10-03
77885 | Methyl alcohol, water, unfiltered, recoverable, micrograms per liter | Methanol | ug/l | Recoverable | [5 empty] | 2014-10-03
77902 | Dicofol, water, unfiltered, recoverable, micrograms per liter | Dicofol | ug/l | Recoverable | [5 empty] | 2014-10-03
77903 | Bis(2-ethylhexyl) adipate, water, unfiltered, recoverable, micrograms per liter | Di(2-ethylhexyl) adipate | ug/l | Recoverable | [5 empty] | 2015-10-02
77923 | 1-Chlorobutane, water, unfiltered, recoverable, micrograms per liter | 1-Chlorobutane | ug/l | Recoverable | [5 empty] | 2014-10-03
77924 | 2-Methylpentane, water, unfiltered, recoverable, micrograms per liter | 2-Methylpentane | ug/l | Recoverable | [5 empty] | 2014-10-03
77936 | 1-Bromo-2-chloroethane, water, unfiltered, recoverable, micrograms per liter | 1-Bromo-2-chloroethane | ug/l | Recoverable | [5 empty] | 2014-10-03
77951 | alpha-Chlordene, water, unfiltered, recoverable, micrograms per liter | .alpha.-Chlordene | ug/l | Recoverable | [5 empty] | 2014-10-03
77952 | gamma-Chlordene, water, unfiltered, recoverable, micrograms per liter | .gamma.-Chlordene | ug/l | Recoverable | [5 empty] | 2014-10-03
78008 | Endrin ketone, water, unfiltered, recoverable, micrograms per liter | Endrin ketone | ug/l | Recoverable | [5 empty] | 2014-10-03
78032 | Methyl tert-butyl ether, water, unfiltered, recoverable, micrograms per liter | Methyl tert-butyl ether | ug/l | Recoverable | [5 empty] | 2014-10-03
78048 | 2-Methylbutane, water, unfiltered, recoverable, micrograms per liter | 2-Methylbutane | ug/l | Recoverable | [5 empty] | 2014-10-03
78064 | Norflurazon, water, unfiltered, recoverable, micrograms per liter | Norflurazon | ug/l | Recoverable | [5 empty] | 2014-10-03
78098 | 3-(Trifluoromethyl)aniline, water, unfiltered, recoverable, micrograms per liter | 3-(Trifluoromethyl)aniline | ug/l | Recoverable | [5 empty] | 2015-01-05
78109 | 3-Chloropropene, water, unfiltered, recoverable, micrograms per liter | Allyl chloride | ug/l | Recoverable | [5 empty] | 2014-10-03
78118 | 2-Naphthylamine, water, unfiltered, recoverable, micrograms per liter | 2-Naphthalenamine | ug/l | Recoverable | [5 empty] | 2014-10-03
78132 | p-Xylene, water, unfiltered, recoverable, micrograms per liter | p-Xylene | ug/l | Recoverable | [5 empty] | 2014-10-03
78133 | Isobutyl methyl ketone, water, unfiltered, recoverable, micrograms per liter | Methyl isobutyl ketone | ug/l | Recoverable | [5 empty] | 2014-10-03
78170 | Trichlorobenzenes (all isomers), water, unfiltered, recoverable, micrograms per liter | Trichlorobenzene | ug/l | Recoverable | [5 empty] | 2014-10-03
78200 | N-Nitrosodiethylamine, water, unfiltered, recoverable, micrograms per liter | N-Nitrosodiethylamine | ug/l | Recoverable | [5 empty] | 2014-10-03
78206 | N-Nitrosopyrrolidine, water, unfiltered, recoverable, micrograms per liter | N-Nitrosopyrrolidine | ug/l | Recoverable | [5 empty] | 2014-10-03
78207 | N-Nitrosodi-n-butylamine, water, unfiltered, recoverable, micrograms per liter | N-Nitrosodi-n-butylamine | ug/l | Recoverable | [5 empty] | 2014-10-03
78247 | Chromium(VI), water, unfiltered, recoverable, micrograms per liter as Cr | Chromium(VI) | ug/l as Cr | Recoverable | [5 empty] | 2017-04-20
78300 | 3-Nitroaniline, water, unfiltered, recoverable, micrograms per liter | m-Nitroaniline | ug/l | Recoverable | [5 empty] | 2014-10-03
78505 | Ametryn, bed sediment, recoverable, dry weight, micrograms per kilogram | Ametryn | ug/kg | Bed Sediment |  |  |  | Dry |  | 2014-10-03
78688 | Prometryn, bed sediment, recoverable, dry weight, micrograms per kilogram | Prometryn | ug/kg | Bed Sediment |  |  |  | Dry |  | 2014-10-03
78694 | Simetryn, bed sediment, recoverable, dry weight, micrograms per kilogram | Simetryn | ug/kg | Bed Sediment |  |  |  | Dry |  | 2014-10-03
78881 | Phosphamidon, water, unfiltered, recoverable, micrograms per liter | Phosphamidon | ug/l | Recoverable | [5 empty] | 2014-10-03
78942 | 2-Chlorotoluene, water, unfiltered, recoverable, micrograms per liter | o-Chlorotoluene | ug/l | Recoverable | [5 empty] | 2014-10-03
78943 | Heterotrophic bacteria, R2 agar method, water, colony forming units per milliliter | Heterotrophic bacteria | col/mL | [6 empty] | 2014-10-03
78944 | Enterobacter cloacae, MF method, water, colonies per 100 milliliters | Enterobacter cloacae (Monera) | cfu/100ml | [6 empty] | 2014-10-03
79025 | cis-Chlordane, biota, tissue, recoverable, wet weight micrograms per kilogram | cis-Chlordane | ug/kg |  |  |  |  | Wet |  | 2015-06-29
79190 | Pendimethalin, water, unfiltered, recoverable, micrograms per liter | Pendimethalin | ug/l | Recoverable | [5 empty] | 2014-10-03
79193 | Acifluorfen, water, unfiltered, recoverable, micrograms per liter | Acifluorfen | ug/l | Recoverable | [5 empty] | 2014-10-03
79194 | Fluchloralin, water, unfiltered, recoverable, micrograms per liter | Fluchloralin | ug/l | Recoverable | [5 empty] | 2014-10-03
79195 | Napropamide, water, unfiltered, recoverable, micrograms per liter | Napropamide | ug/l | Recoverable | [5 empty] | 2014-10-03
79729 | Mercury, waste/reagent water mixture, unfiltered, EPA toxicity test (SW-1310), micrograms per liter | Mercury | ug/l | Total | [5 empty] | 2014-10-03
79733 | Barium, waste/reagent water mixture, unfiltered, EPA toxicity test (SW-1310), micrograms per liter | Barium | ug/l | Total | [5 empty] | 2014-10-03
79734 | Cadmium, waste/reagent water mixture, unfiltered, EPA toxicity test (SW-1310), micrograms per liter | Cadmium | ug/l | Total | [5 empty] | 2014-10-03
79735 | Chromium, waste/reagent water mixture, unfiltered, EPA toxicity test (SW-1310), micrograms per liter | Chromium | ug/l | Total | [5 empty] | 2014-10-03
79736 | Lead, waste/reagent water mixture, unfiltered, EPA toxicity test (SW-1310), micrograms per liter | Lead | ug/l | Total | [5 empty] | 2014-10-03
79737 | Selenium, waste/reagent water mixture, unfiltered, EPA toxicity test (SW-1310), micrograms per liter | Selenium | ug/l | Total | [5 empty] | 2014-10-03
79738 | Silver, waste/reagent water mixture, unfiltered, EPA toxicity test (SW-1310), micrograms per liter | Silver | ug/l | Total | [5 empty] | 2014-10-03
79741 | Arsenic, waste/reagent water mixture, unfiltered, EPA toxicity test (SW-1310), micrograms per liter | Arsenic | ug/l | Total | [5 empty] | 2014-10-03
79747 | Organic halides, water, unfiltered, recoverable, micrograms per liter as chlorine | Organic halides, total -- SWDA NPDWR | ug/L as Cl | Recoverable | [5 empty] | 2017-01-05
79755 | Oxychlordane, water, unfiltered, recoverable, micrograms per liter | Oxychlordane | ug/l | Recoverable | [5 empty] | 2014-10-03
79842 | Methyl cis-3-(2,2-dichlorovinyl)-2,2-dimethylcyclopropane-1-carboxylate, water, filtered, recoverable, micrograms per liter | Cyclopropanecarboxylic acid, 3-(2,2-dichloroethenyl)-2,2-dimethyl-, methyl ester, (1R,3R)-rel- | ug/l | Dissolved | [5 empty] | 2020-01-21
79843 | Methyl trans-3-(2,2-dichlorovinyl)-2,2-dimethylcyclopropane-1-carboxylate, water, filtered, recoverable, micrograms per liter | Methyl trans-3-(2,2-dichlorovinyl)-2,2-dimethylcyclopropane-1-carboxylate | ug/l | Dissolved | [5 empty] | 2015-01-05
79844 | (E)-Dimethomorph, water, filtered, recoverable, micrograms per liter | (E)-Dimethomorph | ug/l | Dissolved | [5 empty] | 2014-10-03
79845 | (Z)-Dimethomorph, water, filtered, recoverable, micrograms per liter | (Z)-Dimethomorph | ug/l | Dissolved | [5 empty] | 2014-10-03
79846 | cis-Propiconazole, water, filtered, recoverable, micrograms per liter | cis-Propiconazole | ug/l | Dissolved | [5 empty] | 2014-10-03
79847 | trans-Propiconazole, water, filtered, recoverable, micrograms per liter | trans-Propiconazole | ug/l | Dissolved | [5 empty] | 2014-10-03
80010 | Uranium, water, filtered, direct fluorometric method, picocuries per liter | Uranium | pCi/L | Dissolved | [5 empty] | 2020-01-21
80015 | Uranium, water, filtered, extraction fluorometric method, picocuries per liter | Uranium | pCi/L | Dissolved | [5 empty] | 2020-01-21
80020 | Uranium, water, filtered, extraction fluorometric method, micrograms per liter | Uranium | ug/l | Dissolved | [5 empty] | 2020-01-21
80029 | Gross alpha radioactivity, water, unfiltered, natural uranium curve, micrograms per liter | Alpha particle | ug/l | Total | [5 empty] | 2014-10-03
80030 | Gross alpha radioactivity, water, filtered, natural uranium curve, micrograms per liter | Alpha particle | ug/l | Dissolved | [5 empty] | 2014-10-03
80040 | Gross alpha radioactivity, suspended sediment, natural uranium curve, micrograms per liter | Alpha particle | ug/l | Suspended | [5 empty] | 2014-10-03
80049 | Gross beta radioactivity, water, unfiltered, Sr-90/Y-90 curve, picocuries per liter | Beta particle | pCi/L | Total | [5 empty] | 2014-10-03
80050 | Gross beta radioactivity, water, filtered, Sr-90/Y-90 curve, picocuries per liter | Beta particle | pCi/L | Dissolved | [5 empty] | 2014-10-03
80060 | Gross beta radioactivity, suspended sediment, Sr-90/Y-90 curve, picocuries per liter | Beta particle | pCi/L | Suspended | [5 empty] | 2014-10-03
80082 | Carbonaceous biochemical oxygen demand, water, unfiltered, 5 days at 20 degrees Celsius, milligrams per liter | Carbonaceous biochemical oxygen demand, standard conditions | mg/l | Total | 20 deg C |  | 5 Day |  |  | 2014-10-03
80083 | Carbonaceous biochemical oxygen demand, water, unfiltered, 7 days at 20 degrees Celsius, milligrams per liter | Carbonaceous biochemical oxygen demand, non-standard conditions | mg/l | Total | 20 deg C |  | 7 Day |  |  | 2014-10-03
80087 | Carbonaceous biochemical oxygen demand, water, unfiltered, 20 days at 20 degrees Celsius, milligrams per liter | Carbonaceous biochemical oxygen demand, non-standard conditions | mg/l | Total | 20 deg C |  | 20 Day |  |  | 2014-10-03
80107 | Sulfur, water, unfiltered, milligrams per liter | Sulfur | mg/l | Total | [5 empty] | 2014-10-03
80111 | Total nitrogen [nitrate + nitrite + ammonia + organic-N], solids, dry weight, milligrams per kilogram as nitrogen | Nitrogen, mixed forms (NH3), (NH4), organic, (NO2) and (NO3) | mg/kg | Total |  |  |  | Dry |  | 2015-04-09
80154 | Suspended sediment concentration, milligrams per liter | Suspended Sediment Concentration (SSC) | mg/l | Suspended | [5 empty] | 2014-10-03
80155 | Suspended sediment discharge, short tons per day | Suspended Sediment Discharge | tons/day | Suspended | [5 empty] | 2016-06-30
80156 | Total sediment discharge, short tons per day | Sediment | tons/day | Total | [5 empty] | 2017-01-05
80157 | Bed sediment, fall diameter (deionized water), percent smaller than 0.004 millimeters | Sediment | % | Bed Sediment |  |  |  |  | < 0.004 mm | 2017-01-05
80158 | Bed sediment, fall diameter (deionized water), percent smaller than 0.0625 millimeters | Sediment | % | Bed Sediment |  |  |  |  | < 0.0625 mm | 2017-01-05
80159 | Bed sediment, fall diameter (deionized water), percent smaller than 0.125 millimeters | Sediment | % | Bed Sediment |  |  |  |  | < 0.125 mm | 2017-01-05
80160 | Bed sediment, fall diameter (deionized water), percent smaller than 0.25 millimeters | Sediment | % | Bed Sediment |  |  |  |  | < 0.25 mm | 2017-01-05
80161 | Bed sediment, fall diameter (deionized water), percent smaller than 0.5 millimeters | Sediment | % | Bed Sediment |  |  |  |  | < 0.5 mm | 2017-01-05
80162 | Bed sediment, fall diameter (deionized water), percent smaller than 1 millimeter | Sediment | % | Bed Sediment |  |  |  |  | < 1 mm | 2017-01-05
80163 | Bed sediment, fall diameter (deionized water), percent smaller than 2 millimeters | Sediment | % | Bed Sediment |  |  |  |  | < 2 mm | 2017-01-05
80164 | Bed sediment, sieve diameter, percent smaller than 0.0625 millimeters | Sediment | % | Bed Sediment |  |  |  |  | < 0.0625 mm | 2017-01-05
80165 | Bed sediment, sieve diameter, percent smaller than 0.125 millimeters | Sediment | % | Bed Sediment |  |  |  |  | < 0.125 mm | 2017-01-05
80166 | Bed sediment, sieve diameter, percent smaller than 0.25 millimeters | Sediment | % | Bed Sediment |  |  |  |  | < 0.25 mm | 2017-01-05
80167 | Bed sediment, sieve diameter, percent smaller than 0.5 millimeters | Sediment | % | Bed Sediment |  |  |  |  | < 0.5 mm | 2017-01-05
80168 | Bed sediment, sieve diameter, percent smaller than 1 millimeter | Sediment | % | Bed Sediment |  |  |  |  | < 1 mm | 2017-01-05
80169 | Bed sediment, sieve diameter, percent smaller than 2 millimeters | Sediment | % | Bed Sediment |  |  |  |  | < 2 mm | 2017-01-05
80170 | Bed sediment, sieve diameter, percent smaller than 4 millimeters | Sediment | % | Bed Sediment |  |  |  |  | < 4 mm | 2017-01-05
80171 | Bed sediment, sieve diameter, percent smaller than 8 millimeters | Sediment | % | Bed Sediment |  |  |  |  | < 8 mm | 2017-01-05
80172 | Bed sediment, sieve diameter, percent smaller than 16 millimeters | Sediment | % | Bed Sediment |  |  |  |  | < 16 mm | 2017-01-05
80173 | Bed sediment, sieve diameter, percent smaller than 32 millimeters | Sediment | % | Bed Sediment |  |  |  |  | < 32 mm | 2017-01-05
80174 | Bed sediment, sieve diameter, percent smaller than 64 millimeters | Sediment | % | Bed Sediment |  |  |  |  | < 64 mm | 2017-01-05
80175 | Bed sediment, sieve diameter, percent smaller than 128 millimeters | Sediment | % | Bed Sediment |  |  |  |  | < 128 mm | 2017-01-05
80177 | Bed sediment, sieve diameter, percent smaller than 1.4 millimeters | Sediment | % | Bed Sediment |  |  |  |  | < 1.4 mm | 2017-01-05
80180 | Total sediment concentration, milligrams per liter | Sediment | mg/l | Total | [5 empty] | 2017-01-05
80181 | Total sediment, fall diameter (deionized water), percent smaller than 0.002 millimeters | Sediment | % | Total |  |  |  |  | < 0.002 mm | 2017-01-05
80182 | Total sediment, fall diameter (deionized water), percent smaller than 0.004 millimeters | Sediment | % | Total |  |  |  |  | < 0.004 mm | 2017-01-05
80183 | Total sediment, fall diameter (deionized water), percent smaller than 0.008 millimeters | Sediment | % | Total |  |  |  |  | < 0.008 mm | 2017-01-05
80184 | Total sediment, fall diameter (deionized water), percent smaller than 0.016 millimeters | Sediment | % | Total |  |  |  |  | < 0.016 mm | 2017-01-05
80185 | Total sediment, fall diameter (deionized water), percent smaller than 0.031 millimeters | Sediment | % | Total |  |  |  |  | < 0.031 mm | 2017-01-05
80186 | Total sediment, fall diameter (deionized water), percent smaller than 0.0625 millimeters | Sediment | % | Total |  |  |  |  | < 0.0625 mm | 2017-01-05
80187 | Total sediment, fall diameter (deionized water), percent smaller than 0.125 millimeters | Sediment | % | Total |  |  |  |  | < 0.125 mm | 2017-01-05
80188 | Total sediment, fall diameter (deionized water), percent smaller than 0.25 millimeters | Sediment | % | Total |  |  |  |  | < 0.25 mm | 2017-01-05
80189 | Total sediment, fall diameter (deionized water), percent smaller than 0.5 millimeters | Sediment | % | Total |  |  |  |  | < 0.5 mm | 2017-01-05
80190 | Total sediment, fall diameter (deionized water), percent smaller than 1 millimeter | Sediment | % | Total |  |  |  |  | < 1 mm | 2017-01-05
80191 | Total sediment, fall diameter (deionized water), percent smaller than 2 millimeters | Sediment | % | Total |  |  |  |  | < 2 mm | 2017-01-05
80192 | Total sediment, fall diameter (native water), percent smaller than 0.002 millimeters | Sediment | % | Total |  |  |  |  | < 0.002 mm | 2017-01-05
80193 | Total sediment, fall diameter (native water), percent smaller than 0.004 millimeters | Sediment | % | Total |  |  |  |  | < 0.004 mm | 2017-01-05
80194 | Total sediment, fall diameter (native water), percent smaller than 0.008 millimeters | Sediment | % | Total |  |  |  |  | < 0.008 mm | 2017-01-05
80195 | Total sediment, fall diameter (native water), percent smaller than 0.016 millimeters | Sediment | % | Total |  |  |  |  | < 0.016 mm | 2017-01-05
80196 | Total sediment, fall diameter (native water), percent smaller than 0.031 millimeters | Sediment | % | Total |  |  |  |  | < 0.031 mm | 2017-01-05
80197 | Total sediment, fall diameter (native water), percent smaller than 0.0625 millimeters | Sediment | % | Total |  |  |  |  | < 0.0625 mm | 2017-01-05
80198 | Total sediment, fall diameter (native water), percent smaller than 0.125 millimeters | Sediment | % | Total |  |  |  |  | < 0.125 mm | 2017-01-05
80199 | Total sediment, fall diameter (native water), percent smaller than 0.25 millimeters | Sediment | % | Total |  |  |  |  | < 0.25 mm | 2017-01-05
80200 | Total sediment, fall diameter (native water), percent smaller than 0.5 millimeters | Sediment | % | Total |  |  |  |  | < 0.5 mm | 2017-01-05
80201 | Total sediment, fall diameter (native water), percent smaller than 1 millimeter | Sediment | % | Total |  |  |  |  | < 1 mm | 2017-01-05
80202 | Total sediment, fall diameter (native water), percent smaller than 2 millimeters | Sediment | % | Total |  |  |  |  | < 2 mm | 2017-01-05
80203 | Total sediment, sieve diameter, percent smaller than 0.0625 millimeters | Sediment | % | Total |  |  |  |  | < 0.0625 mm | 2017-01-05
80204 | Total sediment, sieve diameter, percent smaller than 0.125 millimeters | Sediment | % | Total |  |  |  |  | < 0.125 mm | 2017-01-05
80205 | Total sediment, sieve diameter, percent smaller than 0.25 millimeters | Sediment | % | Total |  |  |  |  | < 0.25 mm | 2017-01-05
80206 | Total sediment, sieve diameter, percent smaller than 0.5 millimeters | Sediment | % | Total |  |  |  |  | < 0.5 mm | 2017-01-05
80207 | Total sediment, sieve diameter, percent smaller than 1 millimeter | Sediment | % | Total |  |  |  |  | < 1 mm | 2017-01-05
80208 | Total sediment, sieve diameter, percent smaller than 2 millimeters | Sediment | % | Total |  |  |  |  | < 2 mm | 2017-01-05
80209 | Total sediment, sieve diameter, percent smaller than 4 millimeters | Sediment | % | Total |  |  |  |  | < 4 mm | 2017-01-05
80210 | Total sediment, sieve diameter, percent smaller than 8 millimeters | Sediment | % | Total |  |  |  |  | < 8 mm | 2017-01-05
80211 | Total sediment, sieve diameter, percent smaller than 16 millimeters | Sediment | % | Total |  |  |  |  | < 16 mm | 2017-01-05
80212 | Total sediment, sieve diameter, percent smaller than 32 millimeters | Sediment | % | Total |  |  |  |  | < 32 mm | 2017-01-05
80218 | Bed sediment, sieve diameter, percent smaller than 0.18 millimeters | Sediment | % | Bed Sediment |  |  |  |  | < 0.18 mm | 2017-01-05
80219 | Bed sediment, sieve diameter, percent smaller than 0.09 millimeters | Sediment | % | Bed Sediment |  |  |  |  | < 0.09 mm | 2017-01-05
80220 | Suspended sediment concentration larger than 62.5 microns, sieve diameter, milligrams per liter | Sediment | mg/l | Suspended |  |  |  |  | > 62.5 microns | 2017-01-05
80221 | Suspended sediment load larger than 62.5 microns, sieve diameter, short tons per day | Sediment | tons/day | Suspended |  |  |  |  | > 62.5 microns | 2017-01-05
80222 | Suspended sediment concentration smaller than 62.5 microns, sieve diameter, milligrams per liter | Sediment | mg/l | Suspended |  |  |  |  | < 62.5 microns | 2017-01-05
80223 | Suspended sediment load smaller than 62.5 microns, sieve diameter, short tons per day | Sediment | tons/day | Suspended |  |  |  |  | < 62.5 microns | 2017-01-05
80225 | Bedload sediment discharge, short tons per day | Sediment | tons/day | Bedload | [5 empty] | 2017-01-05
80226 | Bedload sediment, sieve diameter, percent smaller than 0.0625 millimeters | Sediment | % | Bedload |  |  |  |  | < 0.0625 mm | 2017-01-05
80227 | Bedload sediment, sieve diameter, percent smaller than 0.125 millimeters | Sediment | % | Bedload |  |  |  |  | < 0.125 mm | 2017-01-05
80228 | Bedload sediment, sieve diameter, percent smaller than 0.25 millimeters | Sediment | % | Bedload |  |  |  |  | < 0.25 mm | 2017-01-05
80229 | Bedload sediment, sieve diameter, percent smaller than 0.5 millimeters | Sediment | % | Bedload |  |  |  |  | < 0.5 mm | 2017-01-05
80230 | Bedload sediment, sieve diameter, percent smaller than 1 millimeter | Sediment | % | Bedload |  |  |  |  | < 1 mm | 2017-01-05
80231 | Bedload sediment, sieve diameter, percent smaller than 2 millimeters | Sediment | % | Bedload |  |  |  |  | < 2 mm | 2017-01-05
80232 | Bedload sediment, sieve diameter, percent smaller than 4 millimeters | Sediment | % | Bedload |  |  |  |  | < 4 mm | 2017-01-05
80233 | Bedload sediment, sieve diameter, percent smaller than 8 millimeters | Sediment | % | Bedload |  |  |  |  | < 8 mm | 2017-01-05
80234 | Bedload sediment, sieve diameter, percent smaller than 16 millimeters | Sediment | % | Bedload |  |  |  |  | < 16 mm | 2017-01-05
80235 | Bedload sediment, sieve diameter, percent smaller than 32 millimeters | Sediment | % | Bedload |  |  |  |  | < 32 mm | 2017-01-05
80236 | Bedload sediment, sieve diameter, percent smaller than 64 millimeters | Sediment | % | Bedload |  |  |  |  | < 64 mm | 2017-01-05
80237 | Bedload sediment, sieve diameter, percent smaller than 75 millimeters | Sediment | % | Bedload |  |  |  |  | < 75 mm | 2017-01-05
80238 | Bedload sediment, sieve diameter, percent smaller than 128 millimeters | Sediment | % | Bedload |  |  |  |  | < 128 mm | 2017-01-05
80239 | Bed sediment, sieve diameter, percent smaller than 0.355 millimeters | Sediment | % | Bed Sediment |  |  |  |  | < 0.355 mm | 2017-01-05
80240 | Bed sediment, dry sieved, sieve diameter, percent smaller than 2.38 millimeters | Sediment | % | Bed Sediment |  |  |  |  | < 2.38 mm | 2017-01-05
80282 | Bed sediment, fall diameter (deionized water), percent smaller than 0.016 millimeters | Sediment | % | Bed Sediment |  |  |  |  | < 0.016 mm | 2017-01-05
80283 | Bed sediment, fall diameter (deionized water), percent smaller than 0.031 millimeters | Sediment | % | Bed Sediment |  |  |  |  | < 0.031 mm | 2017-01-05
80284 | Bed sediment, fall diameter (deionized water), percent smaller than 0.088 millimeters | Sediment | % | Bed Sediment |  |  |  |  | < 0.088 mm | 2017-01-05
80285 | Bed sediment, fall diameter (deionized water), percent smaller than 0.18 millimeters | Sediment | % | Bed Sediment |  |  |  |  | < 0.18 mm | 2017-01-05
80286 | Bed sediment, fall diameter (deionized water), percent smaller than 0.35 millimeters | Sediment | % | Bed Sediment |  |  |  |  | < 0.35 mm | 2017-01-05
80287 | Total sediment, fall diameter (deionized water), percent smaller than 0.088 millimeters | Sediment | % | Total |  |  |  |  | < 0.088 mm | 2017-01-05
80288 | Total sediment, fall diameter (deionized water), percent smaller than 0.18 millimeters | Sediment | % | Total |  |  |  |  | < 0.18 mm | 2017-01-05
80289 | Total sediment, fall diameter (deionized water), percent smaller than 0.35 millimeters | Sediment | % | Total |  |  |  |  | < 0.35 mm | 2017-01-05
80290 | Total sediment, fall diameter (native water), percent smaller than 0.088 millimeters | Sediment | % | Total |  |  |  |  | < 0.088 mm | 2017-01-05
80291 | Total sediment, fall diameter (native water), percent smaller than 0.177 millimeters | Sediment | % | Total |  |  |  |  | < 0.177 mm | 2017-01-05
80292 | Total sediment, fall diameter (native water), percent smaller than 0.35 millimeters | Sediment | % | Total |  |  |  |  | < 0.35 mm | 2017-01-05
80293 | Bed sediment, fall diameter (deionized water), percent smaller than 0.008 millimeters | Sediment | % | Bed Sediment |  |  |  |  | < 0.008 mm | 2017-01-05
80294 | Bed sediment, fall diameter (deionized water), percent smaller than 0.002 millimeters | Sediment | % | Bed Sediment |  |  |  |  | < 0.002 mm | 2017-01-05
80320 | Coal, suspended sediment, dry weight, percent | Coal | % | Suspended |  |  |  | Dry |  | 2014-10-03
80336 | 1,1-Dichloro-2-propanone, water, unfiltered, recoverable, micrograms per liter | 1,1-Dichloropropanone | ug/l | Recoverable | [5 empty] | 2014-10-03
80353 | o-Xylene plus p-xylene, water, unfiltered, recoverable, micrograms per liter | ortho & para Xylene mix | ug/l | Recoverable | [5 empty] | 2020-01-21
80357 | Chromium(III), water, filtered, micrograms per liter | Chromium(III) | ug/l | Dissolved | [5 empty] | 2014-10-03
81026 | Water content of snow, inches | Water content of snow | in | [6 empty] | 2014-10-03
81027 | Temperature, soil, degrees Celsius | Temperature, soil | deg C | Total | [5 empty] | 2014-10-03
81200 | Silica, water, dissolved, short tons per day | Silica | tons/day | Dissolved | [5 empty] | 2016-06-30
81201 | Calcium, water, dissolved, short tons per day | Calcium | tons/day | Dissolved | [5 empty] | 2016-06-30
81202 | Magnesium, water, dissolved, short tons per day | Magnesium | tons/day | Dissolved | [5 empty] | 2016-06-30
81203 | Sodium, water, dissolved, short tons per day | Sodium | tons/day | Dissolved | [5 empty] | 2016-06-30
81204 | Potassium, water, dissolved, short tons per day | Potassium | tons/day | Dissolved | [5 empty] | 2016-06-30
81205 | Bicarbonate, water, dissolved, short tons per day | Bicarbonate | tons/day | Dissolved | [5 empty] | 2016-06-30
81206 | Phosphorus, water, dissolved, pounds per day as phosphorus | Phosphorus | lb/day | Dissolved | [5 empty] | 2015-04-09
81281 | Chlordecone, water, unfiltered, recoverable, micrograms per liter | Chlordecone | ug/l | Recoverable | [5 empty] | 2014-10-03
81290 | EPN, water, unfiltered, recoverable, micrograms per liter | O-Ethyl O-(p-nitrophenyl) phenylphosphonothioate | ug/l | Recoverable | [5 empty] | 2014-10-03
81292 | Azinphos-ethyl, water, unfiltered, recoverable, micrograms per liter | Azinphos-ethyl | ug/l | Recoverable | [5 empty] | 2014-10-03
81294 | Fonofos, water, unfiltered, recoverable, micrograms per liter | Fonofos | ug/l | Recoverable | [5 empty] | 2014-10-03
81302 | Dibenzofuran, water, unfiltered, recoverable, micrograms per liter | Dibenzofuran | ug/l | Recoverable | [5 empty] | 2014-10-03
81307 | TNT, water, unfiltered, recoverable, micrograms per liter | Trinitrotoluene | ug/l | Recoverable | [5 empty] | 2014-10-03
81317 | Thiosulfate, water, unfiltered, milligrams per liter | Thiosulfate | mg/l | Total | [5 empty] | 2014-10-03
81322 | Chlorpropham, water, unfiltered, recoverable, micrograms per liter | Chlorpropham | ug/l | Recoverable | [5 empty] | 2014-10-03
81345 | Chloroprene, water, unfiltered, recoverable, micrograms per liter | Chloroprene | ug/l | Recoverable | [5 empty] | 2014-10-03
81353 | Biomass, plankton, ash weight, milligrams per liter | Biomass, plankton | mg/l |  |  |  |  | Ash Weight |  | 2014-10-03
81354 | Biomass, plankton, dry weight, milligrams per liter | Biomass, plankton | mg/l |  |  |  |  | Dry |  | 2014-10-03
81355 | Pseudomonas aeruginosa, water, most probable number per 100 milliliters | Pseudomonas aeruginosa | MPN/100 ml | [6 empty] | 2017-01-05
81356 | Cation exchange capacity, milliequivalents per 100 grams | Cation exchange capacity | meq/100 g | [6 empty] | 2014-10-03
81357 | Calcium, suspended sediment, milligrams per liter | Calcium | mg/l | Suspended | [5 empty] | 2014-10-03
81358 | TNT, water, filtered, recoverable, micrograms per liter | Trinitrotoluene | ug/l | Dissolved | [5 empty] | 2014-10-03
81359 | TNT, suspended sediment, recoverable, micrograms per liter | Trinitrotoluene | ug/l | Suspended | [5 empty] | 2014-10-03
81360 | TNT, water, unfiltered, recoverable, micrograms per liter | Trinitrotoluene | ug/l | Recoverable | [5 empty] | 2014-10-03
81361 | TNT, bed sediment, recoverable, dry weight, micrograms per kilogram | Trinitrotoluene | ug/kg | Bed Sediment |  |  |  | Dry |  | 2014-10-03
81362 | RDX, water, filtered, recoverable, micrograms per liter | Cyclonite | ug/l | Dissolved | [5 empty] | 2014-10-03
81363 | RDX, suspended sediment, recoverable, micrograms per liter | Cyclonite | ug/l | Suspended | [5 empty] | 2014-10-03
81364 | RDX, water, unfiltered, recoverable, micrograms per liter | Cyclonite | ug/l | Recoverable | [5 empty] | 2014-10-03
81365 | RDX, bed sediment, recoverable, dry weight, micrograms per kilogram | Cyclonite | ug/kg | Bed Sediment |  |  |  | Dry |  | 2014-10-03
81366 | Radium-228, water, filtered, picocuries per liter | Radium-228 | pCi/L | Dissolved | [5 empty] | 2014-10-03
81367 | Radium-228 counting error, water, filtered, picocuries per liter | Radium-228 | pCi/L | Dissolved |  | Counting Error |  |  |  | 2014-10-03
81368 | Radium-228, suspended sediment, picocuries per liter | Radium-228 | pCi/L | Suspended | [5 empty] | 2014-10-03
81369 | Radium-228 counting error, suspended sediment, picocuries per liter | Radium-228 | pCi/L | Suspended |  | Counting Error |  |  |  | 2014-10-03
81380 | Discharge velocity, meters per second | Velocity-discharge | m/sec | [6 empty] | 2014-10-03
81395 | Storm water flow, million gallons per day | Storm water flow | mgd | [6 empty] | 2017-01-05
81403 | Chlorpyrifos, water, unfiltered, recoverable, micrograms per liter | Chlorpyrifos | ug/l | Recoverable | [5 empty] | 2014-10-03
81404 | Chlorpyrifos, bed sediment, recoverable, dry weight, micrograms per kilogram | Chlorpyrifos | ug/kg | Bed Sediment |  |  |  | Dry |  | 2014-10-03
81405 | Carbofuran, water, unfiltered, recoverable, micrograms per liter | Carbofuran | ug/l | Recoverable | [5 empty] | 2014-10-03
81408 | Metribuzin, water, unfiltered, recoverable, micrograms per liter | Metribuzin | ug/l | Recoverable | [5 empty] | 2014-10-03
81412 | Phorate, bed sediment, recoverable, dry weight, micrograms per kilogram | Phorate | ug/kg | Bed Sediment |  |  |  | Dry |  | 2014-10-03
81436 | Caffeine, water, unfiltered, recoverable, micrograms per liter | Caffeine | ug/l | Recoverable | [5 empty] | 2014-10-03
81501 | Pentachloroethane, water, unfiltered, recoverable, micrograms per liter | Pentachloroethane | ug/l | Recoverable | [5 empty] | 2014-10-03
81551 | Xylene (all isomers), water, unfiltered, recoverable, micrograms per liter | Xylene | ug/l | Recoverable | [5 empty] | 2014-10-03
81552 | Acetone, water, unfiltered, recoverable, micrograms per liter | Acetone | ug/l | Recoverable | [5 empty] | 2014-10-03
81554 | Benzaldehyde, water, unfiltered, recoverable, micrograms per liter | Benzaldehyde | ug/l | Recoverable | [5 empty] | 2014-10-03
81555 | Bromobenzene, water, unfiltered, recoverable, micrograms per liter | Bromobenzene | ug/l | Recoverable | [5 empty] | 2014-10-03
81563 | Butane, water, unfiltered, recoverable, micrograms per liter | Butane | ug/l | Recoverable | [5 empty] | 2014-10-03
81568 | 1-Bromo-2-chloroethane, water, unfiltered, recoverable, micrograms per liter | 1-Bromo-2-chloroethane | ug/l | Recoverable | [5 empty] | 2014-10-03
81569 | 2-Bromo-1-chloropropane, water, unfiltered, recoverable, micrograms per liter | 2-Bromo-1-chloropropane | ug/l | Recoverable | [5 empty] | 2014-10-03
81570 | Cyclohexane, water, unfiltered, recoverable, micrograms per liter | Cyclohexane | ug/l | Recoverable | [5 empty] | 2014-10-03
81575 | Dichloroiodomethane, water, unfiltered, recoverable, micrograms per liter | Dichloroiodomethane | ug/l | Total | [5 empty] | 2014-10-03
81576 | Diethyl ether, water, unfiltered, recoverable, micrograms per liter | Ethyl ether | ug/l | Recoverable | [5 empty] | 2014-10-03
81577 | Diisopropyl ether, water, unfiltered, recoverable, micrograms per liter | Isopropyl ether | ug/l | Recoverable | [5 empty] | 2014-10-03
81578 | Dimethoxymethane, water, unfiltered, recoverable, micrograms per liter | Dimethoxymethane | ug/l | Recoverable | [5 empty] | 2014-10-03
81582 | 1,4-Dioxane, water, unfiltered, recoverable, micrograms per liter | 1,4-Dioxane | ug/l | Recoverable | [5 empty] | 2014-10-03
81583 | 1,3-Dioxolane, water, unfiltered, recoverable, micrograms per liter | 1,3-Dioxolane | ug/l | Recoverable | [5 empty] | 2014-10-03
81585 | Ethyl acetate, water, unfiltered, recoverable, micrograms per liter | Ethyl acetate | ug/l | Recoverable | [5 empty] | 2014-10-03
81590 | Hexane, water, unfiltered, recoverable, micrograms per liter | Hexane | ug/l | Recoverable | [5 empty] | 2014-10-03
81593 | Methyl acrylonitrile, water, unfiltered, recoverable, micrograms per liter | Methacrylonitrile | ug/l | Recoverable | [5 empty] | 2014-10-03
81595 | Methyl ethyl ketone, water, unfiltered, recoverable, micrograms per liter | Methyl ethyl ketone | ug/l | Recoverable | [5 empty] | 2015-04-09
81597 | Methyl methacrylate, water, unfiltered, recoverable, micrograms per liter | Methyl methacrylate | ug/l | Recoverable | [5 empty] | 2014-10-03
81604 | n-Pentane, water, unfiltered, recoverable, micrograms per liter | Pentane | ug/l | Recoverable | [5 empty] | 2014-10-03
81607 | Tetrahydrofuran, water, unfiltered, recoverable, micrograms per liter | Tetrahydrofuran | ug/l | Recoverable | [5 empty] | 2014-10-03
81610 | 1,2,3-Trichloropropane, water, unfiltered, recoverable, micrograms per liter | 1,2,3-Trichloropropane | ug/l | Recoverable | [5 empty] | 2014-10-03
81612 | Sulfate, bed sediment, dry weight, grams per kilogram | Sulfate | g/kg | Bed Sediment |  |  |  | Dry |  | 2014-10-03
81646 | Linear alkylbenzene sulfonate, water, unfiltered, recoverable, milligrams per liter | Linear alkylbenzene sulfonate | mg/l | Recoverable | [5 empty] | 2015-01-05
81648 | Aroclor 1016 plus Aroclor 1242, water, unfiltered, recoverable, micrograms per liter | Aroclor 1016 mixt. with Aroclor 1242 | ug/l | Recoverable | [5 empty] | 2014-10-03
81649 | Aroclor 1262, water, unfiltered, recoverable, micrograms per liter | Aroclor 1262 | ug/l | Recoverable | [5 empty] | 2014-10-03
81650 | Aroclor 1268, water, unfiltered, recoverable, micrograms per liter | Aroclor 1268 | ug/l | Recoverable | [5 empty] | 2014-10-03
81682 | Ethanol, water, unfiltered, recoverable, milligrams per liter | Ethanol | mg/l | Recoverable | [5 empty] | 2016-10-06
81695 | Methanol, water, unfiltered, recoverable, milligrams per liter | Methanol | mg/l | Total | [5 empty] | 2014-10-03
81696 | 1-Methylnaphthalene, water, unfiltered, recoverable, micrograms per liter | 1-Methylnaphthalene | ug/l | Recoverable | [5 empty] | 2014-10-03
81710 | m-Xylene, water, unfiltered, recoverable, milligrams per liter | m-Xylene | mg/l | Recoverable | [5 empty] | 2014-10-03
81711 | o-Xylene, water, unfiltered, recoverable, milligrams per liter | o-Xylene | mg/l | Recoverable | [5 empty] | 2014-10-03
81757 | Cyanazine, water, unfiltered, recoverable, micrograms per liter | Cyanazine | ug/l | Recoverable | [5 empty] | 2014-10-03
81758 | Ethoprop, water, unfiltered, recoverable, micrograms per liter | Ethoprop | ug/l | Recoverable | [5 empty] | 2014-10-03
81798 | Precipitation event, inches per composite | Precipitation | in | [6 empty] | 2014-10-03
81803 | Bacteria, total count, epifluorescence, water, cells per milliliter | Bacteria mix, unspecified | #/ml | Total | [5 empty] | 2014-10-03
81815 | Acephate, water, unfiltered, recoverable, micrograms per liter | Acephate | ug/l | Recoverable | [5 empty] | 2014-10-03
81857 | Chlordecone, bed sediment, recoverable, dry weight, micrograms per kilogram | Chlordecone | ug/kg | Bed Sediment |  |  |  | Dry |  | 2014-10-03
81867 | Pentachloroanisole, water, unfiltered, recoverable, micrograms per liter | Pentachloroanisole | ug/l | Recoverable | [5 empty] | 2014-10-03
81886 | p,p'-Ethyl-DDD, bed sediment, recoverable, dry weight, micrograms per kilogram | Ethylan | ug/kg | Bed Sediment |  |  |  | Dry |  | 2014-10-03
81887 | Disulfoton, bed sediment, recoverable, dry weight, micrograms per kilogram | Disulfoton | ug/kg | Bed Sediment |  |  |  | Dry |  | 2014-10-03
81894 | EPTC, water, unfiltered, recoverable, micrograms per liter | S-Ethyl dipropylthiocarbamate | ug/l | Recoverable | [5 empty] | 2014-10-03
81903 | Depth to bottom at sample location, feet | Depth | ft | [6 empty] | 2014-10-03
81904 | Velocity at point in stream, feet per second | RBP High water mark | ft/sec | [6 empty] | 2014-10-03
81950 | Strontium, biota, tissue, recoverable, wet weight, milligrams per kilogram | Strontium | mg/kg | Recoverable |  |  |  | Wet |  | 2014-10-03
82015 | Mean depth of lake, feet | Depth | ft |  |  | Mean |  |  |  | 2014-10-03
82016 | Maximum depth of lake, feet | Depth | ft |  |  | Maximum |  |  |  | 2014-10-03
82030 | Coal, suspended sediment, dry weight, grams per kilogram | Coal | g/kg | Suspended |  |  |  | Dry |  | 2014-10-03
82031 | Coal, bed sediment, dry weight, grams per kilogram | Coal | g/kg | Bed Sediment |  |  |  | Dry |  | 2014-10-03
82032 | Calcium, water, unfiltered, total, micrograms per liter | Calcium | ug/l | Total | [5 empty] | 2014-10-03
82033 | Magnesium, water, unfiltered, total, micrograms per liter | Magnesium | ug/l | Total | [5 empty] | 2014-10-03
82034 | Potassium, water, unfiltered, total, micrograms per liter | Potassium | ug/l | Total | [5 empty] | 2014-10-03
82035 | Sodium, water, unfiltered, total, micrograms per liter | Sodium | ug/l | Total | [5 empty] | 2014-10-03
82040 | Palladium, water, filtered, micrograms per liter | Palladium | ug/l | Dissolved | [5 empty] | 2014-10-03
82041 | Helium, water, dissolved, micrograms per liter | Helium | ug/l | Dissolved | [5 empty] | 2016-06-30
82042 | Hydrogen, water, dissolved, micrograms per liter | Hydrogen | ug/l | Dissolved | [5 empty] | 2016-06-30
82043 | Argon, water, dissolved, milligrams per liter | Argon | mg/l | Dissolved | [5 empty] | 2016-06-30
82044 | Ethene, water, dissolved, recoverable, micrograms per liter | Ethylene | ug/l | Dissolved | [5 empty] | 2016-06-30
82045 | Ethane, water, dissolved, recoverable, micrograms per liter | Ethane | ug/l | Dissolved | [5 empty] | 2016-06-30
82046 | Nitrous oxide, water, dissolved, micrograms per liter | Nitrous oxide | ug/l | Dissolved | [5 empty] | 2016-06-30
82051 | Chloramben, water, unfiltered, recoverable, micrograms per liter | Chloramben | ug/l | Recoverable | [5 empty] | 2014-10-03
82052 | Dicamba, water, unfiltered, recoverable, micrograms per liter | Dicamba | ug/l | Recoverable | [5 empty] | 2014-10-03
82067 | Rhodium, water, unfiltered, micrograms per liter | Rhodium | ug/l | Total | [5 empty] | 2014-10-03
82068 | Potassium-40, water, filtered, picocuries per liter | Potassium-40 | pCi/L | Dissolved | [5 empty] | 2014-10-03
82069 | Potassium-40 counting error, water, filtered, picocuries per liter | Potassium-40 | pCi/L | Dissolved |  | Counting Error |  |  |  | 2014-10-03
82070 | Potassium-40, suspended sediment, picocuries per liter | Potassium-40 | pCi/L | Suspended | [5 empty] | 2014-10-03
82071 | Potassium-40 counting error, suspended sediment, picocuries per liter | Potassium-40 | pCi/L | Suspended |  | Counting Error |  |  |  | 2014-10-03
82079 | Turbidity, water, unfiltered, laboratory, nephelometric turbidity units | Turbidity | NTU | Total | [5 empty] | 2014-10-03
82080 | Trihalomethanes, water, unfiltered, recoverable, by summation, micrograms per liter | Trihalomethanes | ug/l | Recoverable | [5 empty] | 2014-10-03
82081 | delta carbon-13/carbon-12, water, unfiltered, per mil | Carbon-13/Carbon-12 ratio | per mil | Total | [5 empty] | 2020-01-21
82082 | delta hydrogen-2/hydrogen-1, water, unfiltered, per mil | Deuterium/Hydrogen ratio | per mil | Total | [5 empty] | 2020-01-21
82083 | delta lithium-7/lithium-6, water, unfiltered, per mil | Lithium-7/Lithium-6 ratio | per mil | Total | [5 empty] | 2016-06-30
82084 | delta nitrogen-15/nitrogen-14, water, unfiltered, per mil | Nitrogen-15/14 ratio | per mil | Total | [5 empty] | 2016-06-30
82085 | delta oxygen-18/oxygen-16, water, unfiltered, per mil | Oxygen-18/Oxygen-16 ratio | per mil | Total | [5 empty] | 2020-01-21
82086 | delta sulfur-34/sulfur-32, water, unfiltered, per mil | Sulfur-34/Sulfur-32 ratio | per mil | Total | [5 empty] | 2016-06-30
82087 | Uranium-238/Uranium-234 ratio, water, unfiltered, per mil | Uranium 238/234 ratio | per mil | Total | [5 empty] | 2014-10-03
82088 | Terbufos, water, unfiltered, recoverable, micrograms per liter | Terbufos | ug/l | Recoverable | [5 empty] | 2014-10-03
82127 | Wind speed, knots | Wind velocity | knots | [6 empty] | 2017-01-05
82130 | Ice thickness, feet | Ice thickness | ft | [6 empty] | 2014-10-03
82131 | Ice thickness, meters | Ice thickness | m | [6 empty] | 2014-10-03
82170 | Gold, suspended sediment, total digestion, dry weight, milligrams per kilogram | Gold | mg/kg | Suspended |  |  |  | Dry |  | 2014-10-03
82172 | Carbon-14, percent modern | Carbon-14 | pct modern | [6 empty] | 2014-10-03
82183 | Dichlorprop, water, unfiltered, recoverable, micrograms per liter | Dichlorprop | ug/l | Recoverable | [5 empty] | 2020-01-21
82184 | Ametryn, water, unfiltered, recoverable, micrograms per liter | Ametryn | ug/l | Recoverable | [5 empty] | 2014-10-03
82185 | Atraton, water, unfiltered, recoverable, micrograms per liter | Atraton | ug/l | Recoverable | [5 empty] | 2014-10-03
82186 | Monocrotophos, water, unfiltered, recoverable, micrograms per liter | Monocrotophos | ug/l | Recoverable | [5 empty] | 2014-10-03
82187 | Cyprazine, water, unfiltered, recoverable, micrograms per liter | Cyprazine | ug/l | Recoverable | [5 empty] | 2014-10-03
82188 | Simetone, water, unfiltered, recoverable, micrograms per liter | Simetone | ug/l | Recoverable | [5 empty] | 2014-10-03
82198 | Bromacil, water, unfiltered, recoverable, micrograms per liter | Bromacil | ug/l | Recoverable | [5 empty] | 2014-10-03
82199 | Molinate, water, unfiltered, recoverable, micrograms per liter | Molinate | ug/l | Recoverable | [5 empty] | 2014-10-03
82201 | Sulfotepp, water, unfiltered, recoverable, micrograms per liter | Sulfotep | ug/l | Recoverable | [5 empty] | 2014-10-03
82203 | HMX, water, unfiltered, recoverable, micrograms per liter | Cyclotetramethylenetetranitramine | ug/l | Recoverable | [5 empty] | 2014-10-03
82204 | 2-Acetylaminofluorene, water, unfiltered, recoverable, micrograms per liter | 2-Acetylaminofluorene | ug/l | Recoverable | [5 empty] | 2014-10-03
82226 | Dinoseb, water, unfiltered, recoverable, micrograms per liter | Dinoseb | ug/l | Recoverable | [5 empty] | 2014-10-03
82267 | Phosphorus, street debris smaller than 0.031 millimeters, dry weight, milligrams per kilogram as phosphorus | Phosphorus | mg/kg |  |  |  |  | Dry | < 0.031 mm | 2015-04-09
82268 | Phosphorus, street debris smaller than 0.0625 millimeters, dry weight, milligrams per kilogram as phosphorus | Phosphorus | mg/kg |  |  |  |  | Dry | < 0.0625 mm | 2015-04-09
82269 | Phosphorus, street debris smaller than 0.125 millimeters, dry weight, milligrams per kilogram as phosphorus | Phosphorus | mg/kg |  |  |  |  | Dry | < 0.125 mm | 2015-04-09
82270 | Phosphorus, street debris smaller than 0.25 millimeters, dry weight, milligrams per kilogram as phosphorus | Phosphorus | mg/kg |  |  |  |  | Dry | < 0.25 mm | 2015-04-09
82271 | Phosphorus, street debris smaller than 0.5 millimeters, dry weight, milligrams per kilogram as phosphorus | Phosphorus | mg/kg |  |  |  |  | Dry | < 0.5 mm | 2015-04-09
82272 | Phosphorus, street debris smaller than 1.0 millimeters, dry weight, milligrams per kilogram as phosphorus | Phosphorus | mg/kg |  |  |  |  | Dry | < 1.0 mm | 2015-04-09
82273 | Phosphorus, street debris smaller than 2 millimeters, dry weight, milligrams per kilogram as phosphorus | Phosphorus | mg/kg |  |  |  |  | Dry | < 2 mm | 2015-04-09
82274 | Phosphorus, street debris smaller than 4 millimeters, dry weight, milligrams per kilogram as phosphorus | Phosphorus | mg/kg |  |  |  |  | Dry | < 4 mm | 2015-04-09
82275 | Lead, street debris smaller than 0.031 millimeters, dry weight, milligrams per kilogram | Lead | mg/kg |  |  |  |  | Dry | < 0.031 mm | 2014-10-03
82276 | Lead, street debris smaller than 0.0625 millimeters, dry weight, milligrams per kilogram | Lead | mg/kg |  |  |  |  | Dry | < 0.0625 mm | 2014-10-03
82277 | Lead, street debris smaller than 0.125 millimeters, dry weight, milligrams per kilogram | Lead | mg/kg |  |  |  |  | Dry | < 0.125 mm | 2014-10-03
82278 | Lead, street debris smaller than 0.25 millimeters, dry weight, milligrams per kilogram | Lead | mg/kg |  |  |  |  | Dry | < 0.25 mm | 2014-10-03
82279 | Lead, street debris smaller than 0.5 millimeters, dry weight, milligrams per kilogram | Lead | mg/kg |  |  |  |  | Dry | < 0.5 mm | 2014-10-03
82280 | Lead, street debris smaller than 1 millimeters, dry weight, milligrams per kilogram | Lead | mg/kg |  |  |  |  | Dry | < 1 mm | 2014-10-03
82281 | Lead, street debris smaller than 2 millimeters, dry weight, milligrams per kilogram | Lead | mg/kg |  |  |  |  | Dry | < 2 mm | 2014-10-03
82282 | Lead, street debris smaller than 4 millimeters, dry weight, milligrams per kilogram | Lead | mg/kg |  |  |  |  | Dry | < 4 mm | 2014-10-03
82299 | Fluoride, suspended sediment, milligrams per liter | Fluoride | mg/l | Suspended | [5 empty] | 2014-10-03
82300 | Snow depth, inches | Depth, snow cover | in | [6 empty] | 2014-10-03
82302 | Radon-222 counting error, water, unfiltered, picocuries per liter | Radon-222 | pCi/L | Total |  | Counting Error |  |  |  | 2014-10-03
82303 | Radon-222, water, unfiltered, picocuries per liter | Radon-222 | pCi/L | Total | [5 empty] | 2014-10-03
82304 | Radon-222 counting error, water, dissolved, picocuries per liter | Radon-222 | pCi/L | Dissolved |  | Counting Error |  |  |  | 2014-10-03
82305 | Radon-222, water, dissolved, picocuries per liter | Radon-222 | pCi/L | Dissolved | [5 empty] | 2014-10-03
82306 | Cobalt-60 counting error, water, filtered, picocuries per liter | Cobalt-60 | pCi/L | Dissolved |  | Counting Error |  |  |  | 2014-10-03
82307 | Cobalt-60, water, filtered, picocuries per liter | Cobalt-60 | pCi/L | Dissolved | [5 empty] | 2014-10-03
82308 | Gamma radioactivity, scintillation counts, counts per second | Gamma radiation | counts/sec | [6 empty] | 2017-01-05
82311 | Ytterbium, bed sediment, dry weight, micrograms per kilogram | Ytterbium | ug/kg | Bed Sediment |  |  |  | Dry |  | 2014-10-03
82312 | Tungsten, bed sediment, dry weight, micrograms per kilogram | Tungsten | ug/kg | Bed Sediment |  |  |  | Dry |  | 2014-10-03
82313 | Thorium, bed sediment, dry weight, micrograms per kilogram | Thorium-232 | ug/kg | Bed Sediment |  |  |  | Dry |  | 2014-10-03
82314 | Helium, bed sediment, dry weight, micrograms per kilogram | Helium | ug/kg | Bed Sediment |  |  |  | Dry |  | 2014-10-03
82315 | Helium, suspended sediment, dry weight, micrograms per kilogram | Helium | ug/kg | Suspended |  |  |  | Dry |  | 2014-10-03
82316 | Helium, water, unfiltered, dry weight, micrograms per kilogram | Helium | ug/kg | Total |  |  |  | Dry |  | 2014-10-03
82317 | Scandium, bed sediment, dry weight, micrograms per kilogram | Scandium | ug/kg | Bed Sediment |  |  |  | Dry |  | 2014-10-03
82318 | Tantalum, water, unfiltered, micrograms per liter | Tantalum | ug/l | Total | [5 empty] | 2014-10-03
82319 | Tantalum, water, filtered, micrograms per liter | Tantalum | ug/l | Dissolved | [5 empty] | 2014-10-03
82320 | Tantalum, suspended sediment, micrograms per liter | Tantalum | ug/l | Suspended | [5 empty] | 2014-10-03
82321 | Tantalum, bed sediment, dry weight, micrograms per kilogram | Tantalum | ug/kg | Bed Sediment |  |  |  | Dry |  | 2014-10-03
82322 | Samarium, water, unfiltered, micrograms per liter | Samarium | ug/l | Total | [5 empty] | 2014-10-03
82323 | Samarium, water, filtered, micrograms per liter | Samarium | ug/l | Dissolved | [5 empty] | 2014-10-03
82324 | Samarium, suspended sediment, micrograms per liter | Samarium | ug/l | Suspended | [5 empty] | 2014-10-03
82325 | Samarium, bed sediment, dry weight, micrograms per kilogram | Samarium | ug/kg | Bed Sediment |  |  |  | Dry |  | 2014-10-03
82326 | Ruthenium, water, unfiltered, micrograms per liter | Ruthenium | ug/l | Total | [5 empty] | 2014-10-03
82327 | Ruthenium, water, filtered, micrograms per liter | Ruthenium | ug/l | Dissolved | [5 empty] | 2014-10-03
82328 | Ruthenium, suspended sediment, micrograms per liter | Ruthenium | ug/l | Suspended | [5 empty] | 2014-10-03
82329 | Ruthenium, bed sediment, dry weight, micrograms per kilogram | Ruthenium | ug/kg | Bed Sediment |  |  |  | Dry |  | 2014-10-03
82330 | Dysprosium, water, unfiltered, micrograms per liter | Dysprosium | ug/l | Total | [5 empty] | 2014-10-03
82331 | Dysprosium, water, filtered, micrograms per liter | Dysprosium | ug/l | Dissolved | [5 empty] | 2014-10-03
82332 | Dysprosium, suspended sediment, micrograms per liter | Dysprosium | ug/l | Suspended | [5 empty] | 2014-10-03
82333 | Dysprosium, bed sediment, dry weight, micrograms per kilogram | Dysprosium | ug/kg | Bed Sediment |  |  |  | Dry |  | 2014-10-03
82334 | Gold, water, filtered, micrograms per liter | Gold | ug/l | Dissolved | [5 empty] | 2014-10-03
82335 | Gold, suspended sediment, micrograms per liter | Gold | ug/l | Suspended | [5 empty] | 2014-10-03
82336 | delta sulfur-34/sulfur-32, bed sediment, per mil | Sulfur-34/Sulfur-32 ratio | per mil | Bed Sediment | [5 empty] | 2016-06-30
82337 | delta oxygen-18/oxygen-16, bed sediment, per mil | Oxygen-18/Oxygen-16 ratio | per mil | Bed Sediment | [5 empty] | 2020-01-21
82338 | delta nitrogen-15/nitrogen-14, bed sediment, per mil | Nitrogen-15/14 ratio | per mil | Bed Sediment | [5 empty] | 2016-06-30
82339 | delta carbon-13/carbon-12, bed sediment, per mil | Carbon-13/Carbon-12 ratio | per mil | Bed Sediment | [5 empty] | 2020-01-21
82340 | Picric acid, water, unfiltered, recoverable, micrograms per liter | Picric acid | ug/l | Recoverable | [5 empty] | 2014-10-03
82341 | delta nitrogen-15/nitrogen-14 of organic nitrogen, soil or rock, per mil | Nitrogen-15/14 ratio | per mil | [6 empty] | 2016-06-30
82342 | Carbophenothion, water, filtered, recoverable, micrograms per liter | Carbophenothion | ug/l | Dissolved | [5 empty] | 2014-10-03
82343 | Carbophenothion, suspended sediment, recoverable, micrograms per liter | Carbophenothion | ug/l | Suspended | [5 empty] | 2014-10-03
82344 | Methyl trithion, water, filtered, recoverable, micrograms per liter | Carbophenothion-methyl | ug/l | Dissolved | [5 empty] | 2014-10-03
82345 | Methyl trithion, suspended sediment, recoverable, micrograms per liter | Carbophenothion-methyl | ug/l | Suspended | [5 empty] | 2014-10-03
82346 | Ethion, water, filtered, recoverable, micrograms per liter | Ethion | ug/l | Dissolved | [5 empty] | 2014-10-03
82347 | Ethion, suspended sediment, recoverable, micrograms per liter | Ethion | ug/l | Suspended | [5 empty] | 2014-10-03
82348 | p,p'-Ethyl-DDD, water, filtered, recoverable, micrograms per liter | Ethylan | ug/l | Dissolved | [5 empty] | 2014-10-03
82349 | p,p'-Ethyl-DDD, suspended sediment, recoverable, micrograms per liter | Ethylan | ug/l | Suspended | [5 empty] | 2014-10-03
82350 | p,p'-Methoxychlor, water, filtered, recoverable, micrograms per liter | Methoxychlor | ug/l | Dissolved | [5 empty] | 2014-10-03
82351 | p,p'-Methoxychlor, suspended sediment, recoverable, micrograms per liter | Methoxychlor | ug/l | Suspended | [5 empty] | 2014-10-03
82352 | Chlordecone, water, filtered, recoverable, micrograms per liter | Chlordecone | ug/l | Dissolved | [5 empty] | 2014-10-03
82353 | Chlordecone, suspended sediment, recoverable, micrograms per liter | Chlordecone | ug/l | Suspended | [5 empty] | 2014-10-03
82354 | alpha-Endosulfan, water, filtered, recoverable, micrograms per liter | .alpha.-Endosulfan | ug/l | Dissolved | [5 empty] | 2014-10-03
82355 | Endosulfan, suspended sediment, recoverable, micrograms per liter | Endosulfan | ug/l | Suspended | [5 empty] | 2014-10-03
82356 | Dichlorprop, water, filtered, recoverable, micrograms per liter | Dichlorprop | ug/l | Dissolved | [5 empty] | 2020-01-21
82357 | Ethene, water, unfiltered, recoverable, micrograms per liter | Ethylene | ug/l | Recoverable | [5 empty] | 2014-10-03
82358 | Propane, water, unfiltered, recoverable, micrograms per liter | Propane | ug/l | Recoverable | [5 empty] | 2014-10-03
82359 | Propane, water, dissolved, recoverable, micrograms per liter | Propane | ug/l | Dissolved | [5 empty] | 2014-10-03
82360 | Polychlorinated naphthalenes, water, filtered, recoverable, micrograms per liter | Chlorinated naphthalenes | ug/l | Dissolved | [5 empty] | 2014-10-03
82361 | Polychlorinated naphthalenes, suspended sediment, recoverable, micrograms per liter | Chlorinated naphthalenes | ug/l | Suspended | [5 empty] | 2014-10-03
82362 | Radon-222, water, dissolved, picocuries per liter | Radon-222 | pCi/L | Dissolved | [5 empty] | 2014-10-03
82364 | Thorium, water, unfiltered, micrograms per liter | Thorium-232 | ug/l | Total | [5 empty] | 2014-10-03
82365 | Thorium, water, filtered, micrograms per liter | Thorium-232 | ug/l | Dissolved | [5 empty] | 2014-10-03
82366 | Thorium, suspended sediment, micrograms per liter | Thorium-232 | ug/l | Suspended | [5 empty] | 2014-10-03
82371 | Precipitation within 3 days before sample collection, inches | Precipitation | in |  |  |  | 3 Day |  |  | 2014-10-03
82372 | Precipitation within 14 days before sample collection, inches | Precipitation | in |  |  |  | 14 Day |  |  | 2014-10-03
82375 | Solids, total, accumulation rate, dry weight, grams per square meter per day | Total solids | g/m2/day | Total |  |  |  | Dry |  | 2014-10-03
82381 | Precipitation total, inches per storm | Precipitation | in | Total | [5 empty] | 2014-10-03
82402 | Prometon, bed sediment, recoverable, dry weight, micrograms per kilogram | Prometon | ug/kg | Bed Sediment |  |  |  | Dry |  | 2014-10-03
82408 | Fonofos, bed sediment, recoverable, dry weight, micrograms per kilogram | Fonofos | ug/kg | Bed Sediment |  |  |  | Dry |  | 2014-10-03
82418 | cis-Permethrin, water, unfiltered, recoverable, micrograms per liter | 1rs Cis-Permethrin | ug/l | Recoverable | [5 empty] | 2014-10-03
82420 | trans-Permethrin, water, unfiltered, recoverable, micrograms per liter | Transpermethrin | ug/l | Recoverable | [5 empty] | 2014-10-03
82425 | Potassium, dry atmospheric deposition, recoverable, milligrams per kilogram | Potassium | mg/kg | Recoverable | [5 empty] | 2014-10-03
82426 | Potassium, insoluble, dry atmospheric deposition, milligrams per kilogram | Potassium | mg/kg | [6 empty] | 2014-10-03
82427 | Potassium, soluble, dry atmospheric deposition, milligrams per kilogram | Potassium | mg/kg | [6 empty] | 2014-10-03
82428 | Sodium, dry atmospheric deposition, recoverable, milligrams per kilogram | Sodium | mg/kg | Recoverable | [5 empty] | 2014-10-03
82429 | Sodium, insoluble, dry atmospheric deposition, milligrams per kilogram | Sodium | mg/kg | [6 empty] | 2014-10-03
82430 | Sodium, soluble, dry atmospheric deposition, milligrams per kilogram | Sodium | mg/kg | [6 empty] | 2014-10-03
82431 | Orthophosphate, total, dry atmospheric deposition, milligrams per kilogram as PO4 | Orthophosphate | mg/kg as P | Total | [5 empty] | 2015-04-09
82432 | Orthophosphate, total, dry atmospheric deposition, milligrams per kilogram as phosphorus | Orthophosphate | mg/kg as P | Total | [5 empty] | 2014-10-03
82433 | Orthophosphate, insoluble, dry atmospheric deposition, milligrams per kilogram as PO4 | Orthophosphate | mg/kg as P | [6 empty] | 2015-04-09
82434 | Orthophosphate, insoluble, dry atmospheric deposition, milligrams per kilogram as phosphorus | Orthophosphate | mg/kg as P | [6 empty] | 2014-10-03
82435 | Orthophosphate, soluble, dry atmospheric deposition, milligrams per kilogram as PO4 | Orthophosphate | mg/kg as P | [6 empty] | 2015-04-09
82436 | Orthophosphate, soluble, dry atmospheric deposition, milligrams per kilogram as phosphorus | Orthophosphate | mg/kg as P | [6 empty] | 2014-10-03
82437 | Phosphorus, total, dry atmospheric deposition, milligrams per kilogram as phosphate | Phosphorus | mg/kg PO4 | Total | [5 empty] | 2014-10-03
82438 | Phosphorus, dry atmospheric deposition, total, milligrams per kilogram as phosphorus | Phosphorus | mg/kg | Total | [5 empty] | 2015-04-09
82439 | Phosphorus, insoluble, dry atmospheric deposition, milligrams per kilogram as phosphate | Phosphorus | mg/kg PO4 | [6 empty] | 2014-10-03
82440 | Phosphorus, insoluble, dry atmospheric deposition, milligrams per kilogram as phosphorus | Phosphorus | mg/kg | [6 empty] | 2015-04-09
82441 | Phosphorus, soluble, dry atmospheric deposition, milligrams per kilogram as phosphate | Phosphorus | mg/kg PO4 | [6 empty] | 2014-10-03
82442 | Phosphorus, soluble, dry atmospheric deposition, milligrams per kilogram as phosphorus | Phosphorus | mg/kg | [6 empty] | 2015-04-09
82443 | Total nitrogen [nitrate + nitrite + ammonia + organic-N], total, dry atmospheric deposition, milligrams per kilogram as nitrogen | Nitrogen, mixed forms (NH3), (NH4), organic, (NO2) and (NO3) | mg/kg | Total | [5 empty] | 2015-04-09
82444 | Total nitrogen [nitrate + nitrite + ammonia + organic-N], insoluble, dry atmospheric deposition, milligrams per kilogram as nitrogen | Nitrogen, mixed forms (NH3), (NH4), organic, (NO2) and (NO3) | mg/kg | Total | [5 empty] | 2015-04-09
82445 | Total nitrogen [nitrate + nitrite + ammonia + organic-N], soluble, dry atmospheric deposition, milligrams per kilogram as nitrogen | Nitrogen, mixed forms (NH3), (NH4), organic, (NO2) and (NO3) | mg/kg | Total | [5 empty] | 2015-04-09
82446 | Organic nitrogen, total, dry atmospheric deposition, milligrams per kilogram as nitrogen | Organic Nitrogen | mg/kg | Total | [5 empty] | 2015-04-09
82447 | Organic nitrogen, insoluble, dry atmospheric deposition, milligrams per kilogram as nitrogen | Organic Nitrogen | mg/kg | [6 empty] | 2015-04-09
82448 | Organic nitrogen, soluble, dry atmospheric deposition, milligrams per kilogram as nitrogen | Organic Nitrogen | mg/kg | [6 empty] | 2015-04-09
82449 | Ammonia plus organic nitrogen, total, dry atmospheric deposition, milligrams per kilogram as nitrogen | Kjeldahl nitrogen | mg/kg as N | Total | [5 empty] | 2014-10-03
82450 | Ammonia plus organic nitrogen, insoluble, dry atmospheric deposition, milligrams per kilogram as nitrogen | Kjeldahl nitrogen | mg/kg as N | [6 empty] | 2014-10-03
82451 | Ammonia plus organic nitrogen, soluble, dry atmospheric deposition, milligrams per kilogram as nitrogen | Kjeldahl nitrogen | mg/kg as N | [6 empty] | 2014-10-03
82452 | Ammonia (NH3 + NH4+), total, dry atmospheric deposition, milligrams per kilogram as NH4 | Ammonia and ammonium | mg/kg NH4 | Total | [5 empty] | 2017-04-20
82453 | Ammonia (NH3 + NH4+), total, dry atmospheric deposition, milligrams per kilogram as nitrogen | Ammonia and ammonium | mg/kg as N | Total | [5 empty] | 2017-04-20
82454 | Ammonia (NH3 + NH4+), insoluble, dry atmospheric deposition, milligrams per kilogram as NH4 | Ammonia and ammonium | mg/kg NH4 | [6 empty] | 2017-04-20
82455 | Ammonia (NH3 + NH4+), insoluble, dry atmospheric deposition, milligrams per kilogram as nitrogen | Ammonia and ammonium | mg/kg as N | [6 empty] | 2017-04-20
82456 | Ammonia (NH3 + NH4+), soluble, dry atmospheric deposition, milligrams per kilogram as NH4 | Ammonia and ammonium | mg/kg NH4 | [6 empty] | 2017-04-20
82457 | Ammonia (NH3 + NH4+), soluble, dry atmospheric deposition, milligrams per kilogram as nitrogen | Ammonia and ammonium | mg/kg as N | [6 empty] | 2017-04-20
82458 | Nitrate plus nitrite, soluble, dry atmospheric deposition, milligrams per kilogram as nitrogen | Inorganic nitrogen (nitrate and nitrite) | mg/kg as N | [6 empty] | 2014-10-03
82459 | Nitrite, soluble, dry atmospheric deposition, milligrams per kilogram as nitrite | Nitrite | mg/kg | [6 empty] | 2015-04-09
82460 | Nitrite, soluble, dry atmospheric deposition, milligrams per kilogram as nitrogen | Nitrite | mg/kg as N | [6 empty] | 2014-10-03
82461 | Nitrate, soluble, dry atmospheric deposition, milligrams per kilogram as nitrate | Nitrate | mg/kg | [6 empty] | 2015-04-09
82462 | Nitrate, soluble, dry atmospheric deposition, milligrams per kilogram as nitrogen | Nitrate | mg/kg as N | [6 empty] | 2014-10-03
82463 | Total solids dried at 105 degrees Celsius, dry atmospheric deposition, milligrams per kilogram | Total solids | mg/kg | Total | 105 deg C |  |  |  |  | 2014-10-03
82466 | Total solids, dry atmospheric deposition, sum of constituents, milligrams per kilogram | Total solids | mg/kg | Total | [5 empty] | 2014-10-03
82469 | Nitrosomonas, water, most probable number per 100 milliliters | Nitrosomonas | MPN/100 ml | [6 empty] | 2016-10-06
82470 | Calcium, dry atmospheric deposition, recoverable, milligrams per kilogram | Calcium | mg/kg | Recoverable | [5 empty] | 2014-10-03
82471 | Calcium, insoluble, dry atmospheric deposition, milligrams per kilogram | Calcium | mg/kg | [6 empty] | 2014-10-03
82472 | Calcium, soluble, dry atmospheric deposition, milligrams per kilogram | Calcium | mg/kg | [6 empty] | 2014-10-03
82473 | Magnesium, soluble, dry atmospheric deposition, milligrams per kilogram | Magnesium | mg/kg | [6 empty] | 2014-10-03
82474 | Magnesium, insoluble, dry atmospheric deposition, milligrams per kilogram | Magnesium | mg/kg | [6 empty] | 2014-10-03
82475 | Magnesium, dry atmospheric deposition, recoverable, milligrams per kilogram | Magnesium | mg/kg | Recoverable | [5 empty] | 2014-10-03
82476 | Chloride, soluble, dry atmospheric deposition, milligrams per kilogram | Chloride | mg/kg | [6 empty] | 2014-10-03
82477 | Sulfate, soluble, dry atmospheric deposition, milligrams per kilogram | Sulfate | mg/kg | [6 empty] | 2014-10-03
82478 | Carbonate, soluble, dry atmospheric deposition, milligrams per kilogram | Carbonate | mg/kg | [6 empty] | 2014-10-03
82479 | Bicarbonate, soluble, dry atmospheric deposition, milligrams per kilogram | Bicarbonate | mg/kg | [6 empty] | 2014-10-03
82480 | Inorganic carbon, soluble, dry atmospheric deposition, milligrams per kilogram | Inorganic carbon | mg/kg | [6 empty] | 2014-10-03
82481 | Inorganic carbon, insoluble, dry atmospheric deposition, milligrams per kilogram | Inorganic carbon | mg/kg | [6 empty] | 2014-10-03
82482 | Inorganic carbon, total, dry atmospheric deposition, milligrams per kilogram | Inorganic carbon | mg/kg | Total | [5 empty] | 2014-10-03
82483 | Organic carbon, total, dry atmospheric deposition, milligrams per kilogram | Organic carbon | mg/kg | Total | [5 empty] | 2014-10-03
82484 | Organic carbon, soluble, dry atmospheric deposition, milligrams per kilogram | Organic carbon | mg/kg | [6 empty] | 2014-10-03
82485 | Organic carbon, insoluble, dry atmospheric deposition, milligrams per kilogram | Organic carbon | mg/kg | [6 empty] | 2014-10-03
82486 | Lead, soluble, dry atmospheric deposition, micrograms per kilogram | Lead | ug/kg | [6 empty] | 2014-10-03
82487 | Lead, insoluble, dry atmospheric deposition, micrograms per kilogram | Lead | ug/kg | [6 empty] | 2014-10-03
82488 | Lead, dry atmospheric deposition, recoverable, micrograms per kilogram | Lead | ug/kg | Recoverable | [5 empty] | 2014-10-03
82489 | Cadmium, soluble, dry atmospheric deposition, micrograms per kilogram | Cadmium | ug/kg | [6 empty] | 2014-10-03
82490 | Cadmium, insoluble, dry atmospheric deposition, micrograms per kilogram | Cadmium | ug/kg | [6 empty] | 2014-10-03
82491 | Cadmium, dry atmospheric deposition, recoverable, micrograms per kilogram | Cadmium | ug/kg | Recoverable | [5 empty] | 2014-10-03
82492 | Copper, soluble, dry atmospheric deposition, micrograms per kilogram | Copper | ug/kg | [6 empty] | 2014-10-03
82493 | Copper, insoluble, dry atmospheric deposition, milligrams per kilogram | Copper | mg/kg | [6 empty] | 2014-10-03
82494 | Copper, dry atmospheric deposition, recoverable, micrograms per kilogram | Copper | ug/kg | Recoverable | [5 empty] | 2014-10-03
82495 | Zinc, soluble, dry atmospheric deposition, micrograms per kilogram | Zinc | ug/kg | [6 empty] | 2014-10-03
82496 | Zinc, insoluble, dry atmospheric deposition, micrograms per kilogram | Zinc | ug/kg | [6 empty] | 2014-10-03
82497 | Zinc, dry atmospheric deposition, recoverable, micrograms per kilogram | Zinc | ug/kg | Recoverable | [5 empty] | 2014-10-03
82498 | Chromium, soluble, dry atmospheric deposition, micrograms per kilogram | Chromium | ug/kg | [6 empty] | 2014-10-03
82499 | Chromium, insoluble, dry atmospheric deposition, micrograms per kilogram | Chromium | ug/kg | [6 empty] | 2014-10-03
82500 | Chromium, dry atmospheric deposition, recoverable, micrograms per kilogram | Chromium | ug/kg | Recoverable | [5 empty] | 2014-10-03
82501 | Iron, soluble, dry atmospheric deposition, micrograms per kilogram | Iron | ug/kg | [6 empty] | 2014-10-03
82502 | Iron, insoluble, dry atmospheric deposition, micrograms per kilogram | Iron | ug/kg | [6 empty] | 2014-10-03
82503 | Iron, dry atmospheric deposition, recoverable, micrograms per kilogram | Iron | ug/kg | Recoverable | [5 empty] | 2014-10-03
82504 | Arsenic, soluble, dry atmospheric deposition, micrograms per kilogram | Arsenic | ug/kg | [6 empty] | 2014-10-03
82505 | Arsenic, insoluble, dry atmospheric deposition, micrograms per kilogram | Arsenic | ug/kg | [6 empty] | 2014-10-03
82506 | Arsenic, total, dry atmospheric deposition, micrograms per kilogram | Arsenic | ug/kg | Total | [5 empty] | 2014-10-03
82532 | Nitrobacter, water, most probable number per 100 milliliters | Nitrobacter | MPN/100 ml | [6 empty] | 2016-10-06
82534 | Propazine, bed sediment, recoverable, dry weight, micrograms per kilogram | Propazine | ug/kg | Bed Sediment |  |  |  | Dry |  | 2014-10-03
82550 | Osmotic pressure, water, unfiltered, milliosmoles per kilogram | Osmotic pressure | mosm/kg | Total | [5 empty] | 2014-10-03
82583 | pH, soil, standard units | pH | std units | Total | [5 empty] | 2015-01-05
82584 | 3-Hydroxy carbofuran, water, unfiltered, recoverable, micrograms per liter | 3-Hydroxycarbofuran | ug/l | Recoverable | [5 empty] | 2014-10-03
82585 | Aldicarb oxime, water, unfiltered, recoverable, micrograms per liter | Aldicarb oxime | ug/l | Recoverable | [5 empty] | 2015-01-05
82586 | Aldicarb sulfoxide, water, unfiltered, recoverable, micrograms per liter | Aldicarb sulfoxide | ug/l | Recoverable | [5 empty] | 2014-10-03
82587 | Aldicarb sulfone, water, unfiltered, recoverable, micrograms per liter | Aldicarb sulfone | ug/l | Recoverable | [5 empty] | 2014-10-03
82588 | Aldicarb nitrile, water, unfiltered, recoverable, micrograms per liter | Aldicarb nitrile | ug/l | Recoverable | [5 empty] | 2015-01-05
82610 | 1,2-Dichloropropene, water, unfiltered, recoverable, micrograms per liter | 1,2-Dichloropropene | ug/l | Recoverable | [5 empty] | 2014-10-03
82611 | Metribuzin, water, unfiltered, recoverable, micrograms per liter | Metribuzin | ug/l | Recoverable | [5 empty] | 2014-10-03
82612 | Metolachlor, water, unfiltered, recoverable, micrograms per liter | Metolachlor | ug/l | Recoverable | [5 empty] | 2014-10-03
82613 | Oxamyl, water, unfiltered, recoverable, micrograms per liter | Oxamyl | ug/l | Recoverable | [5 empty] | 2014-10-03
82614 | Fonofos, water, unfiltered, recoverable, micrograms per liter | Fonofos | ug/l | Recoverable | [5 empty] | 2014-10-03
82615 | Carbofuran, water, unfiltered, recoverable, micrograms per liter | Carbofuran | ug/l | Recoverable | [5 empty] | 2014-10-03
82616 | Azinphos-methyl, water, unfiltered, recoverable, micrograms per liter | Azinphos-methyl | ug/l | Recoverable | [5 empty] | 2014-10-03
82617 | Disulfoton, water, unfiltered, recoverable, micrograms per liter | Disulfoton | ug/l | Recoverable | [5 empty] | 2014-10-03
82618 | Carbaryl, water, unfiltered, recoverable, micrograms per liter | Carbaryl | ug/l | Recoverable | [5 empty] | 2014-10-03
82619 | Aldicarb, water, unfiltered, recoverable, micrograms per liter | Aldicarb | ug/l | Recoverable | [5 empty] | 2014-10-03
82620 | Propham, water, unfiltered, recoverable, micrograms per liter | Propham | ug/l | Recoverable | [5 empty] | 2014-10-03
82621 | Hexachlorobenzene, water, unfiltered, recoverable, micrograms per liter | Hexachlorobenzene | ug/l | Recoverable | [5 empty] | 2014-10-03
82622 | Endrin aldehyde, water, unfiltered, recoverable, micrograms per liter | Endrin aldehyde | ug/l | Recoverable | [5 empty] | 2014-10-03
82623 | Endosulfan sulfate, water, unfiltered, recoverable, micrograms per liter | Endosulfan sulfate | ug/l | Recoverable | [5 empty] | 2014-10-03
82624 | beta-Endosulfan, water, unfiltered, recoverable, micrograms per liter | .beta.-Endosulfan | ug/l | Recoverable | [5 empty] | 2014-10-03
82625 | 1,2-Dibromo-3-chloropropane, water, unfiltered, recoverable, micrograms per liter | 1,2-Dibromo-3-chloropropane | ug/l | Recoverable | [5 empty] | 2014-10-03
82626 | 1,2-Diphenylhydrazine, water, unfiltered, recoverable, micrograms per liter | 1,2-Diphenylhydrazine | ug/l | Recoverable | [5 empty] | 2014-10-03
82627 | 4-Chloro-3-methylphenol, water, unfiltered, recoverable, micrograms per liter | p-Chloro-m-cresol | ug/l | Recoverable | [5 empty] | 2014-10-03
82628 | Octachlorostyrene, water, unfiltered, recoverable, micrograms per liter | Octachlorostyrene | ug/l | Recoverable | [5 empty] | 2014-10-03
82630 | Metribuzin, water, filtered, recoverable, micrograms per liter | Metribuzin | ug/l | Dissolved | [5 empty] | 2014-10-03
82631 | o,p'-DDT, water, filtered, recoverable, micrograms per liter | o,p'-DDT | ug/l | Dissolved | [5 empty] | 2014-10-03
82660 | 2,6-Diethylaniline, water, filtered (0.7 micron glass fiber filter), recoverable, micrograms per liter | 2,6-Diethylaniline | ug/l | Dissolved | [5 empty] | 2014-10-03
82661 | Trifluralin, water, filtered (0.7 micron glass fiber filter), recoverable, micrograms per liter | Trifluralin | ug/l | Dissolved | [5 empty] | 2014-10-03
82662 | Dimethoate, water, filtered (0.7 micron glass fiber filter), recoverable, micrograms per liter | Dimethoate | ug/l | Dissolved | [5 empty] | 2014-10-03
82663 | Ethalfluralin, water, filtered (0.7 micron glass fiber filter), recoverable, micrograms per liter | Ethalfluralin | ug/l | Dissolved | [5 empty] | 2014-10-03
82664 | Phorate, water, filtered (0.7 micron glass fiber filter), recoverable, micrograms per liter | Phorate | ug/l | Dissolved | [5 empty] | 2014-10-03
82665 | Terbacil, water, filtered (0.7 micron glass fiber filter), recoverable, micrograms per liter | Terbacil | ug/l | Dissolved | [5 empty] | 2014-10-03
82666 | Linuron, water, filtered (0.7 micron glass fiber filter), recoverable, micrograms per liter | Linuron | ug/l | Dissolved | [5 empty] | 2014-10-03
82667 | Methyl parathion, water, filtered (0.7 micron glass fiber filter), recoverable, micrograms per liter | Methyl parathion | ug/l | Dissolved | [5 empty] | 2014-10-03
82668 | EPTC, water, filtered (0.7 micron glass fiber filter), recoverable, micrograms per liter | S-Ethyl dipropylthiocarbamate | ug/l | Dissolved | [5 empty] | 2014-10-03
82669 | Pebulate, water, filtered (0.7 micron glass fiber filter), recoverable, micrograms per liter | Pebulate | ug/l | Dissolved | [5 empty] | 2014-10-03
82670 | Tebuthiuron, water, filtered (0.7 micron glass fiber filter), recoverable, micrograms per liter | Tebuthiuron | ug/l | Dissolved | [5 empty] | 2014-10-03
82671 | Molinate, water, filtered (0.7 micron glass fiber filter), recoverable, micrograms per liter | Molinate | ug/l | Dissolved | [5 empty] | 2014-10-03
82672 | Ethoprop, water, filtered (0.7 micron glass fiber filter), recoverable, micrograms per liter | Ethoprop | ug/l | Dissolved | [5 empty] | 2014-10-03
82673 | Benfluralin, water, filtered (0.7 micron glass fiber filter), recoverable, micrograms per liter | Benfluralin | ug/l | Dissolved | [5 empty] | 2014-10-03
82674 | Carbofuran, water, filtered (0.7 micron glass fiber filter), recoverable, micrograms per liter | Carbofuran | ug/l | Dissolved | [5 empty] | 2014-10-03
82675 | Terbufos, water, filtered (0.7 micron glass fiber filter), recoverable, micrograms per liter | Terbufos | ug/l | Dissolved | [5 empty] | 2014-10-03
82676 | Propyzamide, water, filtered (0.7 micron glass fiber filter), recoverable, micrograms per liter | Pronamide | ug/l | Dissolved | [5 empty] | 2014-10-03
82677 | Disulfoton, water, filtered (0.7 micron glass fiber filter), recoverable, micrograms per liter | Disulfoton | ug/l | Dissolved | [5 empty] | 2014-10-03
82678 | Triallate, water, filtered (0.7 micron glass fiber filter), recoverable, micrograms per liter | Triallate | ug/l | Dissolved | [5 empty] | 2014-10-03
82679 | Propanil, water, filtered (0.7 micron glass fiber filter), recoverable, micrograms per liter | Propanil | ug/l | Dissolved | [5 empty] | 2014-10-03
82680 | Carbaryl, water, filtered (0.7 micron glass fiber filter), recoverable, micrograms per liter | Carbaryl | ug/l | Dissolved | [5 empty] | 2014-10-03
82681 | Thiobencarb, water, filtered (0.7 micron glass fiber filter), recoverable, micrograms per liter | Thiobencarb | ug/l | Dissolved | [5 empty] | 2014-10-03
82682 | DCPA, water, filtered (0.7 micron glass fiber filter), recoverable, micrograms per liter | Chlorthal-dimethyl | ug/l | Dissolved | [5 empty] | 2014-10-03
82683 | Pendimethalin, water, filtered (0.7 micron glass fiber filter), recoverable, micrograms per liter | Pendimethalin | ug/l | Dissolved | [5 empty] | 2014-10-03
82684 | Napropamide, water, filtered (0.7 micron glass fiber filter), recoverable, micrograms per liter | Napropamide | ug/l | Dissolved | [5 empty] | 2014-10-03
82685 | Propargite, water, filtered (0.7 micron glass fiber filter), recoverable, micrograms per liter | Propargite | ug/l | Dissolved | [5 empty] | 2014-10-03
82686 | Azinphos-methyl, water, filtered (0.7 micron glass fiber filter), recoverable, micrograms per liter | Azinphos-methyl | ug/l | Dissolved | [5 empty] | 2014-10-03
82687 | cis-Permethrin, water, filtered (0.7 micron glass fiber filter), recoverable, micrograms per liter | 1rs Cis-Permethrin | ug/l | Dissolved | [5 empty] | 2014-10-03
82688 | delta nitrogen-15/nitrogen-14 of nitrate, soil, per mil | Nitrogen-15/14 ratio | per mil | [6 empty] | 2016-06-30
82689 | delta nitrogen-15/nitrogen-14 of ammonia, soil, per mil | Nitrogen-15/14 ratio | per mil | [6 empty] | 2016-06-30
82690 | delta nitrogen-15/nitrogen-14 of nitrate, water, filtered, per mil | Nitrogen-15/14 ratio | per mil | Dissolved | [5 empty] | 2016-06-30
82691 | delta nitrogen-15/nitrogen-14 of ammonia, water, filtered, per mil | Nitrogen-15/14 ratio | per mil | Dissolved | [5 empty] | 2016-06-30
82692 | Carbofuran, water, filtered (0.7 micron glass fiber filter), enzyme-linked immunosorbent assay, recoverable, micrograms per liter | Carbofuran | ug/l | Dissolved | [5 empty] | 2014-10-03
82694 | Metolachlor, water, filtered (0.7 micron glass fiber filter), enzyme-linked immunosorbent assay, recoverable, micrograms per liter | Metolachlor | ug/l | Dissolved | [5 empty] | 2014-10-03
82695 | Alachlor, water, filtered (0.7 micron glass fiber filter), enzyme-linked immunosorbent assay, recoverable, micrograms per liter | Alachlor | ug/l | Dissolved | [5 empty] | 2014-10-03
82696 | Cyanazine, water, filtered (0.7 micron glass fiber filter), enzyme-linked immunosorbent assay, recoverable, micrograms per liter | Cyanazine | ug/l | Dissolved | [5 empty] | 2014-10-03
82697 | 2,4-D, water, filtered (0.7 micron glass fiber filter), enzyme-linked immunosorbent assay, recoverable, micrograms per liter | 2,4-D | ug/l | Dissolved | [5 empty] | 2014-10-03
82698 | delta nitrogen-15/nitrogen-14 of dinitrogen, water, unfiltered, per mil | Nitrogen-15/14 ratio | per mil | [6 empty] | 2016-06-30
82699 | delta oxygen-18/oxygen-16 of dissolved oxygen, water, unfiltered, per mil | Oxygen-18/Oxygen-16 ratio | per mil | Dissolved | [5 empty] | 2020-01-21
82700 | delta carbon-13/carbon-12 of carbonate fraction, solids, per mil | Carbon-13/Carbon-12 ratio | per mil | [6 empty] | 2020-01-21
82701 | delta chromium-53/chromium-52, water, filtered, per mil | delta chromium-53/chromium-52 | per mil | Dissolved | [5 empty] | 2020-01-21
82727 | delta oxygen-18/oxygen-16 of sulfate, water, filtered, per mil | Oxygen-18/Oxygen-16 ratio | per mil | Dissolved | [5 empty] | 2020-01-21
82728 | Bromoacetic acid, water, unfiltered, recoverable, micrograms per liter | Bromoacetic acid | ug/l | Recoverable | [5 empty] | 2014-10-03
82729 | Chloroacetic acid, water, unfiltered, recoverable, micrograms per liter | Chloroacetic acid | ug/l | Recoverable | [5 empty] | 2014-10-03
82730 | Bromodichloroacetic acid, water, unfiltered, recoverable, micrograms per liter | Bromodichloroacetic acid | ug/l | Recoverable | [5 empty] | 2014-10-03
82731 | Dibromochloroacetic acid, water, unfiltered, recoverable, micrograms per liter | Dibromochloroacetic acid | ug/l | Recoverable | [5 empty] | 2014-10-03
82732 | Tribromoacetic acid, water, unfiltered, recoverable, micrograms per liter | Tribromoacetic acid | ug/l | Recoverable | [5 empty] | 2014-10-03
82733 | Haloacetic acids, water, unfiltered, recoverable, micrograms per liter | Haloacetic acids | ug/l | Recoverable | [5 empty] | 2014-10-03
82734 | delta carbon-13/carbon/12 of organic carbon, solids, per mil | Carbon, isotope of mass 13 | per mil | [6 empty] | 2016-06-30
82735 | Carbon-14, organic solid materials, percent modern | Carbon-14 | pct modern | [6 empty] | 2016-04-06
82737 | delta oxygen-18/oxygen-16 of perchlorate, water, unfiltered, per mil | Oxygen-18/Oxygen-16 ratio | per mil | Total | [5 empty] | 2020-01-21
82738 | Chlorine-36/Chlorine-35 ratio in perchlorate, water, unfiltered, ratio | Chlorine-36 | ratio | Total | [5 empty] | 2017-01-05
82740 | delta strontium-87/strontium-86, carbonate rock, 3N nitric acid extracted, per mil | Strontium-87/Strontium-86, ratio | per mil | [6 empty] | 2016-06-30
82741 | delta oxygen-18/oxygen-16, carbonate rock, relative to Vienna Standard Mean Ocean Water (VSMOW), per mil | Oxygen-18 | per mil | [6 empty] | 2016-10-06
82742 | delta carbon-13/carbon-12 of propane, water, dissolved, headspace method, relative to Vienna PeeDee belemnite (VPDB), per mil | Carbon, isotope of mass 13 | per mil | Dissolved | [5 empty] | 2016-10-06
82743 | Carbon-13 in methane, water, unfiltered, percent | Carbon-13 | % | Total | [5 empty] | 2015-01-05
82744 | Deuterium in methane, water, unfiltered, percent | Deuterium | % | Total | [5 empty] | 2016-10-06
82745 | Oxygen-18 in water molecules, water, unfiltered, percent | Oxygen-18 | % | Total | [5 empty] | 2014-10-03
82746 | Strontium-87/Strontium-86 ratio, water, filtered, normalized to standard reference material, ratio | Strontium-87/Strontium-86, ratio | ratio | Dissolved | [5 empty] | 2014-10-03
82747 | delta Strontium-87, water, filtered, as standard deviation from seawater, per mil | Strontium-87 | per mil | Dissolved | [5 empty] | 2015-01-05
82748 | delta sulfur-34/sulfur-32, water, filtered, relative to Vienna Canyon Diablo Troilite (VCDT), per mil | Sulfur-34 | per mil | Dissolved | [5 empty] | 2016-10-06
82749 | delta Oxygen-18 in phosphate, water, filtered, relative to Vienna Standard Mean Ocean Water (VSMOW), per mil | Oxygen-18 | per mil | Dissolved | [5 empty] | 2016-10-06
82750 | delta Oxygen-18 in phosphate, water, unfiltered, relative to Vienna Standard Mean Ocean Water (VSMOW), per mil | Oxygen-18 | per mil | Total | [5 empty] | 2016-10-06
82751 | delta Oxygen-18 in water leachable phosphate, solids, relative to Vienna Standard Mean Ocean Water (VSMOW), per mil | Oxygen-18 | per mil | [6 empty] | 2016-10-06
82752 | delta strontium-88/strontium-86, water, filtered, relative to Vienna Standard Mean Ocean Water (VSMOW), per mil | delta strontium-88/strontium-86 | per mil | Dissolved | [5 empty] | 2020-01-21
82753 | Neon-20/Neon-22 ratio, water, unfiltered, ratio | Neon-20/Neon-22 ratio | ratio | Total | [5 empty] | 2020-01-21
82754 | Neon-21/Neon-22 ratio, water, unfiltered, ratio | Neon-21/Neon-22 ratio | ratio | Total | [5 empty] | 2020-01-21
82755 | Argon-38/Argon-36 ratio, water, unfiltered, ratio | Argon-38/Argon-36 ratio | ratio | Total | [5 empty] | 2020-01-21
82756 | Argon-40/Argon-36 ratio, water, unfiltered, ratio | Argon-40/Argon-36 ratio | ratio | Total | [5 empty] | 2020-01-21
82757 | Krypton-78/Krypton-84 ratio, water, unfiltered, ratio | Krypton-78/Krypton-84 ratio | ratio | Total | [5 empty] | 2020-01-21
82758 | Krypton-80/Krypton-84 ratio, water, unfiltered, ratio | Krypton-80/Krypton-84 ratio | ratio | Total | [5 empty] | 2020-01-21
82759 | Krypton-82/Krypton-84 ratio, water, unfiltered, ratio | Krypton-82/Krypton-84 ratio | ratio | Total | [5 empty] | 2020-01-21
82760 | Krypton-83/Krypton-84 ratio, water, unfiltered, ratio | Krypton-83/Krypton-84 ratio | ratio | Total | [5 empty] | 2020-01-21
82761 | Krypton-86/Krypton-84 ratio, water, unfiltered, ratio | Krypton-86/Krypton-84 ratio | ratio | Total | [5 empty] | 2020-01-21
82762 | Xenon-124/Xenon-132 ratio, water, unfiltered, ratio | Xenon-124/Xenon-132 ratio | ratio | Total | [5 empty] | 2020-01-21
82763 | Xenon-126/Xenon-132 ratio, water, unfiltered, ratio | Xenon-126/Xenon-132 ratio | ratio | Total | [5 empty] | 2020-01-21
82764 | Xenon-128/Xenon-132 ratio, water, unfiltered, ratio | Xenon-128/Xenon-132 ratio | ratio | Total | [5 empty] | 2020-01-21
82765 | Xenon-129/Xenon-132 ratio, water, unfiltered, ratio | Xenon-129/Xenon-132 ratio | ratio | Total | [5 empty] | 2020-01-21
82766 | Xenon-130/Xenon-132 ratio, water, unfiltered, ratio | Xenon-130/Xenon-132 ratio | ratio | Total | [5 empty] | 2020-01-21
82767 | Xenon-131/Xenon-132 ratio, water, unfiltered, ratio | Xenon-131/Xenon-132 ratio | ratio | Total | [5 empty] | 2020-01-21
82768 | Xenon-134/Xenon-132 ratio, water, unfiltered, ratio | Xenon-134/Xenon-132 ratio | ratio | Total | [5 empty] | 2020-01-21
82769 | Xenon-136/Xenon-132 ratio, water, unfiltered, ratio | Xenon-136/Xenon-132 ratio | ratio | Total | [5 empty] | 2020-01-21
82770 | Neon-20/Neon-22 error, water, unfiltered, ratio | Neon-20/Neon-22 error | ratio | Total | [5 empty] | 2020-01-21
82771 | Neon-21/Neon-22 error, water, unfiltered, ratio | Neon-21/Neon-22 error | ratio | Total | [5 empty] | 2020-01-21
82772 | Argon-38/Argon-36 error, water, unfiltered, ratio | Argon-38/Argon-36 error | ratio | Total | [5 empty] | 2020-01-21
82773 | Argon-40/Argon-36 error, water, unfiltered, ratio | Argon-40/Argon-36 error | ratio | Total | [5 empty] | 2020-01-21
82774 | Krypton-78/Krypton-84 error, water, unfiltered, ratio | Krypton-78/Krypton-84 error | ratio | Total | [5 empty] | 2020-01-21
82775 | Krypton-80/Krypton-84 error, water, unfiltered, ratio | Krypton-80/Krypton-84 error | ratio | Total | [5 empty] | 2020-01-21
82776 | Krypton-82/Krypton-84 error, water, unfiltered, ratio | Krypton-82/Krypton-84 error | ratio | Total | [5 empty] | 2020-01-21
82777 | Krypton-83/Krypton-84 error, water, unfiltered, ratio | Krypton-83/Krypton-84 error | ratio | Total | [5 empty] | 2020-01-21
82778 | Krypton-86/Krypton-84 error, water, unfiltered, ratio | Krypton-86/Krypton-84 error | ratio | Total | [5 empty] | 2020-01-21
82779 | Xenon-124/Xenon-132 error, water, unfiltered, ratio | Xenon-124/Xenon-132 error | ratio | Total | [5 empty] | 2020-01-21
82780 | Xenon-126/Xenon-132 error, water, unfiltered, ratio | Xenon-126/Xenon-132 error | ratio | Total | [5 empty] | 2020-01-21
82781 | Xenon-128/Xenon-132 error, water, unfiltered, ratio | Xenon-128/Xenon-132 error | ratio | Total | [5 empty] | 2020-01-21
82782 | Xenon-129/Xenon-132 error, water, unfiltered, ratio | Xenon-129/Xenon-132 error | ratio | Total | [5 empty] | 2020-01-21
82783 | Xenon-130/Xenon-132 error, water, unfiltered, ratio | Xenon-130/Xenon-132 error | ratio | Total | [5 empty] | 2020-01-21
82784 | Xenon-131/Xenon-132 error, water, unfiltered, ratio | Xenon-131/Xenon-132 error | ratio | Total | [5 empty] | 2020-01-21
82785 | Xenon-134/Xenon-132 error, water, unfiltered, ratio | Xenon-134/Xenon-132 error | ratio | Total | [5 empty] | 2020-01-21
82786 | Xenon-136/Xenon-132 error, water, unfiltered, ratio | Xenon-136/Xenon-132 error | ratio | Total | [5 empty] | 2020-01-21
82787 | delta Lithium-7/Lithium-6, water, filtered, per mil | Lithium-7/Lithium-6 ratio | per mil | Dissolved | [5 empty] | 2020-01-21
82788 | delta Chromium-53/chromium-52 analytical uncertainty (standard deviation of multiple determinations of the analyte), water, filtered, per mil | delta Chromium-53/chromium-52 analytical uncertainty | per mil | Dissolved | [5 empty] | 2020-01-21
82789 | Strontium-87/Strontium-86 ratio 2-sigma combined uncertainty, water, filtered, normalized to standard reference material, unitless | Strontium-87/Strontium-86, ratio | none | Dissolved | [5 empty] | 2020-01-21
82790 | delta carbon-13/carbon-12, solids, relative to Vienna PeeDee Belemnite (VPDB), per mil | delta carbon-13/carbon-12 | per mil | [6 empty] | 2020-01-21
82791 | delta nitrogen-15/nitrogen-14, solids, relative to air, per mil | Nitrogen-15/14 ratio | per mil | [6 empty] | 2020-01-21
82792 | delta sulfur-34/sulfur-32, solids, relative to Canyon Diablo Triolite (CDT), per mil | Sulfur-34/Sulfur-32 ratio | per mil | [6 empty] | 2020-01-21
82903 | Depth to bottom from water surface, at sampling location, meters | Depth | m | [6 empty] | 2014-10-03
82904 | Acid neutralizing capacity, wet atmospheric deposition, unfiltered, field, milligrams per liter as calcium carbonate | Alkalinity | mg/l CaCO3 | Total | [5 empty] | 2020-01-21
82905 | Acid neutralizing capacity, wet atmospheric deposition, unfiltered, field, microequivalents per liter | Alkalinity | ueq/L | Total | [5 empty] | 2020-01-21
82906 | Acid neutralizing capacity, wet atmospheric deposition, unfiltered, laboratory, milligrams per liter as calcium carbonate | Alkalinity | mg/l CaCO3 | Total | [5 empty] | 2020-01-21
82907 | Acid neutralizing capacity, wet atmospheric deposition, unfiltered, laboratory, microequivalents per liter | Alkalinity | ueq/L | Total | [5 empty] | 2020-01-21
82908 | Aluminum, wet atmospheric deposition, filtered, microequivalents per liter | Aluminum | ueq/L | Dissolved | [5 empty] | 2014-10-03
82909 | Aluminum, wet atmospheric deposition, filtered, micrograms per square meter | Aluminum | ug/m2 | Dissolved | [5 empty] | 2014-10-03
82910 | Aluminum, wet atmospheric deposition, suspended, micrograms per liter | Aluminum | ug/l | Suspended | [5 empty] | 2014-10-03
82911 | Aluminum, wet atmospheric deposition, suspended, micrograms per square meter | Aluminum | ug/m2 | Suspended | [5 empty] | 2014-10-03
82912 | Aluminum, wet atmospheric deposition, unfiltered, recoverable, micrograms per liter | Aluminum | ug/l | Recoverable | [5 empty] | 2014-10-03
82913 | Aluminum, wet atmospheric deposition, unfiltered, recoverable, micrograms per square meter | Aluminum | ug/m2 | Recoverable | [5 empty] | 2014-10-03
82914 | Aluminum, wet atmospheric deposition, unfiltered, micrograms per liter | Aluminum | ug/l | Total | [5 empty] | 2014-10-03
82915 | Aluminum, wet atmospheric deposition, unfiltered, micrograms per square meter | Aluminum | ug/m2 | Total | [5 empty] | 2014-10-03
82917 | Arsenic, wet atmospheric deposition, filtered, micrograms per liter | Arsenic | ug/l | Dissolved | [5 empty] | 2014-10-03
82918 | Arsenic, wet atmospheric deposition, filtered, micrograms per square meter | Arsenic | ug/m2 | Dissolved | [5 empty] | 2014-10-03
82919 | Arsenic, wet atmospheric deposition, suspended, micrograms per liter | Arsenic | ug/l | Suspended | [5 empty] | 2014-10-03
82920 | Arsenic, wet atmospheric deposition, suspended, micrograms per square meter | Arsenic | ug/m2 | Suspended | [5 empty] | 2014-10-03
82921 | Arsenic, wet atmospheric deposition, unfiltered, micrograms per liter | Arsenic | ug/l | Total | [5 empty] | 2014-10-03
82922 | Arsenic, wet atmospheric deposition, unfiltered, micrograms per square meter | Arsenic | ug/m2 | Total | [5 empty] | 2014-10-03
82924 | Cadmium, wet atmospheric deposition, filtered, micrograms per liter | Cadmium | ug/l | Dissolved | [5 empty] | 2014-10-03
82925 | Cadmium, wet atmospheric deposition, filtered, micrograms per square meter | Cadmium | ug/m2 | Dissolved | [5 empty] | 2014-10-03
82926 | Cadmium, wet atmospheric deposition, suspended, micrograms per liter | Cadmium | ug/l | Suspended | [5 empty] | 2014-10-03
82927 | Cadmium, wet atmospheric deposition, suspended, micrograms per square meter | Cadmium | ug/m2 | Suspended | [5 empty] | 2014-10-03
82928 | Cadmium, wet atmospheric deposition, unfiltered, recoverable, micrograms per liter | Cadmium | ug/l | Recoverable | [5 empty] | 2014-10-03
82929 | Cadmium, wet atmospheric deposition, unfiltered, recoverable, micrograms per square meter | Cadmium | ug/m2 | Recoverable | [5 empty] | 2014-10-03
82930 | Cadmium, wet atmospheric deposition, unfiltered, micrograms per liter | Cadmium | ug/l | Total | [5 empty] | 2014-10-03
82931 | Cadmium, wet atmospheric deposition, unfiltered, micrograms per square meter | Cadmium | ug/m2 | Total | [5 empty] | 2014-10-03
82932 | Calcium, wet atmospheric deposition, filtered, milligrams per liter | Calcium | mg/l | Dissolved | [5 empty] | 2014-10-03
82933 | Calcium, wet atmospheric deposition, filtered, milligrams per square meter | Calcium | mg/m2 | Dissolved | [5 empty] | 2014-10-03
82935 | Calcium, wet atmospheric deposition, suspended, milligrams per liter | Calcium | mg/l | Suspended | [5 empty] | 2014-10-03
82936 | Calcium, wet atmospheric deposition, suspended, milligrams per square meter | Calcium | mg/m2 | Suspended | [5 empty] | 2014-10-03
82938 | Calcium, wet atmospheric deposition, unfiltered, recoverable, milligrams per liter | Calcium | mg/l | Recoverable | [5 empty] | 2014-10-03
82939 | Calcium, wet atmospheric deposition, unfiltered, recoverable, milligrams per square meter | Calcium | mg/m2 | Recoverable | [5 empty] | 2014-10-03
82940 | Calcium, wet atmospheric deposition, unfiltered, recoverable, microequivalents per liter | Calcium | ueq/L | Recoverable | [5 empty] | 2014-10-03
82941 | Calcium, wet atmospheric deposition, unfiltered, milligrams per liter | Calcium | mg/l | Total | [5 empty] | 2014-10-03
82942 | Calcium, wet atmospheric deposition, unfiltered, milligrams per square meter | Calcium | mg/m2 | Total | [5 empty] | 2014-10-03
82944 | Chloride, wet atmospheric deposition, filtered, milligrams per liter | Chloride | mg/l | Dissolved | [5 empty] | 2014-10-03
82945 | Chloride, wet atmospheric deposition, filtered, milligrams per square meter | Chloride | mg/m2 | Dissolved | [5 empty] | 2014-10-03
82946 | Chloride, wet atmospheric deposition, filtered, microequivalents per liter | Chloride | ueq/L | Dissolved | [5 empty] | 2014-10-03
82947 | Chloride, wet atmospheric deposition, unfiltered, milligrams per liter | Chloride | mg/l | Total | [5 empty] | 2014-10-03
82948 | Chloride, wet atmospheric deposition, unfiltered, milligrams per square meter | Chloride | mg/m2 | Total | [5 empty] | 2014-10-03
82949 | Chloride, wet atmospheric deposition, unfiltered, microequivalents per liter | Chloride | ueq/L | Total | [5 empty] | 2014-10-03
82950 | Chromium, wet atmospheric deposition, filtered, micrograms per liter | Chromium | ug/l | Dissolved | [5 empty] | 2014-10-03
82951 | Chromium, wet atmospheric deposition, filtered, micrograms per square meter | Chromium | ug/m2 | Dissolved | [5 empty] | 2014-10-03
82952 | Chromium, wet atmospheric deposition, suspended, micrograms per liter | Chromium | ug/l | Suspended | [5 empty] | 2014-10-03
82953 | Chromium, wet atmospheric deposition, suspended, micrograms per square meter | Chromium | ug/m2 | Suspended | [5 empty] | 2014-10-03
82954 | Chromium, wet atmospheric deposition, unfiltered, recoverable, micrograms per liter | Chromium | ug/l | Recoverable | [5 empty] | 2014-10-03
82955 | Chromium, wet atmospheric deposition, unfiltered, recoverable, micrograms per square meter | Chromium | ug/m2 | Recoverable | [5 empty] | 2014-10-03
82956 | Chromium, wet atmospheric deposition, unfiltered, micrograms per liter | Chromium | ug/l | Total | [5 empty] | 2014-10-03
82957 | Chromium, wet atmospheric deposition, unfiltered, micrograms per square meter | Chromium | ug/m2 | Total | [5 empty] | 2014-10-03
82958 | Cobalt, wet atmospheric deposition, filtered, micrograms per liter | Cobalt | ug/l | Dissolved | [5 empty] | 2014-10-03
82959 | Cobalt, wet atmospheric deposition, filtered, micrograms per square meter | Cobalt | ug/m2 | Dissolved | [5 empty] | 2014-10-03
82960 | Cobalt, wet atmospheric deposition, suspended, micrograms per liter | Cobalt | ug/l | Suspended | [5 empty] | 2014-10-03
82961 | Cobalt, wet atmospheric deposition, suspended, micrograms per square meter | Cobalt | ug/m2 | Suspended | [5 empty] | 2014-10-03
82962 | Cobalt, wet atmospheric deposition, unfiltered, recoverable, micrograms per liter | Cobalt | ug/l | Recoverable | [5 empty] | 2014-10-03
82963 | Cobalt, wet atmospheric deposition, unfiltered, recoverable, micrograms per square meter | Cobalt | ug/m2 | Recoverable | [5 empty] | 2014-10-03
82964 | Cobalt, wet atmospheric deposition, unfiltered, micrograms per liter | Cobalt | ug/l | Total | [5 empty] | 2014-10-03
82965 | Cobalt, wet atmospheric deposition, unfiltered, micrograms per square meter | Cobalt | ug/m2 | Total | [5 empty] | 2014-10-03
82966 | Copper, wet atmospheric deposition, filtered, micrograms per liter | Copper | ug/l | Dissolved | [5 empty] | 2014-10-03
82967 | Copper, wet atmospheric deposition, filtered, micrograms per square meter | Copper | ug/m2 | Dissolved | [5 empty] | 2014-10-03
82968 | Copper, wet atmospheric deposition, suspended, micrograms per liter | Copper | ug/l | Suspended | [5 empty] | 2014-10-03
82969 | Copper, wet atmospheric deposition, suspended, micrograms per square meter | Copper | ug/m2 | Suspended | [5 empty] | 2014-10-03
82970 | Copper, wet atmospheric deposition, unfiltered, recoverable, micrograms per liter | Copper | ug/l | Recoverable | [5 empty] | 2014-10-03
82971 | Copper, wet atmospheric deposition, unfiltered, recoverable, micrograms per square meter | Copper | ug/m2 | Recoverable | [5 empty] | 2014-10-03
82972 | Copper, wet atmospheric deposition, unfiltered, micrograms per liter | Copper | ug/l | Total | [5 empty] | 2014-10-03
82973 | Copper, wet atmospheric deposition, unfiltered, micrograms per square meter | Copper | ug/m2 | Total | [5 empty] | 2014-10-03
82974 | Hydrogen ion, wet atmospheric deposition, filtered, milligrams per liter | Acidity, hydrogen ion (H+) | mg/l | Dissolved | [5 empty] | 2020-01-21
82975 | Hydrogen ion, wet atmospheric deposition, filtered, milligrams per square meter | Acidity, hydrogen ion (H+) | mg/m2 | Dissolved | [5 empty] | 2020-01-21
82976 | Hydrogen ion, wet atmospheric deposition, filtered, microequivalents per liter | Acidity, hydrogen ion (H+) | ueq/L | Dissolved | [5 empty] | 2020-01-21
82977 | Hydrogen ion, wet atmospheric deposition, unfiltered, milligrams per liter | Acidity, hydrogen ion (H+) | mg/l | Total | [5 empty] | 2020-01-21
82978 | Hydrogen ion, wet atmospheric deposition, unfiltered, milligrams per square meter | Acidity, hydrogen ion (H+) | mg/m2 | Total | [5 empty] | 2020-01-21
82979 | Hydrogen ion, wet atmospheric deposition, unfiltered, microequivalents per liter | Acidity, hydrogen ion (H+) | ueq/L | Total | [5 empty] | 2020-01-21
82980 | Hydrogen ion, wet atmospheric deposition, filtered, calculated, milligrams per liter | Acidity, hydrogen ion (H+) | mg/l | Dissolved | [5 empty] | 2020-01-21
82981 | Hydrogen ion, wet atmospheric deposition, filtered, calculated, milligrams per square meter | Acidity, hydrogen ion (H+) | mg/m2 | Dissolved | [5 empty] | 2020-01-21
82982 | Hydrogen ion, wet atmospheric deposition, filtered, calculated, microequivalents per liter | Acidity, hydrogen ion (H+) | ueq/L | Dissolved | [5 empty] | 2020-01-21
82983 | Hydrogen ion, wet atmospheric deposition, unfiltered, calculated, milligrams per liter | Acidity, hydrogen ion (H+) | mg/l | Total | [5 empty] | 2020-01-21
82984 | Hydrogen ion, wet atmospheric deposition, unfiltered, calculated, milligrams per square meter | Acidity, hydrogen ion (H+) | mg/m2 | Total | [5 empty] | 2020-01-21
82985 | Hydrogen ion, wet atmospheric deposition, unfiltered, calculated, microequivalents per liter | Acidity, hydrogen ion (H+) | ueq/L | Total | [5 empty] | 2020-01-21
82986 | Iron, wet atmospheric deposition, filtered, micrograms per liter | Iron | ug/l | Dissolved | [5 empty] | 2014-10-03
82987 | Iron, wet atmospheric deposition, filtered, micrograms per square meter | Iron | ug/m2 | Dissolved | [5 empty] | 2014-10-03
82988 | Iron, wet atmospheric deposition, suspended, micrograms per liter | Iron | ug/l | Suspended | [5 empty] | 2014-10-03
82989 | Iron, wet atmospheric deposition, suspended, micrograms per square meter | Iron | ug/m2 | Suspended | [5 empty] | 2014-10-03
82990 | Iron, wet atmospheric deposition, unfiltered, recoverable, micrograms per liter | Iron | ug/l | Recoverable | [5 empty] | 2014-10-03
82991 | Iron, wet atmospheric deposition, unfiltered, recoverable, micrograms per square meter | Iron | ug/m2 | Recoverable | [5 empty] | 2014-10-03
82992 | Iron, wet atmospheric deposition, unfiltered, micrograms per liter | Iron | ug/l | Total | [5 empty] | 2014-10-03
82993 | Iron, wet atmospheric deposition, unfiltered, micrograms per square meter | Iron | ug/m2 | Total | [5 empty] | 2014-10-03
82994 | Lead, wet atmospheric deposition, filtered, micrograms per liter | Lead | ug/l | Dissolved | [5 empty] | 2014-10-03
82995 | Lead, wet atmospheric deposition, filtered, micrograms per square meter | Lead | ug/m2 | Dissolved | [5 empty] | 2014-10-03
82996 | Lead, wet atmospheric deposition, suspended, micrograms per liter | Lead | ug/l | Suspended | [5 empty] | 2014-10-03
82997 | Lead, wet atmospheric deposition, suspended, micrograms per square meter | Lead | ug/m2 | Suspended | [5 empty] | 2014-10-03
82998 | Lead, wet atmospheric deposition, unfiltered, recoverable, micrograms per liter | Lead | ug/l | Recoverable | [5 empty] | 2014-10-03
82999 | Lead, wet atmospheric deposition, unfiltered, recoverable, micrograms per square meter | Lead | ug/m2 | Recoverable | [5 empty] | 2014-10-03
83000 | Lead, wet atmospheric deposition, unfiltered, micrograms per liter | Lead | ug/l | Total | [5 empty] | 2014-10-03
83001 | Lead, wet atmospheric deposition, unfiltered, micrograms per square meter | Lead | ug/m2 | Total | [5 empty] | 2014-10-03
83002 | Magnesium, wet atmospheric deposition, filtered, milligrams per liter | Magnesium | mg/l | Dissolved | [5 empty] | 2014-10-03
83003 | Magnesium, wet atmospheric deposition, filtered, milligrams per square meter | Magnesium | mg/m2 | Dissolved | [5 empty] | 2014-10-03
83004 | Magnesium, wet atmospheric deposition, filtered, microequivalents per liter | Magnesium | ueq/L | Dissolved | [5 empty] | 2014-10-03
83005 | Magnesium, wet atmospheric deposition, suspended, milligrams per liter | Magnesium | mg/l | Suspended | [5 empty] | 2014-10-03
83006 | Magnesium, wet atmospheric deposition, suspended, milligrams per square meter | Magnesium | mg/m2 | Suspended | [5 empty] | 2014-10-03
83007 | Magnesium, wet atmospheric deposition, suspended, microequivalents per liter | Magnesium | ueq/L | Suspended | [5 empty] | 2014-10-03
83008 | Magnesium, wet atmospheric deposition, unfiltered, recoverable, milligrams per liter | Magnesium | mg/l | Recoverable | [5 empty] | 2014-10-03
83009 | Magnesium, wet atmospheric deposition, unfiltered, recoverable, milligrams per square meter | Magnesium | mg/m2 | Recoverable | [5 empty] | 2014-10-03
83010 | Magnesium, wet atmospheric deposition, unfiltered, recoverable, microequivalents per liter | Magnesium | ueq/L | Recoverable | [5 empty] | 2014-10-03
83011 | Magnesium, wet atmospheric deposition, unfiltered, milligrams per liter | Magnesium | mg/l | Total | [5 empty] | 2014-10-03
83012 | Magnesium, wet atmospheric deposition, unfiltered, milligrams per square meter | Magnesium | mg/m2 | Total | [5 empty] | 2014-10-03
83013 | Magnesium, wet atmospheric deposition, unfiltered, microequivalents per liter | Magnesium | ueq/L | Total | [5 empty] | 2014-10-03
83014 | Manganese, wet atmospheric deposition, filtered, micrograms per liter | Manganese | ug/l | Dissolved | [5 empty] | 2014-10-03
83015 | Manganese, wet atmospheric deposition, filtered, micrograms per square meter | Manganese | ug/m2 | Dissolved | [5 empty] | 2014-10-03
83016 | Manganese, wet atmospheric deposition, suspended, micrograms per liter | Manganese | ug/l | Suspended | [5 empty] | 2014-10-03
83017 | Manganese, wet atmospheric deposition, suspended, micrograms per square meter | Manganese | ug/m2 | Suspended | [5 empty] | 2014-10-03
83018 | Manganese, wet atmospheric deposition, unfiltered, recoverable, micrograms per liter | Manganese | ug/l | Recoverable | [5 empty] | 2014-10-03
83019 | Manganese, wet atmospheric deposition, unfiltered, recoverable, micrograms per square meter | Manganese | ug/m2 | Recoverable | [5 empty] | 2014-10-03
83020 | Manganese, wet atmospheric deposition, unfiltered, micrograms per liter | Manganese | ug/l | Total | [5 empty] | 2014-10-03
83021 | Manganese, wet atmospheric deposition, unfiltered, micrograms per square meter | Manganese | ug/m2 | Total | [5 empty] | 2014-10-03
83022 | Mercury, wet atmospheric deposition, filtered, micrograms per liter | Mercury | ug/l | Dissolved | [5 empty] | 2014-10-03
83023 | Mercury, wet atmospheric deposition, filtered, micrograms per square meter | Mercury | ug/m2 | Dissolved | [5 empty] | 2014-10-03
83024 | Mercury, wet atmospheric deposition, suspended, micrograms per liter | Mercury | ug/l | Suspended | [5 empty] | 2014-10-03
83025 | Mercury, wet atmospheric deposition, suspended, micrograms per square meter | Mercury | ug/m2 | Suspended | [5 empty] | 2014-10-03
83026 | Mercury, wet atmospheric deposition, unfiltered, micrograms per liter | Mercury | ug/l | Total | [5 empty] | 2014-10-03
83027 | Mercury, wet atmospheric deposition, unfiltered, micrograms per square meter | Mercury | ug/m2 | Total | [5 empty] | 2014-10-03
83028 | Molybdenum, wet atmospheric deposition, filtered, micrograms per liter | Molybdenum | ug/l | Dissolved | [5 empty] | 2014-10-03
83029 | Molybdenum, wet atmospheric deposition, filtered, micrograms per square meter | Molybdenum | ug/m2 | Dissolved | [5 empty] | 2014-10-03
83030 | Molybdenum, wet atmospheric deposition, suspended, micrograms per liter | Molybdenum | ug/l | Suspended | [5 empty] | 2014-10-03
83031 | Molybdenum, wet atmospheric deposition, suspended, micrograms per square meter | Molybdenum | ug/m2 | Suspended | [5 empty] | 2014-10-03
83032 | Molybdenum, wet atmospheric deposition, unfiltered, recoverable, micrograms per liter | Molybdenum | ug/l | Recoverable | [5 empty] | 2014-10-03
83033 | Molybdenum, wet atmospheric deposition, unfiltered, recoverable, micrograms per square meter | Molybdenum | ug/m2 | Recoverable | [5 empty] | 2014-10-03
83034 | Molybdenum, wet atmospheric deposition, unfiltered, micrograms per liter | Molybdenum | ug/l | Total | [5 empty] | 2014-10-03
83035 | Molybdenum, wet atmospheric deposition, unfiltered, micrograms per square meter | Molybdenum | ug/m2 | Total | [5 empty] | 2014-10-03
83036 | Nickel, wet atmospheric deposition, filtered, micrograms per liter | Nickel | ug/l | Dissolved | [5 empty] | 2014-10-03
83037 | Nickel, wet atmospheric deposition, filtered, micrograms per square meter | Nickel | ug/m2 | Dissolved | [5 empty] | 2014-10-03
83038 | Nickel, wet atmospheric deposition, suspended, micrograms per liter | Nickel | ug/l | Suspended | [5 empty] | 2014-10-03
83039 | Nickel, wet atmospheric deposition, suspended, micrograms per square meter | Nickel | ug/m2 | Suspended | [5 empty] | 2014-10-03
83040 | Nickel, wet atmospheric deposition, unfiltered, recoverable, micrograms per liter | Nickel | ug/l | Recoverable | [5 empty] | 2014-10-03
83041 | Nickel, wet atmospheric deposition, unfiltered, recoverable, micrograms per square meter | Nickel | ug/m2 | Recoverable | [5 empty] | 2014-10-03
83042 | Nickel, wet atmospheric deposition, unfiltered, micrograms per liter | Nickel | ug/l | Total | [5 empty] | 2014-10-03
83043 | Nickel, wet atmospheric deposition, unfiltered, micrograms per square meter | Nickel | ug/m2 | Total | [5 empty] | 2014-10-03
83044 | Ammonia (NH3 + NH4+), wet atmospheric deposition, filtered, milligrams per liter as nitrogen | Ammonia and ammonium | mg/l as N | Dissolved | [5 empty] | 2017-04-20
83045 | Ammonia (NH3 + NH4+), wet atmospheric deposition, filtered, milligrams per square meter as nitrogen | Ammonia and ammonium | mg/m2 as N | Dissolved | [5 empty] | 2017-04-20
83046 | Ammonia (NH3 + NH4+), wet atmospheric deposition, filtered, microequivalents per liter | Ammonia and ammonium | ueq/L | Dissolved | [5 empty] | 2017-04-20
83047 | Ammonia (NH3 + NH4+), wet atmospheric deposition, filtered, milligrams per liter as NH4 | Ammonia and ammonium | mg/l NH4 | Dissolved | [5 empty] | 2017-04-20
83048 | Ammonia (NH3 + NH4+), wet atmospheric deposition, filtered, milligrams per square meter as NH4 | Ammonia and ammonium | mg/m2 NH4 | Dissolved | [5 empty] | 2017-04-20
83049 | Ammonia (NH3 + NH4+), wet atmospheric deposition, filtered, microequivalents per liter | Ammonia and ammonium | ueq/L | Dissolved | [5 empty] | 2017-04-20
83050 | Ammonia (NH3 + NH4+), wet atmospheric deposition, suspended, milligrams per liter as nitrogen | Ammonia and ammonium | mg/l as N | Suspended | [5 empty] | 2017-04-20
83051 | Ammonia (NH3 + NH4+), wet atmospheric deposition, suspended, milligrams per square meter as nitrogen | Ammonia and ammonium | mg/m2 as N | Suspended | [5 empty] | 2017-04-20
83052 | Ammonia (NH3 + NH4+), wet atmospheric deposition, suspended, microequivalents per liter | Ammonia and ammonium | ueq/L | Suspended | [5 empty] | 2017-04-20
83053 | Ammonia (NH3 + NH4+), wet atmospheric deposition, suspended, milligrams per liter as NH4 | Ammonia and ammonium | mg/l NH4 | Suspended | [5 empty] | 2017-04-20
83054 | Ammonia (NH3 + NH4+), wet atmospheric deposition, suspended, milligrams per square meter as NH4 | Ammonia and ammonium | mg/m2 NH4 | Suspended | [5 empty] | 2017-04-20
83055 | Ammonia (NH3 + NH4+), wet atmospheric deposition, suspended, microequivalents per liter | Ammonia and ammonium | ueq/L | Suspended | [5 empty] | 2017-04-20
83056 | Ammonia (NH3 + NH4+), wet atmospheric deposition, unfiltered, recoverable, milligrams per liter as nitrogen | Ammonia and ammonium | mg/l as N | Recoverable | [5 empty] | 2017-04-20
83057 | Ammonia (NH3 + NH4+), wet atmospheric deposition, unfiltered, recoverable, milligrams per square meter as nitrogen | Ammonia and ammonium | mg/m2 as N | Recoverable | [5 empty] | 2017-04-20
83058 | Ammonia (NH3 + NH4+), wet atmospheric deposition, unfiltered, recoverable, microequivalents per liter | Ammonia and ammonium | ueq/L | Recoverable | [5 empty] | 2017-04-20
83059 | Ammonia (NH3 + NH4+), wet atmospheric deposition, unfiltered, recoverable, milligrams per liter as NH4 | Ammonia and ammonium | mg/l NH4 | Recoverable | [5 empty] | 2017-04-20
83060 | Ammonia (NH3 + NH4+), wet atmospheric deposition, unfiltered, recoverable, milligrams per square meter as NH4 | Ammonia and ammonium | mg/m2 NH4 | Recoverable | [5 empty] | 2017-04-20
83061 | Ammonia (NH3 + NH4+), wet atmospheric deposition, unfiltered, recoverable, microequivalents per liter | Ammonia and ammonium | ueq/L | Recoverable | [5 empty] | 2017-04-20
83062 | Ammonia (NH3 + NH4+), wet atmospheric deposition, unfiltered, milligrams per liter as nitrogen | Ammonia and ammonium | mg/l as N | Total | [5 empty] | 2017-04-20
83063 | Ammonia (NH3 + NH4+), wet atmospheric deposition, unfiltered, milligrams per square meter as nitrogen | Ammonia and ammonium | mg/m2 as N | Total | [5 empty] | 2017-04-20
83064 | Ammonia (NH3 + NH4+), wet atmospheric deposition, unfiltered, microequivalents per liter | Ammonia and ammonium | ueq/L | Total | [5 empty] | 2017-04-20
83065 | Ammonia (NH3 + NH4+), wet atmospheric deposition, unfiltered, milligrams per liter as NH4 | Ammonia and ammonium | mg/l NH4 | Total | [5 empty] | 2017-04-20
83066 | Ammonia (NH3 + NH4+), wet atmospheric deposition, unfiltered, milligrams per square meter as NH4 | Ammonia and ammonium | mg/m2 NH4 | Total | [5 empty] | 2017-04-20
83067 | Ammonia (NH3 + NH4+), wet atmospheric deposition, unfiltered, microequivalents per liter | Ammonia and ammonium | ueq/L | Total | [5 empty] | 2017-04-20
83068 | Nitrate, wet atmospheric deposition, filtered, milligrams per liter as nitrogen | Nitrate | mg/l as N | Dissolved | [5 empty] | 2014-10-03
83069 | Nitrate, wet atmospheric deposition, filtered, milligrams per square meter as nitrogen | Nitrate | mg/m2 as N | Dissolved | [5 empty] | 2014-10-03
83070 | Nitrate, wet atmospheric deposition, filtered, microequivalents per liter | Nitrate | ueq/L | Dissolved | [5 empty] | 2014-10-03
83071 | Nitrate, wet atmospheric deposition, filtered, milligrams per liter as nitrate | Nitrate | mg/l | Dissolved | [5 empty] | 2015-04-09
83072 | Nitrate, wet atmospheric deposition, filtered, milligrams per square meter as nitrate | Nitrate | mg/m2 | Dissolved | [5 empty] | 2015-04-09
83073 | Nitrate, wet atmospheric deposition, filtered, microequivalents per liter | Nitrate | ueq/L | Dissolved | [5 empty] | 2014-10-03
83074 | Nitrate, wet atmospheric deposition, unfiltered, milligrams per liter as nitrogen | Nitrate | mg/l as N | Total | [5 empty] | 2014-10-03
83075 | Nitrate, wet atmospheric deposition, unfiltered, milligrams per square meter as nitrogen | Nitrate | mg/m2 as N | Total | [5 empty] | 2014-10-03
83076 | Nitrate, wet atmospheric deposition, unfiltered, microequivalents per liter | Nitrate | ueq/L | Total | [5 empty] | 2014-10-03
83077 | Nitrate, wet atmospheric deposition, unfiltered, milligrams per liter as nitrate | Nitrate | mg/l | Total | [5 empty] | 2015-04-09
83078 | Nitrate, wet atmospheric deposition, unfiltered, milligrams per square meter as nitrate | Nitrate | mg/m2 | Total | [5 empty] | 2015-04-09
83079 | Nitrate, wet atmospheric deposition, unfiltered, microequivalents per liter | Nitrate | ueq/L | Total | [5 empty] | 2014-10-03
83080 | Nitrate plus nitrite, wet atmospheric deposition, filtered, milligrams per liter as nitrogen | Inorganic nitrogen (nitrate and nitrite) | mg/l as N | Dissolved | [5 empty] | 2014-10-03
83081 | Nitrate plus nitrite, wet atmospheric deposition, filtered, milligrams per square meter as nitrogen | Inorganic nitrogen (nitrate and nitrite) | mg/m2 as N | Dissolved | [5 empty] | 2014-10-03
83082 | Nitrate plus nitrite, wet atmospheric deposition, filtered, microequivalents per liter | Inorganic nitrogen (nitrate and nitrite) | ueq/L | Dissolved | [5 empty] | 2014-10-03
83083 | Nitrate plus nitrite, wet atmospheric deposition, filtered, milligrams per liter as nitrate | Inorganic nitrogen (nitrate and nitrite) | mg/l NO3 | Dissolved | [5 empty] | 2014-10-03
83084 | Nitrate plus nitrite, wet atmospheric deposition, filtered, milligrams per square meter as nitrate | Inorganic nitrogen (nitrate and nitrite) | mg/m2 NO3 | Dissolved | [5 empty] | 2014-10-03
83085 | Nitrate plus nitrite, wet atmospheric deposition, filtered, microequivalents per liter | Inorganic nitrogen (nitrate and nitrite) | ueq/L | Dissolved | [5 empty] | 2014-10-03
83086 | Nitrate plus nitrite, wet atmospheric deposition, unfiltered, milligrams per liter as nitrogen | Inorganic nitrogen (nitrate and nitrite) | mg/l as N | Total | [5 empty] | 2014-10-03
83087 | Nitrate plus nitrite, wet atmospheric deposition, unfiltered, milligrams per square meter as nitrogen | Inorganic nitrogen (nitrate and nitrite) | mg/m2 as N | Total | [5 empty] | 2014-10-03
83088 | Nitrate plus nitrite, wet atmospheric deposition, unfiltered, microequivalents per liter | Inorganic nitrogen (nitrate and nitrite) | ueq/L | Total | [5 empty] | 2014-10-03
83089 | Nitrate plus nitrite, wet atmospheric deposition, unfiltered, milligrams per liter as nitrate | Inorganic nitrogen (nitrate and nitrite) | mg/l NO3 | Total | [5 empty] | 2014-10-03
83090 | Nitrate plus nitrite, wet atmospheric deposition, unfiltered, milligrams per square meter as nitrate | Inorganic nitrogen (nitrate and nitrite) | mg/m2 NO3 | Total | [5 empty] | 2014-10-03
83091 | Nitrate plus nitrite, wet atmospheric deposition, unfiltered, microequivalents per liter | Inorganic nitrogen (nitrate and nitrite) | ueq/L | Total | [5 empty] | 2014-10-03
83092 | Nitrite, wet atmospheric deposition, filtered, milligrams per liter as nitrogen | Nitrite | mg/l as N | Dissolved | [5 empty] | 2014-10-03
83093 | Nitrite, wet atmospheric deposition, filtered, milligrams per square meter as nitrogen | Nitrite | mg/m2 as N | Dissolved | [5 empty] | 2014-10-03
83094 | Nitrite, wet atmospheric deposition, filtered, microequivalents per liter | Nitrite | ueq/L | Dissolved | [5 empty] | 2014-10-03
83095 | Nitrite, wet atmospheric deposition, filtered, milligrams per liter as nitrite | Nitrite | mg/l | Dissolved | [5 empty] | 2015-04-09
83096 | Nitrite, wet atmospheric deposition, filtered, milligrams per square meter as nitrite | Nitrite | mg/m2 | Dissolved | [5 empty] | 2015-04-09
83097 | Nitrite, wet atmospheric deposition, filtered, microequivalents per liter | Nitrite | ueq/L | Dissolved | [5 empty] | 2014-10-03
83098 | Nitrite, wet atmospheric deposition, unfiltered, milligrams per liter as nitrogen | Nitrite | mg/l as N | Total | [5 empty] | 2014-10-03
83099 | Nitrite, wet atmospheric deposition, unfiltered, milligrams per square meter as nitrogen | Nitrite | mg/m2 as N | Total | [5 empty] | 2014-10-03
83100 | Nitrite, wet atmospheric deposition, unfiltered, microequivalents per liter | Nitrite | ueq/L | Total | [5 empty] | 2014-10-03
83101 | Nitrite, wet atmospheric deposition, unfiltered, milligrams per liter as nitrite | Nitrite | mg/l | Total | [5 empty] | 2015-04-09
83102 | Nitrite, wet atmospheric deposition, unfiltered, milligrams per square meter as nitrite | Nitrite | mg/m2 | Total | [5 empty] | 2015-04-09
83103 | Nitrite, wet atmospheric deposition, unfiltered, microequivalents per liter | Nitrite | ueq/L | Total | [5 empty] | 2014-10-03
83104 | pH, wet atmospheric deposition, unfiltered, calculated, standard units | pH | std units | Total | [5 empty] | 2015-01-05
83106 | pH, wet atmospheric deposition, unfiltered, field, standard units | pH | std units | Total | [5 empty] | 2015-01-05
83107 | pH, wet atmospheric deposition, unfiltered, lab, standard units | pH | std units | Total | [5 empty] | 2015-01-05
83108 | Orthophosphate, wet atmospheric deposition, filtered, milligrams per liter as phosphorus | Orthophosphate | mg/l as P | Dissolved | [5 empty] | 2014-10-03
83109 | Orthophosphate, wet atmospheric deposition, filtered, milligrams per square meter as phosphorus | Orthophosphate | mg/m2 as P | Dissolved | [5 empty] | 2014-10-03
83110 | Orthophosphate, wet atmospheric deposition, filtered, microequivalents per liter | Orthophosphate | ueq/L | Dissolved | [5 empty] | 2014-10-03
83111 | Orthophosphate, wet atmospheric deposition, filtered, milligrams per liter as PO4 | Orthophosphate | mg/l | Dissolved | [5 empty] | 2015-04-09
83112 | Orthophosphate, wet atmospheric deposition, filtered, milligrams per square meter as PO4 | Orthophosphate | mg/m2 | Dissolved | [5 empty] | 2015-04-09
83113 | Orthophosphate, wet atmospheric deposition, filtered, microequivalents per liter | Orthophosphate | ueq/L | Dissolved | [5 empty] | 2014-10-03
83114 | Orthophosphate, wet atmospheric deposition, unfiltered, milligrams per liter as phosphorus | Orthophosphate | mg/l as P | Total | [5 empty] | 2014-10-03
83115 | Orthophosphate, wet atmospheric deposition, unfiltered, milligrams per square meter as phosphorus | Orthophosphate | mg/m2 as P | Total | [5 empty] | 2014-10-03
83116 | Orthophosphate, wet atmospheric deposition, unfiltered, microequivalents per liter | Orthophosphate | ueq/L | Total | [5 empty] | 2014-10-03
83117 | Orthophosphate, wet atmospheric deposition, unfiltered, milligrams per liter as PO4 | Orthophosphate | mg/l | Total | [5 empty] | 2015-04-09
83118 | Orthophosphate, wet atmospheric deposition, unfiltered, milligrams per square meter as PO4 | Orthophosphate | mg/m2 | Total | [5 empty] | 2015-04-09
83119 | Orthophosphate, wet atmospheric deposition, unfiltered, microequivalents per liter | Orthophosphate | ueq/L | Total | [5 empty] | 2014-10-03
83120 | Potassium, wet atmospheric deposition, filtered, milligrams per liter | Potassium | mg/l | Dissolved | [5 empty] | 2014-10-03
83121 | Potassium, wet atmospheric deposition, filtered, milligrams per square meter | Potassium | mg/m2 | Dissolved | [5 empty] | 2014-10-03
83122 | Potassium, wet atmospheric deposition, filtered, microequivalents per liter | Potassium | ueq/L | Dissolved | [5 empty] | 2014-10-03
83123 | Potassium, wet atmospheric deposition, suspended, milligrams per liter | Potassium | mg/l | Suspended | [5 empty] | 2014-10-03
83124 | Potassium, wet atmospheric deposition, suspended, milligrams per square meter | Potassium | mg/m2 | Suspended | [5 empty] | 2014-10-03
83125 | Potassium, wet atmospheric deposition, suspended, microequivalents per liter | Potassium | ueq/L | Suspended | [5 empty] | 2014-10-03
83126 | Potassium, wet atmospheric deposition, unfiltered, recoverable, milligrams per liter | Potassium | mg/l | Recoverable | [5 empty] | 2014-10-03
83127 | Potassium, wet atmospheric deposition, unfiltered, recoverable, milligrams per square meter | Potassium | mg/m2 | Recoverable | [5 empty] | 2014-10-03
83128 | Potassium, wet atmospheric deposition, unfiltered, recoverable, microequivalents per liter | Potassium | ueq/L | Recoverable | [5 empty] | 2014-10-03
83129 | Potassium, wet atmospheric deposition, unfiltered, milligrams per liter | Potassium | mg/l | Total | [5 empty] | 2014-10-03
83130 | Potassium, wet atmospheric deposition, unfiltered, milligrams per square meter | Potassium | mg/m2 | Total | [5 empty] | 2014-10-03
83131 | Potassium, wet atmospheric deposition, unfiltered, microequivalents per liter | Potassium | ueq/L | Total | [5 empty] | 2014-10-03
83132 | Selenium, wet atmospheric deposition, filtered, micrograms per liter | Selenium | ug/l | Dissolved | [5 empty] | 2014-10-03
83133 | Selenium, wet atmospheric deposition, filtered, micrograms per square meter | Selenium | ug/m2 | Dissolved | [5 empty] | 2014-10-03
83134 | Selenium, wet atmospheric deposition, suspended, micrograms per liter | Selenium | ug/l | Suspended | [5 empty] | 2014-10-03
83135 | Selenium, wet atmospheric deposition, suspended, micrograms per square meter | Selenium | ug/m2 | Suspended | [5 empty] | 2014-10-03
83136 | Selenium, wet atmospheric deposition, unfiltered, micrograms per liter | Selenium | ug/l | Total | [5 empty] | 2014-10-03
83137 | Selenium, wet atmospheric deposition, unfiltered, micrograms per square meter | Selenium | ug/m2 | Total | [5 empty] | 2014-10-03
83138 | Sodium, wet atmospheric deposition, filtered, milligrams per liter | Sodium | mg/l | Dissolved | [5 empty] | 2014-10-03
83139 | Sodium, wet atmospheric deposition, filtered, milligrams per square meter | Sodium | mg/m2 | Dissolved | [5 empty] | 2014-10-03
83140 | Sodium, wet atmospheric deposition, filtered, microequivalents per liter | Sodium | ueq/L | Dissolved | [5 empty] | 2014-10-03
83141 | Sodium, wet atmospheric deposition, suspended, milligrams per liter | Sodium | mg/l | Suspended | [5 empty] | 2014-10-03
83142 | Sodium, wet atmospheric deposition, suspended, milligrams per square meter | Sodium | mg/m2 | Suspended | [5 empty] | 2014-10-03
83143 | Sodium, wet atmospheric deposition, suspended, microequivalents per liter | Sodium | ueq/L | Suspended | [5 empty] | 2014-10-03
83144 | Sodium, wet atmospheric deposition, unfiltered, recoverable, milligrams per liter | Sodium | mg/l | Recoverable | [5 empty] | 2014-10-03
83145 | Sodium, wet atmospheric deposition, unfiltered, recoverable, milligrams per square meter | Sodium | mg/m2 | Recoverable | [5 empty] | 2014-10-03
83146 | Sodium, wet atmospheric deposition, unfiltered, recoverable, microequivalents per liter | Sodium | ueq/L | Recoverable | [5 empty] | 2014-10-03
83147 | Sodium, wet atmospheric deposition, unfiltered, milligrams per liter | Sodium | mg/l | Total | [5 empty] | 2014-10-03
83148 | Sodium, wet atmospheric deposition, unfiltered, milligrams per square meter | Sodium | mg/m2 | Total | [5 empty] | 2014-10-03
83149 | Sodium, wet atmospheric deposition, unfiltered, microequivalents per liter | Sodium | ueq/L | Total | [5 empty] | 2014-10-03
83150 | Specific conductance, wet atmospheric deposition, filtered, calculated, microsiemens per centimeter at 25 degrees Celsius | Specific conductance | uS/cm @25C | Dissolved | 25 deg C |  |  |  |  | 2014-10-03
83151 | Specific conductance, wet atmospheric deposition, unfiltered, calculated, microsiemens per centimeter at 25 degrees Celsius | Specific conductance | uS/cm @25C | Total | 25 deg C |  |  |  |  | 2014-10-03
83153 | Specific conductance, wet atmospheric deposition, filtered, field, microsiemens per centimeter at 25 degrees Celsius | Specific conductance | uS/cm @25C | Dissolved | 25 deg C |  |  |  |  | 2014-10-03
83154 | Specific conductance, wet atmospheric deposition, unfiltered, field, microsiemens per centimeter at 25 degrees Celsius | Specific conductance | uS/cm @25C | Total | 25 deg C |  |  |  |  | 2014-10-03
83155 | Specific conductance, wet atmospheric deposition, filtered, laboratory, microsiemens per centimeter at 25 degrees Celsius | Specific conductance | uS/cm @25C | Dissolved | 25 deg C |  |  |  |  | 2014-10-03
83156 | Specific conductance, wet atmospheric deposition, unfiltered, laboratory, microsiemens per centimeter at 25 degrees Celsius | Specific conductance | uS/cm @25C | Total | 25 deg C |  |  |  |  | 2014-10-03
83157 | Sulfate, wet atmospheric deposition, filtered, milligrams per liter as sulfur | Sulfate | mg/l as S | Dissolved | [5 empty] | 2014-10-03
83158 | Sulfate, wet atmospheric deposition, filtered, milligrams per square meter as sulfur | Sulfate | mg/m2 as S | Dissolved | [5 empty] | 2014-10-03
83159 | Sulfate, wet atmospheric deposition, filtered, microequivalents per liter | Sulfate | ueq/L | Dissolved | [5 empty] | 2014-10-03
83160 | Sulfate, wet atmospheric deposition, filtered, milligrams per liter | Sulfate | mg/l | Dissolved | [5 empty] | 2014-10-03
83161 | Sulfate, wet atmospheric deposition, filtered, milligrams per square meter | Sulfate | mg/m2 | Dissolved | [5 empty] | 2014-10-03
83162 | Sulfate, wet atmospheric deposition, filtered, microequivalents per liter | Sulfate | ueq/L | Dissolved | [5 empty] | 2014-10-03
83163 | Sulfate, wet atmospheric deposition, unfiltered, milligrams per liter as sulfur | Sulfate | mg/l as S | Total | [5 empty] | 2014-10-03
83164 | Sulfate, wet atmospheric deposition, unfiltered, milligrams per square meter as sulfur | Sulfate | mg/m2 as S | Total | [5 empty] | 2014-10-03
83165 | Sulfate, wet atmospheric deposition, unfiltered, microequivalents per liter | Sulfate | ueq/L | Total | [5 empty] | 2014-10-03
83166 | Sulfate, wet atmospheric deposition, unfiltered, milligrams per liter | Sulfate | mg/l | Total | [5 empty] | 2014-10-03
83167 | Sulfate, wet atmospheric deposition, unfiltered, milligrams per square meter | Sulfate | mg/m2 | Total | [5 empty] | 2014-10-03
83168 | Sulfate, wet atmospheric deposition, unfiltered, microequivalents per liter | Sulfate | ueq/L | Total | [5 empty] | 2014-10-03
83169 | Vanadium, wet atmospheric deposition, filtered, micrograms per liter | Vanadium | ug/l | Dissolved | [5 empty] | 2014-10-03
83170 | Vanadium, wet atmospheric deposition, filtered, micrograms per square meter | Vanadium | ug/m2 | Dissolved | [5 empty] | 2014-10-03
83171 | Vanadium, wet atmospheric deposition, suspended, micrograms per liter | Vanadium | ug/l | Suspended | [5 empty] | 2014-10-03
83172 | Vanadium, wet atmospheric deposition, suspended, micrograms per square meter | Vanadium | ug/m2 | Suspended | [5 empty] | 2014-10-03
83173 | Vanadium, wet atmospheric deposition, unfiltered, recoverable, micrograms per liter | Vanadium | ug/l | Recoverable | [5 empty] | 2014-10-03
83174 | Vanadium, wet atmospheric deposition, unfiltered, recoverable, micrograms per square meter | Vanadium | ug/m2 | Recoverable | [5 empty] | 2014-10-03
83175 | Vanadium, wet atmospheric deposition, unfiltered, micrograms per liter | Vanadium | ug/l | Total | [5 empty] | 2014-10-03
83176 | Vanadium, wet atmospheric deposition, unfiltered, micrograms per square meter | Vanadium | ug/m2 | Total | [5 empty] | 2014-10-03
83177 | Atmospheric deposition, wet, liters | Atmospheric deposition, wet fall | l | [6 empty] | 2014-10-03
83178 | Zinc, wet atmospheric deposition, filtered, micrograms per liter | Zinc | ug/l | Dissolved | [5 empty] | 2014-10-03
83179 | Zinc, wet atmospheric deposition, filtered, micrograms per square meter | Zinc | ug/m2 | Dissolved | [5 empty] | 2014-10-03
83180 | Zinc, wet atmospheric deposition, suspended, micrograms per liter | Zinc | ug/l | Suspended | [5 empty] | 2014-10-03
83181 | Zinc, wet atmospheric deposition, suspended, micrograms per square meter | Zinc | ug/m2 | Suspended | [5 empty] | 2014-10-03
83182 | Zinc, wet atmospheric deposition, unfiltered, recoverable, micrograms per liter | Zinc | ug/l | Recoverable | [5 empty] | 2014-10-03
83183 | Zinc, wet atmospheric deposition, unfiltered, recoverable, micrograms per square meter | Zinc | ug/m2 | Recoverable | [5 empty] | 2014-10-03
83184 | Zinc, wet atmospheric deposition, unfiltered, micrograms per liter | Zinc | ug/l | Total | [5 empty] | 2014-10-03
83185 | Zinc, wet atmospheric deposition, unfiltered, micrograms per square meter | Zinc | ug/m2 | Total | [5 empty] | 2014-10-03
83186 | Acid neutralizing capacity, bulk atmospheric deposition, unfiltered, field, milligrams per liter as calcium carbonate | Alkalinity | mg/l CaCO3 | Total | [5 empty] | 2020-01-21
83187 | Acid neutralizing capacity, bulk atmospheric deposition, unfiltered, field, microequivalents per liter | Alkalinity | ueq/L | Total | [5 empty] | 2020-01-21
83188 | Acid neutralizing capacity, bulk atmospheric deposition, unfiltered, laboratory, milligrams per liter as calcium carbonate | Alkalinity | mg/l CaCO3 | Total | [5 empty] | 2020-01-21
83189 | Acid neutralizing capacity, bulk atmospheric deposition, unfiltered, laboratory, microequivalents per liter | Alkalinity | ueq/L | Total | [5 empty] | 2020-01-21
83190 | Aluminum, bulk atmospheric deposition, filtered, micrograms per liter | Aluminum | ug/l | Dissolved | [5 empty] | 2014-10-03
83191 | Aluminum, bulk atmospheric deposition, filtered, micrograms per square meter | Aluminum | ug/m2 | Dissolved | [5 empty] | 2014-10-03
83192 | Aluminum, bulk atmospheric deposition, suspended, micrograms per liter | Aluminum | ug/l | Suspended | [5 empty] | 2014-10-03
83193 | Aluminum, bulk atmospheric deposition, suspended, micrograms per square meter | Aluminum | ug/m2 | Suspended | [5 empty] | 2014-10-03
83194 | Aluminum, bulk atmospheric deposition, unfiltered, recoverable, micrograms per liter | Aluminum | ug/l | Recoverable | [5 empty] | 2014-10-03
83195 | Aluminum, bulk atmospheric deposition, unfiltered, recoverable, micrograms per square meter | Aluminum | ug/m2 | Recoverable | [5 empty] | 2014-10-03
83196 | Aluminum, bulk atmospheric deposition, unfiltered, micrograms per liter | Aluminum | ug/l | Total | [5 empty] | 2014-10-03
83197 | Aluminum, bulk atmospheric deposition, unfiltered, micrograms per square meter | Aluminum | ug/m2 | Total | [5 empty] | 2014-10-03
83199 | Arsenic, bulk atmospheric deposition, filtered, micrograms per liter | Arsenic | ug/l | Dissolved | [5 empty] | 2014-10-03
83200 | Arsenic, bulk atmospheric deposition, filtered, micrograms per square meter | Arsenic | ug/m2 | Dissolved | [5 empty] | 2014-10-03
83201 | Arsenic, bulk atmospheric deposition, suspended, micrograms per liter | Arsenic | ug/l | Suspended | [5 empty] | 2014-10-03
83202 | Arsenic, bulk atmospheric deposition, suspended, micrograms per square meter | Arsenic | ug/m2 | Suspended | [5 empty] | 2014-10-03
83203 | Arsenic, bulk atmospheric deposition, unfiltered, micrograms per liter | Arsenic | ug/l | Total | [5 empty] | 2014-10-03
83204 | Arsenic, bulk atmospheric deposition, unfiltered, micrograms per square meter | Arsenic | ug/m2 | Total | [5 empty] | 2014-10-03
83206 | Cadmium, bulk atmospheric deposition, filtered, micrograms per liter | Cadmium | ug/l | Dissolved | [5 empty] | 2014-10-03
83207 | Cadmium, bulk atmospheric deposition, filtered, micrograms per square meter | Cadmium | ug/m2 | Dissolved | [5 empty] | 2014-10-03
83208 | Cadmium, bulk atmospheric deposition, suspended, micrograms per liter | Cadmium | ug/l | Suspended | [5 empty] | 2014-10-03
83209 | Cadmium, bulk atmospheric deposition, suspended, micrograms per square meter | Cadmium | ug/m2 | Suspended | [5 empty] | 2014-10-03
83210 | Cadmium, bulk atmospheric deposition, unfiltered, recoverable, micrograms per liter | Cadmium | ug/l | Recoverable | [5 empty] | 2014-10-03
83211 | Cadmium, bulk atmospheric deposition, unfiltered, recoverable, micrograms per square meter | Cadmium | ug/m2 | Recoverable | [5 empty] | 2014-10-03
83212 | Cadmium, bulk atmospheric deposition, unfiltered, micrograms per liter | Cadmium | ug/l | Total | [5 empty] | 2014-10-03
83213 | Cadmium, bulk atmospheric deposition, unfiltered, micrograms per square meter | Cadmium | ug/m2 | Total | [5 empty] | 2014-10-03
83214 | Calcium, bulk atmospheric deposition, filtered, milligrams per liter | Calcium | mg/l | Dissolved | [5 empty] | 2014-10-03
83215 | Calcium, bulk atmospheric deposition, filtered, milligrams per square meter | Calcium | mg/m2 | Dissolved | [5 empty] | 2014-10-03
83216 | Calcium, bulk atmospheric deposition, filtered, microequivalents per liter | Calcium | ueq/L | Dissolved | [5 empty] | 2014-10-03
83217 | Calcium, bulk atmospheric deposition, suspended, milligrams per liter | Calcium | mg/l | Suspended | [5 empty] | 2014-10-03
83218 | Calcium, bulk atmospheric deposition, suspended, milligrams per square meter | Calcium | mg/m2 | Suspended | [5 empty] | 2014-10-03
83219 | Calcium, bulk atmospheric deposition, suspended, microequivalents per liter | Calcium | ueq/L | Suspended | [5 empty] | 2014-10-03
83220 | Calcium, bulk atmospheric deposition, unfiltered, recoverable, milligrams per liter | Calcium | mg/l | Recoverable | [5 empty] | 2014-10-03
83221 | Calcium, bulk atmospheric deposition, unfiltered, recoverable, milligrams per square meter | Calcium | mg/m2 | Recoverable | [5 empty] | 2014-10-03
83222 | Calcium, bulk atmospheric deposition, unfiltered, recoverable, microequivalents per liter | Calcium | ueq/L | Recoverable | [5 empty] | 2014-10-03
83223 | Calcium, bulk atmospheric deposition, unfiltered, milligrams per liter | Calcium | mg/l | Total | [5 empty] | 2014-10-03
83224 | Calcium, bulk atmospheric deposition, unfiltered, milligrams per square meter | Calcium | mg/m2 | Total | [5 empty] | 2014-10-03
83225 | Calcium, bulk atmospheric deposition, unfiltered, microequivalents per liter | Calcium | ueq/L | Total | [5 empty] | 2014-10-03
83226 | Chloride, bulk atmospheric deposition, filtered, milligrams per liter | Chloride | mg/l | Dissolved | [5 empty] | 2014-10-03
83227 | Chloride, bulk atmospheric deposition, filtered, milligrams per square meter | Chloride | mg/m2 | Dissolved | [5 empty] | 2014-10-03
83228 | Chloride, bulk atmospheric deposition, filtered, microequivalents per liter | Chloride | ueq/L | Dissolved | [5 empty] | 2014-10-03
83229 | Chloride, bulk atmospheric deposition, unfiltered, milligrams per liter | Chloride | mg/l | Total | [5 empty] | 2014-10-03
83230 | Chloride, bulk atmospheric deposition, unfiltered, milligrams per square meter | Chloride | mg/m2 | Total | [5 empty] | 2014-10-03
83231 | Chloride, bulk atmospheric deposition, unfiltered, microequivalents per liter | Chloride | ueq/L | Total | [5 empty] | 2014-10-03
83232 | Chromium, bulk atmospheric deposition, filtered, micrograms per liter | Chromium | ug/l | Dissolved | [5 empty] | 2014-10-03
83233 | Chromium, bulk atmospheric deposition, filtered, micrograms per square meter | Chromium | ug/m2 | Dissolved | [5 empty] | 2014-10-03
83234 | Chromium, bulk atmospheric deposition, suspended, micrograms per liter | Chromium | ug/l | Suspended | [5 empty] | 2014-10-03
83235 | Chromium, bulk atmospheric deposition, suspended, micrograms per square meter | Chromium | ug/m2 | Suspended | [5 empty] | 2014-10-03
83236 | Chromium, bulk atmospheric deposition, unfiltered, recoverable, micrograms per liter | Chromium | ug/l | Recoverable | [5 empty] | 2014-10-03
83237 | Chromium, bulk atmospheric deposition, unfiltered, recoverable, micrograms per square meter | Chromium | ug/m2 | Recoverable | [5 empty] | 2014-10-03
83238 | Chromium, bulk atmospheric deposition, unfiltered, micrograms per liter | Chromium | ug/l | Total | [5 empty] | 2014-10-03
83239 | Chromium, bulk atmospheric deposition, unfiltered, micrograms per square meter | Chromium | ug/m2 | Total | [5 empty] | 2014-10-03
83240 | Cobalt, bulk atmospheric deposition, filtered, micrograms per liter | Cobalt | ug/l | Dissolved | [5 empty] | 2014-10-03
83241 | Cobalt, bulk atmospheric deposition, filtered, micrograms per square meter | Cobalt | ug/m2 | Dissolved | [5 empty] | 2014-10-03
83242 | Cobalt, bulk atmospheric deposition, suspended, micrograms per liter | Cobalt | ug/l | Suspended | [5 empty] | 2014-10-03
83243 | Cobalt, bulk atmospheric deposition, suspended, micrograms per square meter | Cobalt | ug/m2 | Suspended | [5 empty] | 2014-10-03
83244 | Cobalt, bulk atmospheric deposition, unfiltered, recoverable, micrograms per liter | Cobalt | ug/l | Recoverable | [5 empty] | 2014-10-03
83245 | Cobalt, bulk atmospheric deposition, unfiltered, recoverable, micrograms per square meter | Cobalt | ug/m2 | Recoverable | [5 empty] | 2014-10-03
83246 | Cobalt, bulk atmospheric deposition, unfiltered, micrograms per liter | Cobalt | ug/l | Total | [5 empty] | 2014-10-03
83247 | Cobalt, bulk atmospheric deposition, unfiltered, micrograms per square meter | Cobalt | ug/m2 | Total | [5 empty] | 2014-10-03
83248 | Copper, bulk atmospheric deposition, filtered, micrograms per liter | Copper | ug/l | Dissolved | [5 empty] | 2014-10-03
83249 | Copper, bulk atmospheric deposition, filtered, micrograms per square meter | Copper | ug/m2 | Dissolved | [5 empty] | 2014-10-03
83250 | Copper, bulk atmospheric deposition, suspended, micrograms per liter | Copper | ug/l | Suspended | [5 empty] | 2014-10-03
83251 | Copper, bulk atmospheric deposition, suspended, micrograms per square meter | Copper | ug/m2 | Suspended | [5 empty] | 2014-10-03
83252 | Copper, bulk atmospheric deposition, unfiltered, recoverable, micrograms per liter | Copper | ug/l | Recoverable | [5 empty] | 2014-10-03
83253 | Copper, bulk atmospheric deposition, unfiltered, recoverable, micrograms per square meter | Copper | ug/m2 | Recoverable | [5 empty] | 2014-10-03
83254 | Copper, bulk atmospheric deposition, unfiltered, micrograms per liter | Copper | ug/l | Total | [5 empty] | 2014-10-03
83255 | Copper, bulk atmospheric deposition, unfiltered, micrograms per square meter | Copper | ug/m2 | Total | [5 empty] | 2014-10-03
83256 | Hydrogen ion, bulk atmospheric deposition, filtered, milligrams per liter | Acidity, hydrogen ion (H+) | mg/l | Dissolved | [5 empty] | 2020-01-21
83257 | Hydrogen ion, bulk atmospheric deposition, filtered, milligrams per square meter | Acidity, hydrogen ion (H+) | mg/m2 | Dissolved | [5 empty] | 2020-01-21
83258 | Hydrogen ion, bulk atmospheric deposition, filtered, microequivalents per liter | Acidity, hydrogen ion (H+) | ueq/L | Dissolved | [5 empty] | 2020-01-21
83259 | Hydrogen ion, bulk atmospheric deposition, unfiltered, milligrams per liter | Acidity, hydrogen ion (H+) | mg/l | Total | [5 empty] | 2020-01-21
83260 | Hydrogen ion, bulk atmospheric deposition, unfiltered, milligrams per square meter | Acidity, hydrogen ion (H+) | mg/m2 | Total | [5 empty] | 2020-01-21
83261 | Hydrogen ion, bulk atmospheric deposition, unfiltered, microequivalents per liter | Acidity, hydrogen ion (H+) | ueq/L | Total | [5 empty] | 2020-01-21
83262 | Hydrogen ion, bulk atmospheric deposition, filtered, calculated, milligrams per liter | Acidity, hydrogen ion (H+) | mg/l | Dissolved | [5 empty] | 2020-01-21
83263 | Hydrogen ion, bulk atmospheric deposition, filtered, calculated, milligrams per square meter | Acidity, hydrogen ion (H+) | mg/m2 | Dissolved | [5 empty] | 2020-01-21
83264 | Hydrogen ion, bulk atmospheric deposition, filtered, calculated, microequivalents per liter | Acidity, hydrogen ion (H+) | ueq/L | Dissolved | [5 empty] | 2020-01-21
83265 | Hydrogen ion, bulk atmospheric deposition, unfiltered, calculated, milligrams per liter | Acidity, hydrogen ion (H+) | mg/l | Total | [5 empty] | 2020-01-21
83266 | Hydrogen ion, bulk atmospheric deposition, unfiltered, calculated, milligrams per square meter | Acidity, hydrogen ion (H+) | mg/m2 | Total | [5 empty] | 2020-01-21
83267 | Hydrogen ion, bulk atmospheric deposition, unfiltered, calculated, microequivalents per liter | Acidity, hydrogen ion (H+) | ueq/L | Total | [5 empty] | 2020-01-21
83268 | Iron, bulk atmospheric deposition, filtered, micrograms per liter | Iron | ug/l | Dissolved | [5 empty] | 2014-10-03
83269 | Iron, bulk atmospheric deposition, filtered, micrograms per square meter | Iron | ug/m2 | Dissolved | [5 empty] | 2014-10-03
83270 | Iron, bulk atmospheric deposition, suspended, micrograms per liter | Iron | ug/l | Suspended | [5 empty] | 2014-10-03
83271 | Iron, bulk atmospheric deposition, suspended, micrograms per square meter | Iron | ug/m2 | Suspended | [5 empty] | 2014-10-03
83272 | Iron, bulk atmospheric deposition, unfiltered, recoverable, micrograms per liter | Iron | ug/l | Recoverable | [5 empty] | 2014-10-03
83273 | Iron, bulk atmospheric deposition, unfiltered, recoverable, micrograms per square meter | Iron | ug/m2 | Recoverable | [5 empty] | 2014-10-03
83274 | Iron, bulk atmospheric deposition, unfiltered, micrograms per liter | Iron | ug/l | Total | [5 empty] | 2014-10-03
83275 | Iron, bulk atmospheric deposition, unfiltered, micrograms per square meter | Iron | ug/m2 | Total | [5 empty] | 2014-10-03
83276 | Lead, bulk atmospheric deposition, filtered, micrograms per liter | Lead | ug/l | Dissolved | [5 empty] | 2014-10-03
83277 | Lead, bulk atmospheric deposition, filtered, micrograms per square meter | Lead | ug/m2 | Dissolved | [5 empty] | 2014-10-03
83278 | Lead, bulk atmospheric deposition, suspended, micrograms per liter | Lead | ug/l | Suspended | [5 empty] | 2014-10-03
83279 | Lead, bulk atmospheric deposition, suspended, micrograms per square meter | Lead | ug/m2 | Suspended | [5 empty] | 2014-10-03
83280 | Lead, bulk atmospheric deposition, unfiltered, recoverable, micrograms per liter | Lead | ug/l | Recoverable | [5 empty] | 2014-10-03
83281 | Lead, bulk atmospheric deposition, unfiltered, recoverable, micrograms per square meter | Lead | ug/m2 | Recoverable | [5 empty] | 2014-10-03
83282 | Lead, bulk atmospheric deposition, unfiltered, micrograms per liter | Lead | ug/l | Total | [5 empty] | 2014-10-03
83283 | Lead, bulk atmospheric deposition, unfiltered, micrograms per square meter | Lead | ug/m2 | Total | [5 empty] | 2014-10-03
83284 | Magnesium, bulk atmospheric deposition, filtered, milligrams per liter | Magnesium | mg/l | Dissolved | [5 empty] | 2014-10-03
83285 | Magnesium, bulk atmospheric deposition, filtered, milligrams per square meter | Magnesium | mg/m2 | Dissolved | [5 empty] | 2014-10-03
83286 | Magnesium, bulk atmospheric deposition, filtered, microequivalents per liter | Magnesium | ueq/L | Dissolved | [5 empty] | 2014-10-03
83287 | Magnesium, bulk atmospheric deposition, suspended, milligrams per liter | Magnesium | mg/l | Suspended | [5 empty] | 2014-10-03
83288 | Magnesium, bulk atmospheric deposition, suspended, milligrams per square meter | Magnesium | mg/m2 | Suspended | [5 empty] | 2014-10-03
83289 | Magnesium, bulk atmospheric deposition, suspended, microequivalents per liter | Magnesium | ueq/L | Suspended | [5 empty] | 2014-10-03
83290 | Magnesium, bulk atmospheric deposition, unfiltered, recoverable, milligrams per liter | Magnesium | mg/l | Recoverable | [5 empty] | 2014-10-03
83291 | Magnesium, bulk atmospheric deposition, unfiltered, recoverable, milligrams per square meter | Magnesium | mg/m2 | Recoverable | [5 empty] | 2014-10-03
83292 | Magnesium, bulk atmospheric deposition, unfiltered, recoverable, microequivalents per liter | Magnesium | ueq/L | Recoverable | [5 empty] | 2014-10-03
83293 | Magnesium, bulk atmospheric deposition, unfiltered, milligrams per liter | Magnesium | mg/l | Total | [5 empty] | 2014-10-03
83294 | Magnesium, bulk atmospheric deposition, unfiltered, milligrams per square meter | Magnesium | mg/m2 | Total | [5 empty] | 2014-10-03
83295 | Magnesium, bulk atmospheric deposition, unfiltered, microequivalents per liter | Magnesium | ueq/L | Total | [5 empty] | 2014-10-03
83296 | Manganese, bulk atmospheric deposition, filtered, micrograms per liter | Manganese | ug/l | Dissolved | [5 empty] | 2014-10-03
83297 | Manganese, bulk atmospheric deposition, filtered, micrograms per square meter | Manganese | ug/m2 | Dissolved | [5 empty] | 2014-10-03
83298 | Manganese, bulk atmospheric deposition, suspended, micrograms per liter | Manganese | ug/l | Suspended | [5 empty] | 2014-10-03
83299 | Manganese, bulk atmospheric deposition, suspended, micrograms per square meter | Manganese | ug/m2 | Suspended | [5 empty] | 2014-10-03
83300 | Manganese, bulk atmospheric deposition, unfiltered, recoverable, micrograms per liter | Manganese | ug/l | Recoverable | [5 empty] | 2014-10-03
83301 | Manganese, bulk atmospheric deposition, unfiltered, recoverable, micrograms per square meter | Manganese | ug/m2 | Recoverable | [5 empty] | 2014-10-03
83302 | Manganese, bulk atmospheric deposition, unfiltered, micrograms per liter | Manganese | ug/l | Total | [5 empty] | 2014-10-03
83303 | Manganese, bulk atmospheric deposition, unfiltered, micrograms per square meter | Manganese | ug/m2 | Total | [5 empty] | 2014-10-03
83304 | Mercury, bulk atmospheric deposition, filtered, micrograms per liter | Mercury | ug/l | Dissolved | [5 empty] | 2014-10-03
83305 | Mercury, bulk atmospheric deposition, filtered, micrograms per square meter | Mercury | ug/m2 | Dissolved | [5 empty] | 2014-10-03
83306 | Mercury, bulk atmospheric deposition, suspended, micrograms per liter | Mercury | ug/l | Suspended | [5 empty] | 2014-10-03
83307 | Mercury, bulk atmospheric deposition, suspended, micrograms per square meter | Mercury | ug/m2 | Suspended | [5 empty] | 2014-10-03
83308 | Mercury, bulk atmospheric deposition, unfiltered, micrograms per liter | Mercury | ug/l | Total | [5 empty] | 2014-10-03
83309 | Mercury, bulk atmospheric deposition, unfiltered, micrograms per square meter | Mercury | ug/m2 | Total | [5 empty] | 2014-10-03
83310 | Molybdenum, bulk atmospheric deposition, filtered, micrograms per liter | Molybdenum | ug/l | Dissolved | [5 empty] | 2014-10-03
83311 | Molybdenum, bulk atmospheric deposition, filtered, micrograms per square meter | Molybdenum | ug/m2 | Dissolved | [5 empty] | 2014-10-03
83312 | Molybdenum, bulk atmospheric deposition, suspended, micrograms per liter | Molybdenum | ug/l | Suspended | [5 empty] | 2014-10-03
83313 | Molybdenum, bulk atmospheric deposition, suspended, micrograms per square meter | Molybdenum | ug/m2 | Suspended | [5 empty] | 2014-10-03
83314 | Molybdenum, bulk atmospheric deposition, unfiltered, recoverable, micrograms per liter | Molybdenum | ug/l | Recoverable | [5 empty] | 2014-10-03
83315 | Molybdenum, bulk atmospheric deposition, unfiltered, recoverable, micrograms per square meter | Molybdenum | ug/m2 | Recoverable | [5 empty] | 2014-10-03
83316 | Molybdenum, bulk atmospheric deposition, unfiltered, micrograms per liter | Molybdenum | ug/l | Total | [5 empty] | 2014-10-03
83317 | Molybdenum, bulk atmospheric deposition, unfiltered, micrograms per square meter | Molybdenum | ug/m2 | Total | [5 empty] | 2014-10-03
83318 | Nickel, bulk atmospheric deposition, filtered, micrograms per liter | Nickel | ug/l | Dissolved | [5 empty] | 2014-10-03
83319 | Nickel, bulk atmospheric deposition, filtered, micrograms per square meter | Nickel | ug/m2 | Dissolved | [5 empty] | 2014-10-03
83320 | Nickel, bulk atmospheric deposition, suspended, micrograms per liter | Nickel | ug/l | Suspended | [5 empty] | 2014-10-03
83321 | Nickel, bulk atmospheric deposition, suspended, micrograms per square meter | Nickel | ug/m2 | Suspended | [5 empty] | 2014-10-03
83322 | Nickel, bulk atmospheric deposition, unfiltered, recoverable, micrograms per liter | Nickel | ug/l | Recoverable | [5 empty] | 2014-10-03
83323 | Nickel, bulk atmospheric deposition, unfiltered, recoverable, micrograms per square meter | Nickel | ug/m2 | Recoverable | [5 empty] | 2014-10-03
83324 | Nickel, bulk atmospheric deposition, unfiltered, micrograms per liter | Nickel | ug/l | Total | [5 empty] | 2014-10-03
83325 | Nickel, bulk atmospheric deposition, unfiltered, micrograms per square meter | Nickel | ug/m2 | Total | [5 empty] | 2014-10-03
83326 | Ammonia (NH3 + NH4+), bulk atmospheric deposition, filtered, milligrams per liter as nitrogen | Ammonia and ammonium | mg/l as N | Dissolved | [5 empty] | 2017-04-20
83327 | Ammonia (NH3 + NH4+), bulk atmospheric deposition, filtered, milligrams per square meter as nitrogen | Ammonia and ammonium | mg/m2 as N | Dissolved | [5 empty] | 2017-04-20
83328 | Ammonia (NH3 + NH4+), bulk atmospheric deposition, filtered, microequivalents per liter | Ammonia and ammonium | ueq/L | Dissolved | [5 empty] | 2017-04-20
83329 | Ammonia (NH3 + NH4+), bulk atmospheric deposition, filtered, milligrams per liter as NH4 | Ammonia and ammonium | mg/l NH4 | Dissolved | [5 empty] | 2017-04-20
83330 | Ammonia (NH3 + NH4+), bulk atmospheric deposition, filtered, milligrams per square meter as NH4 | Ammonia and ammonium | mg/m2 NH4 | Dissolved | [5 empty] | 2017-04-20
83331 | Ammonia (NH3 + NH4+), bulk atmospheric deposition, filtered, microequivalents per liter | Ammonia and ammonium | ueq/L | Dissolved | [5 empty] | 2017-04-20
83332 | Ammonia (NH3 + NH4+), bulk atmospheric deposition, suspended, milligrams per liter as nitrogen | Ammonia and ammonium | mg/l as N | Suspended | [5 empty] | 2017-04-20
83333 | Ammonia (NH3 + NH4+), bulk atmospheric deposition, suspended, milligrams per square meter as nitrogen | Ammonia and ammonium | mg/m2 as N | Suspended | [5 empty] | 2017-04-20
83334 | Ammonia (NH3 + NH4+), bulk atmospheric deposition, suspended, microequivalents per liter | Ammonia and ammonium | ueq/L | Suspended | [5 empty] | 2017-04-20
83335 | Ammonia (NH3 + NH4+), bulk atmospheric deposition, suspended, milligrams per liter as NH4 | Ammonia and ammonium | mg/l NH4 | Suspended | [5 empty] | 2017-04-20
83336 | Ammonia (NH3 + NH4+), bulk atmospheric deposition, suspended, milligrams per square meter as NH4 | Ammonia and ammonium | mg/m2 NH4 | Suspended | [5 empty] | 2017-04-20
83337 | Ammonia (NH3 + NH4+), bulk atmospheric deposition, suspended, microequivalents per liter | Ammonia and ammonium | ueq/L | Suspended | [5 empty] | 2017-04-20
83338 | Ammonia (NH3 + NH4+), bulk atmospheric deposition, unfiltered, recoverable, milligrams per liter as nitrogen | Ammonia and ammonium | mg/l as N | Recoverable | [5 empty] | 2017-04-20
83339 | Ammonia (NH3 + NH4+), bulk atmospheric deposition, unfiltered, recoverable, milligrams per square meter as nitrogen | Ammonia and ammonium | mg/m2 as N | Recoverable | [5 empty] | 2017-04-20
83340 | Ammonia (NH3 + NH4+), bulk atmospheric deposition, unfiltered, recoverable, microequivalents per liter | Ammonia and ammonium | ueq/L | Recoverable | [5 empty] | 2017-04-20
83341 | Ammonia (NH3 + NH4+), bulk atmospheric deposition, unfiltered, recoverable, milligrams per liter as NH4 | Ammonia and ammonium | mg/l NH4 | Recoverable | [5 empty] | 2017-04-20
83342 | Ammonia (NH3 + NH4+), bulk atmospheric deposition, unfiltered, recoverable, milligrams per square meter as NH4 | Ammonia and ammonium | mg/m2 NH4 | Recoverable | [5 empty] | 2017-04-20
83343 | Ammonia (NH3 + NH4+), bulk atmospheric deposition, unfiltered, recoverable, microequivalents per liter | Ammonia and ammonium | ueq/L | Recoverable | [5 empty] | 2017-04-20
83344 | Ammonia (NH3 + NH4+), bulk atmospheric deposition, unfiltered, milligrams per liter as nitrogen | Ammonia and ammonium | mg/l as N | Total | [5 empty] | 2017-04-20
83345 | Ammonia (NH3 + NH4+), bulk atmospheric deposition, unfiltered, milligrams per square meter as nitrogen | Ammonia and ammonium | mg/m2 as N | Total | [5 empty] | 2017-04-20
83346 | Ammonia (NH3 + NH4+), bulk atmospheric deposition, unfiltered, microequivalents per liter | Ammonia and ammonium | ueq/L | Total | [5 empty] | 2017-04-20
83347 | Ammonia (NH3 + NH4+), bulk atmospheric deposition, unfiltered, milligrams per liter as NH4 | Ammonia and ammonium | mg/l NH4 | Total | [5 empty] | 2017-04-20
83348 | Ammonia (NH3 + NH4+), bulk atmospheric deposition, unfiltered, milligrams per square meter as NH4 | Ammonia and ammonium | mg/m2 NH4 | Total | [5 empty] | 2017-04-20
83349 | Ammonia (NH3 + NH4+), bulk atmospheric deposition, unfiltered, microequivalents per liter | Ammonia and ammonium | ueq/L | Total | [5 empty] | 2017-04-20
83350 | Nitrate, bulk atmospheric deposition, filtered, milligrams per liter as nitrogen | Nitrate | mg/l as N | Dissolved | [5 empty] | 2014-10-03
83351 | Nitrate, bulk atmospheric deposition, filtered, milligrams per square meter as nitrogen | Nitrate | mg/m2 as N | Dissolved | [5 empty] | 2014-10-03
83352 | Nitrate, bulk atmospheric deposition, filtered, microequivalents per liter | Nitrate | ueq/L | Dissolved | [5 empty] | 2014-10-03
83353 | Nitrate, bulk atmospheric deposition, filtered, milligrams per liter as nitrate | Nitrate | mg/l | Dissolved | [5 empty] | 2015-04-09
83354 | Nitrate, bulk atmospheric deposition, filtered, milligrams per square meter as nitrate | Nitrate | mg/m2 | Dissolved | [5 empty] | 2015-04-09
83355 | Nitrate, bulk atmospheric deposition, filtered, microequivalents per liter | Nitrate | ueq/L | Dissolved | [5 empty] | 2014-10-03
83356 | Nitrate, bulk atmospheric deposition, unfiltered, milligrams per liter as nitrogen | Nitrate | mg/l as N | Total | [5 empty] | 2014-10-03
83357 | Nitrate, bulk atmospheric deposition, unfiltered, milligrams per square meter as nitrogen | Nitrate | mg/m2 as N | Total | [5 empty] | 2014-10-03
83358 | Nitrate, bulk atmospheric deposition, unfiltered, microequivalents per liter | Nitrate | ueq/L | Total | [5 empty] | 2014-10-03
83359 | Nitrate, bulk atmospheric deposition, unfiltered, milligrams per liter as nitrate | Nitrate | mg/l | Total | [5 empty] | 2015-04-09
83360 | Nitrate, bulk atmospheric deposition, unfiltered, milligrams per square meter as nitrate | Nitrate | mg/m2 | Total | [5 empty] | 2015-04-09
83361 | Nitrate, bulk atmospheric deposition, unfiltered, microequivalents per liter | Nitrate | ueq/L | Total | [5 empty] | 2014-10-03
83362 | Nitrate plus nitrite, bulk atmospheric deposition, filtered, milligrams per liter as nitrogen | Inorganic nitrogen (nitrate and nitrite) | mg/l as N | Dissolved | [5 empty] | 2014-10-03
83363 | Nitrate plus nitrite, bulk atmospheric deposition, filtered, milligrams per square meter as nitrogen | Inorganic nitrogen (nitrate and nitrite) | mg/m2 as N | Dissolved | [5 empty] | 2014-10-03
83364 | Nitrate plus nitrite, bulk atmospheric deposition, filtered, microequivalents per liter | Inorganic nitrogen (nitrate and nitrite) | ueq/L | Dissolved | [5 empty] | 2014-10-03
83365 | Nitrate plus nitrite, bulk atmospheric deposition, filtered, milligrams per liter as nitrate | Inorganic nitrogen (nitrate and nitrite) | mg/l NO3 | Dissolved | [5 empty] | 2014-10-03
83366 | Nitrate plus nitrite, bulk atmospheric deposition, filtered, milligrams per square meter as nitrate | Inorganic nitrogen (nitrate and nitrite) | mg/m2 NO3 | Dissolved | [5 empty] | 2014-10-03
83367 | Nitrate plus nitrite, bulk atmospheric deposition, filtered, microequivalents per liter | Inorganic nitrogen (nitrate and nitrite) | ueq/L | Dissolved | [5 empty] | 2014-10-03
83368 | Nitrate plus nitrite, bulk atmospheric deposition, unfiltered, milligrams per liter as nitrogen | Inorganic nitrogen (nitrate and nitrite) | mg/l as N | Total | [5 empty] | 2014-10-03
83369 | Nitrate plus nitrite, bulk atmospheric deposition, unfiltered, milligrams per square meter as nitrogen | Inorganic nitrogen (nitrate and nitrite) | mg/m2 as N | Total | [5 empty] | 2014-10-03
83370 | Nitrate plus nitrite, bulk atmospheric deposition, unfiltered, microequivalents per liter | Inorganic nitrogen (nitrate and nitrite) | ueq/L | Total | [5 empty] | 2014-10-03
83371 | Nitrate plus nitrite, bulk atmospheric deposition, unfiltered, milligrams per liter as nitrate | Inorganic nitrogen (nitrate and nitrite) | mg/l NO3 | Total | [5 empty] | 2014-10-03
83372 | Nitrate plus nitrite, bulk atmospheric deposition, unfiltered, milligrams per square meter as nitrate | Inorganic nitrogen (nitrate and nitrite) | mg/m2 NO3 | Total | [5 empty] | 2014-10-03
83373 | Nitrate plus nitrite, bulk atmospheric deposition, unfiltered, microequivalents per liter | Inorganic nitrogen (nitrate and nitrite) | ueq/L | Total | [5 empty] | 2014-10-03
83374 | Nitrite, bulk atmospheric deposition, filtered, milligrams per liter as nitrogen | Nitrite | mg/l as N | Dissolved | [5 empty] | 2014-10-03
83375 | Nitrite, bulk atmospheric deposition, filtered, milligrams per square meter as nitrogen | Nitrite | mg/m2 as N | Dissolved | [5 empty] | 2014-10-03
83376 | Nitrite, bulk atmospheric deposition, filtered, microequivalents per liter | Nitrite | ueq/L | Dissolved | [5 empty] | 2014-10-03
83377 | Nitrite, bulk atmospheric deposition, filtered, milligrams per liter as nitrite | Nitrite | mg/l | Dissolved | [5 empty] | 2015-04-09
83378 | Nitrite, bulk atmospheric deposition, filtered, milligrams per square meter as nitrite | Nitrite | mg/m2 | Dissolved | [5 empty] | 2015-04-09
83379 | Nitrite, bulk atmospheric deposition, filtered, microequivalents per liter | Nitrite | ueq/L | Dissolved | [5 empty] | 2014-10-03
83380 | Nitrite, bulk atmospheric deposition, unfiltered, milligrams per liter as nitrogen | Nitrite | mg/l as N | Total | [5 empty] | 2014-10-03
83381 | Nitrite, bulk atmospheric deposition, unfiltered, milligrams per square meter as nitrogen | Nitrite | mg/m2 as N | Total | [5 empty] | 2014-10-03
83382 | Nitrite, bulk atmospheric deposition, unfiltered, microequivalents per liter | Nitrite | ueq/L | Total | [5 empty] | 2014-10-03
83383 | Nitrite, bulk atmospheric deposition, unfiltered, milligrams per liter as nitrite | Nitrite | mg/l | Total | [5 empty] | 2015-04-09
83384 | Nitrite, bulk atmospheric deposition, unfiltered, milligrams per square meter as nitrite | Nitrite | mg/m2 | Total | [5 empty] | 2015-04-09
83385 | Nitrite, bulk atmospheric deposition, unfiltered, microequivalents per liter | Nitrite | ueq/L | Total | [5 empty] | 2014-10-03
83386 | pH, bulk atmospheric deposition, unfiltered, calculated, standard units | pH | std units | Total | [5 empty] | 2015-01-05
83388 | pH, bulk atmospheric deposition, unfiltered, field, standard units | pH | std units | Total | [5 empty] | 2015-01-05
83389 | pH, bulk atmospheric deposition, unfiltered, laboratory, standard units | pH | std units | Total | [5 empty] | 2015-01-05
83390 | Orthophosphate, bulk atmospheric deposition, filtered, milligrams per liter as phosphorus | Orthophosphate | mg/l as P | Dissolved | [5 empty] | 2014-10-03
83391 | Orthophosphate, bulk atmospheric deposition, filtered, milligrams per square meter as phosphorus | Orthophosphate | mg/m2 as P | Dissolved | [5 empty] | 2014-10-03
83392 | Orthophosphate, bulk atmospheric deposition, filtered, microequivalents per liter | Orthophosphate | ueq/L | Dissolved | [5 empty] | 2014-10-03
83393 | Orthophosphate, bulk atmospheric deposition, filtered, milligrams per liter as PO4 | Orthophosphate | mg/l | Dissolved | [5 empty] | 2015-04-09
83394 | Orthophosphate, bulk atmospheric deposition, filtered, milligrams per square meter as PO4 | Orthophosphate | mg/m2 | Dissolved | [5 empty] | 2015-04-09
83395 | Orthophosphate, bulk atmospheric deposition, filtered, microequivalents per liter | Orthophosphate | ueq/L | Dissolved | [5 empty] | 2014-10-03
83396 | Orthophosphate, bulk atmospheric deposition, unfiltered, milligrams per liter as phosphorus | Orthophosphate | mg/l as P | Total | [5 empty] | 2014-10-03
83397 | Orthophosphate, bulk atmospheric deposition, unfiltered, milligrams per square meter as phosphorus | Orthophosphate | mg/m2 as P | Total | [5 empty] | 2014-10-03
83398 | Orthophosphate, bulk atmospheric deposition, unfiltered, microequivalents per liter as PO4 | Orthophosphate | ueq/L | Total | [5 empty] | 2015-04-09
83399 | Orthophosphate, bulk atmospheric deposition, unfiltered, milligrams per liter as PO4 | Orthophosphate | mg/l | Total | [5 empty] | 2015-04-09
83400 | Orthophosphate, bulk atmospheric deposition, unfiltered, milligrams per square meter as PO4 | Orthophosphate | mg/m2 | Total | [5 empty] | 2015-04-09
83401 | Orthophosphate, bulk atmospheric deposition, unfiltered, microequivalents per liter | Orthophosphate | ueq/L | Total | [5 empty] | 2014-10-03
83402 | Potassium, bulk atmospheric deposition, filtered, milligrams per liter | Potassium | mg/l | Dissolved | [5 empty] | 2014-10-03
83403 | Potassium, bulk atmospheric deposition, filtered, milligrams per square meter | Potassium | mg/m2 | Dissolved | [5 empty] | 2014-10-03
83404 | Potassium, bulk atmospheric deposition, filtered, microequivalents per liter | Potassium | ueq/L | Dissolved | [5 empty] | 2014-10-03
83405 | Potassium, bulk atmospheric deposition, suspended, milligrams per liter | Potassium | mg/l | Suspended | [5 empty] | 2014-10-03
83406 | Potassium, bulk atmospheric deposition, suspended, milligrams per square meter | Potassium | mg/m2 | Suspended | [5 empty] | 2014-10-03
83407 | Potassium, bulk atmospheric deposition, suspended, microequivalents per liter | Potassium | ueq/L | Suspended | [5 empty] | 2014-10-03
83408 | Potassium, bulk atmospheric deposition, unfiltered, recoverable, milligrams per liter | Potassium | mg/l | Recoverable | [5 empty] | 2014-10-03
83409 | Potassium, bulk atmospheric deposition, unfiltered, recoverable, milligrams per square meter | Potassium | mg/m2 | Recoverable | [5 empty] | 2014-10-03
83410 | Potassium, bulk atmospheric deposition, unfiltered, recoverable, microequivalents per liter | Potassium | ueq/L | Recoverable | [5 empty] | 2014-10-03
83411 | Potassium, bulk atmospheric deposition, unfiltered, milligrams per liter | Potassium | mg/l | Total | [5 empty] | 2014-10-03
83412 | Potassium, bulk atmospheric deposition, unfiltered, milligrams per square meter | Potassium | mg/m2 | Total | [5 empty] | 2014-10-03
83413 | Potassium, bulk atmospheric deposition, unfiltered, microequivalents per liter | Potassium | ueq/L | Total | [5 empty] | 2014-10-03
83414 | Selenium, bulk atmospheric deposition, filtered, micrograms per liter | Selenium | ug/l | Dissolved | [5 empty] | 2014-10-03
83415 | Selenium, bulk atmospheric deposition, filtered, micrograms per square meter | Selenium | ug/m2 | Dissolved | [5 empty] | 2014-10-03
83416 | Selenium, bulk atmospheric deposition, suspended, micrograms per liter | Selenium | ug/l | Suspended | [5 empty] | 2014-10-03
83417 | Selenium, bulk atmospheric deposition, suspended, micrograms per square meter | Selenium | ug/m2 | Suspended | [5 empty] | 2014-10-03
83418 | Selenium, bulk atmospheric deposition, unfiltered, micrograms per liter | Selenium | ug/l | Total | [5 empty] | 2014-10-03
83419 | Selenium, bulk atmospheric deposition, unfiltered, micrograms per square meter | Selenium | ug/m2 | Total | [5 empty] | 2014-10-03
83420 | Sodium, bulk atmospheric deposition, filtered, milligrams per liter | Sodium | mg/l | Dissolved | [5 empty] | 2014-10-03
83421 | Sodium, bulk atmospheric deposition, filtered, milligrams per square meter | Sodium | mg/m2 | Dissolved | [5 empty] | 2014-10-03
83422 | Sodium, bulk atmospheric deposition, filtered, microequivalents per liter | Sodium | ueq/L | Dissolved | [5 empty] | 2014-10-03
83423 | Sodium, bulk atmospheric deposition, suspended, milligrams per liter | Sodium | mg/l | Suspended | [5 empty] | 2014-10-03
83424 | Sodium, bulk atmospheric deposition, suspended, milligrams per square meter | Sodium | mg/m2 | Suspended | [5 empty] | 2014-10-03
83425 | Sodium, bulk atmospheric deposition, suspended, microequivalents per liter | Sodium | ueq/L | Suspended | [5 empty] | 2014-10-03
83426 | Sodium, bulk atmospheric deposition, unfiltered, recoverable, milligrams per liter | Sodium | mg/l | Recoverable | [5 empty] | 2014-10-03
83427 | Sodium, bulk atmospheric deposition, unfiltered, recoverable, milligrams per square meter | Sodium | mg/m2 | Recoverable | [5 empty] | 2014-10-03
83428 | Sodium, bulk atmospheric deposition, unfiltered, recoverable, microequivalents per liter | Sodium | ueq/L | Recoverable | [5 empty] | 2014-10-03
83429 | Sodium, bulk atmospheric deposition, unfiltered, milligrams per liter | Sodium | mg/l | Total | [5 empty] | 2014-10-03
83430 | Sodium, bulk atmospheric deposition, unfiltered, milligrams per square meter | Sodium | mg/m2 | Total | [5 empty] | 2014-10-03
83431 | Sodium, bulk atmospheric deposition, unfiltered, microequivalents per liter | Sodium | ueq/L | Total | [5 empty] | 2014-10-03
83432 | Specific conductance, bulk atmospheric deposition, filtered, calculated, microsiemens per centimeter at 25 degrees Celsius | Specific conductance | uS/cm @25C | Dissolved | 25 deg C |  |  |  |  | 2015-06-29
83433 | Specific conductance, bulk atmospheric deposition, unfiltered, calculated, microsiemens per centimeter at 25 degrees Celsius | Specific conductance | uS/cm @25C | Total | 25 deg C |  |  |  |  | 2014-10-03
83435 | Specific conductance, bulk atmospheric deposition, filtered, field, microsiemens per centimeter at 25 degrees Celsius | Specific conductance | uS/cm @25C | Dissolved | 25 deg C |  |  |  |  | 2014-10-03
83436 | Specific conductance, bulk atmospheric deposition, unfiltered, field, microsiemens per centimeter at 25 degrees Celsius | Specific conductance | uS/cm @25C | Total | 25 deg C |  |  |  |  | 2014-10-03
83437 | Specific conductance, bulk atmospheric deposition, filtered, laboratory, microsiemens per centimeter at 25 degrees Celsius | Specific conductance | uS/cm @25C | Dissolved | 25 deg C |  |  |  |  | 2014-10-03
83438 | Specific conductance, bulk atmospheric deposition, unfiltered, laboratory, microsiemens per centimeter at 25 degrees Celsius | Specific conductance | uS/cm @25C | Total | 25 deg C |  |  |  |  | 2014-10-03
83439 | Sulfate, bulk atmospheric deposition, filtered, milligrams per liter as sulfur | Sulfate | mg/l as S | Dissolved | [5 empty] | 2014-10-03
83440 | Sulfate, bulk atmospheric deposition, filtered, milligrams per square meter as sulfur | Sulfate | mg/m2 as S | Dissolved | [5 empty] | 2014-10-03
83441 | Sulfate, bulk atmospheric deposition, filtered, microequivalents per liter | Sulfate | ueq/L | Dissolved | [5 empty] | 2014-10-03
83442 | Sulfate, bulk atmospheric deposition, filtered, milligrams per liter | Sulfate | mg/l | Dissolved | [5 empty] | 2014-10-03
83443 | Sulfate, bulk atmospheric deposition, filtered, milligrams per square meter | Sulfate | mg/m2 | Dissolved | [5 empty] | 2014-10-03
83444 | Sulfate, bulk atmospheric deposition, filtered, microequivalents per liter | Sulfate | ueq/L | Dissolved | [5 empty] | 2014-10-03
83445 | Sulfate, bulk atmospheric deposition, unfiltered, milligrams per liter as sulfur | Sulfate | mg/l as S | Total | [5 empty] | 2014-10-03
83446 | Sulfate, bulk atmospheric deposition, unfiltered, milligrams per square meter as sulfur | Sulfate | mg/m2 as S | Total | [5 empty] | 2014-10-03
83447 | Sulfate, bulk atmospheric deposition, unfiltered, microequivalents per liter | Sulfate | ueq/L | Total | [5 empty] | 2014-10-03
83448 | Sulfate, bulk atmospheric deposition, unfiltered, milligrams per liter | Sulfate | mg/l | Total | [5 empty] | 2014-10-03
83449 | Sulfate, bulk atmospheric deposition, unfiltered, milligrams per square meter | Sulfate | mg/m2 | Total | [5 empty] | 2014-10-03
83450 | Sulfate, bulk atmospheric deposition, unfiltered, microequivalents per liter | Sulfate | ueq/L | Total | [5 empty] | 2014-10-03
83451 | Vanadium, bulk atmospheric deposition, filtered, micrograms per liter | Vanadium | ug/l | Dissolved | [5 empty] | 2014-10-03
83452 | Vanadium, bulk atmospheric deposition, filtered, micrograms per square meter | Vanadium | ug/m2 | Dissolved | [5 empty] | 2014-10-03
83453 | Vanadium, bulk atmospheric deposition, suspended, micrograms per liter | Vanadium | ug/l | Suspended | [5 empty] | 2014-10-03
83454 | Vanadium, bulk atmospheric deposition, suspended, micrograms per square meter | Vanadium | ug/m2 | Suspended | [5 empty] | 2014-10-03
83455 | Vanadium, bulk atmospheric deposition, unfiltered, recoverable, micrograms per liter | Vanadium | ug/l | Recoverable | [5 empty] | 2014-10-03
83456 | Vanadium, bulk atmospheric deposition, unfiltered, recoverable, micrograms per square meter | Vanadium | ug/m2 | Recoverable | [5 empty] | 2014-10-03
83457 | Vanadium, bulk atmospheric deposition, unfiltered, micrograms per liter | Vanadium | ug/l | Total | [5 empty] | 2014-10-03
83458 | Vanadium, bulk atmospheric deposition, unfiltered, micrograms per square meter | Vanadium | ug/m2 | Total | [5 empty] | 2014-10-03
83460 | Zinc, bulk atmospheric deposition, filtered, micrograms per liter | Zinc | ug/l | Dissolved | [5 empty] | 2014-10-03
83461 | Zinc, bulk atmospheric deposition, filtered, micrograms per square meter | Zinc | ug/m2 | Dissolved | [5 empty] | 2014-10-03
83462 | Zinc, bulk atmospheric deposition, suspended, micrograms per liter | Zinc | ug/l | Suspended | [5 empty] | 2014-10-03
83463 | Zinc, bulk atmospheric deposition, suspended, micrograms per square meter | Zinc | ug/m2 | Suspended | [5 empty] | 2014-10-03
83464 | Zinc, bulk atmospheric deposition, unfiltered, recoverable, micrograms per liter | Zinc | ug/l | Recoverable | [5 empty] | 2014-10-03
83465 | Zinc, bulk atmospheric deposition, unfiltered, recoverable, micrograms per square meter | Zinc | ug/m2 | Recoverable | [5 empty] | 2014-10-03
83466 | Zinc, bulk atmospheric deposition, unfiltered, micrograms per liter | Zinc | ug/l | Total | [5 empty] | 2014-10-03
83467 | Zinc, bulk atmospheric deposition, unfiltered, micrograms per square meter | Zinc | ug/m2 | Total | [5 empty] | 2014-10-03
83551 | Hydrolyzable phosphorus, water, dissolved, pounds per day | Hydrolyzable phosphorus | lb/day | Dissolved | [5 empty] | 2020-01-21
83552 | Organic carbon, water, dissolved, short tons per day | Organic carbon | tons/day | Dissolved | [5 empty] | 2016-06-30
83553 | Organic carbon, suspended sediment, short tons per day | Organic carbon | tons/day | Suspended | [5 empty] | 2016-06-30
83554 | Nitrate plus nitrite, water, total, short tons per day as nitrogen | Inorganic nitrogen (nitrate and nitrite) | ton/d as N | Total | [5 empty] | 2016-06-30
83555 | Orthophosphate, water, dissolved, pounds of phosphorus per day | Orthophosphate | lb/d as P | Dissolved | [5 empty] | 2016-10-06
83556 | Orthophosphate, water, dissolved, pounds of PO4 per day | Orthophosphate | lb/d asPO4 | Dissolved | [5 empty] | 2016-10-06
83557 | Organic carbon, water, unfiltered, short tons per day | Organic carbon | tons/day | Total | [5 empty] | 2016-10-06
84138 | Total coliforms, water, presence or absence | Total Coliform | PrsAbs | Total | [5 empty] | 2014-10-03
84139 | Enterobacter agglomerans, MF method, water, presence or absence | Enterobacter agglomerans | PrsAbs | [6 empty] | 2014-10-03
84140 | Klebsiella pneumoniae, MF method, water, presence or absence | Klebsiella pneumoniae | PrsAbs | [6 empty] | 2016-10-06
84176 | Oil slick on water, severity, code | Oil slick severity, choice list | code | [6 empty] | 2017-01-05
84177 | Oil slick coverage (severity) on shore within 25 ft of bed sediment sample collection, code | Oil slick coverage severity, choice list | code | [6 empty] | 2017-01-05
84178 | Floating vegetation, severity, code | Floating vegetation severity, choice list | code | [6 empty] | 2017-01-05
84382 | Total coliforms, water, presence or absence in sample | Total Coliform | PrsAbs | Total | [5 empty] | 2016-10-06
84383 | Fecal coliforms, water, presence or absence in sample | Fecal Coliform | PrsAbs | [6 empty] | 2016-10-06
84384 | Fecal streptococci, water, presence or absence in sample | Fecal Streptococcus Group Bacteria | PrsAbs | [6 empty] | 2014-10-03
84385 | Escherichia coli, water, presence or absence in sample | Escherichia coli | PrsAbs | [6 empty] | 2014-10-03
85209 | Algal growth potential, USGS modified bottle test, water, filtered, milligrams per liter | Algal growth potential | mg/l | Dissolved | [5 empty] | 2014-10-03
85310 | Depth of lake, maximum, meters | Depth | m |  |  | Maximum |  |  |  | 2014-10-03
85311 | Depth of lake, mean, meters | Depth | m |  |  | Mean |  |  |  | 2014-10-03
85328 | Depth to 1 percent of surface light, meters | Light attenuation, depth at 99% | m | [6 empty] | 2014-10-03
85540 | Air, water, dissolved, volume percent of dissolved gases | Air | % | Dissolved | [5 empty] | 2016-06-30
85541 | Inert gases, water, dissolved, volume percent of dissolved gases | Inert gases | % | Dissolved | [5 empty] | 2016-06-30
85542 | Argon, water, dissolved, volume percent of dissolved gases | Argon | % | Dissolved | [5 empty] | 2016-06-30
85543 | Butane, water, dissolved, recoverable, volume percent of dissolved gases | Butane | % | Dissolved | [5 empty] | 2016-06-30
85544 | Carbon dioxide, water, dissolved, volume percent of dissolved gases | Carbon dioxide | % | Dissolved | [5 empty] | 2016-06-30
85545 | Ethane, water, dissolved, recoverable, volume percent of dissolved gases | Ethane | % | Dissolved | [5 empty] | 2016-06-30
85546 | Hydrogen, water, dissolved, volume percent of dissolved gases | Hydrogen | % | Dissolved | [5 empty] | 2016-06-30
85547 | Methane, water, dissolved, recoverable, volume percent of dissolved gases | Methane | % | Dissolved | [5 empty] | 2016-06-30
85549 | Octane, water, unfiltered, recoverable, volume percent of dissolved gases | Octane | % | Total | [5 empty] | 2014-10-03
85550 | Dissolved oxygen, water, dissolved, volume percent of dissolved gases | Oxygen | % | Dissolved | [5 empty] | 2016-06-30
85551 | n-Pentane, water, unfiltered, recoverable, volume percent of dissolved gases | Pentane | % | Total | [5 empty] | 2014-10-03
85552 | Propane, water, dissolved, recoverable, volume percent of dissolved gases | Propane | % | Dissolved | [5 empty] | 2016-06-30
85556 | Organic acids, water, unfiltered, recoverable, milligrams per liter as propionic acid | Organic acids | mgC3H6O2/L | Recoverable | [5 empty] | 2017-01-05
85561 | Helium-4, water, dissolved, cubic centimeters per gram at standard temperature and pressure | Helium-4 | cm3/g STP | Dissolved | [5 empty] | 2016-06-30
85562 | Helium-4 error, water, unfiltered, cubic centimeters per gram at standard temperature and pressure | Helium-4 | cm3/g STP | Total |  | Standard Deviation |  |  |  | 2014-10-03
85563 | Argon, water, dissolved, cubic centimeters per gram at standard temperature and pressure | Argon | cm3/g STP | Dissolved | [5 empty] | 2016-06-30
85564 | Argon error, water, unfiltered, cubic centimeters per gram at standard temperature and pressure | Argon | cm3/g STP | Total |  | Standard Deviation |  |  |  | 2014-10-03
85565 | Krypton, water, dissolved, cubic centimeters per gram at standard temperature and pressure | Krypton | cm3/g STP | Dissolved | [5 empty] | 2016-06-30
85566 | Krypton error, water, unfiltered, cubic centimeters per gram at standard temperature and pressure | Krypton | cm3/g STP | Total |  | Standard Deviation |  |  |  | 2015-01-05
85567 | Xenon, water, dissolved, cubic centimeters per gram at standard temperature and pressure | Xenon | cm3/g STP | Dissolved | [5 empty] | 2016-06-30
85568 | Xenon error, water, unfiltered, cubic centimeters per gram at standard temperature and pressure | Xenon | cm3/g STP | Total |  | Standard Deviation |  |  |  | 2015-01-05
85569 | Helium-3/helium-4 error, water, unfiltered, ratio | Helium-3/helium-4 error | None | Total |  | Standard Deviation |  |  |  | 2020-01-21
85570 | Dinitrogen, water, dissolved, cubic centimeters per gram at standard temperature and pressure | Nitrogen | cm3/g @STP | Dissolved | [5 empty] | 2016-06-30
85571 | Carbon dioxide, water, unfiltered, cubic centimeters per gram at standard temperature and pressure | Carbon dioxide | cm3/g @STP | Total | [5 empty] | 2014-10-03
85572 | Methane, water, dissolved, cubic centimeters per gram at standard temperature and pressure | Methane | cm3/g @STP | Dissolved | [5 empty] | 2016-06-30
85573 | Dissolved oxygen, water, dissolved, cubic centimeters per gram at standard temperature and pressure | Oxygen | cm3/g @STP | Dissolved | [5 empty] | 2016-06-30
85574 | Methane, water, dissolved, recoverable, milligrams per liter | Methane | mg/l | Dissolved | [5 empty] | 2016-06-30
85575 | Helium, water, dissolved, nanomoles per kilogram | Helium | nmol/kg | Dissolved | [5 empty] | 2016-06-30
85576 | Hydrogen, water, dissolved, nanomoles per kilogram | Hydrogen | nmol/kg | Dissolved | [5 empty] | 2016-06-30
85577 | Neon, water, dissolved, nanomoles per kilogram | Neon | nmol/kg | Dissolved | [5 empty] | 2016-06-30
85583 | Temperature, intragravel water, degrees Celsius | Temperature, water | deg C | [6 empty] | 2015-10-02
85584 | Methane, water, dissolved, recoverable, cubic centimeters of gas at standard temperature and pressure per liter of water | Methane | cm3/L STP | Dissolved | [5 empty] | 2016-10-06
85585 | Ethane, water, dissolved, recoverable, cubic centimeters of gas at standard temperature and pressure per liter of water | Ethane | cm3/L STP | Dissolved | [5 empty] | 2016-10-06
85586 | Propane, water, dissolved, recoverable, cubic centimeters of gas at standard temperature and pressure per liter of water | Propane | cm3/L STP | Dissolved | [5 empty] | 2016-10-06
85589 | Cyanide, weak acid, dissociable, water, filtered, milligrams per liter | Cyanide | mg/l | Dissolved | [5 empty] | 2016-10-06
85590 | Carbon [inorganic plus organic], bed sediment, total, dry weight, milligrams per kilogram | Carbon | mg/kg | Bed Sediment |  |  |  | Dry |  | 2016-10-06
85600 | Neon-20, water, unfiltered, cubic centimeters per gram at standard temperature and pressure | Neon-20 | cm3/g @STP | Dissolved | [5 empty] | 2014-10-03
85601 | Neon-20 error, water, unfiltered, cubic centimeters per gram at standard temperature and pressure | Neon-20 | cm3/g @STP | Dissolved | [5 empty] | 2014-10-03
85602 | Neon-22, water, unfiltered, cubic centimeters per gram at standard temperature and pressure | Neon-22 | cm3/g @STP | Dissolved | [5 empty] | 2014-10-03
85603 | Neon-22 error, water, unfiltered, cubic centimeters per gram at standard temperature and pressure | Neon-22 | cm3/g @STP | Dissolved | [5 empty] | 2014-10-03
85604 | Argon-36, water, unfiltered, cubic centimeters per gram at standard temperature and pressure | Argon-36 | cm3/g @STP | Dissolved | [5 empty] | 2017-01-05
85605 | Argon-36 error, water, unfiltered, cubic centimeters per gram at standard temperature and pressure | Argon-36 | cm3/g @STP | Dissolved | [5 empty] | 2017-01-05
85606 | Argon-40, water, unfiltered, cubic centimeters per gram at standard temperature and pressure | Argon-40 | cm3/g @STP | Dissolved | [5 empty] | 2017-01-05
85607 | Argon-40 error, water, unfiltered, cubic centimeters per gram at standard temperature and pressure | Argon-40 | cm3/g @STP | Dissolved | [5 empty] | 2017-01-05
85608 | Krypton-78, water, unfiltered, cubic centimeters per gram at standard temperature and pressure | Krypton-78 | cm3/g @STP | Dissolved | [5 empty] | 2017-01-05
85609 | Krypton-78 error, water, unfiltered, cubic centimeters per gram at standard temperature and pressure | Krypton-78 | cm3/g @STP | Dissolved | [5 empty] | 2017-01-05
85610 | Krypton-80, water, unfiltered, cubic centimeters per gram at standard temperature and pressure | Krypton-80 | cm3/g @STP | Dissolved | [5 empty] | 2017-01-05
85611 | Krypton-80 error, water, unfiltered, cubic centimeters per gram at standard temperature and pressure | Krypton-80 | cm3/g @STP | Dissolved | [5 empty] | 2017-01-05
85612 | Krypton-82, water, unfiltered, cubic centimeters per gram at standard temperature and pressure | Krypton-82 | cm3/g @STP | Dissolved | [5 empty] | 2017-01-05
85613 | Krypton-82 error, water, unfiltered, cubic centimeters per gram at standard temperature and pressure | Krypton-82 | cm3/g @STP | Dissolved | [5 empty] | 2017-01-05
85614 | Krypton-83, water, unfiltered, cubic centimeters per gram at standard temperature and pressure | Krypton-83 | cm3/g @STP | Dissolved | [5 empty] | 2017-01-05
85615 | Krypton-83 error, water, unfiltered, cubic centimeters per gram at standard temperature and pressure | Krypton-83 | cm3/g @STP | Dissolved | [5 empty] | 2017-01-05
85616 | Krypton-84, water, unfiltered, cubic centimeters per gram at standard temperature and pressure | Krypton-84 | cm3/g @STP | Dissolved | [5 empty] | 2017-01-05
85617 | Krypton-84 error, water, unfiltered, cubic centimeters per gram at standard temperature and pressure | Krypton-84 | cm3/g @STP | Dissolved | [5 empty] | 2017-01-05
85618 | Krypton-86, water, unfiltered, cubic centimeters per gram at standard temperature and pressure | Krypton-86 | cm3/g @STP | Dissolved | [5 empty] | 2017-01-05
85619 | Krypton-86 error, water, unfiltered, cubic centimeters per gram at standard temperature and pressure | Krypton-86 | cm3/g @STP | Dissolved | [5 empty] | 2017-01-05
85620 | Xenon-124, water, unfiltered, cubic centimeters per gram at standard temperature and pressure | Xenon-124 | cm3/g @STP | Dissolved | [5 empty] | 2017-01-05
85621 | Xenon-124 error, water, unfiltered, cubic centimeters per gram at standard temperature and pressure | Xenon-124 | cm3/g @STP | Dissolved | [5 empty] | 2017-01-05
85622 | Xenon-128, water, unfiltered, cubic centimeters per gram at standard temperature and pressure | Xenon-128 | cm3/g @STP | Dissolved | [5 empty] | 2017-01-05
85623 | Xenon-128 error, water, unfiltered, cubic centimeters per gram at standard temperature and pressure | Xenon-128 | cm3/g @STP | Dissolved | [5 empty] | 2017-01-05
85624 | Xenon-129, water, unfiltered, cubic centimeters per gram at standard temperature and pressure | Xenon-129 | cm3/g @STP | Dissolved | [5 empty] | 2017-01-05
85625 | Xenon-129 error, water, unfiltered, cubic centimeters per gram at standard temperature and pressure | Xenon-129 | cm3/g @STP | Dissolved | [5 empty] | 2017-01-05
85626 | Xenon-130, water, unfiltered, cubic centimeters per gram at standard temperature and pressure | Xenon-130 | cm3/g @STP | Dissolved | [5 empty] | 2017-01-05
85627 | Xenon-130 error, water, unfiltered, cubic centimeters per gram at standard temperature and pressure | Xenon-130 | cm3/g @STP | Dissolved | [5 empty] | 2017-01-05
85628 | Xenon-131, water, unfiltered, cubic centimeters per gram at standard temperature and pressure | Xenon-131 | cm3/g @STP | Dissolved | [5 empty] | 2017-01-05
85629 | Xenon-131 error, water, unfiltered, cubic centimeters per gram at standard temperature and pressure | Xenon-131 | cm3/g @STP | Dissolved | [5 empty] | 2017-01-05
85630 | Xenon-132, water, unfiltered, cubic centimeters per gram at standard temperature and pressure | Xenon-132 | cm3/g @STP | Dissolved | [5 empty] | 2017-01-05
85631 | Xenon-132 error, water, unfiltered, cubic centimeters per gram at standard temperature and pressure | Xenon-132 | cm3/g @STP | Dissolved | [5 empty] | 2017-01-05
85632 | Xenon-134, water, unfiltered, cubic centimeters per gram at standard temperature and pressure | Xenon-134 | cm3/g @STP | Dissolved | [5 empty] | 2017-01-05
85633 | Xenon-134 error, water, unfiltered, cubic centimeters per gram at standard temperature and pressure | Xenon-134 | cm3/g @STP | Dissolved | [5 empty] | 2017-01-05
85634 | Xenon-136, water, unfiltered, cubic centimeters per gram at standard temperature and pressure | Xenon-136 | cm3/g @STP | Dissolved | [5 empty] | 2017-01-05
85635 | Xenon-136 error, water, unfiltered, cubic centimeters per gram at standard temperature and pressure | Xenon-136 | cm3/g @STP | Dissolved | [5 empty] | 2017-01-05
85636 | Argon-39, water, unfiltered, percent modern argon | Argon-39 | pct modern | Dissolved | [5 empty] | 2020-01-21
85637 | Argon-39 error, water, unfiltered, percent modern argon | Argon-39 error | pct modern | Dissolved | [5 empty] | 2020-01-21
85638 | Krypton-81, water, dissolved, percent modern krypton | Krypton-81 | pct modern | Dissolved | [5 empty] | 2020-01-21
85639 | Krypton-81 error, water, dissolved, percent modern krypton | Krypton-81 error | pct modern | Dissolved | [5 empty] | 2020-01-21
85640 | Krypton-85, water, unfiltered, disintegrations per minute per cubic centimeter at standard temperature and pressure | Krypton-85 | dpm/cm3 | Dissolved | [5 empty] | 2020-01-21
85641 | Krypton-85 error, water, unfiltered, disintegrations per minute per cubic centimeter at standard temperature and pressure | Krypton-85 error | dpm/cm3 | Dissolved | [5 empty] | 2020-01-21
85642 | Helium-3, water, unfiltered, cubic centimeters per gram at standard temperature and pressure | Helium-3 | cm3/g @STP | Dissolved | [5 empty] | 2020-01-21
85643 | Helium-3 error, water, unfiltered, cubic centimeters per gram at standard temperature and pressure | Helium-3 error | cm3/g @STP | Dissolved | [5 empty] | 2020-01-21
85644 | Neon-21, water, unfiltered, cubic centimeters per gram at standard temperature and pressure | Neon-21 | cm3/g @STP | Dissolved | [5 empty] | 2020-01-21
85645 | Neon-21 error, water, unfiltered, cubic centimeters per gram at standard temperature and pressure | Neon-21 error | cm3/g @STP | Dissolved | [5 empty] | 2020-01-21
85646 | Xenon-126, water, unfiltered, cubic centimeters per gram at standard temperature and pressure | Xenon-126 | cm3/g @STP | Dissolved | [5 empty] | 2020-01-21
85647 | Xenon-126 error, water, unfiltered, cubic centimeters per gram at standard temperature and pressure | Xenon-126 error | cm3/g @STP | Dissolved | [5 empty] | 2020-01-21
85668 | 1-Chloro-1,1-difluoroethane, water, unfiltered, recoverable, micrograms per liter | Ethane, 1-chloro-1,1-difluoro- | ug/l | Recoverable | [5 empty] | 2020-01-21
85769 | Sodium, biota, tissue, recoverable, wet weight, milligrams per kilogram | Sodium | mg/kg | Recoverable |  |  |  | Wet |  | 2014-10-03
85770 | Potassium, biota, tissue, recoverable, wet weight, milligrams per kilogram | Potassium | mg/kg | Recoverable |  |  |  | Wet |  | 2014-10-03
85795 | m-Xylene plus p-xylene, water, unfiltered, recoverable, micrograms per liter | m,p-Xylene | ug/l | Recoverable | [5 empty] | 2015-04-09
85817 | Gross beta radioactivity, water, unfiltered, picocuries per liter | Beta particle | pCi/L | Total | [5 empty] | 2014-10-03
85822 | Moisture content, biota, tissue, wet weight, percent of total weight | Moisture content | % | Total |  |  |  | Wet |  | 2014-10-03
89000 | Diazinon, water, filtered, immunoassay, recoverable, field, micrograms per liter | Diazinon | ug/l | Dissolved | [5 empty] | 2017-04-20
89001 | Triclosan, water, unfiltered, immunoassay, recoverable, micrograms per liter | Triclosan | ug/l | Recoverable | [5 empty] | 2014-10-03
89002 | 17-beta-Estradiol, water, filtered, recoverable, immunoassay, nanograms per liter | Estradiol | ng/l | Dissolved | [5 empty] | 2014-10-03
89003 | Total saxitoxins, freeze/thaw extraction and then filtered (0.7 micron filter), enzyme-linked immunosorbent assay, recoverable, micrograms per liter | Saxitoxins | ug/l | Total | [5 empty] | 2014-10-03
89004 | Dissolved saxitoxins, water, filtered (0.7 micron filter), enzyme-linked immunosorbent assay, recoverable, micrograms per liter | Saxitoxins | ug/l | Dissolved | [5 empty] | 2014-10-03
89005 | Total cylindrospermopsins, freeze/thaw extraction and then filtered (0.7 micron filter), enzyme-linked immunosorbent assay, recoverable, micrograms per liter | Cylindrospermopsins | ug/l | Total | [5 empty] | 2014-10-03
89006 | Dissolved cylindrospermopsins, water, filtered (0.7 micron filter), enzyme-linked immunosorbent assay, recoverable, micrograms per liter | Cylindrospermopsins | ug/l | Dissolved | [5 empty] | 2014-10-03
89007 | Total saxitoxins, freeze/thaw extraction and then filtered (0.45 micron filter), enzyme-linked immunosorbent assay, recoverable, micrograms per liter | Saxitoxins | ug/l | Total | [5 empty] | 2014-10-03
89008 | Dissolved saxitoxins, water, filtered (0.45 micron filter), enzyme-linked immunosorbent assay, recoverable, micrograms per liter | Saxitoxins | ug/l | Dissolved | [5 empty] | 2014-10-03
89009 | Total cylindrospermopsins, freeze/thaw extraction and then filtered (0.45 micron filter), enzyme-linked immunosorbent assay, recoverable, micrograms per liter | Cylindrospermopsins | ug/l | Total | [5 empty] | 2014-10-03
89010 | Dissolved cylindrospermopsins, water, filtered (0.45 micron filter), enzyme-linked immunosorbent assay, recoverable, micrograms per liter | Cylindrospermopsins | ug/l | Dissolved | [5 empty] | 2014-10-03
89011 | Total microcystins plus nodularins, unfiltered water, freeze/thaw extraction, ADDA specific enzyme-linked immunosorbent assay, recoverable, micrograms per liter | Total microcystins plus nodularins | ug/l | Total | [5 empty] | 2020-01-21
89012 | Dissolved microcystins plus nodularins, water, filtered, ADDA specific enzyme-linked immunosorbent assay, recoverable, micrograms per liter | Dissolved microcystins plus nodularins | ug/l | Dissolved | [5 empty] | 2020-01-21
89013 | Particulate microcystins/nodularin, water, sieved (63 um sieve), ADDA-specific enzyme-linked immunosorbent assay (ELISA), recoverable, micrograms per liter | Particulate microcystins/nodularin | ug/l | Recoverable | [5 empty] | 2020-01-21
89014 | Microcystins/nodularin, in particulate algae (1.5 um filter), ADDA-specific enzyme-linked immunosorbent assay (ELISA), recoverable, micrograms per liter | Microcystins/nodularin | ug/l | Recoverable | [5 empty] | 2020-01-21
90077 | Transparency, water, in situ, Secchi disc, cross section average, inches | Depth, Secchi disk depth | in | [6 empty] | 2017-04-20
90094 | Specific conductance, water, unfiltered, area weighted average, microsiemens per centimeter at 25 degrees Celsius | Specific conductance | uS/cm @25C | Total | 25 deg C |  |  |  |  | 2014-10-03
90095 | Specific conductance, water, unfiltered, laboratory, microsiemens per centimeter at 25 degrees Celsius | Specific conductance | uS/cm @25C | Total | 25 deg C |  |  |  |  | 2014-10-03
90096 | Specific conductance, water, filtered, laboratory, microsiemens per centimeter at 25 degrees Celsius | Specific conductance | uS/cm @25C | Dissolved | [5 empty] | 2014-10-03
90199 | Depth to 50 percent surface light, cross section average, feet | Light attenuation, depth at 50% | ft | [6 empty] | 2014-10-03
90294 | 2,4-Dichlorophenoxyacetic acid (2,4-D), spike, water, filtered, apparent percent recovery | 2,4-D | % | Dissolved | [5 empty] | 2020-01-21
90295 | Dicamba, spike, water, filtered, apparent spike recovery | Dicamba | % | Dissolved | [5 empty] | 2020-01-21
90296 | Thiamethoxam-d3 (N-methyl-d3), surrogate, water, polar organic chemical integrative sampler (POCIS), percent recovery | Thiamethoxam-d3 | % | Recoverable | [5 empty] | 2020-01-21
90297 | Clothianidin-d3 (N-methyl-d3), surrogate, water, polar organic chemical integrative sampler (POCIS), percent recovery | Clothianidin-d3 | % | Recoverable | [5 empty] | 2020-01-21
90299 | Imidacloprid-d4, surrogate, water, polar organic chemical integrative sampler (POCIS), percent recovery | Imidacloprid-d4 | % | Recoverable | [5 empty] | 2020-01-21
90300 | Dissolved oxygen, water, unfiltered, area weighted average, milligrams per liter | Oxygen | mg/l | Dissolved | [5 empty] | 2014-10-03
90301 | Saflufenacil, spike, water, filtered, apparent percent recovery | Saflufenacil | % | Dissolved | [5 empty] | 2020-01-21
90302 | Tembotrione, spike, water, filtered, apparent percent recovery | Tembotrione | % | Dissolved | [5 empty] | 2020-01-21
90304 | 5-alpha-Dihydrotestosterone (5a-DHT), spike, water, filtered, apparent spike recovery | 5a-Dihydrotestosterone | % | Dissolved | [5 empty] | 2020-01-21
90309 | Melengestrol acetate, spike, water, filtered, apparent percent recovery | Melengestrol acetate | % | Dissolved | [5 empty] | 2020-01-21
90318 | Lorazepam-d4, surrogate/isotope dilution standard (sur/IDS), NWQL 8240, water, polar organic chemical integrative sampler (POCIS), percent recovery | Lorazepam-D4 | % | Dissolved | [5 empty] | 2020-01-21
90321 | Oxazepam-d5, surrogate/isotope dilution standard (sur/IDS), NWQL 8240, water, polar organic chemical integrative sampler (POCIS), percent recovery | Oxazepam-d5 | % | Dissolved | [5 empty] | 2020-01-21
90337 | Tamoxifen-d5, surrogate/isotope dilution standard (sur/IDS), NWQL 8240, water, polar organic chemical integrative sampler (POCIS), percent recovery | Tamoxifen-d5 | % | Dissolved | [5 empty] | 2020-01-21
90346 | 2,3',4,4',5-Pentachlorobiphenyl-13C12, surrogate, NWQL Schedule 4438, water, unfiltered, percent recovery | 2,3',4,4',5-Pentachlorobiphenyl-C13 | % | Recoverable | [5 empty] | 2020-01-21
90347 | 2,3',4,4',5-Pentachlorobiphenyl-13C12, surrogate, NWQL Schedule 6438, solids, dry weight,percent recovery | 2,3',4,4',5-Pentachlorobiphenyl-C13 | % | Recoverable | [5 empty] | 2020-01-21
90348 | 2,3',4,4',5-Pentachlorobiphenyl-13C12, surrogate, NWQL Schedule 9348, biota, tissue, wet weight, percent recovery | 2,3',4,4',5-Pentachlorobiphenyl-C13 | % | Recoverable | [5 empty] | 2020-01-21
90349 | 3,3',4,4',5-Pentachlorobiphenyl-13C12, surrogate, NWQL Schedule 4438, water, unfiltered, percent recovery | 3,3',4,4',5-Pentachlorobiphenyl-C13 | % | Recoverable | [5 empty] | 2020-01-21
90350 | 3,3',4,4',5-Pentachlorobiphenyl-13C12, surrogate, NWQL Schedule 6438, solids, dry weight,percent recovery | 3,3',4,4',5-Pentachlorobiphenyl-C13 | % | Recoverable | [5 empty] | 2020-01-21
90351 | 3,3',4,4',5-Pentachlorobiphenyl-13C12, surrogate, NWQL Schedule 9348, biota, tissue, wet weight, percent recovery | 3,3',4,4',5-Pentachlorobiphenyl-C13 | % | Recoverable | [5 empty] | 2020-01-21
90355 | Decafluorobiphenyl, surrogate, water, semipermeable membrane device, percent recovery | Decafluorobiphenyl | % | Recoverable | [5 empty] | 2020-01-21
90356 | Fluoranthene-d10, surrogate, water, semipermeable membrane device, percent recovery | Fluoranthene-d10 | % | Recoverable | [5 empty] | 2020-01-21
90357 | 1-Pentanol, surrogate, water, unfiltered, percent recovery | 1-Pentanol | % | Recoverable | [5 empty] | 2020-01-21
90358 | 1,4-Butanediol, surrogate, water, unfiltered, percent recovery | 1,4-Butanediol | % | Recoverable | [5 empty] | 2020-01-21
90359 | Lorazepam-d4, surrogate, water, filtered, percent recovery | Lorazepam-D4 | % | Dissolved | [5 empty] | 2020-01-21
90362 | Oxazepam-d5, surrogate, water, filtered, percent recovery | Oxazepam-d5 | % | Dissolved | [5 empty] | 2020-01-21
90378 | Tamoxifen-d5, surrogate, water, filtered, percent recovery | Tamoxifen-d5 | % | Dissolved | [5 empty] | 2020-01-21
90381 | Trenbolone acetate, spike, water, filtered, apparent percent recovery | Trenbolone acetate | % | Dissolved | [5 empty] | 2020-01-21
90382 | 2,2',3,3',4,4',5,5',6,6'-Decachlorobiphenyl (PCB congener 209), surrogate, biota, tissue, percent recovery | Decachlorobiphenyl | % | [6 empty] | 2020-01-21
90383 | 2,4,5,6-Tetrachloro-m-xylene, surrogate, biota, tissue, percent recovery | Tetrachloro-m-xylene | % | [6 empty] | 2020-01-21
90384 | 2,4,6-Tribromophenol, surrogate, biota, tissue, percent recovery | 2,4,6-Tribromophenol | % | [6 empty] | 2020-01-21
90385 | 2-Fluorophenol, surrogate, biota, tissue, percent recovery | o-Fluorophenol | % | [6 empty] | 2020-01-21
90386 | 2-Fluorobiphenyl, surrogate, biota, tissue, percent recovery | 2-Fluorobiphenyl | % | [6 empty] | 2020-01-21
90387 | Nitrobenzene-d5, surrogate, biota, tissue, percent recovery | Nitrobenzene-D5 | % | [6 empty] | 2020-01-21
90388 | Terphenyl-d14, surrogate, biota, tissue, percent recovery | p-Terphenyl-d14 | % | [6 empty] | 2020-01-21
90389 | 2-Fluorobiphenyl, surrogate, soil, EPA 8270D, percent recovery | 2-Fluorobiphenyl | % | Recoverable | [5 empty] | 2020-01-21
90390 | Nitrobenzene-d5, surrogate, soil, EPA 8270D, percent recovery | Nitrobenzene-D5 | % | Recoverable | [5 empty] | 2020-01-21
90391 | p-Terphenyl-d14, surrogate, soil, EPA 8270D, percent recovery | p-Terphenyl-d14 | % | Recoverable | [5 empty] | 2020-01-21
90392 | Glyphosate, spike, solids, dry weight, apparent percent recovery | Glyphosate | % | Recoverable |  |  |  | Dry |  | 2020-01-21
90393 | Aminomethylphosphonic acid (AMPA), spike, solids, dry weight, apparent percent recovery | Aminomethylphosphonic acid (AMPA), spike | % | Recoverable |  |  |  | Dry |  | 2020-01-21
90394 | Glufosinate, spike, solids, dry weight, apprarent percent recovery | Glufosinate-ammonium | % | Recoverable |  |  |  | Dry |  | 2020-01-21
90400 | pH, water, area weighted average, standard units | pH | std units | [6 empty] | 2015-01-05
90410 | Acid neutralizing capacity, water, unfiltered, fixed endpoint (pH 4.5) titration, laboratory, milligrams per liter as calcium carbonate | Alkalinity | mg/l CaCO3 | Total | [5 empty] | 2020-01-21
90430 | Carbonate, water, unfiltered, inflection-point titration method (incremental titration method), laboratory, milligrams per liter as calcium carbonate | Carbonate | mg/l CaCO3 | Total | [5 empty] | 2014-10-03
90440 | Bicarbonate, water, unfiltered, inflection-point titration method (incremental titration method), laboratory, milligrams per liter | Bicarbonate | mg/l | Total | [5 empty] | 2014-10-03
90445 | Carbonate, water, unfiltered, inflection-point titration method (incremental titration method), laboratory, milligrams per liter | Carbonate | mg/l | Total | [5 empty] | 2014-10-03
90449 | 1-Bromo-4-fluorobenzene, surrogate, EPA 524.2 VOC schedules, water, unfiltered, percent recovery | p-Bromofluorobenzene | % | Recoverable | [5 empty] | 2016-10-06
90450 | Dibromofluoromethane, surrogate, EPA 524.2, water, unfiltered, percent recovery | Dibromofluoromethane | % | Recoverable | [5 empty] | 2016-10-06
90451 | Thiamethoxam-d3 (N-methyl-d3), surrogate, water, filtered, percent recovery | Thiamethoxam-d3 | % | Dissolved | [5 empty] | 2016-10-06
90452 | Clothianidin-d3 (N-methyl-d3), surrogate, water, filtered, percent recovery | Clothianidin-d3 | % | Dissolved | [5 empty] | 2016-10-06
90453 | Acetamiprid-13C6, surrogate, water, filtered, percent recovery | Acetamiprid-13C6 | % | Dissolved | [5 empty] | 2016-10-06
90454 | Fipronil-13C4-15N2, surrogate, water, filtered, percent recovery | Fipronil-13C4-15N2 | % | Dissolved | [5 empty] | 2016-10-06
90455 | Triazole-13C2-15N3, surrogate, water, filtered, percent recovery | Triazole-13C2-15N3 | % | Dissolved | [5 empty] | 2016-10-06
90456 | Dicamba-13C6, surrogate, water, filtered, percent recovery | Dicamba-13C6 | % | Dissolved | [5 empty] | 2016-10-06
90457 | Bentazon-13C10-15N, surrogate, water, filtered, percent recovery | Bentazon-13C10-15N | % | Dissolved | [5 empty] | 2016-10-06
90458 | 4-Nitroaniline, explosives surrogate, water, unfiltered, percent recovery | p-Nitroaniline | % | Recoverable | [5 empty] | 2016-10-06
90459 | 2-Octanone, surrogate, water, unfiltered, percent recovery | 2-Octanone | % | Recoverable | [5 empty] | 2016-10-06
90460 | 1-Bromo-4-fluorobenzene, surrogate, bed sediment, percent recovery | p-Bromofluorobenzene | % | Bed Sediment | [5 empty] | 2016-10-06
90461 | Dibromofluoromethane, surrogate, bed sediment, percent recovery | Dibromofluoromethane | % | Bed Sediment | [5 empty] | 2016-10-06
90462 | Toluene-d8, surrogate, bed sediment, percent recovery | Toluene-d8 | % | Bed Sediment | [5 empty] | 2016-10-06
90463 | 1-Bromo-4-fluorobenzene, surrogate, solids, percent recovery | p-Bromofluorobenzene | % | [6 empty] | 2016-10-06
90464 | Dibromofluoromethane, surrogate, solids, percent recovery | Dibromofluoromethane | % | [6 empty] | 2016-10-06
90465 | Toluene-d8, surrogate, solids, percent recovery | Toluene-d8 | % | [6 empty] | 2016-10-06
90466 | Testosterone glucuronide, spike, water, filtered, apparent percent recovery | Testosterone glucuronide | % | Dissolved | [5 empty] | 2016-10-06
90467 | 1-Bromo-4-fluorobenzene, surrogate, soil, percent recovery | p-Bromofluorobenzene | % | Recoverable | [5 empty] | 2015-10-05
90468 | Dibromofluoromethane, surrogate, soil, percent recovery | Dibromofluoromethane | % | Recoverable | [5 empty] | 2015-10-05
90469 | Toluene-d8, surrogate, soil, percent recovery | Toluene-d8 | % | Recoverable | [5 empty] | 2015-10-05
90470 | (Trifluoromethyl)benzene, gasoline-range organic surrogate, soil, percent recovery | Benzotrifluoride | % | Recoverable | [5 empty] | 2015-10-05
90471 | 1,2-Dichlorobenzene-d4, gasoline-range organic surrogate, soil, percent recovery | 1,2-Dichlorobenzene-d4 | % | Recoverable | [5 empty] | 2015-10-05
90472 | 1-Bromo-4-fluorobenzene, gasoline-range organic surrogate, soil, percent recovery | p-Bromofluorobenzene | % | Recoverable | [5 empty] | 2015-10-05
90473 | n-Eicosane (C20), diesel-range organic surrogate, soil, percent recovery | Eicosane | % | Recoverable | [5 empty] | 2015-10-05
90474 | Squalene, diesel-range organic surrogate, soil, percent recovery | Squalene | % | Recoverable | [5 empty] | 2016-10-06
90475 | 1,2-Dichlorobenzene-d4, gasoline-range organic surrogate, water, unfiltered, percent recovery | 1,2-Dichlorobenzene-d4 | % | Recoverable | [5 empty] | 2015-10-05
90476 | n-Eicosane (C20), diesel-range organic surrogate, water, unfiltered, percent recovery | Eicosane | % | Recoverable | [5 empty] | 2015-10-05
90477 | Squalene, diesel-range organic surrogate, water, unfiltered, percent recovery | Squalene | % | Recoverable | [5 empty] | 2016-10-06
90478 | 1,2-Dichlorobenzene-d4, surrogate, water, filtered, gasoline-range organic compound (GRO) analysis, percent recovery | 1,2-Dichlorobenzene-d4 | % | Dissolved | [5 empty] | 2016-10-06
90479 | Thiabendazole-d4, isotope dilution standard, polar organic chemical integrative sampler (POCIS), percent recovery | Thiabendazole-d4 | % | Recoverable | [5 empty] | 2016-10-06
90480 | Albuterol-d9, isotope dilution standard, polar organic chemical integrative sampler (POCIS), percent recovery | Albuterol-d9 | % | Recoverable | [5 empty] | 2016-10-06
90481 | Diltiazem-d3, isotope dilution standard, polar organic chemical integrative sampler (POCIS), percent recovery | Diltiazem-d3 | % | Recoverable | [5 empty] | 2016-10-06
90482 | Trimethoprim-d9, isotope dilution standard, polar organic chemical integrative sampler (POCIS), percent recovery | Trimethoprim-d9 | % | Recoverable | [5 empty] | 2016-10-06
90483 | Acetaminophen-d3, isotope dilution standard, polar organic chemical integrative sampler (POCIS), percent recovery | Acetaminophen-d3 | % | Recoverable | [5 empty] | 2016-10-06
90484 | Norfluoxetine-d6, isotope dilution standard, polar organic chemical integrative sampler (POCIS), percent recovery | Norfluoxetine-d6 | % | Recoverable | [5 empty] | 2016-10-06
90485 | Methadone-d9, isotope dilution standard, polar organic chemical integrative sampler (POCIS), percent recovery | Methadone-d9 | % | Recoverable | [5 empty] | 2016-10-06
90486 | Oxycodone-d3, isotope dilution standard, polar organic chemical integrative sampler (POCIS), percent recovery | Oxycodone-d3 | % | Recoverable | [5 empty] | 2016-10-06
90487 | Hydrocodone-d3, isotope dilution standard, polar organic chemical integrative sampler (POCIS), percent recovery | Hydrocodone-d3 | % | Recoverable | [5 empty] | 2014-10-03
90488 | Temazepam-d5, isotope dilution standard, polar organic chemical integrative sampler (POCIS), percent recovery | Temazepam-d5 | % | Recoverable | [5 empty] | 2016-10-06
90489 | Caffeine-(trimethyl-13C3), isotope dilution standard, polar organic chemical integrative sampler (POCIS), percent recovery | Caffeine-trimethyl-13C3 | % | Recoverable | [5 empty] | 2014-10-03
90490 | Sulfamethoxazole-(phenyl-13C6), isotope dilution standard, polar organic chemical integrative sampler (POCIS), percent recovery | Sulfamethoxazole-13C6 | % | Recoverable | [5 empty] | 2014-10-03
90491 | Cotinine-d3, isotope dilution standard, polar organic chemical integrative sampler (POCIS), percent recovery | Cotinine-d3 | % | Recoverable | [5 empty] | 2014-10-03
90492 | Amphetamine-d6, isotope dilution standard, polar organic chemical integrative sampler (POCIS), percent recovery | Amphetamine-d6 | % | Recoverable | [5 empty] | 2016-10-06
90493 | Codeine-d6, isotope dilution standard, polar organic chemical integrative sampler (POCIS), percent recovery | Codeine-d6 | % | Recoverable | [5 empty] | 2016-10-06
90494 | Pseudoephedrine-d3, isotope dilution standard, polar organic chemical integrative sampler (POCIS), percent recovery | Pseudoephedrine-d3 | % | Recoverable | [5 empty] | 2016-10-06
90495 | Diphenhydramine-d3, isotope dilution standard, polar organic chemical integrative sampler (POCIS), percent recovery | Diphenhydramine-d3 | % | Recoverable | [5 empty] | 2016-10-06
90496 | Fluoxetine-d6, isotope dilution standard, polar organic chemical integrative sampler (POCIS), percent recovery | Fluoxetine-d6 | % | Recoverable | [5 empty] | 2016-10-06
90497 | Diazepam-d5, isotope dilution standard, polar organic chemical integrative sampler (POCIS), percent recovery | Diazepam-D5 | % | Recoverable | [5 empty] | 2014-10-03
90498 | Bisphenol A-d16, isotope dilution standard, polar organic chemical integrative sampler (POCIS), percent recovery | Bisphenol A-d16 | % | Recoverable | [5 empty] | 2014-10-03
90499 | Bisphenol A-d16, isotope dilution standard, water, unfiltered, NWQL schedule 4434, percent recovery | Bisphenol A-d16 | % | Recoverable | [5 empty] | 2015-04-09
90500 | 1-Bromo-3-chloropropane, surrogate, NWQL VOC-SIM method, water, unfiltered, percent recovery | 1-Bromo-3-chloropropane | % | Total | [5 empty] | 2016-10-06
90501 | 1,4-Dibromobenzene, surrogate, NWQL schedules 1383/1385, water, unfiltered, percent recovery | 1,4-Dibromobenzene | % | Total | [5 empty] | 2016-10-06
90502 | 1,4-Dibromobenzene, surrogate, NWQL schedule 1394, water, unfiltered, percent recovery | 1,4-Dibromobenzene | % | Total | [5 empty] | 2016-10-06
90503 | 1,4-Dibromobenzene, surrogate, NWQL schedules 1384/1386, bed sediment, percent recovery | 1,4-Dibromobenzene | % | Bed Sediment | [5 empty] | 2016-10-06
90504 | alpha-HCH-d6, surrogate, NWQL schedule 1325, bed sediment, percent recovery | .alpha.-1,2,3,4,5,6-Hexachlorocyclohexane-D6 or alpha-HCH D6 | % | Bed Sediment | [5 empty] | 2020-01-21
90505 | alpha-HCH-d6, surrogate, NWQL schedule 1379, water, filtered, percent recovery | .alpha.-1,2,3,4,5,6-Hexachlorocyclohexane-D6 or alpha-HCH D6 | % | Dissolved | [5 empty] | 2020-01-21
90506 | 1-Bromo-4-fluorobenzene, surrogate, NWQL schedule 1401, water, unfiltered, percent recovery | p-Bromofluorobenzene | % | Total | [5 empty] | 2015-04-09
90507 | 1-Bromo-4-fluorobenzene, surrogate, NWQL schedule 1401, VOC-SIM method, water, unfiltered, percent recovery | p-Bromofluorobenzene | % | Total | [5 empty] | 2015-04-09
90508 | 1,2-Dichloroethane-d4, surrogate, NWQL schedule 1401, water, unfiltered, percent recovery | 1,2-Dichloroethane-d4 | % | Total | [5 empty] | 2015-04-09
90509 | cis-Androsterone-2,2,3,4,4-d5, isotope dilution standard, water, unfiltered, percent recovery | cis-Androsterone-2,2,3,4,4-d5 | % | Total | [5 empty] | 2016-10-06
90510 | Progesterone-2,3,4-13C3, isotope dilution standard, water, filtered, percent recovery | Progesterone-13C3 | % | Dissolved | [5 empty] | 2014-10-03
90511 | Progesterone-2,3,4-13C3, isotope dilution standard, water, unfiltered, percent recovery | Progesterone-13C3 | % | Total | [5 empty] | 2014-10-03
90512 | Progesterone-2,3,4-13C3, isotope dilution standard, solids, percent recovery | Progesterone-13C3 | % | Recoverable | [5 empty] | 2014-10-03
90513 | Progesterone-2,3,4-13C3, isotope dilution standard, suspended sediment, percent recovery | Progesterone-13C3 | % | Suspended | [5 empty] | 2014-10-03
90514 | Progesterone-2,3,4-13C3, isotope dilution standard, polar organic chemical integrative sampler (POCIS), percent recovery | Progesterone-13C3 | % | Recoverable | [5 empty] | 2014-10-03
90515 | 3,4-Dichloroaniline-2,6-d2, surrogate, water, filtered, percent recovery | 3,4-Dichloroaniline-2,6-d2 | % | Dissolved | [5 empty] | 2016-10-06
90516 | 3-Phenoxybenzoic acid-13C6, surrogate, water, filtered, percent recovery | 3-Phenoxybenzoic acid-13C6 | % | Dissolved | [5 empty] | 2016-10-06
90517 | Acetochlor-d11, surrogate, water, filtered, percent recovery | Acetochlor-d11 | % | Dissolved | [5 empty] | 2016-10-06
90518 | Alachlor-d13, surrogate, water, filtered, percent recovery | Alachlor-d13 | % | Dissolved | [5 empty] | 2016-10-06
90519 | Carbaryl-d7, surrogate, water, filtered, percent recovery | Carbaryl-d7 | % | Dissolved | [5 empty] | 2016-10-06
90520 | Carbendazim-d4, surrogate, water, filtered, percent recovery | Carbendazim-d4 | % | Dissolved | [5 empty] | 2016-10-06
90521 | Carbofuran-d3 (N-methyl-d3), surrogate, water, filtered, percent recovery | Carbofuran-D3 | % | Dissolved | [5 empty] | 2014-10-03
90522 | Deethylatrazine-d6, surrogate, water, filtered, percent recovery | Deethylatrazine-d6 | % | Dissolved | [5 empty] | 2016-10-06
90523 | Diazinon-d10 (diethyl-d10), surrogate, water, filtered, percent recovery | Diazinon-D10 | % | Dissolved | [5 empty] | 2014-10-03
90524 | Diflubenzuron-d4 (4-chlorophenyl-d4), surrogate, water, filtered, percent recovery | Diflubenzuron-d4 | % | Dissolved | [5 empty] | 2016-10-06
90525 | DCPA-d6 (dimethyl-d6), surrogate, water, filtered, percent recovery | DCPA-d6 | % | Dissolved | [5 empty] | 2016-10-06
90526 | EPTC-d14 (dipropyl-d14), surrogate, water, filtered, percent recovery | EPTC-d14 | % | Dissolved | [5 empty] | 2016-10-06
90527 | Hexazinone-d6 (N,N-dimethyl-d6), surrogate, water, filtered, percent recovery | Hexazinone-d6 | % | Dissolved | [5 empty] | 2016-10-06
90528 | Iprodione-d5, surrogate, water, filtered, percent recovery | Iprodione-d5 | % | Dissolved | [5 empty] | 2016-10-06
90529 | Linuron-d6 (dimethyl-d6), surrogate, water, filtered, percent recovery | Linuron-d6 | % | Dissolved | [5 empty] | 2016-10-06
90530 | 1-Bromo-4-fluorobenzene, surrogate, NWQL schedule 2090, water, unfiltered, percent recovery | p-Bromofluorobenzene | % | Total | [5 empty] | 2015-04-09
90531 | 1,2-Dichloroethane-d4, surrogate, NWQL schedule 2090, water, unfiltered, percent recovery | 1,2-Dichloroethane-d4 | % | Total | [5 empty] | 2015-04-09
90532 | p,p'-DDE-13C12, surrogate, bed sediment, percent recovery | p,p'-DDE-13C12 | % | Recoverable | [5 empty] | 2016-10-06
90533 | p,p'-DDE-13C12, surrogate, suspended sediment, percent recovery | p,p'-DDE-13C12 | % | Recoverable | [5 empty] | 2016-10-06
90534 | p,p'-DDE-13C12, surrogate, core material, percent recovery | p,p'-DDE-13C12 | % | Recoverable | [5 empty] | 2016-10-06
90535 | p,p'-DDE-13C12, surrogate, soil, percent recovery | p,p'-DDE-13C12 | % | Recoverable | [5 empty] | 2016-10-06
90536 | Atrazine-13C3, surrogate, water, filtered, percent recovery | Atrazine-13C3 | % | Dissolved | [5 empty] | 2016-10-06
90537 | Imidacloprid-d4, surrogate, water, filtered, percent recovery | Imidacloprid-d4 | % | Dissolved | [5 empty] | 2016-10-06
90538 | Trifluralin-d10, surrogate, suspended sediment, percent recovery | Trifluralin-d10 | % | Recoverable | [5 empty] | 2016-10-06
90539 | Trifluralin-d10, surrogate, bed sediment, percent recovery | Trifluralin-d10 | % | Recoverable | [5 empty] | 2016-10-06
90540 | Trifluralin-d10, surrogate, core material, percent recovery | Trifluralin-d10 | % | Recoverable | [5 empty] | 2016-10-06
90541 | Trifluralin-d10, surrogate, soil, percent recovery | Trifluralin-d10 | % | Recoverable | [5 empty] | 2016-10-06
90542 | cis-Permethrin-13C6, surrogate, bed sediment, percent recovery | cis-Permethrin-13C6 | % | Recoverable | [5 empty] | 2016-10-06
90543 | cis-Permethrin-13C6, surrogate, core material, percent recovery | cis-Permethrin-13C6 | % | Recoverable | [5 empty] | 2016-10-06
90544 | cis-Permethrin-13C6, surrogate, soil, percent recovery | cis-Permethrin-13C6 | % | Recoverable | [5 empty] | 2016-10-06
90545 | Chloroxynil, surrogate, water, filtered, percent recovery | Chloroxynil | % | Dissolved | [5 empty] | 2016-10-06
90546 | Chloroxynil, surrogate, suspended sediment, percent recovery | Chloroxynil | % | Recoverable | [5 empty] | 2016-10-06
90547 | Chloroxynil, surrogate, bed sediment, percent recovery | Chloroxynil | % | Recoverable | [5 empty] | 2016-10-06
90548 | Chloroxynil, surrogate, core material, percent recovery | Chloroxynil | % | Recoverable | [5 empty] | 2016-10-06
90549 | Chloroxynil, surrogate, soil, percent recovery | Chloroxynil | % | Recoverable | [5 empty] | 2016-10-06
90550 | Toluene-d8, surrogate, NWQL schedule 1401, water, unfiltered, percent recovery | Toluene-d8 | % | Total | [5 empty] | 2015-04-09
90551 | Toluene-d8, surrogate, NWQL schedule 2090, water, unfiltered, percent recovery | Toluene-d8 | % | Total | [5 empty] | 2015-04-09
90552 | Malathion-d10 (diethyl-d10), surrogate, water, filtered, percent recovery | Malathion-D10 | % | Dissolved | [5 empty] | 2014-10-03
90553 | Metolachlor-d6, surrogate, water, filtered, percent recovery | Metolachlor-d6 | % | Dissolved | [5 empty] | 2016-10-06
90554 | Nicosulfuron-d6 (dimethoxy-d6), surrogate, water, filtered, percent recovery | Nicosulfuron-d6 | % | Dissolved | [5 empty] | 2016-10-06
90555 | Tebuconazole-d6, surrogate, water, filtered, percent recovery | Tebuconazole-d6 | % | Dissolved | [5 empty] | 2016-10-06
90556 | Thiobencarb-d10 (diethyl-d10), surrogate, water, filtered, percent recovery | Thiobencarb-d10 | % | Dissolved | [5 empty] | 2016-10-06
90557 | Trifluralin-d14 (di-n-propyl-d14), surrogate, water, filtered, percent recovery | Trifluralin-d14 | % | Dissolved | [5 empty] | 2016-10-06
90558 | cis-Permethrin-13C6, surrogate/internal standard, water, filtered, percent recovery | cis-Permethrin-13C6 | % | Dissolved | [5 empty] | 2016-10-06
90559 | trans-Permethrin-13C6, surrogate/internal standard, water, filtered, percent recovery | trans-Permethrin-13C6 | % | Dissolved | [5 empty] | 2016-10-06
90560 | 2,2'-Difluorobiphenyl, surrogate, NWQL schedules 1384/1386, bed sediment, percent recovery | 2,2'-Difluorobiphenyl | % | Bed Sediment | [5 empty] | 2016-10-06
90561 | 2,2'-Difluorobiphenyl, surrogate, NWQL schedules 1383/1385, water, unfiltered, percent recovery | 2,2'-Difluorobiphenyl | % | Total | [5 empty] | 2016-10-06
90562 | 2,2'-Difluorobiphenyl, surrogate, NWQL schedule 1394, water, unfiltered, percent recovery | 2,2'-Difluorobiphenyl | % | Total | [5 empty] | 2016-10-06
90563 | 4,4'-Dibromobiphenyl, surrogate, NWQL schedules 1384/1386, bed sediment, percent recovery | 4,4'-Dibromobiphenyl | % | Bed Sediment | [5 empty] | 2016-10-06
90564 | 4,4'-Dibromobiphenyl, surrogate, NWQL schedules 1383/1385, water, unfiltered, percent recovery | 4,4'-Dibromobiphenyl | % | Total | [5 empty] | 2016-10-06
90565 | 4,4'-Dibromobiphenyl, surrogate, NWQL schedule 1394, water, unfiltered, percent recovery | 4,4'-Dibromobiphenyl | % | Total | [5 empty] | 2016-10-06
90566 | Isodrin, surrogate, NWQL schedule 1321, water, filtered, percent recovery | Isodrin | % | Dissolved | [5 empty] | 2015-04-09
90567 | Isodrin, surrogate, NWQL schedule 1324, water, unfiltered, percent recovery | Isodrin | % | Total | [5 empty] | 2015-04-09
90568 | Isodrin, surrogate, NWQL schedule 1325, bed sediment, percent recovery | Isodrin | % | Bed Sediment | [5 empty] | 2015-04-09
90569 | Isodrin, surrogate, NWQL schedule 1364, water, filtered, percent recovery | Isodrin | % | Dissolved | [5 empty] | 2015-04-09
90570 | Isodrin, surrogate, NWQL schedule 1608, water, unfiltered, percent recovery | Isodrin | % | Total | [5 empty] | 2015-04-09
90571 | Isodrin, surrogate, NWQL schedule 1398, water, unfiltered, percent recovery | Isodrin | % | Total | [5 empty] | 2015-04-09
90572 | Trifluralin-d14 (di-n-propyl-d14), surrogate/internal standard, water, filtered, percent recovery | Trifluralin-d14 | % | Dissolved | [5 empty] | 2016-10-06
90573 | alpha-HCH-13C6, surrogate/internal standard, water, filtered, percent recovery | .alpha.-HCH-13C6 | % | Dissolved | [5 empty] | 2016-10-06
90574 | p,p'-DDE-d8, surrogate/internal standard, water, filtered, percent recovery | 4,4'-DDE-D8 | % | Dissolved | [5 empty] | 2014-10-03
90575 | PCB congener 207, surrogate, NWQL schedules 1325 and 5504, bed sediment, percent recovery | 2,2',3,3',4,4',5,6,6'-Nonachlorobiphenyl | % | Bed Sediment | [5 empty] | 2015-04-09
90576 | 1-Bromo-3-chloropropane-d6, surrogate, water, unfiltered, percent recovery | 1-Bromo-3-chloropropane-d6 | % | Total | [5 empty] | 2016-10-06
90577 | Methyl tert-butyl ether-d3, surrogate, water, unfiltered, percent recovery | Methyl tert-butyl ether-d3 | % | Total | [5 empty] | 2016-10-06
90578 | Methyl tert-butyl ether-d12, surrogate, water, unfiltered, percent recovery | Methyl tert-butyl ether-d12 | % | Total | [5 empty] | 2016-10-06
90579 | tert-Butanol-d10, surrogate, water, unfiltered, percent recovery | tert-Butanol-d10 | % | Total | [5 empty] | 2016-10-06
90580 | alpha-Endosulfan-d4, surrogate/internal standard, water, filtered, percent recovery | .alpha.-Endosulfan-d4 | % | Dissolved | [5 empty] | 2016-10-06
90581 | beta-Endosulfan-d4, surrogate/internal standard, water, filtered, percent recovery | .beta.-Endosulfan-d4 | % | Dissolved | [5 empty] | 2016-10-06
90582 | trans-Cypermethrin-d6, surrogate/internal standard, water, filtered, percent recovery | trans-Cypermethrin-d6 | % | Dissolved | [5 empty] | 2016-10-06
90583 | trans-Permethrin-d6, surrogate/internal standard, water, filtered, percent recovery | trans-Permethrin-d6 | % | Dissolved | [5 empty] | 2016-10-06
90584 | Caffeine-d9, surrogate, water, filtered, LVI GC/MS Method, percent recovery | Caffeine-d9 | % | Dissolved | [5 empty] | 2016-10-06
90585 | Fluoranthene-d10, surrogate, water, filtered, LVI GC/MS Method, percent recovery | Fluoranthene-d10 | % | Dissolved | [5 empty] | 2020-01-21
90586 | Bisphenol A-d3, surrogate, water, filtered, LVI GC/MS Method, percent recovery | Bisphenol A-d3 | % | Dissolved | [5 empty] | 2016-10-06
90587 | 4-n-Nonylphenol-2,3,5,6-d4, surrogate, water, filtered, LVI GC/MS Method, percent recovery | 4-n-Nonylphenol-2,3,5,6-d4 | % | Dissolved | [5 empty] | 2016-10-06
90588 | Benzo[e]pyrene-d14, surrogate, water, filtered, LVI GC/MS Method, percent recovery | Benzo[e]pyrene-d14 | % | Dissolved | [5 empty] | 2016-10-06
90589 | Caffeine-d9, surrogate, water, unfiltered, LVI GC/MS Method, percent recovery | Caffeine-d9 | % | Recoverable | [5 empty] | 2016-10-06
90590 | 2,4-DB, surrogate, NWQL schedule 80, bed sediment, percent recovery | 2,4-DB | % | Bed Sediment | [5 empty] | 2015-04-09
90591 | 2,4-DB, surrogate, NWQL schedule 79, water, unfiltered, percent recovery | 2,4-DB | % | Total | [5 empty] | 2015-04-09
90592 | 2,4-DB, surrogate, NWQL schedule 1301, water, filtered, percent recovery | 2,4-DB | % | Dissolved | [5 empty] | 2015-04-09
90593 | 2,4-DB, surrogate, NWQL schedule 1304, water, unfiltered, percent recovery | 2,4-DB | % | Total | [5 empty] | 2015-04-09
90594 | 2,4-DB, surrogate, NWQL schedule 1305, bed sediment, percent recovery | 2,4-DB | % | Bed Sediment | [5 empty] | 2015-04-09
90595 | Fluoranthene-d10, surrogate, water, unfiltered, LVI GC/MS Method, percent recovery | Fluoranthene-d10 | % | Recoverable | [5 empty] | 2020-01-21
90596 | Bisphenol A-d3, surrogate, water, unfiltered, LVI GC/MS Method, percent recovery | Bisphenol A-d3 | % | Recoverable | [5 empty] | 2016-10-06
90597 | 4-n-Nonylphenol-2,3,5,6-d4, surrogate, water, unfiltered, LVI GC/MS Method, percent recovery | 4-n-Nonylphenol-2,3,5,6-d4 | % | Recoverable | [5 empty] | 2016-10-06
90598 | Benzo[e]pyrene-d14, surrogate, water, unfiltered, LVI GC/MS Method, percent recovery | Benzo[e]pyrene-d14 | % | Recoverable | [5 empty] | 2016-10-06
90599 | Carbamazepine-d10, surrogate, solids, percent recovery | Carbamazepine-d10 | % | [6 empty] | 2014-10-03
90600 | Naproxen-d3-13C1, surrogate, water, filtered, pharmaceutical method, percent recovery | Naproxen-d3-13C1 | % | Dissolved | [5 empty] | 2016-10-06
90601 | Bisphenol A-d16, surrogate, water, filtered, pharmaceutical method, percent recovery | Bisphenol A-d16 | % | Dissolved | [5 empty] | 2014-10-03
90602 | Diclofenac-d4, surrogate, water, filtered, pharmaceutical method, percent recovery | Diclofenac-d4 | % | Dissolved | [5 empty] | 2016-10-06
90603 | Gemfibrozil-d6, surrogate, water, filtered, pharmaceutical method, percent recovery | Gemfibrozil-d6 | % | Dissolved | [5 empty] | 2016-10-06
90604 | Simvastatin-d6, surrogate, water, filtered, pharmaceutical method, percent recovery | Simvastatin-d6 | % | Dissolved | [5 empty] | 2016-10-06
90605 | Simvastatin-d6 hydroxy acid, surrogate, water, filtered, pharmaceutical method, percent recovery | Simvastatin-d6 hydroxy acid | % | Dissolved | [5 empty] | 2016-10-06
90606 | Triclosan-d3, surrogate, water, filtered, pharmaceutical method, percent recovery | Triclosan-d3 | % | Dissolved | [5 empty] | 2016-10-06
90607 | Tetrahydrofuran-d8, surrogate, water, unfiltered, percent recovery | Tetrahydrofuran-d8 | % | Recoverable | [5 empty] | 2016-10-06
90608 | n-Octyl-d17 alcohol, surrogate, water, unfiltered, percent recovery | n-Octyl-d17 alcohol | % | Recoverable | [5 empty] | 2016-10-06
90609 | 4-n-Nonylphenol-13C6, isotope dilution standard, water, filtered, percent recovery | 4-n-Nonylphenol-13C6 | % | Dissolved | [5 empty] | 2016-10-06
90610 | 4-n-Nonylphenol monoethoxylate-13C6, isotope dilution standard, water, filtered, percent recovery | 4-n-Nonylphenol monoethoxylate-13C6 | % | Dissolved | [5 empty] | 2016-10-06
90611 | 4-n-Nonylphenol diethoxylate-13C6, isotope dilution standard, water, filtered, percent recovery | 4-n-Nonylphenol diethoxylate-13C6 | % | Dissolved | [5 empty] | 2016-10-06
90612 | 4-n-Nonylphenol triethoxylate-13C6, isotope dilution standard, water, filtered, percent recovery | 4-n-Nonylphenol triethoxylate-13C6 | % | Dissolved | [5 empty] | 2016-10-06
90613 | 4-n-Octylphenol-13C6, isotope dilution standard, water, filtered, percent recovery | 4-n-Octylphenol-13C6 | % | Dissolved | [5 empty] | 2016-10-06
90614 | 4-n-Octylphenol monoethoxylate-13C6, isotope dilution standard, water, filtered, percent recovery | 4-n-Octylphenol monoethoxylate-13C6 | % | Dissolved | [5 empty] | 2016-10-06
90615 | 4-n-Octylphenol diethoxylate-13C6, isotope dilution standard, water, filtered, percent recovery | 4-n-Octylphenol diethoxylate-13C6 | % | Dissolved | [5 empty] | 2016-10-06
90616 | 4-n-Nonylphenol-13C6, isotope dilution standard, solids, percent recovery | 4-n-Nonylphenol-13C6 | % | [6 empty] | 2016-10-06
90617 | 4-n-Nonylphenol monoethoxylate-13C6, isotope dilution standard, solids, percent recovery | 4-n-Nonylphenol monoethoxylate-13C6 | % | [6 empty] | 2016-10-06
90618 | 4-n-Nonylphenol diethoxylate-13C6, isotope dilution standard, solids, percent recovery | 4-n-Nonylphenol diethoxylate-13C6 | % | [6 empty] | 2016-10-06
90619 | 4-n-Nonylphenol triethoxylate-13C6, isotope dilution standard, solids, percent recovery | 4-n-Nonylphenol triethoxylate-13C6 | % | [6 empty] | 2016-10-06
90620 | Iodomethane-d3, surrogate, VOC-sim, water, unfiltered, percent recovery | Iodomethane-d3 | % | Total | [5 empty] | 2016-10-06
90621 | 4-n-Octylphenol-13C6, isotope dilution standard, solids, percent recovery | 4-n-Octylphenol-13C6 | % | [6 empty] | 2016-10-06
90622 | 4-n-Octylphenol monoethoxylate-13C6, isotope dilution standard, solids, percent recovery | 4-n-Octylphenol monoethoxylate-13C6 | % | [6 empty] | 2016-10-06
90623 | 4-n-Octylphenol diethoxylate-13C6, isotope dilution standard, solids, percent recovery | 4-n-Octylphenol diethoxylate-13C6 | % | [6 empty] | 2016-10-06
90624 | Butachlor sulfonic acid, surrogate, NWQL schedule 2437, water, filtered, percent recovery | Butachlor ESA | % | Dissolved | [5 empty] | 2016-10-06
90625 | Dimethachlor sulfonic acid, surrogate, NWQL schedule 2437, water, filtered, percent recovery | Dimethachlor sulfonic acid | % | Dissolved | [5 empty] | 2016-10-06
90626 | Diazinon-d10, surrogate, NWQL schedule 1396, water, unfiltered, percent recovery | Diazinon-D10 | % | Recoverable | [5 empty] | 2015-04-09
90627 | alpha-HCH-d6, surrogate, NWQL schedule 1396, water, unfiltered, percent recovery | .alpha.-1,2,3,4,5,6-Hexachlorocyclohexane-D6 or alpha-HCH D6 | % | Recoverable | [5 empty] | 2020-01-21
90628 | Chloramphenicol-d5, surrogate, NWQL Pharm3 method, water, filtered, percent recovery | Chloramphenicol-d5 | % | Dissolved | [5 empty] | 2016-10-06
90629 | Losartan-d3, surrogate, NWQL Pharm3 method, water, filtered, percent recovery | Losartan-d3 | % | Dissolved | [5 empty] | 2016-10-06
90630 | Phenol-d5, surrogate, NWQL schedules 1383/1385, water, unfiltered, percent recovery | Phenol-d5 | % | Total | [5 empty] | 2015-04-09
90631 | Phenol-d5, surrogate, NWQL schedules 1384/1386, bed sediment, percent recovery | Phenol-d5 | % | Bed Sediment | [5 empty] | 2015-04-09
90632 | Secobarbital-d5, surrogate, NWQL Pharm3 method, water, filtered, percent recovery | Secobarbital-d5 | % | Dissolved | [5 empty] | 2016-10-06
90633 | Atorvastatin-d5, surrogate, NWQL Pharm3 method, water, filtered, percent recovery | Atorvastatin-d5 | % | Dissolved | [5 empty] | 2016-10-06
90634 | Ethyl glucuronide-d5, surrogate, NWQL Pharm3 method, water, filtered, percent recovery | Ethyl glucuronide-d5 | % | Dissolved | [5 empty] | 2016-10-06
90635 | Furosemide-d5, surrogate, NWQL Pharm3 method, water, filtered, percent recovery | Furosemide-d5 | % | Dissolved | [5 empty] | 2016-10-06
90636 | Montelukast-d6 sodium salt, surrogate, NWQL Pharm3 method, water, filtered, percent recovery | Montelukast-d6 sodium salt | % | Dissolved | [5 empty] | 2016-10-06
90637 | Bisphenol A-2,2',3,3',5,5',6,6'-d8, surrogate, water, filtered, percent recovery | Bisphenol A-2,2',3,3',5,5',6,6'-d8 | % | Dissolved | [5 empty] | 2016-10-06
90638 | Bisphenol A-2,2',3,3',5,5',6,6'-d8, surrogate, water, unfiltered, percent recovery | Bisphenol A-2,2',3,3',5,5',6,6'-d8 | % | Total | [5 empty] | 2016-10-06
90639 | Bisphenol F-d10, isotope dilution standard, water, filtered, percent recovery | Bisphenol F-d10 | % | Dissolved | [5 empty] | 2016-10-06
90640 | Barban, surrogate, NWQL schedules 2060/9060, water, filtered, percent recovery | Barban | % | Dissolved | [5 empty] | 2015-04-09
90641 | Bisphenol S-2,2',3,3',5,5',6,6'-d8, isotope dilution standard, water, filtered, percent recovery | Bisphenol S-2,2',3,3',5,5',6,6'-d8 | % | Dissolved | [5 empty] | 2016-10-06
90642 | Bisphenol F-d10, isotope dilution standard, water, unfiltered, percent recovery | Bisphenol F-d10 | % | Total | [5 empty] | 2016-10-06
90643 | Bisphenol S-2,2',3,3',5,5',6,6'-d8, isotope dilution standard, water, unfiltered, percent recovery | Bisphenol S-2,2',3,3',5,5',6,6'-d8 | % | Total | [5 empty] | 2016-10-06
90644 | Monuron, surrogate, schedules 9060/2060, water, filtered, percent recovery | Monuron | % | Dissolved | [5 empty] | 2015-04-09
90645 | Bisphenol F-d10, isotope dilution standard, solids, percent recovery | Bisphenol F-d10 | % | Recoverable | [5 empty] | 2016-10-06
90646 | Bisphenol S-2,2',3,3',5,5',6,6'-d8, isotope dilution standard, solids, percent recovery | Bisphenol S-2,2',3,3',5,5',6,6'-d8 | % | Recoverable | [5 empty] | 2016-10-06
90647 | Bisphenol F-d10, isotope dilution standard, suspended sediment, percent recovery | Bisphenol F-d10 | % | Suspended | [5 empty] | 2016-10-06
90648 | Bisphenol S-2,2',3,3',5,5',6,6'-d8, isotope dilution standard, suspended sediment, percent recovery | Bisphenol S-2,2',3,3',5,5',6,6'-d8 | % | Suspended | [5 empty] | 2016-10-06
90649 | Bisphenol F-d10, isotope dilution standard, polar organic chemical integrative sampler (POCIS), percent recovery | Bisphenol F-d10 | % | Recoverable | [5 empty] | 2016-10-06
90650 | 2,4-Dibromophenol, surrogate, NWQL schedules 1383/1385, water, unfiltered, percent recovery | 2,4-Dibromophenol | % | Total | [5 empty] | 2015-04-09
90651 | 2,4-Dibromophenol, surrogate, NWQL schedules 1384/1386, bed sediment, percent recovery | 2,4-Dibromophenol | % | Bed Sediment | [5 empty] | 2015-04-09
90652 | 2,4,6-Tribromophenol, surrogate, water, unfiltered, percent recovery | 2,4,6-Tribromophenol | % | Total | [5 empty] | 2014-10-03
90653 | 2,4,6-Tribromophenol, surrogate, NWQL schedules 1384/1386, bed sediment, percent recovery | 2,4,6-Tribromophenol | % | Bed Sediment | [5 empty] | 2015-04-09
90654 | 1-Bromo-4-fluorobenzene, surrogate, water, filtered, percent recovery | p-Bromofluorobenzene | % | Dissolved | [5 empty] | 2014-10-03
90655 | 1,2-Dichlorobenzene-d4, surrogate, water, filtered, percent recovery | 1,2-Dichlorobenzene-d4 | % | Dissolved | [5 empty] | 2014-10-03
90656 | PCB congener 30, surrogate, NWQL schedule 2101, biota, whole organism, percent recovery | 2,4,6-Trichlorobiphenyl | % | [6 empty] | 2015-04-09
90657 | Bisphenol S-2,2',3,3',5,5',6,6'-d8, isotope dilution standard, polar organic chemical integrative sampler (POCIS), percent recovery | Bisphenol S-2,2',3,3',5,5',6,6'-d8 | % | Recoverable | [5 empty] | 2016-10-06
90658 | alpha-HCH-d6, surrogate, NWQL schedule 2019, water, unfiltered, percent recovery | .alpha.-1,2,3,4,5,6-Hexachlorocyclohexane-D6 or alpha-HCH D6 | % | Total | [5 empty] | 2020-01-21
90659 | Diazinon-d10, surrogate, NWQL schedule 2019, water, unfiltered, percent recovery | Diazinon-D10 | % | Total | [5 empty] | 2015-04-09
90660 | alpha-HCH-d6, surrogate, NWQL schedule 4404, bed sediment, percent recovery | .alpha.-1,2,3,4,5,6-Hexachlorocyclohexane-D6 or alpha-HCH D6 | % | Bed Sediment | [5 empty] | 2020-01-21
90661 | Diazinon-d10, surrogate, NWQL schedule 4404, bed sediment, percent recovery | Diazinon-D10 | % | Bed Sediment | [5 empty] | 2015-04-09
90662 | 2,4-D-d3, surrogate, water, polar organic chemical integrative sampler (POCIS), percent recovery | 2,4-D-d3 | % | Recoverable | [5 empty] | 2016-10-06
90663 | 3-Phenoxybenzoic acid-13C6, surrogate, water, polar organic chemical integrative sampler (POCIS), percent recovery | 3-Phenoxybenzoic acid-13C6 | % | Recoverable | [5 empty] | 2016-10-06
90664 | Acetochlor-d11, surrogate, water, polar organic chemical integrative sampler (POCIS), percent recovery | Acetochlor-d11 | % | Recoverable | [5 empty] | 2016-10-06
90665 | Alachlor-d13, surrogate, water, polar organic chemical integrative sampler (POCIS), percent recovery | Alachlor-d13 | % | Recoverable | [5 empty] | 2016-10-06
90666 | Butachlor sulfonic acid, surrogate, water, polar organic chemical integrative sampler (POCIS), percent recovery | Butachlor ESA | % | Recoverable | [5 empty] | 2016-10-06
90667 | Carbaryl-d7, surrogate, water, polar organic chemical integrative sampler (POCIS), percent recovery | Carbaryl-d7 | % | Recoverable | [5 empty] | 2016-10-06
90668 | Carbendazim-d4, surrogate, water, polar organic chemical integrative sampler (POCIS), percent recovery | Carbendazim-d4 | % | Recoverable | [5 empty] | 2016-10-06
90669 | Carbofuran-d3 (N-methyl-d3), surrogate, water, polar organic chemical integrative sampler (POCIS), percent recovery | Carbofuran-D3 | % | Recoverable | [5 empty] | 2014-10-03
90670 | Diazinon-d10, surrogate, NWQL schedule 1379, water, filtered, percent recovery | Diazinon-D10 | % | Dissolved | [5 empty] | 2015-04-09
90671 | cis-Permethrin-13C6, surrogate, water, polar organic chemical integrative sampler (POCIS), percent recovery | cis-Permethrin-13C6 | % | Recoverable | [5 empty] | 2016-10-06
90672 | Deethylatrazine-d6, surrogate, water, polar organic chemical integrative sampler (POCIS), percent recovery | Deethylatrazine-d6 | % | Recoverable | [5 empty] | 2016-10-06
90673 | Diazinon-d10 (diethyl-d10), surrogate, water, polar organic chemical integrative sampler (POCIS), percent recovery | Diazinon-D10 | % | Recoverable | [5 empty] | 2014-10-03
90674 | Diflubenzuron-d4 (4-chlorophenyl-d4), surrogate, water, polar organic chemical integrative sampler (POCIS), percent recovery | Diflubenzuron-d4 | % | Recoverable | [5 empty] | 2016-10-06
90675 | Dimethachlor sulfonic acid, surrogate, water, polar organic chemical integrative sampler (POCIS), percent recovery | Dimethachlor sulfonic acid | % | Recoverable | [5 empty] | 2016-10-06
90676 | Diuron-d6, surrogate, water, polar organic chemical integrative sampler (POCIS), percent recovery | Diuron-d6 | % | Recoverable | [5 empty] | 2016-10-06
90677 | Hexazinone-d6 (N,N-dimethyl-d6), surrogate, water, polar organic chemical integrative sampler (POCIS), percent recovery | Hexazinone-d6 | % | Recoverable | [5 empty] | 2016-10-06
90678 | Linuron-d6 (dimethyl-d6), surrogate, water, polar organic chemical integrative sampler (POCIS), percent recovery | Linuron-d6 | % | Recoverable | [5 empty] | 2016-10-06
90679 | Malathion-d10 (diethyl-d10), surrogate, water, polar organic chemical integrative sampler (POCIS), percent recovery | Malathion-D10 | % | Recoverable | [5 empty] | 2014-10-03
90680 | n-Butyl methyl ether, surrogate, VOC-sim, water, unfiltered, percent recovery | n-Butyl methyl ether | % | Total | [5 empty] | 2016-10-06
90681 | Metolachlor-d6, surrogate, water, polar organic chemical integrative sampler (POCIS), percent recovery | Metolachlor-d6 | % | Recoverable | [5 empty] | 2016-10-06
90682 | Nicosulfuron-d6 (dimethoxy-d6), surrogate, water, polar organic chemical integrative sampler (POCIS), percent recovery | Nicosulfuron-d6 | % | Recoverable | [5 empty] | 2016-10-06
90683 | Tebuconazole-d6, surrogate, water, polar organic chemical integrative sampler (POCIS), percent recovery | Tebuconazole-d6 | % | Recoverable | [5 empty] | 2016-10-06
90684 | Thiobencarb-d10 (diethyl-d10), surrogate, water, polar organic chemical integrative sampler (POCIS), percent recovery | Thiobencarb-d10 | % | Recoverable | [5 empty] | 2016-10-06
90685 | PCB congener 202-13C12, surrogate, NWQL schedule 2438, water, filtered, percent recovery | PCB congener 202-13C12 | % | Dissolved | [5 empty] | 2016-10-06
90686 | p,p'-DDT-d8, surrogate, NWQL schedule 2438, water, filtered, percent recovery | p,p'-DDT-d8 | % | Dissolved | [5 empty] | 2016-10-06
90687 | 4,4'-Dibromooctafluorobiphenyl, internal standard/surrogate, NWQL schedule 2438, water, filtered, percent recovery | 4,4'-Dibromo-2,2',3,3',5,5',6,6'-octafluorobiphenyl | % | Dissolved | [5 empty] | 2015-04-09
90688 | Diazinon-d10, surrogate, NWQL schedule 4444, water, unfiltered, percent recovery | Diazinon-D10 | % | Total | [5 empty] | 2015-04-09
90689 | alpha-HCH-d6, surrogate, NWQL schedule 4444, water, unfiltered, percent recovery | .alpha.-1,2,3,4,5,6-Hexachlorocyclohexane-D6 or alpha-HCH D6 | % | Total | [5 empty] | 2020-01-21
90690 | BDMC, surrogate, NWQL schedule 1359, water, unfiltered, percent recovery | 4-Bromo-3,5-dimethylphenyl N-Methylcarbamate | % | Total | [5 empty] | 2015-04-09
90691 | Nitrobenzene-d5, surrogate, NWQL labcode 8905, water, unfiltered, percent recovery | Nitrobenzene-d5 | % | Total | [5 empty] | 2016-10-06
90692 | 2-Fluorobiphenyl, surrogate, NWQL labcode 8905, water, unfiltered, percent recovery | 2-Fluorobiphenyl | % | Total | [5 empty] | 2016-10-06
90693 | Terphenyl-d14, surrogate, NWQL labcode 8905, water, unfiltered, percent recovery | Terphenyl-d14 | % | Total | [5 empty] | 2016-10-06
90694 | 1-Bromo-3-chloropropane-d6, surrogate, NWQL schedule 4436, water, unfiltered, percent recovery | 1-Bromo-3-chloropropane-d6 | % | Total | [5 empty] | 2016-10-06
90695 | 1-Bromo-4-fluorobenzene, surrogate, water, unfiltered, ambient purge and trap method, percent recovery | p-Bromofluorobenzene | % | Total | [5 empty] | 2016-01-05
90696 | Toluene-d8, surrogate, water, unfiltered, ambient purge and trap method, percent recovery | Toluene-d8 | % | Total | [5 empty] | 2016-01-05
90697 | 1-Bromo-3-chloropropane-d6, surrogate, NWQL schedule 4439, water, unfiltered, percent recovery | 1-Bromo-3-chloropropane-d6 | % | Total | [5 empty] | 2016-10-06
90698 | 1-Bromo-4-fluorobenzene, surrogate, NWQL schedule 4439, water, unfiltered, percent recovery | p-Bromofluorobenzene | % | Total | [5 empty] | 2015-04-09
90699 | Toluene-d8, surrogate, NWQL schedule 4439, water, unfiltered, percent recovery | Toluene-d8 | % | Total | [5 empty] | 2015-04-09
90700 | Dioxacarb, surrogate, NWQL schedule 1359, water, unfiltered, percent recovery | Dioxacarb | % | Total | [5 empty] | 2016-10-06
90701 | 1-Bromo-4-fluorobenzene, surrogate, water, unfiltered, ambient purge and trap method, percent recovery | p-Bromofluorobenzene | % | Total | [5 empty] | 2016-01-05
90702 | 1,2-Dichloroethane-d4, surrogate, NWQL schedule 4437, water, unfiltered, percent recovery | 1,2-Dichloroethane-d4 | % | Total | [5 empty] | 2015-04-09
90703 | Toluene-d8, surrogate, NWQL schedule 4437, water, unfiltered, percent recovery | Toluene-d8 | % | Total | [5 empty] | 2016-04-06
90704 | 1-Bromo-4-fluorobenzene, surrogate, NWQL schedule 4443, water, unfiltered, percent recovery | p-Bromofluorobenzene | % | Total | [5 empty] | 2015-04-09
90705 | 1,2-Dichloroethane-d4, surrogate, NWQL schedule 4443, water, unfiltered, percent recovery | 1,2-Dichloroethane-d4 | % | Total | [5 empty] | 2015-04-09
90710 | Isofenphos, surrogate, NWQL schedule 1320, bed sediment, percent recovery | Isofenphos | % | Bed Sediment | [5 empty] | 2015-04-09
90711 | Isofenphos, surrogate, NWQL schedule 1316, water, filtered, percent recovery | Isofenphos | % | Dissolved | [5 empty] | 2015-04-09
90712 | Isofenphos, surrogate, NWQL schedule 1319, water, unfiltered, percent recovery | Isofenphos | % | Total | [5 empty] | 2015-04-09
90730 | Terbuthylazine, surrogate, NWQL schedule 1379, water, filtered, percent recovery | Terbuthylazine | % | Dissolved | [5 empty] | 2015-04-09
90731 | Terbuthylazine, surrogate, NWQL schedule 1389, water, unfiltered, percent recovery | Terbuthylazine | % | Total | [5 empty] | 2015-04-09
90732 | alpha-HCH-d6, surrogate, NWQL schedule OCSS2, suspended sediment, percent recovery | .alpha.-1,2,3,4,5,6-Hexachlorocyclohexane-D6 or alpha-HCH D6 | % | Suspended | [5 empty] | 2020-01-21
90733 | Isodrin, surrogate, NWQL schedule OCSS2, suspended sediment, percent recovery | Isodrin | % | Suspended | [5 empty] | 2015-04-09
90734 | PCB congener 207, surrogate, NWQL schedule OCSS2, suspended sediment, percent recovery | 2,2',3,3',4,4',5,6,6'-Nonachlorobiphenyl | % | Suspended | [5 empty] | 2015-04-09
90735 | Bisphenol A-d3, surrogate, NWQL wastewater compound schedules (WCS), percent recovery | Bisphenol A-d3 | % | [6 empty] | 2016-10-06
90736 | Caffeine-13C, surrogate, NWQL wastewater compound schedules (WCS), percent recovery | Caffeine-13C | % | [6 empty] | 2016-10-06
90737 | Decafluorobiphenyl, surrogate, NWQL wastewater compound schedules (WCS), percent recovery | Decafluorobiphenyl | % | [6 empty] | 2015-04-09
90738 | Fluoranthene-d10, surrogate, NWQL wastewater compound schedules (WCS), percent recovery | Fluoranthene-d10 | % | [6 empty] | 2020-01-21
90739 | alpha-HCH-d6, surrogate, solids, recoverable, percent recovery | .alpha.-1,2,3,4,5,6-Hexachlorocyclohexane-D6 or alpha-HCH D6 | % | Recoverable | [5 empty] | 2020-01-21
90740 | Diazinon-d10, surrogate, solids, recoverable, percent recovery | Diazinon-D10 | % | Recoverable | [5 empty] | 2014-10-03
90741 | cis-Permethrin-13C6, surrogate, solids, recoverable, percent recovery | cis-Permethrin-13C6 | % | Recoverable | [5 empty] | 2016-10-06
90742 | trans-Permethrin-13C6, surrogate, solids, recoverable, percent recovery | trans-Permethrin-13C6 | % | Recoverable | [5 empty] | 2016-10-06
90743 | alpha-HCH-d6, surrogate, suspended sediment, recoverable, percent recovery | .alpha.-1,2,3,4,5,6-Hexachlorocyclohexane-D6 or alpha-HCH D6 | % | Suspended | [5 empty] | 2020-01-21
90744 | Diazinon-d10, surrogate, suspended sediment, recoverable, percent recovery | Diazinon-D10 | % | Suspended | [5 empty] | 2014-10-03
90745 | cis-Permethrin-13C6, surrogate, suspended sediment, recoverable, percent recovery | cis-Permethrin-13C6 | % | Suspended | [5 empty] | 2016-10-06
90746 | trans-Permethrin-13C6, surrogate, suspended sediment, recoverable, percent recovery | trans-Permethrin-13C6 | % | Suspended | [5 empty] | 2016-10-06
90747 | 4,4'-Dibromooctafluorobiphenyl, internal standard/surrogate, biota, tissue, percent recovery | 4,4'-Dibromo-2,2',3,3',5,5',6,6'-octafluorobiphenyl | % | [6 empty] | 2014-10-03
90748 | Decafluorobiphenyl, internal standard/surrogate, biota, tissue, percent recovery | Decafluorobiphenyl | % | [6 empty] | 2014-10-03
90749 | p,p'-DDT-d8, internal standard/surrogate, biota, tissue, percent recovery | p,p'-DDT-d8 | % | [6 empty] | 2016-10-06
90750 | alpha-HCH-d6, internal standard/surrogate, biota, tissue, percent recovery | .alpha.-1,2,3,4,5,6-Hexachlorocyclohexane-D6 or alpha-HCH D6 | % | [6 empty] | 2020-01-21
90751 | PCB congener 204, internal standard/surrogate, biota, tissue, percent recovery | 2,2',3,4,4',5,6,6'-Octachlorobiphenyl | % | [6 empty] | 2014-10-03
90752 | alpha-HCH-d6, surrogate, NWQL custom schedule 9010, water, filtered, percent recovery | .alpha.-1,2,3,4,5,6-Hexachlorocyclohexane-D6 or alpha-HCH D6 | % | Dissolved | [5 empty] | 2020-01-21
90753 | Diazinon-d10, surrogate, NWQL custom schedule 9010, water, filtered, percent recovery | Diazinon-D10 | % | Dissolved | [5 empty] | 2015-04-09
90754 | 2-Fluorobiphenyl, surrogate, solids, NWQL PAH method, percent recovery | 2-Fluorobiphenyl | % | [6 empty] | 2015-04-09
90755 | Nitrobenzene-d5, surrogate, solids, NWQL PAH method, percent recovery | Nitrobenzene-D5 | % | [6 empty] | 2015-04-09
90756 | p-Terphenyl-d14, surrogate, solids, NWQL PAH method, percent recovery | p-Terphenyl-d14 | % | [6 empty] | 2015-04-09
90757 | alpha-HCH-d6, surrogate, bed sediment, NWQL total PCBs method, percent recovery | .alpha.-1,2,3,4,5,6-Hexachlorocyclohexane-D6 or alpha-HCH D6 | % | Bed Sediment | [5 empty] | 2020-01-21
90758 | Nonachlorobiphenyl, surrogate, bed sediment, NWQL total PCBs method, percent recovery | Nonachlorobiphenyl | % | Bed Sediment | [5 empty] | 2015-04-09
90759 | BDE congener 77-13C12, surrogate, air, percent recovery | BDE-77-13C12 | % | [6 empty] | 2016-10-06
90760 | BDE congener 126-13C12, surrogate, air, percent recovery | BDE-126-13C12 | % | [6 empty] | 2016-10-06
90761 | 2-Fluorobiphenyl, surrogate, air, percent recovery | 2-Fluorobiphenyl | % | [6 empty] | 2014-10-03
90762 | alpha-HCH-d6, surrogate, air, percent recovery | .alpha.-1,2,3,4,5,6-Hexachlorocyclohexane-D6 or alpha-HCH D6 | % | [6 empty] | 2020-01-21
90763 | Bisphenol A-d16, surrogate, air, percent recovery | Bisphenol A-d16 | % | [6 empty] | 2014-10-03
90764 | Caffeine-13C, surrogate, air, percent recovery | Caffeine-13C | % | [6 empty] | 2016-10-06
90765 | Decafluorobiphenyl, surrogate, air, percent recovery | Decafluorobiphenyl | % | [6 empty] | 2014-10-03
90766 | Diazinon-d10, surrogate, air, percent recovery | Diazinon-D10 | % | [6 empty] | 2014-10-03
90767 | Fluoranthene-d10, surrogate, air, percent recovery | Fluoranthene-d10 | % | [6 empty] | 2020-01-21
90768 | Nitrobenzene-d5, surrogate, air, percent recovery | Nitrobenzene-D5 | % | [6 empty] | 2014-10-03
90769 | PCB congener 207, surrogate, air, percent recovery | 2,2',3,3',4,4',5,6,6'-Nonachlorobiphenyl | % | [6 empty] | 2014-10-03
90770 | p-Terphenyl-d14, surrogate, air, percent recovery | p-Terphenyl-d14 | % | [6 empty] | 2014-10-03
90771 | 17-beta-Estradiol-2,4,16,16-d4, isotope dilution standard, solids, percent recovery | 17.beta.-Estradiol-d4 | % | [6 empty] | 2014-10-03
90772 | Cholesterol-25,26,26,26,27,27,27-d7, isotope dilution standard, solids, percent recovery | Cholesterol-d7 | % | [6 empty] | 2014-10-03
90773 | Testosterone-d3, surrogate, solids, percent recovery | Testosterone-d3 | % | [6 empty] | 2016-10-06
90774 | 17-beta-Estradiol-2,4,16,16-d4, isotope dilution standard, suspended sediment, percent recovery | 17.beta.-Estradiol-d4 | % | Suspended | [5 empty] | 2014-10-03
90775 | Cholesterol-25,26,26,26,27,27,27-d7, isotope dilution standard, suspended sediment, percent recovery | Cholesterol-d7 | % | Suspended | [5 empty] | 2014-10-03
90776 | Testosterone-d3, surrogate, suspended sediment, percent recovery | Testosterone-d3 | % | Suspended | [5 empty] | 2016-10-06
90777 | 17-beta-Estradiol-2,4,16,16-d4, isotope dilution standard, water, filtered, percent recovery | 17.beta.-Estradiol-d4 | % | Dissolved | [5 empty] | 2014-10-03
90778 | Cholesterol-25,26,26,26,27,27,27-d7, isotope dilution standard, water, filtered, percent recovery | Cholesterol-d7 | % | Dissolved | [5 empty] | 2014-10-03
90779 | Testosterone-d3, surrogate, water, filtered, percent recovery | Testosterone-d3 | % | Dissolved | [5 empty] | 2016-10-06
90780 | 17-beta-Estradiol-2,4,16,16-d4, isotope dilution standard, water, unfiltered, percent recovery | 17.beta.-Estradiol-d4 | % | Total | [5 empty] | 2014-10-03
90781 | Cholesterol-25,26,26,26,27,27,27-d7, isotope dilution standard, water, unfiltered, percent recovery | Cholesterol-d7 | % | Total | [5 empty] | 2014-10-03
90782 | Testosterone-d3, surrogate, water, unfiltered, percent recovery | Testosterone-d3 | % | Total | [5 empty] | 2016-10-06
90785 | Testosterone-d3, surrogate, air, percent recovery | Testosterone-d3 | % | [6 empty] | 2016-10-06
90786 | BDE congener 77-13C12, surrogate, water, unfiltered, percent recovery | BDE-77-13C12 | % | Total | [5 empty] | 2016-10-06
90787 | BDE congener 126-13C12, surrogate, water, unfiltered, percent recovery | BDE-126-13C12 | % | Total | [5 empty] | 2016-10-06
90788 | BDE congener 77-13C12, surrogate, water, filtered, percent recovery | BDE-77-13C12 | % | Dissolved | [5 empty] | 2016-10-06
90789 | BDE congener 126-13C12, surrogate, water, filtered, percent recovery | BDE-126-13C12 | % | Dissolved | [5 empty] | 2016-10-06
90790 | Ethyl nicotinate-d4, surrogate, water, unfiltered, percent recovery | Ethyl nicotinate-d4 | % | Total | [5 empty] | 2014-10-03
90791 | Ethyl nicotinate-d4, surrogate, solids, percent recovery | Ethyl nicotinate-d4 | % | [6 empty] | 2014-10-03
90792 | Ethyl nicotinate-d4, surrogate, suspended sediment, percent recovery | Ethyl nicotinate-d4 | % | Suspended | [5 empty] | 2014-10-03
90793 | Isodrin, surrogate, NWQL PCB congener schedule, solids, percent recovery | Isodrin | % | [6 empty] | 2015-04-09
90794 | Nonachlorobiphenyl, surrogate, NWQL PCB congener schedule, solids, percent recovery | Nonachlorobiphenyl | % | [6 empty] | 2015-04-09
90795 | alpha-HCH-d6, surrogate, NWQL PCB congener schedule, solids, percent recovery | .alpha.-1,2,3,4,5,6-Hexachlorocyclohexane-D6 or alpha-HCH D6 | % | [6 empty] | 2020-01-21
90796 | Aminomethylphosphonic acid-13C-15N-d4, surrogate, NWQL schedule 2052, water, filtered, percent recovery | Aminomethylphosphonic acid-13C-15N-d4 | % | Dissolved | [5 empty] | 2016-10-06
90797 | Carbamazepine-d10, surrogate, pharmaceutical method, water, filtered, percent recovery | Carbamazepine-d10 | % | Dissolved | [5 empty] | 2014-10-03
90798 | (+-)-Ibuprofen-d3 (alpha-methyl-d3), surrogate, pharmaceutical method, water, filtered, percent recovery | (+)-Ibuprofen-d3 | % | Dissolved | [5 empty] | 2016-10-06
90799 | p,p'-DDT-13C12, surrogate, NWQL halogenated organic compounds method, solids, dry weight, percent recovery | p,p'-DDT-13C12 | % |  |  |  |  | Dry |  | 2016-10-06
90800 | Decafluorobiphenyl, surrogate, NWQL halogenated organic compounds method, solids, dry weight, percent recovery | Decafluorobiphenyl | % |  |  |  |  | Dry |  | 2015-04-09
90801 | Dieldrin-13C12, surrogate, NWQL halogenated organic compounds method, solids, dry weight, percent recovery | Dieldrin-13C12 | % |  |  |  |  | Dry |  | 2016-10-06
90802 | PCB congener 202-13C12, surrogate, NWQL halogenated organic compounds method, solids, dry weight, percent recovery | 13-C12-2,2',3,3',5,5',6,6'-OcCB | % |  |  |  |  | Dry |  | 2016-10-06
90803 | Pentachloronitrobenzene-13C6, surrogate, NWQL halogenated organic compounds method, solids, dry weight, percent recovery | Pentachloronitrobenzene-13C6 | % |  |  |  |  | Dry |  | 2016-10-06
90804 | Bisphenol A-d3, surrogate, NWQL FF&UV method, solids, dry weight, percent recovery | Bisphenol A-d3 | pct rcv |  |  |  |  | Dry |  | 2016-10-06
90805 | Caffeine-13C, surrogate, NWQL FF&UV method, solids, dry weight, percent recovery | Caffeine-13C | pct rcv |  |  |  |  | Dry |  | 2016-10-06
90806 | Decafluorobiphenyl, surrogate, NWQL FF&UV method, solids, dry weight, percent recovery | Decafluorobiphenyl | pct rcv |  |  |  |  | Dry |  | 2015-04-09
90807 | Fluoranthene-d10, surrogate, NWQL FF&UV method, solids, dry weight, percent recovery | Fluoranthene-d10 | pct rcv |  |  |  |  | Dry |  | 2020-01-21
90808 | Diuron-d6, surrogate, water, filtered, percent recovery | Diuron-d6 | % | Dissolved | [5 empty] | 2016-10-06
90809 | 4-n-Nonylphenol-2,3,5,6-d4, surrogate, water, filtered, percent recovery | 4-n-Nonylphenol-2,3,5,6-d4 | % | Dissolved | [5 empty] | 2016-10-06
90810 | 4-n-Nonylphenol-2,3,5,6-d4, surrogate, water, unfiltered, percent recovery | 4-n-Nonylphenol-2,3,5,6-d4 | % | Total | [5 empty] | 2016-10-06
90811 | 4-n-Nonylphenol-2,3,5,6-d4, surrogate, solids, recoverable, percent recovery | 4-n-Nonylphenol-2,3,5,6-d4 | % | Recoverable | [5 empty] | 2016-10-06
90812 | 17-alpha-Estradiol-2,4-d2, isotope dilution standard, water, filtered, percent recovery | 17.alpha.-Estradiol-2,4-d2 | % | Dissolved | [5 empty] | 2016-10-06
90813 | 17-alpha-Ethynylestradiol-2,4,16,16-d4, isotope dilution standard, water, filtered, percent recovery | Ethynylestradiol-d4 | % | Dissolved | [5 empty] | 2014-10-03
90814 | Norethindrone-2,2,4,6,6,10-d6, isotope dilution standard, water, filtered, percent recovery | Norethindrone-2,2,4,6,6,10-d6 | % | Dissolved | [5 empty] | 2016-10-06
90815 | 4-Androstene-3,17-dione-2,2,4,6,6,16,16-d7, isotope dilution standard, water, filtered, percent recovery | Androstenedione-d7 | % | Dissolved | [5 empty] | 2014-10-03
90816 | cis-Androsterone-2,2,3,4,4-d5, isotope dilution standard, water, filtered, percent recovery | cis-Androsterone-2,2,3,4,4-d5 | % | Dissolved | [5 empty] | 2016-10-06
90817 | trans-Diethyl-1,1,1',1'-d4-stilbestrol-3,3',5,5'-d4, isotope dilution standard, water, filtered, percent recovery | trans-Diethyl-1,1,1',1'-d4-stilbestrol-3,3',5,5'-d4 | % | Dissolved | [5 empty] | 2016-10-06
90818 | Equilin-2,4,16,16-d4, isotope dilution standard, water, filtered, percent recovery | Equilin-d4 | % | Dissolved | [5 empty] | 2014-10-03
90819 | Estriol-2,4,17-d3, isotope dilution standard, water, filtered, percent recovery | Estriol-d3 | % | Dissolved | [5 empty] | 2014-10-03
90820 | Estrone-2,4,16,16-d4, isotope dilution standard, water, filtered, percent recovery | Estrone-d4 | % | Dissolved | [5 empty] | 2014-10-03
90821 | Mestranol-2,4,16,16-d4, isotope dilution standard, water, filtered, percent recovery | Mestranol-2,4,16,16-d4 | % | Dissolved | [5 empty] | 2016-10-06
90822 | Progesterone-2,2,4,6,6,17a,21,21,21-d9, isotope dilution standard, water, filtered, percent recovery | Progesterone-d9 | % | Dissolved | [5 empty] | 2014-10-03
90823 | Dihydrotestosterone-1,2,4,5a-d4, isotope dilution standard, water, filtered, percent recovery | Dihydrotestosterone-1,2,4,5a-d4 | % | Dissolved | [5 empty] | 2016-10-06
90824 | Testosterone-2,2,4,6,6-d5, isotope dilution standard, water, filtered, percent recovery | Testosterone-d5 | % | Dissolved | [5 empty] | 2014-10-03
90827 | 17-alpha-Ethynylestradiol-2,4,16,16-d4, isotope dilution standard, water, unfiltered, percent recovery | Ethynylestradiol-d4 | % | Total | [5 empty] | 2016-10-06
90828 | Norethindrone-2,2,4,6,6,10-d6, isotope dilution standard, water, unfiltered, percent recovery | Norethindrone-2,2,4,6,6,10-d6 | % | Total | [5 empty] | 2016-10-06
90829 | 4-Androstene-3,17-dione-2,2,4,6,6,16,16-d7, isotope dilution standard, water, unfiltered, percent recovery | Androstenedione-d7 | % | Total | [5 empty] | 2014-10-03
90830 | Hydroxide, water, unfiltered, inflection-point titration method (incremental titration method), laboratory, milligrams per liter | Hydroxide | mg/l | Total | [5 empty] | 2014-10-03
90832 | trans-Diethyl-1,1,1',1'-d4-stilbestrol-3,3',5,5'-d4, isotope dilution standard, water, unfiltered, percent recovery | trans-Diethyl-1,1,1',1'-d4-stilbestrol-3,3',5,5'-d4 | % | Total | [5 empty] | 2016-10-06
90833 | Equilin-2,4,16,16-d4, isotope dilution standard, water, unfiltered, percent recovery | Equilin-d4 | % | Total | [5 empty] | 2014-10-03
90834 | Estriol-2,4,17-d3, isotope dilution standard, water, unfiltered, percent recovery | Estriol-d3 | % | Total | [5 empty] | 2014-10-03
90835 | Estrone-2,4,16,16-d4, isotope dilution standard, water, unfiltered, percent recovery | Estrone-d4 | % | Total | [5 empty] | 2014-10-03
90836 | Mestranol-2,4,16,16-d4, isotope dilution standard, water, unfiltered, percent recovery | Mestranol-2,4,16,16-d4 | % | Total | [5 empty] | 2016-10-06
90837 | Progesterone-2,2,4,6,6,17a,21,21,21-d9, isotope dilution standard, water, unfiltered, percent recovery | Progesterone-d9 | % | Total | [5 empty] | 2014-10-03
90838 | Dihydrotestosterone-1,2,4,5a-d4, isotope dilution standard, water, unfiltered, percent recovery | Dihydrotestosterone-1,2,4,5a-d4 | % | Total | [5 empty] | 2016-10-06
90839 | Testosterone-2,2,4,6,6-d5, isotope dilution standard, water, unfiltered, percent recovery | Testosterone-d5 | % | Total | [5 empty] | 2014-10-03
90840 | 17-beta-Trenbolone-d2, isotope dilution standard, water, unfiltered, percent recovery | 17.beta.-Trenbolone-d2 | % | Total | [5 empty] | 2016-10-06
90841 | 17-alpha-Estradiol-2,4-d2, isotope dilution standard, suspended sediment, percent recovery | 17.alpha.-Estradiol-2,4-d2 | % | Suspended | [5 empty] | 2016-10-06
90842 | 17-alpha-Ethynylestradiol-2,4,16,16-d4, isotope dilution standard, suspended sediment, percent recovery | Ethynylestradiol-d4 | % | Suspended | [5 empty] | 2016-10-06
90843 | Norethindrone-2,2,4,6,6,10-d6, isotope dilution standard, suspended sediment, percent recovery | Norethindrone-2,2,4,6,6,10-d6 | % | Suspended | [5 empty] | 2016-10-06
90844 | 4-Androstene-3,17-dione-2,2,4,6,6,16,16-d7, isotope dilution standard, suspended sediment, percent recovery | Androstenedione-d7 | % | Suspended | [5 empty] | 2014-10-03
90845 | cis-Androsterone-2,2,3,4,4-d5, isotope dilution standard, suspended sediment, percent recovery | cis-Androsterone-2,2,3,4,4-d5 | % | Suspended | [5 empty] | 2016-10-06
90846 | trans-Diethyl-1,1,1',1'-d4-stilbestrol-3,3',5,5'-d4, isotope dilution standard, suspended sediment, percent recovery | trans-Diethyl-1,1,1',1'-d4-stilbestrol-3,3',5,5'-d4 | % | Suspended | [5 empty] | 2016-10-06
90847 | Equilin-2,4,16,16-d4, isotope dilution standard, suspended sediment, percent recovery | Equilin-d4 | % | Suspended | [5 empty] | 2014-10-03
90848 | Estriol-2,4,17-d3, isotope dilution standard, suspended sediment, percent recovery | Estriol-d3 | % | Suspended | [5 empty] | 2014-10-03
90849 | Estrone-2,4,16,16-d4, isotope dilution standard, suspended sediment, percent recovery | Estrone-d4 | % | Suspended | [5 empty] | 2014-10-03
90850 | Mestranol-2,4,16,16-d4, isotope dilution standard, suspended sediment, percent recovery | Mestranol-2,4,16,16-d4 | % | Suspended | [5 empty] | 2016-10-06
90851 | Trihalomethanes, water, unfiltered, minimum summation, micrograms per liter | Trihalomethanes | ug/l | Total |  | Minimum |  |  |  | 2014-10-03
90852 | DDT plus degradates, bed sediment smaller than 2 millimeters, wet sieved (native water), recoverable, minimum summation, dry weight, micrograms per kilogram | DDT/DDD/DDE, sum of p,p' & o,p' isomers | ug/kg | Bed Sediment |  | Minimum |  | Dry | < 2 mm | 2018-10-09
90853 | Chlordane plus degradates, bed sediment, recoverable, minimum summation, dry weight, micrograms per kilogram | Chlordane, technical, and/or chlordane metabolites | ug/kg | Bed Sediment |  | Minimum |  | Dry |  | 2018-10-09
90854 | DDT plus degradates, biota, whole organism, minimum summation, wet weight, micrograms per kilogram | DDT/DDD/DDE, sum of p,p' & o,p' isomers | ug/kg |  |  | Minimum |  | Wet |  | 2018-10-09
90855 | Chlordane plus degradates, biota, whole organism, minimum summation, wet weight, micrograms per kilogram | Chlordane, technical, and/or chlordane metabolites | ug/kg |  |  | Minimum |  | Wet |  | 2018-10-09
90856 | Sodium adsorption ratio (SAR), water, estimated by regression equation, number | Sodium adsorption ratio [(Na)/(sq root of 1/2 Ca + Mg)] | None | Total | [5 empty] | 2017-10-06
90857 | Sodium adsorption ratio (SAR), water, unfiltered, field, number | Sodium adsorption ratio [(Na)/(sq root of 1/2 Ca + Mg)] | None | Total | [5 empty] | 2017-10-06
90858 | Sodium adsorption ratio (SAR), water, filtered, field, number | Sodium adsorption ratio [(Na)/(sq root of 1/2 Ca + Mg)] | None | Dissolved | [5 empty] | 2017-10-06
90859 | Nitrate plus nitrite, water, unfiltered, calculated, milligrams per liter as nitrogen | Inorganic nitrogen (nitrate and nitrite) | mg/l as N | Total | [5 empty] | 2014-10-03
90860 | Salinity, water, unfiltered, practical salinity units at 25 degrees Celsius | Salinity | PSU | Total | 25 deg C |  |  |  |  | 2020-01-21
90862 | Salinity, water, unfiltered, Practical Salinity Scale | Salinity | PSS | Total | [5 empty] | 2014-10-03
90863 | DDT plus degradates, bed sediment smaller than 2 millimeters, wet sieved (native water), recoverable, maximum summation, dry weight, micrograms per kilogram | DDT/DDD/DDE, sum of p,p' & o,p' isomers | ug/kg | Bed Sediment |  | Maximum |  | Dry | < 2 mm | 2014-10-03
90864 | Chlordane plus degradates, bed sediment, recoverable, maximum summation, dry weight, micrograms per kilogram | Chlordane, technical, and/or chlordane metabolites | ug/kg | Bed Sediment |  | Maximum |  | Dry |  | 2014-10-03
90865 | DDT plus degradates, biota, whole organism, wet weight, maximum summation, micrograms per kilogram | DDT/DDD/DDE, sum of p,p' & o,p' isomers | ug/kg |  |  | Maximum |  | Wet |  | 2014-10-03
90866 | Chlordane plus degradates, biota, whole organism, maximum summation, wet weight, micrograms per kilogram | Chlordane, technical, and/or chlordane metabolites | ug/kg |  |  | Maximum |  | Wet |  | 2014-10-03
90867 | Trihalomethanes, water, unfiltered, maximum summation, micrograms per liter | Trihalomethanes | ug/l | Total |  | Maximum |  |  |  | 2014-10-03
90868 | Iron(III), water, filtered, calculated, micrograms per liter | Ferric ion | ug/l | Dissolved | [5 empty] | 2015-06-29
90900 | Total coliforms, MI MF method, water, colony forming units per 100 milliliters | Total Coliform | cfu/100ml | Total | [5 empty] | 2016-10-06
90901 | Escherichia coli, MI MF method, water, colony forming units per 100 milliliters | Escherichia coli | cfu/100ml | [6 empty] | 2016-10-06
90902 | Escherichia coli, modified m-TEC MF method, water, colony forming units per 100 milliliters | Escherichia coli | cfu/100ml | [6 empty] | 2016-10-06
90903 | Coliphage, E. coli, CN13 host, water, plaque forming units per 100 milliliters | Coliphage | pfu/100ml | [6 empty] | 2020-01-21
90904 | Coliphage, E. coli, Famp host, water, plaque forming units per 100 milliliters | Coliphage | pfu/100ml | [6 empty] | 2020-01-21
90905 | Coliphage, E. coli, C-host, MF method, water, plaques per 100 milliliters | Coliphage | pfu/100ml | [6 empty] | 2020-01-21
90908 | Total coliforms, defined substrate test method (DSTM), water, most probable number per 100 milliliters | Total Coliform | MPN/100 ml | Total | [5 empty] | 2014-10-03
90909 | Enterococci, mEI MF method, water, colony forming units per 100 ml | Enterococcus | cfu/100ml | [6 empty] | 2016-10-06
90910 | Enteric virus, total culturable, bgm kidney cell culture, 1-MDS filter, quantal assay, 37 degrees Celsius, water, most probable number per 100 liters | Viruses (enteric) | MPN/100 L | Total | 37 deg C |  |  |  |  | 2017-01-05
90911 | Coliphage, E. coli, C-host, 1-MDS filter, agar overlay, 37 degrees Celsius, water, plaque-forming units per 100 liters | Coliphage | pfu/100 L |  | 37 deg C |  |  |  |  | 2020-01-21
90912 | Coliphage, E. coli, C-3000 host, 1-MDS filter, agar overlay, 37 degrees Celsius, water, plaque-forming units per 100 liters | Coliphage | pfu/100 L |  | 37 deg C |  |  |  |  | 2020-01-21
90915 | Clostridium perfringens, mCP MF method, water, colony forming units per 100 milliliters | Clostridium perfringens | cfu/100ml | [6 empty] | 2016-10-06
91000 | Bromide, water, filtered, micrograms per liter | Bromide | ug/l | Dissolved | [5 empty] | 2014-10-03
91001 | Chloride, water, filtered, micrograms per liter | Chloride | ug/l | Dissolved | [5 empty] | 2014-10-03
91002 | Fluoride, water, filtered, micrograms per liter | Fluoride | ug/l | Dissolved | [5 empty] | 2014-10-03
91003 | Nitrate, water, filtered, micrograms per liter as nitrate | Nitrate | ug/l | Dissolved | [5 empty] | 2015-04-09
91004 | Orthophosphate, water, filtered, micrograms per liter as phosphorus | Orthophosphate | ug/L as P | Dissolved | [5 empty] | 2014-10-03
91005 | Sulfate, water, filtered, micrograms per liter | Sulfate | ug/l | Dissolved | [5 empty] | 2014-10-03
91006 | Nitrate, water, dissolved, short tons of nitrate per day | Nitrate | tons/day | Dissolved | [5 empty] | 2016-06-30
91007 | Phosphorus, water, unfiltered, short tons of phosphorus per day | Phosphorus | tons/day | Total | [5 empty] | 2016-06-30
91008 | Phosphorus, water, dissolved, short tons of phosphorus per day | Phosphorus | tons/day | Dissolved | [5 empty] | 2016-06-30
91009 | Iron, water, unfiltered, short tons per day | Iron | tons/day | Total | [5 empty] | 2016-06-30
91010 | Iron, water, dissolved, short tons per day | Iron | tons/day | Dissolved | [5 empty] | 2016-06-30
91011 | Solids settleable in 15 minutes, water, unfiltered, milliliters per liter | Settleable solids | ml/l | Settleable |  |  | 15 Minutes |  |  | 2014-10-03
91012 | Nitrite, water, dissolved, short tons of nitrogen per day | Nitrite | tons/day | Dissolved | [5 empty] | 2016-06-30
91013 | Ammonia plus organic nitrogen, water, unfiltered, short tons of nitrogen per day | Kjeldahl nitrogen | ton/d as N | Total | [5 empty] | 2016-06-30
91014 | Ammonia (NH3 + NH4+), water, dissolved, short tons of nitrogen per day | Ammonia and ammonium | tons/day | Dissolved | [5 empty] | 2017-04-20
91015 | Ammonia (NH3 + NH4+), water, unfiltered, short tons of nitrogen per day | Ammonia and ammonium | tons/day | Total | [5 empty] | 2017-04-20
91016 | Biochemical oxygen demand, water, unfiltered, 5 days at 20 degrees Celsius, short tons per day | Biochemical oxygen demand, standard conditions | tons/day | Total | 20 deg C |  | 5 Day |  |  | 2016-06-30
91017 | Suspended solids dried at 110 degrees Celsius, water, unfiltered, short tons per day | Total suspended solids | tons/day | Suspended | 110 deg C |  |  |  |  | 2016-06-30
91047 | Organic nitrogen, water, unfiltered, pounds of nitrogen per day | Organic Nitrogen | lb/day | Total | [5 empty] | 2014-10-03
91048 | Ammonia (NH3 + NH4+), water, unfiltered, pounds of nitrogen per day | Ammonia and ammonium | lb/day | Total | [5 empty] | 2017-04-20
91049 | Nitrate plus nitrite, water, unfiltered, pounds of nitrogen per day | Inorganic nitrogen (nitrate and nitrite) | lb/d as N | Total | [5 empty] | 2014-10-03
91050 | Phosphorus, water, unfiltered, pounds of phosphorus per day | Phosphorus | lb/day | Total | [5 empty] | 2015-04-09
91051 | Calcium, water, filtered, micrograms per liter | Calcium | ug/l | Dissolved | [5 empty] | 2014-10-03
91052 | Magnesium, water, filtered, micrograms per liter | Magnesium | ug/l | Dissolved | [5 empty] | 2014-10-03
91053 | Sodium, water, filtered, micrograms per liter | Sodium | ug/l | Dissolved | [5 empty] | 2014-10-03
91054 | Potassium, water, filtered, micrograms per liter | Potassium | ug/l | Dissolved | [5 empty] | 2014-10-03
91055 | Suspended solids dried at 105 degrees Celsius, water, unfiltered, short tons per day | Total suspended solids | tons/day | Suspended | 105 deg C |  |  |  |  | 2016-06-30
91056 | Loss on ignition of suspended solids, water, unfiltered, short tons per day | Volatile suspended solids | tons/day | Suspended | [5 empty] | 2016-06-30
91057 | Ammonia plus organic nitrogen, water, unfiltered, pounds of nitrogen per day | Kjeldahl nitrogen | lb/d as N | Total | [5 empty] | 2014-10-03
91058 | Total nitrogen [nitrate + nitrite + ammonia + organic-N], water, unfiltered, pounds of nitrogen per day | Nitrogen, mixed forms (NH3), (NH4), organic, (NO2) and (NO3) | lb/day | Total | [5 empty] | 2015-04-28
91059 | Orthophosphate, water, unfiltered, pounds of PO4 per day | Orthophosphate | lb/day | Total | [5 empty] | 2015-04-09
91060 | Orthophosphate, water, dissolved, pounds per day | Orthophosphate | lb/day | Dissolved | [5 empty] | 2015-06-29
91061 | Nitrate plus nitrite, water, dissolved, pounds of nitrogen per day | Inorganic nitrogen (nitrate and nitrite) | lb/d as N | Dissolved | [5 empty] | 2015-04-09
91062 | Terbuthylazine, surrogate, water, unfiltered, percent recovery | Terbuthylazine | % | Total | [5 empty] | 2014-10-03
91063 | Diazinon-d10, surrogate, water, filtered (0.7 micron glass fiber filter), percent recovery | Diazinon-D10 | % | Dissolved | [5 empty] | 2014-10-03
91064 | Terbuthylazine, surrogate, water, filtered (0.7 micron glass fiber filter), percent recovery | Terbuthylazine | % | Dissolved | [5 empty] | 2014-10-03
91065 | alpha-HCH-d6, surrogate, water, filtered (0.7 micron glass fiber filter), percent recovery | .alpha.-1,2,3,4,5,6-Hexachlorocyclohexane-D6 or alpha-HCH D6 | % | Dissolved | [5 empty] | 2020-01-21
91075 | Ethylene glycol, water, unfiltered, recoverable, milligrams per liter | Ethylene glycol | mg/l | Recoverable | [5 empty] | 2014-10-03
91076 | Silver, waste/reagent water mixture leachate, EPA Toxicity Characteristic Leaching Procedure (1311), micrograms per liter | Silver | ug/l | [6 empty] | 2014-10-03
91077 | Mercury, waste/reagent water mixture leachate, EPA Toxicity Characteristic Leaching Procedure (1311), micrograms per liter | Mercury | ug/l | [6 empty] | 2014-10-03
91078 | 1,4-Dichlorobenzene, waste/reagent water mixture leachate, EPA Toxicity Characteristic Leaching Procedure (1311), milligrams per liter | p-Dichlorobenzene | mg/l | [6 empty] | 2014-10-03
91080 | Propylene glycol, water, unfiltered, recoverable, milligrams per liter | Propylene glycol | mg/l | Recoverable | [5 empty] | 2014-10-03
91082 | Iron, solids, extracted by 0.5 M HCl, dry weight, milligram per kilogram | Iron | mg/kg |  |  |  |  | Dry |  | 2014-10-03
91083 | Iron, solids, extracted by 0.5 M HCl plus hydroxylamine, dry weight, milligram per kilogram | Iron | mg/kg |  |  |  |  | Dry |  | 2014-10-03
91084 | Benzene, waste/reagent water mixture leachate, EPA Toxicity Characteristic Leaching Procedure (1311), milligrams per liter | Benzene | mg/l | [6 empty] | 2014-10-03
91085 | Methyl ethyl ketone, waste/reagent water mixture leachate, EPA Toxicity Characteristic Leaching Procedure (1311), milligrams per liter | Methyl ethyl ketone | mg/l | [6 empty] | 2015-04-09
91086 | Tetrachloromethane, waste/reagent water mixture leachate, EPA Toxicity Characteristic Leaching Procedure (1311), milligrams per liter | Carbon tetrachloride | mg/l | [6 empty] | 2014-10-03
91087 | Chlorobenzene, waste/reagent water mixture leachate, EPA Toxicity Characteristic Leaching Procedure (1311), milligrams per liter | Chlorobenzene | mg/l | [6 empty] | 2014-10-03
91088 | Trichloromethane, waste/reagent water mixture leachate, EPA Toxicity Characteristic Leaching Procedure (1311), milligrams per liter | Chloroform | mg/l | [6 empty] | 2014-10-03
91089 | 1,2-Dichloroethane, waste/reagent water mixture leachate, EPA Toxicity Characteristic Leaching Procedure (1311), milligrams per liter | 1,2-Dichloroethane | mg/l | [6 empty] | 2014-10-03
91090 | 1,1-Dichloroethene, waste/reagent water mixture leachate, EPA Toxicity Characteristic Leaching Procedure (1311), milligrams per liter | 1,1-Dichloroethylene | mg/l | [6 empty] | 2014-10-03
91091 | Tetrachloroethene, waste/reagent water mixture leachate, EPA Toxicity Characteristic Leaching Procedure (1311), milligrams per liter | Tetrachloroethylene | mg/l | [6 empty] | 2020-01-21
91092 | Trichloroethene, waste/reagent water mixture leachate, EPA Toxicity Characteristic Leaching Procedure (1311), milligrams per liter | Trichloroethylene | mg/l | [6 empty] | 2020-01-21
91093 | Vinyl chloride, waste/reagent water mixture leachate, EPA Toxicity Characteristic Leaching Procedure (1311), milligrams per liter | Vinyl chloride | mg/l | [6 empty] | 2014-10-03
91094 | Arsenic, waste/reagent water mixture leachate, EPA Toxicity Characteristic Leaching Procedure (1311), micrograms per liter | Arsenic | ug/l | [6 empty] | 2014-10-03
91095 | Barium, waste/reagent water mixture leachate, EPA Toxicity Characteristic Leaching Procedure (1311), micrograms per liter | Barium | ug/l | [6 empty] | 2014-10-03
91096 | Cadmium, waste/reagent water mixture leachate, EPA Toxicity Characteristic Leaching Procedure (1311), micrograms per liter | Cadmium | ug/l | [6 empty] | 2014-10-03
91097 | Chromium, waste/reagent water mixture leachate, EPA Toxicity Characteristic Leaching Procedure (1311), micrograms per liter | Chromium | ug/l | [6 empty] | 2014-10-03
91098 | Lead, waste/reagent water mixture leachate, EPA Toxicity Characteristic Leaching Procedure (1311), micrograms per liter | Lead | ug/l | [6 empty] | 2014-10-03
91099 | Selenium, waste/reagent water mixture leachate, EPA Toxicity Characteristic Leaching Procedure (1311), micrograms per liter | Selenium | ug/l | [6 empty] | 2014-10-03
91157 | Suspended sediment, sediment mass recovered from whole water sample, dry weight, grams | Sediment | g | Suspended |  |  |  | Dry |  | 2017-01-05
91158 | Suspended sediment, smaller than 0.063 mm sieve diameter, sediment mass recovered from whole water sample, dry weight, grams | Sediment | g | Suspended |  |  |  | Dry | <0.063 mm | 2017-10-06
91159 | Suspended sediment, larger than 0.063 mm sieve diameter, sediment mass recovered from whole water sample, dry weight, grams | Sediment | g | Suspended |  |  |  | Dry | >0.063 mm | 2017-10-06
91160 | Bedload sediment, between 0.063 and 4 mm sieve diameter, sediment mass analyzed for particle size fractions, dry weight, grams | Sediment | g | Bedload |  |  |  | Dry | 0.063-4mm | 2017-10-06
91161 | Bed sediment, between 0.063 and 4 mm sieve diameter, sediment mass analyzed for particle size fractions, dry weight, grams | Sediment | g | Bed Sediment |  |  |  | Dry | 0.063-4mm | 2017-10-06
91162 | Bed sediment, total sample mass, dry weight, grams | Sediment | g | Bed Sediment |  |  |  | Dry |  | 2017-01-05
91163 | Bed sediment, smaller than 0.063 mm sieve diameter, sediment mass analyzed for particle size fractions, dry weight, grams | Sediment | g | Bed Sediment |  |  |  | Dry | <0.063 mm | 2017-10-06
91164 | Suspended sediment, smaller than 0.063 mm sieve diameter, sediment mass analyzed for particle size fractions, dry weight, grams | Sediment | g | Suspended |  |  |  | Dry | <0.063 mm | 2017-10-06
91165 | Suspended sediment, between 0.063 and 4 mm sieve diameter, sediment mass analyzed for particle size fractions, dry weight, grams | Sediment | g | Suspended |  |  |  | Dry | 0.063-4mm | 2017-10-06
91166 | Suspended sediment, sediment mass analyzed for loss on ignition (LOI), dry weight, grams | Sediment | g | Suspended |  |  |  | Dry |  | 2017-01-05
91167 | Bedload sediment, sediment mass analyzed for loss on ignition (LOI), dry weight, grams | Sediment | g | Bedload |  |  |  | Dry |  | 2017-01-05
91168 | Bed sediment, sediment mass analyzed for loss on ignition (LOI), dry weight, grams | Sediment | g | Bed Sediment |  |  |  | Dry |  | 2017-01-05
91615 | Estriol-2,4,16,17-d4, isotope dilution standard, water, filtered, percent recovery | Estriol-2,4,16,17-d4 | % | Dissolved | [5 empty] | 2016-10-06
91616 | Estriol-2,4,16,17-d4, isotope dilution standard, water, unfiltered, percent recovery | Estriol-2,4,16,17-d4 | % | Total | [5 empty] | 2016-10-06
91617 | Estriol-2,4,16,17-d4, isotope dilution standard, solids, percent recovery | Estriol-2,4,16,17-d4 | % | [6 empty] | 2016-10-06
91618 | Estriol-2,4,16,17-d4, isotope dilution standard, suspended sediment, percent recovery | Estriol-2,4,16,17-d4 | % | Suspended | [5 empty] | 2016-10-06
91619 | Estriol-2,4,16,17-d4, isotope dilution standard, polar organic chemical integrative sampler (POCIS), percent recovery | Estriol-2,4,16,17-d4 | % | [6 empty] | 2016-10-06
91620 | Estriol-2,4,16,17-d4, isotope dilution standard, biota, tissue, percent recovery | Estriol-2,4,16,17-d4 | % | [6 empty] | 2016-10-06
91621 | 2-Fluorophenol, surrogate, water, unfiltered, percent recovery | o-Fluorophenol | % | Total | [5 empty] | 2014-10-03
91622 | Atrazine, spike, water, filtered, apparent percent recovery | Atrazine | % | Dissolved | [5 empty] | 2014-10-03
91623 | Bromacil, spike, water, filtered, percent recovery | Bromacil | % | Dissolved | [5 empty] | 2014-10-03
91624 | Cyanazine, spike, water, filtered, percent recovery | Cyanazine | % | Dissolved | [5 empty] | 2014-10-03
91625 | Cyanazine acid, spike, water, filtered, percent recovery | Cyanazine acid | % | Dissolved | [5 empty] | 2016-10-06
91626 | Cyanazine amide, spike, water, filtered, percent recovery | Cyanazine-amide | % | Dissolved | [5 empty] | 2016-10-06
91627 | 2-Chloro-4-isopropylamino-6-amino-s-triazine, spike, water, filtered, percent recovery | 2-Chloro-4-isopropylamino-6-amino-s-triazine | % | Dissolved | [5 empty] | 2014-10-03
91628 | Deethylcyanazine, spike, water, filtered, percent recovery | Deethylcyanazine | % | Dissolved | [5 empty] | 2016-10-06
91629 | Deethylcyanazine acid, spike, water, filtered, percent recovery | Deethylcyanazine acid | % | Dissolved | [5 empty] | 2016-10-06
91630 | Deethylcyanazine amide, spike, water, filtered, percent recovery | Deethylcyanazine amide | % | Dissolved | [5 empty] | 2016-10-06
91631 | Chlorodiamino-s-triazine, spike, water, filtered, percent recovery | 2-Chloro-4,6-diamino-s-triazine | % | Dissolved | [5 empty] | 2014-10-03
91632 | 2-Hydroxy-4-isopropylamino-6-amino-s-triazine, spike, water, filtered, percent recovery | Deethylhydroxyatrazine | % | Dissolved | [5 empty] | 2020-01-21
91633 | 2-Hydroxy-6-ethylamino-4-amino-s-triazine, spike, water, filtered, percent recovery | Deisopropylhydroxyatrazine | % | Dissolved | [5 empty] | 2020-01-21
91634 | 2-Chloro-6-ethylamino-4-amino-s-triazine, spike, water, filtered, percent recovery | 2-Chloro-6-ethylamino-4-amino-s-triazine | % | Dissolved | [5 empty] | 2016-10-06
91635 | Diuron, spike, water, filtered, percent recovery | Diuron | % | Dissolved | [5 empty] | 2014-10-03
91636 | Demethyl fluometuron, spike, water, filtered, percent recovery | Demethylfluometuron | % | Dissolved | [5 empty] | 2020-01-21
91637 | Fluometuron, spike, water, filtered, percent recovery | Fluometuron | % | Dissolved | [5 empty] | 2014-10-03
91638 | 2-Hydroxy-4-isopropylamino-6-ethylamino-s-triazine, spike, water, filtered, percent recovery | 2-Hydroxyatrazine | % | Dissolved | [5 empty] | 2014-10-03
91639 | Hydroxysimazine, spike, water, filtered, percent recovery | Hydroxysimazine | % | Dissolved | [5 empty] | 2016-10-06
91640 | Linuron, spike, water, filtered, percent recovery | Linuron | % | Dissolved | [5 empty] | 2014-10-03
91641 | Prometon, spike, water, filtered, percent recovery | Prometon | % | Dissolved | [5 empty] | 2014-10-03
91642 | Propazine, spike, water, filtered, percent recovery | Propazine | % | Dissolved | [5 empty] | 2014-10-03
91643 | Simazine, spike, water, filtered, percent recovery | Simazine | % | Dissolved | [5 empty] | 2014-10-03
91644 | Acetochlor, spike, water, filtered, percent recovery | Acetochlor | % | Dissolved | [5 empty] | 2014-10-03
91645 | Dechloroacetochlor, spike, water, filtered, percent recovery | Dechloroacetochlor | % | Dissolved | [5 empty] | 2016-10-06
91646 | Acetochlor sulfonic acid, spike, water, filtered, percent recovery | Acetochlor ESA | % | Dissolved | [5 empty] | 2016-10-06
91647 | Hydroxyacetochlor, spike, water, filtered, percent recovery | Hydroxyacetochlor | % | Dissolved | [5 empty] | 2016-10-06
91648 | Acetochlor oxanilic acid, spike, water, filtered, percent recovery | Acetochlor OA | % | Dissolved | [5 empty] | 2016-10-06
91649 | Acetochlor sulfinylacetic acid, spike, water, percent recovery | Acetochlor sulfinylacetic acid | % | Dissolved | [5 empty] | 2016-10-06
91650 | 2-Chloro-N-(2-ethyl-6-methylphenyl)acetamide, spike, water, filtered, percent recovery | 2-Chloro-N-(2-ethyl-6-methylphenyl)acetamide | % | Dissolved | [5 empty] | 2016-10-06
91651 | 2-[(2-Ethyl-6-methylphenyl)amino]-2-oxoethanesulfonic acid, spike, water, filtered, percent recovery | 2-[(2-Ethyl-6-methylphenyl)amino]-2-oxoethanesulfonic acid | % | Dissolved | [5 empty] | 2016-10-06
91652 | Alachlor, spike, water, filtered, percent recovery | Alachlor | % | Dissolved | [5 empty] | 2014-10-03
91653 | 2-Chloro-N-(2,6-diethylphenyl)acetamide, spike, water, filtered, percent recovery | 2-Chloro-2',6'-diethylacetanilide | % | Dissolved | [5 empty] | 2020-01-21
91654 | Dechloroalachlor, spike, water, filtered, percent recovery | Dechloroalachlor | % | Dissolved | [5 empty] | 2016-10-06
91655 | Alachlor sulfonic acid, spike, water, filtered, percent recovery | Alachlor ESA | % | Dissolved | [5 empty] | 2014-10-03
91656 | Alachlor oxanilic acid, spike, water, filtered, percent recovery | Alachlor OA | % | Dissolved | [5 empty] | 2020-01-21
91657 | Alachlor sulfinylacetic acid, spike, water, filtered, percent recovery | Alachlor sulfinylacetic acid | % | Dissolved | [5 empty] | 2016-10-06
91658 | sec-Alachlor sulfonic acid, spike, water, filtered, percent recovery | sec-Alachlor sulfonic acid | % | Dissolved | [5 empty] | 2016-10-06
91659 | Hydroxyalachlor, spike, water, filtered, percent recovery | Hydroxyalachlor | % | Dissolved | [5 empty] | 2016-10-06
91660 | Dimethenamid, spike, water, filtered, percent recovery | Dimethenamid | % | Dissolved | [5 empty] | 2014-10-03
91661 | Dechlorodimethenamid, spike, water, filtered, percent recovery | Dechlorodimethenamid | % | Dissolved | [5 empty] | 2016-10-06
91662 | Dimethenamid sulfonic acid, spike, water, filtered, percent recovery | Dimethenamid ESA | % | Dissolved | [5 empty] | 2014-10-03
91663 | Dimethenamid oxanilic acid, spike, water, filtered, percent recovery | Dimethenamid oxanilic acid | % | Dissolved | [5 empty] | 2016-10-06
91664 | Hydroxydimethenamid, spike, water, filtered, percent recovery | Hydroxydimethenamid | % | Dissolved | [5 empty] | 2016-10-06
91665 | Flufenacet, spike, water, filtered, percent recovery | Flufenacet | % | Dissolved | [5 empty] | 2014-10-03
91666 | Flufenacet sulfonic acid, spike, water, filtered, percent recovery | Flufenacet ESA | % | Dissolved | [5 empty] | 2020-01-21
91667 | Flufenacet oxanilic acid, spike, water, filtered, percent recovery | Flufenacet OA | % | Dissolved | [5 empty] | 2014-10-03
91668 | Metolachlor, spike, water, filtered, percent recovery | Metolachlor | % | Dissolved | [5 empty] | 2014-10-03
91669 | Dechlorometolachlor, spike, water, filtered, percent recovery | Dechlorometolachlor | % | Dissolved | [5 empty] | 2016-10-06
91670 | Metolachlor sulfonic acid, spike, water, filtered, percent recovery | Metochlor ESA | % | Dissolved | [5 empty] | 2020-01-21
91671 | Metolachlor oxanilic acid, spike, water, filtered, percent recovery | Metolachlor OA | % | Dissolved | [5 empty] | 2016-10-06
91672 | Hydroxymetolachlor, spike, water, filtered, percent recovery | Hydroxymetolachlor | % | Dissolved | [5 empty] | 2016-10-06
91673 | Propachlor, spike, water, filtered, percent recovery | Propachlor | % | Dissolved | [5 empty] | 2014-10-03
91674 | Propachlor oxanilic acid, spike, water, filtered, percent recovery | Propachlor OA | % | Dissolved | [5 empty] | 2014-10-03
91675 | Propachlor sulfonic acid, spike, water, filtered, percent recovery | Propachlor ESA | % | Dissolved | [5 empty] | 2014-10-03
91676 | 16-Epiestriol-2,4-d2, isotope dilution standard/surrogate, water, filtered, percent recovery | 16-Epiestriol-d2 | % | Dissolved | [5 empty] | 2014-10-03
91677 | 17alpha-Epiestriol-6,6,7,7,11-d5, isotope dilution standard, water, filtered, percent recovery | 17.alpha.-Epiestriol-6,6,7,7,11-d5 | % | Dissolved | [5 empty] | 2016-10-06
91678 | Medroxyprogesterone-d3, isotope dilution standard/surrogate, water, filtered, percent recovery | Medroxyprogesterone-d3 | % | Dissolved | [5 empty] | 2014-10-03
91679 | Nandrolone-16,16,17-d3, isotope dilution standard, water, filtered, percent recovery | Nandrolone-d3 | % | Dissolved | [5 empty] | 2014-10-03
91680 | 16-Epiestriol-2,4-d2, isotope dilution standard/surrogate, water, unfiltered, percent recovery | 16-Epiestriol-d2 | % | Total | [5 empty] | 2014-10-03
91681 | 17alpha-Epiestriol-6,6,7,7,11-d5, isotope dilution standard, water, unfiltered, percent recovery | 17.alpha.-Epiestriol-6,6,7,7,11-d5 | % | Total | [5 empty] | 2016-10-06
91682 | Medroxyprogesterone-d3, isotope dilution standard/surrogate, water, unfiltered, percent recovery | Medroxyprogesterone-d3 | % | Total | [5 empty] | 2014-10-03
91683 | Nandrolone-16,16,17-d3, isotope dilution standard, water, unfiltered, percent recovery | Nandrolone-d3 | % | Total | [5 empty] | 2014-10-03
91684 | 16-Epestriol-2,4-d2, isotope dilution standard/surrogate, solids, percent recovery | 16-Epiestriol-d2 | % | [6 empty] | 2014-10-03
91685 | 17alpha-Epiestriol-6,6,7,7,11-d5, isotope dilution standard, solids, percent recovery | 17.alpha.-Epiestriol-6,6,7,7,11-d5 | % | [6 empty] | 2016-10-06
91686 | Medroxyprogesterone-d3, isotope dilution standard/surrogate, solids, percent recovery | Medroxyprogesterone-d3 | % | [6 empty] | 2014-10-03
91687 | Nandrolone-16,16,17-d3, isotope dilution standard, solids, percent recovery | Nandrolone-d3 | % | [6 empty] | 2014-10-03
91688 | 16-Epiestriol-2,4-d2, isotope dilution standard/surrogate, suspended sediment, percent recovery | 16-Epiestriol-d2 | % | Suspended | [5 empty] | 2014-10-03
91689 | 17alpha-Epiestriol-6,6,7,7,11-d5, isotope dilution standard, suspended sediment, percent recovery | 17.alpha.-Epiestriol-6,6,7,7,11-d5 | % | Suspended | [5 empty] | 2016-10-06
91690 | Medroxyprogesterone-d3, isotope dilution standard/surrogate, suspended sediment, percent recovery | Medroxyprogesterone-d3 | % | Suspended | [5 empty] | 2014-10-03
91691 | Nandrolone-16,16,17-d3, isotope dilution standard, suspended sediment, percent recovery | Nandrolone-d3 | % | Suspended | [5 empty] | 2014-10-03
91692 | 16-Epiestriol-2,4-d2, isotope dilution standard/surrogate, polar organic chemical integrative sampler (POCIS), percent recovery | 16-Epiestriol-d2 | % | Recoverable | [5 empty] | 2014-10-03
91693 | 17alpha-Epiestriol-6,6,7,7,11-d5, isotope dilution standard, polar organic chemical integrative sampler (POCIS), percent recovery | 17.alpha.-Epiestriol-6,6,7,7,11-d5 | % | Recoverable | [5 empty] | 2016-10-06
91694 | Medroxyprogesterone-d3, isotope dilution standard/surrogate, polar organic chemical integrative sampler (POCIS), percent recovery | Medroxyprogesterone-d3 | % | Recoverable | [5 empty] | 2014-10-03
91695 | Nandrolone-16,16,17-d3, isotope dilution standard, polar organic chemical integrative sampler (POCIS), percent recovery | Nandrolone-d3 | % | Recoverable | [5 empty] | 2014-10-03
91696 | 16-Epiestriol-2,4-d2, isotope dilution standard/surrogate, biota, tissue, percent recovery | 16-Epiestriol-d2 | % | [6 empty] | 2014-10-03
91697 | 17alpha-Epiestriol-6,6,7,7,11-d5, isotope dilution standard, biota, tissue, percent recovery | 17.alpha.-Epiestriol-6,6,7,7,11-d5 | % | [6 empty] | 2016-10-06
91698 | Medroxyprogesterone-d3, isotope dilution standard/surrogate, biota, tissue, percent recovery | Medroxyprogesterone-d3 | % | [6 empty] | 2014-10-03
91699 | Nandrolone-16,16,17-d3, isotope dilution standard, biota, tissue, percent recovery | Nandrolone-d3 | % | [6 empty] | 2014-10-03
91700 | Arsenic, solids, 10% nitric acid extracted, recoverable, dry weight, milligrams per kilogram | Arsenic | mg/kg | Recoverable |  |  |  | Dry |  | 2014-10-03
91701 | Cadmium, solids, 10% nitric acid extracted, recoverable, dry weight, milligrams per kilogram | Cadmium | mg/kg | Recoverable |  |  |  | Dry |  | 2014-10-03
91702 | Lead, solids, 10% nitric acid extracted, recoverable, dry weight, milligrams per kilogram | Lead | mg/kg | Recoverable |  |  |  | Dry |  | 2014-10-03
91703 | Uranium, solids, 10% nitric acid extracted, recoverable, dry weight, milligrams per kilogram | Uranium | mg/kg | Recoverable |  |  |  | Dry |  | 2020-01-21
91704 | Aluminum, solids, 10% nitric acid extracted, recoverable, dry weight, milligrams per kilogram | Aluminum | mg/kg | Recoverable |  |  |  | Dry |  | 2014-10-03
91705 | Chromium, solids, 10% nitric acid extracted, recoverable, dry weight, milligrams per kilogram | Chromium | mg/kg | Recoverable |  |  |  | Dry |  | 2014-10-03
91706 | Copper, solids, 10% nitric acid extracted, recoverable, dry weight, milligrams per kilogram | Copper | mg/kg | Recoverable |  |  |  | Dry |  | 2014-10-03
91707 | Iron, solids, 10% nitric acid extracted, recoverable, dry weight, milligrams per kilogram | Iron | mg/kg | Recoverable |  |  |  | Dry |  | 2014-10-03
91708 | Manganese, solids, 10% nitric acid extracted, recoverable, dry weight, milligrams per kilogram | Manganese | mg/kg | Recoverable |  |  |  | Dry |  | 2014-10-03
91709 | Nickel, solids, 10% nitric acid extracted, recoverable, dry weight, milligrams per kilogram | Nickel | mg/kg | Recoverable |  |  |  | Dry |  | 2014-10-03
91710 | Vanadium, solids, 10% nitric acid extracted, recoverable, dry weight, milligrams per kilogram | Vanadium | mg/kg | Recoverable |  |  |  | Dry |  | 2014-10-03
91711 | Zinc, solids, 10% nitric acid extracted, recoverable, dry weight, milligrams per kilogram | Zinc | mg/kg | Recoverable |  |  |  | Dry |  | 2014-10-03
91712 | Iron, solids, 6 N hydrochloric acid extracted, recoverable, dry weight, milligrams per kilogram | Iron | mg/kg | Recoverable |  |  |  | Dry |  | 2014-10-03
91713 | Manganese, solids, 6 N hydrochloric acid extracted, recoverable, dry weight, milligrams per kilogram | Manganese | mg/kg | Recoverable |  |  |  | Dry |  | 2014-10-03
91714 | Aluminum, solids, 6 N hydrochloric acid extracted, recoverable, dry weight, milligrams per kilogram | Aluminum | mg/kg | Recoverable |  |  |  | Dry |  | 2014-10-03
91715 | Potassium, solids, 6 N hydrochloric acid extracted, recoverable, dry weight, milligrams per kilogram | Potassium | mg/kg | Recoverable |  |  |  | Dry |  | 2014-10-03
91716 | Sodium, solids, 6 N hydrochloric acid extracted, recoverable, dry weight, milligrams per kilogram | Sodium | mg/kg | Recoverable |  |  |  | Dry |  | 2014-10-03
91717 | Magnesium, solids, 6 N hydrochloric acid extracted, recoverable, dry weight, milligrams per kilogram | Magnesium | mg/kg | Recoverable |  |  |  | Dry |  | 2014-10-03
91718 | Calcium, solids, 6 N hydrochloric acid extracted, recoverable, dry weight, milligrams per kilogram | Calcium | mg/kg | Recoverable |  |  |  | Dry |  | 2014-10-03
91719 | Chromium, solids, 6 N hydrochloric acid extracted, recoverable, dry weight, milligrams per kilogram | Chromium | mg/kg | Recoverable |  |  |  | Dry |  | 2014-10-03
91720 | Nickel, solids, 6 N hydrochloric acid extracted, recoverable, dry weight, milligrams per kilogram | Nickel | mg/kg | Recoverable |  |  |  | Dry |  | 2014-10-03
91721 | Copper, solids, 6 N hydrochloric acid extracted, recoverable, dry weight, milligrams per kilogram | Copper | mg/kg | Recoverable |  |  |  | Dry |  | 2014-10-03
91722 | Zinc, solids, 6 N hydrochloric acid extracted, recoverable, dry weight, milligrams per kilogram | Zinc | mg/kg | Recoverable |  |  |  | Dry |  | 2014-10-03
91723 | Lead, solids, 6 N hydrochloric acid extracted, recoverable, dry weight, milligrams per kilogram | Lead | mg/kg | Recoverable |  |  |  | Dry |  | 2014-10-03
91724 | Vanadium, solids, 6 N hydrochloric acid extracted, recoverable, dry weight, milligrams per kilogram | Vanadium | mg/kg | Recoverable |  |  |  | Dry |  | 2014-10-03
91725 | Uranium, solids, 6 N hydrochloric acid extracted, recoverable, dry weight, milligrams per kilogram | Uranium | mg/kg | Recoverable |  |  |  | Dry |  | 2020-01-21
91726 | Iron(II), solids, extracted by 0.5 M HCl, dry weight, milligram per kilogram | Ferrous ion | mg/kg |  |  |  |  | Dry |  | 2014-10-03
91728 | 2,4,6-Tribromophenol, surrogate, water, filtered, percent recovery | 2,4,6-Tribromophenol | % | Dissolved | [5 empty] | 2014-10-03
91729 | 2-Fluorobiphenyl, surrogate, water, filtered, percent recovery | 2-Fluorobiphenyl | % | Dissolved | [5 empty] | 2014-10-03
91730 | 2-Fluorophenol, surrogate, water, filtered, percent recovery | o-Fluorophenol | % | Dissolved | [5 empty] | 2014-10-03
91731 | Benzo[e]pyrene-d12, surrogate, water, filtered, percent recovery | Benzo[e]pyrene-d12 | % | Dissolved | [5 empty] | 2016-10-06
91732 | Dichlorooctafluorobiphenyl, surrogate, water, filtered, percent recovery | Dichlorooctafluorobiphenyl | % | Dissolved | [5 empty] | 2016-10-06
91733 | Nitrobenzene-d5, surrogate, water, filtered, percent recovery | Nitrobenzene-D5 | % | Dissolved | [5 empty] | 2014-10-03
91734 | Phenol-d5, surrogate, water, filtered, percent recovery | Phenol-d5 | % | Dissolved | [5 empty] | 2014-10-03
91735 | p-Terphenyl-d14, surrogate, water, filtered, percent recovery | p-Terphenyl-d14 | % | Dissolved | [5 empty] | 2014-10-03
91736 | Benzo[e]pyrene-d12, surrogate, water, unfiltered, percent recovery | Benzo[e]pyrene-d12 | % | Total | [5 empty] | 2016-10-06
91737 | Dichlorooctafluorobiphenyl, surrogate, water, unfiltered, percent recovery | Dichlorooctafluorobiphenyl | % | Total | [5 empty] | 2016-10-06
91738 | Phenol-d5, surrogate, water, unfiltered, percent recovery | Phenol-d5 | % | Total | [5 empty] | 2014-10-03
91739 | Atrazine-d5, surrogate, water, filtered, percent recovery | Atrazine-d5 (ethyl-d5) | % | Dissolved | [5 empty] | 2014-10-03
91740 | Warfarin-d5, surrogate, water, filtered, percent recovery | Warfarin-d5 | % | Dissolved | [5 empty] | 2014-10-03
91741 | Caffeine-d9, surrogate, water, filtered, percent recovery | Caffeine-d9 | % | Dissolved | [5 empty] | 2016-10-06
91742 | Caffeine-d9, surrogate, water, unfiltered, percent recovery | Caffeine-d9 | % | Total | [5 empty] | 2016-10-06
91743 | Caffeine-d9, surrogate, solids, recoverable, percent recovery | Caffeine-d9 | % | Recoverable | [5 empty] | 2016-10-06
91744 | 2(3)-tert-Butyl-4-hydroxyanisole, water, filtered, percent recovery | Butylated hydroxyanisole | % | Dissolved | [5 empty] | 2014-10-03
91745 | 2(3)-tert-Butyl-4-hydroxyanisole, water, unfiltered, percent recovery | Butylated hydroxyanisole | % | Total | [5 empty] | 2014-10-03
91746 | 2(3)-tert-Butyl-4-hydroxyanisole, solids, recoverable, percent recovery | Butylated hydroxyanisole | % | Recoverable | [5 empty] | 2014-10-03
91747 | Bisphenol A-d14, surrogate, water, filtered, percent recovery | Bisphenol A-d14 | % | Dissolved | [5 empty] | 2016-10-06
91748 | Bisphenol A-d14, surrogate, water, unfiltered, percent recovery | Bisphenol A-d14 | % | Total | [5 empty] | 2016-10-06
91749 | Bisphenol A-d14, surrogate, solids, recoverable, percent recovery | Bisphenol A-d14 | % | Recoverable | [5 empty] | 2016-10-06
91750 | Sertraline-d3, surrogate, water, filtered, percent recovery | Sertraline-d3 | % | Dissolved | [5 empty] | 2016-10-06
91751 | Sertraline-d3, surrogate, water, unfiltered, percent recovery | Sertraline-d3 | % | Recoverable | [5 empty] | 2016-10-06
91752 | Fluoxetine-d6, surrogate, water, unfiltered, percent recovery | Fluoxetine-d6 | % | Recoverable | [5 empty] | 2016-10-06
91753 | 17-beta-Estradiol-13,14,15,16,17,18-13C6, isotope dilution standard, water, filtered, percent recovery | 17.beta.-Estradiol-13,14,15,16,17,18-13C6 | % | Dissolved | [5 empty] | 2016-10-06
91754 | Estrone-13,14,15,16,17,18-13C6, isotope dilution standard, water, filtered, percent recovery | Estrone-13,14,15,16,17,18-13C6 | % | Dissolved | [5 empty] | 2016-10-06
91755 | 17-beta-Estradiol-13,14,15,16,17,18-13C6, isotope dilution standard, water, unfiltered, percent recovery | 17.beta.-Estradiol-13,14,15,16,17,18-13C6 | % | Recoverable | [5 empty] | 2016-10-06
91756 | Estrone-13,14,15,16,17,18-13C6, isotope dilution standard, water, unfiltered, percent recovery | Estrone-13,14,15,16,17,18-13C6 | % | Recoverable | [5 empty] | 2016-10-06
91757 | 17-beta-Estradiol-13,14,15,16,17,18-13C6, isotope dilution standard, solids, percent recovery | 17.beta.-Estradiol-13,14,15,16,17,18-13C6 | % | Recoverable | [5 empty] | 2016-10-06
91758 | Estrone-13,14,15,16,17,18-13C6, isotope dilution standard, solids, percent recovery | Estrone-13,14,15,16,17,18-13C6 | % | Recoverable | [5 empty] | 2016-10-06
91759 | 17-beta-Estradiol-13,14,15,16,17,18-13C6, isotope dilution standard, suspended sediment, percent recovery | 17.beta.-Estradiol-13,14,15,16,17,18-13C6 | % | Suspended | [5 empty] | 2016-10-06
91760 | Estrone-13,14,15,16,17,18-13C6, isotope dilution standard, suspended sediment, percent recovery | Estrone-13,14,15,16,17,18-13C6 | % | Suspended | [5 empty] | 2016-10-06
91761 | 17-beta-Estradiol-13,14,15,16,17,18-13C6, isotope dilution standard, polar organic chemical integrative sampler (POCIS), percent recovery | 17.beta.-Estradiol-13,14,15,16,17,18-13C6 | % | Recoverable | [5 empty] | 2016-10-06
91762 | Estrone-13,14,15,16,17,18-13C6, isotope dilution standard, polar organic chemical integrative sampler (POCIS), percent recovery | Estrone-13,14,15,16,17,18-13C6 | % | Recoverable | [5 empty] | 2016-10-06
91763 | 17-beta-Estradiol-13,14,15,16,17,18-13C6, isotope dilution standard, biota, tissue, percent recovery | 17.beta.-Estradiol-13,14,15,16,17,18-13C6 | % | [6 empty] | 2016-10-06
91764 | Estrone-13,14,15,16,17,18-13C6, isotope dilution standard, biota, tissue, percent recovery | Estrone-13,14,15,16,17,18-13C6 | % | [6 empty] | 2016-10-06
91765 | PCB congener 202-13C12, surrogate, Halogenated method, water, unfiltered, percent recovery | PCB congener 202-13C12 | % | Recoverable | [5 empty] | 2016-10-06
91766 | p,p'-DDT-d8, surrogate, Halogenated method, water, unfiltered, percent recovery | p,p'-DDT-d8 | % | Recoverable | [5 empty] | 2016-10-06
91767 | 4,4'-Dibromooctafluorobiphenyl, internal standard/surrogate, water, unfiltered, percent recovery | 4,4'-Dibromo-2,2',3,3',5,5',6,6'-octafluorobiphenyl | % | Recoverable | [5 empty] | 2014-10-03
91769 | Thiabendazole-d4, surrogate, water, filtered (0.2 micron filter), percent recovery | Thiabendazole-d4 | % | Dissolved |  |  |  |  | < 0.2 um | 2016-10-06
91770 | Azithromycin-d3, surrogate, water, filtered (0.2 micron filter), percent recovery | Azithromycin-d3 | % | Dissolved |  |  |  |  | < 0.2 um | 2016-10-06
91771 | Simvastatin-d6, surrogate, water, filtered (0.2 micron filter), percent recovery | Simvastatin-d6 | % | Dissolved |  |  |  |  | < 0.2 um | 2016-10-06
91772 | Albuterol-d9, surrogate, water, filtered (0.2 micron filter), percent recovery | Albuterol-d9 | % | Dissolved |  |  |  |  | < 0.2 um | 2016-10-06
91773 | Diltiazem-d3, surrogate, water, filtered (0.2 micron filter), percent recovery | Diltiazem-d3 | % | Dissolved |  |  |  |  | < 0.2 um | 2016-10-06
91774 | Trimethoprim-d9, surrogate, water, filtered (0.2 micron filter), percent recovery | Trimethoprim-d9 | % | Dissolved |  |  |  |  | < 0.2 um | 2016-10-06
91775 | Acetaminophen-d3, surrogate, water, filtered (0.2 micron filter), percent recovery | Acetaminophen-d3 | % | Dissolved |  |  |  |  | < 0.2 um | 2016-10-06
91776 | Norfluoxetine-d6, surrogate, water, filtered (0.2 micron filter), percent recovery | Norfluoxetine-d6 | % | Dissolved |  |  |  |  | < 0.2 um | 2016-10-06
91777 | Methadone-d9, surrogate, water, filtered (0.2 micron filter), percent recovery | Methadone-d9 | % | Dissolved |  |  |  |  | < 0.2 um | 2016-10-06
91778 | Oxycodone-d3, surrogate, water, filtered (0.2 micron filter), percent recovery | Oxycodone-d3 | % | Dissolved |  |  |  |  | < 0.2 um | 2016-10-06
91779 | Hydrocodone-d3, surrogate, water, filtered (0.2 micron filter), percent recovery | Hydrocodone-d3 | % | Dissolved |  |  |  |  | < 0.2 um | 2014-10-03
91780 | Temazepam-d5, surrogate, water, filtered (0.2 micron filter), percent recovery | Temazepam-d5 | % | Dissolved |  |  |  |  | < 0.2 um | 2016-10-06
91781 | Caffeine-(trimethyl-13C3), surrogate, water, filtered (0.2 micron filter), percent recovery | Caffeine-trimethyl-13C3 | % | Dissolved |  |  |  |  | < 0.2 um | 2014-10-03
91782 | Sulfamethoxazole-(phenyl-13C6), surrogate, water, filtered (0.2 micron filter), percent recovery | Sulfamethoxazole-13C6 | % | Dissolved |  |  |  |  | < 0.2 um | 2014-10-03
91783 | Cotinine-d3, surrogate, water, filtered (0.2 micron filter), percent recovery | Cotinine-d3 | % | Dissolved |  |  |  |  | < 0.2 um | 2014-10-03
91784 | Amphetamine-d6, surrogate, water, filtered (0.2 micron filter), percent recovery | Amphetamine-d6 | % | Dissolved |  |  |  |  | < 0.2 um | 2016-10-06
91785 | 4,4'-Dibromooctafluorobiphenyl, internal standard/surrogate, solids, percent recovery | 4,4'-Dibromo-2,2',3,3',5,5',6,6'-octafluorobiphenyl | % | [6 empty] | 2014-10-03
91786 | Codeine-d6, surrogate, water, filtered (0.2 micron filter), percent recovery | Codeine-d6 | % | Dissolved |  |  |  |  | < 0.2 um | 2016-10-06
91787 | Pseudoephedrine-d3, surrogate, water, filtered (0.2 micron filter), percent recovery | Pseudoephedrine-d3 | % | Dissolved |  |  |  |  | < 0.2 um | 2016-10-06
91788 | Diphenhydramine-d3, surrogate, water, filtered (0.2 micron filter), percent recovery | Diphenhydramine-d3 | % | Dissolved |  |  |  |  | < 0.2 um | 2016-10-06
91789 | Fluoxetine-d6, surrogate, water, filtered (0.2 micron filter), percent recovery | Fluoxetine-d6 | % | Dissolved |  |  |  |  | < 0.2 um | 2016-10-06
91790 | Diazepam-d5, surrogate, water, filtered (0.2 micron filter), percent recovery | Diazepam-D5 | % | Dissolved |  |  |  |  | < 0.2 um | 2014-10-03
91791 | Butalbital-d5, surrogate, water, filtered (0.2 micron filter), percent recovery | Butalbital-d5 | % | Dissolved |  |  |  |  | < 0.2 um | 2016-10-06
91792 | Pentobarbital-d5, surrogate, water, filtered (0.2 micron filter), percent recovery | Pentobarbital-d5 | % | Dissolved |  |  |  |  | < 0.2 um | 2016-10-06
91793 | Codeine-d6, surrogate, water, filtered, percent recovery | Codeine-d6 | % | Dissolved | [5 empty] | 2016-10-06
91794 | Pseudoephedrine-d3, surrogate, water, filtered, percent recovery | Pseudoephedrine-d3 | % | Dissolved | [5 empty] | 2016-10-06
91795 | Diphenhydramine-d3, surrogate, water, filtered, percent recovery | Diphenhydramine-d3 | % | Dissolved | [5 empty] | 2016-10-06
91796 | Fluoxetine-d6, surrogate, water, filtered, percent recovery | Fluoxetine-d6 | % | Dissolved | [5 empty] | 2016-10-06
91797 | Diazepam-d5, surrogate, water, filtered, percent recovery | Diazepam-D5 | % | Dissolved | [5 empty] | 2015-04-09
91798 | Pentobarbital-d5, surrogate, water, filtered, percent recovery | Pentobarbital-d5 | % | Dissolved | [5 empty] | 2016-10-06
91799 | Butalbital-d5, surrogate, water, filtered, percent recovery | Butalbital-d5 | % | Dissolved | [5 empty] | 2016-10-06
91800 | Progesterone-2,2,4,6,6,17a,21,21,21-d9, isotope dilution standard, suspended sediment, percent recovery | Progesterone-d9 | % | Suspended | [5 empty] | 2014-10-03
91801 | Dihydrotestosterone-1,2,4,5a-d4, isotope dilution standard, suspended sediment, percent recovery | Dihydrotestosterone-1,2,4,5a-d4 | % | Suspended | [5 empty] | 2016-10-06
91802 | Testosterone-2,2,4,6,6-d5, isotope dilution standard, suspended sediment, percent recovery | Testosterone-d5 | % | Suspended | [5 empty] | 2014-10-03
91803 | 17-beta-Trenbolone-d2, isotope dilution standard, suspended sediment, percent recovery | 17.beta.-Trenbolone-d2 | % | Suspended | [5 empty] | 2016-10-06
91804 | 17-alpha-Estradiol-2,4-d2, isotope dilution standard, solids, percent recovery | 17.alpha.-Estradiol-2,4-d2 | % | [6 empty] | 2016-10-06
91805 | 17-alpha-Ethynylestradiol-2,4,16,16-d4, isotope dilution standard, solids, percent recovery | Ethynylestradiol-d4 | % | [6 empty] | 2016-10-06
91806 | Norethindrone-2,2,4,6,6,10-d6, isotope dilution standard, solids, percent recovery | Norethindrone-2,2,4,6,6,10-d6 | % | [6 empty] | 2016-10-06
91807 | 4-Androstene-3,17-dione-2,2,4,6,6,16,16-d7, isotope dilution standard, solids, percent recovery | Androstenedione-d7 | % | [6 empty] | 2014-10-03
91808 | cis-Androsterone-2,2,3,4,4-d5, isotope dilution standard, solids, percent recovery | cis-Androsterone-2,2,3,4,4-d5 | % | [6 empty] | 2016-10-06
91809 | Diethyl-1,1,1',1'-d4-stilbestrol-3,3',5,5'-d4, isotope dilution standard, solids, percent recovery | Diethyl-1,1,1',1'-d4-stilbestrol-3,3',5,5'-d4 | % | [6 empty] | 2016-10-06
91810 | Equilin-2,4,16,16-d4, isotope dilution standard, solids, percent recovery | Equilin-d4 | % | [6 empty] | 2014-10-03
91811 | Estriol-2,4,17-d3, isotope dilution standard, solids, percent recovery | Estriol-d3 | % | [6 empty] | 2014-10-03
91812 | Estrone-2,4,16,16-d4, isotope dilution standard, solids, percent recovery | Estrone-d4 | % | [6 empty] | 2014-10-03
91813 | Mestranol-2,4,16,16-d4, isotope dilution standard, solids, percent recovery | Mestranol-2,4,16,16-d4 | % | [6 empty] | 2016-10-06
91814 | Progesterone-2,2,4,6,6,17a,21,21,21-d9, isotope dilution standard, solids, percent recovery | Progesterone-d9 | % | [6 empty] | 2014-10-03
91815 | Dihydrotestosterone-1,2,4,5a-d4, isotope dilution standard, solids, percent recovery | Dihydrotestosterone-1,2,4,5a-d4 | % | [6 empty] | 2016-10-06
91816 | Testosterone-2,2,4,6,6-d5, isotope dilution standard, solids, percent recovery | Testosterone-d5 | % | [6 empty] | 2014-10-03
91817 | 17-beta-Trenbolone-d2, isotope dilution standard, solids, percent recovery | 17.beta.-Trenbolone-d2 | % | [6 empty] | 2016-10-06
91818 | Toluene-d8, surrogate, EPA 524.2, water, unfiltered, percent recovery | Toluene-d8 | % | Total | [5 empty] | 2017-06-30
91819 | N-Nitrosodimethylamine-d6, surrogate, water, unfiltered, percent recovery | N-Nitrosodimethylamine-d6 | % | Total | [5 empty] | 2016-10-06
91820 | Nitrobenzene-d5, surrogate, water, unfiltered, percent recovery | Nitrobenzene-D5 | % | Total | [5 empty] | 2014-10-03
91821 | p-Terphenyl-d14, surrogate, water, unfiltered, percent recovery | p-Terphenyl-d14 | % | Total | [5 empty] | 2014-10-03
91822 | 2-Fluorobiphenyl, surrogate, water, unfiltered, percent recovery | 2-Fluorobiphenyl | % | Total | [5 empty] | 2014-10-03
91823 | Perchlorate, spike, water, unfiltered, percent recovery | Perchlorate | % | Total | [5 empty] | 2014-10-03
91824 | 1,2,3-Trichloropropane, spike, water, unfiltered, percent recovery | 1,2,3-Trichloropropane | % | Total | [5 empty] | 2014-10-03
91825 | N-Nitrosodimethylamine (NDMA), spike, water, unfiltered, percent recovery | N-Nitrosodimethylamine | % | Total | [5 empty] | 2018-01-05
91826 | 1,4-Dioxane, spike, water, unfiltered, percent recovery | 1,4-Dioxane | % | Total | [5 empty] | 2014-10-03
91827 | Lindane-13C6, surrogate, solids, dry weight, percent recovery | 13C-gHCH (Lindane) | % |  |  |  |  | Dry |  | 2020-01-21
91828 | p,p'-DDT-d8, surrogate, solids, dry weight, percent recovery | p,p'-DDT-d8 | % |  |  |  |  | Dry |  | 2016-10-06
91829 | 2-Fluorobiphenyl, surrogate, semipermeable membrane device, percent recovery | 2-Fluorobiphenyl | % | [6 empty] | 2014-10-03
91830 | Nitrobenzene-d5, surrogate, semipermeable membrane device, percent recovery | Nitrobenzene-D5 | % | [6 empty] | 2014-10-03
91831 | p-Terphenyl-d14, surrogate, semipermeable membrane device, percent recovery | p-Terphenyl-d14 | % | [6 empty] | 2014-10-03
91832 | alpha-HCH-d6, surrogate, semipermeable membrane device, percent recovery | .alpha.-1,2,3,4,5,6-Hexachlorocyclohexane-D6 or alpha-HCH D6 | % | [6 empty] | 2020-01-21
91833 | Diazinon-d10, surrogate, semipermeable membrane device, percent recovery | Diazinon-D10 | % | [6 empty] | 2014-10-03
91834 | PCB congener 207, surrogate, semipermeable membrane device, percent recovery | 2,2',3,3',4,4',5,6,6'-Nonachlorobiphenyl | % | [6 empty] | 2014-10-03
91835 | alpha-HCH-d6, surrogate, Fungicide method, water, filtered, percent recovery | .alpha.-1,2,3,4,5,6-Hexachlorocyclohexane-D6 or alpha-HCH D6 | % | Dissolved | [5 empty] | 2020-01-21
91836 | Diazinon-d10, surrogate, Fungicide method, water, filtered, percent recovery | Diazinon-D10 | % | Dissolved | [5 empty] | 2014-10-03
91837 | Tetrachlorophthalonitrile, surrogate, Fungicide method, water, filtered, percent recovery | Tetrachlorophthalonitrile | % | Dissolved | [5 empty] | 2016-10-06
91838 | 17-alpha-Estradiol-2,4-d2, isotope dilution standard, biota, tissue, percent recovery | 17.alpha.-Estradiol-2,4-d2 | % | [6 empty] | 2016-10-06
91839 | 17-alpha-Ethynylestradiol-2,4,16,16-d4, isotope dilution standard, biota, tissue, percent recovery | Ethynylestradiol-d4 | % | [6 empty] | 2016-10-06
91840 | Norethindrone-2,2,4,6,6,10-d6, isotope dilution standard, biota, tissue, percent recovery | Norethindrone-2,2,4,6,6,10-d6 | % | [6 empty] | 2016-10-06
91841 | 4-Androstene-3,17-dione-2,2,4,6,6,16,16-d7, isotope dilution standard, biota, tissue, percent recovery | Androstenedione-d7 | % | [6 empty] | 2014-10-03
91842 | cis-Androsterone-2,2,3,4,4-d5, isotope dilution standard, biota, tissue, percent recovery | cis-Androsterone-2,2,3,4,4-d5 | % | [6 empty] | 2016-10-06
91843 | trans-Diethyl-1,1,1',1'-d4-stilbestrol-3,3',5,5'-d4, isotope dilution standard, biota, tissue, percent recovery | trans-Diethyl-1,1,1',1'-d4-stilbestrol-3,3',5,5'-d4 | % | [6 empty] | 2016-10-06
91844 | Equilin-2,4,16,16-d4, isotope dilution standard, biota, tissue, percent recovery | Equilin-d4 | % | [6 empty] | 2014-10-03
91845 | Estriol-2,4,17-d3, isotope dilution standard, biota, tissue, percent recovery | Estriol-d3 | % | [6 empty] | 2014-10-03
91846 | Estrone-2,4,16,16-d4, isotope dilution standard, biota, tissue, percent recovery | Estrone-d4 | % | [6 empty] | 2014-10-03
91847 | Mestranol-2,4,16,16-d4, isotope dilution standard, biota, tissue, percent recovery | Mestranol-2,4,16,16-d4 | % | [6 empty] | 2016-10-06
91848 | Progesterone-2,2,4,6,6,17a,21,21,21-d9, isotope dilution standard, biota, tissue, percent recovery | Progesterone-d9 | % | [6 empty] | 2014-10-03
91849 | Dihydrotestosterone-1,2,4,5a-d4, isotope dilution standard, biota, tissue, percent recovery | Dihydrotestosterone-1,2,4,5a-d4 | % | [6 empty] | 2016-10-06
91850 | Testosterone-2,2,4,6,6-d5, isotope dilution standard, biota, tissue, percent recovery | Testosterone-d5 | % | [6 empty] | 2014-10-03
91851 | 17-beta-Trenbolone-d2, isotope dilution standard, biota, tissue, percent recovery | 17.beta.-Trenbolone-d2 | % | [6 empty] | 2016-10-06
91852 | 17-alpha-Estradiol-2,4-d2, isotope dilution standard, polar organic chemical integrative sampler (POCIS), percent recovery | 17.alpha.-Estradiol-2,4-d2 | % | [6 empty] | 2016-10-06
91853 | 17-alpha-Ethynylestradiol-2,4,16,16-d4, isotope dilution standard, polar organic chemical integrative sampler (POCIS), percent recovery | Ethynylestradiol-d4 | % | [6 empty] | 2016-10-06
91854 | Norethindrone-2,2,4,6,6,10-d6, isotope dilution standard, polar organic chemical integrative sampler (POCIS), percent recovery | Norethindrone-2,2,4,6,6,10-d6 | % | [6 empty] | 2016-10-06
91855 | 4-Androstene-3,17-dione-2,2,4,6,6,16,16-d7, isotope dilution standard, polar organic chemical integrative sampler (POCIS), percent recovery | Androstenedione-d7 | % | [6 empty] | 2014-10-03
91856 | cis-Androsterone-16,16-d2, isotope dilution standard, polar organic chemical integrative sampler (POCIS), percent recovery | cis-Androsterone-16,16-d2 | % | [6 empty] | 2016-10-06
91857 | trans-Diethyl-1,1,1',1'-d4-stilbestrol-3,3',5,5'-d4, isotope dilution standard, polar organic chemical integrative sampler (POCIS), percent recovery | trans-Diethyl-1,1,1',1'-d4-stilbestrol-3,3',5,5'-d4 | % | [6 empty] | 2016-10-06
91858 | Equilin-2,4,16,16-d4, isotope dilution standard, polar organic chemical integrative sampler (POCIS), percent recovery | Equilin-d4 | % | [6 empty] | 2014-10-03
91859 | Estriol-2,4,17-d3, isotope dilution standard, polar organic chemical integrative sampler (POCIS), percent recovery | Estriol-d3 | % | [6 empty] | 2014-10-03
91860 | Estrone-2,4,16,16-d4, isotope dilution standard, polar organic chemical integrative sampler (POCIS), percent recovery | Estrone-d4 | % | [6 empty] | 2014-10-03
91861 | Mestranol-2,4,16,16-d4, isotope dilution standard, polar organic chemical integrative sampler (POCIS), percent recovery | Mestranol-2,4,16,16-d4 | % | [6 empty] | 2016-10-06
91862 | Progesterone-2,2,4,6,6,17a,21,21,21-d9, isotope dilution standard, polar organic chemical integrative sampler (POCIS), percent recovery | Progesterone-d9 | % | [6 empty] | 2014-10-03
91863 | Dihydrotestosterone-1,2,4,5a-d4, isotope dilution standard, polar organic chemical integrative sampler (POCIS), percent recovery | Dihydrotestosterone-1,2,4,5a-d4 | % | [6 empty] | 2016-10-06
91864 | Testosterone-2,2,4,6,6-d5, isotope dilution standard, polar organic chemical integrative sampler (POCIS), percent recovery | Testosterone-d5 | % | [6 empty] | 2014-10-03
91865 | 17-beta-Trenbolone-d2, isotope dilution standard, polar organic chemical integrative sampler (POCIS), percent recovery | 17.beta.-Trenbolone-d2 | % | [6 empty] | 2016-10-06
91866 | 2-Fluorobiphenyl, surrogate, air, particulate filter, percent recovery | 2-Fluorobiphenyl | % | [6 empty] | 2014-10-03
91867 | Nitrobenzene-d5, surrogate, air, particulate filter, percent recovery | Nitrobenzene-D5 | % | [6 empty] | 2014-10-03
91868 | Terphenyl-d14, surrogate, air, particulate filter, percent recovery | Terphenyl-d14 | % | [6 empty] | 2016-10-06
91869 | 2-Fluorobiphenyl, surrogate, air, top sorbent trap, percent recovery | 2-Fluorobiphenyl | % | [6 empty] | 2014-10-03
91870 | Nitrobenzene-d5, surrogate, air, top sorbent trap, percent recovery | Nitrobenzene-D5 | % | [6 empty] | 2014-10-03
91871 | Terphenyl-d14, surrogate, air, top sorbent trap, percent recovery | Terphenyl-d14 | % | [6 empty] | 2016-10-06
91872 | 2-Fluorobiphenyl, surrogate, air, bottom sorbent trap, percent recovery | 2-Fluorobiphenyl | % | [6 empty] | 2014-10-03
91873 | Nitrobenzene-d5, surrogate, air, bottom sorbent trap, percent recovery | Nitrobenzene-D5 | % | [6 empty] | 2014-10-03
91874 | Terphenyl-d14, surrogate, air, bottom sorbent trap, percent recovery | Terphenyl-d14 | % | [6 empty] | 2016-10-06
91875 | 2-Fluorobiphenyl, surrogate, air, top plus bottom sorbent trap, percent recovery | 2-Fluorobiphenyl | % | [6 empty] | 2014-10-03
91876 | Nitrobenzene-d5, surrogate, air, top plus bottom sorbent trap, percent recovery | Nitrobenzene-D5 | % | [6 empty] | 2014-10-03
91877 | Terphenyl-d14, surrogate, air, top plus bottom sorbent trap, percent recovery | Terphenyl-d14 | % | [6 empty] | 2016-10-06
91878 | alpha-HCH-d6, surrogate, air, particulate filter, Method 2, percent recovery | .alpha.-1,2,3,4,5,6-Hexachlorocyclohexane-D6 or alpha-HCH D6 | % | [6 empty] | 2020-01-21
91879 | Diazinon-d10, surrogate, air, particulate filter, Method 2, percent recovery | Diazinon-D10 | % | [6 empty] | 2014-10-03
91880 | alpha-HCH-d6, surrogate, air, top sorbent trap, Method 2, percent recovery | .alpha.-1,2,3,4,5,6-Hexachlorocyclohexane-D6 or alpha-HCH D6 | % | [6 empty] | 2020-01-21
91881 | Diazinon-d10, surrogate, air, top sorbent trap, Method 2, percent recovery | Diazinon-D10 | % | [6 empty] | 2014-10-03
91882 | alpha-HCH-d6, surrogate, air, bottom sorbent trap, Method 2, percent recovery | .alpha.-1,2,3,4,5,6-Hexachlorocyclohexane-D6 or alpha-HCH D6 | % | [6 empty] | 2020-01-21
91883 | Diazinon-d10, surrogate, air, bottom sorbent trap, Method 2, percent recovery | Diazinon-D10 | % | [6 empty] | 2014-10-03
91884 | alpha-HCH-d6, surrogate, air, top plus bottom sorbent trap, Method 2, percent recovery | .alpha.-1,2,3,4,5,6-Hexachlorocyclohexane-D6 or alpha-HCH D6 | % | [6 empty] | 2020-01-21
91885 | Diazinon-d10, surrogate, air, top plus bottom sorbent trap, Method 2, percent recovery | Diazinon-D10 | % | [6 empty] | 2014-10-03
91886 | Bisphenol A-d16, surrogate, air, particulate filter, percent recovery | Bisphenol A-d16 | % | [6 empty] | 2014-10-03
91887 | Caffeine-13C, surrogate, air, particulate filter, percent recovery | Caffeine-13C | % | [6 empty] | 2016-10-06
91888 | Decafluorobiphenyl, surrogate, air, particulate filter, percent recovery | Decafluorobiphenyl | % | [6 empty] | 2014-10-03
91889 | Fluoranthene-d10, surrogate, air, particulate filter, percent recovery | Fluoranthene-d10 | % | [6 empty] | 2020-01-21
91890 | Bisphenol A-d16, surrogate, air, top sorbent trap, percent recovery | Bisphenol A-d16 | % | [6 empty] | 2014-10-03
91891 | Caffeine-13C, surrogate, air, top sorbent trap, percent recovery | Caffeine-13C | % | [6 empty] | 2016-10-06
91892 | Decafluorobiphenyl, surrogate, air, top sorbent trap, percent recovery | Decafluorobiphenyl | % | [6 empty] | 2014-10-03
91893 | Fluoranthene-d10, surrogate, air, top sorbent trap, percent recovery | Fluoranthene-d10 | % | [6 empty] | 2020-01-21
91894 | Bisphenol A-d16, surrogate, air, bottom sorbent trap, percent recovery | Bisphenol A-d16 | % | [6 empty] | 2014-10-03
91895 | Caffeine-13C, surrogate, air, bottom sorbent trap, percent recovery | Caffeine-13C | % | [6 empty] | 2016-10-06
91896 | Decafluorobiphenyl, surrogate, air, bottom sorbent trap, percent recovery | Decafluorobiphenyl | % | [6 empty] | 2014-10-03
91897 | Fluoranthene-d10, surrogate, air, bottom sorbent trap, percent recovery | Fluoranthene-d10 | % | [6 empty] | 2020-01-21
91898 | Bisphenol A-d16, surrogate, air, top plus bottom sorbent trap, percent recovery | Bisphenol A-d16 | % | [6 empty] | 2014-10-03
91899 | Caffeine-13C, surrogate, air, top plus bottom sorbent trap, percent recovery | Caffeine-13C | % | [6 empty] | 2016-10-06
91900 | Decafluorobiphenyl, surrogate, air, top plus bottom sorbent trap, percent recovery | Decafluorobiphenyl | % | [6 empty] | 2014-10-03
91901 | Fluoranthene-d10, surrogate, air, top plus bottom sorbent trap, percent recovery | Fluoranthene-d10 | % | [6 empty] | 2020-01-21
91902 | PCB congener 207, surrogate, air, particulate filter, percent recovery | 2,2',3,3',4,4',5,6,6'-Nonachlorobiphenyl | % | [6 empty] | 2014-10-03
91903 | PCB congener 207, surrogate, air, top sorbent trap, filter, percent recovery | 2,2',3,3',4,4',5,6,6'-Nonachlorobiphenyl | % | [6 empty] | 2014-10-03
91904 | PCB congener 207, surrogate, air, bottom sorbent trap, filter, percent recovery | 2,2',3,3',4,4',5,6,6'-Nonachlorobiphenyl | % | [6 empty] | 2014-10-03
91905 | PCB congener 207, surrogate, air, top plus bottom sorbent trap, filter, percent recovery | 2,2',3,3',4,4',5,6,6'-Nonachlorobiphenyl | % | [6 empty] | 2014-10-03
91906 | 17-alpha-Estradiol-2,4-d2, isotope dilution standard, air, particulate filter, percent recovery | 17.alpha.-Estradiol-2,4-d2 | % | [6 empty] | 2016-10-06
91907 | 17-alpha-Ethynylestradiol-2,4,16,16-d4, isotope dilution standard, air, particulate filter, percent recovery | Ethynylestradiol-d4 | % | [6 empty] | 2016-10-06
91908 | Norethindrone-2,2,4,6,6,10-d6, isotope dilution standard, air, particulate filter, percent recovery | Norethindrone-2,2,4,6,6,10-d6 | % | [6 empty] | 2016-10-06
91909 | 4-Androstene-3,17-dione-2,2,4,6,6,16,16-d7, isotope dilution standard, air, particulate filter, percent recovery | Androstenedione-d7 | % | [6 empty] | 2014-10-03
91910 | cis-Androsterone-2,2,3,4,4-d5, isotope dilution standard, air, particulate filter, percent recovery | cis-Androsterone-2,2,3,4,4-d5 | % | [6 empty] | 2016-10-06
91911 | trans-Diethyl-1,1,1',1'-d4-stilbestrol-3,3',5,5'-d4, isotope dilution standard, air, particulate filter, percent recovery | trans-Diethyl-1,1,1',1'-d4-stilbestrol-3,3',5,5'-d4 | % | [6 empty] | 2016-10-06
91912 | Equilin-2,4,16,16-d4, isotope dilution standard, air, particulate filter, percent recovery | Equilin-d4 | % | [6 empty] | 2014-10-03
91913 | Estriol-2,4,17-d3, isotope dilution standard, air, particulate filter, percent recovery | Estriol-d3 | % | [6 empty] | 2014-10-03
91914 | Estrone-2,4,16,16-d4, isotope dilution standard, air, particulate filter, percent recovery | Estrone-d4 | % | [6 empty] | 2014-10-03
91915 | Mestranol-2,4,16,16-d4, isotope dilution standard, air, particulate filter, percent recovery | Mestranol-2,4,16,16-d4 | % | [6 empty] | 2016-10-06
91916 | Progesterone-2,2,4,6,6,17a,21,21,21-d9, isotope dilution standard, air, particulate filter, percent recovery | Progesterone-d9 | % | [6 empty] | 2014-10-03
91917 | Dihydrotestosterone-1,2,4,5a-d4, isotope dilution standard, air, particulate filter, percent recovery | Dihydrotestosterone-1,2,4,5a-d4 | % | [6 empty] | 2016-10-06
91918 | Testosterone-2,2,4,6,6-d5, isotope dilution standard, air, particulate filter, percent recovery | Testosterone-d5 | % | [6 empty] | 2014-10-03
91919 | 17-beta-Trenbolone-d2, isotope dilution standard, air, particulate filter, percent recovery | 17.beta.-Trenbolone-d2 | % | [6 empty] | 2016-10-06
91920 | 17-alpha-Estradiol-2,4-d2, isotope dilution standard, air, top sorbent trap, percent recovery | 17.alpha.-Estradiol-2,4-d2 | % | [6 empty] | 2016-10-06
91921 | 17-alpha-Ethynylestradiol-2,4,16,16-d4, isotope dilution standard, air, top sorbent trap, percent recovery | Ethynylestradiol-d4 | % | [6 empty] | 2016-10-06
91922 | Norethindrone-2,2,4,6,6,10-d6, isotope dilution standard, air, top sorbent trap, percent recovery | Norethindrone-2,2,4,6,6,10-d6 | % | [6 empty] | 2016-10-06
91923 | 4-Androstene-3,17-dione-2,2,4,6,6,16,16-d7, isotope dilution standard, air, top sorbent trap, percent recovery | Androstenedione-d7 | % | [6 empty] | 2014-10-03
91924 | cis-Androsterone-2,2,3,4,4-d5, isotope dilution standard, air, top sorbent trap, percent recovery | cis-Androsterone-2,2,3,4,4-d5 | % | [6 empty] | 2016-10-06
91925 | trans-Diethyl-1,1,1',1'-d4-stilbestrol-3,3',5,5'-d4, isotope dilution standard, air, top sorbent trap, percent recovery | trans-Diethyl-1,1,1',1'-d4-stilbestrol-3,3',5,5'-d4 | % | [6 empty] | 2016-10-06
91926 | Equilin-2,4,16,16-d4, isotope dilution standard, air, top sorbent trap, percent recovery | Equilin-d4 | % | [6 empty] | 2014-10-03
91927 | Estriol-2,4,17-d3, isotope dilution standard, air, top sorbent trap, percent recovery | Estriol-d3 | % | [6 empty] | 2014-10-03
91928 | Estrone-2,4,16,16-d4, isotope dilution standard, air, top sorbent trap, percent recovery | Estrone-d4 | % | [6 empty] | 2014-10-03
91929 | Mestranol-2,4,16,16-d4, isotope dilution standard, air, top sorbent trap, percent recovery | Mestranol-2,4,16,16-d4 | % | [6 empty] | 2016-10-06
91930 | Progesterone-2,2,4,6,6,17a,21,21,21-d9, isotope dilution standard, air, top sorbent trap, percent recovery | Progesterone-d9 | % | [6 empty] | 2014-10-03
91931 | Dihydrotestosterone-1,2,4,5a-d4, isotope dilution standard, air, top sorbent trap, percent recovery | Dihydrotestosterone-1,2,4,5a-d4 | % | [6 empty] | 2016-10-06
91932 | Testosterone-2,2,4,6,6-d5, isotope dilution standard, air, top sorbent trap, percent recovery | Testosterone-d5 | % | [6 empty] | 2014-10-03
91933 | 17-beta-Trenbolone-d2, isotope dilution standard, air, top sorbent trap, percent recovery | 17.beta.-Trenbolone-d2 | % | [6 empty] | 2016-10-06
91934 | 17-alpha-Estradiol-2,4-d2, isotope dilution standard, air, bottom sorbent trap, percent recovery | 17.alpha.-Estradiol-2,4-d2 | % | [6 empty] | 2016-10-06
91935 | 17-alpha-Ethynylestradiol-2,4,16,16-d4, isotope dilution standard, air, bottom sorbent trap, percent recovery | Ethynylestradiol-d4 | % | [6 empty] | 2016-10-06
91936 | Norethindrone-2,2,4,6,6,10-d6, isotope dilution standard, air, bottom sorbent trap, percent recovery | Norethindrone-2,2,4,6,6,10-d6 | % | [6 empty] | 2016-10-06
91937 | 4-Androstene-3,17-dione-2,2,4,6,6,16,16-d7, isotope dilution standard, air, bottom sorbent trap, percent recovery | Androstenedione-d7 | % | [6 empty] | 2014-10-03
91938 | cis-Androsterone-2,2,3,4,4-d5, isotope dilution standard, air, bottom sorbent trap, percent recovery | cis-Androsterone-2,2,3,4,4-d5 | % | [6 empty] | 2016-10-06
91939 | trans-Diethyl-1,1,1',1'-d4-stilbestrol-3,3',5,5'-d4, isotope dilution standard, air, bottom sorbent trap, percent recovery | trans-Diethyl-1,1,1',1'-d4-stilbestrol-3,3',5,5'-d4 | % | [6 empty] | 2016-10-06
91940 | Equilin-2,4,16,16-d4, isotope dilution standard, air, bottom sorbent trap, percent recovery | Equilin-d4 | % | [6 empty] | 2014-10-03
91941 | Estriol-2,4,17-d3, isotope dilution standard, air, bottom sorbent trap, percent recovery | Estriol-d3 | % | [6 empty] | 2014-10-03
91942 | Estrone-2,4,16,16-d4, isotope dilution standard, air, bottom sorbent trap, percent recovery | Estrone-d4 | % | [6 empty] | 2014-10-03
91943 | Mestranol-2,4,16,16-d4, isotope dilution standard, air, bottom sorbent trap, percent recovery | Mestranol-2,4,16,16-d4 | % | [6 empty] | 2016-10-06
91944 | Progesterone-2,2,4,6,6,17a,21,21,21-d9, isotope dilution standard, air, bottom sorbent trap, percent recovery | Progesterone-d9 | % | [6 empty] | 2014-10-03
91945 | Dihydrotestosterone-1,2,4,5a-d4, isotope dilution standard, air, bottom sorbent trap, percent recovery | Dihydrotestosterone-1,2,4,5a-d4 | % | [6 empty] | 2016-10-06
91946 | Testosterone-2,2,4,6,6-d5, isotope dilution standard, air, bottom sorbent trap, percent recovery | Testosterone-d5 | % | [6 empty] | 2014-10-03
91947 | 17-beta-Trenbolone-d2, isotope dilution standard, air, bottom sorbent trap, percent recovery | 17.beta.-Trenbolone-d2 | % | [6 empty] | 2016-10-06
91948 | 17-alpha-Estradiol-2,4-d2, isotope dilution standard, air, top plus bottom sorbent trap, percent recovery | 17.alpha.-Estradiol-2,4-d2 | % | [6 empty] | 2016-10-06
91949 | 17-alpha-Ethynylestradiol-2,4,16,16-d4, isotope dilution standard, air, top plus bottom sorbent trap, percent recovery | Ethynylestradiol-d4 | % | [6 empty] | 2016-10-06
91950 | Norethindrone-2,2,4,6,6,10-d6, isotope dilution standard, air, top plus bottom sorbent trap, percent recovery | Norethindrone-2,2,4,6,6,10-d6 | % | [6 empty] | 2016-10-06
91951 | 4-Androstene-3,17-dione-2,2,4,6,6,16,16-d7, isotope dilution standard, air, top plus bottom sorbent trap, percent recovery | Androstenedione-d7 | % | [6 empty] | 2014-10-03
91952 | cis-Androsterone-2,2,3,4,4-d5, isotope dilution standard, air, top plus bottom sorbent trap, percent recovery | cis-Androsterone-2,2,3,4,4-d5 | % | [6 empty] | 2016-10-06
91953 | trans-Diethyl-1,1,1',1'-d4-stilbestrol-3,3',5,5'-d4, isotope dilution standard, air, top plus bottom sorbent trap, percent recovery | trans-Diethyl-1,1,1',1'-d4-stilbestrol-3,3',5,5'-d4 | % | [6 empty] | 2016-10-06
91954 | Equilin-2,4,16,16-d4, isotope dilution standard, air, top plus bottom sorbent trap, percent recovery | Equilin-d4 | % | [6 empty] | 2014-10-03
91955 | Estriol-2,4,17-d3, isotope dilution standard, air, top plus bottom sorbent trap, percent recovery | Estriol-d3 | % | [6 empty] | 2014-10-03
91956 | Estrone-2,4,16,16-d4, isotope dilution standard, air, top plus bottom sorbent trap, percent recovery | Estrone-d4 | % | [6 empty] | 2014-10-03
91957 | Mestranol-2,4,16,16-d4, isotope dilution standard, air, top plus bottom sorbent trap, percent recovery | Mestranol-2,4,16,16-d4 | % | [6 empty] | 2016-10-06
91958 | Progesterone-2,2,4,6,6,17a,21,21,21-d9, isotope dilution standard, air, top plus bottom sorbent trap, percent recovery | Progesterone-d9 | % | [6 empty] | 2014-10-03
91959 | Dihydrotestosterone-1,2,4,5a-d4, isotope dilution standard, air, top plus bottom sorbent trap, percent recovery | Dihydrotestosterone-1,2,4,5a-d4 | % | [6 empty] | 2016-10-06
91960 | Testosterone-2,2,4,6,6-d5, isotope dilution standard, air, top plus bottom sorbent trap, percent recovery | Testosterone-d5 | % | [6 empty] | 2014-10-03
91961 | 17-beta-Trenbolone-d2, isotope dilution standard, air, top plus bottom sorbent trap, percent recovery | 17.beta.-Trenbolone-d2 | % | [6 empty] | 2016-10-06
91962 | 17-alpha-Estradiol-2,4-d2, isotope dilution standard, air, sum of particulate filter plus top and bottom sorbent traps, percent recovery | 17.alpha.-Estradiol-2,4-d2 | % | [6 empty] | 2016-10-06
91963 | 17-alpha-Ethynylestradiol-2,4,16,16-d4, isotope dilution standard, air, sum of particulate filter plus top and bottom sorbent traps, percent recovery | Ethynylestradiol-d4 | % | [6 empty] | 2016-10-06
91964 | Norethindrone-2,2,4,6,6,10-d6, isotope dilution standard, air, sum of particulate filter plus top and bottom sorbent traps, percent recovery | Norethindrone-2,2,4,6,6,10-d6 | % | [6 empty] | 2016-10-06
91965 | 4-Androstene-3,17-dione-2,2,4,6,6,16,16-d7, isotope dilution standard, air, sum of particulate filter plus top and bottom sorbent traps, percent recovery | Androstenedione-d7 | % | [6 empty] | 2014-10-03
91966 | cis-Androsterone-2,2,3,4,4-d5, isotope dilution standard, air, sum of particulate filter plus top and bottom sorbent traps, percent recovery | cis-Androsterone-2,2,3,4,4-d5 | % | [6 empty] | 2016-10-06
91967 | trans-Diethyl-1,1,1',1'-d4-stilbestrol-3,3',5,5'-d4, isotope dilution standard, air, sum of particulate filter plus top and bottom sorbent traps, percent recovery | trans-Diethyl-1,1,1',1'-d4-stilbestrol-3,3',5,5'-d4 | % | [6 empty] | 2016-10-06
91968 | Equilin-2,4,16,16-d4, isotope dilution standard, air, sum of particulate filter plus top and bottom sorbent traps, percent recovery | Equilin-d4 | % | [6 empty] | 2014-10-03
91969 | Estriol-2,4,17-d3, isotope dilution standard, air, sum of particulate filter plus top and bottom sorbent traps, percent recovery | Estriol-d3 | % | [6 empty] | 2014-10-03
91970 | Estrone-2,4,16,16-d4, isotope dilution standard, air, sum of particulate filter plus top and bottom sorbent traps, percent recovery | Estrone-d4 | % | [6 empty] | 2014-10-03
91971 | Mestranol-2,4,16,16-d4, isotope dilution standard, air, sum of particulate filter plus top and bottom sorbent traps, percent recovery | Mestranol-2,4,16,16-d4 | % | [6 empty] | 2016-10-06
91972 | Progesterone-2,2,4,6,6,17a,21,21,21-d9, isotope dilution standard, air, sum of particulate filter plus top and bottom sorbent traps, percent recovery | Progesterone-d9 | % | [6 empty] | 2014-10-03
91973 | Dihydrotestosterone-1,2,4,5a-d4, isotope dilution standard, air, sum of particulate filter plus top and bottom sorbent traps, percent recovery | Dihydrotestosterone-1,2,4,5a-d4 | % | [6 empty] | 2016-10-06
91974 | Testosterone-2,2,4,6,6-d5, isotope dilution standard, air, sum of particulate filter plus top and bottom sorbent traps, percent recovery | Testosterone-d5 | % | [6 empty] | 2014-10-03
91975 | 17-beta-Trenbolone-d2, isotope dilution standard, air, sum of particulate filter plus top and bottom sorbent traps, percent recovery | 17.beta.-Trenbolone-d2 | % | [6 empty] | 2016-10-06
91976 | alpha-HCH-d6, surrogate, air, particulate filter, Method 3, percent recovery | .alpha.-1,2,3,4,5,6-Hexachlorocyclohexane-D6 or alpha-HCH D6 | % | [6 empty] | 2020-01-21
91977 | Diazinon-d10, surrogate, air, particulate filter, Method 3, percent recovery | Diazinon-D10 | % | [6 empty] | 2014-10-03
91978 | alpha-HCH-d6, surrogate, air, top sorbent trap, Method 3, percent recovery | .alpha.-1,2,3,4,5,6-Hexachlorocyclohexane-D6 or alpha-HCH D6 | % | [6 empty] | 2020-01-21
91979 | Diazinon-d10, surrogate, air, top sorbent trap, Method 3, percent recovery | Diazinon-D10 | % | [6 empty] | 2014-10-03
91980 | alpha-HCH-d6, surrogate, air, bottom sorbent trap, Method 3, percent recovery | .alpha.-1,2,3,4,5,6-Hexachlorocyclohexane-D6 or alpha-HCH D6 | % | [6 empty] | 2020-01-21
91981 | Diazinon-d10, surrogate, air, bottom sorbent trap, Method 3, percent recovery | Diazinon-D10 | % | [6 empty] | 2014-10-03
91982 | alpha-HCH-d6, surrogate, air, top plus bottom sorbent trap, Method 3, percent recovery | .alpha.-1,2,3,4,5,6-Hexachlorocyclohexane-D6 or alpha-HCH D6 | % | [6 empty] | 2020-01-21
91983 | Diazinon-d10, surrogate, air, top plus bottom sorbent trap, Method 3, percent recovery | Diazinon-D10 | % | [6 empty] | 2014-10-03
91984 | Caffeine-13C, surrogate, biota, tissue, recoverable, wet weight, micrograms per kilogram | Caffeine-13C | ug/kg | Recoverable |  |  |  | Wet |  | 2016-10-06
91985 | Bisphenol A-d3, surrogate, biota, tissue, recoverable, wet weight, micrograms per kilogram | Bisphenol A-d3 | ug/kg | Recoverable |  |  |  | Wet |  | 2016-10-06
91986 | 2,4-D-d3, surrogate, water, filtered, percent recovery | 2,4-D-d3 | % | Dissolved | [5 empty] | 2016-10-06
91987 | 2,4-D methyl ester-d3, surrogate, water, filtered, percent recovery | 2,4-D methyl ester-d3 | % | Dissolved | [5 empty] | 2016-10-06
91988 | 17-beta-Estradiol-2,4,16,16-d4, isotope dilution standard, polar organic chemical integrative sampler (POCIS), percent recovery | 17.beta.-Estradiol-d4 | % | [6 empty] | 2014-10-03
91989 | (+-)-Ibuprofen-d3 (alpha-methyl-d3), surrogate, pharmaceutical method, water, filtered, percent recovery | (+)-Ibuprofen-d3 (alpha-methyl-d3) | % | [6 empty] | 2016-10-06
91990 | (+-)-Ibuprofen-d3 (alpha-methyl-d3), surrogate, water, unfiltered, recoverable, percent recovery | (+)-Ibuprofen-d3 (alpha-methyl-d3) | % | [6 empty] | 2016-10-06
91991 | (+-)-Ibuprofen-d3 (alpha-methyl-d3), surrogate, biota, tissue, recoverable, wet weight, percent recovery | (+)-Ibuprofen-d3 (alpha-methyl-d3) | % |  |  |  |  | Wet |  | 2016-10-06
91992 | (+-)-Ibuprofen-d3 (alpha-methyl-d3), surrogate, suspended sediment, recoverable, percent recovery | (+)-Ibuprofen-d3 (alpha-methyl-d3) | % | [6 empty] | 2016-10-06
91993 | (+-)-Ibuprofen-d3 (alpha-methyl-d3), surrogate, water, recoverable, chemical integrative sampler (POCIS), percent recovery | (+)-Ibuprofen-d3 (alpha-methyl-d3) | % | [6 empty] | 2016-10-06
91994 | (+-)-Ibuprofen-d3 (alpha-methyl-d3), surrogate, solids, recoverable, dry weight, percent recovery | (+)-Ibuprofen-d3 (alpha-methyl-d3) | % |  |  |  |  | Dry |  | 2016-10-06
91995 | 17-beta-Estradiol-2,4,16,16-d4, isotope dilution standard, biota, tissue, percent recovery | 17.beta.-Estradiol-d4 | % | [6 empty] | 2014-10-03
91996 | Cholesterol-25,26,26,26,27,27,27-d7, isotope dilution standard, biota, tissue, percent recovery | Cholesterol-d7 | % | [6 empty] | 2014-10-03
91997 | Cholesterol-25,26,26,26,27,27,27-d7, isotope dilution standard, polar organic chemical integrative sampler (POCIS), percent recovery | Cholesterol-d7 | % | [6 empty] | 2014-10-03
91998 | 2,3-Dibromopropionic acid, surrogate, water, unfiltered, percent recovery | 2,3-Dibromopropionic acid | % | Dissolved | [5 empty] | 2014-10-03
91999 | 1,4-Dioxane-d8, surrogate, water, unfiltered, recoverable, percent | 1,4-Dioxane-d8 | % | Recoverable | [5 empty] | 2020-01-21
92000 | PROTOZOA USGS,ACL-76 | Protozoa | #/ml | Total | [5 empty] | 2017-04-26
92002 | FORAMINIFERIDA (2) USGS,ACL-77 | Foraminiferida | #/ml | Total | [5 empty] | 2017-04-26
92003 | ANOMALINIDAE (3) USGS,ACL75 | Anomalinidae | #/ml | Total | [5 empty] | 2017-04-26
92004 | BULIMINIDAE (3) USGS,ACL75 | Buliminidae | #/ml | Total | [5 empty] | 2017-04-26
92006 | LITUOLIDAE (3) USGS,ACL75 | Lituolidae | #/ml | Total | [5 empty] | 2017-04-26
92007 | MILIOLIDAE (3) USGS,ACL75 | Miliolidae | #/ml | Total | [5 empty] | 2017-04-26
92008 | NONIONIDAE (3) USGS,ACL75 | Nonionidae | #/ml | Total | [5 empty] | 2017-04-26
92010 | ROTALIIDAE (3) USGS,ACL75 | Rotaliidae | #/ml | Total | [5 empty] | 2017-04-26
92012 | TROCHAMMINIDAE (3) USGS,ACL75 | Trochamminidae | #/ml | Total | [5 empty] | 2017-04-26
92013 | VALVULINIDAE (3) USGS,ACL-75 | Valvulinidae | #/ml | Total | [5 empty] | 2017-04-26
92014 | GASTROTRICHA (0) USGS,ACL-76 | Gastrotricha | count | Total | [5 empty] | 2017-04-26
92015 | PORIFERA (0) USGS,ACL-75 | Porifera | count | Total | [5 empty] | 2017-04-26
92018 | SPONGILLIDAE (3) USGS,ACL-76 | Spongillidae | count | Total | [5 empty] | 2017-04-26
92019 | SPONGILLA (4) USGS,ACL-76 | Spongilla | count | Total | [5 empty] | 2017-04-26
92020 | MEYENIA (4) USGS,ACL-76 | Meyenia | count | Total | [5 empty] | 2017-04-26
92023 | CTENOPHORA (0) USGS,ACL-75 | Ctenophora | count | Total | [5 empty] | 2017-04-26
92024 | NEMERTEA (0) USGS,ACL-77 | Nemertea | count | Total | [5 empty] | 2017-04-26
92025 | ENOPLA (1) USGS,ACL-77 | Enopla | count | Total | [5 empty] | 2017-04-26
92026 | HOPLONEMERTEA (2) USGS,ACL-77 | Hoplonemertea | count | Total | [5 empty] | 2017-04-26
92027 | TETRASTEMMATIDAE (3) USGS,ACL-77 | Tetrastemmatidae | count | Total | [5 empty] | 2017-04-26
92028 | PROSTOMA (4) USGS,ACL-77 | Prostoma | count | Total | [5 empty] | 2017-04-26
92029 | TETRASTEMMA (4) USGS,ACL-77 | Tetrastemma | count | Total | [5 empty] | 2017-04-26
92030 | EMPLECTONEMATIDAE (3) USGS,ACL-77 | Emplectonematidae | count | Total | [5 empty] | 2017-04-26
92031 | CARCINONEMERTIDAE (3) USGS,ACL-77 | Carcinonemertidae | count | Total | [5 empty] | 2017-04-26
92032 | OTOTYPHLONEMERTIDAE (3) USGS,ACL-77 | Ototyphlonemertidae | count | Total | [5 empty] | 2017-04-26
92033 | PROSORHOCHMIDAE (3) USGS,ACL-77 | Prosorhochmidae | count | Total | [5 empty] | 2017-04-26
92034 | AMPHIPORIDAE (3) USGS,ACL-77 | Amphiporidae | count | Total | [5 empty] | 2017-04-26
92035 | AMPHIPORUS (4) USGS,ACL-77 | Amphiporus | count | Total | [5 empty] | 2017-04-26
92036 | BDELLONEMERTEA (2) USGS,ACL-77 | Bdellonemertea | count | Total | [5 empty] | 2017-04-26
92037 | ANOPLA (1) USGS,ACL-77 | Anopla | count | Total | [5 empty] | 2017-04-26
92038 | PALEONEMERTEA (2) USGS,ACL-77 | Paleonemertea | count | Total | [5 empty] | 2017-04-26
92039 | TUBULANIDAE (3) USGS,ACL-77 | Tubulanidae | count | Total | [5 empty] | 2017-04-26
92040 | CARINOMIDAE (3) USGS,ACL-77 | Carinomidae | count | Total | [5 empty] | 2017-04-26
92041 | CEPHALOTHRICIDAE (3) USGS,ACL-77 | Cephalothricidae | count | Total | [5 empty] | 2017-04-26
92042 | LINEIDAE (3) USGS,ACL-77 | Lineidae | count | Total | [5 empty] | 2017-04-26
92043 | LINEUS (4) USGS,ACL-77 | Lineus | count | Total | [5 empty] | 2017-04-26
92044 | MICRURA (4) USGS,ACL-77 | Micrura | count | Total | [5 empty] | 2017-04-26
92045 | CEREBRATULUS (4) USGS,ACL-77 | Cerebratulus | count | Total | [5 empty] | 2017-04-26
92046 | HETERONEMERTEA (2) USGS,ACL-77 | Heteronemertea | count | Total | [5 empty] | 2017-04-26
92047 | BRACHIOPODA (0) USGS,ACL-75 | Brachiopoda | count | Total | [5 empty] | 2017-04-26
92048 | PHORONIDA (0) USGS,ACL-75 | Phoronida | count | Total | [5 empty] | 2017-04-26
92049 | SIPUNCULOIDEA (0) USGS,ACL-75 | Sipunculoidea | count | Total | [5 empty] | 2017-04-26
92051 | EPITHEMIACEAE (3) USGS,ACL-75 | Epithemiaceae | count | Total | [5 empty] | 2017-04-26
92052 | CHAETOGNATHA (0) USGS,ACL-75 | Chaetognatha | count | Total | [5 empty] | 2017-04-26
92053 | ROTIFERA (0) USGS,ACL-76 | Rotifera | #/ml | Total | [5 empty] | 2017-04-26
92056 | SEISONIDAE (3) USGS,ACL-76 | Seisonidae | #/ml | Total | [5 empty] | 2017-04-26
92057 | BDELLOIDEA (1) USGS,ACL-76 | Bdelloidea | #/ml | Total | [5 empty] | 2017-04-26
92059 | HABROTROCHIDAE (3) USGS,ACL-76 | Habrotrochidae | #/ml | Total | [5 empty] | 2017-04-26
92060 | CERATOTROCHA (4) USGS,ACL-77 | Ceratotrocha | #/ml | Total | [5 empty] | 2017-04-26
92061 | HABROTROCHA (4) USGS,ACL-77 | Habrotrocha | #/ml | Total | [5 empty] | 2017-04-26
92063 | SCEPANOTROCHA (4) USGS,ACL-77 | Scepanotrocha | #/ml | Total | [5 empty] | 2017-04-26
92064 | PHILODINIDAE (3) USGS,ACL-76 | Philodinidae | #/ml | Total | [5 empty] | 2017-04-26
92065 | ANOMOPUS (4) USGS,ACL-77 | Anomopus | #/ml | Total | [5 empty] | 2017-04-26
92067 | DISSOTROCHA (4) USGS,ACL-77 | Dissotrocha | #/ml | Total | [5 empty] | 2017-04-26
92068 | EMBATA (4) USGS,ACL-77 | Embata | #/ml | Total | [5 empty] | 2017-04-26
92069 | MACROTRACHELA (4) USGS,ACL-77 | Macrotrachela | #/ml | Total | [5 empty] | 2017-04-26
92070 | MNIOBIA (4) USGS,ACL-77 | Mniobia | #/ml | Total | [5 empty] | 2017-04-26
92071 | PHILODINA (4) USGS,ACL-77 | Philodina | #/ml | Total | [5 empty] | 2017-04-26
92072 | PLEURETRA (4) USGS,ACL-77 | Pleuretra | #/ml | Total | [5 empty] | 2017-04-26
92073 | ROTARIA (4) USGS,ACL-77 | Rotaria | #/ml | Total | [5 empty] | 2017-04-26
92074 | ZELINKIELLA (4) USGS,ACL-77 | Zelinkiella | #/ml | Total | [5 empty] | 2017-04-26
92075 | ADINETIDAE (3) USGS,ACL-76 | Adinetidae | #/ml | Total | [5 empty] | 2017-04-26
92076 | ADINETA (4) USGS,ACL-77 | Adineta | #/ml | Total | [5 empty] | 2017-04-26
92077 | BRADYSCELA (4) USGS,ACL-77 | Bradyscela | #/ml | Total | [5 empty] | 2017-04-26
92078 | PHILODINAVIDAE (3) USGS,ACL-76 | Philodinavidae | #/ml | Total | [5 empty] | 2017-04-26
92079 | ABROCHTHA (4) USGS,ACL-77 | Abrochtha | #/ml | Total | [5 empty] | 2017-04-26
92080 | HENOCEROS (4) USGS,ACL-77 | Henoceros | #/ml | Total | [5 empty] | 2017-04-26
92081 | PHILODINAVUS (4) USGS,ACL-77 | Philodinavus | #/ml | Total | [5 empty] | 2017-04-26
92084 | PLOIMA (2) USGS,ACL-76 | Ploima | #/ml | Total | [5 empty] | 2017-04-26
92085 | BRACHIONIDAE (3) USGS,ACL-76 | Brachionidae | #/ml | Total | [5 empty] | 2017-04-26
92086 | ANURAEOPSIS (4) USGS,ACL-77 | Anuraeopsis | #/ml | Total | [5 empty] | 2017-04-26
92087 | BRACHIONUS (4) USGS,ACL-77 | Brachionus | #/ml | Total | [5 empty] | 2017-04-26
92088 | CYRTONIA (4) USGS,ACL-77 | Cyrtonia | #/ml | Total | [5 empty] | 2017-04-26
92089 | DIPLEUCHLANIS (4) USGS,ACL-77 | Dipleuchlanis | #/ml | Total | [5 empty] | 2017-04-26
92090 | DIPLOIS (4) USGS,ACL-77 | Diplois | #/ml | Total | [5 empty] | 2017-04-26
92091 | EPIPHANES (4) USGS,ACL-77 | Epiphanes | #/ml | Total | [5 empty] | 2017-04-26
92092 | EUCHLANIS (4) USGS,ACL-77 | Euchlanis | #/ml | Total | [5 empty] | 2017-04-26
92093 | KELLICOTTIA (4) USGS,ACL-77 | Kellicottia | #/ml | Total | [5 empty] | 2017-04-26
92094 | KERATELLA (4) USGS,ACL-77 | Keratella | #/ml | Total | [5 empty] | 2017-04-26
92095 | LOPHOCHARIS (4) USGS,ACL-77 | Lophocharis | #/ml | Total | [5 empty] | 2017-04-26
92096 | MACROCHAETUS (4) USGS,ACL-77 | Macrochaetus | #/ml | Total | [5 empty] | 2017-04-26
92098 | MIKROCODIDES (4) USGS,ACL-77 | Mikrocodides | #/ml | Total | [5 empty] | 2017-04-26
92099 | MYTILINA (4) USGS,ACL-77 | Mytilina | #/ml | Total | [5 empty] | 2017-04-26
92100 | NOTHOLCA (4) USGS,ACL-77 | Notholca | #/ml | Total | [5 empty] | 2017-04-26
92101 | PLATYIAS (4) USGS,ACL-77 | Platyias | #/ml | Total | [5 empty] | 2017-04-26
92102 | PROALIDES (4) USGS,ACL-77 | Proalides | #/ml | Total | [5 empty] | 2017-04-26
92103 | RHINOGLENA (4) USGS8ACL-77 | Rhinoglena | #/ml | Total | [5 empty] | 2017-04-26
92104 | TRICHOTRIA (4) USGS,ACL-77 | Trichotria | #/ml | Total | [5 empty] | 2017-04-26
92105 | TRIPLEUCHLANIS (4) USGS,ACL-77 | Tripleuchlanis | #/ml | Total | [5 empty] | 2017-04-26
92106 | WOLGA (4) USGS,ACL-77 | Wolga | #/ml | Total | [5 empty] | 2017-04-26
92107 | COLURELLA (4) USGS,ACL-77 | Colurella | #/ml | Total | [5 empty] | 2017-04-26
92108 | LEPADELLA (4) USGS,ACL-77 | Lepadella | #/ml | Total | [5 empty] | 2017-04-26
92109 | PARACOLURELLA (4) USGS,ACL-77 | Paracolurella | #/ml | Total | [5 empty] | 2017-04-26
92110 | SQUATINELLA (4) USGS,ACL-77 | Squatinella | #/ml | Total | [5 empty] | 2017-04-26
92111 | LECANIDAE (3) USGS,ACL-76 | Lecanidae | #/ml | Total | [5 empty] | 2017-04-26
92112 | LECANE (4) USGS,ACL-77 | Lecane | #/ml | Total | [5 empty] | 2017-04-26
92113 | MONOSTYLA (4) USGS,ACL-77 | Monostyla | #/ml | Total | [5 empty] | 2017-04-26
92114 | PROALIDAE (3) USGS,ACL-76 | Proalidae | #/ml | Total | [5 empty] | 2017-04-26
92116 | PROALES (4) USGS,ACL-77 | Proales | #/ml | Total | [5 empty] | 2017-04-26
92117 | PROALINOPSIS (4) USGS,ACL-77 | Proalinopsis | #/ml | Total | [5 empty] | 2017-04-26
92118 | WULFERTIA (4) USGS,ACL-77 | Wulfertia | #/ml | Total | [5 empty] | 2017-04-26
92119 | NOTOMMATIDAE (3) USGS,ACL-76 | Notommatidae | #/ml | Total | [5 empty] | 2017-04-26
92120 | CEPHALODELLA (4) USGS,ACL-77 | Cephalodella | #/ml | Total | [5 empty] | 2017-04-26
92121 | DORRIA (4) USGS,ACL-77 | Dorria | #/ml | Total | [5 empty] | 2017-04-26
92122 | DORYSTOMA (4) USGS,ACL-77 | Dorystoma | #/ml | Total | [5 empty] | 2017-04-26
92123 | DRILOPHAGA (4) USGS,ACL-77 | Drilophaga | #/ml | Total | [5 empty] | 2017-04-26
92124 | ENTEROPLEA (4) USGS,ACL-77 | Enteroplea | #/ml | Total | [5 empty] | 2017-04-26
92125 | EOSPHORA (4) USGS,ACL-77 | Eosphora | #/ml | Total | [5 empty] | 2017-04-26
92126 | EOTHINIA (4) USGS,ACL-77 | Eothinia | #/ml | Total | [5 empty] | 2017-04-26
92127 | ITURA (4) USGS,ACL-77 | Itura | #/ml | Total | [5 empty] | 2017-04-26
92128 | MONOMMATA (4) USGS,ACL-77 | Monommata | #/ml | Total | [5 empty] | 2017-04-26
92129 | NOTOMMATA (4) USGS,ACL-77 | Notommata | #/ml | Total | [5 empty] | 2017-04-26
92130 | PLEUROTROCHA (4) USGS,ACL-77 | Pleurotrocha | #/ml | Total | [5 empty] | 2017-04-26
92131 | PSEUDOPLOESOMA (4) USGS,ACL-77 | Pseudoploesoma | #/ml | Total | [5 empty] | 2017-04-26
92132 | RESTICULA (4) USGS,ACL-77 | Resticula | #/ml | Total | [5 empty] | 2017-04-26
92133 | ROUSSELETIA (4) USGS,ACL-77 | Rousseletia | #/ml | Total | [5 empty] | 2017-04-26
92134 | SCARIDIUM (4) USGS,ACL-77 | Scaridium | #/ml | Total | [5 empty] | 2017-04-26
92135 | SPHYRIAS (4) USGS,ACL-77 | Sphyrias | #/ml | Total | [5 empty] | 2017-04-26
92137 | LINDIIDAE (3) USGS,ACL-76 | Lindiidae | #/ml | Total | [5 empty] | 2017-04-26
92138 | LINDIA (4) USGS,ACL-77 | Lindia | #/ml | Total | [5 empty] | 2017-04-26
92139 | BIRGEIDAE (3) USGS,ACL-76 | Birgeidae | #/ml | Total | [5 empty] | 2017-04-26
92140 | BIRGEA (4) USGS,ACL-77 | Birgea | #/ml | Total | [5 empty] | 2017-04-26
92141 | TRICHOCERCIDAE (3) USGS,ACL-76 | Trichocercidae | #/ml | Total | [5 empty] | 2017-04-26
92142 | ASCOMORPHELLA (4) USGS,ACL-77 | Ascomorphella | #/ml | Total | [5 empty] | 2017-04-26
92143 | ELOSA (4) USGS,ACL-77 | Elosa | #/ml | Total | [5 empty] | 2017-04-26
92144 | TRICHOCERCA (4) USGS,ACL-77 | Trichocerca | #/ml | Total | [5 empty] | 2017-04-26
92145 | GASTROPIDAE (3) USGS,ACL-76 | Gastropidae | #/ml | Total | [5 empty] | 2017-04-26
92146 | ASCOMORPHA (4) USGS,ACL-77 | Ascomorpha | #/ml | Total | [5 empty] | 2017-04-26
92148 | GASTROPUS (4) USGS,ACL-77 | Gastropus | #/ml | Total | [5 empty] | 2017-04-26
92149 | DICRANOPHORIDAE (3) USGS,ACL-76 | Dicranophoridae | #/ml | Total | [5 empty] | 2017-04-26
92150 | ALBERTIA (4) USGS,ACL-77 | Albertia | #/ml | Total | [5 empty] | 2017-04-26
92151 | ASPELLA (4) USGS,ACL-77 | Aspella | #/ml | Total | [5 empty] | 2017-04-26
92152 | BALATRO (4) USGS,ACL-77 | Balatro | #/ml | Total | [5 empty] | 2017-04-26
92153 | DICRANOPHORUS (4) USGS,ACL-77 | Dicranophorus | #/ml | Total | [5 empty] | 2017-04-26
92154 | ENCENTRUM (4) USGS,ACL-77 | Encentrum | #/ml | Total | [5 empty] | 2017-04-26
92155 | ERIGNATHA (4) USGS,ACL-77 | Erignatha | #/ml | Total | [5 empty] | 2017-04-26
92156 | MYERSINELLA (4) USGS,ACL-77 | Myersinella | #/ml | Total | [5 empty] | 2017-04-26
92157 | PARADICRANOPHORUS (4) USGS,ACL-77 | Paradicranophorus | #/ml | Total | [5 empty] | 2017-04-26
92158 | PEDIPARTIA (4) USGS,ACL-77 | Pedipartia | #/ml | Total | [5 empty] | 2017-04-26
92159 | STREPTOGNATHA (4) USGS,ACL-77 | Streptognatha | #/ml | Total | [5 empty] | 2017-04-26
92160 | WIGRELLA (4) USGS,ACL-77 | Wigrella | #/ml | Total | [5 empty] | 2017-04-26
92161 | WIERZEJSKIELLA (4) USGS,ACL-77 | Wierzejskiella | #/ml | Total | [5 empty] | 2017-04-26
92163 | TYLOTROCHA (4) USGS,ACL-77 | Tylotrocha | #/ml | Total | [5 empty] | 2017-04-26
92164 | TETRASIPHONIDAE (3) USGS,ACL-76 | Tetrasiphonidae | #/ml | Total | [5 empty] | 2017-04-26
92165 | TETRASIPHON (4) USGS,ACL-77 | Tetrasiphon | #/ml | Total | [5 empty] | 2017-04-26
92166 | ASPLANCHNIDAE (3) USGS,ACL-76 | Asplanchnidae | #/ml | Total | [5 empty] | 2017-04-26
92167 | ASPLANCHNA (4) USGS,ACL-77 | Asplanchna | #/ml | Total | [5 empty] | 2017-04-26
92168 | ASPLANCHNOPUS (4) USGS,ACL-77 | Asplanchnopus | #/ml | Total | [5 empty] | 2017-04-26
92169 | HARRINGIA (4) USGS,ACL-77 | Harringia | #/ml | Total | [5 empty] | 2017-04-26
92170 | SYNCHAETIDAE (3) USGS,ACL-76 | Synchaetidae | #/ml | Total | [5 empty] | 2017-04-26
92171 | PLOESOMA (4) USGS,ACL-77 | Ploesoma | #/ml | Total | [5 empty] | 2017-04-26
92172 | POLYARTHRA (4) USGS,ACL-77 | Polyarthra | #/ml | Total | [5 empty] | 2017-04-26
92173 | SYNCHAETA (4) USGS,ACL-77 | Synchaeta | #/ml | Total | [5 empty] | 2017-04-26
92175 | MICROCODON (4) USGS,ACL-77 | Microcodon | #/ml | Total | [5 empty] | 2017-04-26
92177 | FLOSCULARIACEAE (2) USGS,ACL-76 | Flosculariaceae | #/ml | Total | [5 empty] | 2017-04-26
92178 | TESTUDINELLIDAE (3) USGS,ACL-76 | Testudinellidae | #/ml | Total | [5 empty] | 2017-04-26
92179 | FILINIA (4) USGS,ACL-77 | Filinia | #/ml | Total | [5 empty] | 2017-04-26
92180 | HORAELLA (4) USGS,ACL-77 | Horaella | #/ml | Total | [5 empty] | 2017-04-26
92181 | POMPHOLYX (4) USGS,ACL-77 | Pompholyx | #/ml | Total | [5 empty] | 2017-04-26
92182 | TESTUDINELLA (4) USGS,ACL-77 | Testudinella | #/ml | Total | [5 empty] | 2017-04-26
92183 | TROCHOSPHAERA (4) USGS,ACL-77 | Trochosphaera | #/ml | Total | [5 empty] | 2017-04-26
92185 | HEXARTHRIDAE (3) USGS,ACL-76 | Hexarthridae | #/ml | Total | [5 empty] | 2017-04-26
92186 | HEXARTHRA (4) USGS,ACL-77 | Hexarthra | #/ml | Total | [5 empty] | 2017-04-26
92187 | FLOSCULARIIDAE (3) USGS,ACL-76 | Flosculariidae | #/ml | Total | [5 empty] | 2017-04-26
92188 | BEAUCHAMPIA (4) USGS,ACL-77 | Beauchampia | #/ml | Total | [5 empty] | 2017-04-26
92189 | FLOSCULARIA (4) USGS,ACL-77 | Floscularia | #/ml | Total | [5 empty] | 2017-04-26
92190 | LACINULARIA (4) USGS,ACL-77 | Lacinularia | #/ml | Total | [5 empty] | 2017-04-26
92191 | LIMNIAS (4) USGS,ACL-77 | Limnias | #/ml | Total | [5 empty] | 2017-04-26
92192 | OCTOTROCHA (4) USGS,ACL-77 | Octotrocha | #/ml | Total | [5 empty] | 2017-04-26
92193 | PTYGURA (4) USGS,ACL-77 | Ptygura | #/ml | Total | [5 empty] | 2017-04-26
92194 | SINANTHERINA (4) USGS,ACL-77 | Sinantherina | #/ml | Total | [5 empty] | 2017-04-26
92195 | CONOCHILIDAE (3) USGS,ACL-76 | Conochilidae | #/ml | Total | [5 empty] | 2017-04-26
92196 | CONOCHILOIDES (4) USGS,ACL-77 | Conochiloides | #/ml | Total | [5 empty] | 2017-04-26
92199 | COLLOTHECACEAE (2) USGS,ACL-76 | Collothecaceae | #/ml | Total | [5 empty] | 2017-04-26
92200 | COLLOTHECIDAE (3) USGS,ACL-76 | Collothecidae | #/ml | Total | [5 empty] | 2017-04-26
92201 | ACYCLUS (4) USGS,ACL-77 | Anacyclus | #/ml | Total | [5 empty] | 2017-04-26
92202 | ATROCHUS (4) USGS,ACL-77 | Atrochus | #/ml | Total | [5 empty] | 2017-04-26
92204 | CUPELOPAGIS (4) USGS,ACL-77 | Cupelopagis | #/ml | Total | [5 empty] | 2017-04-26
92205 | STEPHANOCEROS (4) USGS,ACL-77 | Stephanoceros | #/ml | Total | [5 empty] | 2017-04-26
92207 | NEMATODA (0) USGS,ACL-74 | Nematoda | count | Total | [5 empty] | 2017-04-26
92208 | SECERNENTEA (1) USGS,ACL-74 | Secernentea | count | Total | [5 empty] | 2017-04-26
92209 | Chlorophyll a, fluorometric method, corrected, area weighted average, micrograms per liter | Chlorophyll a | ug/l | [6 empty] | 2014-10-03
92210 | ADENOPHOREA (1) USGS,ACL-74 | Adenophorea | count | Total | [5 empty] | 2017-04-26
92211 | ENOPLIDA (2) WARD,WHIP | Enoplida | count | Total | [5 empty] | 2017-04-26
92212 | TRIPYLIDAE (3) WARD,WHIP | Tripylidae | count | Total | [5 empty] | 2017-04-26
92213 | Pheophytin a, fluorometric method, area weighted average, micrograms per liter | Pheophytin a | ug/l | [6 empty] | 2014-10-03
92214 | TOBRILUS (4) WARD,WHIP | Tobrilus | count | Total | [5 empty] | 2017-04-26
92217 | Chlorophyll a, fluorometric method, uncorrected, area weighted average, micrograms per liter | Chlorophyll a | ug/l | [6 empty] | 2014-10-03
92220 | CNIDARIA (0) USGS,ACL-75 | Cnidaria | count | Total | [5 empty] | 2017-04-26
92221 | HYDROZOA (1) USGS,ACL-77 | Hydrozoa | count | Total | [5 empty] | 2017-04-26
92222 | HYDROIDA (2) USGS,ACL-76 | Hydroida | count | Total | [5 empty] | 2017-04-26
92223 | CLAVIDAE (3) USGS,ACL-76 | Clavidae | count | Total | [5 empty] | 2017-04-26
92224 | CORDYLOPHORA (4) USGS,ACL-76 | Cordylophora | count | Total | [5 empty] | 2017-04-26
92225 | C.LACUSTRIS (5) USGS,ACL-75 | Cordylophora lacustris | count | Total | [5 empty] | 2017-04-26
92226 | HYDRIDAE (3) USGS,ACL-76 | Hydridae | count | Total | [5 empty] | 2017-04-26
92227 | HYDRA (4) USGS,ACL-76 | Hydra | count | Total | [5 empty] | 2017-04-26
92228 | PROTOHYDRA (4) USGS,ACL-76 | Protohydra | count | Total | [5 empty] | 2017-04-26
92229 | CHLOROHYDRA (4) USGS,ACL-76 | Chlorohydra | count | Total | [5 empty] | 2017-04-26
92231 | PETASIDAE (3) USGS,ACL-76 | Petasidae | count | Total | [5 empty] | 2017-04-26
92232 | CRASPEDACUSTA (4) USGS,ACL-76 | Craspedacusta | count | Total | [5 empty] | 2017-04-26
92237 | SCYPHOZOA (1) USGS,ACL-77 | Scyphozoa | count | Total | [5 empty] | 2017-04-26
92238 | ANTHOZOA (1) USGS,ACL-77 | Anthozoa | count | Total | [5 empty] | 2017-04-26
92242 | PLATYHELMINTHES (0) USGS,ACL-74 | Platyhelminthes | count | Total | [5 empty] | 2017-04-26
92243 | TURBELLARIA (1) USGS,ACL-74 | Turbellaria | count | Total | [5 empty] | 2017-04-26
92244 | TRICLADIDA (2) USGS,ACL-74 | Tricladida | count | Total | [5 empty] | 2017-04-26
92245 | PLANARIIDAE (3) USGS,ACL-74 | Planariidae | count | Total | [5 empty] | 2017-04-26
92246 | DUGESIA (4) USGS,ACL-77 | Dugesia | count | Total | [5 empty] | 2017-04-26
92247 | POLYCELIS (4) USGS,ACL-78 | Polycelis | count | Total | [5 empty] | 2017-04-26
92248 | P.CORONATA (5) GIRARD ,1850 | Polycelis coronata | count | Total | [5 empty] | 2017-04-26
92250 | DENDROCOELIDAE (3) USGS,ACL-74 | Dendrocoelidae | count | Total | [5 empty] | 2017-04-26
92263 | NEMATOMORPHA (0) USGS,ACL-74 | Nematomorpha | count | Total | [5 empty] | 2017-04-26
92265 | ANNELIDA (0) USGS,ACL-74 | Annelida | count | Total | [5 empty] | 2017-04-26
92266 | OLIGOCHAETA (1) USGS,ACL-74 | Oligochaeta | count | Total | [5 empty] | 2017-04-26
92268 | TUBIFICIDAE (3) USGS,ACL-74 | Tubificidae | count | Total | [5 empty] | 2017-04-26
92269 | LIMNODRILUS (4) USGS,ACL-74 | Limnodrilus | count | Total | [5 empty] | 2017-04-26
92270 | TUBIFEX (4) USGS,ACL-74 | Tubifex | count | Total | [5 empty] | 2017-04-26
92271 | ILYODRILUS (4) USGS,ACL-74 | Ilyodrilus | count | Total | [5 empty] | 2017-04-26
92272 | AULODRILUS (4) USGS,ACL-76 | Aulodrilus | count | Total | [5 empty] | 2017-04-26
92273 | BOTHRIONEURUM (4) USGS,ACL-76 | Bothrioneurum | count | Total | [5 empty] | 2017-04-26
92274 | BRANCHIURA (4) USGS,ACL-76 | Branchiura | count | Total | [5 empty] | 2017-04-26
92275 | CLITELLIO (4) USGS,ACL-76 | Clitellio | count | Total | [5 empty] | 2017-04-26
92276 | PELOSCOLEX (4) USGS,ACL-76 | Peloscolex | count | Total | [5 empty] | 2017-04-26
92277 | POTAMOTHRIX (4) USGS,ACL-76 | Potamothrix | count | Total | [5 empty] | 2017-04-26
92278 | RHYACODRILUS (4) USGS,ACL-76 | Rhyacodrilus | count | Total | [5 empty] | 2017-04-26
92279 | SMITHSONIDRILUS (4) USGS,ACL-76 | Smithsonidrilus | count | Total | [5 empty] | 2017-04-26
92281 | NAIDIDAE (3) USGS,ACL-74 | Naididae | count | Total | [5 empty] | 2017-04-26
92282 | NAIS (4) USGS,ACL-74 | Nais | count | Total | [5 empty] | 2017-04-26
92283 | NAIDIUM (4) USGS,ACL-74 | Naidium | count | Total | [5 empty] | 2017-04-26
92284 | STYLARIA (4) USGS,ACL-76 | Stylaria | count | Total | [5 empty] | 2017-04-26
92285 | CHAETOGASTER (4) USGS,ACL-76 | Chaetogaster | count | Total | [5 empty] | 2017-04-26
92286 | DERO (4) USGS,ACL-76 | Dero | count | Total | [5 empty] | 2017-04-26
92287 | PRISTINA (4) USGS,ACL-76 | Pristina | count | Total | [5 empty] | 2017-04-26
92288 | SLAVINA (4) USGS,ACL-76 | Slavina | count | Total | [5 empty] | 2017-04-26
92289 | SPECARIA (4) USGS,ACL-76 | Specaria | count | Total | [5 empty] | 2017-04-26
92291 | AEOLOSOMATIDAE (3) USGS,ACL-74 | Aeolosomatidae | count | Total | [5 empty] | 2017-04-26
92292 | AEOLOSOMA (4) USGS,ACL-76 | Aeolosoma | count | Total | [5 empty] | 2017-04-26
92294 | ENCHYTRAEIDAE (3) USGS,ACL-74 | Enchytraeidae | count | Total | [5 empty] | 2017-04-26
92295 | FRIDERICIA (4) USGS,ACL-76 | Fridericia | count | Total | [5 empty] | 2017-04-26
92296 | ENCHYTRAEUS (4) HENLE,1837 | Enchytraeus | count | Total | [5 empty] | 2017-04-26
92297 | CHIRODRILUS (4) VERRILL,1871 | Chirodrilus | count | Total | [5 empty] | 2017-04-26
92299 | HENLEA (4) MICHAEL,1889 | Henlea | count | Total | [5 empty] | 2017-04-26
92300 | MESENCHYTRAEUS (4) EISEN,1878 | Mesenchytraeus | count | Total | [5 empty] | 2017-04-26
92302 | MARIONINA (4) MICHAEL,1889 | Marionina | count | Total | [5 empty] | 2017-04-26
92305 | BRANCHIOBDELLIDAE (3) USGS,ACL-74 | Branchiobdellidae | count | Total | [5 empty] | 2017-04-26
92306 | PTERODRILUS (4) MOORE ,1895 | Pterodrilus | count | Total | [5 empty] | 2017-04-26
92307 | P.ALCICORNUS (5) MOORE ,1895 | Pterodrilus alcicornus | count | Total | [5 empty] | 2017-04-26
92309 | LUMBRICULIDAE (3) USGS,ACL-74 | Lumbriculidae | count | Total | [5 empty] | 2017-04-26
92310 | LUMBRICULUS (4) GRUBE,1844 | Lumbriculus | count | Total | [5 empty] | 2017-04-26
92311 | KINCAIDIANA (4) ALTMAN,1936 | Kincaidiana | count | Total | [5 empty] | 2017-04-26
92312 | SUTROA (4) EISEN,1888 | Sutroa | count | Total | [5 empty] | 2017-04-26
92315 | RHYNCHELMIS (4) HOFFMEI,1843 | Rhynchelmis | count | Total | [5 empty] | 2017-04-26
92317 | TRICHODRILUS (4) CLAPARE,1862 | Trichodrilus | count | Total | [5 empty] | 2017-04-26
92319 | STYLODRILUS (4) PENNAK,1978 | Stylodrilus | count | Total | [5 empty] | 2017-04-26
92322 | HAPLOTAXIDAE (3) USGS,ACL-74 | Haplotaxidae | count | Total | [5 empty] | 2017-04-26
92330 | HIRUDINEA (1) USGS,ACL-74 | Hirudinea | count | Total | [5 empty] | 2017-04-26
92331 | RHYNCHOBDELLIDA (2) USGS,ACL-74 | Rhynchobdellida | count | Total | [5 empty] | 2017-04-26
92332 | GLOSSIPHONIIDAE (3) USGS,ACL-74 | Glossiphoniidae | count | Total | [5 empty] | 2017-04-26
92333 | ACTINOBDELLA (4) USGS,ACL-75 | Actinobdella | count | Total | [5 empty] | 2017-04-26
92334 | BATRACOBDELLA (4) USGS,ACL-75 | Batracobdella | count | Total | [5 empty] | 2017-04-26
92335 | GLOSSIPHONIA (4) USGS,ACL-75 | Glossiphonia | count | Total | [5 empty] | 2017-04-26
92336 | HELOBDELLA (4) USGS,ACL-75 | Helobdella | count | Total | [5 empty] | 2017-04-26
92337 | PLACOBDELLA (4) USGS,ACL-75 | Placobdella | count | Total | [5 empty] | 2017-04-26
92338 | THEROMYZON (4) USGS,ACL-75 | Theromyzon | count | Total | [5 empty] | 2017-04-26
92340 | OLIGOBDELLA (4) USGS,ACL-77 | Oligobdella | count | Total | [5 empty] | 2017-04-26
92342 | PISCICOLIDAE (3) USGS,ACL-74 | Piscicolidae | count | Total | [5 empty] | 2017-04-26
92343 | CYSTOBRANCHUS (4) USGS,ACL-75 | Cystobranchus | count | Total | [5 empty] | 2017-04-26
92344 | PISCICOLA (4) USGS,ACL-75 | Piscicola | count | Total | [5 empty] | 2017-04-26
92346 | PISCICOLARIA (4) USGS,ACL-75 | Piscicolaria | count | Total | [5 empty] | 2017-04-26
92347 | MYZOBDELLA (4) USGS,ACL-77 | Myzobdella | count | Total | [5 empty] | 2017-04-26
92350 | GNATHOBDELLIDA (2) USGS,ACL-74 | Gnathobdellida | count | Total | [5 empty] | 2017-04-26
92353 | MACROBDELLA (4) USGS,ACL-76 | Macrobdella | count | Total | [5 empty] | 2017-04-26
92354 | HIRUDO (4) USGS,ACL-76 | Hirudo | count | Total | [5 empty] | 2017-04-26
92355 | PHILOBDELLA (4) USGS,ACL-76 | Philobdella | count | Total | [5 empty] | 2017-04-26
92358 | PHARYNGOBDELLIDA (2) USGS,ACL-74 | Pharyngobdellida | count | Total | [5 empty] | 2017-04-26
92359 | ERPOBDELLIDAE (3) USGS,ACL-74 | Erpobdellidae | count | Total | [5 empty] | 2017-04-26
92360 | DINA (4) USGS,ACL-76 | Dina | count | Total | [5 empty] | 2017-04-26
92361 | ERPOBDELLA (4) USGS,ACL-76 | Erpobdella | count | Total | [5 empty] | 2017-04-26
92362 | NEPHELOPSIS (4) USGS,ACL-76 | Nephelopsis | count | Total | [5 empty] | 2017-04-26
92371 | PHYLLODOCIDA (2) USGS,ACL-76 | Phyllodocida | count | Total | [5 empty] | 2017-04-26
92372 | PHYLLODOCIDAE (3) USGS,ACL-76 | Phyllodocidae | count | Total | [5 empty] | 2017-04-26
92373 | ETEONE (4) USGS,ACL-76 | Eteone | count | Total | [5 empty] | 2017-04-26
92374 | ANAITIDES (4) USGS,ACL-77 | Anaitides | count | Total | [5 empty] | 2017-04-26
92375 | ALCIOPIDAE (3) USGS,ACL-76 | Alciopidae | count | Total | [5 empty] | 2017-04-26
92376 | TOMOPTERIDAE (3) USGS,ACL-76 | Tomopteridae | count | Total | [5 empty] | 2017-04-26
92377 | TYPHLOSCOLECIDAE (3) USGS,ACL-76 | Typhloscolecidae | count | Total | [5 empty] | 2017-04-26
92378 | APHRODITIDAE (3) USGS,ACL-76 | Aphroditidae | count | Total | [5 empty] | 2017-04-26
92379 | POLYNOIDAE (3) USGS,ACL-76 | Polynoidae | count | Total | [5 empty] | 2017-04-26
92380 | SIGALIONIDAE (3) USGS,ACL-76 | Sigalionidae | count | Total | [5 empty] | 2017-04-26
92381 | CHRYSOPETALIDAE (3) USGS,ACL-76 | Chrysopetalidae | count | Total | [5 empty] | 2017-04-26
92382 | GLYCERIDAE (3) USGS,ACL-76 | Glyceridae | count | Total | [5 empty] | 2017-04-26
92383 | GLYCERA (4) USGS,ACL-76 | Glycera | count | Total | [5 empty] | 2017-04-26
92384 | GONIADIDAE (3) USGS,ACL-76 | Goniadidae | count | Total | [5 empty] | 2017-04-26
92385 | SPHAERODORIDAE (3) USGS,ACL-76 | Sphaerodoridae | count | Total | [5 empty] | 2017-04-26
92386 | NEPHTYIDAE (3) USGS,ACL-76 | Nephtyidae | count | Total | [5 empty] | 2017-04-26
92387 | SYLLIDAE (3) USGS,ACL-76 | Syllidae | count | Total | [5 empty] | 2017-04-26
92388 | HESIONIDAE (3) USGS,ACL-76 | Hesionidae | count | Total | [5 empty] | 2017-04-26
92389 | PILARGIDAE (3) USGS,ACL-76 | Pilargidae | count | Total | [5 empty] | 2017-04-26
92391 | NEREIS (4) USGS,ACL-76 | Nereis | count | Total | [5 empty] | 2017-04-26
92392 | PARALACYDONIIDAE (3) USGS,ACL-76 | Paralacydoniidae | count | Total | [5 empty] | 2017-04-26
92394 | CAPITELLIDAE (3) USGS,ACL-76 | Capitellidae | count | Total | [5 empty] | 2017-04-26
92395 | ARENICOLIDAE (3) USGS,ACL-76 | Arenicolidae | count | Total | [5 empty] | 2017-04-26
92397 | MALDANIDAE (3) USGS,ACL-76 | Maldanidae | count | Total | [5 empty] | 2017-04-26
92398 | AXIOTHELLA (4) USGS,ACL-76 | Axiothella | count | Total | [5 empty] | 2017-04-26
92399 | OPHELIIDAE (3) USGS,ACL-76 | Opheliidae | count | Total | [5 empty] | 2017-04-26
92401 | STERNASPIDAE (3) USGS,ACL-76 | Sternaspidae | count | Total | [5 empty] | 2017-04-26
92403 | SPIONIDAE (3) USGS,ACL-76 | Spionidae | count | Total | [5 empty] | 2017-04-26
92404 | TROCHOCHAETIDAE (3) USGS,ACL-76 | Trochochaetidae | count | Total | [5 empty] | 2017-04-26
92405 | PARAONIDAE (3) USGS,ACL-76 | Paraonidae | count | Total | [5 empty] | 2017-04-26
92406 | APISTOBRANCHIDAE (3) USGS,ACL-76 | Apistobranchidae | count | Total | [5 empty] | 2017-04-26
92407 | CHAETOPTERIDAE (3) USGS,ACL-76 | Chaetopteridae | count | Total | [5 empty] | 2017-04-26
92408 | SABELLARIIDAE (3) USGS,ACL-76 | Sabellariidae | count | Total | [5 empty] | 2017-04-26
92409 | EUNICIDA (2) USGS,ACL-76 | Eunicida | count | Total | [5 empty] | 2017-04-26
92410 | ONUPHIDAE (3) USGS,ACL-76 | Onuphidae | count | Total | [5 empty] | 2017-04-26
92411 | EUNICIDAE (3) USGS,ACL-76 | Eunicidae | count | Total | [5 empty] | 2017-04-26
92413 | ARABELLIDAE (3) USGS,ACL-76 | Arabellidae | count | Total | [5 empty] | 2017-04-26
92414 | DORVILLEIDAE (3) USGS,ACL-76 | Dorvilleidae | count | Total | [5 empty] | 2017-04-26
92415 | AMPHINOMIDA (2) USGS,ACL-76 | Amphinomida | count | Total | [5 empty] | 2017-04-26
92416 | AMPHINOMIDAE (3) USGS,ACL-76 | Amphinomidae | count | Total | [5 empty] | 2017-04-26
92417 | EUPHROSINIDAE (3) USGS,ACL-76 | Euphrosinidae | count | Total | [5 empty] | 2017-04-26
92418 | SPINTHERIDAE (3) USGS,ACL-76 | Spintheridae | count | Total | [5 empty] | 2017-04-26
92420 | MAGELONIDAE (3) USGS,ACL-76 | Magelonidae | count | Total | [5 empty] | 2017-04-26
92422 | ORBINIIDAE (3) USGS,ACL-76 | Orbiniidae | count | Total | [5 empty] | 2017-04-26
92423 | PROTOARICIA (4) USGS,ACL-77 | Protoaricia | count | Total | [5 empty] | 2017-04-26
92424 | NAINERIS (4) USGS,ACL-77 | Naineris | count | Total | [5 empty] | 2017-04-26
92425 | ORBINIA (4) USGS,ACL-77 | Orbinia | count | Total | [5 empty] | 2017-04-26
92426 | HAPLOSCOLOPLOS (4) USGS,ACL-77 | Haploscoloplos | count | Total | [5 empty] | 2017-04-26
92427 | SCOLOPLOS (4) USGS,ACL-77 | Scoloplos | count | Total | [5 empty] | 2017-04-26
92429 | CIRRATULIDAE (3) USGS,ACL-76 | Cirratulidae | count | Total | [5 empty] | 2017-04-26
92430 | CIRRIFORMIA (4) USGS,ACL-77 | Cirriformia | count | Total | [5 empty] | 2017-04-26
92432 | OWENIIDAE (3) USGS,ACL-76 | Oweniidae | count | Total | [5 empty] | 2017-04-26
92434 | PECTINARIIDAE (3) USGS,ACL-76 | Pectinariidae | count | Total | [5 empty] | 2017-04-26
92436 | AMPHARETIDAE (3) USGS,ACL-76 | Ampharetidae | count | Total | [5 empty] | 2017-04-26
92437 | TEREBELLIDAE (3) USGS,ACL-76 | Terebellidae | count | Total | [5 empty] | 2017-04-26
92439 | FLABELLIGERIDAE (3) USGS,ACL-76 | Flabelligeridae | count | Total | [5 empty] | 2017-04-26
92441 | SABELLIDAE (3) USGS,ACL-76 | Sabellidae | count | Total | [5 empty] | 2017-04-26
92442 | POTAMILLA (4) USGS,ACL-77 | Potamilla | count | Total | [5 empty] | 2017-04-26
92443 | SERPULIDAE (3) USGS,ACL-76 | Serpulidae | count | Total | [5 empty] | 2017-04-26
92449 | ARTHROPODA (0) USGS,ACL-77 | Arthropoda | count | Total | [5 empty] | 2017-04-26
92451 | ISOPODA (2) USGS,ACL-74 | Isopoda | count | Total | [5 empty] | 2017-04-26
92452 | ASELLIDAE (3) USGS,ACL-74 | Asellidae | count | Total | [5 empty] | 2017-04-26
92453 | ASELLUS (4) USGS,ACL-74 | Asellus | count | Total | [5 empty] | 2017-04-26
92454 | A.INTERMEDIUS (5) USGS,ACL-74 | Asellus intermedius | count | Total | [5 empty] | 2017-04-26
92455 | LIRCEUS (4) USGS,ACL-74 | Lirceus | count | Total | [5 empty] | 2017-04-26
92456 | ANTHURIDAE (3) USGS,ACL-76 | Anthuridae | count | Total | [5 empty] | 2017-04-26
92457 | IDOTEIDAE (3) USGS,ACL-76 | Idoteidae | count | Total | [5 empty] | 2017-04-26
92458 | IDOTEA (4) USGS,ACL-76 | Idotea | count | Total | [5 empty] | 2017-04-26
92459 | BOPYRIDAE (3) USGS,ACL-77 | Bopyridae | count | Total | [5 empty] | 2017-04-26
92462 | SPHAEROMATIDAE (3) USGS,ACL-77 | Sphaeromatidae | count | Total | [5 empty] | 2017-04-26
92463 | SPHAEROMA (4) USGS,ACL-77 | Sphaeroma | count | Total | [5 empty] | 2017-04-26
92464 | EXOSPHAEROMA (4) USGS,ACL-77 | Exosphaeroma | count | Total | [5 empty] | 2017-04-26
92465 | GNORIMOSPHAEROMA (4) USGS,ACL-77 | Gnorimosphaeroma | count | Total | [5 empty] | 2017-04-26
92466 | CYMOTHOIDAE (3) USGS,ACL-75 | Cymothoidae | count | Total | [5 empty] | 2017-04-26
92467 | CIROLANIDAE (3) USGS,ACL-77 | Cirolanidae | count | Total | [5 empty] | 2017-04-26
92468 | CIROLANIDES (4) USGS,ACL-77 | Cirolanides | count | Total | [5 empty] | 2017-04-26
92469 | C.TEXENSIS (5) USGS,ACL-77 | Cirolanides texensis | count | Total | [5 empty] | 2017-04-26
92470 | JANIRALATA (4) USGS,ACL-77 | Janiralata | count | Total | [5 empty] | 2017-04-26
92472 | AMPHIPODA (2) USGS,ACL-74 | Amphipoda | count | Total | [5 empty] | 2017-04-26
92473 | TALITRIDAE (3) USGS,ACL-74 | Talitridae | count | Total | [5 empty] | 2017-04-26
92476 | GAMMARIDAE (3) USGS,ACL-74 | Gammaridae | count | Total | [5 empty] | 2017-04-26
92477 | GAMMARUS (4) USGS,ACL-74 | Gammarus | count | Total | [5 empty] | 2017-04-26
92478 | CRANGONYX (4) USGS,ACL-74 | Crangonyx | count | Total | [5 empty] | 2017-04-26
92479 | SYNURELLA (4) USGS,ACL-74 | Synurella | count | Total | [5 empty] | 2017-04-26
92480 | ELASMOPUS (4) USGS,ACL-76 | Elasmopus | count | Total | [5 empty] | 2017-04-26
92482 | STYGONECTES (4) USGS,ACL-76 | Stygonectes | count | Total | [5 empty] | 2017-04-26
92483 | BACTRURUS (4) USGS,ACL-76 | Bactrurus | count | Total | [5 empty] | 2017-04-26
92484 | ALLOCRANGONYX (4) USGS,ACL-76 | Allocrangonyx | count | Total | [5 empty] | 2017-04-26
92485 | STYGOBROMUS (4) USGS,ACL-77 | Stygobromus | count | Total | [5 empty] | 2017-04-26
92487 | COROPHIIDAE (3) USGS,ACL-74 | Corophiidae | count | Total | [5 empty] | 2017-04-26
92488 | COROPHIUM (4) USGS,ACL-74 | Corophium | count | Total | [5 empty] | 2017-04-26
92492 | DECAPODA (2) USGS,ACL-77 | Decapoda | count | Total | [5 empty] | 2017-04-26
92493 | PALAEMONIDAE (3) USGS,ACL-76 | Palaemonidae | count | Total | [5 empty] | 2017-04-26
92494 | PALAEMONETES (4) USGS,ACL-74 | Palaemonetes | count | Total | [5 empty] | 2017-04-26
92495 | P.PALUDOSUS (5) USGS,ACL-75 | Palaemonetes paludosus | count | Total | [5 empty] | 2017-04-26
92496 | P.KADIAKENSIS (5) RATHBUN,1902 | Palaemonetes kadiakensis | count | Total | [5 empty] | 2017-04-26
92497 | MACROBRACHIUM (4) USGS,ACL-74 | Macrobrachium | count | Total | [5 empty] | 2017-04-26
92498 | ASTACIDAE (3) USGS,ACL-76 | Astacidae | count | Total | [5 empty] | 2017-04-26
92499 | CAMBARUS (4) USGS,ACL-74 | Cambarus | count | Total | [5 empty] | 2017-04-26
92500 | C.CAROLINUS (5) USGS,ACL-75 | Cambarus carolinus | count | Total | [5 empty] | 2017-04-26
92502 | C.BARTONI (5) USGS,ACL-75 | Cambarus bartoni | count | Total | [5 empty] | 2017-04-26
92503 | C.DIOGENES (5) USGS,ACL-75 | Cambarus diogenes | count | Total | [5 empty] | 2017-04-26
92504 | PROCAMBARUS (4) USGS,ACL-74 | Procambarus | count | Total | [5 empty] | 2017-04-26
92505 | P.GRACILIS (5) USGS,ACL-75 | Procambarus gracilis | count | Total | [5 empty] | 2017-04-26
92506 | P.SIMULANS (5) USGS,ACL-75 | Procambarus simulans | count | Total | [5 empty] | 2017-04-26
92508 | ORCONECTES (4) USGS,ACL-74 | Orconectes | count | Total | [5 empty] | 2017-04-26
92509 | O.RUSTICUS (5) USGS,ACL-75 | Orconectes rusticus | count | Total | [5 empty] | 2017-04-26
92510 | RUSTICUS (5) USGS,ACL-74 | Orconectes rusticus | count | Total | [5 empty] | 2017-04-26
92511 | CAMBARELLUS (4) USGS,ACL-74 | Cambarellus | count | Total | [5 empty] | 2017-04-26
92512 | PACIFASTACUS (4) USGS,ACL-74 | Pacifastacus | count | Total | [5 empty] | 2017-04-26
92513 | FAXONELLA (4) USGS,ACL-76 | Faxonella | count | Total | [5 empty] | 2017-04-26
92514 | HOBBSEUS (4) USGS,ACL-76 | Hobbseus | count | Total | [5 empty] | 2017-04-26
92515 | FALLICAMBARUS (4) USGS,ACL-76 | Fallicambarus | count | Total | [5 empty] | 2017-04-26
92516 | TROGLOCAMBARUS (4) USGS,ACL-77 | Troglocambarus | count | Total | [5 empty] | 2017-04-26
92518 | ATYIDAE (3) USGS,ACL-74 | Atyidae | count | Total | [5 empty] | 2017-04-26
92519 | SYNCARIS (4) USGS,ACL-74 | Syncaris | count | Total | [5 empty] | 2017-04-26
92520 | CANCRIDAE (3) USGS,ACL-76 | Cancridae | count | Total | [5 empty] | 2017-04-26
92521 | CANCER (4) USGS,ACL-76 | Cancer | count | Total | [5 empty] | 2017-04-26
92522 | PORTUNIDAE (3) USGS,ACL-77 | Portunidae | count | Total | [5 empty] | 2017-04-26
92523 | CALLINECTES (4) USGS,ACL-77 | Callinectes | count | Total | [5 empty] | 2017-04-26
92528 | ILYOCYPRIS (4) USGS,ACL-77 | Ilyocypris | count | Total | [5 empty] | 2017-04-26
92529 | CANDOCYPRIA (4) USGS,ACL-77 | Candocypria | count | Total | [5 empty] | 2017-04-26
92530 | CYCLOCYPRIA (4) USGS,ACL-77 | Cyclocypria | count | Total | [5 empty] | 2017-04-26
92531 | CYCLOCYPRIS (4) USGS,ACL-77 | Cyclocypris | count | Total | [5 empty] | 2017-04-26
92532 | PHYSOCYPRIA (4) USGS,ACL-77 | Physocypria | count | Total | [5 empty] | 2017-04-26
92533 | CYPRIA (4) USGS,ACL-77 | Cypria | count | Total | [5 empty] | 2017-04-26
92534 | PARACANDONA (4) USGS,ACL-77 | Paracandona | count | Total | [5 empty] | 2017-04-26
92536 | CANDONA (4) USGS,ACL-77 | Candona | count | Total | [5 empty] | 2017-04-26
92537 | STENOCYPRIA (4) USGS,ACL-77 | Stenocypria | count | Total | [5 empty] | 2017-04-26
92538 | CHLAMYDOTHECA (4) USGS,ACL-77 | Chlamydotheca | count | Total | [5 empty] | 2017-04-26
92539 | CYPRETTA (4) USGS,ACL-77 | Cypretta | count | Total | [5 empty] | 2017-04-26
92540 | ILYODROMUS (4) USGS,ACL-77 | Ilyodromus | count | Total | [5 empty] | 2017-04-26
92541 | STENOCYPRIS (4) USGS,ACL-77 | Stenocypris | count | Total | [5 empty] | 2017-04-26
92542 | CYPRIS (4) USGS,ACL-77 | Cypris | count | Total | [5 empty] | 2017-04-26
92543 | EUCYPRIS (4) USGS,ACL-77 | Eucypris | count | Total | [5 empty] | 2017-04-26
92544 | PRIONOCYPRIS (4) USGS,ACL-77 | Prionocypris | count | Total | [5 empty] | 2017-04-26
92545 | HERPETOCYPRIS (4) USGS,ACL-77 | Herpetocypris | count | Total | [5 empty] | 2017-04-26
92546 | CYPRICONCHA (4) USGS,ACL-77 | Cypriconcha | count | Total | [5 empty] | 2017-04-26
92547 | CANDONOCYPRIS (4) USGS,ACL-77 | Candonocypris | count | Total | [5 empty] | 2017-04-26
92548 | CYPRIDOPSIS (4) USGS,ACL-77 | Cypridopsis | count | Total | [5 empty] | 2017-04-26
92549 | CYPRICERCUS (4) USGS,ACL-77 | Cypricercus | count | Total | [5 empty] | 2017-04-26
92550 | STRANDESIA (4) USGS,ACL-77 | Strandesia | count | Total | [5 empty] | 2017-04-26
92552 | POTAMOCYPRIS (4) USGS,ACL-77 | Potamocypris | count | Total | [5 empty] | 2017-04-26
92553 | CYPRINOTUS (4) USGS,ACL-77 | Cyprinotus | count | Total | [5 empty] | 2017-04-26
92554 | CANDONA (4) USGS,ACL-77 | Candona | count | Total | [5 empty] | 2017-04-26
92555 | PARACANDONA (4) USGS,ACL-77 | Paracandona | count | Total | [5 empty] | 2017-04-26
92557 | CYTHERIDAE (3) USGS,ACL-77 | Cytheridae | count | Total | [5 empty] | 2017-04-26
92559 | ENTOCYTHERE (4) USGS,ACL-77 | Entocythere | count | Total | [5 empty] | 2017-04-26
92560 | LIMNOCYTHERE (4) USGS,ACL-77 | Limnocythere | count | Total | [5 empty] | 2017-04-26
92561 | DARWINULIDAE (3) USGS,ACL-77 | Darwinulidae | count | Total | [5 empty] | 2017-04-26
92562 | DARWINULA (4) USGS,ACL-77 | Darwinula | count | Total | [5 empty] | 2017-04-26
92566 | DAPHNIDAE (3) USGS,ACL-74 | Daphnidae | count | Total | [5 empty] | 2017-04-26
92567 | DAPHNIA (4) USGS,ACL-74 | Daphnia | count | Total | [5 empty] | 2017-04-26
92568 | CERIODAPHNIA (4) USGS,ACL-76 | Ceriodaphnia | count | Total | [5 empty] | 2017-04-26
92569 | SIMOCEPHALUS (4) USGS,ACL-76 | Simocephalus | count | Total | [5 empty] | 2017-04-26
92570 | MOINA (4) USGS,ACL-76 | Moina | count | Total | [5 empty] | 2017-04-26
92571 | SCAPHOLEBERIS (4) USGS,ACL-76 | Scapholeberis | count | Total | [5 empty] | 2017-04-26
92573 | BOSMINIDAE (3) USGS,ACL-74 | Bosminidae | count | Total | [5 empty] | 2017-04-26
92574 | BOSMINA (4) USGS,ACL-74 | Bosmina | count | Total | [5 empty] | 2017-04-26
92576 | CHYDORIDAE (3) USGS,ACL-76 | Chydoridae | count | Total | [5 empty] | 2017-04-26
92577 | ALONA (4) USGS,ACL-76 | Alona | count | Total | [5 empty] | 2017-04-26
92578 | ACROPERUS (4) USGS,ACL-76 | Acroperus | count | Total | [5 empty] | 2017-04-26
92579 | CAMPTOCERCUS (4) USGS,ACL-76 | Camptocercus | count | Total | [5 empty] | 2017-04-26
92580 | EURYCERCUS (4) USGS,ACL-76 | Eurycercus | count | Total | [5 empty] | 2017-04-26
92581 | PLEUROXUS (4) USGS,ACL-76 | Pleuroxus | count | Total | [5 empty] | 2017-04-26
92583 | MACROTHRICIDAE (3) USGS,ACL-76 | Macrothricidae | count | Total | [5 empty] | 2017-04-26
92584 | MACROTHRIX (4) USGS,ACL-76 | Macrothrix | count | Total | [5 empty] | 2017-04-26
92586 | SIDIDAE (3) USGS,ACL-76 | Sididae | count | Total | [5 empty] | 2017-04-26
92587 | DIAPHANOSOMA (4) USGS,ACL-76 | Diaphanosoma | count | Total | [5 empty] | 2017-04-26
92588 | SIDA (4) USGS,ACL-76 | Sida | count | Total | [5 empty] | 2017-04-26
92589 | LATONA (4) USGS,ACL-76 | Latona | count | Total | [5 empty] | 2017-04-26
92590 | LATONOPSIS (4) USGS,ACL-76 | Latonopsis | count | Total | [5 empty] | 2017-04-26
92591 | PSEUDOSIDA (4) USGS,ACL-76 | Pseudosida | count | Total | [5 empty] | 2017-04-26
92593 | HOLOPEDIDAE (3) USGS,ACL-76 | Holopedidae | count | Total | [5 empty] | 2017-04-26
92594 | HOLOPEDIUM (4) USGS,ACL-76 | Holopedium | count | Total | [5 empty] | 2017-04-26
92596 | LEPTODORIDAE (3) USGS,ACL-76 | Leptodoridae | count | Total | [5 empty] | 2017-04-26
92597 | LEPTODORA (4) USGS,ACL-76 | Leptodora | count | Total | [5 empty] | 2017-04-26
92598 | POLYPHEMIDAE (3) USGS,ACL-76 | Polyphemidae | count | Total | [5 empty] | 2017-04-26
92599 | POLYPHEMUS (4) USGS,ACL-76 | Polyphemus | count | Total | [5 empty] | 2017-04-26
92603 | CYCLOPOIDA (2) USGS,ACL-76 | Cyclopoida | count | Total | [5 empty] | 2017-04-26
92604 | CYCLOPIDAE (3) USGS,ACL-74 | Cyclopidae | count | Total | [5 empty] | 2017-04-26
92605 | CYCLOPS (4) USGS,ACL-74 | Cyclops | count | Total | [5 empty] | 2017-04-26
92606 | MESOCYCLOPS (4) USGS,ACL-76 | Mesocyclops | count | Total | [5 empty] | 2017-04-26
92607 | TROPOCYCLOPS (4) USGS,ACL-76 | Tropocyclops | count | Total | [5 empty] | 2017-04-26
92608 | PARACYCLOPS (4) USGS,ACL-76 | Paracyclops | count | Total | [5 empty] | 2017-04-26
92609 | EUCYCLOPS (4) USGS,ACL-76 | Eucyclops | count | Total | [5 empty] | 2017-04-26
92611 | HARPACTICOIDA (2) USGS,ACL-76 | Harpacticoida | count | Total | [5 empty] | 2017-04-26
92612 | CANTHOCAMPTIDAE (3) USGS,ACL-74 | Canthocamptidae | count | Total | [5 empty] | 2017-04-26
92613 | BRYOCAMPTUS (4) USGS,ACL-74 | Bryocamptus | count | Total | [5 empty] | 2017-04-26
92614 | ATTHEYELLA (4) USGS,ACL-76 | Attheyella | count | Total | [5 empty] | 2017-04-26
92615 | CANTHOCAMPTUS (4) USGS,ACL-76 | Canthocamptus | count | Total | [5 empty] | 2017-04-26
92620 | ANOSTRACA (2) USGS,ACL-74 | Anostraca | count | Total | [5 empty] | 2017-04-26
92621 | CHIROCEPHALIDAE (3) USGS,ACL-74 | Chirocephalidae | count | Total | [5 empty] | 2017-04-26
92622 | EUBRANCHIPUS (4) USGS,ACL-74 | Eubranchipus | count | Total | [5 empty] | 2017-04-26
92623 | NOTOSTRACA (2) USGS,ACL-74 | Notostraca | count | Total | [5 empty] | 2017-04-26
92624 | CONCHOSTRACA (2) USGS,ACL-74 | Conchostraca | count | Total | [5 empty] | 2017-04-26
92625 | CALANOIDA (2) USGS,ACL-76 | Calanoida | count | Total | [5 empty] | 2017-04-26
92626 | DIAPTOMIDAE (3) USGS,ACL-74 | Diaptomidae | count | Total | [5 empty] | 2017-04-26
92627 | DIAPTOMUS (4) USGS,ACL-74 | Diaptomus | count | Total | [5 empty] | 2017-04-26
92628 | ACANTHODIAPTOMUS (4) USGS,ACL-76 | Acanthodiaptomus | count | Total | [5 empty] | 2017-04-26
92631 | SENECELLA (4) USGS,ACL-76 | Senecella | count | Total | [5 empty] | 2017-04-26
92633 | CENTROPAGIDAE (3) USGS,ACL-76 | Centropagidae | count | Total | [5 empty] | 2017-04-26
92634 | LIMNOCALANUS (4) USGS,ACL-76 | Limnocalanus | count | Total | [5 empty] | 2017-04-26
92635 | OSPHRANTICUM (4) USGS,ACL-76 | Osphranticum | count | Total | [5 empty] | 2017-04-26
92637 | TEMORIDAE (3) USGS,ACL-76 | Temoridae | count | Total | [5 empty] | 2017-04-26
92638 | EURYTEMORA (4) USGS,ACL-76 | Eurytemora | count | Total | [5 empty] | 2017-04-26
92639 | EPISCHURA (4) USGS,ACL-76 | Epischura | count | Total | [5 empty] | 2017-04-26
92640 | HETEROCOPE (4) USGS,ACL-76 | Heterocope | count | Total | [5 empty] | 2017-04-26
92644 | TANAIDACEA (2) USGS,ACL-77 | Tanaidacea | count | Total | [5 empty] | 2017-04-26
92645 | TANAIDAE (3) USGS,ACL-77 | Tanaidae | count | Total | [5 empty] | 2017-04-26
92646 | TANAIS (4) USGS,ACL-77 | Tanais | count | Total | [5 empty] | 2017-04-26
92647 | PARATANAIDAE (3) USGS,ACL-77 | Paratanaidae | count | Total | [5 empty] | 2017-04-26
92648 | LEPTOCHELIA (4) USGS,ACL-77 | Leptochelia | count | Total | [5 empty] | 2017-04-26
92649 | MYSIDACEA (2) USGS,ACL-76 | Mysidacea | count | Total | [5 empty] | 2017-04-26
92650 | MYSIDAE (3) USGS,ACL-77 | Mysidae | count | Total | [5 empty] | 2017-04-26
92651 | TAPHROMYSIS (4) USGS,ACL-77 | Taphromysis | count | Total | [5 empty] | 2017-04-26
92653 | BALANUS (4) USGS,ACL-75 | Balanus | count | Total | [5 empty] | 2017-04-26
92654 | CUMACEA (2) USGS,ACL-77 | Cumacea | count | Total | [5 empty] | 2017-04-26
92655 | BODOTRIIDAE (3) USGS,ACL-77 | Bodotriidae | count | Total | [5 empty] | 2017-04-26
92656 | CYCLASPIS (4) USGS,ACL-77 | Cyclaspis | count | Total | [5 empty] | 2017-04-26
92657 | LEUCONIDAE (3) USGS,ACL-77 | Leuconidae | count | Total | [5 empty] | 2017-04-26
92658 | NANNASTACIDAE (3) USGS,ACL-77 | Nannastacidae | count | Total | [5 empty] | 2017-04-26
92659 | LAMPROPIDAE (3) USGS,ACL-77 | Lampropidae | count | Total | [5 empty] | 2017-04-26
92660 | LAMPROPS (4) USGS,ACL-77 | Lamprops | count | Total | [5 empty] | 2017-04-26
92661 | DIASTYLIDAE (3) USGS,ACL-77 | Diastylidae | count | Total | [5 empty] | 2017-04-26
92662 | DIASTYLIS (4) USGS,ACL-77 | Diastylis | count | Total | [5 empty] | 2017-04-26
92663 | LEPTOSTYLIS (4) USGS,ACL-77 | Leptostylis | count | Total | [5 empty] | 2017-04-26
92664 | PSEUDOCUMIDAE (3) USGS,ACL-77 | Pseudocumidae | count | Total | [5 empty] | 2017-04-26
92665 | NEBALIACEA (2) USGS,ACL-76 | Nebaliacea | count | Total | [5 empty] | 2017-04-26
92667 | EPINEBALIA (4) USGS,ACL-76 | Epinebalia | count | Total | [5 empty] | 2017-04-26
92668 | EUPHAUSIACEA (2) USGS,ACL-76 | Euphausiacea | count | Total | [5 empty] | 2017-04-26
92670 | CAPRELLIDAE (3) USGS,ACL-76 | Caprellidae | count | Total | [5 empty] | 2017-04-26
92671 | CAPRELLA (4) USGS,ACL-76 | Caprella | count | Total | [5 empty] | 2017-04-26
92672 | INSECTA (1) USGS,ACL-74 | Insecta | count | Total | [5 empty] | 2017-04-26
92673 | DIPTERA (2) USGS,ACL-74 | Diptera | count | Total | [5 empty] | 2017-04-26
92674 | SCIOMYZIDAE (3) USGS,ACL-76 | Sciomyzidae | count | Total | [5 empty] | 2017-04-26
92675 | ANTICHAETA (4) USGS,ACL-76 | Antichaeta | count | Total | [5 empty] | 2017-04-26
92676 | COLOBAEA (4) USGS,ACL-76 | Colobaea | count | Total | [5 empty] | 2017-04-26
92677 | SCIOMYZA (4) USGS,ACL-76 | Sciomyza | count | Total | [5 empty] | 2017-04-26
92678 | PHERBELLIA (4) USGS,ACL-76 | Pherbellia | count | Total | [5 empty] | 2017-04-26
92679 | PTEROMICRA (4) USGS,ACL-76 | Pteromicra | count | Total | [5 empty] | 2017-04-26
92680 | ATRICHOMELINA (4) USGS,ACL-76 | Atrichomelina | count | Total | [5 empty] | 2017-04-26
92681 | RENOCERA (4) USGS,ACL-76 | Renocera | count | Total | [5 empty] | 2017-04-26
92682 | DICTYA (4) USGS,ACL-76 | Dictya | count | Total | [5 empty] | 2017-04-26
92683 | SEPEDON (4) USGS,ACL-76 | Sepedon | count | Total | [5 empty] | 2017-04-26
92684 | ELGIVA (4) USGS,ACL-76 | Elgiva | count | Total | [5 empty] | 2017-04-26
92685 | HEDRIA (4) USGS,ACL-76 | Hedria | count | Total | [5 empty] | 2017-04-26
92686 | TETANOCERA (4) USGS,ACL-76 | Tetanocera | count | Total | [5 empty] | 2017-04-26
92687 | CULICIDAE (3) USGS,ACL-74 | Culicidae | count | Total | [5 empty] | 2017-04-26
92688 | CULEX (4) USGS,ACL-74 | Culex | count | Total | [5 empty] | 2017-04-26
92689 | ANOPHELES (4) USGS,ACL-74 | Anopheles | count | Total | [5 empty] | 2017-04-26
92690 | URANOTAENIA (4) USGS,ACL-76 | Uranotaenia | count | Total | [5 empty] | 2017-04-26
92691 | CULISETA (4) USGS,ACL-76 | Culiseta | count | Total | [5 empty] | 2017-04-26
92692 | PSOROPHORA (4) USGS,ACL-76 | Psorophora | count | Total | [5 empty] | 2017-04-26
92693 | AEDES (4) USGS,ACL-76 | Aedes | count | Total | [5 empty] | 2017-04-26
92694 | MANSONIA (4) USGS,ACL-76 | Mansonia | count | Total | [5 empty] | 2017-04-26
92695 | ORTHOPODOMYIA (4) USGS,ACL-76 | Orthopodomyia | count | Total | [5 empty] | 2017-04-26
92696 | TOXORHYNCHITES (4) USGS,ACL-76 | Toxorhynchites | count | Total | [5 empty] | 2017-04-26
92697 | CHAOBORIDAE (3) USGS,ACL-74 | Chaoboridae | count | Total | [5 empty] | 2017-04-26
92698 | CHAOBORUS (4) USGS,ACL-74 | Chaoborus | count | Total | [5 empty] | 2017-04-26
92699 | EUCORETHRA (4) USGS,ACL-78 | Eucorethra | count | Total | [5 empty] | 2017-04-26
92700 | MOCHLONYX (4) USGS,ACL-77 | Mochlonyx | count | Total | [5 empty] | 2017-04-26
92701 | CORETHRELLA (4) USGS,ACL-78 | Corethrella | count | Total | [5 empty] | 2017-04-26
92703 | CERATOPOGONIDAE=HELEIDAE(3) MERR&CUM-78 | Ceratopogonidae | count | Total | [5 empty] | 2017-04-26
92704 | PALPOMYIA (4) USGS,ACL-74 | Palpomyia | count | Total | [5 empty] | 2017-04-26
92705 | BEZZIA (4) USGS,ACL-74 | Bezzia | count | Total | [5 empty] | 2017-04-26
92706 | STILOBEZZIA (4) USGS,ACL-74 | Stilobezzia | count | Total | [5 empty] | 2017-04-26
92707 | FORCIPOMYIA (4) USGS,ACL-74 | Forcipomyia | count | Total | [5 empty] | 2017-04-26
92708 | PROBEZZIA (4) USGS,ACL-74 | Probezzia | count | Total | [5 empty] | 2017-04-26
92709 | CULICOIDES (4) USGS,ACL-76 | Culicoides | count | Total | [5 empty] | 2017-04-26
92710 | ATRICHOPOGON (4) USGS,ACL-77 | Atrichopogon | count | Total | [5 empty] | 2017-04-26
92711 | DASYHELEA (4) USGS,ACL-77 | Dasyhelea | count | Total | [5 empty] | 2017-04-26
92712 | ALLUAUDOMYIA (4) USGS,ACL-77 | Alluaudomyia | count | Total | [5 empty] | 2017-04-26
92713 | CERATOCULICOIDES (4) USGS,ACL-77 | Ceratoculicoides | count | Total | [5 empty] | 2017-04-26
92714 | CERATOPOGON (4) USGS,ACL-77 | Ceratopogon | count | Total | [5 empty] | 2017-04-26
92716 | MONOHELEA (4) USGS,ACL-77 | Monohelea | count | Total | [5 empty] | 2017-04-26
92717 | PARABEZZIA (4) USGS,ACL-77 | Parabezzia | count | Total | [5 empty] | 2017-04-26
92719 | CLINOHELEA (4) USGS,ACL-77 | Clinohelea | count | Total | [5 empty] | 2017-04-26
92720 | HETEROMYIA (4) USGS,ACL-77 | Heteromyia | count | Total | [5 empty] | 2017-04-26
92721 | JOHANNSENOMYIA (4) USGS,ACL-77 | Johannsenomyia | count | Total | [5 empty] | 2017-04-26
92722 | MALLOCHOHELEA (4) USGS,ACL-78 | Mallochohelea | count | Total | [5 empty] | 2017-04-26
92723 | SPHAEROMIAS (4) USGS,ACL-78 | Sphaeromias | count | Total | [5 empty] | 2017-04-26
92724 | LEPTOCONOPS (4) SKUSE- | Leptoconops | count | Total | [5 empty] | 2017-04-26
92731 | TIPULIDAE (3) USGS,ACL-74 | Tipulidae | count | Total | [5 empty] | 2017-04-26
92732 | TIPULA (4) USGS,ACL-74 | Tipula | count | Total | [5 empty] | 2017-04-26
92733 | HEXATOMA (4) USGS,ACL-74 | Hexatoma | count | Total | [5 empty] | 2017-04-26
92734 | ERIOCERA (4) USGS,ACL-74 | Eriocera | count | Total | [5 empty] | 2017-04-26
92735 | LIMNOPHILA (4) USGS,ACL-74 | Limnophila | count | Total | [5 empty] | 2017-04-26
92736 | ANTOCHA (4) USGS,ACL-74 | Antocha | count | Total | [5 empty] | 2017-04-26
92737 | A.SAXICOLA (5) SACKEN,1927 | Antocha saxicola | count | Total | [5 empty] | 2017-04-26
92738 | DACTYLOLABIS (4) USGS,ACL-74 | Dactylolabis | count | Total | [5 empty] | 2017-04-26
92739 | PILARIA (4) USGS,ACL-75 | Pilaria | count | Total | [5 empty] | 2017-04-26
92740 | PSEUDOLIMNOPHILA (4) USGS,ACL-75 | Pseudolimnophila | count | Total | [5 empty] | 2017-04-26
92741 | ERIOPTERA (4) USGS,ACL-75 | Erioptera | count | Total | [5 empty] | 2017-04-26
92742 | LIMONIA (4) USGS,ACL-75 | Limonia | count | Total | [5 empty] | 2017-04-26
92743 | HELIUS (4) USGS,ACL-75 | Helius | count | Total | [5 empty] | 2017-04-26
92744 | HOLORUSIA (4) USGS,ACL-75 | Holorusia | count | Total | [5 empty] | 2017-04-26
92745 | ELLIPTERA (4) USGS,ACL-75 | Elliptera | count | Total | [5 empty] | 2017-04-26
92747 | ORMOSIA (4) USGS,ACL-76 | Ormosia | count | Total | [5 empty] | 2017-04-26
92750 | PEDICIA (4) USGS,ACL-76 | Pedicia | count | Total | [5 empty] | 2017-04-26
92751 | PHALACROCERA (4) USGS,ACL-76 | Phalacrocera | count | Total | [5 empty] | 2017-04-26
92752 | TRIOGMA (4) USGS,ACL-76 | Triogma | count | Total | [5 empty] | 2017-04-26
92754 | PRIONOCERA (4) USGS,ACL-76 | Prionocera | count | Total | [5 empty] | 2017-04-26
92755 | DICRANOTA (4) USGS,ACL-76 | Dicranota | count | Total | [5 empty] | 2017-04-26
92756 | GONOMYIA (4) USGS,ACL-79 | Gonomyia | count | Total | [5 empty] | 2017-04-26
92758 | PSYCHODIDAE (3) USGS,ACL-74 | Psychodidae | count | Total | [5 empty] | 2017-04-26
92759 | PSYCHODA (4) USGS,ACL-74 | Psychoda | count | Total | [5 empty] | 2017-04-26
92760 | PERICOMA (4) USGS,ACL-74 | Pericoma | count | Total | [5 empty] | 2017-04-26
92761 | TELMATOSCOPUS (4) USGS,ACL-74 | Telmatoscopus | count | Total | [5 empty] | 2017-04-26
92762 | MARUINA (4) USGS,ACL-78 | Maruina | count | Total | [5 empty] | 2017-04-26
92764 | SIMULIIDAE (3) USGS,ACL-74 | Simuliidae | count | Total | [5 empty] | 2017-04-26
92765 | SIMULIUM (4) USGS,ACL-74 | Simulium | count | Total | [5 empty] | 2017-04-26
92766 | S.VITTATUM (5) USGS,ACL-75 | Simulium vittatum | count | Total | [5 empty] | 2017-04-26
92767 | S.VENUSTUM (5) USGS,ACL-75 | Simulium venustum | count | Total | [5 empty] | 2017-04-26
92768 | PROSIMULIUM (4) USGS,ACL-74 | Prosimulium | count | Total | [5 empty] | 2017-04-26
92769 | CNEPHIA (4) USGS,ACL-74 | Cnephia | count | Total | [5 empty] | 2017-04-26
92770 | EUSIMULIUM (4) USGS,ACL-74 | Eusimulium | count | Total | [5 empty] | 2017-04-26
92771 | ECTEMNIA (4) USGS,ACL-78 | Ectemnia | count | Total | [5 empty] | 2017-04-26
92772 | GRENIERA (4) USGS,ACL-78 | Greniera | count | Total | [5 empty] | 2017-04-26
92773 | GYMNOPAIS (4) USGS,ACL-78 | Gymnopais | count | Total | [5 empty] | 2017-04-26
92774 | METACNEPHIA (4) USGS,ACL-78 | Metacnephia | count | Total | [5 empty] | 2017-04-26
92775 | PARASIMULIUM (4) USGS,ACL-78 | Parasimulium | count | Total | [5 empty] | 2017-04-26
92776 | STEGOPTERNA (4) USGS,ACL-78 | Stegopterna | count | Total | [5 empty] | 2017-04-26
92777 | TWINNIA (4) USGS,ACL-78 | Twinnia | count | Total | [5 empty] | 2017-04-26
92780 | STRATIOMYS (4) USGS,ACL-74 | Stratiomys | count | Total | [5 empty] | 2017-04-26
92782 | NEMOTELUS (4) USGS,ACL-75 | Nemotelus | count | Total | [5 empty] | 2017-04-26
92783 | EUPARYPHUS (4) USGS,ACL-75 | Euparyphus | count | Total | [5 empty] | 2017-04-26
92784 | TABANIDAE (3) USGS,ACL-74 | Tabanidae | count | Total | [5 empty] | 2017-04-26
92785 | TABANUS (4) USGS,ACL-74 | Tabanus | count | Total | [5 empty] | 2017-04-26
92787 | CHRYSOPS (4) USGS,ACL-76 | Chrysops | count | Total | [5 empty] | 2017-04-26
92788 | GONIOPS (4) USGS,ACL-76 | Goniops | count | Total | [5 empty] | 2017-04-26
92790 | SYRPHIDAE (3) USGS,ACL-74 | Syrphidae | count | Total | [5 empty] | 2017-04-26
92791 | SYRPHUS (4) USGS,ACL-74 | Syrphus | count | Total | [5 empty] | 2017-04-26
92792 | ERISTALIS (4) USGS,ACL-74 | Eristalis | count | Total | [5 empty] | 2017-04-26
92793 | EMPIDIDAE (3) USGS,ACL-74 | Empididae | count | Total | [5 empty] | 2017-04-26
92794 | ROEDERIODES (4) USGS,ACL-74 | Roederiodes | count | Total | [5 empty] | 2017-04-26
92795 | HEMERODROMIA (4) USGS,ACL-74 | Hemerodromia | count | Total | [5 empty] | 2017-04-26
92797 | CLINOCERA (4) USGS,ACL-74 | Clinocera | count | Total | [5 empty] | 2017-04-26
92798 | WIEDEMANNIA (4) USGS,ACL-75 | Wiedemannia | count | Total | [5 empty] | 2017-04-26
92799 | DOLICHOCEPHALA (4) USGS,ACL-75 | Dolichocephala | count | Total | [5 empty] | 2017-04-26
92800 | CHELIFERA (4) USGS,ACL-75 | Chelifera | count | Total | [5 empty] | 2017-04-26
92801 | CERATEMPIS (4) USGS,ACL-75 | Ceratempis | count | Total | [5 empty] | 2017-04-26
92803 | EPHYDRIDAE (3) USGS,ACL-74 | Ephydridae | count | Total | [5 empty] | 2017-04-26
92804 | BRACHYDEUTERA (4) USGS,ACL-74 | Brachydeutera | count | Total | [5 empty] | 2017-04-26
92805 | EPHYDRA (4) USGS,ACL-75 | Ephydra | count | Total | [5 empty] | 2017-04-26
92806 | ALLOTRICHOMA (4) USGS,ACL-78 | Allotrichoma | count | Total | [5 empty] | 2017-04-26
92807 | ATHYROGLOSSA (4) USGS,ACL-78 | Athyroglossa | count | Total | [5 empty] | 2017-04-26
92809 | CEROPSILOPA (4) USGS,ACL-78 | Ceropsilopa | count | Total | [5 empty] | 2017-04-26
92810 | CLANONEURUM (4) USGS,ACL-78 | Clanoneurum | count | Total | [5 empty] | 2017-04-26
92811 | CRESSONOMYIA (4) USGS,ACL-78 | Cressonomyia | count | Total | [5 empty] | 2017-04-26
92812 | DICLASIOPA (4) USGS,ACL-78 | Diclasiopa | count | Total | [5 empty] | 2017-04-26
92813 | DIPHUIA (4) USGS,ACL-78 | Diphuia | count | Total | [5 empty] | 2017-04-26
92814 | DISCOCERINA (4) USGS,ACL-78 | Discocerina | count | Total | [5 empty] | 2017-04-26
92815 | DISCOMYZA (4) USGS,ACL-78 | Discomyza | count | Total | [5 empty] | 2017-04-26
92816 | DITRICHOPHORA (4) USGS,ACL-78 | Ditrichophora | count | Total | [5 empty] | 2017-04-26
92817 | GLENANTHE (4) USGS,ACL-78 | Glenanthe | count | Total | [5 empty] | 2017-04-26
92818 | HECAMEDE (4) USGS,ACL-78 | Hecamede | count | Total | [5 empty] | 2017-04-26
92819 | HECAMEDOIDES (4) USGS,ACL-78 | Hecamedoides | count | Total | [5 empty] | 2017-04-26
92820 | HELAEOMYIA (4) USGS,ACL-78 | Helaeomyia | count | Total | [5 empty] | 2017-04-26
92821 | HYDROCHASMA (4) USGS,ACL-78 | Hydrochasma | count | Total | [5 empty] | 2017-04-26
92822 | LEPTOPSILOPA (4) USGS,ACL-78 | Leptopsilopa | count | Total | [5 empty] | 2017-04-26
92823 | MOSILLUS (4) USGS,ACL-78 | Mosillus | count | Total | [5 empty] | 2017-04-26
92824 | PARATISSA (4) USGS,ACL-78 | Paratissa | count | Total | [5 empty] | 2017-04-26
92825 | PELIGNELLUS (4) USGS,ACL-78 | Pelignellus | count | Total | [5 empty] | 2017-04-26
92826 | PLATYGYMNOPA (4) USGS,ACL-78 | Platygymnopa | count | Total | [5 empty] | 2017-04-26
92827 | POLYTRICHOPHORA (4) USGS,ACL-78 | Polytrichophora | count | Total | [5 empty] | 2017-04-26
92829 | PSILOPA (4) USGS,ACL-78 | Psilopa | count | Total | [5 empty] | 2017-04-26
92830 | PTILOMYIA (4) USGS,ACL-78 | Ptilomyia | count | Total | [5 empty] | 2017-04-26
92831 | RHYSOPHORA (4) USGS,ACL-78 | Rhysophora | count | Total | [5 empty] | 2017-04-26
92832 | TRIMERINA (4) USGS,ACL-78 | Trimerina | count | Total | [5 empty] | 2017-04-26
92833 | TRIMERINOIDES (4) USGS,ACL-78 | Trimerinoides | count | Total | [5 empty] | 2017-04-26
92836 | BIBIOCEPHALA (4) USGS,ACL-74 | Bibiocephala | count | Total | [5 empty] | 2017-04-26
92837 | AGATHON (4) USGS,ACL-74 | Agathon | count | Total | [5 empty] | 2017-04-26
92840 | DIOPTOPSIS (4) USGS,ACL-78 | Dioptopsis | count | Total | [5 empty] | 2017-04-26
92841 | PHILORUS (4) USGS,ACL-78 | Philorus | count | Total | [5 empty] | 2017-04-26
92843 | ATHERIX (4) USGS,ACL-74 | Atherix | count | Total | [5 empty] | 2017-04-26
92844 | A.VARIEGATA (5) WALKER ,1848 | Atherix variegata | count | Total | [5 empty] | 2017-04-26
92845 | PHORIDAE (3) USGS,ACL-74 | Phoridae | count | Total | [5 empty] | 2017-04-26
92847 | CHIRONOMIDAE (3) MERR&CUM-78 | Chironomidae | count | Total | [5 empty] | 2017-04-26
92848 | TANYPUS (4) USGS,ACL-74 | Tanypus | count | Total | [5 empty] | 2017-04-26
92849 | APSECTROTANYPUS (4) USGS,ACL-74 | Apsectrotanypus | count | Total | [5 empty] | 2017-04-26
92850 | MACROPELOPIA (4) USGS,ACL-74 | Macropelopia | count | Total | [5 empty] | 2017-04-26
92851 | PROCLADIUS (4) USGS,ACL-74 | Procladius | count | Total | [5 empty] | 2017-04-26
92852 | P.BELLUS (5) ROBACK ,1980 | Procladius bellus | count | Total | [5 empty] | 2017-04-26
92853 | PSECTROTANYPUS (4) USGS,ACL-74 | Psectrotanypus | count | Total | [5 empty] | 2017-04-26
92854 | PSILOTANYPUS (4) USGS,ACL-74 | Psilotanypus | count | Total | [5 empty] | 2017-04-26
92855 | ANATOPYNIA (4) USGS,ACL-74 | Anatopynia | count | Total | [5 empty] | 2017-04-26
92856 | COELOTANYPUS (4) USGS,ACL-74 | Coelotanypus | count | Total | [5 empty] | 2017-04-26
92857 | C.SCAPULARIS (5) ROBACK, 1974 | Coelotanypus scapularis | count | Total | [5 empty] | 2017-04-26
92858 | CLINOTANYPUS (4) USGS,ACL-74 | Clinotanypus | count | Total | [5 empty] | 2017-04-26
92859 | ABLABESMYIA (4) USGS,ACL-74 | Ablabesmyia | count | Total | [5 empty] | 2017-04-26
92860 | A.MALLOCHI (5) BECK, 1966 | Ablabesmyia mallochi | count | Total | [5 empty] | 2017-04-26
92861 | A.JANTA (5) BECK ,1966 | Ablabesmyia janta | count | Total | [5 empty] | 2017-04-26
92862 | ARCTOPELOPIA (4) USGS,ACL-74 | Arctopelopia | count | Total | [5 empty] | 2017-04-26
92863 | KRENOPELOPIA (4) USGS,ACL-74 | Krenopelopia | count | Total | [5 empty] | 2017-04-26
92864 | LARSIA (4) USGS,ACL-74 | Larsia | count | Total | [5 empty] | 2017-04-26
92865 | MONOPELOPIA (4) USGS,ACL-74 | Monopelopia | count | Total | [5 empty] | 2017-04-26
92866 | NILOTANYPUS (4) USGS,ACL-74 | Nilotanypus | count | Total | [5 empty] | 2017-04-26
92867 | PENTANEURA (4) USGS,ACL-74 | Pentaneura | count | Total | [5 empty] | 2017-04-26
92868 | RHEOPELOPIA (4) USGS,ACL-74 | Rheopelopia | count | Total | [5 empty] | 2017-04-26
92869 | THIENEMANNIMYIA (4) USGS,ACL-74 | Thienemannimyia | count | Total | [5 empty] | 2017-04-26
92870 | TRISSOPELOPIA (4) USGS,ACL-74 | Trissopelopia | count | Total | [5 empty] | 2017-04-26
92871 | XENOPELOPIA (4) USGS,ACL-74 | Xenopelopia | count | Total | [5 empty] | 2017-04-26
92872 | PAROCHLUS (4) USGS,ACL-74 | Parochlus | count | Total | [5 empty] | 2017-04-26
92873 | TRICHOTANYPUS (4) USGS,ACL-74 | Trichotanypus | count | Total | [5 empty] | 2017-04-26
92874 | THALASSOMYA (4) USGS,ACL-74 | Thalassomya | count | Total | [5 empty] | 2017-04-26
92875 | DIAMESA (4) USGS,ACL-74 | Diamesa | count | Total | [5 empty] | 2017-04-26
92877 | POTTHASTIA (4) USGS,ACL-74 | Potthastia | count | Total | [5 empty] | 2017-04-26
92878 | PSEUDODIAMESA (4) USGS,ACL-74 | Pseudodiamesa | count | Total | [5 empty] | 2017-04-26
92879 | SYMPOTTHASTIA (4) USGS,ACL-74 | Sympotthastia | count | Total | [5 empty] | 2017-04-26
92880 | PROTANYPUS (4) USGS,ACL-74 | Protanypus | count | Total | [5 empty] | 2017-04-26
92881 | MONODIAMESA (4) USGS,ACL-74 | Monodiamesa | count | Total | [5 empty] | 2017-04-26
92882 | ODONTOMESA (4) USGS,ACL-74 | Odontomesa | count | Total | [5 empty] | 2017-04-26
92883 | PRODIAMESA (4) USGS,ACL-74 | Prodiamesa | count | Total | [5 empty] | 2017-04-26
92884 | ABISKOMYIA (4) USGS,ACL-74 | Abiskomyia | count | Total | [5 empty] | 2017-04-26
92886 | ACAMPTOCLADIUS (4) USGS,ACL-74 | Acamptocladius | count | Total | [5 empty] | 2017-04-26
92887 | BRILLIA (4) USGS,ACL-74 | Brillia | count | Total | [5 empty] | 2017-04-26
92888 | CAMPTOCLADIUS (4) USGS,ACL-74 | Camptocladius | count | Total | [5 empty] | 2017-04-26
92889 | CARDIOCLADIUS (4) USGS,ACL-74 | Cardiocladius | count | Total | [5 empty] | 2017-04-26
92890 | CHAETOCLADIUS (4) USGS,ACL-74 | Chaetocladius | count | Total | [5 empty] | 2017-04-26
92891 | CLUNIO (4) USGS,ACL-74 | Clunio | count | Total | [5 empty] | 2017-04-26
92892 | CORYNONEURA (4) USGS,ACL-74 | Corynoneura | count | Total | [5 empty] | 2017-04-26
92894 | CRICOTOPUS (4) USGS,ACL-74 | Cricotopus | count | Total | [5 empty] | 2017-04-26
92895 | C.BICINCTUS (5) OLIVER, 1977 | Cricotopus bicinctus | count | Total | [5 empty] | 2017-04-26
92897 | DIPLOCLADIUS (4) USGS,ACL-74 | Diplocladius | count | Total | [5 empty] | 2017-04-26
92898 | EPOICOCLADIUS (4) USGS,ACL-74 | Epoicocladius | count | Total | [5 empty] | 2017-04-26
92899 | GYMNOMETRIOCNEMUS (4) USGS,ACL-74 | Gymnometriocnemus | count | Total | [5 empty] | 2017-04-26
92900 | HELENIELLA (4) USGS,ACL-74 | Heleniella | count | Total | [5 empty] | 2017-04-26
92901 | HETEROTANYTARSUS (4) USGS,ACL-74 | Heterotanytarsus | count | Total | [5 empty] | 2017-04-26
92902 | HETEROTRISSOCLADIUS (4) USGS,ACL-74 | Heterotrissocladius | count | Total | [5 empty] | 2017-04-26
92904 | METRIOCNEMUS (4) USGS,ACL-74 | Metriocnemus | count | Total | [5 empty] | 2017-04-26
92905 | MESOCRICOTOPUS (4) USGS,ACL-74 | Mesocricotopus | count | Total | [5 empty] | 2017-04-26
92906 | MICROCRICOTOPUS (4) USGS,ACL-74 | Microcricotopus | count | Total | [5 empty] | 2017-04-26
92907 | NANOCLADIUS (4) USGS,ACL-74 | Nanocladius | count | Total | [5 empty] | 2017-04-26
92908 | N.DISTINCTUS (5) SAETHER,1977 | Nanocladius distinctus | count | Total | [5 empty] | 2017-04-26
92909 | ORTHOCLADIUS (4) USGS,ACL-74 | Orthocladius | count | Total | [5 empty] | 2017-04-26
92910 | PARACRICOTOPUS (4) USGS,ACL-74 | Paracricotopus | count | Total | [5 empty] | 2017-04-26
92911 | PARAMETRIOCNEMUS (4) USGS,ACL-74 | Parametriocnemus | count | Total | [5 empty] | 2017-04-26
92912 | PLECOPTERACOLUTHUS (4) USGS,ACL-74 | Plecopteracoluthus | count | Total | [5 empty] | 2017-04-26
92913 | PROSMITTIA (4) USGS,ACL-74 | Prosmittia | count | Total | [5 empty] | 2017-04-26
92914 | PSECTROCLADIUS (4) USGS,ACL-76 | Psectrocladius | count | Total | [5 empty] | 2017-04-26
92915 | PSEUDOSMITTIA (4) USGS,ACL-74 | Pseudosmittia | count | Total | [5 empty] | 2017-04-26
92916 | SMITTIA (4) USGS,ACL-74 | Smittia | count | Total | [5 empty] | 2017-04-26
92917 | SYMBIOCLADIUS (4) USGS,ACL-74 | Symbiocladius | count | Total | [5 empty] | 2017-04-26
92919 | THIENEMANNIA (4) USGS,ACL-74 | Thienemannia | count | Total | [5 empty] | 2017-04-26
92920 | THIENEMANNIELLA (4) USGS,ACL-74 | Thienemanniella | count | Total | [5 empty] | 2017-04-26
92922 | TRICHOCLADIUS (4) USGS,ACL-74 | Trichocladius | count | Total | [5 empty] | 2017-04-26
92923 | TRISSOCLADIUS (4) USGS,ACL-74 | Trissocladius | count | Total | [5 empty] | 2017-04-26
92924 | CHIRONOMUS (4) USGS,ACL-74 | Chironomus | count | Total | [5 empty] | 2017-04-26
92925 | CRYPTOCHIRONOMUS (4) USGS,ACL-74 | Cryptochironomus | count | Total | [5 empty] | 2017-04-26
92926 | C.BLARINA (5) CURRY, 1956 | Cryptochironomus blarina | count | Total | [5 empty] | 2017-04-26
92927 | C.FULVUS (5) CURRY ,1956 | Cryptochironomus fulvus | count | Total | [5 empty] | 2017-04-26
92928 | DEMICRYPTOCHIRONOMUS (4) USGS,ACL-74 | Demicryptochironomus | count | Total | [5 empty] | 2017-04-26
92929 | LIMNOCHIRONOMUS (4) M&C,78 | Limnochironomus | count | Total | [5 empty] | 2017-04-26
92932 | EINFELDIA (4) USGS,ACL-74 | Einfeldia | count | Total | [5 empty] | 2017-04-26
92933 | ENDOCHIRONOMUS (4) USGS,ACL-74 | Endochironomus | count | Total | [5 empty] | 2017-04-26
92934 | GLYPTOTENDIPES (4) USGS,ACL-74 | Glyptotendipes | count | Total | [5 empty] | 2017-04-26
92935 | GOELDICHIRONOMUS (4) USGS,ACL-74 | Goeldichironomus | count | Total | [5 empty] | 2017-04-26
92936 | HARNISCHIA (4) USGS,ACL-74 | Harnischia | count | Total | [5 empty] | 2017-04-26
92937 | H.CURTILAMELLATA (5) OLIVER, 1978 | Harnischia curtilamellata | count | Total | [5 empty] | 2017-04-26
92938 | CRYPTOTENDIPES (4) USGS,ACL-74 | Cryptotendipes | count | Total | [5 empty] | 2017-04-26
92939 | KIEFFERULUS (4) USGS,ACL-74 | Kiefferulus | count | Total | [5 empty] | 2017-04-26
92940 | LAUTERBORNIELLA (4) USGS,ACL-74 | Lauterborniella | count | Total | [5 empty] | 2017-04-26
92941 | MICROTENDIPES (4) USGS,ACL-74 | Microtendipes | count | Total | [5 empty] | 2017-04-26
92942 | PAGASTIELLA (4) USGS,ACL-74 | Pagastiella | count | Total | [5 empty] | 2017-04-26
92943 | P.OSTANSA (5) OLIVER, 1978 | Pagastiella ostansa | count | Total | [5 empty] | 2017-04-26
92944 | PARACHIRONOMUS (4) USGS,ACL-74 | Parachironomus | count | Total | [5 empty] | 2017-04-26
92945 | P.MONOCHROMUS (5) BECK ,1969 | Parachironomus monochromus | count | Total | [5 empty] | 2017-04-26
92946 | P.SUBLETTEI (5) BECK ,1969 | Parachironomus sublettei | count | Total | [5 empty] | 2017-04-26
92947 | PARALAUTERBORNIELLA (4) USGS,ACL-74 | Paralauterborniella | count | Total | [5 empty] | 2017-04-26
92948 | PARATENDIPES (4) USGS,ACL-74 | Paratendipes | count | Total | [5 empty] | 2017-04-26
92950 | PHAENOPSECTRA (4) USGS,ACL-74 | Phaenopsectra | count | Total | [5 empty] | 2017-04-26
92951 | POLYPEDILUM (4) USGS,ACL-74 | Polypedilum | count | Total | [5 empty] | 2017-04-26
92954 | P.HALTERALE (5) MASCHWI,1976 | Polypedilum halterale | count | Total | [5 empty] | 2017-04-26
92955 | P.TRITUM (5) MASCHWI,1976 | Polypedilum tritum | count | Total | [5 empty] | 2017-04-26
92957 | PSEUDOCHIRONOMUS (4) USGS,ACL-74 | Pseudochironomus | count | Total | [5 empty] | 2017-04-26
92958 | P.PSEUDOVIRIDIS (5) SAETHER,1977 | Pseudochironomus pseudoviridis | count | Total | [5 empty] | 2017-04-26
92959 | P.FULVIVENTRIS (5) SAETHER,1977 | Pseudochironomus fulviventris | count | Total | [5 empty] | 2017-04-26
92960 | P.ARTICAUDUS (5) SAETHER,1977 | Pseudochironomus articaudus | count | Total | [5 empty] | 2017-04-26
92961 | STENOCHIRONOMUS (4) USGS,ACL-74 | Stenochironomus | count | Total | [5 empty] | 2017-04-26
92962 | STICTOCHIRONOMUS (4) USGS,ACL-74 | Stictochironomus | count | Total | [5 empty] | 2017-04-26
92963 | CORYNOCERA (4) USGS,ACL-74 | Corynocera | count | Total | [5 empty] | 2017-04-26
92964 | CLADOTANYTARSUS (4) USGS,ACL-74 | Cladotanytarsus | count | Total | [5 empty] | 2017-04-26
92968 | CONSTEMPELLINA (4) USGS,ACL-74 | Constempellina | count | Total | [5 empty] | 2017-04-26
92970 | MICROPSECTRA (4) USGS,ACL-74 | Micropsectra | count | Total | [5 empty] | 2017-04-26
92971 | PARATANYTARSUS (4) USGS,ACL-74 | Paratanytarsus | count | Total | [5 empty] | 2017-04-26
92972 | RHEOTANYTARSUS (4) USGS,ACL-74 | Rheotanytarsus | count | Total | [5 empty] | 2017-04-26
92973 | STEMPELLINA (4) USGS,ACL-74 | Stempellina | count | Total | [5 empty] | 2017-04-26
92974 | TANYTARSUS (4) USGS,ACL-74 | Tanytarsus | count | Total | [5 empty] | 2017-04-26
92978 | PARACLADOPELMA (4) USGS,ACL-75 | Paracladopelma | count | Total | [5 empty] | 2017-04-26
92979 | CONCHAPELOPIA (4) USGS,ACL-75 | Conchapelopia | count | Total | [5 empty] | 2017-04-26
92980 | GUTTIPELOPIA (4) USGS,ACL-75 | Guttipelopia | count | Total | [5 empty] | 2017-04-26
92981 | LABRUNDINIA (4) USGS,ACL-75 | Labrundinia | count | Total | [5 empty] | 2017-04-26
92982 | NATARSIA (4) USGS,ACL-75 | Natarsia | count | Total | [5 empty] | 2017-04-26
92983 | ZAVRELIMYIA (4) USGS,ACL-75 | Zavrelimyia | count | Total | [5 empty] | 2017-04-26
92985 | LASIODIAMESA (4) USGS,ACL-75 | Lasiodiamesa | count | Total | [5 empty] | 2017-04-26
92986 | SYNORTHOCLADIUS (4) USGS,ACL-75 | Synorthocladius | count | Total | [5 empty] | 2017-04-26
92988 | OMISUS (4) USGS,ACL-75 | Omisus | count | Total | [5 empty] | 2017-04-26
92989 | RHEOCRICOTOPUS (4) USGS,ACL-76 | Rheocricotopus | count | Total | [5 empty] | 2017-04-26
92990 | XENOCHIRONOMUS (4) USGS,ACL-76 | Xenochironomus | count | Total | [5 empty] | 2017-04-26
92991 | EUKIEFFERIELLA (4) USGS,ACL-76 | Eukiefferiella | count | Total | [5 empty] | 2017-04-26
92992 | ZAVRELIA (4) USGS,ACL-77 | Zavrelia | count | Total | [5 empty] | 2017-04-26
92995 | BOREOHEPTAGYIA (4) USGS,ACL-77 | Boreoheptagyia | count | Total | [5 empty] | 2017-04-26
92996 | PARORTHOCLADIUS (4) USGS,ACL-77 | Parorthocladius | count | Total | [5 empty] | 2017-04-26
92997 | ROBACKIA (4) USGS,ACL-79 | Robackia | count | Total | [5 empty] | 2017-04-26
92998 | ERETMOPTERA (4) USGS,ACL-76 | Eretmoptera | count | Total | [5 empty] | 2017-04-26
92999 | TELMATOGETON (4) USGS,ACL-76 | Telmatogeton | count | Total | [5 empty] | 2017-04-26
93000 | PARACLUNIO (4) USGS,ACL-76 | Paraclunio | count | Total | [5 empty] | 2017-04-26
93002 | CANTOPELOPIA (4) M&C 1978 | Cantopelopia | count | Total | [5 empty] | 2017-04-26
93005 | PARAPELOPIA (4) M&C 1978 | Parapelopia | count | Total | [5 empty] | 2017-04-26
93006 | PARAMERINA (4) M&C 1978 | Paramerina | count | Total | [5 empty] | 2017-04-26
93007 | TELOPELOPIA (4) M&C 1978 | Telopelopia | count | Total | [5 empty] | 2017-04-26
93008 | PARABOREOCHLUS (4) M&C 1978 | Paraboreochlus | count | Total | [5 empty] | 2017-04-26
93009 | PAGASTIA (4) M&C 1978 | Pagastia | count | Total | [5 empty] | 2017-04-26
93011 | BRYOPHAENOCLADIUS (4) THIENEM ? | Bryophaenocladius | count | Total | [5 empty] | 2017-04-26
93012 | CHASMATONOTUS (4) M&C 1978 | Chasmatonotus | count | Total | [5 empty] | 2017-04-26
93014 | GEORTHOCLADIUS (4) M&C 1978 | Georthocladius | count | Total | [5 empty] | 2017-04-26
93015 | HALOCLADIUS (4) M&C 1978 | Halocladius | count | Total | [5 empty] | 2017-04-26
93016 | HYDROBAENUS (4) FRIES,? | Hydrobaenus | count | Total | [5 empty] | 2017-04-26
93017 | KRENOSMITTIA (4) M&C 1978 | Krenosmittia | count | Total | [5 empty] | 2017-04-26
93019 | PARACHAETOCLADIUS (4) M&C 1978 | Parachaetocladius | count | Total | [5 empty] | 2017-04-26
93020 | PARACLADIUS (4) M&C 1978 | Paracladius | count | Total | [5 empty] | 2017-04-26
93021 | PARAKIEFFERIELLA (4) THIENEM,1936 | Parakiefferiella | count | Total | [5 empty] | 2017-04-26
93022 | PARAPHAENOCLADIUS (4) M&C 1978 | Paraphaenocladius | count | Total | [5 empty] | 2017-04-26
93023 | PARATRICHOCLADIUS (4) M&C 1978 | Paratrichocladius | count | Total | [5 empty] | 2017-04-26
93026 | PSILOMETRIOCNEMUS (4) M&C 1978 | Psilometriocnemus | count | Total | [5 empty] | 2017-04-26
93029 | ZALUTSCHIA (4) M&C 1978 | Zalutschia | count | Total | [5 empty] | 2017-04-26
93030 | GRACEUS (4) M&C 1978 | Graceus | count | Total | [5 empty] | 2017-04-26
93031 | NILOTHAUMA (4) M&C 1978 | Nilothauma | count | Total | [5 empty] | 2017-04-26
93033 | WIRTHIELLA (4) M&C 1978 | Wirthiella | count | Total | [5 empty] | 2017-04-26
93035 | STEMPELLINELLA (4) M&C 1978 | Stempellinella | count | Total | [5 empty] | 2017-04-26
93036 | CLADOPELMA (4) SAETHER,1977 | Cladopelma | count | Total | [5 empty] | 2017-04-26
93063 | MUSCIDAE (3) USGS,ACL-77 | Muscidae | count | Total | [5 empty] | 2017-04-26
93064 | LIMNOPHORA (4) USGS,ACL-75 | Limnophora | count | Total | [5 empty] | 2017-04-26
93065 | LISPE (4) USGS,ACL-76 | Lispe | count | Total | [5 empty] | 2017-04-26
93066 | LISPOIDES (4) USGS,ACL-76 | Lispoides | count | Total | [5 empty] | 2017-04-26
93067 | SPILOGONA (4) USGS,ACL-76 | Spilogona | count | Total | [5 empty] | 2017-04-26
93068 | HYDROPHORIA (4) USGS,ACL-76 | Hydrophoria | count | Total | [5 empty] | 2017-04-26
93070 | PHAONIA (4) USGS,ACL-76 | Phaonia | count | Total | [5 empty] | 2017-04-26
93073 | LIRIOPE (4) USGS,ACL-75 | Liriope | count | Total | [5 empty] | 2017-04-26
93074 | BITTACOMORPHA (4) USGS,ACL-75 | Bittacomorpha | count | Total | [5 empty] | 2017-04-26
93075 | DEUTEROPHLEBIIDAE (3) USGS,ACL-75 | Deuterophlebiidae | count | Total | [5 empty] | 2017-04-26
93076 | DEUTEROPHLEBIA (4) USGS,ACL-75 | Deuterophlebia | count | Total | [5 empty] | 2017-04-26
93077 | DOLICHOPODIDAE (3) USGS,ACL-75 | Dolichopodidae | count | Total | [5 empty] | 2017-04-26
93078 | APHROSYLUS (4) USGS,ACL-77 | Aphrosylus | count | Total | [5 empty] | 2017-04-26
93079 | HYDROPHORUS (4) USGS,ACL-77 | Hydrophorus | count | Total | [5 empty] | 2017-04-26
93080 | ARGYRA (4) USGS,ACL-77 | Argyra | count | Total | [5 empty] | 2017-04-26
93081 | DOLICHOPUS (4) USGS,ACL-77 | Dolichopus | count | Total | [5 empty] | 2017-04-26
93082 | TACHYTRECHUS (4) USGS,ACL-77 | Tachytrechus | count | Total | [5 empty] | 2017-04-26
93083 | HYPOCHARASSUS (4) USGS,ACL-77 | Hypocharassus | count | Total | [5 empty] | 2017-04-26
93084 | SYSTENUS (4) USGS,ACL-77 | Systenus | count | Total | [5 empty] | 2017-04-26
93085 | CAMPSICNEMUS (4) USGS,ACL-77 | Campsicnemus | count | Total | [5 empty] | 2017-04-26
93086 | MELANDERIA (4) USGS,ACL-77 | Melanderia | count | Total | [5 empty] | 2017-04-26
93087 | DIXIDAE (3) USGS,ACL-76 | Dixidae | count | Total | [5 empty] | 2017-04-26
93088 | DIXA (4) USGS,ACL-76 | Dixa | count | Total | [5 empty] | 2017-04-26
93089 | DIXELLA (4) USGS,ACL-76 | Dixella | count | Total | [5 empty] | 2017-04-26
93091 | NYMPHOMYIIDAE (3) USGS,ACL-78 | Nymphomyiidae | count | Total | [5 empty] | 2017-04-26
93092 | PALAEODIPTERON (4) USGS,ACL-78 | Palaeodipteron | count | Total | [5 empty] | 2017-04-26
93093 | CANACEIDAE (3) USINGER,1956 | Canaceidae | count | Total | [5 empty] | 2017-04-26
93095 | TANYDERIDAE (3) USINGER,1956 | Tanyderidae | count | Total | [5 empty] | 2017-04-26
93096 | PROTOPLASA (4) USINGER,1956 | Protoplasa | count | Total | [5 empty] | 2017-04-26
93097 | LEPIDOPTERA (2) USGS,ACL-77 | Lepidoptera | count | Total | [5 empty] | 2017-04-26
93101 | PARAPONYX (4) HUBNER,1826 | Paraponyx | count | Total | [5 empty] | 2017-04-26
93102 | NEOCATACLYSTA (4) LANGE 1956 | Neocataclysta | count | Total | [5 empty] | 2017-04-26
93103 | NYMPHULA (4) SCHRANK,1802 | Nymphula | count | Total | [5 empty] | 2017-04-26
93104 | SYNCLITA (4) LEDERER 1863 | Synclita | count | Total | [5 empty] | 2017-04-26
93105 | MUNROESSA (4) LANGE,1956 | Munroessa | count | Total | [5 empty] | 2017-04-26
93106 | UNDULAMBIA (4) LANGE,1956 | Undulambia | count | Total | [5 empty] | 2017-04-26
93107 | CHRYSENDETON (4) GROTE,1881 | Chrysendeton | count | Total | [5 empty] | 2017-04-26
93108 | CONTIGER (4) LANGE,1956 | Contiger | count | Total | [5 empty] | 2017-04-26
93109 | LANGESSA (4) LANGE,1956 | Langessa | count | Total | [5 empty] | 2017-04-26
93110 | NYMPHULIELLA (4) LANGE,1956 | Nymphuliella | count | Total | [5 empty] | 2017-04-26
93111 | OLIGOSTIGMOIDES (4) LANGE,1956 | Oligostigmoides | count | Total | [5 empty] | 2017-04-26
93112 | EOPARARGYRACTIS (4) LANGE,1956 | Eoparargyractis | count | Total | [5 empty] | 2017-04-26
93113 | NEARGYRACTIS (4) LANGE,1956 | Neargyractis | count | Total | [5 empty] | 2017-04-26
93114 | OXYELOPHILA (4) FORBES,1922 | Oxyelophila | count | Total | [5 empty] | 2017-04-26
93115 | USINGERIESSA (4) LANGE,1956 | Usingeriessa | count | Total | [5 empty] | 2017-04-26
93118 | ACENTROPUS (4) CURTIS,1834 | Acentropus | count | Total | [5 empty] | 2017-04-26
93119 | SCHOENOBIUS (4) USGS,ACL-78 | Schoenobius | count | Total | [5 empty] | 2017-04-26
93120 | CHILO (4) USGS,ACL-78 | Chilo | count | Total | [5 empty] | 2017-04-26
93121 | OCCIDENTALIA (4) USGS,ACL-78 | Occidentalia | count | Total | [5 empty] | 2017-04-26
93122 | PYRAUSTA (4) USGS,ACL-78 | Pyrausta | count | Total | [5 empty] | 2017-04-26
93124 | NEPTICULIDAE (3) BRAUN,1917 | Nepticulidae | count | Total | [5 empty] | 2017-04-26
93125 | NEPTICULA (4) BRAUN,1917 | Nepticula | count | Total | [5 empty] | 2017-04-26
93134 | NOCTUIDAE (3) CRUMB,1929 | Noctuidae | count | Total | [5 empty] | 2017-04-26
93135 | ARCHANARA (4) CRUMB,1929 | Archanara | count | Total | [5 empty] | 2017-04-26
93136 | BELLURA (4) CRUMB,1929 | Bellura | count | Total | [5 empty] | 2017-04-26
93137 | SIMYRA (4) CRUMB,1929 | Simyra | count | Total | [5 empty] | 2017-04-26
93139 | TORTRICIDAE (3) MCDUNNO,1933 | Tortricidae | count | Total | [5 empty] | 2017-04-26
93140 | ARCHIPS (4) MCDUNNO,1933 | Archips | count | Total | [5 empty] | 2017-04-26
93144 | TRICHOPTERA (2) USGS,ACL-74 | Trichoptera | count | Total | [5 empty] | 2017-04-26
93145 | GOERIDAE (3) USGS,ACL-76 | Goeridae | count | Total | [5 empty] | 2017-04-26
93146 | GOERA (4) USGS,ACL-74 | Goera | count | Total | [5 empty] | 2017-04-26
93147 | HYDROPSYCHIDAE (3) USGS,ACL-74 | Hydropsychidae | count | Total | [5 empty] | 2017-04-26
93148 | HYDROPSYCHE (4) PICTET,1834 | Hydropsyche | count | Total | [5 empty] | 2017-04-26
93149 | H.ORRIS (5) ROSS ,1938 | Hydropsyche orris | count | Total | [5 empty] | 2017-04-26
93151 | H.SIMULANS (5) ROSS ,1938 | Hydropsyche simulans | count | Total | [5 empty] | 2017-04-26
93152 | H.FRISONI (5) ROSS ,1938 | Hydropsyche frisoni | count | Total | [5 empty] | 2017-04-26
93153 | H.INCOMMODA (5) HAGEN ,1861 | Hydropsyche incommoda | count | Total | [5 empty] | 2017-04-26
93154 | CHEUMATOPSYCHE (4) WLLNGRN,1891 | Cheumatopsyche | count | Total | [5 empty] | 2017-04-26
93155 | MACRONEMA (4) PICTET ,1836 | Macronema | count | Total | [5 empty] | 2017-04-26
93157 | PARAPSYCHE (4) BETTEN ,1934 | Parapsyche | count | Total | [5 empty] | 2017-04-26
93158 | ARCTOPSYCHE (4) MCLACHL,1868 | Arctopsyche | count | Total | [5 empty] | 2017-04-26
93159 | SMICRIDEA (4) MCLACHL,1871 | Smicridea | count | Total | [5 empty] | 2017-04-26
93160 | DIPLECTRONA (4) WSTWOOD,1840 | Diplectrona | count | Total | [5 empty] | 2017-04-26
93161 | POTAMYIA (4) BANKS ,1900 | Potamyia | count | Total | [5 empty] | 2017-04-26
93162 | P.FLAVA (5) HAGEN ,1861 | Potamyia flava | count | Total | [5 empty] | 2017-04-26
93165 | HOMOPLECTRA (4) ROSS 1938 | Homoplectra | count | Total | [5 empty] | 2017-04-26
93166 | OROPSYCHE (4) ROSS 1941 | Oropsyche | count | Total | [5 empty] | 2017-04-26
93167 | LEPTONEMA (4) GUERIN | Leptonema | count | Total | [5 empty] | 2017-04-26
93168 | SYMPHITOPSYCHE (4) ULMER | Symphitopsyche | count | Total | [5 empty] | 2017-04-26
93170 | LEPIDOSTOMATIDAE (3) USGS,ACL-74 | Lepidostomatidae | count | Total | [5 empty] | 2017-04-26
93171 | LEPIDOSTOMA (4) RAMBUR ,1842 | Lepidostoma | count | Total | [5 empty] | 2017-04-26
93173 | PSYCHOMYIIDAE (3) USGS,ACL-74 | Psychomyiidae | count | Total | [5 empty] | 2017-04-26
93174 | PSYCHOMYIA (4) PICTET ,1834 | Psychomyia | count | Total | [5 empty] | 2017-04-26
93175 | N.CREPUSCULARIS (4) USGS,ACL-77 | Neureclipsis crepuscularis | count | Total | [5 empty] | 2017-04-26
93177 | POLYCENTROPUS (4) USGS,ACL-74 | Polycentropus | count | Total | [5 empty] | 2017-04-26
93178 | CYRNELLUS (4) USGS,ACL-75 | Cyrnellus | count | Total | [5 empty] | 2017-04-26
93179 | FRATERNUS (5) USGS,ACL-74 | Cyrnellus fraternus | count | Total | [5 empty] | 2017-04-26
93182 | CERNOTINA (4) USGS,ACL-77 | Cernotina | count | Total | [5 empty] | 2017-04-26
93183 | NYCTIOPHYLAX (4) USGS,ACL-77 | Nyctiophylax | count | Total | [5 empty] | 2017-04-26
93184 | PHYLOCENTROPUS (4) USGS,ACL-77 | Phylocentropus | count | Total | [5 empty] | 2017-04-26
93185 | LYPE (4) MCLACHL 1879 | Lype | count | Total | [5 empty] | 2017-04-26
93186 | TINODES (4) CURTIS | Tinodes | count | Total | [5 empty] | 2017-04-26
93187 | PADUNIELLA (4) ULMER 1957 | Paduniella | count | Total | [5 empty] | 2017-04-26
93188 | XIPHOCENTRON (4) BRAVER 1865 | Xiphocentron | count | Total | [5 empty] | 2017-04-26
93190 | RHYACOPHILIDAE (3) USGS,ACL-74 | Rhyacophilidae | count | Total | [5 empty] | 2017-04-26
93191 | RHYACOPHILA (4) PICTET ,1834 | Rhyacophila | count | Total | [5 empty] | 2017-04-26
93192 | R.FUSCULA (5) USGS,ACL-74 | Rhyacophila fuscula | count | Total | [5 empty] | 2017-04-26
93193 | ATOPSYCHE (4) BANKS ,1905 | Atopsyche | count | Total | [5 empty] | 2017-04-26
93194 | PALAEAGAPETUS (4) USGS,ACL-75 | Palaeagapetus | count | Total | [5 empty] | 2017-04-26
93195 | HIMALOPSYCHE (4) BANKS | Himalopsyche | count | Total | [5 empty] | 2017-04-26
93197 | HYDROPTILIDAE (3) USGS,ACL-77 | Hydroptilidae | count | Total | [5 empty] | 2017-04-26
93198 | HYDROPTILA (4) DALMAN ,1819 | Hydroptila | count | Total | [5 empty] | 2017-04-26
93199 | OCHROTRICHIA (4) MOSELY ,1934 | Ochrotrichia | count | Total | [5 empty] | 2017-04-26
93200 | AGRAYLEA (4) CURTIS ,1834 | Agraylea | count | Total | [5 empty] | 2017-04-26
93201 | LEUCOTRICHIA (4) MOSELY ,1934 | Leucotrichia | count | Total | [5 empty] | 2017-04-26
93202 | OXYETHIRA (4) EATON ,1873 | Oxyethira | count | Total | [5 empty] | 2017-04-26
93203 | NEOTRICHIA (4) MORTON ,1905 | Neotrichia | count | Total | [5 empty] | 2017-04-26
93204 | ITHYTRICHIA (4) EATON ,1873 | Ithytrichia | count | Total | [5 empty] | 2017-04-26
93205 | MAYATRICHIA (4) MOSELY ,1937 | Mayatrichia | count | Total | [5 empty] | 2017-04-26
93206 | ORTHOTRICHIA (4) EATON ,1873 | Orthotrichia | count | Total | [5 empty] | 2017-04-26
93207 | STACTOBIELLA (4) MARTYNV, | Stactobiella | count | Total | [5 empty] | 2017-04-26
93208 | PALAEAGAPETUS (4) ULMER 1912-93194 | Palaeagapetus | count | Total | [5 empty] | 2017-04-26
93209 | DIBUSA (4) ROSS 1939 | Dibusa | count | Total | [5 empty] | 2017-04-26
93210 | D.ANGATA (5) ROSS | Dibusa angata | count | Total | [5 empty] | 2017-04-26
93211 | ALISOTRICHIA (4) FLINT | Alisotrichia | count | Total | [5 empty] | 2017-04-26
93212 | ZUMATRICHIA (4) MOSELY | Zumatrichia | count | Total | [5 empty] | 2017-04-26
93214 | LEPTOCERIDAE (3) USGS,ACL-74 | Leptoceridae | count | Total | [5 empty] | 2017-04-26
93215 | ATHRIPSODES (4) USGS,ACL-74 | Athripsodes | count | Total | [5 empty] | 2017-04-26
93217 | LEPTOCERUS (4) LEACH ,1815 | Leptocerus | count | Total | [5 empty] | 2017-04-26
93218 | MYSTACIDES (4) BERTHLD,1827 | Mystacides | count | Total | [5 empty] | 2017-04-26
93219 | OECETIS (4) MCLACHL,1877 | Oecetis | count | Total | [5 empty] | 2017-04-26
93220 | TRIAENODES (4) MCLACHL,1865 | Triaenodes | count | Total | [5 empty] | 2017-04-26
93221 | SETODES (4) RAMBUR ,1842 | Setodes | count | Total | [5 empty] | 2017-04-26
93222 | CERACLEA (4) STEPHEN -93215 | Ceraclea | count | Total | [5 empty] | 2017-04-26
93223 | NECTOPSYCHE (4) MULLER -93216 | Nectopsyche | count | Total | [5 empty] | 2017-04-26
93225 | PHILOPOTAMIDAE (3) USGS,ACL-74 | Philopotamidae | count | Total | [5 empty] | 2017-04-26
93226 | CHIMARRA (4) STEPHEN,1829 | Chimarra | count | Total | [5 empty] | 2017-04-26
93227 | DOLOPHILODES (4) ULMER | Dolophilodes | count | Total | [5 empty] | 2017-04-26
93228 | WORMALDIA (4) MCLACHL,1868 | Wormaldia | count | Total | [5 empty] | 2017-04-26
93229 | BRACHYCENTRIDAE (3) USGS,ACL-74 | Brachycentridae | count | Total | [5 empty] | 2017-04-26
93230 | BRACHYCENTRUS (4) CURTIS ,1834 | Brachycentrus | count | Total | [5 empty] | 2017-04-26
93231 | B.AMERICANUS (5) BANKS ,1899 | Brachycentrus americanus | count | Total | [5 empty] | 2017-04-26
93232 | MICRASEMA (4) MCLACHL,1876 | Micrasema | count | Total | [5 empty] | 2017-04-26
93233 | ADICROPHLEPS (4) FLINT 1965 | Adicrophleps | count | Total | [5 empty] | 2017-04-26
93234 | AMIOCENTRUS (4) ROSS | Amiocentrus | count | Total | [5 empty] | 2017-04-26
93235 | A.ASPILUS (5) USGS,ACL-78 | Amiocentrus aspilus | count | Total | [5 empty] | 2017-04-26
93236 | EOBRACHYCENTRUS (4) WIGGINS 1965 | Eobrachycentrus | count | Total | [5 empty] | 2017-04-26
93239 | MOLANNIDAE (3) USGS,ACL-74 | Molannidae | count | Total | [5 empty] | 2017-04-26
93240 | MOLANNA (4) CURTIS ,1834 | Molanna | count | Total | [5 empty] | 2017-04-26
93242 | LIMNEPHILIDAE (3) USGS,ACL-74 -93145 | Limnephilidae | count | Total | [5 empty] | 2017-04-26
93243 | NEOPHYLAX (4) MCLACHL,1871 | Neophylax | count | Total | [5 empty] | 2017-04-26
93244 | DICOSMOECUS (4) MCLACHL,1875 | Dicosmoecus | count | Total | [5 empty] | 2017-04-26
93246 | PYCNOPSYCHE (4) BANKS ,1905 | Pycnopsyche | count | Total | [5 empty] | 2017-04-26
93247 | GLYPHOPSYCHE (4) BANKS ,1904 | Glyphopsyche | count | Total | [5 empty] | 2017-04-26
93248 | FRENESIA (4) BETTEN ,1940 | Frenesia | count | Total | [5 empty] | 2017-04-26
93250 | HESPEROPHYLAX (4) BANKS ,1916 | Hesperophylax | count | Total | [5 empty] | 2017-04-26
93251 | GLYPHOTAELIUS (4) USGS,ACL-76 | Glyphotaelius | count | Total | [5 empty] | 2017-04-26
93252 | LIMNEPHILUS (4) LEACH ,1815 | Limnephilus | count | Total | [5 empty] | 2017-04-26
93253 | PLATYCENTROPUS (4) ULMER ,1905 | Platycentropus | count | Total | [5 empty] | 2017-04-26
93254 | APATANIA (4) KOLENAT,1848 | Apatania | count | Total | [5 empty] | 2017-04-26
93255 | ANABOLIA (4) STEPHEN | Anabolia | count | Total | [5 empty] | 2017-04-26
93256 | ARCTOPORA (4) THOMSON | Arctopora | count | Total | [5 empty] | 2017-04-26
93257 | ASYNARCHUS (4) MCLACHL | Asynarchus | count | Total | [5 empty] | 2017-04-26
93258 | HYDATOPHYLAX (4) WLLNGRN -93245 | Hydatophylax | count | Total | [5 empty] | 2017-04-26
93259 | IRONOQUIA (4) BANKS ,1916-93249 | Ironoquia | count | Total | [5 empty] | 2017-04-26
93260 | LEPTOPHYLAX (4) BANKS ,1900 | Leptophylax | count | Total | [5 empty] | 2017-04-26
93261 | NEMOTAULIUS (4) BANKS -93251 | Nemotaulius | count | Total | [5 empty] | 2017-04-26
93262 | ONOCOSMOECUS (4) BANKS | Onocosmoecus | count | Total | [5 empty] | 2017-04-26
93263 | PSEUDOSTENOPHYLAX (4) MARTYNV,1924 | Pseudostenophylax | count | Total | [5 empty] | 2017-04-26
93264 | PSYCHOGLYPHA (4) ROSS ,1944 | Psychoglypha | count | Total | [5 empty] | 2017-04-26
93265 | NEOTHREMMA (4) DODDS , | Neothremma | count | Total | [5 empty] | 2017-04-26
93266 | PEDOMOECUS (4) ROSS ,1947 | Pedomoecus | count | Total | [5 empty] | 2017-04-26
93267 | OLIGOPHLEBODES (4) ULMER ,1905 | Oligophlebodes | count | Total | [5 empty] | 2017-04-26
93270 | ECCLISOMYIA (4) BANKS ,1907 | Ecclisomyia | count | Total | [5 empty] | 2017-04-26
93272 | CLOSTOECA (4) BANKS ,1943 | Clostoeca | count | Total | [5 empty] | 2017-04-26
93273 | PSYCHORONIA (4) BANKS ,1916 | Psychoronia | count | Total | [5 empty] | 2017-04-26
93274 | GOERA (4) STEPHEN 1829-93146 | Goera | count | Total | [5 empty] | 2017-04-26
93276 | ALLOCOSMOECUS (4) BANKS 1943 | Allocosmoecus | count | Total | [5 empty] | 2017-04-26
93277 | AMPHICOSMOECUS (4) SCHMID | Amphicosmoecus | count | Total | [5 empty] | 2017-04-26
93278 | CRYPTOCHIA (4) ROSS 1944 | Cryptochia | count | Total | [5 empty] | 2017-04-26
93279 | ECCLISOCOSMOECUS (4) SCHMID 1964 | Ecclisocosmoecus | count | Total | [5 empty] | 2017-04-26
93281 | DESMONA (4) DENNING | Desmona | count | Total | [5 empty] | 2017-04-26
93282 | PHILOCASCA (4) ROSS 1941 | Philocasca | count | Total | [5 empty] | 2017-04-26
93283 | CLISTORONIA (4) BANKS 1916 | Clistoronia | count | Total | [5 empty] | 2017-04-26
93284 | GRAMMOTAULIUS (4) KOLENAT 1848 | Grammotaulius | count | Total | [5 empty] | 2017-04-26
93285 | HALESOCHILA (4) BANKS 1907 | Halesochila | count | Total | [5 empty] | 2017-04-26
93286 | LENARCHUS (4) MARTYNV 1924 | Lenarchus | count | Total | [5 empty] | 2017-04-26
93288 | CHILOSTIGMA (4) MCLACHL 1876 | Chilostigma | count | Total | [5 empty] | 2017-04-26
93289 | CHILOSTIGMODES (4) MARTYNV81924 | Chilostigmodes | count | Total | [5 empty] | 2017-04-26
93290 | GRENSIA (4) ROSS 1944 | Grensia | count | Total | [5 empty] | 2017-04-26
93291 | HOMOPHYLAX (4) BANKS 1900 | Homophylax | count | Total | [5 empty] | 2017-04-26
93292 | PHANOCELIA (4) BANKS 1943 | Phanocelia | count | Total | [5 empty] | 2017-04-26
93293 | FARULA (4) MILNE 1936 | Farula | count | Total | [5 empty] | 2017-04-26
93294 | GOEREILLA (4) DENNING | Goereilla | count | Total | [5 empty] | 2017-04-26
93295 | LEPANIA (4) ROSS 1941 | Lepania | count | Total | [5 empty] | 2017-04-26
93296 | GOERACEA (4) DENNING | Goeracea | count | Total | [5 empty] | 2017-04-26
93297 | GOERITA (4) ROSS 1938 | Goerita | count | Total | [5 empty] | 2017-04-26
93298 | MANOPHYLAX (4) WIGGINS,1973 | Manophylax | count | Total | [5 empty] | 2017-04-26
93299 | MOSELYANA (4) DENNING | Moselyana | count | Total | [5 empty] | 2017-04-26
93300 | ROSSIANA (4) DENNING | Rossiana | count | Total | [5 empty] | 2017-04-26
93302 | HELICOPSYCHIDAE (3) USGS,ACL-74 | Helicopsychidae | count | Total | [5 empty] | 2017-04-26
93303 | HELICOPSYCHE (4) SIEBOLD | Helicopsyche | count | Total | [5 empty] | 2017-04-26
93304 | PHRYGANEIDAE (3) USGS,ACL-75 | Phryganeidae | count | Total | [5 empty] | 2017-04-26
93305 | PHRYGANEA (4) LINNAEU,1758 | Phryganea | count | Total | [5 empty] | 2017-04-26
93306 | BANKSIOLA (4) KOLENAT,1848 | Banksiola | count | Total | [5 empty] | 2017-04-26
93307 | OLIGOSTOMIS (4) KOLENAT,1848 | Oligostomis | count | Total | [5 empty] | 2017-04-26
93308 | AGRYPNIA (4) CURTIS ,1835 | Agrypnia | count | Total | [5 empty] | 2017-04-26
93310 | PTILOSTOMIS (4) KOLENAT,1859 | Ptilostomis | count | Total | [5 empty] | 2017-04-26
93311 | FABRIA (4) MILNE ,1934 | Fabria | count | Total | [5 empty] | 2017-04-26
93312 | HAGENELLA (4) MARTYNV,1924 | Hagenella | count | Total | [5 empty] | 2017-04-26
93313 | OLIGOTRICHA (4) RAMBUR 1842 | Oligotricha | count | Total | [5 empty] | 2017-04-26
93314 | YPHRIA (4) MILNE 1934 | Yphria | count | Total | [5 empty] | 2017-04-26
93316 | CALAMOCERATIDAE (3) USGS,ACL-76 | Calamoceratidae | count | Total | [5 empty] | 2017-04-26
93317 | ANISOCENTROPUS (4) MCLACHL 1863 | Anisocentropus | count | Total | [5 empty] | 2017-04-26
93318 | A.PYRALOIDES (5) (WALK.) | Anisocentropus pyraloides | count | Total | [5 empty] | 2017-04-26
93319 | HETEROPLECTRON (4) MCLACHL 1871 | Heteroplectron | count | Total | [5 empty] | 2017-04-26
93320 | PHYLLOICUS (4) MULLER | Phylloicus | count | Total | [5 empty] | 2017-04-26
93321 | ODONTOCERIDAE (3) USGS,ACL-76 | Odontoceridae | count | Total | [5 empty] | 2017-04-26
93322 | PSILOTRETA (4) BANKS ,1899 | Psilotreta | count | Total | [5 empty] | 2017-04-26
93323 | MARILIA (4) MULLER 1878 | Marilia | count | Total | [5 empty] | 2017-04-26
93324 | NAMAMYIA (4) BANKS ,1905 | Namamyia | count | Total | [5 empty] | 2017-04-26
93325 | NEROPHILUS (4) BANKS ,1899 | Nerophilus | count | Total | [5 empty] | 2017-04-26
93326 | PARTHINA (4) DENNING 1956 | Parthina | count | Total | [5 empty] | 2017-04-26
93327 | PSEUDOGOERA (4) CARPNTR 1933 | Pseudogoera | count | Total | [5 empty] | 2017-04-26
93329 | SERICOSTOMATIDAE (3) USGS,ACL-76 | Sericostomatidae | count | Total | [5 empty] | 2017-04-26
93330 | AGARODES (4) BANKS | Agarodes | count | Total | [5 empty] | 2017-04-26
93331 | FATTIGIA (4) ROSSWLC 1974 | Fattigia | count | Total | [5 empty] | 2017-04-26
93332 | GUMAGA (4) TSUDA | Gumaga | count | Total | [5 empty] | 2017-04-26
93333 | BERAEIDAE (3) USGS,ACL-76 | Beraeidae | count | Total | [5 empty] | 2017-04-26
93334 | BERAEA (4) STEPHEN,1836 | Beraea | count | Total | [5 empty] | 2017-04-26
93335 | GLOSSOSOMATIDAE (3) USGS,ACL-77 | Glossosomatidae | count | Total | [5 empty] | 2017-04-26
93336 | GLOSSOSOMA (4) CURTIS ,1834 | Glossosoma | count | Total | [5 empty] | 2017-04-26
93337 | AGAPETUS (4) CURTIS ,1834 | Agapetus | count | Total | [5 empty] | 2017-04-26
93338 | PROTOPTILA (4) BANKS ,1904 | Protoptila | count | Total | [5 empty] | 2017-04-26
93339 | ANAGAPETUS (4) ROSS | Anagapetus | count | Total | [5 empty] | 2017-04-26
93340 | CULOPTILA (4) MOSELY | Culoptila | count | Total | [5 empty] | 2017-04-26
93341 | MATRIOPTILA (4) ROSS 1938 | Matrioptila | count | Total | [5 empty] | 2017-04-26
93343 | POLYCENTROPODIDAE (3) | Polycentropodidae | count | Total | [5 empty] | 2017-04-26
93344 | CERNOTINA (4) ROSS 1938-93182 | Cernotina | count | Total | [5 empty] | 2017-04-26
93345 | CYRNELLUS (4) BANKS 1913-93178 | Cyrnellus | count | Total | [5 empty] | 2017-04-26
93346 | C.FRATERNUS (5) BANKS 1913-93179 | Cyrnellus fraternus | count | Total | [5 empty] | 2017-04-26
93347 | NEURECLIPSIS (4) MCLACHL 1864-93175 | Neureclipsis | count | Total | [5 empty] | 2017-04-26
93348 | N.CREPUSCULARIS (5) WALKER 1852-93176 | Neureclipsis crepuscularis | count | Total | [5 empty] | 2017-04-26
93349 | NYCTIOPHYLAX (4) BRAUER 1865-93180 | Nyctiophylax | count | Total | [5 empty] | 2017-04-26
93350 | POLYCENTROPUS (4) CURTIS 1835-93177 | Polycentropus | count | Total | [5 empty] | 2017-04-26
93351 | POLYPLECTROPUS (4) ULMER 1957 | Polyplectropus | count | Total | [5 empty] | 2017-04-26
93352 | PHYLOCENTROPUS (4) BANKS 1907-93184 | Phylocentropus | count | Total | [5 empty] | 2017-04-26
93356 | PLECOPTERA (2) USGSANAL-79 | Plecoptera | count | Total | [5 empty] | 2017-04-26
93358 | PTERONARCELLA (4) USGS,ACL-74 | Pteronarcella | count | Total | [5 empty] | 2017-04-26
93359 | PTERONARCYS (4) USGS,ACL-74 | Pteronarcys | count | Total | [5 empty] | 2017-04-26
93361 | PELTOPERLIDAE (3) USGS,ACL-74 | Peltoperlidae | count | Total | [5 empty] | 2017-04-26
93362 | PELTOPERLA (4) USGS,ACL-74 | Peltoperla | count | Total | [5 empty] | 2017-04-26
93363 | SIERRAPERLA (4) | Sierraperla | count | Total | [5 empty] | 2017-04-26
93364 | SOLIPERLA (4) | Soliperla | count | Total | [5 empty] | 2017-04-26
93365 | TALLAPERLA (4) | Tallaperla | count | Total | [5 empty] | 2017-04-26
93366 | VIEHOPERLA (4) | Viehoperla | count | Total | [5 empty] | 2017-04-26
93367 | YORAPERLA (4) | Yoraperla | count | Total | [5 empty] | 2017-04-26
93368 | NEMOURIDAE (3) USGS,ACL-79 | Nemouridae | count | Total | [5 empty] | 2017-04-26
93369 | NEMOURA (4) USGS,ACL-74 | Nemoura | count | Total | [5 empty] | 2017-04-26
93370 | AMPHINEMURA (4) USGS,ACL-77 | Amphinemura | count | Total | [5 empty] | 2017-04-26
93371 | PROSTOIA (4) USGS,ACL-77 | Prostoia | count | Total | [5 empty] | 2017-04-26
94424 | Dreissena polymorpha (Pallas, 1771) adults, number per square meter | Dreissena polymorpha | #/m2 | Total | [5 empty] | 2017-01-05
94425 | Dreissena polymorpha (Pallas, 1771) larvae, number per liter | Dreissena polymorpha | #/l | Total | [5 empty] | 2017-01-05
94428 | Zebra mussel Dreissena polymorpha (Pallas, 1771) rDNA ITS 2 gene, water, DNA based, recoverable, copies per liter (cp/L) | Dreissena polymorpha | cp/L | Recoverable | [5 empty] | 2017-01-05
94429 | Zebra mussel Dreissena polymorpha (Pallas, 1771) shell length, larvae, average, micrometers | Dreissena polymorpha | um |  |  | Mean |  |  |  | 2017-01-05
94430 | Zebra mussel Dreissena polymorpha (Pallas, 1771) shell length, adult, average, millimeters | Dreissena polymorpha | mm |  |  | Mean |  |  |  | 2017-01-05
95410 | Acid neutralizing capacity, water, unfiltered, fixed endpoint (pH 4.5) titration, laboratory, milligrams per liter as calcium carbonate | Alkalinity | mg/l CaCO3 | Total | [5 empty] | 2020-01-21
95430 | Carbonate, water, unfiltered, fixed endpoint (pH 8.3) titration, laboratory, milligrams per liter as calcium carbonate | Carbonate | mg/l CaCO3 | Total | [5 empty] | 2014-10-03
95440 | Bicarbonate, water, unfiltered, fixed endpoint (pH 4.5) titration, laboratory, milligrams per liter | Bicarbonate | mg/l | Total | [5 empty] | 2014-10-03
95445 | Carbonate, water, unfiltered, fixed endpoint (pH 8.3) titration, laboratory, milligrams per liter | Carbonate | mg/l | Total | [5 empty] | 2014-10-03
95830 | Hydroxide, water, unfiltered, fixed endpoint (pH 10.4), laboratory, milligrams per liter | Hydroxide | mg/l | Total | [5 empty] | 2014-10-03
95902 | Noncarbonate hardness, water, milligrams per liter as calcium carbonate | Hardness, non-carbonate | mg/l CaCO3 | [6 empty] | 2014-10-03
99019 | Water level, depth below land surface, meters | Depth, from ground surface to well water level | m | [6 empty] | 2016-06-30
99030 | Distance, observation point to sample location, meters | Distance from/to | m | [6 empty] | 2014-10-03
99031 | Distance, horizontal, observation point to sampling location, meters | Distance from/to | m | [6 empty] | 2014-10-03
99032 | Iron(II), water, unfiltered, micrograms per liter | Ferrous ion | ug/l | Total | [5 empty] | 2014-10-03
99034 | Inorganic arsenic(III), water, filtered (0.45 micron filter), micrograms per liter as arsenic | Arsenic ion (3+) | ug/l | Dissolved | [5 empty] | 2015-04-09
99061 | Discharge, instantaneous, cubic meters per second | Stream flow, instantaneous | m3/sec | [6 empty] | 2017-01-05
99065 | Gage height, above datum, meters | Height, gage | m | [6 empty] | 2020-01-21
99099 | Manganese, water, unfiltered, computed by regression of sensor data with field sample lab results, micrograms per liter | Manganese | ug/l | Total | [5 empty] | 2020-01-21
99113 | Sulfate, water, filtered, field, milligrams per liter | Sulfate | mg/l | Dissolved | [5 empty] | 2017-04-20
99114 | Iron(II), water, filtered, field, milligrams per liter | Ferrous ion | mg/l | Dissolved | [5 empty] | 2017-04-20
99115 | Iron, water, filtered, field, milligrams per liter | Iron | mg/l | Dissolved | [5 empty] | 2017-04-20
99116 | Nitrite, water, filtered, field, milligrams per liter as nitrogen | Nitrite | mg/l as N | Dissolved | [5 empty] | 2017-04-20
99117 | Chloride, water, filtered, field, milligrams per liter | Chloride | mg/l | Dissolved | [5 empty] | 2017-04-20
99118 | Sulfide, water, filtered, field, milligrams per liter | Sulfide | mg/l | Dissolved | [5 empty] | 2017-04-20
99119 | Sulfide, water, unfiltered, field, milligrams per liter | Sulfide | mg/l | Total | [5 empty] | 2017-04-20
99120 | Ammonia (NH3 + NH4+), water, filtered, field, milligrams per liter as nitrogen | Ammonia and ammonium | mg/l as N | Dissolved | [5 empty] | 2017-04-20
99121 | Nitrate, water, filtered, field, milligrams per liter as nitrogen | Nitrate | mg/l as N | Dissolved | [5 empty] | 2017-04-20
99122 | Orthophosphate, water, filtered, field, milligrams per liter as PO4 | Orthophosphate | mg/l | Dissolved | [5 empty] | 2017-04-20
99123 | Ammonia, water, unfiltered, field, milligrams per liter as nitrogen | Ammonia and ammonium | mg/l as N | Total | [5 empty] | 2017-04-20
99124 | Nitrate, water, unfiltered, field, milligrams per liter as nitrogen | Nitrate | mg/l as N | Total | [5 empty] | 2017-04-20
99125 | Nitrite, water, unfiltered, field, milligrams per liter as nitrogen | Nitrite | mg/l as N | Total | [5 empty] | 2017-04-20
99126 | Orthophosphate, water, unfiltered, field, milligrams per liter as PO4 | Orthophosphate | mg/l | Total | [5 empty] | 2017-04-20
99127 | Sulfate, water, unfiltered, field, milligrams per liter | Sulfate | mg/l | Total | [5 empty] | 2017-04-20
99128 | Iron(II), water, unfiltered, field, milligrams per liter | Ferrous ion | mg/l | Total | [5 empty] | 2017-04-20
99129 | Iron, water, unfiltered, recoverable, field, milligrams per liter | Iron | mg/l | Recoverable | [5 empty] | 2017-04-20
99130 | Nitrate, water, unfiltered, field, micromoles per liter | Nitrate | umol/L | Total | [5 empty] | 2017-04-20
99131 | Silica, water, unfiltered, field, milligrams per liter | Silica | mg/l | Total | [5 empty] | 2017-04-20
99132 | Rhodamine WT fluorescence (fRWT), water, in situ, concentration calibrated to reference material, milligrams per liter | Rhodamine WT | mg/l | Total | [5 empty] | 2019-04-08
99133 | Nitrate plus nitrite, water, in situ, milligrams per liter as nitrogen | Inorganic nitrogen (nitrate and nitrite) | mg/l as N | [6 empty] | 2017-04-20
99134 | Dissolved organic carbon (DOC), water, in situ, concentration computed by regression of sensor data with field sample lab results, milligrams per liter as carbon | Organic carbon | mg/l | [6 empty] | 2019-04-08
99135 | Total organic carbon, water, in situ, estimated, milligrams per liter | Organic carbon | mg/l | [6 empty] | 2017-04-20
99136 | Nitrate, water, in situ, micromoles per liter | Nitrate | umol/L | Total | [5 empty] | 2017-04-20
99137 | Nitrate, water, in situ, milligrams per liter as nitrogen | Nitrate | mg/l as N | Total | [5 empty] | 2017-04-20
99138 | Iron, water, unfiltered, field, milligrams per liter | Iron | mg/l | Total | [5 empty] | 2020-01-21
99139 | Molar ratio of nitrate (plus nitrite) and orthophosphate | Molar ratio of nitrate (plus nitrite) and orthophosphate | None | Total | [5 empty] | 2020-01-21
99141 | Carbon dioxide, water, dissolved, in situ, milligrams per liter | Carbon dioxide | mg/l | Total | [5 empty] | 2020-01-21
99220 | Chloride, water, unfiltered, milligrams per liter | Chloride | mg/l | Total | [5 empty] | 2014-10-03
99221 | alpha-HCH-d6, surrogate, NWQL schedule 1364, water, filtered, percent recovery | .alpha.-1,2,3,4,5,6-Hexachlorocyclohexane-D6 or alpha-HCH D6 | % | Dissolved | [5 empty] | 2020-01-21
99222 | PCB congener 207, surrogate, NWQL schedule 1364, water, filtered, percent recovery | 2,2',3,3',4,4',5,6,6'-Nonachlorobiphenyl | % | Dissolved | [5 empty] | 2015-04-09
99223 | Diazinon-d10, surrogate, NWQL schedule 2002/9002, water, unfiltered, percent recovery | Diazinon-D10 | % | Total | [5 empty] | 2015-04-09
99224 | alpha-HCH-d6, surrogate, NWQL schedule 2002/9002, water, unfiltered, percent recovery | .alpha.-1,2,3,4,5,6-Hexachlorocyclohexane-D6 or alpha-HCH D6 | % | Total | [5 empty] | 2020-01-21
99281 | Chloroform formation potential, water, filtered, micrograms per liter | Chloroform | ug/l | Dissolved | [5 empty] | 2014-10-03
99282 | Dibromochloromethane formation potential, water, filtered, micrograms per liter | Chlorodibromomethane | ug/l | Dissolved | [5 empty] | 2014-10-03
99283 | Bromodichloroacetic acid formation potential, water, filtered, micrograms per liter | Bromodichloroacetic acid | ug/l | Dissolved | [5 empty] | 2014-10-03
99284 | Dibromochloroacetic acid formation potential, water, filtered, micrograms per liter | Dibromochloroacetic acid | ug/l | Dissolved | [5 empty] | 2014-10-03
99285 | Tribromoacetic acid formation potential, water, filtered, micrograms per liter | Tribromoacetic acid | ug/l | Dissolved | [5 empty] | 2014-10-03
99286 | Trichloroacetic acid formation potential, water, filtered, micrograms per liter | Trichloroacetic acid | ug/l | Dissolved | [5 empty] | 2014-10-03
99287 | Bromochloroacetic acid formation potential, water, filtered, micrograms per liter | Bromochloroacetic acid | ug/l | Dissolved | [5 empty] | 2014-10-03
99288 | Dibromoacetic acid formation potential, water, filtered, micrograms per liter | Dibromoacetic acid | ug/l | Dissolved | [5 empty] | 2014-10-03
99289 | Bromoacetic acid formation potential, water, filtered, micrograms per liter | Bromoacetic acid | ug/l | Dissolved | [5 empty] | 2014-10-03
99290 | Dichloroacetic acid formation potential, water, filtered, micrograms per liter | Dichloroacetic acid | ug/l | Dissolved | [5 empty] | 2014-10-03
99291 | 2-Bromopropionic acid formation potential, water, filtered, micrograms per liter | 2-Bromopropanoic acid | ug/l | Dissolved | [5 empty] | 2020-01-21
99292 | Chloroacetic acid formation potential, water, filtered, micrograms per liter | Chloroacetic acid | ug/l | Dissolved | [5 empty] | 2014-10-03
99293 | 2-Bromo-1-chloropropane formation potential, water, filtered, micrograms per liter | 2-Bromo-1-chloropropane | ug/l | Dissolved | [5 empty] | 2014-10-03
99295 | Trichloromethane formation potential, water, filtered, micrograms per liter | Chloroform | ug/l | Dissolved | [5 empty] | 2014-10-03
99297 | Bromodichloromethane formation potential, water, filtered, micrograms per liter | Dichlorobromomethane | ug/l | Dissolved | [5 empty] | 2014-10-03
99298 | Dibromodichloromethane formation potential, water, filtered, micrograms per liter | Dibromodichloromethane | ug/l | Dissolved | [5 empty] | 2014-10-03
99299 | Tribromomethane formation potential, water, filtered, micrograms per liter | Tribromomethane | ug/l | Dissolved | [5 empty] | 2014-10-03
99300 | Chlorine dose, disinfection byproduct, water, unfiltered, milligrams per liter | Chlorine dose | mg/l | Total | [5 empty] | 2017-01-05
99301 | Chlorine residual, disinfection byproduct, water, unfiltered, milligrams per liter | Chlorine | mg/l | Total | [5 empty] | 2014-10-03
99302 | Chlorine demand, disinfection byproduct, water, unfiltered, milligrams per liter | Chlorine demand | mg/l | Total | [5 empty] | 2014-10-03
99304 | Trichloromethane, disinfection byproduct, water, unfiltered, EPA method 524.2, micrograms per liter | Chloroform | ug/l | Total | [5 empty] | 2014-10-03
99305 | Bromodichloromethane, disinfection byproduct, water, unfiltered, EPA method 524.2, micrograms per liter | Dichlorobromomethane | ug/l | Total | [5 empty] | 2014-10-03
99306 | Dibromochloromethane, disinfection byproduct, water, unfiltered, EPA method 524.2, micrograms per liter | Chlorodibromomethane | ug/l | Total | [5 empty] | 2014-10-03
99307 | Tribromomethane, disinfection byproduct, water, unfiltered, EPA method 524.2, micrograms per liter | Tribromomethane | ug/l | Total | [5 empty] | 2014-10-03
99308 | Chloroacetic acid, disinfection byproduct, water, unfiltered, EPA method 552.2, micrograms per liter | Chloroacetic acid | ug/l | Total | [5 empty] | 2014-10-03
99309 | Dichloroacetic acid, disinfection byproduct, water, unfiltered, EPA method 552.2, micrograms per liter | Dichloroacetic acid | ug/l | Total | [5 empty] | 2014-10-03
99310 | Trichloroacetic acid, disinfection byproduct, water, unfiltered, EPA method 552.2, micrograms per liter | Trichloroacetic acid | ug/l | Total | [5 empty] | 2014-10-03
99311 | Bromoacetic acid, disinfection byproduct, water, unfiltered, EPA method 552.2, micrograms per liter | Bromoacetic acid | ug/l | Total | [5 empty] | 2014-10-03
99312 | Dibromoacetic acid, disinfection byproduct, water, unfiltered, EPA method 552.2, micrograms per liter | Dibromoacetic acid | ug/l | Total | [5 empty] | 2014-10-03
99313 | Trichloroacetonitrile, disinfection byproduct, water, unfiltered, EPA method 551.1, micrograms per liter | Trichloroacetonitrile | ug/l | Total | [5 empty] | 2014-10-03
99314 | Dichloroacetonitrile, disinfection byproduct, water, unfiltered, EPA method 551.1, micrograms per liter | Dichloroacetonitrile | ug/l | Total | [5 empty] | 2014-10-03
99315 | Bromochloroacetonitrile, disinfection byproduct, water, unfiltered, EPA method 551.1, micrograms per liter | Bromochloroacetonitrile | ug/l | Total | [5 empty] | 2014-10-03
99316 | Dibromoacetonitrile, disinfection byproduct, water, unfiltered, EPA method 551.1, micrograms per liter | Dibromoacetonitrile | ug/l | Total | [5 empty] | 2014-10-03
99317 | 1,1,1-Trichloro-2-propanone, disinfection byproduct, water, unfiltered, EPA method 551.1, micrograms per liter | 1,1,1-Trichloro-2-propanone | ug/l | Total | [5 empty] | 2014-10-03
99318 | 1,1-Dichloro-2-propanone, disinfection byproduct, water, unfiltered, EPA method 551.1, micrograms per liter | 1,1-Dichloropropanone | ug/l | Total | [5 empty] | 2014-10-03
99319 | Chloropicrin, disinfection byproduct, water, unfiltered, EPA method 551.1, micrograms per liter | Chloropicrin | ug/l | Total | [5 empty] | 2014-10-03
99320 | Chlorate, disinfection byproduct, water, unfiltered, EPA method 300.0, micrograms per liter | Chlorate | ug/l | Total | [5 empty] | 2014-10-03
99321 | Chloral hydrate, disinfection byproduct, water, unfiltered, EPA method 551.1, micrograms per liter | Chloral hydrate | ug/l | Total | [5 empty] | 2014-10-03
99322 | Bromochloroacetic acid, disinfection byproduct, water, unfiltered, EPA method 552.2, micrograms per liter | Bromochloroacetic acid | ug/l | Total | [5 empty] | 2014-10-03
99323 | Gross beta radioactivity sample-specific minimum detectable concentration, water, filtered, picocuries per liter | Beta particle | pCi/L | Dissolved | [5 empty] | 2014-10-03
99324 | Radium-224 sample-specific minimum detectable concentration, water, filtered, picocuries per liter | Radium-224 | pCi/L | Dissolved | [5 empty] | 2014-10-03
99325 | Radium-226 sample-specific minimum detectable concentration, water, filtered, picocuries per liter | Radium-226 | pCi/L | Dissolved | [5 empty] | 2014-10-03
99326 | Radium-228 sample-specific minimum detectable concentration, water, filtered, picocuries per liter | Radium-228 | pCi/L | Dissolved | [5 empty] | 2014-10-03
99327 | Radon-222 sample-specific minimum detectable concentration, water, unfiltered, picocuries per liter | Radon-222 | pCi/L | Total | [5 empty] | 2014-10-03
99328 | Coliphage, somatic, E. coli C-host, 2-step enrichment, water, presence or absence in 100 milliliters | Coliphage | PrsAbs0.1L | [6 empty] | 2020-01-21
99329 | Coliphage, somatic, E. coli C-host, 2-step enrichment, water, presence or absence per liter | Coliphage | PrsAbs/L | [6 empty] | 2020-01-21
99330 | Coliphage, somatic, E. coli C-host, 2-step enrichment, water, presence or absence in 4 liters | Coliphage | PrsAbs/4 L | [6 empty] | 2020-01-21
99331 | Coliphage, somatic, E. coli CN13-host, 2-step enrichment, water, presence or absence in 100 milliliters | Coliphage | PrsAbs0.1L | [6 empty] | 2020-01-21
99332 | Coliphage, somatic, E. coli CN13-host, 2-step enrichment, water, presence or absence per liter | Coliphage | PrsAbs/L | [6 empty] | 2020-01-21
99333 | Coliphage, somatic, E. coli CN13-host, 2-step enrichment, water, presence or absence in 4 liters | Coliphage | PrsAbs/4 L | [6 empty] | 2020-01-21
99334 | Coliphage, F-specific, E. coli FAMP-host, 2-step enrichment, water, presence or absence in 100 milliliters | Coliphage | PrsAbs0.1L | [6 empty] | 2020-01-21
99335 | Coliphage, F-specific, E. coli FAMP-host, 2-step enrichment, water, presence or absence per liter | Coliphage | PrsAbs/L | [6 empty] | 2020-01-21
99336 | Coliphage, F-specific, E. coli FAMP-host, 2-step enrichment, water, presence or absence in 4 liters | Coliphage | PrsAbs/4 L | [6 empty] | 2020-01-21
99337 | Gross alpha radioactivity 2X critical level (sample-specific minimum detectable concentration), water, filtered, picocuries per liter | Alpha particle | pCi/L | Dissolved | [5 empty] | 2014-10-03
99398 | Sodium, water, filtered, estimated by regression equation, milligrams per liter | Sodium | mg/l | Dissolved | [5 empty] | 2014-10-03
99399 | Calcium, water, filtered, estimated by regression equation, milligrams per liter | Calcium | mg/l | Dissolved | [5 empty] | 2014-10-03
99400 | Acid neutralizing capacity, water, unfiltered, estimated by regression equation, milligrams per liter as calcium carbonate | Alkalinity | mg/l CaCO3 | Total | [5 empty] | 2020-01-21
99401 | Dissolved solids, water, filtered, estimated by regression equation, milligrams per liter | Total dissolved solids | mg/l | Dissolved | [5 empty] | 2014-10-03
99402 | Suspended solids, water, unfiltered, estimated by regression equation, milligrams per liter | Total suspended solids | mg/l | Suspended | [5 empty] | 2016-06-30
99403 | Total solids, water, unfiltered, estimated by regression equation, milligrams per liter | Total solids | mg/l | Total | [5 empty] | 2016-06-30
99404 | Chloride, water, filtered, estimated by regression equation, milligrams per liter | Chloride | mg/l | Dissolved | [5 empty] | 2014-10-03
99405 | Sulfate, water, filtered, estimated by regression equation, milligrams per liter | Sulfate | mg/l | Dissolved | [5 empty] | 2016-06-30
99406 | Fecal coliforms, estimated by regression equation, water, colonies per 100 milliliters | Fecal Coliform | cfu/100ml | [6 empty] | 2016-10-06
99407 | Escherichia coli, estimated by regression equation, water, colonies per 100 milliliters | Escherichia coli | cfu/100ml | [6 empty] | 2017-01-05
99408 | Atrazine, water, filtered, estimated by regression equation, micrograms per liter | Atrazine | ug/l | Dissolved | [5 empty] | 2016-06-30
99409 | Suspended sediment concentration, water, unfiltered, estimated by regression equation, milligrams per liter | Sediment | mg/l | Suspended | [5 empty] | 2017-01-05
99410 | Total nitrogen [nitrate + nitrite + ammonia + organic-N], water, filtered, estimated by regression equation, milligrams per liter as nitrogen | Nitrogen, mixed forms (NH3), (NH4), organic, (NO2) and (NO3) | mg/l | Dissolved | [5 empty] | 2016-06-30
99411 | Nitrate, water, filtered, estimated by regression equation, milligrams per liter as nitrogen | Nitrate | mg/l as N | Dissolved | [5 empty] | 2016-06-30
99412 | Ammonia (NH3 + NH4+), water, filtered, estimated by regression equation, milligrams per liter as nitrogen | Ammonia and ammonium | mg/l as N | Dissolved | [5 empty] | 2017-04-20
99413 | Ammonia plus organic nitrogen, water, filtered, estimated by regression equation, milligrams per liter as nitrogen | Kjeldahl nitrogen | mg/l as N | Dissolved | [5 empty] | 2016-06-30
99414 | Orthophosphate, water, unfiltered, estimated by regression equation, milligrams per liter as phosphorus | Orthophosphate | mg/l as P | Total | [5 empty] | 2016-06-30
99415 | Orthophosphate, water, filtered, estimated by regression equation, milligrams per liter as phosphorus | Orthophosphate | mg/l as P | Dissolved | [5 empty] | 2016-06-30
99416 | Phosphorus, water, unfiltered, estimated by regression equation, milligrams per liter as phosphorus | Phosphorus | mg/l | Total | [5 empty] | 2015-04-09
99417 | Acid neutralizing capacity, water, unfiltered, pounds per day | Alkalinity | lb/day | Total | [5 empty] | 2020-01-21
99418 | Fecal coliforms, estimated load, water, billions of colonies per day | Fecal Coliform | Bcol/day | [6 empty] | 2014-10-03
99419 | Escherichia coli, estimated load, water, calculated, billions of colonies per day | Escherichia coli | Bcol/day | [6 empty] | 2014-10-03
99420 | Dissolved oxygen, water, unfiltered, pounds per day | Oxygen | lb/day | Dissolved | [5 empty] | 2014-10-03
99421 | Chlorophyll a, water, in situ, regression computed, pounds per day as chlorophyll a | Chlorophyll | lb/day | Total | [5 empty] | 2017-04-20
99422 | Atrazine, water, dissolved, pounds per day | Atrazine | lb/day | Dissolved | [5 empty] | 2014-10-03
99423 | Hydrolyzable phosphorus, water, filtered, estimated by GCLAS, milligrams per liter as phosphorus | Hydrolyzable phosphorus | mg/l as P | Dissolved | [5 empty] | 2020-01-21
99430 | Carbonate, water, unfiltered, inflection-point titration method (incremental titration method), field, milligrams per liter as calcium carbonate | Carbonate | mg/l CaCO3 | Total | [5 empty] | 2014-10-03
99431 | Alkalinity, water, filtered, Gran titration, field, microequivalents per liter | Alkalinity | ueq/L | Dissolved | [5 empty] | 2020-01-21
99432 | Alkalinity, water, filtered, Gran titration, laboratory, microequivalents per liter | Alkalinity | ueq/L | Dissolved | [5 empty] | 2020-01-21
99433 | Dissolved solids, water, filtered, lake-volume weighted, milligrams per liter | Total dissolved solids | mg/l | Dissolved | [5 empty] | 2020-01-21
99434 | Dissolved solids, in entire lake, short tons | Total dissolved solids | tons | Dissolved | [5 empty] | 2020-01-21
99440 | Bicarbonate, water, unfiltered, inflection-point titration method (incremental titration method), field, milligrams per liter | Bicarbonate | mg/l | Total | [5 empty] | 2014-10-03
99445 | Carbonate, water, unfiltered, inflection-point titration method (incremental titration method), field, milligrams per liter | Carbonate | mg/l | Total | [5 empty] | 2014-10-03
99451 | Gamma radioactivity scan, bed sediment, picocuries per gram | Gamma radiation | pCi/g | Bed Sediment | [5 empty] | 2017-01-05
99452 | pH, 100 percent effluent water sample on day 0 of 7-day exposure, unfiltered, standard units | pH | std units | Total |  |  | 0 Day |  |  | 2014-10-03
99453 | pH, 100 percent effluent water sample on day 2 of 7-day exposure, unfiltered, standard units | pH | std units | Total |  |  | 2 Day |  |  | 2014-10-03
99454 | pH, 100 percent effluent water sample on day 7 of 7-day exposure, unfiltered, standard units | pH | std units | Total |  |  | 7 Day |  |  | 2014-10-03
99455 | Dissolved oxygen (DO), 100 percent effluent water sample on day 0 of 7-day exposure, unfiltered, milligrams per liter | Oxygen | mg/l | Total |  |  | 0 Day |  |  | 2014-10-03
99456 | Dissolved oxygen (DO), 100 percent effluent water sample on day 2 of 7-day exposure, unfiltered, milligrams per liter | Oxygen | mg/l | Total |  |  | 2 Day |  |  | 2014-10-03
99457 | Dissolved oxygen (DO), 100 percent effluent water sample on day 7 of 7-day exposure, unfiltered, milligrams per liter | Oxygen | mg/l | Total |  |  | 7 Day |  |  | 2014-10-03
99458 | Specific conductance (SC), 100 percent effluent water sample on day 0 of 7-day exposure, unfiltered, microsiemens per centimeter at 25 degrees Celsius | Specific conductance | uS/cm @25C | Total |  |  | 0 Day |  |  | 2014-10-03
99459 | Specific conductance (SC), 100 percent effluent water sample on day 2 of 7-day exposure, unfiltered, microsiemens per centimeter at 25 degrees Celsius | Specific conductance | uS/cm @25C | Total |  |  | 2 Day |  |  | 2014-10-03
99460 | Specific conductance (SC), 100 percent effluent water sample on day 7 of 7-day exposure, unfiltered, microsiemens per centimeter at 25 degrees Celsius | Specific conductance | uS/cm @25C | Total |  |  | 7 Day |  |  | 2014-10-03
99461 | Hardness, 100 percent effluent water sample on day 0 of 7-day exposure, unfiltered, milligrams per liter as calcium carbonate | Hardness, Ca, Mg | mg/l CaCO3 | Total |  |  | 0 Day |  |  | 2014-10-03
99462 | Hardness, 100 percent effluent water sample on day 2 of 7-day exposure, unfiltered, milligrams per liter as calcium carbonate | Hardness, Ca, Mg | mg/l CaCO3 | Total |  |  | 2 Day |  |  | 2014-10-03
99463 | Hardness, 100 percent effluent water sample on day 7 of 7-day exposure, unfiltered, milligrams per liter as calcium carbonate | Hardness, Ca, Mg | mg/l CaCO3 | Total |  |  | 7 Day |  |  | 2014-10-03
99464 | Acid neutralizing capacity (ANC), 100 percent effluent water sample on day 0 of 7-day exposure, unfiltered, milligrams per liter as calcium carbonate | Alkalinity | mg/l CaCO3 | Total |  |  | 0 Day |  |  | 2020-01-21
99465 | Acid neutralizing capacity (ANC), 100 percent effluent water sample on day 2 of 7-day exposure, unfiltered, milligrams per liter as calcium carbonate | Alkalinity | mg/l CaCO3 | Total |  |  | 2 Day |  |  | 2020-01-21
99466 | Acid neutralizing capacity (ANC), 100 percent effluent water sample on day 7 of 7-day exposure, unfiltered, milligrams per liter as calcium carbonate | Alkalinity | mg/l CaCO3 | Total |  |  | 7 Day |  |  | 2020-01-21
99467 | Ammonia (NH3 + NH4+), 100 percent effluent water sample on day 0 of 7-day exposure, unfiltered, milligrams per liter as nitrogen | Ammonia and ammonium | mg/l as N | Total |  |  | 0 Day |  |  | 2017-04-20
99468 | Ammonia (NH3 + NH4+), 100 percent effluent water sample on day 2 of 7-day exposure, unfiltered, milligrams per liter as nitrogen | Ammonia and ammonium | mg/l as N | Total |  |  | 2 Day |  |  | 2017-04-20
99469 | Ammonia (NH3 + NH4+), 100 percent effluent water sample on day 7 of 7-day exposure, unfiltered, milligrams per liter as nitrogen | Ammonia and ammonium | mg/l as N | Total |  |  | 7 Day |  |  | 2017-04-20
99470 | Ammonia (un-ionized), 100 percent effluent water sample on day 0 of 7-day exposure, unfiltered, milligrams per liter as nitrogen | Ammonia | mg/l as N | Total |  |  | 0 Day |  |  | 2014-10-27
99471 | Ammonia (un-ionized), 100 percent effluent water sample on day 2 of 7-day exposure, unfiltered, milligrams per liter as nitrogen | Ammonia | mg/l as N | Total |  |  | 2 Day |  |  | 2014-10-27
99472 | Ammonia (un-ionized), 100 percent effluent water sample on day 7 of 7-day exposure, unfiltered, milligrams per liter as nitrogen | Ammonia | mg/l as N | Total |  |  | 7 Day |  |  | 2014-10-27
99473 | Calcium, 100 percent effluent water sample on day 0 of 7-day exposure, filtered, milligrams per liter | Calcium | mg/l | Dissolved |  |  | 0 Day |  |  | 2014-10-03
99474 | Calcium, 100 percent effluent water sample on day 2 of 7-day exposure, filtered, milligrams per liter | Calcium | mg/l | Dissolved |  |  | 2 Day |  |  | 2014-10-03
99475 | Potassium, 100 percent effluent water sample on day 0 of 7-day exposure, filtered, milligrams per liter | Potassium | mg/l | Dissolved |  |  | 0 Day |  |  | 2014-10-03
99476 | Potassium, 100 percent effluent water sample on day 2 of 7-day exposure, filtered, milligrams per liter | Potassium | mg/l | Dissolved |  |  | 2 Day |  |  | 2014-10-03
99477 | Magnesium, 100 percent effluent water sample on day 0 of 7-day exposure, filtered, milligrams per liter | Magnesium | mg/l | Dissolved |  |  | 0 Day |  |  | 2014-10-03
99478 | Magnesium, 100 percent effluent water sample on day 2 of 7-day exposure, filtered, milligrams per liter | Magnesium | mg/l | Dissolved |  |  | 2 Day |  |  | 2014-10-03
99479 | Sodium, 100 percent effluent water sample on day 0 of 7-day exposure, filtered, milligrams per liter | Sodium | mg/l | Dissolved |  |  | 0 Day |  |  | 2014-10-03
99480 | Sodium, 100 percent effluent water sample on day 2 of 7-day exposure, filtered, milligrams per liter | Sodium | mg/l | Dissolved |  |  | 2 Day |  |  | 2014-10-03
99481 | Sulfate, 100 percent effluent water sample on day 0 of 7-day exposure, filtered, milligrams per liter | Sulfate | mg/l | Dissolved |  |  | 0 Day |  |  | 2014-10-03
99482 | Sulfate, 100 percent effluent water sample on day 2 of 7-day exposure, filtered, milligrams per liter | Sulfate | mg/l | Dissolved |  |  | 2 Day |  |  | 2014-10-03
99483 | Chloride, 100 percent effluent water sample on day 0 of 7-day exposure, filtered, milligrams per liter | Chloride | mg/l | Dissolved |  |  | 0 Day |  |  | 2014-10-03
99484 | Chloride, 100 percent effluent water sample on day 2 of 7-day exposure, filtered, milligrams per liter | Chloride | mg/l | Dissolved |  |  | 2 Day |  |  | 2014-10-03
99570 | Phenacetin-13C, surrogate, water, filtered, percent recovery | Phenacetin-13C | % | Dissolved | [5 empty] | 2016-10-06
99571 | Ethyl nicotinate-d4, surrogate, water, filtered, percent recovery | Ethyl nicotinate-d4 | % | Dissolved | [5 empty] | 2014-10-03
99574 | Isofenphos, surrogate, water, filtered, percent recovery | Isofenphos | % | Dissolved | [5 empty] | 2014-10-03
99577 | Isofenphos, surrogate, water, unfiltered, percent recovery | Isofenphos | % | Total | [5 empty] | 2014-10-03
99580 | Isofenphos, surrogate, bed sediment, percent recovery | Isofenphos | % | Bed Sediment | [5 empty] | 2014-10-03
99583 | Bisphenol A-d3, surrogate, NWQL Schedule/labcode 2033/8033, water, filtered, percent recovery | Bisphenol A-d3 | % | Dissolved | [5 empty] | 2016-10-06
99584 | Caffeine-13C, surrogate, NWQL schedule/labcode 2033/8033, water, filtered, percent recovery | Caffeine-13C | % | Dissolved | [5 empty] | 2016-10-06
99585 | Decafluorobiphenyl, surrogate, NWQL schedule/labcode 2033/8033, water, filtered, percent recovery | Decafluorobiphenyl | % | Dissolved | [5 empty] | 2015-04-09
99586 | Fluoranthene-d10, surrogate, NWQL schedule/labcode 2033/8033, water, filtered, percent recovery | Fluoranthene-d10 | % | Dissolved | [5 empty] | 2020-01-21
99589 | Bisphenol A-d3, surrogate, NWQL schedule/labcode 2033/8033, suspended sediment, percent recovery | Bisphenol A-d3 | % | Suspended | [5 empty] | 2016-10-06
99590 | Caffeine-13C, surrogate, NWQL schedule/labcode 2033/8033, suspended sediment, percent recovery | Caffeine-13C | % | Suspended | [5 empty] | 2016-10-06
99591 | Decafluorobiphenyl, surrogate, NWQL schedule/labcode 2033/8033, suspended sediment, percent recovery | Decafluorobiphenyl | % | Suspended | [5 empty] | 2015-04-09
99592 | Fluoranthene-d10, surrogate, NWQL schedule/labcode 2033/8033, suspended sediment, percent recovery | Fluoranthene-d10 | % | Suspended | [5 empty] | 2020-01-21
99595 | Total coliforms, defined substrate test presence or absence method (DSTM PA), water, presence or absence in 100 milliliters | Total Coliform | PrsAbs0.1L | Total | [5 empty] | 2017-10-06
99596 | Escherichia coli, defined substrate test presence or absence method (DSTM PA), water, presence or absence in 100 milliliters | Escherichia coli | PrsAbs0.1L | [6 empty] | 2017-10-06
99597 | Giardia, water, method 1623, cysts per 10 liters | Giardia | cysts/10 L | [6 empty] | 2018-07-09
99598 | Giardia, spike efficiency, parameter code 99597, percent recovery | Giardia | % | [6 empty] | 2014-10-03
99599 | Cryptosporidium, water, method 1623, oocysts per 10 liters | Cryptosporidium | oocyst/10L | [6 empty] | 2018-07-09
99600 | Cryptosporidium, spike efficiency, parameter code 99599, percent recovery | Cryptosporidium | % | [6 empty] | 2014-10-03
99601 | Enterococci, water, defined substrate test method (DSTM), most probable number per 100 milliliters | Enterococcus | MPN/100 ml | [6 empty] | 2018-07-09
99602 | Helicobacter pylori, water, fluorescent antibody method, organisms per milliliters | Helicobacter pylori | #/ml | [6 empty] | 2018-07-09
99603 | Cryptosporidium, water, EPA method 1623, oocysts per 1 liter | Cryptosporidium | oocysts/L | Total | [5 empty] | 2020-01-21
99604 | Giardia, water, EPA method 1623, cysts per 1 liter | Giardia | cysts/L | Total | [5 empty] | 2020-01-21
99761 | Cryptosporidium, capsule filter, method 1622, water, oocysts per 10 liters | Cryptosporidium | oocyst/10L | [6 empty] | 2014-10-03
99762 | Cryptosporidium, spike efficiency, parameter code 99761, percent recovery | Cryptosporidium | % | [6 empty] | 2014-10-03
99763 | Cryptosporidium, MF, method 1622, water, oocysts per 10 liters | Cryptosporidium | oocyst/10L | [6 empty] | 2014-10-03
99764 | Cryptosporidium, spike efficiency, parameter code 99763, percent recovery | Cryptosporidium | % | [6 empty] | 2014-10-03
99765 | Clostridium perfringens, ethanol treated, mcp MF method, ammonium hydroxide, 42 degrees Celsius, water, colonies per 100 milliliters | Clostridium perfringens | cfu/100ml |  | 42 deg C |  |  |  |  | 2014-10-03
99766 | Enterovirus, reverse-transcriptase polymerase chain reaction method (RT-PCR), 1MDS filter, water, presence or absence in 50 liters | Enterovirus | PrsAbs/50L | [6 empty] | 2016-06-30
99767 | Reovirus, reverse-transcriptase polymerase chain reaction method (RT-PCR), 1MDS filter, water, presence or absence in 50 liters | Reovirus | PrsAbs/50L | [6 empty] | 2016-06-30
99768 | Rotavirus, reverse-transcriptase polymerase chain reaction method (RT-PCR), 1MDS filter, water, presence or absence in 50 liters | Rotavirus | PrsAbs/50L | [6 empty] | 2016-06-30
99769 | Hepatitis-A virus, reverse-transcriptase polymerase chain reaction method (RT-PCR), 1MDS filter, water, presence or absence in 50 liters | Hepatitis-A virus | PrsAbs/50L | [6 empty] | 2016-06-30
99770 | Norwalk virus, reverse-transcriptase polymerase chain reaction method (RT-PCR), 1MDS filter, water, presence or absence in 50 liters | Norwalk virus | PrsAbs/50L | [6 empty] | 2016-06-30
99771 | Calicivirus, reverse-transcriptase polymerase chain reaction method (RT-PCR), 1MDS filter, water, presence or absence in 50 liters | Caliciviruses | PrsAbs/50L | [6 empty] | 2017-01-05
99772 | Precipitation, millimeters | Precipitation | mm | [6 empty] | 2014-10-03
99773 | Fluometuron, water, filtered, immunoassay, unadjusted, recoverable, micrograms per liter | Fluometuron | ug/l | Dissolved | [5 empty] | 2014-10-03
99774 | Metribuzin, water, filtered, immunoassay, unadjusted, recoverable, micrograms per liter | Metribuzin | ug/l | Dissolved | [5 empty] | 2014-10-03
99775 | Atrazine, water, filtered, immunoassay, unadjusted, recoverable, micrograms per liter | Atrazine | ug/l | Dissolved | [5 empty] | 2014-10-03
99776 | alpha-HCH-d6, surrogate, NWQL schedule 1324, water, unfiltered, percent recovery | .alpha.-1,2,3,4,5,6-Hexachlorocyclohexane-D6 or alpha-HCH D6 | % | Total | [5 empty] | 2020-01-21
99777 | alpha-HCH-d6, surrogate, NWQL schedule, water, unfiltered, percent recovery | .alpha.-1,2,3,4,5,6-Hexachlorocyclohexane-D6 or alpha-HCH D6 | % | Total | [5 empty] | 2020-01-21
99778 | alpha-HCH-d6, surrogate, NWQL schedule 1608, water, unfiltered, percent recovery | .alpha.-1,2,3,4,5,6-Hexachlorocyclohexane-D6 or alpha-HCH D6 | % | Total | [5 empty] | 2020-01-21
99779 | PCB congener 207, surrogate, NWQL schedule 1324, water, unfiltered, percent recovery | 2,2',3,3',4,4',5,6,6'-Nonachlorobiphenyl | % | Total | [5 empty] | 2015-04-09
99780 | PCB congener 207, surrogate, NWQL schedule 1398, water, unfiltered, percent recovery | 2,2',3,3',4,4',5,6,6'-Nonachlorobiphenyl | % | Total | [5 empty] | 2015-04-09
99781 | PCB congener 207, surrogate, NWQL schedule 1608, water, unfiltered, percent recovery | 2,2',3,3',4,4',5,6,6'-Nonachlorobiphenyl | % | Total | [5 empty] | 2015-04-09
99782 | Boron, water, filtered, unpreserved, recoverable, micrograms per liter | Boron | ug/l | Dissolved | [5 empty] | 2014-10-03
99830 | Hydroxide, water, unfiltered, inflection-point titration method (incremental titration method), field, milligrams per liter | Hydroxide | mg/l | Total | [5 empty] | 2014-10-03
99831 | Toluic acid, surrogate, water, filtered, percent recovery | Toluic acid | % | Dissolved | [5 empty] | 2014-10-03
99832 | 1,2-Dichloroethane-d4, surrogate, water, unfiltered, percent recovery | 1,2-Dichloroethane-d4 | % | Total | [5 empty] | 2014-10-03
99833 | Toluene-d8, surrogate, water, unfiltered, percent recovery | Toluene-d8 | % | Total | [5 empty] | 2015-04-09
99834 | 1-Bromo-4-fluorobenzene, surrogate, NWQL VOC schedules, water, unfiltered, percent recovery | p-Bromofluorobenzene | % | Total | [5 empty] | 2015-04-09
99835 | BDMC, surrogate, water, unfiltered, percent recovery | 4-Bromo-3,5-dimethylphenyl N-Methylcarbamate | % | Total | [5 empty] | 2014-10-03
99836 | Monuron, surrogate, NWQL schedule xxxx, water, filtered, percent recovery | Monuron | % | Dissolved | [5 empty] | 2015-04-09
99837 | Barban, surrogate, NWQL schedule xxxx, water, filtered, percent recovery | Barban | % | Dissolved | [5 empty] | 2015-04-09
99872 | Turbidity, water, unfiltered, laboratory, Hach 2100AN, nephelometric turbidity units | Turbidity | NTU | Total | [5 empty] | 2014-10-03
99889 | Nitrate plus nitrite, water, filtered, field, milligrams per liter as nitrogen | Inorganic nitrogen (nitrate and nitrite) | mg/l as N | Dissolved | [5 empty] | 2017-04-20
99891 | Phosphorus, water, unfiltered, modified jirka method, milligrams per liter as phosphorus | Phosphorus | mg/l | Total | [5 empty] | 2015-04-09
99892 | Ammonia plus organic nitrogen, water, unfiltered, modified jirka method, milligrams per liter as nitrogen | Kjeldahl nitrogen | mg/l as N | Total | [5 empty] | 2014-10-03
99893 | Phosphorus, water, filtered, modified jirka method, milligrams per liter as phosphorus | Phosphorus | mg/l | Dissolved | [5 empty] | 2015-04-09
99894 | Ammonia plus organic nitrogen, water, filtered, modified jirka method, milligrams per liter as nitrogen | Kjeldahl nitrogen | mg/l as N | Dissolved | [5 empty] | 2014-10-03
99895 | Silver, water, unfiltered, EPA contract, recoverable, micrograms per liter | Silver | ug/l | Recoverable | [5 empty] | 2014-10-03
99896 | Cyanide, water, unfiltered, EPA contract, recoverable, milligrams per liter | Cyanide | mg/l | Recoverable | [5 empty] | 2014-10-03
99897 | Antimony, water, unfiltered, EPA contract, recoverable, micrograms per liter | Antimony | ug/l | Recoverable | [5 empty] | 2014-10-03
99958 | 2,4,5-T, surrogate, NWQL schedule 9060/2060, water, filtered, percent recovery | 2,4,5-T | % | Dissolved | [5 empty] | 2015-04-09
99959 | Caffeine-13C, surrogate, NWQL schedule 9060/2060, water, filtered, percent recovery | Caffeine-13C | % | Dissolved | [5 empty] | 2016-10-06
99960 | Glyphosate, water, filtered, immunoassay, unadjusted, recoverable, micrograms per liter | Glyphosate | ug/l | Dissolved | [5 empty] | 2014-10-03
99974 | Specific conductance, 1 meter below water surface, microsiemens per centimeter at 25 degrees Celsius | Specific conductance | uS/cm @25C |  | 25 deg C |  |  |  |  | 2014-10-03
99975 | pH, 1 meter below water surface, standard units | pH | std units | [6 empty] | 2015-01-05
99976 | Temperature, 1 meter below water surface, degrees Celsius | Temperature, water | deg C | [6 empty] | 2014-10-03
99977 | Dissolved oxygen, water, unfiltered, 1 meter below surface, milligrams per liter | Oxygen | mg/l | Dissolved | [5 empty] | 2014-10-03
99978 | Specific conductance, water, 1 meter above bottom, microsiemens per centimeter at 25 degrees Celsius | Specific conductance | uS/cm @25C |  | 25 deg C |  |  |  |  | 2014-10-03
99979 | pH, water, 1 meter above bottom, standard units | pH | std units | [6 empty] | 2015-01-05
99980 | Temperature, water, 1 meter above bottom, degrees Celsius | Temperature, water | deg C | [6 empty] | 2014-10-03
99981 | Dissolved oxygen, water, unfiltered, 1 meter above bottom, milligrams per liter | Oxygen | mg/l | Dissolved | [5 empty] | 2014-10-03
99982 | Specific conductance, water, mid-depth of water column, microsiemens per centimeter at 25 degrees Celsius | Specific conductance | uS/cm @25C |  | 25 deg C |  |  |  |  | 2014-10-03
99983 | pH, water, mid-depth of water column, standard units | pH | std units | [6 empty] | 2015-01-05
99984 | Temperature, water, mid-depth of water column, degrees Celsius | Temperature, water | deg C | [6 empty] | 2014-10-03
99985 | Dissolved oxygen, water, unfiltered, mid-depth of water column, milligrams per liter | Oxygen | mg/l | Dissolved | [5 empty] | 2014-10-03
99986 | Solar radiation (average flux density on a horizontal surface during measurement interval), watts per square meter | Solar irradiation, local | W/m2 | [6 empty] | 2014-10-03
99988 | Photosynthetically active radiation (average flux density on a horizontal surface during measurement interval), micromoles of photons per square meter per second | Light, photosynthetic active radiation (PAR) | umol/m2/s | [6 empty] | 2014-10-03
99990 | alpha-HCH-d6, surrogate, NWQL schedule OCSS, suspended sediment, percent recovery | .alpha.-1,2,3,4,5,6-Hexachlorocyclohexane-D6 or alpha-HCH D6 | % | Suspended | [5 empty] | 2020-01-21
99991 | Isodrin, surrogate, NWQL schedule OCSS, suspended sediment, percent recovery | Isodrin | % | Suspended | [5 empty] | 2015-04-09
99992 | PCB congener 207, surrogate, NWQL schedule OCSS, suspended sediment, percent recovery | 2,2',3,3',4,4',5,6,6'-Nonachlorobiphenyl | % | Suspended | [5 empty] | 2015-04-09
99994 | Diazinon-d10, surrogate, NWQL schedule 2003, water, filtered, percent recovery | Diazinon-D10 | % | Dissolved | [5 empty] | 2015-04-09
99995 | alpha-HCH-d6, surrogate, NWQL schedule 2003, water, filtered, percent recovery | .alpha.-1,2,3,4,5,6-Hexachlorocyclohexane-D6 or alpha-HCH D6 | % | Dissolved | [5 empty] | 2020-01-21

## method_speciation
Parm Code | Description | Characterstic Name | Measure Unit | Method Speciation | Result Sample Fraction | Result Temp Basis | Result Statistical Basis | Result Time Basis | Result Weight Basis | Result Particle Size Basis | Last Revision Date
52886 | Inorganic monomeric aluminum, water, unfiltered, calculated, micrograms per liter as aluminum | Inorganic monomeric aluminum | ug/l | as Al | Total | [5 empty] | 2020-01-21
49287 | Monomeric aluminum, water, unfiltered, micrograms per liter as aluminum | Monomeric aluminum | ug/l | as Al | Total | [5 empty] | 2015-04-09
49288 | Organic monomeric aluminum, water, unfiltered, micrograms per liter as aluminum | Organic monomeric aluminum | ug/l | as Al | Total | [5 empty] | 2015-04-09
63718 | 3-Nitro-4-hydroxyphenylarsonic acid, water, filtered, micrograms per liter as arsenic | 3-Nitro-4-hydroxyphenylarsonic acid | ug/L | as As | Dissolved | [5 empty] | 2015-01-05
52532 | Arsenate, water, unfiltered, micrograms per liter as arsenic | Arsenate | ug/L | as As | Total | [5 empty] | 2016-10-06
62453 | Arsenate, water, filtered, micrograms per liter as arsenic | Arsenate | ug/L | as As | Dissolved | [5 empty] | 2015-01-05
99034 | Inorganic arsenic(III), water, filtered (0.45 micron filter), micrograms per liter as arsenic | Arsenic ion (3+) | ug/l | as As | Dissolved | [5 empty] | 2015-04-09
997 | Inorganic arsenic, water, unfiltered, micrograms per liter as arsenic | Arsenic, Inorganic | ug/l | as As | Total | [5 empty] | 2016-10-06
52531 | Arsenite, water, unfiltered, micrograms per liter as arsenic | Arsenite | ug/L | as As | Total | [5 empty] | 2016-10-06
62452 | Arsenite, water, filtered, micrograms per liter as arsenic | Arsenite | ug/L | as As | Dissolved | [5 empty] | 2015-01-05
52534 | Dimethylarsinate ((CH3)2HAsO2), water, unfiltered, recoverable, micrograms per liter as arsenic | Cacodylic acid | ug/L | as As | Recoverable | [5 empty] | 2016-10-06
62455 | Dimethylarsinate ((CH3)2HAsO2), water, filtered, recoverable, micrograms per liter as arsenic | Cacodylic acid | ug/L | as As | Dissolved | [5 empty] | 2014-10-03
52533 | Monomethylarsonate ((CH3)HAsO3-), water, unfiltered, recoverable, micrograms per liter as arsenic | Monomethylarsonate | ug/L | as As | Recoverable | [5 empty] | 2016-10-06
62454 | Monomethylarsonate ((CH3)HAsO3-), water, filtered, recoverable, micrograms per liter as arsenic | Monomethylarsonate | ug/L | as As | Dissolved | [5 empty] | 2015-01-05
34756 | Triazines, water, filtered, enzyme link immuno sorbent assay (ELISA) screen, recoverable, micrograms per liter as atrazine | Triazines mixture, unspecified | ug/L | as Atrazine | Dissolved | [5 empty] | 2014-10-03
34757 | Triazines, water, unfiltered, enzyme link immuno sorbent assay (ELISA) screen, recoverable, micrograms per liter as atrazine | Triazines mixture, unspecified | ug/L | as Atrazine | Recoverable | [5 empty] | 2014-10-03
34758 | Triazines, bed sediment, enzyme link immuno sorbent assay (ELISA) screen, recoverable, dry weight, micrograms per kilogram as atrazine | Triazines mixture, unspecified | ug/kg | as Atrazine | Bed Sediment |  |  |  | Dry |  | 2014-10-03
34759 | Triazines, suspended sediment, enzyme link immuno sorbent assay (ELISA) screen, recoverable, dry weight, micrograms per kilogram as atrazine | Triazines mixture, unspecified | ug/kg | as Atrazine | Suspended |  |  |  | Dry |  | 2014-10-03
99134 | Dissolved organic carbon (DOC), water, in situ, concentration computed by regression of sensor data with field sample lab results, milligrams per liter as carbon | Organic carbon | mg/l | as C | [6 empty] | 2019-04-08
85556 | Organic acids, water, unfiltered, recoverable, milligrams per liter as propionic acid | Organic acids | mg/L | as C3H6O2 | Recoverable | [5 empty] | 2017-01-05
435 | Acidity, water, unfiltered, milligrams per liter as calcium carbonate | Acidity, hydrogen ion (H+) | mg/l | as CaCO3 | Total | [5 empty] | 2014-10-03
70508 | Acidity, water, unfiltered, heated, milligrams per liter as calcium carbonate | Acidity, hydrogen ion (H+) | mg/l | as CaCO3 | Total | Heated |  |  |  |  | 2014-10-03
436 | Mineral acidity, water, unfiltered, methyl orange endpoint (pH 3.1-4.4) titration, milligrams per liter as calcium carbonate | Acidity, mineral methyl orange (as CaCO3) | mg/l | as CaCO3 | Total | [5 empty] | 2017-01-05
437 | Carbon dioxide acidity, water, unfiltered, phenolphthalein endpoint (pH 8.5-9.0) titration, milligrams per liter as calcium carbonate | Acidity, total, phenolphthalein (as CaCO3) | mg/l | as CaCO3 | Total | [5 empty] | 2017-01-05
410 | Acid neutralizing capacity, water, unfiltered, fixed endpoint (pH 4.5) titration, field, milligrams per liter as calcium carbonate | Alkalinity | mg/l | as CaCO3 | Total | [5 empty] | 2020-01-21
411 | Acid neutralizing capacity, water, unfiltered, methyl orange endpoint (pH 3.1-4.4) titration, milligrams per liter as calcium carbonate | Alkalinity | mg/l | as CaCO3 | Total | [5 empty] | 2020-01-21
413 | Acid neutralizing capacity, water, unfiltered, Gran titration, milligrams per liter as calcium carbonate | Alkalinity | mg/l | as CaCO3 | Total | [5 empty] | 2020-01-21
415 | Acid neutralizing capacity, water, unfiltered, phenolphthalein endpoint (pH 8.5-9.0) titration, milligrams per liter as calcium carbonate | Alkalinity | mg/l | as CaCO3 | Total | [5 empty] | 2020-01-21
416 | Acid neutralizing capacity, water, unfiltered, inflection-point titration method (incremental titration method), laboratory, milligrams per liter as calcium carbonate | Alkalinity | mg/l | as CaCO3 | Total | [5 empty] | 2020-01-21
417 | Acid neutralizing capacity, water, unfiltered, fixed endpoint (pH 4.5) titration, laboratory, milligrams per liter as calcium carbonate | Alkalinity | mg/l | as CaCO3 | Total | [5 empty] | 2020-01-21
418 | Alkalinity, water, filtered, fixed endpoint (pH 4.5) titration, field, milligrams per liter as calcium carbonate | Alkalinity | mg/l | as CaCO3 | Dissolved | [5 empty] | 2020-01-21
419 | Acid neutralizing capacity, water, unfiltered, inflection-point titration method (incremental titration method), field, milligrams per liter as calcium carbonate | Alkalinity | mg/l | as CaCO3 | Total | [5 empty] | 2020-01-21
421 | Alkalinity, water, filtered, fixed endpoint (pH 4.5) titration, laboratory, milligrams per liter as calcium carbonate | Alkalinity | mg/l | as CaCO3 | Dissolved | [5 empty] | 2020-01-21
431 | Acid neutralizing capacity, water, unfiltered, milligrams per liter as calcium carbonate | Alkalinity | mg/l | as CaCO3 | Total | [5 empty] | 2020-01-21
29801 | Alkalinity, water, filtered, fixed endpoint (pH 4.5) titration, laboratory, milligrams per liter as calcium carbonate | Alkalinity | mg/l | as CaCO3 | Dissolved | [5 empty] | 2020-01-21
29802 | Alkalinity, water, filtered, Gran titration, field, milligrams per liter as calcium carbonate | Alkalinity | mg/l | as CaCO3 | Dissolved | [5 empty] | 2020-01-21
29803 | Alkalinity, water, filtered, Gran titration, laboratory, milligrams per liter as calcium carbonate | Alkalinity | mg/l | as CaCO3 | Dissolved | [5 empty] | 2020-01-21
29813 | Acid neutralizing capacity, water, unfiltered, Gran titration, field, milligrams per liter as calcium carbonate | Alkalinity | mg/l | as CaCO3 | Total | [5 empty] | 2020-01-21
39036 | Alkalinity, water, filtered, fixed endpoint (pH 4.5) titration, field, milligrams per liter as calcium carbonate | Alkalinity | mg/l | as CaCO3 | Dissolved | [5 empty] | 2020-01-21
39086 | Alkalinity, water, filtered, inflection-point titration method (incremental titration method), field, milligrams per liter as calcium carbonate | Alkalinity | mg/l | as CaCO3 | Dissolved | [5 empty] | 2020-01-21
39087 | Alkalinity, water, filtered, inflection-point titration method (incremental titration method), laboratory, milligrams per liter as calcium carbonate | Alkalinity | mg/l | as CaCO3 | Dissolved | [5 empty] | 2020-01-21
82904 | Acid neutralizing capacity, wet atmospheric deposition, unfiltered, field, milligrams per liter as calcium carbonate | Alkalinity | mg/l | as CaCO3 | Total | [5 empty] | 2020-01-21
82906 | Acid neutralizing capacity, wet atmospheric deposition, unfiltered, laboratory, milligrams per liter as calcium carbonate | Alkalinity | mg/l | as CaCO3 | Total | [5 empty] | 2020-01-21
83186 | Acid neutralizing capacity, bulk atmospheric deposition, unfiltered, field, milligrams per liter as calcium carbonate | Alkalinity | mg/l | as CaCO3 | Total | [5 empty] | 2020-01-21
83188 | Acid neutralizing capacity, bulk atmospheric deposition, unfiltered, laboratory, milligrams per liter as calcium carbonate | Alkalinity | mg/l | as CaCO3 | Total | [5 empty] | 2020-01-21
90410 | Acid neutralizing capacity, water, unfiltered, fixed endpoint (pH 4.5) titration, laboratory, milligrams per liter as calcium carbonate | Alkalinity | mg/l | as CaCO3 | Total | [5 empty] | 2020-01-21
95410 | Acid neutralizing capacity, water, unfiltered, fixed endpoint (pH 4.5) titration, laboratory, milligrams per liter as calcium carbonate | Alkalinity | mg/l | as CaCO3 | Total | [5 empty] | 2020-01-21
99400 | Acid neutralizing capacity, water, unfiltered, estimated by regression equation, milligrams per liter as calcium carbonate | Alkalinity | mg/l | as CaCO3 | Total | [5 empty] | 2020-01-21
99464 | Acid neutralizing capacity (ANC), 100 percent effluent water sample on day 0 of 7-day exposure, unfiltered, milligrams per liter as calcium carbonate | Alkalinity | mg/l | as CaCO3 | Total |  |  | 0 Day |  |  | 2020-01-21
99465 | Acid neutralizing capacity (ANC), 100 percent effluent water sample on day 2 of 7-day exposure, unfiltered, milligrams per liter as calcium carbonate | Alkalinity | mg/l | as CaCO3 | Total |  |  | 2 Day |  |  | 2020-01-21
99466 | Acid neutralizing capacity (ANC), 100 percent effluent water sample on day 7 of 7-day exposure, unfiltered, milligrams per liter as calcium carbonate | Alkalinity | mg/l | as CaCO3 | Total |  |  | 7 Day |  |  | 2020-01-21
425 | Bicarbonate, water, unfiltered, milligrams per liter as calcium carbonate | Bicarbonate | mg/l | as CaCO3 | Total | [5 empty] | 2014-10-03
910 | Calcium, water, unfiltered, milligrams per liter as calcium carbonate | Calcium | mg/l | as CaCO3 | Total | [5 empty] | 2014-10-03
430 | Carbonate, water, unfiltered, milligrams per liter as calcium carbonate | Carbonate | mg/l | as CaCO3 | Total | [5 empty] | 2014-10-03
90430 | Carbonate, water, unfiltered, inflection-point titration method (incremental titration method), laboratory, milligrams per liter as calcium carbonate | Carbonate | mg/l | as CaCO3 | Total | [5 empty] | 2014-10-03
95430 | Carbonate, water, unfiltered, fixed endpoint (pH 8.3) titration, laboratory, milligrams per liter as calcium carbonate | Carbonate | mg/l | as CaCO3 | Total | [5 empty] | 2014-10-03
99430 | Carbonate, water, unfiltered, inflection-point titration method (incremental titration method), field, milligrams per liter as calcium carbonate | Carbonate | mg/l | as CaCO3 | Total | [5 empty] | 2014-10-03
900 | Hardness, water, milligrams per liter as calcium carbonate | Hardness, Ca, Mg | mg/l | as CaCO3 | [6 empty] | 2014-10-03
906 | Hardness, water, filtered, calculated, milligrams per liter as calcium carbonate | Hardness, Ca, Mg | mg/l | as CaCO3 | Dissolved | [5 empty] | 2014-10-03
907 | Hardness, water, unfiltered, calculated, milligrams per liter as calcium carbonate | Hardness, Ca, Mg | mg/l | as CaCO3 | Total | [5 empty] | 2014-10-03
908 | Hardness, water, filtered, measured, milligrams per liter as calcium carbonate | Hardness, Ca, Mg | mg/l | as CaCO3 | Dissolved | [5 empty] | 2014-10-03
909 | Hardness, water, unfiltered, measured, milligrams per liter as calcium carbonate | Hardness, Ca, Mg | mg/l | as CaCO3 | Total | [5 empty] | 2014-10-03
99461 | Hardness, 100 percent effluent water sample on day 0 of 7-day exposure, unfiltered, milligrams per liter as calcium carbonate | Hardness, Ca, Mg | mg/l | as CaCO3 | Total |  |  | 0 Day |  |  | 2014-10-03
99462 | Hardness, 100 percent effluent water sample on day 2 of 7-day exposure, unfiltered, milligrams per liter as calcium carbonate | Hardness, Ca, Mg | mg/l | as CaCO3 | Total |  |  | 2 Day |  |  | 2014-10-03
99463 | Hardness, 100 percent effluent water sample on day 7 of 7-day exposure, unfiltered, milligrams per liter as calcium carbonate | Hardness, Ca, Mg | mg/l | as CaCO3 | Total |  |  | 7 Day |  |  | 2014-10-03
898 | Carbonate hardness, water, filtered, milligrams per liter as calcium carbonate | Hardness, carbonate | mg/l | as CaCO3 | Dissolved | [5 empty] | 2014-10-03
901 | Carbonate hardness, water, unfiltered, milligrams per liter as calcium carbonate | Hardness, carbonate | mg/l | as CaCO3 | Total | [5 empty] | 2014-10-03
902 | Noncarbonate hardness, water, unfiltered, field, milligrams per liter as calcium carbonate | Hardness, non-carbonate | mg/l | as CaCO3 | Total | [5 empty] | 2014-10-03
903 | Noncarbonate hardness, water, unfiltered, lab, milligrams per liter as calcium carbonate | Hardness, non-carbonate | mg/l | as CaCO3 | Total | [5 empty] | 2014-10-03
904 | Noncarbonate hardness, water, filtered, field, milligrams per liter as calcium carbonate | Hardness, non-carbonate | mg/l | as CaCO3 | Dissolved | [5 empty] | 2014-10-03
905 | Noncarbonate hardness, water, filtered, lab, milligrams per liter as calcium carbonate | Hardness, non-carbonate | mg/l | as CaCO3 | Dissolved | [5 empty] | 2014-10-03
95902 | Noncarbonate hardness, water, milligrams per liter as calcium carbonate | Hardness, non-carbonate | mg/l | as CaCO3 | [6 empty] | 2014-10-03
920 | Magnesium, water, unfiltered, milligrams per liter as calcium carbonate | Magnesium | mg/l | as CaCO3 | Total | [5 empty] | 2014-10-03
71860 | Sodium carbonate, residual, water, unfiltered, milligrams per liter as calcium carbonate | Sodium carbonate | mg/l | as CaCO3 | Total | [5 empty] | 2014-10-03
32334 | Chlorophyll, water, in situ, uncorrected for degradation products, computed by regression of sensor data with sample lab results, micrograms per liter as chlorophyll | Chlorophyll | ug/l | as Chlorophyll | Total | [5 empty] | 2020-01-21
32316 | Chlorophyll fluorescence (fChl), water, in situ, concentration estimated from reference material, micrograms per liter as chlorophyll | Chlorophyll a | ug/l | as Chlorophyll | Total | [5 empty] | 2019-04-08
32277 | Chlorophylls greater than 35 microns, calculated as chlorophylls (P32217) less chlorophylls <35 um (P32271), micrograms per liter | Chlorophyll | ug/l | as Chlorophyll a | [5 empty] | > 35 microns | 2015-04-09
32280 | Chlorophylls greater than 11 microns, calculated as chlorophylls (P32217) less chlorophylls <11 um (P32274), micrograms per liter | Chlorophyll | ug/l | as Chlorophyll a | [5 empty] | > 11 microns | 2015-04-09
99421 | Chlorophyll a, water, in situ, regression computed, pounds per day as chlorophyll a | Chlorophyll | lb/day | as chlorophyll a | Total | [5 empty] | 2017-04-20
32278 | Chlorophyll a greater than 35 microns, calculated as chlorophyll a (P32209) less chlorophyll a <35 um (P32272), micrograms per liter | Chlorophyll a | ug/l | as Chlorophyll a | [5 empty] | > 35 microns | 2015-04-09
32281 | Chlorophyll a greater than 11 microns, calculated as chlorophyll a (P32209) less chlorophyll a <11 um (P32275), micrograms per liter | Chlorophyll a | ug/l | as Chlorophyll a | [5 empty] | > 11 microns | 2015-04-09
32317 | Chlorophyll a, water, in situ, concentration computed by regression of sensor data with field sample lab results, micrograms per liter as chlorophyll a | Chlorophyll a | ug/l | as Chlorophyll a | Total | [5 empty] | 2019-04-08
49268 | Organic halides, extractable, bed sediment smaller than 2 millimeters, wet sieved (native water), recoverable, dry weight, milligrams per kilogram as chloride | Organic halides, total -- SWDA NPDWR | mg/kg | as Cl | Bed Sediment |  |  |  | Dry | < 2 mm | 2017-01-05
79747 | Organic halides, water, unfiltered, recoverable, micrograms per liter as chlorine | Organic halides, total -- SWDA NPDWR | ug/L | as Cl | Recoverable | [5 empty] | 2017-01-05
1032 | Chromium(VI), water, filtered, micrograms per liter as Cr | Chromium(VI) | ug/l | as Cr | Dissolved | [5 empty] | 2017-04-20
52658 | Chromium(VI), water, unfiltered, milligrams per liter as Cr | Chromium(VI) | mg/l | as Cr | Total | [5 empty] | 2017-04-20
78247 | Chromium(VI), water, unfiltered, recoverable, micrograms per liter as Cr | Chromium(VI) | ug/l | as Cr | Recoverable | [5 empty] | 2017-04-20
51738 | N-Nitrosodiphenylamine, soil, recoverable, wet weight, milligrams per kilogram as diphenylamine | N-Nitrosodiphenylamine | mg/kg | as DPA | Recoverable |  |  |  | Wet |  | 2014-10-03
68029 | N-Nitrosodiphenylamine, solids, recoverable, dry weight, micrograms per kilogram as diphenylamine | N-Nitrosodiphenylamine | ug/kg | as DPA |  |  |  |  | Dry |  | 2014-10-03
71825 | Acidity, water, unfiltered, heated, milligrams per liter as hydrogen ion | Acidity, hydrogen ion (H+) | mg/l | as H | Total | Heated |  |  |  |  | 2014-10-03
639 | Albuminoid nitrogen, water, unfiltered, milligrams per liter as nitrogen | Albuminoid nitrogen | mg/l | as N | Total | [5 empty] | 2017-01-05
619 | Ammonia (un-ionized), water, unfiltered, calculated, milligrams per liter as nitrogen | Ammonia | mg/l | as N | Total | [5 empty] | 2014-10-03
99470 | Ammonia (un-ionized), 100 percent effluent water sample on day 0 of 7-day exposure, unfiltered, milligrams per liter as nitrogen | Ammonia | mg/l | as N | Total |  |  | 0 Day |  |  | 2014-10-27
99471 | Ammonia (un-ionized), 100 percent effluent water sample on day 2 of 7-day exposure, unfiltered, milligrams per liter as nitrogen | Ammonia | mg/l | as N | Total |  |  | 2 Day |  |  | 2014-10-27
99472 | Ammonia (un-ionized), 100 percent effluent water sample on day 7 of 7-day exposure, unfiltered, milligrams per liter as nitrogen | Ammonia | mg/l | as N | Total |  |  | 7 Day |  |  | 2014-10-27
604 | Ammonia (NH3 + NH4+), suspended sediment, total, milligrams per liter as nitrogen | Ammonia and ammonium | mg/l | as N | Suspended | [5 empty] | 2017-04-20
608 | Ammonia (NH3 + NH4+), water, filtered, milligrams per liter as nitrogen | Ammonia and ammonium | mg/l | as N | Dissolved | [5 empty] | 2017-04-20
610 | Ammonia (NH3 + NH4+), water, unfiltered, milligrams per liter as nitrogen | Ammonia and ammonium | mg/l | as N | Total | [5 empty] | 2017-04-20
611 | Ammonia (NH3 + NH4+), bed sediment, total, dry weight, milligrams per kilogram as nitrogen | Ammonia and ammonium | mg/kg | as N | Bed Sediment |  |  |  | Dry |  | 2017-04-20
52141 | Ammonia (NH3 + NH4+), soil, dry weight, milligrams per kilogram as nitrogen | Ammonia and ammonium | mg/kg | as N |  |  |  |  | Dry |  | 2017-04-20
62961 | Ammonia (NH3 + NH4+), water, dissolved, pounds per day as nitrogen | Ammonia and ammonium | lb/d | as N | Dissolved | [5 empty] | 2017-04-20
82453 | Ammonia (NH3 + NH4+), total, dry atmospheric deposition, milligrams per kilogram as nitrogen | Ammonia and ammonium | mg/kg | as N | Total | [5 empty] | 2017-04-20
82455 | Ammonia (NH3 + NH4+), insoluble, dry atmospheric deposition, milligrams per kilogram as nitrogen | Ammonia and ammonium | mg/kg | as N | [6 empty] | 2017-04-20
82457 | Ammonia (NH3 + NH4+), soluble, dry atmospheric deposition, milligrams per kilogram as nitrogen | Ammonia and ammonium | mg/kg | as N | [6 empty] | 2017-04-20
83044 | Ammonia (NH3 + NH4+), wet atmospheric deposition, filtered, milligrams per liter as nitrogen | Ammonia and ammonium | mg/l | as N | Dissolved | [5 empty] | 2017-04-20
83045 | Ammonia (NH3 + NH4+), wet atmospheric deposition, filtered, milligrams per square meter as nitrogen | Ammonia and ammonium | mg/m2 | as N | Dissolved | [5 empty] | 2017-04-20
83050 | Ammonia (NH3 + NH4+), wet atmospheric deposition, suspended, milligrams per liter as nitrogen | Ammonia and ammonium | mg/l | as N | Suspended | [5 empty] | 2017-04-20
83051 | Ammonia (NH3 + NH4+), wet atmospheric deposition, suspended, milligrams per square meter as nitrogen | Ammonia and ammonium | mg/m2 | as N | Suspended | [5 empty] | 2017-04-20
83056 | Ammonia (NH3 + NH4+), wet atmospheric deposition, unfiltered, recoverable, milligrams per liter as nitrogen | Ammonia and ammonium | mg/l | as N | Recoverable | [5 empty] | 2017-04-20
83057 | Ammonia (NH3 + NH4+), wet atmospheric deposition, unfiltered, recoverable, milligrams per square meter as nitrogen | Ammonia and ammonium | mg/m2 | as N | Recoverable | [5 empty] | 2017-04-20
83062 | Ammonia (NH3 + NH4+), wet atmospheric deposition, unfiltered, milligrams per liter as nitrogen | Ammonia and ammonium | mg/l | as N | Total | [5 empty] | 2017-04-20
83063 | Ammonia (NH3 + NH4+), wet atmospheric deposition, unfiltered, milligrams per square meter as nitrogen | Ammonia and ammonium | mg/m2 | as N | Total | [5 empty] | 2017-04-20
83326 | Ammonia (NH3 + NH4+), bulk atmospheric deposition, filtered, milligrams per liter as nitrogen | Ammonia and ammonium | mg/l | as N | Dissolved | [5 empty] | 2017-04-20
83327 | Ammonia (NH3 + NH4+), bulk atmospheric deposition, filtered, milligrams per square meter as nitrogen | Ammonia and ammonium | mg/m2 | as N | Dissolved | [5 empty] | 2017-04-20
83332 | Ammonia (NH3 + NH4+), bulk atmospheric deposition, suspended, milligrams per liter as nitrogen | Ammonia and ammonium | mg/l | as N | Suspended | [5 empty] | 2017-04-20
83333 | Ammonia (NH3 + NH4+), bulk atmospheric deposition, suspended, milligrams per square meter as nitrogen | Ammonia and ammonium | mg/m2 | as N | Suspended | [5 empty] | 2017-04-20
83338 | Ammonia (NH3 + NH4+), bulk atmospheric deposition, unfiltered, recoverable, milligrams per liter as nitrogen | Ammonia and ammonium | mg/l | as N | Recoverable | [5 empty] | 2017-04-20
83339 | Ammonia (NH3 + NH4+), bulk atmospheric deposition, unfiltered, recoverable, milligrams per square meter as nitrogen | Ammonia and ammonium | mg/m2 | as N | Recoverable | [5 empty] | 2017-04-20
83344 | Ammonia (NH3 + NH4+), bulk atmospheric deposition, unfiltered, milligrams per liter as nitrogen | Ammonia and ammonium | mg/l | as N | Total | [5 empty] | 2017-04-20
83345 | Ammonia (NH3 + NH4+), bulk atmospheric deposition, unfiltered, milligrams per square meter as nitrogen | Ammonia and ammonium | mg/m2 | as N | Total | [5 empty] | 2017-04-20
99120 | Ammonia (NH3 + NH4+), water, filtered, field, milligrams per liter as nitrogen | Ammonia and ammonium | mg/l | as N | Dissolved | [5 empty] | 2017-04-20
99123 | Ammonia, water, unfiltered, field, milligrams per liter as nitrogen | Ammonia and ammonium | mg/l | as N | Total | [5 empty] | 2017-04-20
99412 | Ammonia (NH3 + NH4+), water, filtered, estimated by regression equation, milligrams per liter as nitrogen | Ammonia and ammonium | mg/l | as N | Dissolved | [5 empty] | 2017-04-20
99467 | Ammonia (NH3 + NH4+), 100 percent effluent water sample on day 0 of 7-day exposure, unfiltered, milligrams per liter as nitrogen | Ammonia and ammonium | mg/l | as N | Total |  |  | 0 Day |  |  | 2017-04-20
99468 | Ammonia (NH3 + NH4+), 100 percent effluent water sample on day 2 of 7-day exposure, unfiltered, milligrams per liter as nitrogen | Ammonia and ammonium | mg/l | as N | Total |  |  | 2 Day |  |  | 2017-04-20
99469 | Ammonia (NH3 + NH4+), 100 percent effluent water sample on day 7 of 7-day exposure, unfiltered, milligrams per liter as nitrogen | Ammonia and ammonium | mg/l | as N | Total |  |  | 7 Day |  |  | 2017-04-20
53573 | Inorganic nitrogen, water, unfiltered, calculated as NH3+NO2+NO3, milligrams per liter as nitrogen | Inorganic nitrogen | mg/l | as N | Total | [5 empty] | 2020-01-21
51186 | Inorganic nitrogen, water, dissolved, calculated as NH3+NO2+NO3, milligrams per liter as nitrogen | Inorganic nitrogen (nitrate and nitrite and ammoni | mg/l | as N | Dissolved | [5 empty] | 2017-01-05
51187 | Inorganic nitrogen, water, dissolved, calculated as NH3+NO2+NO3, short tons per day as nitrogen | Inorganic nitrogen (nitrate and nitrite and ammoni | ton/d | as N | Dissolved | [5 empty] | 2017-01-05
628 | Nitrate plus nitrite, suspended sediment, total, milligrams per liter as nitrogen | Inorganic nitrogen (nitrate and nitrite) | mg/l | as N | Suspended | [5 empty] | 2014-10-03
630 | Nitrate plus nitrite, water, unfiltered, milligrams per liter as nitrogen | Inorganic nitrogen (nitrate and nitrite) | mg/l | as N | Total | [5 empty] | 2014-10-03
631 | Nitrate plus nitrite, water, filtered, milligrams per liter as nitrogen | Inorganic nitrogen (nitrate and nitrite) | mg/l | as N | Dissolved | [5 empty] | 2014-10-03
633 | Nitrate plus nitrite, bed sediment, total, dry weight, milligrams per kilogram as nitrogen | Inorganic nitrogen (nitrate and nitrite) | mg/kg | as N | Bed Sediment |  |  |  | Dry |  | 2014-10-03
82458 | Nitrate plus nitrite, soluble, dry atmospheric deposition, milligrams per kilogram as nitrogen | Inorganic nitrogen (nitrate and nitrite) | mg/kg | as N | [6 empty] | 2014-10-03
83080 | Nitrate plus nitrite, wet atmospheric deposition, filtered, milligrams per liter as nitrogen | Inorganic nitrogen (nitrate and nitrite) | mg/l | as N | Dissolved | [5 empty] | 2014-10-03
83081 | Nitrate plus nitrite, wet atmospheric deposition, filtered, milligrams per square meter as nitrogen | Inorganic nitrogen (nitrate and nitrite) | mg/m2 | as N | Dissolved | [5 empty] | 2014-10-03
83086 | Nitrate plus nitrite, wet atmospheric deposition, unfiltered, milligrams per liter as nitrogen | Inorganic nitrogen (nitrate and nitrite) | mg/l | as N | Total | [5 empty] | 2014-10-03
83087 | Nitrate plus nitrite, wet atmospheric deposition, unfiltered, milligrams per square meter as nitrogen | Inorganic nitrogen (nitrate and nitrite) | mg/m2 | as N | Total | [5 empty] | 2014-10-03
83362 | Nitrate plus nitrite, bulk atmospheric deposition, filtered, milligrams per liter as nitrogen | Inorganic nitrogen (nitrate and nitrite) | mg/l | as N | Dissolved | [5 empty] | 2014-10-03
83363 | Nitrate plus nitrite, bulk atmospheric deposition, filtered, milligrams per square meter as nitrogen | Inorganic nitrogen (nitrate and nitrite) | mg/m2 | as N | Dissolved | [5 empty] | 2014-10-03
83368 | Nitrate plus nitrite, bulk atmospheric deposition, unfiltered, milligrams per liter as nitrogen | Inorganic nitrogen (nitrate and nitrite) | mg/l | as N | Total | [5 empty] | 2014-10-03
83369 | Nitrate plus nitrite, bulk atmospheric deposition, unfiltered, milligrams per square meter as nitrogen | Inorganic nitrogen (nitrate and nitrite) | mg/m2 | as N | Total | [5 empty] | 2014-10-03
83554 | Nitrate plus nitrite, water, total, short tons per day as nitrogen | Inorganic nitrogen (nitrate and nitrite) | ton/d | as N | Total | [5 empty] | 2016-06-30
90859 | Nitrate plus nitrite, water, unfiltered, calculated, milligrams per liter as nitrogen | Inorganic nitrogen (nitrate and nitrite) | mg/l | as N | Total | [5 empty] | 2014-10-03
99133 | Nitrate plus nitrite, water, in situ, milligrams per liter as nitrogen | Inorganic nitrogen (nitrate and nitrite) | mg/l | as N | [6 empty] | 2017-04-20
99889 | Nitrate plus nitrite, water, filtered, field, milligrams per liter as nitrogen | Inorganic nitrogen (nitrate and nitrite) | mg/l | as N | Dissolved | [5 empty] | 2017-04-20
623 | Ammonia plus organic nitrogen, water, filtered, milligrams per liter as nitrogen | Kjeldahl nitrogen | mg/l | as N | Dissolved | [5 empty] | 2014-10-03
624 | Ammonia plus organic nitrogen, suspended sediment, total, milligrams per liter as nitrogen | Kjeldahl nitrogen | mg/l | as N | Suspended | [5 empty] | 2014-10-03
625 | Ammonia plus organic nitrogen, water, unfiltered, milligrams per liter as nitrogen | Kjeldahl nitrogen | mg/l | as N | Total | [5 empty] | 2014-10-03
626 | Ammonia plus organic nitrogen, bed sediment, total, dry weight, milligrams per kilogram as nitrogen | Kjeldahl nitrogen | mg/kg | as N | Bed Sediment |  |  |  | Dry |  | 2014-10-03
635 | Ammonia plus organic nitrogen, water, unfiltered, milligrams per liter as nitrogen | Kjeldahl nitrogen | mg/l | as N | Total | [5 empty] | 2014-10-03
636 | Ammonia plus organic nitrogen, water, filtered, milligrams per liter as nitrogen | Kjeldahl nitrogen | mg/l | as N | Dissolved | [5 empty] | 2014-10-03
52151 | Ammonia plus organic nitrogen, bed sediment smaller than 63 microns, wet sieved (native water), recoverable, dry weight, milligrams per kilogram as nitrogen | Kjeldahl nitrogen | mg/kg | as N | Bed Sediment |  |  |  | Dry | < 0.063 | 2015-04-09
82449 | Ammonia plus organic nitrogen, total, dry atmospheric deposition, milligrams per kilogram as nitrogen | Kjeldahl nitrogen | mg/kg | as N | Total | [5 empty] | 2014-10-03
82450 | Ammonia plus organic nitrogen, insoluble, dry atmospheric deposition, milligrams per kilogram as nitrogen | Kjeldahl nitrogen | mg/kg | as N | [6 empty] | 2014-10-03
82451 | Ammonia plus organic nitrogen, soluble, dry atmospheric deposition, milligrams per kilogram as nitrogen | Kjeldahl nitrogen | mg/kg | as N | [6 empty] | 2014-10-03
99413 | Ammonia plus organic nitrogen, water, filtered, estimated by regression equation, milligrams per liter as nitrogen | Kjeldahl nitrogen | mg/l | as N | Dissolved | [5 empty] | 2016-06-30
99892 | Ammonia plus organic nitrogen, water, unfiltered, modified jirka method, milligrams per liter as nitrogen | Kjeldahl nitrogen | mg/l | as N | Total | [5 empty] | 2014-10-03
99894 | Ammonia plus organic nitrogen, water, filtered, modified jirka method, milligrams per liter as nitrogen | Kjeldahl nitrogen | mg/l | as N | Dissolved | [5 empty] | 2014-10-03
618 | Nitrate, water, filtered, milligrams per liter as nitrogen | Nitrate | mg/l | as N | Dissolved | [5 empty] | 2014-10-03
620 | Nitrate, water, unfiltered, milligrams per liter as nitrogen | Nitrate | mg/l | as N | Total | [5 empty] | 2014-10-03
621 | Nitrate, bed sediment, total, dry weight, milligrams per kilogram as nitrogen | Nitrate | mg/kg | as N | Bed Sediment |  |  |  | Dry |  | 2014-10-03
62953 | Nitrate, solids, dry weight, milligrams per kilogram as nitrogen | Nitrate | mg/kg | as N |  |  |  |  | Dry |  | 2014-10-03
64832 | Nitrate, water, filtered, micrograms per liter as nitrogen | Nitrate | ug/L | as N | Dissolved | [5 empty] | 2014-10-03
76008 | Nitrate, suspended sediment, total, milligrams per liter as nitrogen | Nitrate | mg/l | as N | Suspended | [5 empty] | 2014-10-03
82462 | Nitrate, soluble, dry atmospheric deposition, milligrams per kilogram as nitrogen | Nitrate | mg/kg | as N | [6 empty] | 2014-10-03
83068 | Nitrate, wet atmospheric deposition, filtered, milligrams per liter as nitrogen | Nitrate | mg/l | as N | Dissolved | [5 empty] | 2014-10-03
83069 | Nitrate, wet atmospheric deposition, filtered, milligrams per square meter as nitrogen | Nitrate | mg/m2 | as N | Dissolved | [5 empty] | 2014-10-03
83074 | Nitrate, wet atmospheric deposition, unfiltered, milligrams per liter as nitrogen | Nitrate | mg/l | as N | Total | [5 empty] | 2014-10-03
83075 | Nitrate, wet atmospheric deposition, unfiltered, milligrams per square meter as nitrogen | Nitrate | mg/m2 | as N | Total | [5 empty] | 2014-10-03
83350 | Nitrate, bulk atmospheric deposition, filtered, milligrams per liter as nitrogen | Nitrate | mg/l | as N | Dissolved | [5 empty] | 2014-10-03
83351 | Nitrate, bulk atmospheric deposition, filtered, milligrams per square meter as nitrogen | Nitrate | mg/m2 | as N | Dissolved | [5 empty] | 2014-10-03
83356 | Nitrate, bulk atmospheric deposition, unfiltered, milligrams per liter as nitrogen | Nitrate | mg/l | as N | Total | [5 empty] | 2014-10-03
83357 | Nitrate, bulk atmospheric deposition, unfiltered, milligrams per square meter as nitrogen | Nitrate | mg/m2 | as N | Total | [5 empty] | 2014-10-03
99121 | Nitrate, water, filtered, field, milligrams per liter as nitrogen | Nitrate | mg/l | as N | Dissolved | [5 empty] | 2017-04-20
99124 | Nitrate, water, unfiltered, field, milligrams per liter as nitrogen | Nitrate | mg/l | as N | Total | [5 empty] | 2017-04-20
99137 | Nitrate, water, in situ, milligrams per liter as nitrogen | Nitrate | mg/l | as N | Total | [5 empty] | 2017-04-20
99411 | Nitrate, water, filtered, estimated by regression equation, milligrams per liter as nitrogen | Nitrate | mg/l | as N | Dissolved | [5 empty] | 2016-06-30
613 | Nitrite, water, filtered, milligrams per liter as nitrogen | Nitrite | mg/l | as N | Dissolved | [5 empty] | 2014-10-03
615 | Nitrite, water, unfiltered, milligrams per liter as nitrogen | Nitrite | mg/l | as N | Total | [5 empty] | 2014-10-03
616 | Nitrite, bed sediment, total, dry weight, milligrams per kilogram as nitrogen | Nitrite | mg/kg | as N | Bed Sediment |  |  |  | Dry |  | 2014-10-03
62954 | Nitrite, solids, dry weight, milligrams per kilogram as nitrogen | Nitrite | mg/kg | as N |  |  |  |  | Dry |  | 2014-10-03
76009 | Nitrite, suspended sediment, total, milligrams per liter as nitrogen | Nitrite | mg/l | as N | Suspended | [5 empty] | 2014-10-03
82460 | Nitrite, soluble, dry atmospheric deposition, milligrams per kilogram as nitrogen | Nitrite | mg/kg | as N | [6 empty] | 2014-10-03
83092 | Nitrite, wet atmospheric deposition, filtered, milligrams per liter as nitrogen | Nitrite | mg/l | as N | Dissolved | [5 empty] | 2014-10-03
83093 | Nitrite, wet atmospheric deposition, filtered, milligrams per square meter as nitrogen | Nitrite | mg/m2 | as N | Dissolved | [5 empty] | 2014-10-03
83098 | Nitrite, wet atmospheric deposition, unfiltered, milligrams per liter as nitrogen | Nitrite | mg/l | as N | Total | [5 empty] | 2014-10-03
83099 | Nitrite, wet atmospheric deposition, unfiltered, milligrams per square meter as nitrogen | Nitrite | mg/m2 | as N | Total | [5 empty] | 2014-10-03
83374 | Nitrite, bulk atmospheric deposition, filtered, milligrams per liter as nitrogen | Nitrite | mg/l | as N | Dissolved | [5 empty] | 2014-10-03
83375 | Nitrite, bulk atmospheric deposition, filtered, milligrams per square meter as nitrogen | Nitrite | mg/m2 | as N | Dissolved | [5 empty] | 2014-10-03
83380 | Nitrite, bulk atmospheric deposition, unfiltered, milligrams per liter as nitrogen | Nitrite | mg/l | as N | Total | [5 empty] | 2014-10-03
83381 | Nitrite, bulk atmospheric deposition, unfiltered, milligrams per square meter as nitrogen | Nitrite | mg/m2 | as N | Total | [5 empty] | 2014-10-03
99116 | Nitrite, water, filtered, field, milligrams per liter as nitrogen | Nitrite | mg/l | as N | Dissolved | [5 empty] | 2017-04-20
99125 | Nitrite, water, unfiltered, field, milligrams per liter as nitrogen | Nitrite | mg/l | as N | Total | [5 empty] | 2017-04-20
1465 | Total nitrogen [nitrate + nitrite + ammonia + organic-N], biota, tissue, total, milligrams per liter as nitrogen | Nitrogen, mixed forms (NH3), (NH4), organic, (NO2) and (NO3) | mg/l | as N |  |  |  |  | Dry |  | 2015-04-09
82443 | Total nitrogen [nitrate + nitrite + ammonia + organic-N], total, dry atmospheric deposition, milligrams per kilogram as nitrogen | Nitrogen, mixed forms (NH3), (NH4), organic, (NO2) and (NO3) | mg/kg | as N | Total | [5 empty] | 2015-04-09
82444 | Total nitrogen [nitrate + nitrite + ammonia + organic-N], insoluble, dry atmospheric deposition, milligrams per kilogram as nitrogen | Nitrogen, mixed forms (NH3), (NH4), organic, (NO2) and (NO3) | mg/kg | as N | Total | [5 empty] | 2015-04-09
82445 | Total nitrogen [nitrate + nitrite + ammonia + organic-N], soluble, dry atmospheric deposition, milligrams per kilogram as nitrogen | Nitrogen, mixed forms (NH3), (NH4), organic, (NO2) and (NO3) | mg/kg | as N | Total | [5 empty] | 2015-04-09
99410 | Total nitrogen [nitrate + nitrite + ammonia + organic-N], water, filtered, estimated by regression equation, milligrams per liter as nitrogen | Nitrogen, mixed forms (NH3), (NH4), organic, (NO2) and (NO3) | mg/l | as N | Dissolved | [5 empty] | 2016-06-30
605 | Organic nitrogen, water, unfiltered, milligrams per liter as nitrogen | Organic Nitrogen | mg/l | as N | Total | [5 empty] | 2015-04-09
606 | Organic nitrogen, suspended sediment, total, milligrams per liter as nitrogen | Organic Nitrogen | mg/l | as N | Suspended | [5 empty] | 2015-04-09
607 | Organic nitrogen, water, filtered, milligrams per liter as nitrogen | Organic Nitrogen | mg/l | as N | Dissolved | [5 empty] | 2015-04-09
82446 | Organic nitrogen, total, dry atmospheric deposition, milligrams per kilogram as nitrogen | Organic Nitrogen | mg/kg | as N | Total | [5 empty] | 2015-04-09
82447 | Organic nitrogen, insoluble, dry atmospheric deposition, milligrams per kilogram as nitrogen | Organic Nitrogen | mg/kg | as N | [6 empty] | 2015-04-09
82448 | Organic nitrogen, soluble, dry atmospheric deposition, milligrams per kilogram as nitrogen | Organic Nitrogen | mg/kg | as N | [6 empty] | 2015-04-09
933 | Sodium plus potassium, water, filtered, milligrams per liter as sodium | Sodium plus potassium | mg/l | as Na | Dissolved | [5 empty] | 2014-10-03
52155 | Ammonia (NH3 + NH4+), bed sediment, total, dry weight, milligrams per kilogram as NH3 | Ammonia and ammonium | mg/kg | as NH3 | Bed Sediment |  |  |  | Dry |  | 2017-04-20
71845 | Ammonia (NH3 + NH4+), water, unfiltered, milligrams per liter as NH4 | Ammonia and ammonium | mg/l | as NH4 | Total | [5 empty] | 2017-04-20
71846 | Ammonia (NH3 + NH4+), water, filtered, milligrams per liter as NH4 | Ammonia and ammonium | mg/l | as NH4 | Dissolved | [5 empty] | 2017-04-20
82452 | Ammonia (NH3 + NH4+), total, dry atmospheric deposition, milligrams per kilogram as NH4 | Ammonia and ammonium | mg/kg | as NH4 | Total | [5 empty] | 2017-04-20
82454 | Ammonia (NH3 + NH4+), insoluble, dry atmospheric deposition, milligrams per kilogram as NH4 | Ammonia and ammonium | mg/kg | as NH4 | [6 empty] | 2017-04-20
82456 | Ammonia (NH3 + NH4+), soluble, dry atmospheric deposition, milligrams per kilogram as NH4 | Ammonia and ammonium | mg/kg | as NH4 | [6 empty] | 2017-04-20
83047 | Ammonia (NH3 + NH4+), wet atmospheric deposition, filtered, milligrams per liter as NH4 | Ammonia and ammonium | mg/l | as NH4 | Dissolved | [5 empty] | 2017-04-20
83048 | Ammonia (NH3 + NH4+), wet atmospheric deposition, filtered, milligrams per square meter as NH4 | Ammonia and ammonium | mg/m2 | as NH4 | Dissolved | [5 empty] | 2017-04-20
83053 | Ammonia (NH3 + NH4+), wet atmospheric deposition, suspended, milligrams per liter as NH4 | Ammonia and ammonium | mg/l | as NH4 | Suspended | [5 empty] | 2017-04-20
83054 | Ammonia (NH3 + NH4+), wet atmospheric deposition, suspended, milligrams per square meter as NH4 | Ammonia and ammonium | mg/m2 | as NH4 | Suspended | [5 empty] | 2017-04-20
83059 | Ammonia (NH3 + NH4+), wet atmospheric deposition, unfiltered, recoverable, milligrams per liter as NH4 | Ammonia and ammonium | mg/l | as NH4 | Recoverable | [5 empty] | 2017-04-20
83060 | Ammonia (NH3 + NH4+), wet atmospheric deposition, unfiltered, recoverable, milligrams per square meter as NH4 | Ammonia and ammonium | mg/m2 | as NH4 | Recoverable | [5 empty] | 2017-04-20
83065 | Ammonia (NH3 + NH4+), wet atmospheric deposition, unfiltered, milligrams per liter as NH4 | Ammonia and ammonium | mg/l | as NH4 | Total | [5 empty] | 2017-04-20
83066 | Ammonia (NH3 + NH4+), wet atmospheric deposition, unfiltered, milligrams per square meter as NH4 | Ammonia and ammonium | mg/m2 | as NH4 | Total | [5 empty] | 2017-04-20
83329 | Ammonia (NH3 + NH4+), bulk atmospheric deposition, filtered, milligrams per liter as NH4 | Ammonia and ammonium | mg/l | as NH4 | Dissolved | [5 empty] | 2017-04-20
83330 | Ammonia (NH3 + NH4+), bulk atmospheric deposition, filtered, milligrams per square meter as NH4 | Ammonia and ammonium | mg/m2 | as NH4 | Dissolved | [5 empty] | 2017-04-20
83335 | Ammonia (NH3 + NH4+), bulk atmospheric deposition, suspended, milligrams per liter as NH4 | Ammonia and ammonium | mg/l | as NH4 | Suspended | [5 empty] | 2017-04-20
83336 | Ammonia (NH3 + NH4+), bulk atmospheric deposition, suspended, milligrams per square meter as NH4 | Ammonia and ammonium | mg/m2 | as NH4 | Suspended | [5 empty] | 2017-04-20
83341 | Ammonia (NH3 + NH4+), bulk atmospheric deposition, unfiltered, recoverable, milligrams per liter as NH4 | Ammonia and ammonium | mg/l | as NH4 | Recoverable | [5 empty] | 2017-04-20
83342 | Ammonia (NH3 + NH4+), bulk atmospheric deposition, unfiltered, recoverable, milligrams per square meter as NH4 | Ammonia and ammonium | mg/m2 | as NH4 | Recoverable | [5 empty] | 2017-04-20
83347 | Ammonia (NH3 + NH4+), bulk atmospheric deposition, unfiltered, milligrams per liter as NH4 | Ammonia and ammonium | mg/l | as NH4 | Total | [5 empty] | 2017-04-20
83348 | Ammonia (NH3 + NH4+), bulk atmospheric deposition, unfiltered, milligrams per square meter as NH4 | Ammonia and ammonium | mg/m2 | as NH4 | Total | [5 empty] | 2017-04-20
52153 | Nitrite, bed sediment, total, dry weight, milligrams per kilogram as nitrite | Nitrite | mg/kg | as NO2 | Bed Sediment |  |  |  | Dry |  | 2015-04-09
82459 | Nitrite, soluble, dry atmospheric deposition, milligrams per kilogram as nitrite | Nitrite | mg/kg | as NO2 | [6 empty] | 2015-04-09
83095 | Nitrite, wet atmospheric deposition, filtered, milligrams per liter as nitrite | Nitrite | mg/l | as NO2 | Dissolved | [5 empty] | 2015-04-09
83096 | Nitrite, wet atmospheric deposition, filtered, milligrams per square meter as nitrite | Nitrite | mg/m2 | as NO2 | Dissolved | [5 empty] | 2015-04-09
83101 | Nitrite, wet atmospheric deposition, unfiltered, milligrams per liter as nitrite | Nitrite | mg/l | as NO2 | Total | [5 empty] | 2015-04-09
83102 | Nitrite, wet atmospheric deposition, unfiltered, milligrams per square meter as nitrite | Nitrite | mg/m2 | as NO2 | Total | [5 empty] | 2015-04-09
83377 | Nitrite, bulk atmospheric deposition, filtered, milligrams per liter as nitrite | Nitrite | mg/l | as NO2 | Dissolved | [5 empty] | 2015-04-09
83378 | Nitrite, bulk atmospheric deposition, filtered, milligrams per square meter as nitrite | Nitrite | mg/m2 | as NO2 | Dissolved | [5 empty] | 2015-04-09
83383 | Nitrite, bulk atmospheric deposition, unfiltered, milligrams per liter as nitrite | Nitrite | mg/l | as NO2 | Total | [5 empty] | 2015-04-09
83384 | Nitrite, bulk atmospheric deposition, unfiltered, milligrams per square meter as nitrite | Nitrite | mg/m2 | as NO2 | Total | [5 empty] | 2015-04-09
71855 | Nitrite, water, unfiltered, milligrams per liter as nitrite | Nitrite | mg/l | as NO2 | Total | [5 empty] | 2020-01-21
71856 | Nitrite, water, filtered, milligrams per liter as nitrite | Nitrite | mg/l | as NO2 | Dissolved | [5 empty] | 2020-01-21
51290 | Nitrate, water, in situ, milligrams per liter as nitrate | Nitrate | mg/l | as NO3 | Total | [5 empty] | 2017-04-20
52152 | Nitrate, bed sediment, total, dry weight, milligrams per kilogram as nitrate | Nitrate | mg/kg | as NO3 | Bed Sediment |  |  |  | Dry |  | 2015-04-09
82461 | Nitrate, soluble, dry atmospheric deposition, milligrams per kilogram as nitrate | Nitrate | mg/kg | as NO3 | [6 empty] | 2015-04-09
83071 | Nitrate, wet atmospheric deposition, filtered, milligrams per liter as nitrate | Nitrate | mg/l | as NO3 | Dissolved | [5 empty] | 2015-04-09
83072 | Nitrate, wet atmospheric deposition, filtered, milligrams per square meter as nitrate | Nitrate | mg/m2 | as NO3 | Dissolved | [5 empty] | 2015-04-09
83077 | Nitrate, wet atmospheric deposition, unfiltered, milligrams per liter as nitrate | Nitrate | mg/l | as NO3 | Total | [5 empty] | 2015-04-09
83078 | Nitrate, wet atmospheric deposition, unfiltered, milligrams per square meter as nitrate | Nitrate | mg/m2 | as NO3 | Total | [5 empty] | 2015-04-09
83353 | Nitrate, bulk atmospheric deposition, filtered, milligrams per liter as nitrate | Nitrate | mg/l | as NO3 | Dissolved | [5 empty] | 2015-04-09
83354 | Nitrate, bulk atmospheric deposition, filtered, milligrams per square meter as nitrate | Nitrate | mg/m2 | as NO3 | Dissolved | [5 empty] | 2015-04-09
83359 | Nitrate, bulk atmospheric deposition, unfiltered, milligrams per liter as nitrate | Nitrate | mg/l | as NO3 | Total | [5 empty] | 2015-04-09
83360 | Nitrate, bulk atmospheric deposition, unfiltered, milligrams per square meter as nitrate | Nitrate | mg/m2 | as NO3 | Total | [5 empty] | 2015-04-09
91003 | Nitrate, water, filtered, micrograms per liter as nitrate | Nitrate | ug/l | as NO3 | Dissolved | [5 empty] | 2015-04-09
71850 | Nitrate, water, unfiltered, milligrams per liter as nitrate | Nitrate | mg/l | as NO3 | Total | [5 empty] | 2017-01-05
71851 | Nitrate, water, filtered, milligrams per liter as nitrate | Nitrate | mg/l | as NO3 | Dissolved | [5 empty] | 2017-01-05
83083 | Nitrate plus nitrite, wet atmospheric deposition, filtered, milligrams per liter as nitrate | Inorganic nitrogen (nitrate and nitrite) | mg/l | as NO3 | Dissolved | [5 empty] | 2014-10-03
83084 | Nitrate plus nitrite, wet atmospheric deposition, filtered, milligrams per square meter as nitrate | Inorganic nitrogen (nitrate and nitrite) | mg/m2 | as NO3 | Dissolved | [5 empty] | 2014-10-03
83089 | Nitrate plus nitrite, wet atmospheric deposition, unfiltered, milligrams per liter as nitrate | Inorganic nitrogen (nitrate and nitrite) | mg/l | as NO3 | Total | [5 empty] | 2014-10-03
83090 | Nitrate plus nitrite, wet atmospheric deposition, unfiltered, milligrams per square meter as nitrate | Inorganic nitrogen (nitrate and nitrite) | mg/m2 | as NO3 | Total | [5 empty] | 2014-10-03
83365 | Nitrate plus nitrite, bulk atmospheric deposition, filtered, milligrams per liter as nitrate | Inorganic nitrogen (nitrate and nitrite) | mg/l | as NO3 | Dissolved | [5 empty] | 2014-10-03
83366 | Nitrate plus nitrite, bulk atmospheric deposition, filtered, milligrams per square meter as nitrate | Inorganic nitrogen (nitrate and nitrite) | mg/m2 | as NO3 | Dissolved | [5 empty] | 2014-10-03
83371 | Nitrate plus nitrite, bulk atmospheric deposition, unfiltered, milligrams per liter as nitrate | Inorganic nitrogen (nitrate and nitrite) | mg/l | as NO3 | Total | [5 empty] | 2014-10-03
83372 | Nitrate plus nitrite, bulk atmospheric deposition, unfiltered, milligrams per square meter as nitrate | Inorganic nitrogen (nitrate and nitrite) | mg/m2 | as NO3 | Total | [5 empty] | 2014-10-03
71887 | Total nitrogen [nitrate + nitrite + ammonia + organic-N], water, unfiltered, milligrams per liter as nitrate | Nitrogen, mixed forms (NH3), (NH4), organic, (NO2) and (NO3) | mg/l | as NO3 | Total | [5 empty] | 2015-04-09
669 | Hydrolyzable phosphorus, water, unfiltered, milligrams per liter as phosphorus | Hydrolyzable phosphorus | mg/l | as P | Total | [5 empty] | 2014-10-03
672 | Hydrolyzable phosphorus, water, filtered, milligrams per liter as phosphorus | Hydrolyzable phosphorus | mg/l | as P | Dissolved | [5 empty] | 2014-10-03
675 | Hydrolyzable phosphorus, suspended sediment, total, milligrams per liter as phosphorus | Hydrolyzable phosphorus | mg/l | as P | Suspended | [5 empty] | 2014-10-03
99423 | Hydrolyzable phosphorus, water, filtered, estimated by GCLAS, milligrams per liter as phosphorus | Hydrolyzable phosphorus | mg/l | as P | Dissolved | [5 empty] | 2020-01-21
76010 | Hydrolyzable phosphorus plus orthophosphate, suspended sediment, total, milligrams per liter as phosphorus | Hydrolyzable phosphorus plus orthophosphate | mg/l | as P | Suspended | [5 empty] | 2015-01-05
670 | Organic phosphorus, water, unfiltered, milligrams per liter as phosphorus | Organic phosphorus | mg/l | as P | Total | [5 empty] | 2014-10-03
673 | Organic phosphorus, water, filtered, milligrams per liter as phosphorus | Organic phosphorus | mg/l | as P | Dissolved | [5 empty] | 2014-10-03
676 | Organic phosphorus, suspended sediment, total, milligrams per liter as phosphorus | Organic phosphorus | mg/l | as P | Suspended | [5 empty] | 2014-10-03
671 | Orthophosphate, water, filtered, milligrams per liter as phosphorus | Orthophosphate | mg/l | as P | Dissolved | [5 empty] | 2014-10-03
674 | Orthophosphate, suspended sediment, total, milligrams per liter as phosphorus | Orthophosphate | mg/l | as P | Suspended | [5 empty] | 2014-10-03
51288 | Orthophosphate, water, filtered, field, milligrams per liter as phosphorus | Orthophosphate | mg/l | as P | Dissolved | [5 empty] | 2017-04-20
51289 | Orthophosphate, water, in situ, milligrams per liter as phosphorus | Orthophosphate | mg/l | as P | Total | [5 empty] | 2017-04-20
70507 | Orthophosphate, water, unfiltered, milligrams per liter as phosphorus | Orthophosphate | mg/l | as P | Total | [5 empty] | 2014-10-03
82432 | Orthophosphate, total, dry atmospheric deposition, milligrams per kilogram as phosphorus | Orthophosphate | mg/kg | as P | Total | [5 empty] | 2014-10-03
82433 | Orthophosphate, insoluble, dry atmospheric deposition, milligrams per kilogram as PO4 | Orthophosphate | mg/kg | as P | [6 empty] | 2015-04-09
82434 | Orthophosphate, insoluble, dry atmospheric deposition, milligrams per kilogram as phosphorus | Orthophosphate | mg/kg | as P | [6 empty] | 2014-10-03
82435 | Orthophosphate, soluble, dry atmospheric deposition, milligrams per kilogram as PO4 | Orthophosphate | mg/kg | as P | [6 empty] | 2015-04-09
82436 | Orthophosphate, soluble, dry atmospheric deposition, milligrams per kilogram as phosphorus | Orthophosphate | mg/kg | as P | [6 empty] | 2014-10-03
83108 | Orthophosphate, wet atmospheric deposition, filtered, milligrams per liter as phosphorus | Orthophosphate | mg/l | as P | Dissolved | [5 empty] | 2014-10-03
83109 | Orthophosphate, wet atmospheric deposition, filtered, milligrams per square meter as phosphorus | Orthophosphate | mg/m2 | as P | Dissolved | [5 empty] | 2014-10-03
83114 | Orthophosphate, wet atmospheric deposition, unfiltered, milligrams per liter as phosphorus | Orthophosphate | mg/l | as P | Total | [5 empty] | 2014-10-03
83115 | Orthophosphate, wet atmospheric deposition, unfiltered, milligrams per square meter as phosphorus | Orthophosphate | mg/m2 | as P | Total | [5 empty] | 2014-10-03
83390 | Orthophosphate, bulk atmospheric deposition, filtered, milligrams per liter as phosphorus | Orthophosphate | mg/l | as P | Dissolved | [5 empty] | 2014-10-03
83391 | Orthophosphate, bulk atmospheric deposition, filtered, milligrams per square meter as phosphorus | Orthophosphate | mg/m2 | as P | Dissolved | [5 empty] | 2014-10-03
83396 | Orthophosphate, bulk atmospheric deposition, unfiltered, milligrams per liter as phosphorus | Orthophosphate | mg/l | as P | Total | [5 empty] | 2014-10-03
83397 | Orthophosphate, bulk atmospheric deposition, unfiltered, milligrams per square meter as phosphorus | Orthophosphate | mg/m2 | as P | Total | [5 empty] | 2014-10-03
91004 | Orthophosphate, water, filtered, micrograms per liter as phosphorus | Orthophosphate | ug/L | as P | Dissolved | [5 empty] | 2014-10-03
99414 | Orthophosphate, water, unfiltered, estimated by regression equation, milligrams per liter as phosphorus | Orthophosphate | mg/l | as P | Total | [5 empty] | 2016-06-30
99415 | Orthophosphate, water, filtered, estimated by regression equation, milligrams per liter as phosphorus | Orthophosphate | mg/l | as P | Dissolved | [5 empty] | 2016-06-30
662 | Phosphorus, water, unfiltered, recoverable, micrograms per liter as phosphorus | Phosphorus | ug/l | as P | Recoverable | [5 empty] | 2014-10-03
665 | Phosphorus, water, unfiltered, milligrams per liter as phosphorus | Phosphorus | mg/l | as P | Total | [5 empty] | 2014-10-03
666 | Phosphorus, water, filtered, milligrams per liter as phosphorus | Phosphorus | mg/l | as P | Dissolved | [5 empty] | 2014-10-03
667 | Phosphorus, suspended sediment, total, milligrams per liter as phosphorus | Phosphorus | mg/l | as P | Suspended | [5 empty] | 2014-10-03
668 | Phosphorus, bed sediment, total, dry weight, milligrams per kilogram as phosphorus | Phosphorus | mg/kg | as P | Bed Sediment |  |  |  | Dry |  | 2014-10-03
1072 | Phosphorus, water, filtered, micrograms per liter as phosphorus | Phosphorus | ug/l | as P | Dissolved | [5 empty] | 2014-10-03
1388 | Phosphorus, bed sediment, total digestion, dry weight, milligrams per kilogram as phosphorus | Phosphorus | mg/kg | as P | Bed Sediment |  |  |  | Dry |  | 2015-04-09
1413 | Phosphorus, soil, total digestion, dry weight, milligrams per kilogram as phosphorus | Phosphorus | mg/kg | as P | Total |  |  |  | Dry |  | 2015-04-09
1434 | Phosphorus, bed sediment smaller than 2 millimeters, wet sieved (native water), total digestion, dry weight, milligrams per kilogram as phosphorus | Phosphorus | mg/kg | as P | Bed Sediment |  |  |  | Dry | < 2 mm | 2018-10-09
1473 | Phosphorus, suspended sediment, total digestion, dry weight, milligrams per kilogram as phosphorus | Phosphorus | mg/kg | as P | Suspended |  |  |  | Dry |  | 2015-04-09
3946 | Phosphorus, bed sediment smaller than 62.5 microns, wet sieved, laboratory, total digestion, dry weight, milligrams per kilogram as phosphorus | Phosphorus | mg/kg | as P | Bed Sediment |  |  |  | Dry | < 0.0625 | 2015-04-09
35055 | Phosphorus, bed sediment smaller than 62.5 micrometers, dry sieved, laboratory, total digestion, dry weight, milligrams per kilogram as phosphorus | Phosphorus | mg/kg | as P | Bed Sediment |  |  |  | Dry | < 62.5 microns | 2016-10-06
52527 | Phosphorus, water, unfiltered, total, micrograms per liter as phosphorus | Phosphorus | ug/l | as P | Total | [5 empty] | 2016-10-06
52626 | Phosphorus, soil, total, dry weight, milligrams per kilogram as phosphorus | Phosphorus | mg/kg | as P | Total |  |  |  | Dry |  | 2016-10-06
52627 | Phosphorus, solids, total, dry weight, milligrams per kilogram as phosphorus | Phosphorus | mg/kg | as P | Total |  |  |  | Dry |  | 2016-10-06
52635 | Phosphorus, water, unfiltered, total, milligrams per liter as phosphorus | Phosphorus | mg/l | as P | Total | [5 empty] | 2019-07-15
53665 | Phosphorus, bed sediment, recoverable, dry weight, milligrams per kilogram as phosphorus | Phosphorus | mg/kg | as P | Bed Sediment |  |  |  | Dry |  | 2020-01-21
53706 | Phosphorus, bed sediment, 0.25 M hydroxylamine hydrochloride acid extracted, recoverable, dry weight, milligrams per kilogram as phosphorus | Phosphorus | mg/kg | as P | Bed Sediment |  |  |  | Dry |  | 2020-01-21
68075 | Phosphorus, solids, recoverable, dry weight, milligrams per kilogram as phosphorus | Phosphorus | mg/kg | as P |  |  |  |  | Dry |  | 2015-04-09
82267 | Phosphorus, street debris smaller than 0.031 millimeters, dry weight, milligrams per kilogram as phosphorus | Phosphorus | mg/kg | as P |  |  |  |  | Dry | < 0.031 mm | 2015-04-09
82268 | Phosphorus, street debris smaller than 0.0625 millimeters, dry weight, milligrams per kilogram as phosphorus | Phosphorus | mg/kg | as P |  |  |  |  | Dry | < 0.0625 mm | 2015-04-09
82269 | Phosphorus, street debris smaller than 0.125 millimeters, dry weight, milligrams per kilogram as phosphorus | Phosphorus | mg/kg | as P |  |  |  |  | Dry | < 0.125 mm | 2015-04-09
82270 | Phosphorus, street debris smaller than 0.25 millimeters, dry weight, milligrams per kilogram as phosphorus | Phosphorus | mg/kg | as P |  |  |  |  | Dry | < 0.25 mm | 2015-04-09
82271 | Phosphorus, street debris smaller than 0.5 millimeters, dry weight, milligrams per kilogram as phosphorus | Phosphorus | mg/kg | as P |  |  |  |  | Dry | < 0.5 mm | 2015-04-09
82272 | Phosphorus, street debris smaller than 1.0 millimeters, dry weight, milligrams per kilogram as phosphorus | Phosphorus | mg/kg | as P |  |  |  |  | Dry | < 1.0 mm | 2015-04-09
82273 | Phosphorus, street debris smaller than 2 millimeters, dry weight, milligrams per kilogram as phosphorus | Phosphorus | mg/kg | as P |  |  |  |  | Dry | < 2 mm | 2015-04-09
82274 | Phosphorus, street debris smaller than 4 millimeters, dry weight, milligrams per kilogram as phosphorus | Phosphorus | mg/kg | as P |  |  |  |  | Dry | < 4 mm | 2015-04-09
82438 | Phosphorus, dry atmospheric deposition, total, milligrams per kilogram as phosphorus | Phosphorus | mg/kg | as P | Total | [5 empty] | 2015-04-09
82440 | Phosphorus, insoluble, dry atmospheric deposition, milligrams per kilogram as phosphorus | Phosphorus | mg/kg | as P | [6 empty] | 2015-04-09
82442 | Phosphorus, soluble, dry atmospheric deposition, milligrams per kilogram as phosphorus | Phosphorus | mg/kg | as P | [6 empty] | 2015-04-09
99416 | Phosphorus, water, unfiltered, estimated by regression equation, milligrams per liter as phosphorus | Phosphorus | mg/l | as P | Total | [5 empty] | 2015-04-09
99891 | Phosphorus, water, unfiltered, modified jirka method, milligrams per liter as phosphorus | Phosphorus | mg/l | as P | Total | [5 empty] | 2015-04-09
99893 | Phosphorus, water, filtered, modified jirka method, milligrams per liter as phosphorus | Phosphorus | mg/l | as P | Dissolved | [5 empty] | 2015-04-09
32279 | Pheophytin a greater than 35 microns, calculated as pheophytin a (P32213) less pheophytin a <35 um (P32273), micrograms per liter | Pheophytin a | ug/l | as Pheophytin a | [5 empty] | > 35 microns | 2015-04-09
32282 | Pheophytin a greater than 11 microns, calculated as pheophytin a (P32213) less pheophytin a <11 um (P32276), micrograms per liter | Pheophytin a | ug/l | as Pheophytin a | [5 empty] | > 11 microns | 2015-04-09
32319 | Phycocyanin fluorescence (fPC), water, in situ, concentration estimated from reference material, micrograms per liter as phycocyanin | Phycocyanins | ug/l | as Phycocyanin | Total | [5 empty] | 2019-04-08
32336 | Phycoerythrin fluorescence (fPE), water, in situ, concentration estimated from reference material, micrograms per liter as phycoerythrin | Phycoerythrin fluorescence (fPE) | ug/l | as Phycoerythrin | Total | [5 empty] | 2020-01-21
51131 | Orthophosphate, water, unfiltered, recoverable, milligrams per liter as phosphate | Orthophosphate | mg/l | as PO4 | Total | [5 empty] | 2014-10-03
52154 | Orthophosphate, bed sediment, recoverable, dry weight, milligrams per kilogram as PO4 | Orthophosphate | mg/kg | as PO4 | Bed Sediment |  |  |  | Dry |  | 2015-04-09
82431 | Orthophosphate, total, dry atmospheric deposition, milligrams per kilogram as PO4 | Orthophosphate | mg/kg | as PO4 | Total | [5 empty] | 2015-04-09
83111 | Orthophosphate, wet atmospheric deposition, filtered, milligrams per liter as PO4 | Orthophosphate | mg/l | as PO4 | Dissolved | [5 empty] | 2015-04-09
83112 | Orthophosphate, wet atmospheric deposition, filtered, milligrams per square meter as PO4 | Orthophosphate | mg/m2 | as PO4 | Dissolved | [5 empty] | 2015-04-09
83117 | Orthophosphate, wet atmospheric deposition, unfiltered, milligrams per liter as PO4 | Orthophosphate | mg/l | as PO4 | Total | [5 empty] | 2015-04-09
83118 | Orthophosphate, wet atmospheric deposition, unfiltered, milligrams per square meter as PO4 | Orthophosphate | mg/m2 | as PO4 | Total | [5 empty] | 2015-04-09
83393 | Orthophosphate, bulk atmospheric deposition, filtered, milligrams per liter as PO4 | Orthophosphate | mg/l | as PO4 | Dissolved | [5 empty] | 2015-04-09
83394 | Orthophosphate, bulk atmospheric deposition, filtered, milligrams per square meter as PO4 | Orthophosphate | mg/m2 | as PO4 | Dissolved | [5 empty] | 2015-04-09
83398 | Orthophosphate, bulk atmospheric deposition, unfiltered, microequivalents per liter as PO4 | Orthophosphate | ueq/L | as PO4 | Total | [5 empty] | 2015-04-09
83399 | Orthophosphate, bulk atmospheric deposition, unfiltered, milligrams per liter as PO4 | Orthophosphate | mg/l | as PO4 | Total | [5 empty] | 2015-04-09
83400 | Orthophosphate, bulk atmospheric deposition, unfiltered, milligrams per square meter as PO4 | Orthophosphate | mg/m2 | as PO4 | Total | [5 empty] | 2015-04-09
99122 | Orthophosphate, water, filtered, field, milligrams per liter as PO4 | Orthophosphate | mg/l | as PO4 | Dissolved | [5 empty] | 2017-04-20
99126 | Orthophosphate, water, unfiltered, field, milligrams per liter as PO4 | Orthophosphate | mg/l | as PO4 | Total | [5 empty] | 2017-04-20
52314 | Phosphates (orthophosphate plus condensed and polyphosphates), water, unfiltered, milligrams per liter as PO4 | Phosphates (orthophosphate plus condensed and polyphosphates) | mg/l | as PO4 | Total | [5 empty] | 2020-01-21
52315 | Phosphates (orthophosphate plus condensed and polyphosphates), water, filtered, milligrams per liter as PO4 | Phosphates (orthophosphate plus condensed and polyphosphates) | mg/l | as PO4 | Dissolved | [5 empty] | 2020-01-21
660 | Orthophosphate, water, filtered, milligrams per liter as PO4 | Orthophosphate | mg/l | as PO4 | Dissolved | [5 empty] | 2017-04-20
650 | Phosphate, water, unfiltered, milligrams per liter as PO4 | Phosphate-phosphorus | mg/l | as PO4 | Total | [5 empty] | 2017-01-05
653 | Phosphate, water, filtered, milligrams per liter as PO4 | Phosphate-phosphorus | mg/l | as PO4 | Dissolved | [5 empty] | 2017-01-05
52633 | Orthophosphate, bed sediment, total, dry weight, milligrams per kilogram as PO4 | Orthophosphate | mg/kg | as PO4 | Bed Sediment | [5 empty] | 2016-10-06
52634 | Orthophosphate, solids, total, dry weight, milligrams per kilogram as PO4 | Orthophosphate | mg/kg | as PO4 | [6 empty] | 2016-10-06
71886 | Phosphorus, water, unfiltered, milligrams per liter as PO4 | Phosphorus | mg/l | as PO4 | Total | [5 empty] | 2015-04-09
71888 | Phosphorus, water, filtered, milligrams per liter as PO4 | Phosphorus | mg/l | as PO4 | Dissolved | [5 empty] | 2015-04-09
82437 | Phosphorus, total, dry atmospheric deposition, milligrams per kilogram as phosphate | Phosphorus | mg/kg | as PO4 | Total | [5 empty] | 2014-10-03
82439 | Phosphorus, insoluble, dry atmospheric deposition, milligrams per kilogram as phosphate | Phosphorus | mg/kg | as PO4 | [6 empty] | 2014-10-03
82441 | Phosphorus, soluble, dry atmospheric deposition, milligrams per kilogram as phosphate | Phosphorus | mg/kg | as PO4 | [6 empty] | 2014-10-03
32341 | Optical brightener fluorescence (fOB), water, in situ, concentration estimated from reference material, micrograms per liter as 1,3,6,8-pyrene tetrasulfonic acid (PTSA) | Optical brightener fluorescence (fOB) | ug/L | as PTSA | Total | [5 empty] | 2020-01-21
32295 | Dissolved organic matter fluorescence (fDOM), water, in situ, concentration estimated from reference material, micrograms per liter as quinine sulfate equivalents (QSE) | Colored dissolved organic matter (CDOM) | ug/l | as QSE | Dissolved | [5 empty] | 2019-04-08
83157 | Sulfate, wet atmospheric deposition, filtered, milligrams per liter as sulfur | Sulfate | mg/l | as S | Dissolved | [5 empty] | 2014-10-03
83158 | Sulfate, wet atmospheric deposition, filtered, milligrams per square meter as sulfur | Sulfate | mg/m2 | as S | Dissolved | [5 empty] | 2014-10-03
83163 | Sulfate, wet atmospheric deposition, unfiltered, milligrams per liter as sulfur | Sulfate | mg/l | as S | Total | [5 empty] | 2014-10-03
83164 | Sulfate, wet atmospheric deposition, unfiltered, milligrams per square meter as sulfur | Sulfate | mg/m2 | as S | Total | [5 empty] | 2014-10-03
83439 | Sulfate, bulk atmospheric deposition, filtered, milligrams per liter as sulfur | Sulfate | mg/l | as S | Dissolved | [5 empty] | 2014-10-03
83440 | Sulfate, bulk atmospheric deposition, filtered, milligrams per square meter as sulfur | Sulfate | mg/m2 | as S | Dissolved | [5 empty] | 2014-10-03
83445 | Sulfate, bulk atmospheric deposition, unfiltered, milligrams per liter as sulfur | Sulfate | mg/l | as S | Total | [5 empty] | 2014-10-03
83446 | Sulfate, bulk atmospheric deposition, unfiltered, milligrams per square meter as sulfur | Sulfate | mg/m2 | as S | Total | [5 empty] | 2014-10-03
51284 | Dissolved organic selenium, water, filtered (0.45 micrometer filter), micrograms per liter as selenium | Organic selenium | ug/l | as Se | Dissolved | [5 empty] | 2016-10-06
954 | Silica, water, unfiltered, recoverable, micrograms per liter as SiO2 | Silica | ug/l | as SiO2 | Recoverable | [5 empty] | 2014-10-03
955 | Silica, water, filtered, milligrams per liter as SiO2 | Silica | mg/l | as SiO2 | Dissolved | [5 empty] | 2014-10-03
956 | Silica, water, unfiltered, milligrams per liter as SiO2 | Silica | mg/l | as SiO2 | Total | [5 empty] | 2014-10-03
68809 | Silica, water, filtered, micrograms per liter as SiO2 | Silica | ug/l | as SiO2 | Dissolved | [5 empty] | 2014-10-03
75 | Turbidity, water, unfiltered, Hellige turbidimeter, milligrams per liter as silicon dioxide | Turbidity | mg/l | as SiO2 | Total | [5 empty] | 2015-06-29
22706 | Uranium, water, unfiltered, micrograms per liter as uranium(V,VI) oxide (U3O8) | Uranium | ug/L | as U3O8 | Total | [5 empty] | 2020-01-21
85585 | Ethane, water, dissolved, recoverable, cubic centimeters of gas at standard temperature and pressure per liter of water | Ethane | cm3/L | STP | Dissolved | [5 empty] | 2016-10-06
85584 | Methane, water, dissolved, recoverable, cubic centimeters of gas at standard temperature and pressure per liter of water | Methane | cm3/L | STP | Dissolved | [5 empty] | 2016-10-06
85586 | Propane, water, dissolved, recoverable, cubic centimeters of gas at standard temperature and pressure per liter of water | Propane | cm3/L | STP | Dissolved | [5 empty] | 2016-10-06

## characteristic+speciation
Parm Code | Description | Characterstic Name | Measure Unit | Method Speciation
52886 | Inorganic monomeric aluminum, water, unfiltered, calculated, micrograms per liter as aluminum | Inorganic monomeric aluminum | ug/l | as Al
49287 | Monomeric aluminum, water, unfiltered, micrograms per liter as aluminum | Monomeric aluminum | ug/l | as Al
49288 | Organic monomeric aluminum, water, unfiltered, micrograms per liter as aluminum | Organic monomeric aluminum | ug/l | as Al
63718 | 3-Nitro-4-hydroxyphenylarsonic acid, water, filtered, micrograms per liter as arsenic | 3-Nitro-4-hydroxyphenylarsonic acid | ug/L | as As
52532 | Arsenate, water, unfiltered, micrograms per liter as arsenic | Arsenate | ug/L | as As
99034 | Inorganic arsenic(III), water, filtered (0.45 micron filter), micrograms per liter as arsenic | Arsenic ion (3+) | ug/l | as As
997 | Inorganic arsenic, water, unfiltered, micrograms per liter as arsenic | Arsenic, Inorganic | ug/l | as As
52531 | Arsenite, water, unfiltered, micrograms per liter as arsenic | Arsenite | ug/L | as As
52534 | Dimethylarsinate ((CH3)2HAsO2), water, unfiltered, recoverable, micrograms per liter as arsenic | Cacodylic acid | ug/L | as As
52533 | Monomethylarsonate ((CH3)HAsO3-), water, unfiltered, recoverable, micrograms per liter as arsenic | Monomethylarsonate | ug/L | as As
34756 | Triazines, water, filtered, enzyme link immuno sorbent assay (ELISA) screen, recoverable, micrograms per liter as atrazine | Triazines mixture, unspecified | ug/L | as Atrazine
99134 | Dissolved organic carbon (DOC), water, in situ, concentration computed by regression of sensor data with field sample lab results, milligrams per liter as carbon | Organic carbon | mg/l | as C
85556 | Organic acids, water, unfiltered, recoverable, milligrams per liter as propionic acid | Organic acids | mg/L | as C3H6O2
435 | Acidity, water, unfiltered, milligrams per liter as calcium carbonate | Acidity, hydrogen ion (H+) | mg/l | as CaCO3
436 | Mineral acidity, water, unfiltered, methyl orange endpoint (pH 3.1-4.4) titration, milligrams per liter as calcium carbonate | Acidity, mineral methyl orange (as CaCO3) | mg/l | as CaCO3
437 | Carbon dioxide acidity, water, unfiltered, phenolphthalein endpoint (pH 8.5-9.0) titration, milligrams per liter as calcium carbonate | Acidity, total, phenolphthalein (as CaCO3) | mg/l | as CaCO3
410 | Acid neutralizing capacity, water, unfiltered, fixed endpoint (pH 4.5) titration, field, milligrams per liter as calcium carbonate | Alkalinity | mg/l | as CaCO3
425 | Bicarbonate, water, unfiltered, milligrams per liter as calcium carbonate | Bicarbonate | mg/l | as CaCO3
910 | Calcium, water, unfiltered, milligrams per liter as calcium carbonate | Calcium | mg/l | as CaCO3
430 | Carbonate, water, unfiltered, milligrams per liter as calcium carbonate | Carbonate | mg/l | as CaCO3
900 | Hardness, water, milligrams per liter as calcium carbonate | Hardness, Ca, Mg | mg/l | as CaCO3
898 | Carbonate hardness, water, filtered, milligrams per liter as calcium carbonate | Hardness, carbonate | mg/l | as CaCO3
902 | Noncarbonate hardness, water, unfiltered, field, milligrams per liter as calcium carbonate | Hardness, non-carbonate | mg/l | as CaCO3
920 | Magnesium, water, unfiltered, milligrams per liter as calcium carbonate | Magnesium | mg/l | as CaCO3
71860 | Sodium carbonate, residual, water, unfiltered, milligrams per liter as calcium carbonate | Sodium carbonate | mg/l | as CaCO3
32334 | Chlorophyll, water, in situ, uncorrected for degradation products, computed by regression of sensor data with sample lab results, micrograms per liter as chlorophyll | Chlorophyll | ug/l | as Chlorophyll
32316 | Chlorophyll fluorescence (fChl), water, in situ, concentration estimated from reference material, micrograms per liter as chlorophyll | Chlorophyll a | ug/l | as Chlorophyll
32277 | Chlorophylls greater than 35 microns, calculated as chlorophylls (P32217) less chlorophylls <35 um (P32271), micrograms per liter | Chlorophyll | ug/l | as Chlorophyll a
49268 | Organic halides, extractable, bed sediment smaller than 2 millimeters, wet sieved (native water), recoverable, dry weight, milligrams per kilogram as chloride | Organic halides, total -- SWDA NPDWR | mg/kg | as Cl
1032 | Chromium(VI), water, filtered, micrograms per liter as Cr | Chromium(VI) | ug/l | as Cr
51738 | N-Nitrosodiphenylamine, soil, recoverable, wet weight, milligrams per kilogram as diphenylamine | N-Nitrosodiphenylamine | mg/kg | as DPA
71825 | Acidity, water, unfiltered, heated, milligrams per liter as hydrogen ion | Acidity, hydrogen ion (H+) | mg/l | as H
639 | Albuminoid nitrogen, water, unfiltered, milligrams per liter as nitrogen | Albuminoid nitrogen | mg/l | as N
619 | Ammonia (un-ionized), water, unfiltered, calculated, milligrams per liter as nitrogen | Ammonia | mg/l | as N
604 | Ammonia (NH3 + NH4+), suspended sediment, total, milligrams per liter as nitrogen | Ammonia and ammonium | mg/l | as N
53573 | Inorganic nitrogen, water, unfiltered, calculated as NH3+NO2+NO3, milligrams per liter as nitrogen | Inorganic nitrogen | mg/l | as N
51186 | Inorganic nitrogen, water, dissolved, calculated as NH3+NO2+NO3, milligrams per liter as nitrogen | Inorganic nitrogen (nitrate and nitrite and ammoni | mg/l | as N
628 | Nitrate plus nitrite, suspended sediment, total, milligrams per liter as nitrogen | Inorganic nitrogen (nitrate and nitrite) | mg/l | as N
623 | Ammonia plus organic nitrogen, water, filtered, milligrams per liter as nitrogen | Kjeldahl nitrogen | mg/l | as N
618 | Nitrate, water, filtered, milligrams per liter as nitrogen | Nitrate | mg/l | as N
613 | Nitrite, water, filtered, milligrams per liter as nitrogen | Nitrite | mg/l | as N
1465 | Total nitrogen [nitrate + nitrite + ammonia + organic-N], biota, tissue, total, milligrams per liter as nitrogen | Nitrogen, mixed forms (NH3), (NH4), organic, (NO2) and (NO3) | mg/l | as N
605 | Organic nitrogen, water, unfiltered, milligrams per liter as nitrogen | Organic Nitrogen | mg/l | as N
933 | Sodium plus potassium, water, filtered, milligrams per liter as sodium | Sodium plus potassium | mg/l | as Na
52155 | Ammonia (NH3 + NH4+), bed sediment, total, dry weight, milligrams per kilogram as NH3 | Ammonia and ammonium | mg/kg | as NH3
71845 | Ammonia (NH3 + NH4+), water, unfiltered, milligrams per liter as NH4 | Ammonia and ammonium | mg/l | as NH4
52153 | Nitrite, bed sediment, total, dry weight, milligrams per kilogram as nitrite | Nitrite | mg/kg | as NO2
51290 | Nitrate, water, in situ, milligrams per liter as nitrate | Nitrate | mg/l | as NO3
669 | Hydrolyzable phosphorus, water, unfiltered, milligrams per liter as phosphorus | Hydrolyzable phosphorus | mg/l | as P
76010 | Hydrolyzable phosphorus plus orthophosphate, suspended sediment, total, milligrams per liter as phosphorus | Hydrolyzable phosphorus plus orthophosphate | mg/l | as P
670 | Organic phosphorus, water, unfiltered, milligrams per liter as phosphorus | Organic phosphorus | mg/l | as P
671 | Orthophosphate, water, filtered, milligrams per liter as phosphorus | Orthophosphate | mg/l | as P
662 | Phosphorus, water, unfiltered, recoverable, micrograms per liter as phosphorus | Phosphorus | ug/l | as P
32279 | Pheophytin a greater than 35 microns, calculated as pheophytin a (P32213) less pheophytin a <35 um (P32273), micrograms per liter | Pheophytin a | ug/l | as Pheophytin a
32319 | Phycocyanin fluorescence (fPC), water, in situ, concentration estimated from reference material, micrograms per liter as phycocyanin | Phycocyanins | ug/l | as Phycocyanin
32336 | Phycoerythrin fluorescence (fPE), water, in situ, concentration estimated from reference material, micrograms per liter as phycoerythrin | Phycoerythrin fluorescence (fPE) | ug/l | as Phycoerythrin
52314 | Phosphates (orthophosphate plus condensed and polyphosphates), water, unfiltered, milligrams per liter as PO4 | Phosphates (orthophosphate plus condensed and polyphosphates) | mg/l | as PO4
650 | Phosphate, water, unfiltered, milligrams per liter as PO4 | Phosphate-phosphorus | mg/l | as PO4
51131 | Orthophosphate, water, unfiltered, recoverable, milligrams per liter as phosphate | Orthophosphate | mg/l | as PO4
32341 | Optical brightener fluorescence (fOB), water, in situ, concentration estimated from reference material, micrograms per liter as 1,3,6,8-pyrene tetrasulfonic acid (PTSA) | Optical brightener fluorescence (fOB) | ug/L | as PTSA
32295 | Dissolved organic matter fluorescence (fDOM), water, in situ, concentration estimated from reference material, micrograms per liter as quinine sulfate equivalents (QSE) | Colored dissolved organic matter (CDOM) | ug/l | as QSE
83157 | Sulfate, wet atmospheric deposition, filtered, milligrams per liter as sulfur | Sulfate | mg/l | as S
51284 | Dissolved organic selenium, water, filtered (0.45 micrometer filter), micrograms per liter as selenium | Organic selenium | ug/l | as Se
954 | Silica, water, unfiltered, recoverable, micrograms per liter as SiO2 | Silica | ug/l | as SiO2
75 | Turbidity, water, unfiltered, Hellige turbidimeter, milligrams per liter as silicon dioxide | Turbidity | mg/l | as SiO2
22706 | Uranium, water, unfiltered, micrograms per liter as uranium(V,VI) oxide (U3O8) | Uranium | ug/L | as U3O8