## Instructions
USEPA WQXWeb Habitat Template |  |  | Domain values last updated: 09/23/2015 10:38:00 AM
Version 1.04
• This template is a data entry spreadsheet that guides data owners through organizing water quality data into a format that meets WQX data validation requirements.
• This template is intended to be paired with the WQXWeb Import Configuration - Import Habitat Results.bin. Changes to the order of columns or the data format in this WQX Web template spreadsheet also need to be applied to the WQXWeb Import Configuration.
• Please refer to the latest version of the "WQXWeb Template Dictionary" for a detailed explanation of the contents within each data entry worksheet, in addition to a complete list of WQX Allowable Values. The dictionary also cotains a list of all the columns available in each Data Entry worksheet.
Worksheets are color coded by function. The single pink tab contains buttons used to export data, the three yellow tabs are used to enter data, and the green tabs are reference lists for data columns that allow only specific values.
Group Name | Use | Worksheet Name | Description
Export | Use buttons on this tab convert Data Entry Worksheets (yellow tabs) to .txt files | Export | The Export tab contains buttons to automatically export data from each of the data entry worksheets into tab delimited files ready to be imported into WQXWeb.
Data Entry Worksheets | A template for submission of water quality monitoring data. Projects, Monitoring Locations and Results templates are provided for users | Projects | The Project tab contains information about the water quality data collection program
|  | Monitoring Locations | The Monitoring Locations tab contains information about the sites were water quality data is being collected
|  | Results | The Results tab contains the field and laboratory water quality data collected.
Allowable Values/ Look-up Lists/ Domain Values | Tables of allowable values for specific columns in the Data Entry worksheets. All green-colored cells are the values that can be used in the worksheets. Others cells are included for additional reference. | Allowed Values - Monitoring Locs | This tab contains multiple tables of listing the values that can be entered in particular columns in the Monitoring Locations tab.
|  | Allowed Values - Results | This tab contains multiple tables of listing the values that can be entered in particular columns in the Results tab.
|  | Characteristics | This tab contains a table of all Characteristics in STORET that can be used in the Characteristic Name field in the Results tab. The table also has fields to indicate if a particular Characteristic requires a Sample Fraction or Field/Lab Analytical Procedure (or both) for a particular characteristic.
|  | Result Value Picklist | List of available values for all Characteristics with 'pick-list' values.
|  | Analytical Methods | This tab contains a list of all nationally available result analytical methods. Additional methods can be defined by an organization in the "Analytical & Collection Methods" tab.
|  | Units of Measure | This tab contains a single table listing all result units of measure available in WQX.
|  | Analytical & Collection Methods | This tab can be used to record organization specific Result Analytical Methods and Sample Collection Methods. Data entered in this tab is not exported to WQXWeb.
For assistance with using this template, please refer to the US EPA STORET/WQX online resources at http://www.epa.gov/storet/
The most recent copy of this template and corresponding dictionary can be downloaded from http://www.epa.gov/storet/wqx/wqxweb_downloads.html
If you have questions or comments about this template, please send email to the STORET Help Desk at STORET@epa.gov

## Definitions
WQX / WQX Web Data Element Descriptions
Tab in Spreadsheet | Data Element | WQX Definition | Required for submission? | Data Type
Monitoring Locations | CountyCode | A code designator used to identify a U.S. county or county equivalent. County codes must be reported using 3-digit FIPS codes. The TSMORGAN portion of the foreign key to TSMGEOPA | No | From domain values string max 3
Monitoring Locations | HorizontalCollectionMethodName | The name that identifies the method used to determine the latitude and longitude coordinates for a point on the earth. Valid code values correspond to those enumerated for this data element in the FRS XML schema. The code that represents the method used to determine geographic coordinates of a locational point. | Yes | From domain values string max 150
Monitoring Locations | HorizontalCoordinateReferenceSystemDatumName | The name that describes the reference datum used in determining latitude and longitude coordinates. Valid code values correspond to those enumerated for this data element in the FRS XML schema. Required if ActivityLocation is supplied. The code that represents an acknowledged standard reference scheme of known coordinates from which calculations or measurements may be taken. | Conditional (see business rule) | From domain values string max 6
Monitoring Locations | LatitudeMeasure | The measure of the angular distance on a meridian north or south of the equator. Signed Decimal Latitude with positive values north of the Equator. Required if ActivityLocation is supplied. The measure of latitude in decimal degrees (- 90.0 to 90.0), indicating angular distance North or South of the equator. | Conditional (see business rule) | Decimal; up to 12 digits
Monitoring Locations | LongitudeMeasure | The measure of the angular distance on a meridian east or west of the prime meridian. Signed Decimal Longitude with neg values west of Greenwich Required if ActivityLocation is supplied. The measure of longitude in decimal degrees (- 180.0 to 180.0) indicating angular distance west or east of the prime meridian. | Conditional (see business rule) | Decimal; up to 14 digits
Monitoring Locations | MonitoringLocationIdentifier | A designator used to describe the unique name, number, or code assigned to identify the monitoring location. Although the schema doesn't enforce this, some activity types will require that a monitoring location is present. This MonitoringLocationIdentifer needs to correspond to either a MonitoringLocationIdentifier reported in the MonitoringLocationIdentity block of this submission or previously submitted to the system. | Conditional (see business rules) | String max 35
Monitoring Locations | MonitoringLocationName | The designator specified by the sampling organization for the site at which sampling or other activities are conducted. Free text name assigned to the Monitoring Location by the Trading Partner. The name by which an Organization refers to a Station. | Yes | string max 255
Monitoring Locations | MonitoringLocationTypeName | The descriptive name for a type of monitoring location. Primary / Secondary Station Combination… The foreign key to TSMVSTC implements "One Valid Station Type Code Combination may be assigned to many Stations." | Yes | From domain values string max 45
Monitoring Locations | SourceMapScaleNumeric | The number that represents the proportional distance on the ground for one unit of measure on the map or photo. Mandatory only when HorizonitalCollectionMethod Code is "INTERPOLATION MAP" The text that describes the Geopositioning Scale of a map. Example: 1:1000. NOTE: When GEOPOSITIONING METHOD = 'MAP' this attribute is mandatory, and the map scale (in part) determines the expected accuracy of the latitude/longitude. | Conditional (see business rule) | non Negative Integer
Monitoring Locations | StateCode | A code designator used to identify a principal administrative subdivision of the United States, Canada, or Mexico. Required if Monitoring Location CountyCode is reported. The TSMORGAN portion of the foreign key to TSMGEOPA | Conditional (see business rule) | From domain values string max 2
Monitoring Locations | TribalLandIndicator | An indicator denoting whether the location is on a tribal land. | No | boolean
Monitoring Locations | TribalLandName | The name of an American Indian or Alaskan native area where the location exists. | No | string max 200
Projects | ProjectDescriptionText | Project description, which may include a description of the project purpose, summary of the objectives, or brief summary of the results of the project. Must provide either ProjectDescriptionText or supply a Project Attached Binary Object. The specific text to be linked to the given table and field. | Conditional (see business rule) | string max 4000
Projects | ProjectIdentifier | A designator used to uniquely identify a data collection project within a context of an organization. This short identifier supports the requirement to update or edit an existing project, subsequent to its initial entry, without repeating all of its component parts. The code (combination of text or numbers) used by the owning Organization to uniquely identify the Project or Survey | Yes | string max 35
Projects | ProjectName | The name assigned by the Organization (project leader or principal investigator) to the project. The name assigned by the owning Organization to the Project or Survey. | Yes | string max 120
Results | ActivityDepthHeightMeasure | Header; A measurement of the vertical location (measured from a reference point) at which an activity occurred. Optional; May not exist with ActivityTopDepthHeightMeasureValue | No
Results | ActivityIdentifier | Designator that uniquely identifies an activity within an organization. This short identifier supports the requirement to update or edit an existing activity, subsequent to its initial entry, without repeating all of its component parts. The Organization-assigned alphanumeric code that identifies a Field Activity, sometimes called Sample ID. The combination of Activity/Sample ID and Replicate Number must be unique among all samples collected during all station visits conducted during any one Trip. | Yes | string max 35
Results | ActivityMediaName | Name or code indicating the environmental medium where the sample was taken. The name of the medium or matrix where the Field Activity occurred. | Yes | From domain values string max 20
Results | ActivityStartDate | The calendar date on which the field activity was started. For Samples Collected or for Measurements/Observations made - the date that the Field Activity began. For Samples Created from other samples - the date on which a sample is created by compositing, splitting, or subsampling from a parent sample. | Yes | Date (YYYY-MM-DD)
Results | ActivityStartTime | The measure of clock time when the field activity began. | No
Results | ActivityTypeCode | The text describing the type of activity. A descriptor used to distinguish different kinds of samples and different kinds of Measurements & Observations. The permitted value list is controlled by the choice of TYPE_NAME (above), with the entries in TSMPRMVL for CATEGORY_TYPE_NAME_M used for activities of type Msr/Obs, while CATEGORY_TYPE_NAME_S is used for activities of type Sample. | Yes | From domain values string max 70
Results | AnalysisStartDate | The calendar date on which the analysis began. The date on which laboratory analysis of the sample for this particular result was performed. | No | date (YYYY-MM-DD)
Results | AnalyticalMethodIdentifier | The identification number or code assigned by the method publisher. Required if Result Analytical Method block is reported. Domain Values: This field will be validated against a domain value list only if the MethodIdentifierContext element (06.03.02) is set to one of a predefined list of contexts (e.g. USEPA, ASTM, USDOI/USGS, etc.). The abbreviated name or identifying code of the analytical procedure. | Conditional (see business rule) | string max 20
Results | AnalyticalMethodIdentifierContext | Identifies the source or data system that created or defined the identifier. Required if Result Analytical Method block is reported. Domain Values: This field can either be user-defined or populated from a predefined list of contexts (e.g. USEPA, ASTM, USDOI/USGS, etc.). The user-defined code that uniquely identifies the Organization to which each occurrence of this table applies. This identifying attribute has been added to this table for purposes of application security. Security is driven by user access to a given Organization(s). | Conditional (see business rule) | string max 120
Results | CharacteristicName | The object, property, or substance which is evaluated or enumerated by either a direct field measurement, a direct field observation, or by laboratory analysis of material collected in the field. Required if result is reported. The foreign key to TSRCHAR implements "One Characteristic may be the thing measured or reported for many results." | Conditional: (see business rule) | From domain values string max 120
Results | Detection LimitMeasureUnitCode | The code that represents the unit for measuring the chemical substance, microbiological substance or other characteristic. Required when ResultDetectionConditionText is either *Not Detected" "Present Above Quantification Limit" or "Present and Below Quantification Limit"; Also required when DetectionQuantitationLimitMeasure block is reported. The foreign key to TSRUOM implements "One Unit of Measure may qualify one or more detection/quantitation limits." | Conditional (see business rule) | From domain values string max 12
Results | DetectionQuantitationLimitMeasure | Constituent concentration that, when processed through the complete method, produces a signal that is statistically different from a blank. Required when ResultDetectionConditionText is either *Not Detected" "Present Above Quantification Limit" or "Present and Below Quantification Limit" | Conditional (see business rule)
Results | DetectionQuantitationLimitTypeName | Text describing the type of detection or quantitation limit used in the analysis of a characteristic. Required when ResultDetectionConditionText is either *Not Detected" "Present Above Quantification Limit" or "Present and Below Quantification Limit" | Conditional (see business rule) | From domain values string max 35
Results | MeasureQualifierCode | A code used to identify any qualifying issues that affect the results. | No | From domain values string max 5
Results | MeasureUnitCode | The code that represents the unit for measuring the item. Required if ActivityDepthHeightMeasure block is reported. | No | From domain values string max 12
Results | MeasureUnitCode | The code that represents the unit for measuring the chemical substance, microbiological substance or other characteristic. Required if a non-text or numeric result is reported; but can also be reported for text or non-numeric results The foreign key to TSRUOM implements "One Unit of Measure may apply to many Results." | Conditional (see business rule) | From domain values string max 12 (Measure Unit Code)
Results | SampleCollectionMethod | The identification number or code assigned by the method publisher. Required when SampleCollectionMethod is present. | Conditional (see business rule) | String max 20
Results | MethodSpeciationName | Identifies the chemical speciation in which the measured result is expressed. | No | From domain values string max 20
Results | ResultComment | Free text with general comments concerning the result. Comments made about the result. | No | string max 4000
Results | DetectionConditionText | The textual descriptor of a result. Required if "ResultValue/ValueMeasure" is blank. Detection condition explains why there is no result measure value. The text indicating whether a characteristic was detected, and if it was detected whether or not it was in a range which permitted it to be quantified. | Conditional: (see business rule) | From domain values string max 35
Results | ResultValue | The reportable measure of the result for the chemical, microbiological or other characteristic being analyzed. Required if Detection Condition is blank. No entry is allowed here if there is an entry in the ResultDectionConditionText. ResultValueMeasure must match a domain list value if the CharacteristicName ends with the phrase 'Choice List' The numeric representation of the result of analyzing a Characteristic with an Analytical Procedure. Note: This value will be determined by converting the text values from Value Text. This conversion to numeric is always attempted during data entry, and when successful, its result is placed in this field. | Conditional (see business rule) | String max 60
Results | SampleFraction | The text name of the portion of the sample associated with results obtained from a physically-partitioned sample. Required for certain characteristics. Description: The text name of the portion of the sample associated with results obtained from a physically-partitioned sample. Examples: - dissolved - suspended - tot | Conditional (see business rule) | From domain values string max 25
Results | ResultStatusIdentifier | Indicates acceptability of the result with respect to QA/QC criteria. Required if result is reported. Result value is either Preliminary or Final. This attribute will be used for query purposes. Values marked as Preliminary are not displayed for public access on STORET Internet sites. | Conditional (see business rule) | From domain values string max 12
Results | ResultValueType | A name that qualifies the process which was used in the determination of the result value (e.g., actual, estimated, calculated). Required if result is non text, Default is actual. A name that represents the process which was used in the determination of the result value(e.g., actual, estimated, calculated). | Conditional (see business rule) | From domain values string max 20
Results | SampleCollectionEquipmentComment | Free text with general comments further describing the sample collection equipment. | No | String max 4000
Results | SampleCollectionEquipmentName | The name that represents equipment used in collecting the sample. Required when SampleCollectionMethod is present. If NetInformation block is present, then the TypeName for the SampleCollectionEquipmentName must match the NetTypeName that is supplied. An Organization-assigned cryptic ID Code that identifies a specific instance of Field Gear. Note: One Field Gear may have many Gear Configurations. Used as a shorthand or abbreviation to represent the Field Gear in batch data update runs. | Conditional (see business rule) | From domain values string max 40
Results | SampleCollectionMethodID | Header: Identifies sample collection or measurement method procedures. Where a documented sample collection method has been employed, this enables the data provider to indicate the documented method that was employed during the field sample collection. Otherwise, the sample collection procedure will best be described in a freeform text. Conditional: Required if Sample Description block is reported. Required if Activity Type contains the term 'Sample' | Conditional (see business rule)
Results | StatisticalBaseCode | The code for the method used to calculate derived results. A statistic or calculation type which describes the reported result (e.g., average, mode, median, MPN). | No | From domain values string max 25
Results | ActivityStartTimeZone | The time zone for which the time of day is reported. Any of the longitudinal divisions of the earth's surface in which a standard time is kept. Required only when ActivityStartTime is reported Any of the longitudinal divisions of the earth's surface in which a standard time is kept. Each zone observes a clock time one hour earlier than the zone immediately to the east. | Conditional (see business rules) | From domain values string max 4

## Projects
Project | Project Name | Project Description Text | QAPP Approved Indicator | Project Attachment File Name | Project Attachment Type
TEMPLATE_HABITAT | Habitat Template Project | Project for testing of Habitat template only | Yes

## Monitoring Locations
Monitoring Location ID | Monitoring Location Name | Monitoring Location Type Name | Tribal Land Indicator | Tribal Land Name | Latitude Measure | Longitude Measure | Source Map Scale Numeric | Horizontal Collection Method Name | Horizontal Coordinate Reference System Datum Name | State Code | County Name | Auto-Generated County Code | HUC Eight Digit Code | HUC Twelve Digit Code
TT 31 | Template Test 31 | River/Stream | No |  | 39.88790 | 105.91123 |  | GPS-Unspecified | NAD83 | SC | Berkeley | 003 | 08021355
TT 32 | Template Test 32 | River/Stream | No |  | 36.88790 | 95.94123 |  | GPS-Unspecified | NAD83 | TX | San Patricio | 409 | 08021355
TT 33 | Template Test 33 | River/Stream | No |  | 37.1261 | -88.6539 |  | Unknown | UNKWN | CO | Montezuma | 083 | 05140206
TT 34 | Template Test 34 | River/Stream | No |  | 39.52512 | -74.65388 |  | Unknown | UNKWN | ID | Blaine | 005 | 05140206

## Results
Project ID | Monitoring Location ID | Activity ID (CHILD-subset) | Activity ID User Supplied (PARENTs) | Activity Type | Activity Media Name | Activity Start Date | Activity Start Time | Activity Start Time Zone | Sampling Component Name | Result Sampling Point Place in Series Sampling Component Place in Series | Reach Length Measure | Reach Length Unit | Reach Width Measure | Reach Width Unit | Sample Collection Method ID | Sample Collection Method Context | Sample Collection Equipment Name | Sample Collection Equipment Comment | Characteristic Name | Characteristic Name User Supplied | Result Detection Condition | Result Value | Result Unit | Result Sample Fraction | Result Status ID | Statistical Base Code | Result Value Type | Result Analytical Method ID | Result Analytical Method Context | Analysis Start Date | Result Detection/Quantitation Limit Type | Result Detection/Quantitation Limit Measure | Result Detection/Quantitation Limit Unit | Result Sampling Point Name | Result Comment | Result Sampling Point Type | Result Sampling Point Comment Text | Result Depth/Altitude Reference Point | Result Depth/Height Measure | Result Depth/Height Unit | Activity Group Type | Activity Group ID | Activity Group Name
TEMPLATE_HABITAT | TT 32 | TT 32:20081223:FMHA:1 | SPCN18122308FH1 | Field Msr/Obs-Habitat Assessment | Habitat | 2008-12-23 |  |  | FishHabUnit | 1 | 50 | m | 10 | m |  |  |  |  | RBP Stream depth - pool |  |  | 24 | cm |  | Final |  | Actual
TEMPLATE_HABITAT | TT 32 | TT 32:20081223:FMHA:1 | SPCN18122308FH1 | Field Msr/Obs-Habitat Assessment | Habitat | 2008-12-23 |  |  | FishHabUnit | 1 | 50 | m | 10 | m |  |  |  |  | RBP High water mark |  |  | 50 | cm |  | Final |  | Actual
TEMPLATE_HABITAT | TT 32 | TT 32:20081223:FMHA:1 | SPCN18122308FH1 | Field Msr/Obs-Habitat Assessment | Habitat | 2008-12-23 |  |  | FishHabUnit | 1 | 50 | m | 10 | m |  |  |  |  | RBP Stream Velocity |  |  | 15 | cm/sec |  | Final |  | Actual
TEMPLATE_HABITAT | TT 32 | TT 32:20081223:FMHA:1 | SPCN18122308FH1 | Field Msr/Obs-Habitat Assessment | Habitat | 2008-12-23 |  |  | FishHabUnit | 1 | 50 | m | 10 | m |  |  |  |  | RBP Pool Variability (choice list) |  |  | SHALLOW |  |  | Final
TEMPLATE_HABITAT | TT 33 | TT 33:20081223:FMHA:1 | SPCN18122308FH1 | Field Msr/Obs-Habitat Assessment | Habitat | 2008-12-23 |  |  | FishHabUnit | 1 | 50 | m | 10 | m |  |  |  |  | RBP Pool Substrate (choice list) |  |  | MUD/CLAY/SND |  |  | Final
TEMPLATE_HABITAT | TT 33 | TT 33:20081223:FMHA:1 | SPCN18122308FH1 | Field Msr/Obs-Habitat Assessment | Habitat | 2008-12-23 |  |  | FishHabUnit | 1 | 50 | m | 10 | m |  |  |  |  | RBP Embeddedness (choice list) |  |  | 25-50% GRAVL |  |  | Final
TEMPLATE_HABITAT | TT 33 | TT 33:20081223:FMHA:1 | SPCN18122308FH1 | Field Msr/Obs-Habitat Assessment | Habitat | 2008-12-23 |  |  | FishHabUnit | 1 | 50 | m | 10 | m |  |  |  |  | RBP2, High G, Epifaunal Substrate/Available Cover (choice list) |  |  | 06 |  |  | Final
TEMPLATE_HABITAT | TT 33 | TT 33:20081223:FMHA:1 | SPCN18122308FH1 | Field Msr/Obs-Habitat Assessment | Habitat | 2008-12-23 |  |  | FishHabUnit | 1 | 50 | m | 10 | m |  |  |  |  | RBP Bank Stability, Left (choice list) |  |  | 30%-60% |  |  | Final | [8 empty] | station0
TEMPLATE_HABITAT | TT 33 | TT 33:20081223:FMHA:1 | SPCN18122308FH1 | Field Msr/Obs-Habitat Assessment | Habitat | 2008-12-23 |  |  | FishHabUnit | 1 | 50 | m | 10 | m |  |  |  |  | RBP2, Habitat type, canopy (%) |  |  | 60 | % |  | Final |  | Actual | [6 empty] | station0
TEMPLATE_HABITAT | TT 33 | TT 33:20081223:FMHA:1 | SPCN18122308FH1 | Field Msr/Obs-Habitat Assessment | Habitat | 2008-12-23 |  |  | FishHabUnit | 1 | 50 | m | 10 | m |  |  |  |  | Floating Detergent/Soap - Severity (choice list) |  |  | MILD |  |  | Final | [8 empty] | Left
TEMPLATE_HABITAT | TT 34 | TT 34:20081223:FMHA:1 | SPCN18122308FH1 | Field Msr/Obs-Habitat Assessment | Habitat | 2008-12-23 |  |  | FishHabUnit | 1 | 50 | m | 10 | m |  |  |  |  | Stream physical appearance (choice list) |  |  | 1.CLEAR |  |  | Final | [8 empty] | Left
TEMPLATE_HABITAT | TT 34 | TT 34:20081223:FMHA:2 | SPCN18122308FH2 | Field Msr/Obs-Habitat Assessment | Habitat | 2008-12-23 |  |  | FishHabUnit | 2 | 50 | m | 10 | m |  |  |  |  | RBP Bank Stability, Left (choice list) |  |  | 5-30% |  |  | Final | [8 empty] | station0
TEMPLATE_HABITAT | TT 34 | TT 34:20081223:FMHA:2 | SPCN18122308FH2 | Field Msr/Obs-Habitat Assessment | Habitat | 2008-12-23 |  |  | FishHabUnit | 2 | 50 | m | 10 | m |  |  |  |  | RBP Stream Velocity |  |  | 15 | cm/sec |  | Final |  | Actual | [6 empty] | station0
TEMPLATE_HABITAT | TT 34 | TT 34:20081223:FMHA:2 | SPCN18122308FH2 | Field Msr/Obs-Habitat Assessment | Habitat | 2008-12-23 |  |  | FishHabUnit | 2 | 50 | m | 10 | m |  |  |  |  | RBP2, Habitat type, Canopy (%) |  |  | 45 | % |  | Final |  | Actual | [6 empty] | Left
TEMPLATE_HABITAT | TT 31 | TT 31:20081223:FMHA:2 | SPCN18122308FH2 | Field Msr/Obs-Habitat Assessment | Habitat | 2008-12-23 |  |  | FishHabUnit | 2 | 50 | m | 10 | m |  |  |  |  | RBP Pool Substrate (choice list) |  |  | GRAV/SND/VEG |  |  | Final | [8 empty] | Left

## Allowed Values - Monitoring Loc
Please Consult the WQXWeb Template Dictionary for Explanations of Data Elements
The green colored cells contain the values that should be used in the Data Input worksheets
Monitoring Location Type | Monitoring Location Horizontal Collection Method | Monitoring Location Horizontal Coordinate Reference System Datum Name |  | Monitoring Location State Code |  | Monitoring Location County |  |  | Unique County Names
Name | Name | Code | Description | State | Name | Name | State | Code | Name
BEACH Program Site-Channelized stream | Address Matching-Block Face | AMSMA | American Samoa Datum | AB | Alberta | Abbeville | SC | 001 | Abbeville
BEACH Program Site-Estuary | Address Matching-Digitized | ASTRO | Midway Astro 1961 | AK | Alaska | Acadia | LA | 001 | Acadia
BEACH Program Site-Great Lake | Address Matching-House Number | GUAM | Guam 1963 | AL | Alabama | Accomack | VA | 001 | Accomack
BEACH Program Site-Lake | Address Matching-Nearest Intersection | JHNSN | Johnson Island 1961 | AR | Arkansas | Ada | ID | 001 | Ada
BEACH Program Site-Land | Address Matching-Other | NAD27 | North American Datum 1927 | AS | American Samoa | Adair | OK | 001 | Adair
BEACH Program Site-Land runoff | Address Matching-Primary Name | NAD83 | North American Datum 1983 | AZ | Arizona | Adair | IA | 001 | Adams
BEACH Program Site-Ocean | Address Matching-Street Centerline | OLDHI | Old Hawaiian Datum | BC | British Columbia | Adair | KY | 001 | Addison
BEACH Program Site-River/Stream | Census Block-1990-Centroid | OTHER | Other | CA | California | Adair | MO | 001 | Adjuntas
BEACH Program Site-Storm sewer | Census Block/Group-1990-Centroid | PR | Puerto Rico Datum | CO | Colorado | Adams | IN | 001 | Aguada
BEACH Program Site-Waste sewer | Census Block/Tract-1990-Centroid | SGEOR | St. George Island Datum | CT | Connecticut | Adams | WA | 001 | Aguadilla
Borehole | Census-Other | SLAWR | St. Lawrence Island Datum | DC | District of Columbia | Adams | WI | 001 | Aguas Buenas
Canal Drainage | Classical Surveying Techniques | SPAUL | St. Paul Island Datum | DE | Delaware | Adams | ND | 001 | Aibonito
Canal Irrigation | GPS Carrier Phase Kinematic Relative Position | UNKWN | Unknown | FL | Florida | Adams | OH | 001 | Aiken
Canal Transport | GPS Carrier Phase Static Relative Position | WAKE | Wake-Eniwetok 1960 | FM | Micronesia | Adams | PA | 001 | Ailinginae
Cave | GPS Code (Pseudo Range) Differential | WGS72 | World Geodetic System 1972 | GA | Georgia | Adams | MS | 001 | Ailinglaplap
CERCLA Superfund Site | GPS Code (Pseudo Range) Precise Position | WGS84 | World Geodetic System 1984 | GU | Guam | Adams | NE | 001 | Ailuk
Channelized Stream | GPS Code (Pseudo Range) Standard Position (SA Off) | HARN | High Accuracy Reference Network for NAD83 | HI | Hawaii | Adams | CO | 001 | Aimeliik
Combined Sewer | GPS Code (Pseudo Range) Standard Position (SA On) |  |  | IA | Iowa | Adams | IL | 001 | Airai
Constructed Wetland | GPS, With Canadian Active Control System | Tribal Land Indicator |  | ID | Idaho | Adams | IA | 003 | Aitkin
Estuary | GPS-Unspecified | Code |  | IL | Illinois | Adams | ID | 003 | Alachua
Facility Industrial | Interpolation-Digital Map Srce (Tiger) | Yes |  | IN | Indiana | Addison | VT | 001 | Alamance
Facility Municipal Sewage (POTW) | Interpolation-MSS | No |  | KS | Kansas | Adjuntas | PR | 001 | Alameda
Facility Other | Interpolation-Map |  |  | KY | Kentucky | Aguada | PR | 003 | Alamosa
Facility Privately Owned Non-industrial | Interpolation-Other |  |  | LA | Louisiana | Aguadilla | PR | 005 | Albany
Facility Public Water Supply (PWS) | Interpolation-Photo |  |  | MA | Massachusetts | Aguas Buenas | PR | 007 | Albemarle
Gallery | Interpolation-Satellite |  |  | MB | Manitoba | Aibonito | PR | 009 | Alcona
Great Lake | Interpolation-Spot |  |  | MD | Maryland | Aiken | SC | 003 | Alcorn
Lake | Interpolation-TM |  |  | ME | Maine | Ailinginae | MH | 007 | Aleutian Is. ( Pre 1992)
Land | Loran C |  |  | MH | Marshall Islands | Ailinglaplap | MH | 010 | Aleutians East (B)
Land Flood Plain | Public Land Survey-Eighth Section |  |  | MI | Michigan | Ailuk | MH | 030 | Aleutians West (C)
Land Runoff | Public Land Survey-Footing |  |  | MN | Minnesota | Aimeliik | PW | 002 | Alexander
Landfill | Public Land Survey-Quarter Section |  |  | MO | Missouri | Airai | PW | 004 | Alexandria
Leachate-Lysimeter | Public Land Survey-Section |  |  | MP | N. Mariana Islands | Aitkin | MN | 001 | Alfalfa
Mine/Mine Discharge | Public Land Survey-Sixteenth Section |  |  | MS | Mississippi | Alachua | FL | 001 | Alger
Mine/Mine Discharge Adit (Mine Entrance) | Unknown |  |  | MT | Montana | Alamance | NC | 001 | Allamakee
Mine/Mine Discharge Tailings Pile | Zip Code-Centroid |  |  | NB | New Brunswick | Alameda | CA | 001 | Allegan
Mine/Mine Discharge Waste Rock Pile | Zip+2 Centroid |  |  | NC | North Carolina | Alamosa | CO | 003 | Allegany
National Air Monitoring Station | Zip+4 Centroid |  |  | ND | North Dakota | Albany | WY | 001 | Alleghany
Ocean | Interpolation - Digital Map Source |  |  | NE | Nebraska | Albany | NY | 001 | Allegheny
Other-Ground Water |  |  |  | NF | Newfoundland | Albemarle | VA | 003 | Allen
Other-Surface Water |  |  |  | NH | New Hampshire | Alcona | MI | 001 | Allendale
Pipe, Unspecified Source |  |  |  | NJ | New Jersey | Alcorn | MS | 003 | Alpena
Playa |  |  |  | NM | New Mexico | Aleutian Is. ( Pre 1992) | AK | 010 | Alpine
Pond-Anchialine |  |  |  | NS | Nova Scotia | Aleutians East (B) | AK | 013 | Amador
Pond-Stormwater |  |  |  | NT | Northwest Territorie | Aleutians West (C) | AK | 016 | Amelia
Reservoir |  |  |  | NV | Nevada | Alexander | NC | 003 | Amherst
River/Stream |  |  |  | NY | New York | Alexander | IL | 003 | Amite
River/Stream Ephemeral |  |  |  | OH | Ohio | Alexandria | VA | 510 | Anasco
River/Stream Intermittent |  |  |  | OK | Oklahoma | Alfalfa | OK | 003 | Anchorage (B)
River/Stream Perennial |  |  |  | ON | Ontario | Alger | MI | 003 | Anderson
Riverine Impoundment |  |  |  | OR | Oregon | Allamakee | IA | 005 | Andrew
Seep |  |  |  | PA | Pennsylvania | Allegan | MI | 005 | Andrews
Spigot / Faucet |  |  |  | PE | Prince Edward Island | Allegany | MD | 001 | Androscoggin
Spring |  |  |  | PR | Puerto Rico | Allegany | NY | 003 | Angaur
State/Local Air Monitoring Station |  |  |  | PW | Palau | Alleghany | VA | 005 | Angelina
Storm Sewer |  |  |  | QC | Quebec | Alleghany | NC | 005 | Anne Arundel
Survey Monument |  |  |  | RI | Rhode Island | Allegheny | PA | 003 | Anoka
Test Pit |  |  |  | SC | South Carolina | Allen | KS | 001 | Anson
Waste Pit |  |  |  | SD | South Dakota | Allen | OH | 003 | Antelope
Waste Sewer |  |  |  | SK | Saskatchewan | Allen | KY | 003 | Antrim
Well |  |  |  | TN | Tennessee | Allen | LA | 003 | Apache
Wetland Estuarine-Emergent |  |  |  | TX | Texas | Allen | IN | 003 | Appanoose
Wetland Estuarine-Forested |  |  |  | UT | Utah | Allendale | SC | 005 | Appling
Wetland Estuarine-Scrub-Shrub |  |  |  | VA | Virginia | Alpena | MI | 007 | Appomattox
Wetland Lacustrine-Emergent |  |  |  | VI | Virgin Islands | Alpine | CA | 003 | Aransas
Wetland Palustrine-Emergent |  |  |  | VT | Vermont | Amador | CA | 005 | Arapahoe
Wetland Palustrine-Forested |  |  |  | WA | Washington | Amelia | VA | 007 | Archer
Wetland Palustrine-Moss-Lichen |  |  |  | WI | Wisconsin | Amherst | VA | 009 | Archuleta
Wetland Palustrine-Shrub-Scrub |  |  |  | WV | West Virginia | Amite | MS | 005 | Arecibo
Wetland Riverine-Emergent |  |  |  | WY | Wyoming | Anasco | PR | 011 | Arenac
Wetland Undifferentiated |  |  |  | YT | Yukon Territory | Anchorage (B) | AK | 020 | Arkansas
Floodwater Urban |  |  |  | 1 | Aguascalientes | Anderson | TN | 001 | Arlington
Floodwater non-Urban |  |  |  | 2 | Baja California | Anderson | TX | 001 | Armstrong
River/stream Effluent-Dominated |  |  |  | 3 | Baja California Sur | Anderson | KS | 003 | Arno
Leachate-Head Well |  |  |  | 4 | Campeche | Anderson | KY | 005 | Aroostook
Leachate-SamplePoint |  |  |  | 5 | Chiapas | Anderson | SC | 007 | Arroyo
Leachate-Extraction |  |  |  | 6 | Chihuahua | Andrew | MO | 003 | Arthur
Gas-Temporary |  |  |  | 7 | Coahuila de Zaragoza | Andrews | TX | 003 | Ascension
Gas-Passive Vent |  |  |  | 8 | Colima | Androscoggin | ME | 001 | Ashe
Gas-Monitoring Probe |  |  |  | 9 | Distrito Federal | Angaur | PW | 010 | Ashland
Pond-Wastewater |  |  |  | 10 | Durango | Angelina | TX | 005 | Ashley
Gas-Condensate |  |  |  | 11 | Guanajuato | Anne Arundel | MD | 003 | Ashtabula
Gas-Engine |  |  |  | 12 | Guerrero | Anoka | MN | 003 | Asotin
Gas-Extraction |  |  |  | 13 | Hidalgo | Anson | NC | 007 | Assumption
Gas-Flare |  |  |  | 14 | Jalisco | Antelope | NE | 003 | Atascosa
Constructed Tunnel |  |  |  | 15 | Mexico | Antrim | MI | 009 | Atchison
Constructed Diversion Dam |  |  |  | 16 | Michoacan de Ocampo | Apache | AZ | 001 | Athens
Atmosphere |  |  |  | 17 | Morelos | Appanoose | IA | 007 | Atkinson
Constructed Water Transport Structure |  |  |  | 18 | Nayarit | Appling | GA | 001 | Atlantic
Oil and Gas Well |  |  |  | 19 | Nuevo Leon | Appomattox | VA | 011 | Atoka
Local Air Monitoring Station |  |  |  | 20 | Oaxaca | Aransas | TX | 007 | Attala
Gas-Subslab |  |  |  | 21 | Puebla | Arapahoe | CO | 005 | Audrain
Pond-Sediment |  |  |  | 22 | Queretaro de Arteaga | Archer | TX | 009 | Audubon
Pond-Stock |  |  |  | 23 | Quintana Roo | Archuleta | CO | 007 | Auglaize
Mine Pit |  |  |  | 24 | San Luis Potosi | Arecibo | PR | 013 | Augusta
Wetland Palustrine Pond |  |  |  | 25 | Sinaloa | Arenac | MI | 011 | Aur
|  |  |  | 26 | Sonora | Arkansas | AR | 001 | Aurora
|  |  |  | 27 | Tabasco | Arlington | VA | 013 | Austin
|  |  |  | 28 | Tamaulipas | Armstrong | PA | 005 | Autauga
|  |  |  | 29 | Tlaxcala | Armstrong | TX | 011 | Avery
|  |  |  | 30 | Veracruz-Llave | Arno | MH | 040 | Avoyelles
|  |  |  | 31 | Yucatan | Aroostook | ME | 003 | Baca
|  |  |  | 32 | Zacatecas | Arroyo | PR | 015 | Bacon
|  |  |  | 67 | Johnston Atoll | Arthur | NE | 005 | Bailey
|  |  |  | 71 | Midway Islands | Ascension | LA | 005 | Baker
|  |  |  | 76 | Navassa Island | Ashe | NC | 009 | Baldwin
|  |  |  | 79 | Wake Island | Ashland | WI | 003 | Ballard
|  |  |  | 81 | Baker Island | Ashland | OH | 005 | Baltimore
|  |  |  | 84 | Howland Island | Ashley | AR | 003 | Baltimore City
|  |  |  | 86 | Jarvis Island | Ashtabula | OH | 007 | Bamberg
|  |  |  | 89 | Kingman Reef | Asotin | WA | 003 | Bandera
|  |  |  | 95 | Palmyra Atoll | Assumption | LA | 007 | Banks
[6 empty] | Atascosa | TX | 013 | Banner
[6 empty] | Atchison | KS | 005 | Bannock
[6 empty] | Atchison | MO | 005 | Baraga
[6 empty] | Athens | OH | 009 | Barber
[6 empty] | Atkinson | GA | 003 | Barbour
[6 empty] | Atlantic | NJ | 001 | Barceloneta
[6 empty] | Atoka | OK | 005 | Barnes
[6 empty] | Attala | MS | 007 | Barnstable
[6 empty] | Audrain | MO | 007 | Barnwell
[6 empty] | Audubon | IA | 009 | Barranquitas
[6 empty] | Auglaize | OH | 011 | Barren
[6 empty] | Augusta | VA | 015 | Barron
[6 empty] | Aur | MH | 050 | Barrow
[6 empty] | Aurora | SD | 003 | Barry
[6 empty] | Austin | TX | 015 | Bartholomew
[6 empty] | Autauga | AL | 001 | Barton
[6 empty] | Avery | NC | 011 | Bartow
[6 empty] | Avoyelles | LA | 009 | Bastrop
[6 empty] | Baca | CO | 009 | Bates
[6 empty] | Bacon | GA | 005 | Bath
[6 empty] | Bailey | TX | 017 | Baxter
[6 empty] | Baker | OR | 001 | Bay
[6 empty] | Baker | FL | 003 | Bayamon
[6 empty] | Baker | GA | 007 | Bayfield
[6 empty] | Baldwin | AL | 003 | Baylor
[6 empty] | Baldwin | GA | 009 | Beadle
[6 empty] | Ballard | KY | 007 | Bear Lake
[6 empty] | Baltimore | MD | 005 | Beaufort
[6 empty] | Baltimore City | MD | 510 | Beauregard
[6 empty] | Bamberg | SC | 009 | Beaver
[6 empty] | Bandera | TX | 019 | Beaverhead
[6 empty] | Banks | GA | 011 | Becker
[6 empty] | Banner | NE | 007 | Beckham
[6 empty] | Bannock | ID | 005 | Bedford
[6 empty] | Baraga | MI | 013 | Bedford City
[6 empty] | Barber | KS | 007 | Bee
[6 empty] | Barbour | WV | 001 | Belknap
[6 empty] | Barbour | AL | 005 | Bell
[6 empty] | Barceloneta | PR | 017 | Belmont
[6 empty] | Barnes | ND | 003 | Beltrami
[6 empty] | Barnstable | MA | 001 | Ben Hill
[6 empty] | Barnwell | SC | 011 | Benewah
[6 empty] | Barranquitas | PR | 019 | Bennett
[6 empty] | Barren | KY | 009 | Bennington
[6 empty] | Barron | WI | 005 | Benson
[6 empty] | Barrow | GA | 013 | Bent
[6 empty] | Barry | MO | 009 | Benton
[6 empty] | Barry | MI | 015 | Benzie
[6 empty] | Bartholomew | IN | 005 | Bergen
[6 empty] | Barton | KS | 009 | Berkeley
[6 empty] | Barton | MO | 011 | Berks
[6 empty] | Bartow | GA | 015 | Berkshire
[6 empty] | Bastrop | TX | 021 | Bernalillo
[6 empty] | Bates | MO | 013 | Berrien
[6 empty] | Bath | KY | 011 | Bertie
[6 empty] | Bath | VA | 017 | Bethel (C)
[6 empty] | Baxter | AR | 005 | Bexar
[6 empty] | Bay | FL | 005 | Bibb
[6 empty] | Bay | MI | 017 | Bienville
[6 empty] | Bayamon | PR | 021 | Big Horn
[6 empty] | Bayfield | WI | 007 | Big Stone
[6 empty] | Baylor | TX | 023 | Bikar
[6 empty] | Beadle | SD | 005 | Bikini
[6 empty] | Bear Lake | ID | 007 | Billings
[6 empty] | Beaufort | NC | 013 | Bingham
[6 empty] | Beaufort | SC | 013 | Black Hawk
[6 empty] | Beauregard | LA | 011 | Blackford
[6 empty] | Beaver | UT | 001 | Bladen
[6 empty] | Beaver | OK | 007 | Blaine
[6 empty] | Beaver | PA | 007 | Blair
[6 empty] | Beaverhead | MT | 001 | Blanco
[6 empty] | Becker | MN | 005 | Bland
[6 empty] | Beckham | OK | 009 | Bleckley
[6 empty] | Bedford | TN | 003 | Bledsoe
[6 empty] | Bedford | PA | 009 | Blount
[6 empty] | Bedford | VA | 019 | Blue Earth
[6 empty] | Bedford City | VA | 515 | Boise
[6 empty] | Bee | TX | 025 | Bokak
[6 empty] | Belknap | NH | 001 | Bolivar
[6 empty] | Bell | KY | 013 | Bollinger
[6 empty] | Bell | TX | 027 | Bon Homme
[6 empty] | Belmont | OH | 013 | Bond
[6 empty] | Beltrami | MN | 007 | Bonner
[6 empty] | Ben Hill | GA | 017 | Bonneville
[6 empty] | Benewah | ID | 009 | Boone
[6 empty] | Bennett | SD | 007 | Borden
[6 empty] | Bennington | VT | 003 | Bosque
[6 empty] | Benson | ND | 005 | Bossier
[6 empty] | Bent | CO | 011 | Botetourt
[6 empty] | Benton | OR | 003 | Bottineau
[6 empty] | Benton | WA | 005 | Boulder
[6 empty] | Benton | TN | 005 | Boundary
[6 empty] | Benton | IN | 007 | Bourbon
[6 empty] | Benton | AR | 007 | Bowie
[6 empty] | Benton | MN | 009 | Bowman
[6 empty] | Benton | MS | 009 | Box Butte
[6 empty] | Benton | IA | 011 | Box Elder
[6 empty] | Benton | MO | 015 | Boyd
[6 empty] | Benzie | MI | 019 | Boyle
[6 empty] | Bergen | NJ | 003 | Bracken
[6 empty] | Berkeley | WV | 003 | Bradford
[6 empty] | Berkeley | SC | 015 | Bradley
[6 empty] | Berks | PA | 011 | Branch
[6 empty] | Berkshire | MA | 003 | Brantley
[6 empty] | Bernalillo | NM | 001 | Braxton
[6 empty] | Berrien | GA | 019 | Brazoria
[6 empty] | Berrien | MI | 021 | Brazos
[6 empty] | Bertie | NC | 015 | Breathitt
[6 empty] | Bethel (C) | AK | 050 | Breckinridge
[6 empty] | Bexar | TX | 029 | Bremer
[6 empty] | Bibb | AL | 007 | Brevard
[6 empty] | Bibb | GA | 021 | Brewster
[6 empty] | Bienville | LA | 013 | Bristol
[6 empty] | Big Horn | WY | 003 | Bristol Bay (B)
[6 empty] | Big Horn | MT | 003 | Broadwater
[6 empty] | Big Stone | MN | 011 | Bronx
[6 empty] | Bikar | MH | 060 | Brooke
[6 empty] | Bikini | MH | 070 | Brookings
[6 empty] | Billings | ND | 007 | Brooks
[6 empty] | Bingham | ID | 011 | Broome
[6 empty] | Black Hawk | IA | 013 | Broomfield
[6 empty] | Blackford | IN | 009 | Broward
[6 empty] | Bladen | NC | 017 | Brown
[6 empty] | Blaine | MT | 005 | Brule
[6 empty] | Blaine | NE | 009 | Brunswick
[6 empty] | Blaine | OK | 011 | Bryan
[6 empty] | Blaine | ID | 013 | Buchanan
[6 empty] | Blair | PA | 013 | Buckingham
[6 empty] | Blanco | TX | 031 | Bucks
[6 empty] | Bland | VA | 021 | Buena Vista
[6 empty] | Bleckley | GA | 023 | Buffalo
[6 empty] | Bledsoe | TN | 007 | Bullitt
[6 empty] | Blount | TN | 009 | Bulloch
[6 empty] | Blount | AL | 009 | Bullock
[6 empty] | Blue Earth | MN | 013 | Buncombe
[6 empty] | Boise | ID | 015 | Bureau
[6 empty] | Bokak | MH | 073 | Burke
[6 empty] | Bolivar | MS | 011 | Burleigh
[6 empty] | Bollinger | MO | 017 | Burleson
[6 empty] | Bon Homme | SD | 009 | Burlington
[6 empty] | Bond | IL | 005 | Burnet
[6 empty] | Bonner | ID | 017 | Burnett
[6 empty] | Bonneville | ID | 019 | Burt
[6 empty] | Boone | WV | 005 | Butler
[6 empty] | Boone | IL | 007 | Butte
[6 empty] | Boone | AR | 009 | Butts
[6 empty] | Boone | NE | 011 | Cabarrus
[6 empty] | Boone | IN | 011 | Cabell
[6 empty] | Boone | IA | 015 | Cabo Rojo
[6 empty] | Boone | KY | 015 | Cache
[6 empty] | Boone | MO | 019 | Caddo
[6 empty] | Borden | TX | 033 | Caguas
[6 empty] | Bosque | TX | 035 | Calaveras
[6 empty] | Bossier | LA | 015 | Calcasieu
[6 empty] | Botetourt | VA | 023 | Caldwell
[6 empty] | Bottineau | ND | 009 | Caledonia
[6 empty] | Boulder | CO | 013 | Calhoun
[6 empty] | Boundary | ID | 021 | Callahan
[6 empty] | Bourbon | KS | 011 | Callaway
[6 empty] | Bourbon | KY | 017 | Calloway
[6 empty] | Bowie | TX | 037 | Calumet
[6 empty] | Bowman | ND | 011 | Calvert
[6 empty] | Box Butte | NE | 013 | Camas
[6 empty] | Box Elder | UT | 003 | Cambria
[6 empty] | Boyd | NE | 015 | Camden
[6 empty] | Boyd | KY | 019 | Cameron
[6 empty] | Boyle | KY | 021 | Camp
[6 empty] | Bracken | KY | 023 | Campbell
[6 empty] | Bradford | FL | 007 | Camuy
[6 empty] | Bradford | PA | 015 | Canadian
[6 empty] | Bradley | TN | 011 | Candler
[6 empty] | Bradley | AR | 011 | Cannon
[6 empty] | Branch | MI | 023 | Canovanas
[6 empty] | Brantley | GA | 025 | Canyon
[6 empty] | Braxton | WV | 007 | Cape Girardeau
[6 empty] | Brazoria | TX | 039 | Cape May
[6 empty] | Brazos | TX | 041 | Carbon
[6 empty] | Breathitt | KY | 025 | Caribou
[6 empty] | Breckinridge | KY | 027 | Carlisle
[6 empty] | Bremer | IA | 017 | Carlton
[6 empty] | Brevard | FL | 009 | Carolina
[6 empty] | Brewster | TX | 043 | Caroline
[6 empty] | Bristol | RI | 001 | Carroll
[6 empty] | Bristol | MA | 005 | Carson
[6 empty] | Bristol | VA | 520 | Carson City
[6 empty] | Bristol Bay (B) | AK | 060 | Carter
[6 empty] | Broadwater | MT | 007 | Carteret
[6 empty] | Bronx | NY | 005 | Carver
[6 empty] | Brooke | WV | 009 | Cascade
[6 empty] | Brookings | SD | 011 | Casey
[6 empty] | Brooks | GA | 027 | Cass
[6 empty] | Brooks | TX | 047 | Cassia
[6 empty] | Broome | NY | 007 | Castro
[6 empty] | Broomfield | CO | 014 | Caswell
[6 empty] | Broward | FL | 011 | Catahoula
[6 empty] | Brown | WI | 009 | Catano
[6 empty] | Brown | IL | 009 | Catawba
[6 empty] | Brown | SD | 013 | Catoosa
[6 empty] | Brown | KS | 013 | Catron
[6 empty] | Brown | IN | 013 | Cattaraugus
[6 empty] | Brown | OH | 015 | Cavalier
[6 empty] | Brown | MN | 015 | Cayey
[6 empty] | Brown | NE | 017 | Cayuga
[6 empty] | Brown | TX | 049 | Cecil
[6 empty] | Brule | SD | 015 | Cedar
[6 empty] | Brunswick | NC | 019 | Ceiba
[6 empty] | Brunswick | VA | 025 | Centre
[6 empty] | Bryan | OK | 013 | Cerro Gordo
[6 empty] | Bryan | GA | 029 | Chaffee
[6 empty] | Buchanan | IA | 019 | Chambers
[6 empty] | Buchanan | MO | 021 | Champaign
[6 empty] | Buchanan | VA | 027 | Chariton
[6 empty] | Buckingham | VA | 029 | Charles
[6 empty] | Bucks | PA | 017 | Charles City
[6 empty] | Buena Vista | IA | 021 | Charles Mix
[6 empty] | Buena Vista | VA | 530 | Charleston
[6 empty] | Buffalo | WI | 011 | Charlevoix
[6 empty] | Buffalo | SD | 017 | Charlotte
[6 empty] | Buffalo | NE | 019 | Charlottesville
[6 empty] | Bullitt | KY | 029 | Charlton
[6 empty] | Bulloch | GA | 031 | Chase
[6 empty] | Bullock | AL | 011 | Chatham
[6 empty] | Buncombe | NC | 021 | Chattahoochee
[6 empty] | Bureau | IL | 011 | Chattooga
[6 empty] | Burke | ND | 013 | Chautauqua
[6 empty] | Burke | NC | 023 | Chaves
[6 empty] | Burke | GA | 033 | Cheatham
[6 empty] | Burleigh | ND | 015 | Cheboygan
[6 empty] | Burleson | TX | 051 | Chelan
[6 empty] | Burlington | NJ | 005 | Chemung
[6 empty] | Burnet | TX | 053 | Chenango
[6 empty] | Burnett | WI | 013 | Cherokee
[6 empty] | Burt | NE | 021 | Cherry
[6 empty] | Butler | AL | 013 | Chesapeake
[6 empty] | Butler | KS | 015 | Cheshire
[6 empty] | Butler | OH | 017 | Chester
[6 empty] | Butler | PA | 019 | Chesterfield
[6 empty] | Butler | MO | 023 | Cheyenne
[6 empty] | Butler | NE | 023 | Chickasaw
[6 empty] | Butler | IA | 023 | Chicot
[6 empty] | Butler | KY | 031 | Childress
[6 empty] | Butte | CA | 007 | Chilton
[6 empty] | Butte | SD | 019 | Chippewa
[6 empty] | Butte | ID | 023 | Chisago
[6 empty] | Butts | GA | 035 | Chittenden
[6 empty] | Cabarrus | NC | 025 | Choctaw
[6 empty] | Cabell | WV | 011 | Chouteau
[6 empty] | Cabo Rojo | PR | 023 | Chowan
[6 empty] | Cache | UT | 005 | Christian
[6 empty] | Caddo | OK | 015 | Churchill
[6 empty] | Caddo | LA | 017 | Ciales
[6 empty] | Caguas | PR | 025 | Cibola
[6 empty] | Calaveras | CA | 009 | Cidra
[6 empty] | Calcasieu | LA | 019 | Cimarron
[6 empty] | Caldwell | LA | 021 | Citrus
[6 empty] | Caldwell | MO | 025 | City Of Richmond
[6 empty] | Caldwell | NC | 027 | Clackamas
[6 empty] | Caldwell | KY | 033 | Claiborne
[6 empty] | Caldwell | TX | 055 | Clallam
[6 empty] | Caledonia | VT | 005 | Clare
[6 empty] | Calhoun | WV | 013 | Clarendon
[6 empty] | Calhoun | MS | 013 | Clarion
[6 empty] | Calhoun | AR | 013 | Clark
[6 empty] | Calhoun | FL | 013 | Clarke
[6 empty] | Calhoun | IL | 013 | Clatsop
[6 empty] | Calhoun | AL | 015 | Clay
[6 empty] | Calhoun | SC | 017 | Clayton
[6 empty] | Calhoun | MI | 025 | Clear Creek
[6 empty] | Calhoun | IA | 025 | Clearfield
[6 empty] | Calhoun | GA | 037 | Clearwater
[6 empty] | Calhoun | TX | 057 | Cleburne
[6 empty] | Callahan | TX | 059 | Clermont
[6 empty] | Callaway | MO | 027 | Cleveland
[6 empty] | Calloway | KY | 035 | Clifton Forge (Pre 2001)
[6 empty] | Calumet | WI | 015 | Clinch
[6 empty] | Calvert | MD | 009 | Clinton
[6 empty] | Camas | ID | 025 | Cloud
[6 empty] | Cambria | PA | 021 | Coahoma
[6 empty] | Camden | NJ | 007 | Coal
[6 empty] | Camden | NC | 029 | Coamo
[6 empty] | Camden | MO | 029 | Cobb
[6 empty] | Camden | GA | 039 | Cochise
[6 empty] | Cameron | PA | 023 | Cochran
[6 empty] | Cameron | LA | 023 | Cocke
[6 empty] | Cameron | TX | 061 | Coconino
[6 empty] | Camp | TX | 063 | Codington
[6 empty] | Campbell | WY | 005 | Coffee
[6 empty] | Campbell | TN | 013 | Coffey
[6 empty] | Campbell | SD | 021 | Coke
[6 empty] | Campbell | VA | 031 | Colbert
[6 empty] | Campbell | KY | 037 | Cole
[6 empty] | Camuy | PR | 027 | Coleman
[6 empty] | Canadian | OK | 017 | Coles
[6 empty] | Candler | GA | 043 | Colfax
[6 empty] | Cannon | TN | 015 | Colleton
[6 empty] | Canovanas | PR | 029 | Collier
[6 empty] | Canyon | ID | 027 | Collin
[6 empty] | Cape Girardeau | MO | 031 | Collingsworth
[6 empty] | Cape May | NJ | 009 | Colonial Heights
[6 empty] | Carbon | UT | 007 | Colorado
[6 empty] | Carbon | WY | 007 | Colquitt
[6 empty] | Carbon | MT | 009 | Columbia
[6 empty] | Carbon | PA | 025 | Columbiana
[6 empty] | Caribou | ID | 029 | Columbus
[6 empty] | Carlisle | KY | 039 | Colusa
[6 empty] | Carlton | MN | 017 | Comal
[6 empty] | Carolina | PR | 031 | Comanche
[6 empty] | Caroline | MD | 011 | Comerio
[6 empty] | Caroline | VA | 033 | Concho
[6 empty] | Carroll | NH | 003 | Concordia
[6 empty] | Carroll | MD | 013 | Conecuh
[6 empty] | Carroll | MS | 015 | Conejos
[6 empty] | Carroll | AR | 015 | Contra Costa
[6 empty] | Carroll | IL | 015 | Converse
[6 empty] | Carroll | IN | 015 | Conway
[6 empty] | Carroll | TN | 017 | Cook
[6 empty] | Carroll | OH | 019 | Cooke
[6 empty] | Carroll | IA | 027 | Cooper
[6 empty] | Carroll | MO | 033 | Coos
[6 empty] | Carroll | VA | 035 | Coosa
[6 empty] | Carroll | KY | 041 | Copiah
[6 empty] | Carroll | GA | 045 | Corozal
[6 empty] | Carson | TX | 065 | Corson
[6 empty] | Carson City | NV | 510 | Cortland
[6 empty] | Carter | MT | 011 | Coryell
[6 empty] | Carter | TN | 019 | Coshocton
[6 empty] | Carter | OK | 019 | Costilla
[6 empty] | Carter | MO | 035 | Cottle
[6 empty] | Carter | KY | 043 | Cotton
[6 empty] | Carteret | NC | 031 | Cottonwood
[6 empty] | Carver | MN | 019 | Covington
[6 empty] | Cascade | MT | 013 | Coweta
[6 empty] | Casey | KY | 045 | Cowley
[6 empty] | Cass | ND | 017 | Cowlitz
[6 empty] | Cass | IL | 017 | Craig
[6 empty] | Cass | IN | 017 | Craighead
[6 empty] | Cass | MN | 021 | Crane
[6 empty] | Cass | NE | 025 | Craven
[6 empty] | Cass | MI | 027 | Crawford
[6 empty] | Cass | IA | 029 | Creek
[6 empty] | Cass | MO | 037 | Crenshaw
[6 empty] | Cass | TX | 067 | Crisp
[6 empty] | Cassia | ID | 031 | Crittenden
[6 empty] | Castro | TX | 069 | Crockett
[6 empty] | Caswell | NC | 033 | Crook
[6 empty] | Catahoula | LA | 025 | Crosby
[6 empty] | Catano | PR | 033 | Cross
[6 empty] | Catawba | NC | 035 | Crow Wing
[6 empty] | Catoosa | GA | 047 | Crowley
[6 empty] | Catron | NM | 003 | Culberson
[6 empty] | Cattaraugus | NY | 009 | Culebra
[6 empty] | Cavalier | ND | 019 | Cullman
[6 empty] | Cayey | PR | 035 | Culpeper
[6 empty] | Cayuga | NY | 011 | Cumberland
[6 empty] | Cecil | MD | 015 | Cuming
[6 empty] | Cedar | NE | 027 | Currituck
[6 empty] | Cedar | IA | 031 | Curry
[6 empty] | Cedar | MO | 039 | Custer
[6 empty] | Ceiba | PR | 037 | Cuyahoga
[6 empty] | Centre | PA | 027 | Dade
[6 empty] | Cerro Gordo | IA | 033 | Daggett
[6 empty] | Chaffee | CO | 015 | Dakota
[6 empty] | Chambers | AL | 017 | Dale
[6 empty] | Chambers | TX | 071 | Dallam
[6 empty] | Champaign | IL | 019 | Dallas
[6 empty] | Champaign | OH | 021 | Dane
[6 empty] | Chariton | MO | 041 | Daniels
[6 empty] | Charles | MD | 017 | Danville
[6 empty] | Charles City | VA | 036 | Dare
[6 empty] | Charles Mix | SD | 023 | Darke
[6 empty] | Charleston | SC | 019 | Darlington
[6 empty] | Charlevoix | MI | 029 | Dauphin
[6 empty] | Charlotte | FL | 015 | Davidson
[6 empty] | Charlotte | VA | 037 | Davie
[6 empty] | Charlottesville | VA | 540 | Daviess
[6 empty] | Charlton | GA | 049 | Davis
[6 empty] | Chase | KS | 017 | Davison
[6 empty] | Chase | NE | 029 | Dawes
[6 empty] | Chatham | NC | 037 | Dawson
[6 empty] | Chatham | GA | 051 | Day
[6 empty] | Chattahoochee | GA | 053 | De Baca
[6 empty] | Chattooga | GA | 055 | De Kalb
[6 empty] | Chautauqua | NY | 013 | De Soto
[6 empty] | Chautauqua | KS | 019 | De Witt
[6 empty] | Chaves | NM | 005 | Deaf Smith
[6 empty] | Cheatham | TN | 021 | Dearborn
[6 empty] | Cheboygan | MI | 031 | Decatur
[6 empty] | Chelan | WA | 007 | Deer Lodge
[6 empty] | Chemung | NY | 015 | Defiance
[6 empty] | Chenango | NY | 017 | Del Norte
[6 empty] | Cherokee | AL | 019 | Delaware
[6 empty] | Cherokee | OK | 021 | Delta
[6 empty] | Cherokee | SC | 021 | Denali (B)
[6 empty] | Cherokee | KS | 021 | Dent
[6 empty] | Cherokee | IA | 035 | Denton
[6 empty] | Cherokee | NC | 039 | Denver
[6 empty] | Cherokee | GA | 057 | Des Moines
[6 empty] | Cherokee | TX | 073 | Deschutes
[6 empty] | Cherry | NE | 031 | Desha
[6 empty] | Chesapeake | VA | 550 | Deuel
[6 empty] | Cheshire | NH | 005 | Dewey
[6 empty] | Chester | SC | 023 | Dickens
[6 empty] | Chester | TN | 023 | Dickenson
[6 empty] | Chester | PA | 029 | Dickey
[6 empty] | Chesterfield | SC | 025 | Dickinson
[6 empty] | Chesterfield | VA | 041 | Dickson
[6 empty] | Cheyenne | CO | 017 | Dillingham (C)
[6 empty] | Cheyenne | KS | 023 | Dillon
[6 empty] | Cheyenne | NE | 033 | Dimmit
[6 empty] | Chickasaw | MS | 017 | Dinwiddie
[6 empty] | Chickasaw | IA | 037 | District Of Columbia
[6 empty] | Chicot | AR | 017 | Divide
[6 empty] | Childress | TX | 075 | Dixie
[6 empty] | Chilton | AL | 021 | Dixon
[6 empty] | Chippewa | WI | 017 | Doddridge
[6 empty] | Chippewa | MN | 023 | Dodge
[6 empty] | Chippewa | MI | 033 | Dolores
[6 empty] | Chisago | MN | 025 | Dona Ana
[6 empty] | Chittenden | VT | 007 | Doniphan
[6 empty] | Choctaw | MS | 019 | Donley
[6 empty] | Choctaw | OK | 023 | Dooly
[6 empty] | Choctaw | AL | 023 | Door
[6 empty] | Chouteau | MT | 015 | Dorado
[6 empty] | Chowan | NC | 041 | Dorchester
[6 empty] | Christian | IL | 021 | Dougherty
[6 empty] | Christian | MO | 043 | Douglas
[6 empty] | Christian | KY | 047 | Drew
[6 empty] | Churchill | NV | 001 | Du Page
[6 empty] | Ciales | PR | 039 | Dubois
[6 empty] | Cibola | NM | 006 | Dubuque
[6 empty] | Cidra | PR | 041 | Duchesne
[6 empty] | Cimarron | OK | 025 | Dukes
[6 empty] | Citrus | FL | 017 | Dundy
[6 empty] | City Of Richmond | VA | 760 | Dunklin
[6 empty] | Clackamas | OR | 005 | Dunn
[6 empty] | Claiborne | MS | 021 | Duplin
[6 empty] | Claiborne | TN | 025 | Durham
[6 empty] | Claiborne | LA | 027 | Dutchess
[6 empty] | Clallam | WA | 009 | Duval
[6 empty] | Clare | MI | 035 | Dyer
[6 empty] | Clarendon | SC | 027 | Eagle
[6 empty] | Clarion | PA | 031 | Early
[6 empty] | Clark | NV | 003 | East Baton Rouge
[6 empty] | Clark | WA | 011 | East Carroll
[6 empty] | Clark | WI | 019 | East Feliciana
[6 empty] | Clark | AR | 019 | Eastern
[6 empty] | Clark | IN | 019 | Eastland
[6 empty] | Clark | OH | 023 | Eaton
[6 empty] | Clark | IL | 023 | Eau Claire
[6 empty] | Clark | SD | 025 | Ebon
[6 empty] | Clark | KS | 025 | Echols
[6 empty] | Clark | ID | 033 | Ector
[6 empty] | Clark | MO | 045 | Eddy
[6 empty] | Clark | KY | 049 | Edgar
[6 empty] | Clarke | MS | 023 | Edgecombe
[6 empty] | Clarke | AL | 025 | Edgefield
[6 empty] | Clarke | IA | 039 | Edmonson
[6 empty] | Clarke | VA | 043 | Edmunds
[6 empty] | Clarke | GA | 059 | Edwards
[6 empty] | Clatsop | OR | 007 | Effingham
[6 empty] | Clay | WV | 015 | El Dorado
[6 empty] | Clay | FL | 019 | El Paso
[6 empty] | Clay | AR | 021 | Elbert
[6 empty] | Clay | IN | 021 | Elk
[6 empty] | Clay | MS | 025 | Elkhart
[6 empty] | Clay | IL | 025 | Elko
[6 empty] | Clay | KS | 027 | Elliott
[6 empty] | Clay | SD | 027 | Ellis
[6 empty] | Clay | TN | 027 | Ellsworth
[6 empty] | Clay | MN | 027 | Elmore
[6 empty] | Clay | AL | 027 | Emanuel
[6 empty] | Clay | NE | 035 | Emery
[6 empty] | Clay | IA | 041 | Emmet
[6 empty] | Clay | NC | 043 | Emmons
[6 empty] | Clay | MO | 047 | Emporia
[6 empty] | Clay | KY | 051 | Enewetak
[6 empty] | Clay | GA | 061 | Erath
[6 empty] | Clay | TX | 077 | Erie
[6 empty] | Clayton | IA | 043 | Erikub
[6 empty] | Clayton | GA | 063 | Escambia
[6 empty] | Clear Creek | CO | 019 | Esmeralda
[6 empty] | Clearfield | PA | 033 | Essex
[6 empty] | Clearwater | MN | 029 | Estill
[6 empty] | Clearwater | ID | 035 | Etowah
[6 empty] | Cleburne | AR | 023 | Eureka
[6 empty] | Cleburne | AL | 029 | Evangeline
[6 empty] | Clermont | OH | 025 | Evans
[6 empty] | Cleveland | AR | 025 | Fairbanks-North Star (B)
[6 empty] | Cleveland | OK | 027 | Fairfax
[6 empty] | Cleveland | NC | 045 | Fairfax City
[6 empty] | Clifton Forge (Pre 2001) | VA | 560 | Fairfield
[6 empty] | Clinch | GA | 065 | Fajardo
[6 empty] | Clinton | NY | 019 | Fall River
[6 empty] | Clinton | IN | 023 | Fallon
[6 empty] | Clinton | OH | 027 | Falls
[6 empty] | Clinton | IL | 027 | Falls Church
[6 empty] | Clinton | PA | 035 | Fannin
[6 empty] | Clinton | MI | 037 | Faribault
[6 empty] | Clinton | IA | 045 | Faulk
[6 empty] | Clinton | MO | 049 | Faulkner
[6 empty] | Clinton | KY | 053 | Fauquier
[6 empty] | Cloud | KS | 029 | Fayette
[6 empty] | Coahoma | MS | 027 | Fentress
[6 empty] | Coal | OK | 029 | Fergus
[6 empty] | Coamo | PR | 043 | Ferry
[6 empty] | Cobb | GA | 067 | Fillmore
[6 empty] | Cochise | AZ | 003 | Finney
[6 empty] | Cochran | TX | 079 | Fisher
[6 empty] | Cocke | TN | 029 | Flagler
[6 empty] | Coconino | AZ | 005 | Flathead
[6 empty] | Codington | SD | 029 | Fleming
[6 empty] | Coffee | TN | 031 | Florence
[6 empty] | Coffee | AL | 031 | Florida
[6 empty] | Coffee | GA | 069 | Floyd
[6 empty] | Coffey | KS | 031 | Fluvanna
[6 empty] | Coke | TX | 081 | Foard
[6 empty] | Colbert | AL | 033 | Fond Du Lac
[6 empty] | Cole | MO | 051 | Ford
[6 empty] | Coleman | TX | 083 | Forest
[6 empty] | Coles | IL | 029 | Forrest
[6 empty] | Colfax | NM | 007 | Forsyth
[6 empty] | Colfax | NE | 037 | Fort Bend
[6 empty] | Colleton | SC | 029 | Foster
[6 empty] | Collier | FL | 021 | Fountain
[6 empty] | Collin | TX | 085 | Franklin
[6 empty] | Collingsworth | TX | 087 | Franklin City
[6 empty] | Colonial Heights | VA | 570 | Frederick
[6 empty] | Colorado | TX | 089 | Fredericksburg
[6 empty] | Colquitt | GA | 071 | Freeborn
[6 empty] | Columbia | OR | 009 | Freestone
[6 empty] | Columbia | WA | 013 | Fremont
[6 empty] | Columbia | WI | 021 | Fresno
[6 empty] | Columbia | NY | 021 | Frio
[6 empty] | Columbia | FL | 023 | Frontier
[6 empty] | Columbia | AR | 027 | Fulton
[6 empty] | Columbia | PA | 037 | Furnas
[6 empty] | Columbia | GA | 073 | Gadsden
[6 empty] | Columbiana | OH | 029 | Gage
[6 empty] | Columbus | NC | 047 | Gaines
[6 empty] | Colusa | CA | 011 | Galax
[6 empty] | Comal | TX | 091 | Gallatin
[6 empty] | Comanche | OK | 031 | Gallia
[6 empty] | Comanche | KS | 033 | Galveston
[6 empty] | Comanche | TX | 093 | Garden
[6 empty] | Comerio | PR | 045 | Garfield
[6 empty] | Concho | TX | 095 | Garland
[6 empty] | Concordia | LA | 029 | Garrard
[6 empty] | Conecuh | AL | 035 | Garrett
[6 empty] | Conejos | CO | 021 | Garvin
[6 empty] | Contra Costa | CA | 013 | Garza
[6 empty] | Converse | WY | 009 | Gasconade
[6 empty] | Conway | AR | 029 | Gaston
[6 empty] | Cook | MN | 031 | Gates
[6 empty] | Cook | IL | 031 | Geary
[6 empty] | Cook | GA | 075 | Geauga
[6 empty] | Cooke | TX | 097 | Gem
[6 empty] | Cooper | MO | 053 | Genesee
[6 empty] | Coos | NH | 007 | Geneva
[6 empty] | Coos | OR | 011 | Gentry
[6 empty] | Coosa | AL | 037 | George
[6 empty] | Copiah | MS | 029 | Georgetown
[6 empty] | Corozal | PR | 047 | Gibson
[6 empty] | Corson | SD | 031 | Gila
[6 empty] | Cortland | NY | 023 | Gilchrist
[6 empty] | Coryell | TX | 099 | Giles
[6 empty] | Coshocton | OH | 031 | Gillespie
[6 empty] | Costilla | CO | 023 | Gilliam
[6 empty] | Cottle | TX | 101 | Gilmer
[6 empty] | Cotton | OK | 033 | Gilpin
[6 empty] | Cottonwood | MN | 033 | Glacier
[6 empty] | Covington | MS | 031 | Glades
[6 empty] | Covington | AL | 039 | Gladwin
[6 empty] | Covington | VA | 580 | Glascock
[6 empty] | Coweta | GA | 077 | Glasscock
[6 empty] | Cowley | KS | 035 | Glenn
[6 empty] | Cowlitz | WA | 015 | Gloucester
[6 empty] | Craig | OK | 035 | Glynn
[6 empty] | Craig | VA | 045 | Gogebic
[6 empty] | Craighead | AR | 031 | Golden Valley
[6 empty] | Crane | TX | 103 | Goliad
[6 empty] | Craven | NC | 049 | Gonzales
[6 empty] | Crawford | WI | 023 | Goochland
[6 empty] | Crawford | IN | 025 | Goodhue
[6 empty] | Crawford | OH | 033 | Gooding
[6 empty] | Crawford | AR | 033 | Gordon
[6 empty] | Crawford | IL | 033 | Goshen
[6 empty] | Crawford | KS | 037 | Gosper
[6 empty] | Crawford | PA | 039 | Gove
[6 empty] | Crawford | MI | 039 | Grady
[6 empty] | Crawford | IA | 047 | Grafton
[6 empty] | Crawford | MO | 055 | Graham
[6 empty] | Crawford | GA | 079 | Grainger
[6 empty] | Creek | OK | 037 | Grand
[6 empty] | Crenshaw | AL | 041 | Grand Forks
[6 empty] | Crisp | GA | 081 | Grand Isle
[6 empty] | Crittenden | AR | 035 | Grand Traverse
[6 empty] | Crittenden | KY | 055 | Granite
[6 empty] | Crockett | TN | 033 | Grant
[6 empty] | Crockett | TX | 105 | Granville
[6 empty] | Crook | WY | 011 | Gratiot
[6 empty] | Crook | OR | 013 | Graves
[6 empty] | Crosby | TX | 107 | Gray
[6 empty] | Cross | AR | 037 | Grays Harbor
[6 empty] | Crow Wing | MN | 035 | Grayson
[6 empty] | Crowley | CO | 025 | Greeley
[6 empty] | Culberson | TX | 109 | Green
[6 empty] | Culebra | PR | 049 | Green Lake
[6 empty] | Cullman | AL | 043 | Greenbrier
[6 empty] | Culpeper | VA | 047 | Greene
[6 empty] | Cumberland | ME | 005 | Greenlee
[6 empty] | Cumberland | NJ | 011 | Greensville
[6 empty] | Cumberland | TN | 035 | Greenup
[6 empty] | Cumberland | IL | 035 | Greenville
[6 empty] | Cumberland | PA | 041 | Greenwood
[6 empty] | Cumberland | VA | 049 | Greer
[6 empty] | Cumberland | NC | 051 | Gregg
[6 empty] | Cumberland | KY | 057 | Gregory
[6 empty] | Cuming | NE | 039 | Grenada
[6 empty] | Currituck | NC | 053 | Griggs
[6 empty] | Curry | NM | 009 | Grimes
[6 empty] | Curry | OR | 015 | Grundy
[6 empty] | Custer | MT | 017 | Guadalupe
[6 empty] | Custer | CO | 027 | Guam
[6 empty] | Custer | SD | 033 | Guanica
[6 empty] | Custer | ID | 037 | Guayama
[6 empty] | Custer | OK | 039 | Guayanilla
[6 empty] | Custer | NE | 041 | Guaynabo
[6 empty] | Cuyahoga | OH | 035 | Guernsey
[6 empty] | Dade | FL | 025 | Guilford
[6 empty] | Dade | MO | 057 | Gulf
[6 empty] | Dade | GA | 083 | Gunnison
[6 empty] | Daggett | UT | 009 | Gurabo
[6 empty] | Dakota | MN | 037 | Guthrie
[6 empty] | Dakota | NE | 043 | Gwinnett
[6 empty] | Dale | AL | 045 | Haakon
[6 empty] | Dallam | TX | 111 | Habersham
[6 empty] | Dallas | AR | 039 | Haines (B)
[6 empty] | Dallas | AL | 047 | Hale
[6 empty] | Dallas | IA | 049 | Halifax
[6 empty] | Dallas | MO | 059 | Hall
[6 empty] | Dallas | TX | 113 | Hamblen
[6 empty] | Dane | WI | 025 | Hamilton
[6 empty] | Daniels | MT | 019 | Hamlin
[6 empty] | Danville | VA | 590 | Hampden
[6 empty] | Dare | NC | 055 | Hampshire
[6 empty] | Darke | OH | 037 | Hampton
[6 empty] | Darlington | SC | 031 | Hancock
[6 empty] | Dauphin | PA | 043 | Hand
[6 empty] | Davidson | TN | 037 | Hanover
[6 empty] | Davidson | NC | 057 | Hansford
[6 empty] | Davie | NC | 059 | Hanson
[6 empty] | Daviess | IN | 027 | Haralson
[6 empty] | Daviess | KY | 059 | Hardee
[6 empty] | Daviess | MO | 061 | Hardeman
[6 empty] | Davis | UT | 011 | Hardin
[6 empty] | Davis | IA | 051 | Harding
[6 empty] | Davison | SD | 035 | Hardy
[6 empty] | Dawes | NE | 045 | Harford
[6 empty] | Dawson | MT | 021 | Harlan
[6 empty] | Dawson | NE | 047 | Harmon
[6 empty] | Dawson | GA | 085 | Harnett
[6 empty] | Dawson | TX | 115 | Harney
[6 empty] | Day | SD | 037 | Harper
[6 empty] | De Baca | NM | 011 | Harris
[6 empty] | De Kalb | IN | 033 | Harrison
[6 empty] | De Kalb | IL | 037 | Harrisonburg
[6 empty] | De Kalb | TN | 041 | Hart
[6 empty] | De Kalb | AL | 049 | Hartford
[6 empty] | De Kalb | MO | 063 | Hartley
[6 empty] | De Kalb | GA | 089 | Harvey
[6 empty] | De Soto | FL | 027 | Haskell
[6 empty] | De Soto | LA | 031 | Hatillo
[6 empty] | De Soto | MS | 033 | Hawaii
[6 empty] | De Witt | IL | 039 | Hawkins
[6 empty] | De Witt | TX | 123 | Hayes
[6 empty] | Deaf Smith | TX | 117 | Hays
[6 empty] | Dearborn | IN | 029 | Haywood
[6 empty] | Decatur | IN | 031 | Heard
[6 empty] | Decatur | TN | 039 | Hemphill
[6 empty] | Decatur | KS | 039 | Hempstead
[6 empty] | Decatur | IA | 053 | Henderson
[6 empty] | Decatur | GA | 087 | Hendricks
[6 empty] | Deer Lodge | MT | 023 | Hendry
[6 empty] | Defiance | OH | 039 | Hennepin
[6 empty] | Del Norte | CA | 015 | Henrico
[6 empty] | Delaware | NY | 025 | Henry
[6 empty] | Delaware | IN | 035 | Herkimer
[6 empty] | Delaware | OH | 041 | Hernando
[6 empty] | Delaware | OK | 041 | Hertford
[6 empty] | Delaware | PA | 045 | Hettinger
[6 empty] | Delaware | IA | 055 | Hickman
[6 empty] | Delta | CO | 029 | Hickory
[6 empty] | Delta | MI | 041 | Hidalgo
[6 empty] | Delta | TX | 119 | Highland
[6 empty] | Denali (B) | AK | 068 | Highlands
[6 empty] | Dent | MO | 065 | Hill
[6 empty] | Denton | TX | 121 | Hillsborough
[6 empty] | Denver | CO | 031 | Hillsdale
[6 empty] | Des Moines | IA | 057 | Hinds
[6 empty] | Deschutes | OR | 017 | Hinsdale
[6 empty] | Desha | AR | 041 | Hitchcock
[6 empty] | Deuel | SD | 039 | Hocking
[6 empty] | Deuel | NE | 049 | Hockley
[6 empty] | Dewey | SD | 041 | Hodgeman
[6 empty] | Dewey | OK | 043 | Hoke
[6 empty] | Dickens | TX | 125 | Holmes
[6 empty] | Dickenson | VA | 051 | Holt
[6 empty] | Dickey | ND | 021 | Honolulu
[6 empty] | Dickinson | KS | 041 | Hood
[6 empty] | Dickinson | MI | 043 | Hood River
[6 empty] | Dickinson | IA | 059 | Hooker
[6 empty] | Dickson | TN | 043 | Hopewell
[6 empty] | Dillingham (C) | AK | 070 | Hopkins
[6 empty] | Dillon | SC | 033 | Hormigueros
[6 empty] | Dimmit | TX | 127 | Horry
[6 empty] | Dinwiddie | VA | 053 | Hot Spring
[6 empty] | District Of Columbia | DC | 001 | Hot Springs
[6 empty] | Divide | ND | 023 | Houghton
[6 empty] | Dixie | FL | 029 | Houston
[6 empty] | Dixon | NE | 051 | Howard
[6 empty] | Doddridge | WV | 017 | Howell
[6 empty] | Dodge | WI | 027 | Hubbard
[6 empty] | Dodge | MN | 039 | Hudson
[6 empty] | Dodge | NE | 053 | Hudspeth
[6 empty] | Dodge | GA | 091 | Huerfano
[6 empty] | Dolores | CO | 033 | Hughes
[6 empty] | Dona Ana | NM | 013 | Humacao
[6 empty] | Doniphan | KS | 043 | Humboldt
[6 empty] | Donley | TX | 129 | Humphreys
[6 empty] | Dooly | GA | 093 | Hunt
[6 empty] | Door | WI | 029 | Hunterdon
[6 empty] | Dorado | PR | 051 | Huntingdon
[6 empty] | Dorchester | MD | 019 | Huntington
[6 empty] | Dorchester | SC | 035 | Huron
[6 empty] | Dougherty | GA | 095 | Hutchinson
[6 empty] | Douglas | NV | 005 | Hyde
[6 empty] | Douglas | WA | 017 | Iberia
[6 empty] | Douglas | OR | 019 | Iberville
[6 empty] | Douglas | WI | 031 | Ida
[6 empty] | Douglas | CO | 035 | Idaho
[6 empty] | Douglas | MN | 041 | Imperial
[6 empty] | Douglas | IL | 041 | Independence
[6 empty] | Douglas | SD | 043 | Indian River
[6 empty] | Douglas | KS | 045 | Indiana
[6 empty] | Douglas | NE | 055 | Ingham
[6 empty] | Douglas | MO | 067 | Inyo
[6 empty] | Douglas | GA | 097 | Ionia
[6 empty] | Drew | AR | 043 | Iosco
[6 empty] | Du Page | IL | 043 | Iowa
[6 empty] | Dubois | IN | 037 | Iredell
[6 empty] | Dubuque | IA | 061 | Irion
[6 empty] | Duchesne | UT | 013 | Iron
[6 empty] | Dukes | MA | 007 | Iroquois
[6 empty] | Dundy | NE | 057 | Irwin
[6 empty] | Dunklin | MO | 069 | Isabela
[6 empty] | Dunn | ND | 025 | Isabella
[6 empty] | Dunn | WI | 033 | Isanti
[6 empty] | Duplin | NC | 061 | Island
[6 empty] | Durham | NC | 063 | Isle Of Wight
[6 empty] | Dutchess | NY | 027 | Issaquena
[6 empty] | Duval | FL | 031 | Itasca
[6 empty] | Duval | TX | 131 | Itawamba
[6 empty] | Dyer | TN | 045 | Izard
[6 empty] | Eagle | CO | 037 | Jabat
[6 empty] | Early | GA | 099 | Jack
[6 empty] | East Baton Rouge | LA | 033 | Jackson
[6 empty] | East Carroll | LA | 035 | Jaluit
[6 empty] | East Feliciana | LA | 037 | James City
[6 empty] | Eastern | AS | 010 | Jasper
[6 empty] | Eastland | TX | 133 | Jay
[6 empty] | Eaton | MI | 045 | Jayuya
[6 empty] | Eau Claire | WI | 035 | Jeff Davis
[6 empty] | Ebon | MH | 080 | Jefferson
[6 empty] | Echols | GA | 101 | Jefferson Davis
[6 empty] | Ector | TX | 135 | Jemo Island
[6 empty] | Eddy | NM | 015 | Jenkins
[6 empty] | Eddy | ND | 027 | Jennings
[6 empty] | Edgar | IL | 045 | Jerauld
[6 empty] | Edgecombe | NC | 065 | Jerome
[6 empty] | Edgefield | SC | 037 | Jersey
[6 empty] | Edmonson | KY | 061 | Jessamine
[6 empty] | Edmunds | SD | 045 | Jewell
[6 empty] | Edwards | IL | 047 | Jim Hogg
[6 empty] | Edwards | KS | 047 | Jim Wells
[6 empty] | Edwards | TX | 137 | Jo Daviess
[6 empty] | Effingham | IL | 049 | Johnson
[6 empty] | Effingham | GA | 103 | Johnston
[6 empty] | El Dorado | CA | 017 | Jones
[6 empty] | El Paso | CO | 041 | Josephine
[6 empty] | El Paso | TX | 141 | Juab
[6 empty] | Elbert | CO | 039 | Juana Diaz
[6 empty] | Elbert | GA | 105 | Judith Basin
[6 empty] | Elk | PA | 047 | Juncos
[6 empty] | Elk | KS | 049 | Juneau
[6 empty] | Elkhart | IN | 039 | Juneau (B)
[6 empty] | Elko | NV | 007 | Juniata
[6 empty] | Elliott | KY | 063 | Kalamazoo
[6 empty] | Ellis | OK | 045 | Kalawao
[6 empty] | Ellis | KS | 051 | Kalkaska
[6 empty] | Ellis | TX | 139 | Kanabec
[6 empty] | Ellsworth | KS | 053 | Kanawha
[6 empty] | Elmore | ID | 039 | Kandiyohi
[6 empty] | Elmore | AL | 051 | Kane
[6 empty] | Emanuel | GA | 107 | Kankakee
[6 empty] | Emery | UT | 015 | Karnes
[6 empty] | Emmet | MI | 047 | Kauai
[6 empty] | Emmet | IA | 063 | Kaufman
[6 empty] | Emmons | ND | 029 | Kay
[6 empty] | Emporia | VA | 595 | Kayangel
[6 empty] | Enewetak | MH | 090 | Kearney
[6 empty] | Erath | TX | 143 | Kearny
[6 empty] | Erie | NY | 029 | Keith
[6 empty] | Erie | OH | 043 | Kemper
[6 empty] | Erie | PA | 049 | Kenai Peninsula (B)
[6 empty] | Erikub | MH | 100 | Kendall
[6 empty] | Escambia | FL | 033 | Kenedy
[6 empty] | Escambia | AL | 053 | Kennebec
[6 empty] | Esmeralda | NV | 009 | Kenosha
[6 empty] | Essex | VT | 009 | Kent
[6 empty] | Essex | MA | 009 | Kenton
[6 empty] | Essex | NJ | 013 | Keokuk
[6 empty] | Essex | NY | 031 | Kern
[6 empty] | Essex | VA | 057 | Kerr
[6 empty] | Estill | KY | 065 | Kershaw
[6 empty] | Etowah | AL | 055 | Ketchikan Gateway (B)
[6 empty] | Eureka | NV | 011 | Kewaunee
[6 empty] | Evangeline | LA | 039 | Keweenaw
[6 empty] | Evans | GA | 109 | Keya Paha
[6 empty] | Fairbanks-North Star (B) | AK | 090 | Kidder
[6 empty] | Fairfax | VA | 059 | Kiki
[6 empty] | Fairfax City | VA | 600 | Kimball
[6 empty] | Fairfield | CT | 001 | Kimble
[6 empty] | Fairfield | SC | 039 | King
[6 empty] | Fairfield | OH | 045 | King And Queen
[6 empty] | Fajardo | PR | 053 | King George
[6 empty] | Fall River | SD | 047 | King William
[6 empty] | Fallon | MT | 025 | Kingfisher
[6 empty] | Falls | TX | 145 | Kingman
[6 empty] | Falls Church | VA | 610 | Kings
[6 empty] | Fannin | GA | 111 | Kingsbury
[6 empty] | Fannin | TX | 147 | Kinney
[6 empty] | Faribault | MN | 043 | Kiowa
[6 empty] | Faulk | SD | 049 | Kit Carson
[6 empty] | Faulkner | AR | 045 | Kitsap
[6 empty] | Fauquier | VA | 061 | Kittitas
[6 empty] | Fayette | WV | 019 | Kittson
[6 empty] | Fayette | IN | 041 | Klamath
[6 empty] | Fayette | TN | 047 | Kleberg
[6 empty] | Fayette | OH | 047 | Klickitat
[6 empty] | Fayette | PA | 051 | Knott
[6 empty] | Fayette | IL | 051 | Knox
[6 empty] | Fayette | AL | 057 | Kobuk (Pre 1992)
[6 empty] | Fayette | IA | 065 | Kodiak Island (B)
[6 empty] | Fayette | KY | 067 | Koochiching
[6 empty] | Fayette | GA | 113 | Kootenai
[6 empty] | Fayette | TX | 149 | Koror
[6 empty] | Fentress | TN | 049 | Kosciusko
[6 empty] | Fergus | MT | 027 | Kosrae
[6 empty] | Ferry | WA | 019 | Kossuth
[6 empty] | Fillmore | MN | 045 | Kwajalein
[6 empty] | Fillmore | NE | 059 | La Crosse
[6 empty] | Finney | KS | 055 | La Moure
[6 empty] | Fisher | TX | 151 | La Paz
[6 empty] | Flagler | FL | 035 | La Plata
[6 empty] | Flathead | MT | 029 | La Porte
[6 empty] | Fleming | KY | 069 | La Salle
[6 empty] | Florence | WI | 037 | Labette
[6 empty] | Florence | SC | 041 | Lac Qui Parle
[6 empty] | Florida | PR | 054 | Lackawanna
[6 empty] | Floyd | IN | 043 | Laclede
[6 empty] | Floyd | VA | 063 | Lae
[6 empty] | Floyd | IA | 067 | Lafayette
[6 empty] | Floyd | KY | 071 | Lafourche
[6 empty] | Floyd | GA | 115 | Lagrange
[6 empty] | Floyd | TX | 153 | Lajas
[6 empty] | Fluvanna | VA | 065 | Lake
[6 empty] | Foard | TX | 155 | Lake And Peninsula (B)
[6 empty] | Fond Du Lac | WI | 039 | Lake Of The Woods
[6 empty] | Ford | IL | 053 | Lamar
[6 empty] | Ford | KS | 057 | Lamb
[6 empty] | Forest | WI | 041 | Lamoille
[6 empty] | Forest | PA | 053 | Lampasas
[6 empty] | Forrest | MS | 035 | Lancaster
[6 empty] | Forsyth | NC | 067 | Lander
[6 empty] | Forsyth | GA | 117 | Lane
[6 empty] | Fort Bend | TX | 157 | Langlade
[6 empty] | Foster | ND | 031 | Lanier
[6 empty] | Fountain | IN | 045 | Lapeer
[6 empty] | Franklin | ME | 007 | Laramie
[6 empty] | Franklin | MA | 011 | Lares
[6 empty] | Franklin | VT | 011 | Larimer
[6 empty] | Franklin | WA | 021 | Larue
[6 empty] | Franklin | NY | 033 | Las Animas
[6 empty] | Franklin | MS | 037 | Las Marias
[6 empty] | Franklin | FL | 037 | Las Piedras
[6 empty] | Franklin | LA | 041 | Lassen
[6 empty] | Franklin | ID | 041 | Latah
[6 empty] | Franklin | AR | 047 | Latimer
[6 empty] | Franklin | IN | 047 | Lauderdale
[6 empty] | Franklin | OH | 049 | Laurel
[6 empty] | Franklin | TN | 051 | Laurens
[6 empty] | Franklin | PA | 055 | Lavaca
[6 empty] | Franklin | IL | 055 | Lawrence
[6 empty] | Franklin | AL | 059 | Le Flore
[6 empty] | Franklin | KS | 059 | Le Sueur
[6 empty] | Franklin | NE | 061 | Lea
[6 empty] | Franklin | VA | 067 | Leake
[6 empty] | Franklin | NC | 069 | Leavenworth
[6 empty] | Franklin | IA | 069 | Lebanon
[6 empty] | Franklin | MO | 071 | Lee
[6 empty] | Franklin | KY | 073 | Leelanau
[6 empty] | Franklin | GA | 119 | Leflore
[6 empty] | Franklin | TX | 159 | Lehigh
[6 empty] | Franklin City | VA | 620 | Lemhi
[6 empty] | Frederick | MD | 021 | Lenawee
[6 empty] | Frederick | VA | 069 | Lenoir
[6 empty] | Fredericksburg | VA | 630 | Leon
[6 empty] | Freeborn | MN | 047 | Leslie
[6 empty] | Freestone | TX | 161 | Letcher
[6 empty] | Fremont | WY | 013 | Levy
[6 empty] | Fremont | CO | 043 | Lewis
[6 empty] | Fremont | ID | 043 | Lewis And Clark
[6 empty] | Fremont | IA | 071 | Lexington
[6 empty] | Fresno | CA | 019 | Lib
[6 empty] | Frio | TX | 163 | Liberty
[6 empty] | Frontier | NE | 063 | Licking
[6 empty] | Fulton | NY | 035 | Likiep
[6 empty] | Fulton | AR | 049 | Limestone
[6 empty] | Fulton | IN | 049 | Lincoln
[6 empty] | Fulton | OH | 051 | Linn
[6 empty] | Fulton | IL | 057 | Lipscomb
[6 empty] | Fulton | PA | 057 | Litchfield
[6 empty] | Fulton | KY | 075 | Little River
[6 empty] | Fulton | GA | 121 | Live Oak
[6 empty] | Furnas | NE | 065 | Livingston
[6 empty] | Gadsden | FL | 039 | Llano
[6 empty] | Gage | NE | 067 | Logan
[6 empty] | Gaines | TX | 165 | Loiza
[6 empty] | Galax | VA | 640 | Long
[6 empty] | Gallatin | MT | 031 | Lonoke
[6 empty] | Gallatin | IL | 059 | Lorain
[6 empty] | Gallatin | KY | 077 | Los Alamos
[6 empty] | Gallia | OH | 053 | Los Angeles
[6 empty] | Galveston | TX | 167 | Loudon
[6 empty] | Garden | NE | 069 | Loudoun
[6 empty] | Garfield | UT | 017 | Louisa
[6 empty] | Garfield | WA | 023 | Loup
[6 empty] | Garfield | MT | 033 | Love
[6 empty] | Garfield | CO | 045 | Loving
[6 empty] | Garfield | OK | 047 | Lowndes
[6 empty] | Garfield | NE | 071 | Lubbock
[6 empty] | Garland | AR | 051 | Lucas
[6 empty] | Garrard | KY | 079 | Luce
[6 empty] | Garrett | MD | 023 | Lumpkin
[6 empty] | Garvin | OK | 049 | Luna
[6 empty] | Garza | TX | 169 | Lunenburg
[6 empty] | Gasconade | MO | 073 | Luquillo
[6 empty] | Gaston | NC | 071 | Luzerne
[6 empty] | Gates | NC | 073 | Lycoming
[6 empty] | Geary | KS | 061 | Lyman
[6 empty] | Geauga | OH | 055 | Lynchburg
[6 empty] | Gem | ID | 045 | Lynn
[6 empty] | Genesee | NY | 037 | Lyon
[6 empty] | Genesee | MI | 049 | Mackinac
[6 empty] | Geneva | AL | 061 | Macomb
[6 empty] | Gentry | MO | 075 | Macon
[6 empty] | George | MS | 039 | Macoupin
[6 empty] | Georgetown | SC | 043 | Madera
[6 empty] | Gibson | IN | 051 | Madison
[6 empty] | Gibson | TN | 053 | Magoffin
[6 empty] | Gila | AZ | 007 | Mahaska
[6 empty] | Gilchrist | FL | 041 | Mahnomen
[6 empty] | Giles | TN | 055 | Mahoning
[6 empty] | Giles | VA | 071 | Major
[6 empty] | Gillespie | TX | 171 | Majuro
[6 empty] | Gilliam | OR | 021 | Malheur
[6 empty] | Gilmer | WV | 021 | Maloelap
[6 empty] | Gilmer | GA | 123 | Manassas
[6 empty] | Gilpin | CO | 047 | Manassas Park
[6 empty] | Glacier | MT | 035 | Manatee
[6 empty] | Glades | FL | 043 | Manati
[6 empty] | Gladwin | MI | 051 | Manistee
[6 empty] | Glascock | GA | 125 | Manitowoc
[6 empty] | Glasscock | TX | 173 | Manu'a
[6 empty] | Glenn | CA | 021 | Marathon
[6 empty] | Gloucester | NJ | 015 | Marengo
[6 empty] | Gloucester | VA | 073 | Mariana Islands
[6 empty] | Glynn | GA | 127 | Maricao
[6 empty] | Gogebic | MI | 053 | Maricopa
[6 empty] | Golden Valley | ND | 033 | Maries
[6 empty] | Golden Valley | MT | 037 | Marin
[6 empty] | Goliad | TX | 175 | Marinette
[6 empty] | Gonzales | TX | 177 | Marion
[6 empty] | Goochland | VA | 075 | Mariposa
[6 empty] | Goodhue | MN | 049 | Marlboro
[6 empty] | Gooding | ID | 047 | Marquette
[6 empty] | Gordon | GA | 129 | Marshall
[6 empty] | Goshen | WY | 015 | Martin
[6 empty] | Gosper | NE | 073 | Martinsville
[6 empty] | Gove | KS | 063 | Mason
[6 empty] | Grady | OK | 051 | Massac
[6 empty] | Grady | GA | 131 | Matagorda
[6 empty] | Grafton | NH | 009 | Matanuska-Susitna (B)
[6 empty] | Graham | AZ | 009 | Mathews
[6 empty] | Graham | KS | 065 | Maui
[6 empty] | Graham | NC | 075 | Maunabo
[6 empty] | Grainger | TN | 057 | Maury
[6 empty] | Grand | UT | 019 | Maverick
[6 empty] | Grand | CO | 049 | Mayaguez
[6 empty] | Grand Forks | ND | 035 | Mayes
[6 empty] | Grand Isle | VT | 013 | Mcclain
[6 empty] | Grand Traverse | MI | 055 | Mccone
[6 empty] | Granite | MT | 039 | Mccook
[6 empty] | Grant | NM | 017 | Mccormick
[6 empty] | Grant | WV | 023 | Mccracken
[6 empty] | Grant | OR | 023 | Mccreary
[6 empty] | Grant | WA | 025 | Mcculloch
[6 empty] | Grant | ND | 037 | Mccurtain
[6 empty] | Grant | LA | 043 | Mcdonald
[6 empty] | Grant | WI | 043 | Mcdonough
[6 empty] | Grant | SD | 051 | Mcdowell
[6 empty] | Grant | MN | 051 | Mcduffie
[6 empty] | Grant | OK | 053 | Mchenry
[6 empty] | Grant | AR | 053 | Mcintosh
[6 empty] | Grant | IN | 053 | Mckean
[6 empty] | Grant | KS | 067 | Mckenzie
[6 empty] | Grant | NE | 075 | Mckinley
[6 empty] | Grant | KY | 081 | Mclean
[6 empty] | Granville | NC | 077 | Mclennan
[6 empty] | Gratiot | MI | 057 | Mcleod
[6 empty] | Graves | KY | 083 | Mcminn
[6 empty] | Gray | KS | 069 | Mcmullen
[6 empty] | Gray | TX | 179 | Mcnairy
[6 empty] | Grays Harbor | WA | 027 | Mcpherson
[6 empty] | Grayson | VA | 077 | Meade
[6 empty] | Grayson | KY | 085 | Meagher
[6 empty] | Grayson | TX | 181 | Mecklenburg
[6 empty] | Greeley | KS | 071 | Mecosta
[6 empty] | Greeley | NE | 077 | Medina
[6 empty] | Green | WI | 045 | Meeker
[6 empty] | Green | KY | 087 | Meigs
[6 empty] | Green Lake | WI | 047 | Mejit
[6 empty] | Greenbrier | WV | 025 | Melekeiok
[6 empty] | Greene | NY | 039 | Mellette
[6 empty] | Greene | MS | 041 | Menard
[6 empty] | Greene | AR | 055 | Mendocino
[6 empty] | Greene | IN | 055 | Menifee
[6 empty] | Greene | OH | 057 | Menominee
[6 empty] | Greene | TN | 059 | Merced
[6 empty] | Greene | PA | 059 | Mercer
[6 empty] | Greene | IL | 061 | Meriwether
[6 empty] | Greene | AL | 063 | Merrick
[6 empty] | Greene | IA | 073 | Merrimack
[6 empty] | Greene | MO | 077 | Mesa
[6 empty] | Greene | VA | 079 | Metcalfe
[6 empty] | Greene | NC | 079 | Miami
[6 empty] | Greene | GA | 133 | Miami-Dade
[6 empty] | Greenlee | AZ | 011 | Middlesex
[6 empty] | Greensville | VA | 081 | Midland
[6 empty] | Greenup | KY | 089 | Mifflin
[6 empty] | Greenville | SC | 045 | Milam
[6 empty] | Greenwood | SC | 047 | Mili
[6 empty] | Greenwood | KS | 073 | Millard
[6 empty] | Greer | OK | 055 | Mille Lacs
[6 empty] | Gregg | TX | 183 | Miller
[6 empty] | Gregory | SD | 053 | Mills
[6 empty] | Grenada | MS | 043 | Milwaukee
[6 empty] | Griggs | ND | 039 | Miner
[6 empty] | Grimes | TX | 185 | Mineral
[6 empty] | Grundy | TN | 061 | Mingo
[6 empty] | Grundy | IL | 063 | Minidoka
[6 empty] | Grundy | IA | 075 | Minnehaha
[6 empty] | Grundy | MO | 079 | Missaukee
[6 empty] | Guadalupe | NM | 019 | Mississippi
[6 empty] | Guadalupe | TX | 187 | Missoula
[6 empty] | Guam | GU | 010 | Mitchell
[6 empty] | Guanica | PR | 055 | Mobile
[6 empty] | Guayama | PR | 057 | Moca
[6 empty] | Guayanilla | PR | 059 | Modoc
[6 empty] | Guaynabo | PR | 061 | Moffat
[6 empty] | Guernsey | OH | 059 | Mohave
[6 empty] | Guilford | NC | 081 | Moniteau
[6 empty] | Gulf | FL | 045 | Monmouth
[6 empty] | Gunnison | CO | 051 | Mono
[6 empty] | Gurabo | PR | 063 | Monona
[6 empty] | Guthrie | IA | 077 | Monongalia
[6 empty] | Gwinnett | GA | 135 | Monroe
[6 empty] | Haakon | SD | 055 | Montague
[6 empty] | Habersham | GA | 137 | Montcalm
[6 empty] | Haines (B) | AK | 100 | Monterey
[6 empty] | Hale | AL | 065 | Montezuma
[6 empty] | Hale | TX | 189 | Montgomery
[6 empty] | Halifax | VA | 083 | Montmorency
[6 empty] | Halifax | NC | 083 | Montour
[6 empty] | Hall | NE | 079 | Montrose
[6 empty] | Hall | GA | 139 | Moody
[6 empty] | Hall | TX | 191 | Moore
[6 empty] | Hamblen | TN | 063 | Mora
[6 empty] | Hamilton | NY | 041 | Morehouse
[6 empty] | Hamilton | FL | 047 | Morgan
[6 empty] | Hamilton | IN | 057 | Morovis
[6 empty] | Hamilton | OH | 061 | Morrill
[6 empty] | Hamilton | TN | 065 | Morris
[6 empty] | Hamilton | IL | 065 | Morrison
[6 empty] | Hamilton | KS | 075 | Morrow
[6 empty] | Hamilton | IA | 079 | Morton
[6 empty] | Hamilton | NE | 081 | Motley
[6 empty] | Hamilton | TX | 193 | Moultrie
[6 empty] | Hamlin | SD | 057 | Mountrail
[6 empty] | Hampden | MA | 013 | Mower
[6 empty] | Hampshire | MA | 015 | Muhlenberg
[6 empty] | Hampshire | WV | 027 | Multnomah
[6 empty] | Hampton | SC | 049 | Murray
[6 empty] | Hampton | VA | 650 | Muscatine
[6 empty] | Hancock | ME | 009 | Muscogee
[6 empty] | Hancock | WV | 029 | Muskegon
[6 empty] | Hancock | MS | 045 | Muskingum
[6 empty] | Hancock | IN | 059 | Muskogee
[6 empty] | Hancock | OH | 063 | Musselshell
[6 empty] | Hancock | TN | 067 | Nacogdoches
[6 empty] | Hancock | IL | 067 | Naguabo
[6 empty] | Hancock | IA | 081 | Namorik
[6 empty] | Hancock | KY | 091 | Namu
[6 empty] | Hancock | GA | 141 | Nance
[6 empty] | Hand | SD | 059 | Nantucket
[6 empty] | Hanover | VA | 085 | Napa
[6 empty] | Hansford | TX | 195 | Naranjito
[6 empty] | Hanson | SD | 061 | Nash
[6 empty] | Haralson | GA | 143 | Nassau
[6 empty] | Hardee | FL | 049 | Natchitoches
[6 empty] | Hardeman | TN | 069 | Natrona
[6 empty] | Hardeman | TX | 197 | Navajo
[6 empty] | Hardin | OH | 065 | Navarro
[6 empty] | Hardin | IL | 069 | Nelson
[6 empty] | Hardin | TN | 071 | Nemaha
[6 empty] | Hardin | IA | 083 | Neosho
[6 empty] | Hardin | KY | 093 | Neshoba
[6 empty] | Hardin | TX | 199 | Ness
[6 empty] | Harding | NM | 021 | Nevada
[6 empty] | Harding | SD | 063 | New Castle
[6 empty] | Hardy | WV | 031 | New Hanover
[6 empty] | Harford | MD | 025 | New Haven
[6 empty] | Harlan | NE | 083 | New Kent
[6 empty] | Harlan | KY | 095 | New London
[6 empty] | Harmon | OK | 057 | New Madrid
[6 empty] | Harnett | NC | 085 | New York
[6 empty] | Harney | OR | 025 | Newaygo
[6 empty] | Harper | OK | 059 | Newberry
[6 empty] | Harper | KS | 077 | Newport
[6 empty] | Harris | GA | 145 | Newport News
[6 empty] | Harris | TX | 201 | Newton
[6 empty] | Harrison | WV | 033 | Nez Perce
[6 empty] | Harrison | MS | 047 | Ngaraard
[6 empty] | Harrison | IN | 061 | Ngarchelong
[6 empty] | Harrison | OH | 067 | Ngardmau
[6 empty] | Harrison | MO | 081 | Ngaremlengui
[6 empty] | Harrison | IA | 085 | Ngatpang
[6 empty] | Harrison | KY | 097 | Ngchesar
[6 empty] | Harrison | TX | 203 | Ngiwal
[6 empty] | Harrisonburg | VA | 660 | Niagara
[6 empty] | Hart | KY | 099 | Nicholas
[6 empty] | Hart | GA | 147 | Nicollet
[6 empty] | Hartford | CT | 003 | Niobrara
[6 empty] | Hartley | TX | 205 | Noble
[6 empty] | Harvey | KS | 079 | Nobles
[6 empty] | Haskell | OK | 061 | Nodaway
[6 empty] | Haskell | KS | 081 | Nolan
[6 empty] | Haskell | TX | 207 | Nome (C)
[6 empty] | Hatillo | PR | 065 | Norfolk
[6 empty] | Hawaii | HI | 001 | Norman
[6 empty] | Hawkins | TN | 073 | North Slope (B)
[6 empty] | Hayes | NE | 085 | Northampton
[6 empty] | Hays | TX | 209 | Northumberland
[6 empty] | Haywood | TN | 075 | Northwest Arctic (B)
[6 empty] | Haywood | NC | 087 | Norton
[6 empty] | Heard | GA | 149 | Nothern Islands
[6 empty] | Hemphill | TX | 211 | Nottoway
[6 empty] | Hempstead | AR | 057 | Nowata
[6 empty] | Henderson | IL | 071 | Noxubee
[6 empty] | Henderson | TN | 077 | Nuckolls
[6 empty] | Henderson | NC | 089 | Nueces
[6 empty] | Henderson | KY | 101 | Nye
[6 empty] | Henderson | TX | 213 | O Brien
[6 empty] | Hendricks | IN | 063 | Oakland
[6 empty] | Hendry | FL | 051 | Obion
[6 empty] | Hennepin | MN | 053 | Ocean
[6 empty] | Henrico | VA | 087 | Oceana
[6 empty] | Henry | IN | 065 | Ochiltree
[6 empty] | Henry | AL | 067 | Oconee
[6 empty] | Henry | OH | 069 | Oconto
[6 empty] | Henry | IL | 073 | Ogemaw
[6 empty] | Henry | TN | 079 | Ogle
[6 empty] | Henry | MO | 083 | Oglethorpe
[6 empty] | Henry | IA | 087 | Ohio
[6 empty] | Henry | VA | 089 | Okaloosa
[6 empty] | Henry | KY | 103 | Okanogan
[6 empty] | Henry | GA | 151 | Okeechobee
[6 empty] | Herkimer | NY | 043 | Okfuskee
[6 empty] | Hernando | FL | 053 | Oklahoma
[6 empty] | Hertford | NC | 091 | Okmulgee
[6 empty] | Hettinger | ND | 041 | Oktibbeha
[6 empty] | Hickman | TN | 081 | Oldham
[6 empty] | Hickman | KY | 105 | Oliver
[6 empty] | Hickory | MO | 085 | Olmsted
[6 empty] | Hidalgo | NM | 023 | Oneida
[6 empty] | Hidalgo | TX | 215 | Onondaga
[6 empty] | Highland | OH | 071 | Onslow
[6 empty] | Highland | VA | 091 | Ontario
[6 empty] | Highlands | FL | 055 | Ontonagon
[6 empty] | Hill | MT | 041 | Orange
[6 empty] | Hill | TX | 217 | Orangeburg
[6 empty] | Hillsborough | NH | 011 | Oregon
[6 empty] | Hillsborough | FL | 057 | Orleans
[6 empty] | Hillsdale | MI | 059 | Orocovis
[6 empty] | Hinds | MS | 049 | Osage
[6 empty] | Hinsdale | CO | 053 | Osborne
[6 empty] | Hitchcock | NE | 087 | Osceola
[6 empty] | Hocking | OH | 073 | Oscoda
[6 empty] | Hockley | TX | 219 | Oswego
[6 empty] | Hodgeman | KS | 083 | Otero
[6 empty] | Hoke | NC | 093 | Otoe
[6 empty] | Holmes | MS | 051 | Otsego
[6 empty] | Holmes | FL | 059 | Ottawa
[6 empty] | Holmes | OH | 075 | Otter Tail
[6 empty] | Holt | MO | 087 | Ouachita
[6 empty] | Holt | NE | 089 | Ouray
[6 empty] | Honolulu | HI | 003 | Outagamie
[6 empty] | Hood | TX | 221 | Overton
[6 empty] | Hood River | OR | 027 | Owen
[6 empty] | Hooker | NE | 091 | Owsley
[6 empty] | Hopewell | VA | 670 | Owyhee
[6 empty] | Hopkins | KY | 107 | Oxford
[6 empty] | Hopkins | TX | 223 | Ozark
[6 empty] | Hormigueros | PR | 067 | Ozaukee
[6 empty] | Horry | SC | 051 | Pacific
[6 empty] | Hot Spring | AR | 059 | Page
[6 empty] | Hot Springs | WY | 017 | Palau-Unorg.
[6 empty] | Houghton | MI | 061 | Palm Beach
[6 empty] | Houston | MN | 055 | Palo Alto
[6 empty] | Houston | AL | 069 | Palo Pinto
[6 empty] | Houston | TN | 083 | Pamlico
[6 empty] | Houston | GA | 153 | Panola
[6 empty] | Houston | TX | 225 | Park
[6 empty] | Howard | MD | 027 | Parke
[6 empty] | Howard | AR | 061 | Parker
[6 empty] | Howard | IN | 067 | Parmer
[6 empty] | Howard | IA | 089 | Pasco
[6 empty] | Howard | MO | 089 | Pasquotank
[6 empty] | Howard | NE | 093 | Passaic
[6 empty] | Howard | TX | 227 | Patillas
[6 empty] | Howell | MO | 091 | Patrick
[6 empty] | Hubbard | MN | 057 | Paulding
[6 empty] | Hudson | NJ | 017 | Pawnee
[6 empty] | Hudspeth | TX | 229 | Payette
[6 empty] | Huerfano | CO | 055 | Payne
[6 empty] | Hughes | OK | 063 | Peach
[6 empty] | Hughes | SD | 065 | Pearl River
[6 empty] | Humacao | PR | 069 | Pecos
[6 empty] | Humboldt | NV | 013 | Peleliu
[6 empty] | Humboldt | CA | 023 | Pembina
[6 empty] | Humboldt | IA | 091 | Pemiscot
[6 empty] | Humphreys | MS | 053 | Pend Oreille
[6 empty] | Humphreys | TN | 085 | Pender
[6 empty] | Hunt | TX | 231 | Pendleton
[6 empty] | Hunterdon | NJ | 019 | Pennington
[6 empty] | Huntingdon | PA | 061 | Penobscot
[6 empty] | Huntington | IN | 069 | Penuelas
[6 empty] | Huron | MI | 063 | Peoria
[6 empty] | Huron | OH | 077 | Pepin
[6 empty] | Hutchinson | SD | 067 | Perkins
[6 empty] | Hutchinson | TX | 233 | Perquimans
[6 empty] | Hyde | SD | 069 | Perry
[6 empty] | Hyde | NC | 095 | Pershing
[6 empty] | Iberia | LA | 045 | Person
[6 empty] | Iberville | LA | 047 | Petersburg
[6 empty] | Ida | IA | 093 | Petroleum
[6 empty] | Idaho | ID | 049 | Pettis
[6 empty] | Imperial | CA | 025 | Phelps
[6 empty] | Independence | AR | 063 | Philadelphia
[6 empty] | Indian River | FL | 061 | Phillips
[6 empty] | Indiana | PA | 063 | Piatt
[6 empty] | Ingham | MI | 065 | Pickaway
[6 empty] | Inyo | CA | 027 | Pickens
[6 empty] | Ionia | MI | 067 | Pickett
[6 empty] | Iosco | MI | 069 | Pierce
[6 empty] | Iowa | WI | 049 | Pike
[6 empty] | Iowa | IA | 095 | Pima
[6 empty] | Iredell | NC | 097 | Pinal
[6 empty] | Irion | TX | 235 | Pine
[6 empty] | Iron | UT | 021 | Pinellas
[6 empty] | Iron | WI | 051 | Pipestone
[6 empty] | Iron | MI | 071 | Piscataquis
[6 empty] | Iron | MO | 093 | Pitkin
[6 empty] | Iroquois | IL | 075 | Pitt
[6 empty] | Irwin | GA | 155 | Pittsburg
[6 empty] | Isabela | PR | 071 | Pittsylvania
[6 empty] | Isabella | MI | 073 | Piute
[6 empty] | Isanti | MN | 059 | Placer
[6 empty] | Island | WA | 029 | Plaquemines
[6 empty] | Isle Of Wight | VA | 093 | Platte
[6 empty] | Issaquena | MS | 055 | Pleasants
[6 empty] | Itasca | MN | 061 | Plumas
[6 empty] | Itawamba | MS | 057 | Plymouth
[6 empty] | Izard | AR | 065 | Pocahontas
[6 empty] | Jabat | MH | 110 | Poinsett
[6 empty] | Jack | TX | 237 | Pointe Coupee
[6 empty] | Jackson | OR | 029 | Polk
[6 empty] | Jackson | WV | 035 | Ponape
[6 empty] | Jackson | LA | 049 | Ponce
[6 empty] | Jackson | WI | 053 | Pondera
[6 empty] | Jackson | CO | 057 | Pontotoc
[6 empty] | Jackson | MS | 059 | Pope
[6 empty] | Jackson | MN | 063 | Poquoson
[6 empty] | Jackson | FL | 063 | Portage
[6 empty] | Jackson | OK | 065 | Porter
[6 empty] | Jackson | AR | 067 | Portsmouth
[6 empty] | Jackson | SD | 071 | Posey
[6 empty] | Jackson | AL | 071 | Pottawatomie
[6 empty] | Jackson | IN | 071 | Pottawattamie
[6 empty] | Jackson | MI | 075 | Potter
[6 empty] | Jackson | IL | 077 | Powder River
[6 empty] | Jackson | OH | 079 | Powell
[6 empty] | Jackson | KS | 085 | Power
[6 empty] | Jackson | TN | 087 | Poweshiek
[6 empty] | Jackson | MO | 095 | Powhatan
[6 empty] | Jackson | IA | 097 | Pr Of Wales-Out Ketc (C)
[6 empty] | Jackson | NC | 099 | Prairie
[6 empty] | Jackson | KY | 109 | Pratt
[6 empty] | Jackson | GA | 157 | Preble
[6 empty] | Jackson | TX | 239 | Prentiss
[6 empty] | Jaluit | MH | 120 | Presidio
[6 empty] | James City | VA | 095 | Presque Isle
[6 empty] | Jasper | SC | 053 | Preston
[6 empty] | Jasper | MS | 061 | Price
[6 empty] | Jasper | IN | 073 | Prince Edward
[6 empty] | Jasper | IL | 079 | Prince George
[6 empty] | Jasper | MO | 097 | Prince George'S
[6 empty] | Jasper | IA | 099 | Prince William
[6 empty] | Jasper | GA | 159 | Providence
[6 empty] | Jasper | TX | 241 | Prowers
[6 empty] | Jay | IN | 075 | Pueblo
[6 empty] | Jayuya | PR | 073 | Pulaski
[6 empty] | Jeff Davis | GA | 161 | Pushmataha
[6 empty] | Jeff Davis | TX | 243 | Putnam
[6 empty] | Jefferson | OR | 031 | Quay
[6 empty] | Jefferson | WA | 031 | Quebradillas
[6 empty] | Jefferson | WV | 037 | Queen Anne'S
[6 empty] | Jefferson | MT | 043 | Queens
[6 empty] | Jefferson | NY | 045 | Quitman
[6 empty] | Jefferson | LA | 051 | Rabun
[6 empty] | Jefferson | ID | 051 | Racine
[6 empty] | Jefferson | WI | 055 | Radford
[6 empty] | Jefferson | CO | 059 | Rains
[6 empty] | Jefferson | MS | 063 | Raleigh
[6 empty] | Jefferson | PA | 065 | Ralls
[6 empty] | Jefferson | FL | 065 | Ramsey
[6 empty] | Jefferson | OK | 067 | Randall
[6 empty] | Jefferson | AR | 069 | Randolph
[6 empty] | Jefferson | AL | 073 | Rankin
[6 empty] | Jefferson | IN | 077 | Ransom
[6 empty] | Jefferson | OH | 081 | Rapides
[6 empty] | Jefferson | IL | 081 | Rappahannock
[6 empty] | Jefferson | KS | 087 | Ravalli
[6 empty] | Jefferson | TN | 089 | Rawlins
[6 empty] | Jefferson | NE | 095 | Ray
[6 empty] | Jefferson | MO | 099 | Reagan
[6 empty] | Jefferson | IA | 101 | Real
[6 empty] | Jefferson | KY | 111 | Red Lake
[6 empty] | Jefferson | GA | 163 | Red River
[6 empty] | Jefferson | TX | 245 | Red Willow
[6 empty] | Jefferson Davis | LA | 053 | Redwood
[6 empty] | Jefferson Davis | MS | 065 | Reeves
[6 empty] | Jemo Island | MH | 130 | Refugio
[6 empty] | Jenkins | GA | 165 | Reno
[6 empty] | Jennings | IN | 079 | Rensselaer
[6 empty] | Jerauld | SD | 073 | Renville
[6 empty] | Jerome | ID | 053 | Republic
[6 empty] | Jersey | IL | 083 | Reynolds
[6 empty] | Jessamine | KY | 113 | Rhea
[6 empty] | Jewell | KS | 089 | Rice
[6 empty] | Jim Hogg | TX | 247 | Rich
[6 empty] | Jim Wells | TX | 249 | Richardson
[6 empty] | Jo Daviess | IL | 085 | Richland
[6 empty] | Johnson | WY | 019 | Richmond
[6 empty] | Johnson | AR | 071 | Riley
[6 empty] | Johnson | IN | 081 | Rincon
[6 empty] | Johnson | IL | 087 | Ringgold
[6 empty] | Johnson | KS | 091 | Rio Arriba
[6 empty] | Johnson | TN | 091 | Rio Blanco
[6 empty] | Johnson | NE | 097 | Rio Grande
[6 empty] | Johnson | MO | 101 | Ripley
[6 empty] | Johnson | IA | 103 | Ritchie
[6 empty] | Johnson | KY | 115 | Riverside
[6 empty] | Johnson | GA | 167 | Roane
[6 empty] | Johnson | TX | 251 | Roanoke
[6 empty] | Johnston | OK | 069 | Roanoke City
[6 empty] | Johnston | NC | 101 | Roberts
[6 empty] | Jones | MS | 067 | Robertson
[6 empty] | Jones | SD | 075 | Robeson
[6 empty] | Jones | NC | 103 | Rock
[6 empty] | Jones | IA | 105 | Rock Island
[6 empty] | Jones | GA | 169 | Rockbridge
[6 empty] | Jones | TX | 253 | Rockcastle
[6 empty] | Josephine | OR | 033 | Rockdale
[6 empty] | Juab | UT | 023 | Rockingham
[6 empty] | Juana Diaz | PR | 075 | Rockland
[6 empty] | Judith Basin | MT | 045 | Rockwall
[6 empty] | Juncos | PR | 077 | Roger Mills
[6 empty] | Juneau | WI | 057 | Rogers
[6 empty] | Juneau (B) | AK | 110 | Rolette
[6 empty] | Juniata | PA | 067 | Rongelap
[6 empty] | Kalamazoo | MI | 077 | Rongrik
[6 empty] | Kalawao | HI | 005 | Rooks
[6 empty] | Kalkaska | MI | 079 | Roosevelt
[6 empty] | Kanabec | MN | 065 | Roscommon
[6 empty] | Kanawha | WV | 039 | Rose Island
[6 empty] | Kandiyohi | MN | 067 | Roseau
[6 empty] | Kane | UT | 025 | Rosebud
[6 empty] | Kane | IL | 089 | Ross
[6 empty] | Kankakee | IL | 091 | Rota
[6 empty] | Karnes | TX | 255 | Routt
[6 empty] | Kauai | HI | 007 | Rowan
[6 empty] | Kaufman | TX | 257 | Runnels
[6 empty] | Kay | OK | 071 | Rush
[6 empty] | Kayangel | PW | 100 | Rusk
[6 empty] | Kearney | NE | 099 | Russell
[6 empty] | Kearny | KS | 093 | Rutherford
[6 empty] | Keith | NE | 101 | Rutland
[6 empty] | Kemper | MS | 069 | Sabana Grande
[6 empty] | Kenai Peninsula (B) | AK | 122 | Sabine
[6 empty] | Kendall | IL | 093 | Sac
[6 empty] | Kendall | TX | 259 | Sacramento
[6 empty] | Kenedy | TX | 261 | Sagadahoc
[6 empty] | Kennebec | ME | 011 | Saginaw
[6 empty] | Kenosha | WI | 059 | Saguache
[6 empty] | Kent | DE | 001 | Saipan
[6 empty] | Kent | RI | 003 | Salem
[6 empty] | Kent | MD | 029 | Salinas
[6 empty] | Kent | MI | 081 | Saline
[6 empty] | Kent | TX | 263 | Salt Lake
[6 empty] | Kenton | KY | 117 | Saluda
[6 empty] | Keokuk | IA | 107 | Sampson
[6 empty] | Kern | CA | 029 | San Augustine
[6 empty] | Kerr | TX | 265 | San Benito
[6 empty] | Kershaw | SC | 055 | San Bernardino
[6 empty] | Ketchikan Gateway (B) | AK | 130 | San Diego
[6 empty] | Kewaunee | WI | 061 | San Francisco
[6 empty] | Keweenaw | MI | 083 | San German
[6 empty] | Keya Paha | NE | 103 | San Jacinto
[6 empty] | Kidder | ND | 043 | San Joaquin
[6 empty] | Kiki | MH | 140 | San Juan
[6 empty] | Kimball | NE | 105 | San Lorenzo
[6 empty] | Kimble | TX | 267 | San Luis Obispo
[6 empty] | King | WA | 033 | San Mateo
[6 empty] | King | TX | 269 | San Miguel
[6 empty] | King And Queen | VA | 097 | San Patricio
[6 empty] | King George | VA | 099 | San Saba
[6 empty] | King William | VA | 101 | San Sebastian
[6 empty] | Kingfisher | OK | 073 | Sanborn
[6 empty] | Kingman | KS | 095 | Sanders
[6 empty] | Kings | CA | 031 | Sandoval
[6 empty] | Kings | NY | 047 | Sandusky
[6 empty] | Kingsbury | SD | 077 | Sangamon
[6 empty] | Kinney | TX | 271 | Sanilac
[6 empty] | Kiowa | CO | 061 | Sanpete
[6 empty] | Kiowa | OK | 075 | Santa Barbara
[6 empty] | Kiowa | KS | 097 | Santa Clara
[6 empty] | Kit Carson | CO | 063 | Santa Cruz
[6 empty] | Kitsap | WA | 035 | Santa Fe
[6 empty] | Kittitas | WA | 037 | Santa Isabel
[6 empty] | Kittson | MN | 069 | Santa Rosa
[6 empty] | Klamath | OR | 035 | Sarasota
[6 empty] | Kleberg | TX | 273 | Saratoga
[6 empty] | Klickitat | WA | 039 | Sargent
[6 empty] | Knott | KY | 119 | Sarpy
[6 empty] | Knox | ME | 013 | Sauk
[6 empty] | Knox | OH | 083 | Saunders
[6 empty] | Knox | IN | 083 | Sawyer
[6 empty] | Knox | TN | 093 | Schenectady
[6 empty] | Knox | IL | 095 | Schleicher
[6 empty] | Knox | MO | 103 | Schley
[6 empty] | Knox | NE | 107 | Schoharie
[6 empty] | Knox | KY | 121 | Schoolcraft
[6 empty] | Knox | TX | 275 | Schuyler
[6 empty] | Kobuk (Pre 1992) | AK | 140 | Schuylkill
[6 empty] | Kodiak Island (B) | AK | 150 | Scioto
[6 empty] | Koochiching | MN | 071 | Scotland
[6 empty] | Kootenai | ID | 055 | Scott
[6 empty] | Koror | PW | 150 | Scotts Bluff
[6 empty] | Kosciusko | IN | 085 | Screven
[6 empty] | Kosrae | FM | 005 | Scurry
[6 empty] | Kossuth | IA | 109 | Searcy
[6 empty] | Kwajalein | MH | 150 | Sebastian
[6 empty] | La Crosse | WI | 063 | Sedgwick
[6 empty] | La Moure | ND | 045 | Seminole
[6 empty] | La Paz | AZ | 012 | Seneca
[6 empty] | La Plata | CO | 067 | Sequatchie
[6 empty] | La Porte | IN | 091 | Sequoyah
[6 empty] | La Salle | LA | 059 | Sevier
[6 empty] | La Salle | IL | 099 | Seward
[6 empty] | La Salle | TX | 283 | Shackelford
[6 empty] | Labette | KS | 099 | Shannon
[6 empty] | Lac Qui Parle | MN | 073 | Sharkey
[6 empty] | Lackawanna | PA | 069 | Sharp
[6 empty] | Laclede | MO | 105 | Shasta
[6 empty] | Lae | MH | 160 | Shawano
[6 empty] | Lafayette | LA | 055 | Shawnee
[6 empty] | Lafayette | WI | 065 | Sheboygan
[6 empty] | Lafayette | FL | 067 | Shelby
[6 empty] | Lafayette | MS | 071 | Shenandoah
[6 empty] | Lafayette | AR | 073 | Sherburne
[6 empty] | Lafayette | MO | 107 | Sheridan
[6 empty] | Lafourche | LA | 057 | Sherman
[6 empty] | Lagrange | IN | 087 | Shiawassee
[6 empty] | Lajas | PR | 079 | Shoshone
[6 empty] | Lake | CA | 033 | Sibley
[6 empty] | Lake | OR | 037 | Sierra
[6 empty] | Lake | MT | 047 | Silver Bow
[6 empty] | Lake | CO | 065 | Simpson
[6 empty] | Lake | FL | 069 | Sioux
[6 empty] | Lake | MN | 075 | Siskiyou
[6 empty] | Lake | SD | 079 | Sitka (B)
[6 empty] | Lake | OH | 085 | Skagit
[6 empty] | Lake | MI | 085 | Skagway-Hoonah-Angoon(C)
[6 empty] | Lake | IN | 089 | Skamania
[6 empty] | Lake | TN | 095 | Slope
[6 empty] | Lake | IL | 097 | Smith
[6 empty] | Lake And Peninsula (B) | AK | 164 | Smyth
[6 empty] | Lake Of The Woods | MN | 077 | Snohomish
[6 empty] | Lamar | MS | 073 | Snyder
[6 empty] | Lamar | AL | 075 | Socorro
[6 empty] | Lamar | GA | 171 | Solano
[6 empty] | Lamar | TX | 277 | Somerset
[6 empty] | Lamb | TX | 279 | Somervell
[6 empty] | Lamoille | VT | 015 | Sonoma
[6 empty] | Lampasas | TX | 281 | Sonsorol
[6 empty] | Lancaster | SC | 057 | South Boston (Pre-1995)
[6 empty] | Lancaster | PA | 071 | Southampton
[6 empty] | Lancaster | VA | 103 | Southeast Fairbanks (C)
[6 empty] | Lancaster | NE | 109 | Spalding
[6 empty] | Lander | NV | 015 | Spartanburg
[6 empty] | Lane | OR | 039 | Spencer
[6 empty] | Lane | KS | 101 | Spink
[6 empty] | Langlade | WI | 067 | Spokane
[6 empty] | Lanier | GA | 173 | Spotsylvania
[6 empty] | Lapeer | MI | 087 | St Bernard
[6 empty] | Laramie | WY | 021 | St Charles
[6 empty] | Lares | PR | 081 | St Clair
[6 empty] | Larimer | CO | 069 | St Croix
[6 empty] | Larue | KY | 123 | St Francis
[6 empty] | Las Animas | CO | 071 | St Francois
[6 empty] | Las Marias | PR | 083 | St Helena
[6 empty] | Las Piedras | PR | 085 | St James
[6 empty] | Lassen | CA | 035 | St John The Baptist
[6 empty] | Latah | ID | 057 | St Johns
[6 empty] | Latimer | OK | 077 | St Joseph
[6 empty] | Lauderdale | MS | 075 | St Landry
[6 empty] | Lauderdale | AL | 077 | St Lawrence
[6 empty] | Lauderdale | TN | 097 | St Louis
[6 empty] | Laurel | KY | 125 | St Louis City
[6 empty] | Laurens | SC | 059 | St Lucie
[6 empty] | Laurens | GA | 175 | St Martin
[6 empty] | Lavaca | TX | 285 | St Mary
[6 empty] | Lawrence | PA | 073 | St Mary'S
[6 empty] | Lawrence | AR | 075 | St Tammany
[6 empty] | Lawrence | MS | 077 | St. Croix
[6 empty] | Lawrence | AL | 079 | St. John
[6 empty] | Lawrence | SD | 081 | St. Thomas
[6 empty] | Lawrence | OH | 087 | Stafford
[6 empty] | Lawrence | IN | 093 | Stanislaus
[6 empty] | Lawrence | TN | 099 | Stanley
[6 empty] | Lawrence | IL | 101 | Stanly
[6 empty] | Lawrence | MO | 109 | Stanton
[6 empty] | Lawrence | KY | 127 | Stark
[6 empty] | Le Flore | OK | 079 | Starke
[6 empty] | Le Sueur | MN | 079 | Starr
[6 empty] | Lea | NM | 025 | Staunton
[6 empty] | Leake | MS | 079 | Ste Genevieve
[6 empty] | Leavenworth | KS | 103 | Stearns
[6 empty] | Lebanon | PA | 075 | Steele
[6 empty] | Lee | SC | 061 | Stephens
[6 empty] | Lee | FL | 071 | Stephenson
[6 empty] | Lee | AR | 077 | Sterling
[6 empty] | Lee | MS | 081 | Steuben
[6 empty] | Lee | AL | 081 | Stevens
[6 empty] | Lee | IL | 103 | Stewart
[6 empty] | Lee | NC | 105 | Stillwater
[6 empty] | Lee | VA | 105 | Stoddard
[6 empty] | Lee | IA | 111 | Stokes
[6 empty] | Lee | KY | 129 | Stone
[6 empty] | Lee | GA | 177 | Stonewall
[6 empty] | Lee | TX | 287 | Storey
[6 empty] | Leelanau | MI | 089 | Story
[6 empty] | Leflore | MS | 083 | Strafford
[6 empty] | Lehigh | PA | 077 | Stutsman
[6 empty] | Lemhi | ID | 059 | Sublette
[6 empty] | Lenawee | MI | 091 | Suffolk
[6 empty] | Lenoir | NC | 107 | Sullivan
[6 empty] | Leon | FL | 073 | Sully
[6 empty] | Leon | TX | 289 | Summers
[6 empty] | Leslie | KY | 131 | Summit
[6 empty] | Letcher | KY | 133 | Sumner
[6 empty] | Levy | FL | 075 | Sumter
[6 empty] | Lewis | WA | 041 | Sunflower
[6 empty] | Lewis | WV | 041 | Surry
[6 empty] | Lewis | NY | 049 | Susquehanna
[6 empty] | Lewis | ID | 061 | Sussex
[6 empty] | Lewis | TN | 101 | Sutter
[6 empty] | Lewis | MO | 111 | Sutton
[6 empty] | Lewis | KY | 135 | Suwannee
[6 empty] | Lewis And Clark | MT | 049 | Swain
[6 empty] | Lexington | SC | 063 | Swains Island
[6 empty] | Lexington | VA | 678 | Sweet Grass
[6 empty] | Lib | MH | 170 | Sweetwater
[6 empty] | Liberty | MT | 051 | Swift
[6 empty] | Liberty | FL | 077 | Swisher
[6 empty] | Liberty | GA | 179 | Switzerland
[6 empty] | Liberty | TX | 291 | Talbot
[6 empty] | Licking | OH | 089 | Taliaferro
[6 empty] | Likiep | MH | 180 | Talladega
[6 empty] | Limestone | AL | 083 | Tallahatchie
[6 empty] | Limestone | TX | 293 | Tallapoosa
[6 empty] | Lincoln | ME | 015 | Tama
[6 empty] | Lincoln | NV | 017 | Taney
[6 empty] | Lincoln | WY | 023 | Tangipahoa
[6 empty] | Lincoln | NM | 027 | Taos
[6 empty] | Lincoln | OR | 041 | Tarrant
[6 empty] | Lincoln | WA | 043 | Tate
[6 empty] | Lincoln | WV | 043 | Tattnall
[6 empty] | Lincoln | MT | 053 | Taylor
[6 empty] | Lincoln | LA | 061 | Tazewell
[6 empty] | Lincoln | ID | 063 | Tehama
[6 empty] | Lincoln | WI | 069 | Telfair
[6 empty] | Lincoln | CO | 073 | Teller
[6 empty] | Lincoln | AR | 079 | Tensas
[6 empty] | Lincoln | OK | 081 | Terrebonne
[6 empty] | Lincoln | MN | 081 | Terrell
[6 empty] | Lincoln | SD | 083 | Terry
[6 empty] | Lincoln | MS | 085 | Teton
[6 empty] | Lincoln | TN | 103 | Texas
[6 empty] | Lincoln | KS | 105 | Thayer
[6 empty] | Lincoln | NC | 109 | Thomas
[6 empty] | Lincoln | NE | 111 | Throckmorton
[6 empty] | Lincoln | MO | 113 | Thurston
[6 empty] | Lincoln | KY | 137 | Tift
[6 empty] | Lincoln | GA | 181 | Tillamook
[6 empty] | Linn | OR | 043 | Tillman
[6 empty] | Linn | KS | 107 | Tinian
[6 empty] | Linn | IA | 113 | Tioga
[6 empty] | Linn | MO | 115 | Tippah
[6 empty] | Lipscomb | TX | 295 | Tippecanoe
[6 empty] | Litchfield | CT | 005 | Tipton
[6 empty] | Little River | AR | 081 | Tishomingo
[6 empty] | Live Oak | TX | 297 | Titus
[6 empty] | Livingston | NY | 051 | Toa Alta
[6 empty] | Livingston | LA | 063 | Toa Baja
[6 empty] | Livingston | MI | 093 | Tobi
[6 empty] | Livingston | IL | 105 | Todd
[6 empty] | Livingston | MO | 117 | Toke
[6 empty] | Livingston | KY | 139 | Tolland
[6 empty] | Llano | TX | 299 | Tom Green
[6 empty] | Logan | WV | 045 | Tompkins
[6 empty] | Logan | ND | 047 | Tooele
[6 empty] | Logan | CO | 075 | Toole
[6 empty] | Logan | OK | 083 | Toombs
[6 empty] | Logan | AR | 083 | Torrance
[6 empty] | Logan | OH | 091 | Towner
[6 empty] | Logan | IL | 107 | Towns
[6 empty] | Logan | KS | 109 | Traill
[6 empty] | Logan | NE | 113 | Transylvania
[6 empty] | Logan | KY | 141 | Traverse
[6 empty] | Loiza | PR | 087 | Travis
[6 empty] | Long | GA | 183 | Treasure
[6 empty] | Lonoke | AR | 085 | Trego
[6 empty] | Lorain | OH | 093 | Trempealeau
[6 empty] | Los Alamos | NM | 028 | Treutlen
[6 empty] | Los Angeles | CA | 037 | Trigg
[6 empty] | Loudon | TN | 105 | Trimble
[6 empty] | Loudoun | VA | 107 | Trinity
[6 empty] | Louisa | VA | 109 | Tripp
[6 empty] | Louisa | IA | 115 | Troup
[6 empty] | Loup | NE | 115 | Trousdale
[6 empty] | Love | OK | 085 | Trujillo Alto
[6 empty] | Loving | TX | 301 | Truk
[6 empty] | Lowndes | AL | 085 | Trumbull
[6 empty] | Lowndes | MS | 087 | Tucker
[6 empty] | Lowndes | GA | 185 | Tulare
[6 empty] | Lubbock | TX | 303 | Tulsa
[6 empty] | Lucas | OH | 095 | Tunica
[6 empty] | Lucas | IA | 117 | Tuolumne
[6 empty] | Luce | MI | 095 | Turner
[6 empty] | Lumpkin | GA | 187 | Tuscaloosa
[6 empty] | Luna | NM | 029 | Tuscarawas
[6 empty] | Lunenburg | VA | 111 | Tuscola
[6 empty] | Luquillo | PR | 089 | Twiggs
[6 empty] | Luzerne | PA | 079 | Twin Falls
[6 empty] | Lycoming | PA | 081 | Tyler
[6 empty] | Lyman | SD | 085 | Tyrrell
[6 empty] | Lynchburg | VA | 680 | Uinta
[6 empty] | Lynn | TX | 305 | Uintah
[6 empty] | Lyon | NV | 019 | Ujae
[6 empty] | Lyon | MN | 083 | Ujelang
[6 empty] | Lyon | KS | 111 | Ulster
[6 empty] | Lyon | IA | 119 | Umatilla
[6 empty] | Lyon | KY | 143 | Unicoi
[6 empty] | Mackinac | MI | 097 | Union
[6 empty] | Macomb | MI | 099 | Upshur
[6 empty] | Macon | AL | 087 | Upson
[6 empty] | Macon | TN | 111 | Upton
[6 empty] | Macon | NC | 113 | Utah
[6 empty] | Macon | IL | 115 | Utrik
[6 empty] | Macon | MO | 121 | Utuado
[6 empty] | Macon | GA | 193 | Uvalde
[6 empty] | Macoupin | IL | 117 | Val Verde
[6 empty] | Madera | CA | 039 | Valdez-Cordova (C)
[6 empty] | Madison | NY | 053 | Valencia
[6 empty] | Madison | MT | 057 | Valley
[6 empty] | Madison | LA | 065 | Van Buren
[6 empty] | Madison | ID | 065 | Van Wert
[6 empty] | Madison | FL | 079 | Van Zandt
[6 empty] | Madison | AR | 087 | Vance
[6 empty] | Madison | AL | 089 | Vanderburgh
[6 empty] | Madison | MS | 089 | Vega Alta
[6 empty] | Madison | IN | 095 | Vega Baja
[6 empty] | Madison | OH | 097 | Venango
[6 empty] | Madison | TN | 113 | Ventura
[6 empty] | Madison | VA | 113 | Vermilion
[6 empty] | Madison | NC | 115 | Vermillion
[6 empty] | Madison | IL | 119 | Vernon
[6 empty] | Madison | NE | 119 | Victoria
[6 empty] | Madison | IA | 121 | Vieques
[6 empty] | Madison | MO | 123 | Vigo
[6 empty] | Madison | KY | 151 | Vilas
[6 empty] | Madison | GA | 195 | Villalba
[6 empty] | Madison | TX | 313 | Vinton
[6 empty] | Magoffin | KY | 153 | Virginia Beach
[6 empty] | Mahaska | IA | 123 | Volusia
[6 empty] | Mahnomen | MN | 087 | Wabash
[6 empty] | Mahoning | OH | 099 | Wabasha
[6 empty] | Major | OK | 093 | Wabaunsee
[6 empty] | Majuro | MH | 190 | Wade Hampton (C)
[6 empty] | Malheur | OR | 045 | Wadena
[6 empty] | Maloelap | MH | 300 | Wagoner
[6 empty] | Manassas | VA | 683 | Wahkiakum
[6 empty] | Manassas Park | VA | 685 | Wake
[6 empty] | Manatee | FL | 081 | Wakulla
[6 empty] | Manati | PR | 091 | Waldo
[6 empty] | Manistee | MI | 101 | Walker
[6 empty] | Manitowoc | WI | 071 | Walla Walla
[6 empty] | Manu'a | AS | 020 | Wallace
[6 empty] | Marathon | WI | 073 | Waller
[6 empty] | Marengo | AL | 091 | Wallowa
[6 empty] | Mariana Islands | MP | 010 | Walsh
[6 empty] | Maricao | PR | 093 | Walthall
[6 empty] | Maricopa | AZ | 013 | Walton
[6 empty] | Maries | MO | 125 | Walworth
[6 empty] | Marin | CA | 041 | Wapello
[6 empty] | Marinette | WI | 075 | Ward
[6 empty] | Marion | OR | 047 | Ware
[6 empty] | Marion | WV | 049 | Warren
[6 empty] | Marion | SC | 067 | Warrick
[6 empty] | Marion | FL | 083 | Wasatch
[6 empty] | Marion | AR | 089 | Wasco
[6 empty] | Marion | MS | 091 | Waseca
[6 empty] | Marion | AL | 093 | Washakie
[6 empty] | Marion | IN | 097 | Washburn
[6 empty] | Marion | OH | 101 | Washington
[6 empty] | Marion | KS | 115 | Washita
[6 empty] | Marion | TN | 115 | Washoe
[6 empty] | Marion | IL | 121 | Washtenaw
[6 empty] | Marion | IA | 125 | Watauga
[6 empty] | Marion | MO | 127 | Watonwan
[6 empty] | Marion | KY | 155 | Waukesha
[6 empty] | Marion | GA | 197 | Waupaca
[6 empty] | Marion | TX | 315 | Waushara
[6 empty] | Mariposa | CA | 043 | Wayne
[6 empty] | Marlboro | SC | 069 | Waynesboro
[6 empty] | Marquette | WI | 077 | Weakley
[6 empty] | Marquette | MI | 103 | Webb
[6 empty] | Marshall | WV | 051 | Weber
[6 empty] | Marshall | MN | 089 | Webster
[6 empty] | Marshall | SD | 091 | Weld
[6 empty] | Marshall | MS | 093 | Wells
[6 empty] | Marshall | AL | 095 | West Baton Rouge
[6 empty] | Marshall | OK | 095 | West Carroll
[6 empty] | Marshall | IN | 099 | West Feliciana
[6 empty] | Marshall | KS | 117 | Westchester
[6 empty] | Marshall | TN | 117 | Western
[6 empty] | Marshall | IL | 123 | Westmoreland
[6 empty] | Marshall | IA | 127 | Weston
[6 empty] | Marshall | KY | 157 | Wetzel
[6 empty] | Martin | FL | 085 | Wexford
[6 empty] | Martin | MN | 091 | Wharton
[6 empty] | Martin | IN | 101 | Whatcom
[6 empty] | Martin | NC | 117 | Wheatland
[6 empty] | Martin | KY | 159 | Wheeler
[6 empty] | Martin | TX | 317 | White
[6 empty] | Martinsville | VA | 690 | White Pine
[6 empty] | Mason | WA | 045 | Whiteside
[6 empty] | Mason | WV | 053 | Whitfield
[6 empty] | Mason | MI | 105 | Whitley
[6 empty] | Mason | IL | 125 | Whitman
[6 empty] | Mason | KY | 161 | Wibaux
[6 empty] | Mason | TX | 319 | Wichita
[6 empty] | Massac | IL | 127 | Wicomico
[6 empty] | Matagorda | TX | 321 | Wilbarger
[6 empty] | Matanuska-Susitna (B) | AK | 170 | Wilcox
[6 empty] | Mathews | VA | 115 | Wilkes
[6 empty] | Maui | HI | 009 | Wilkin
[6 empty] | Maunabo | PR | 095 | Wilkinson
[6 empty] | Maury | TN | 119 | Will
[6 empty] | Maverick | TX | 323 | Willacy
[6 empty] | Mayaguez | PR | 097 | Williams
[6 empty] | Mayes | OK | 097 | Williamsburg
[6 empty] | Mcclain | OK | 087 | Williamson
[6 empty] | Mccone | MT | 055 | Wilson
[6 empty] | Mccook | SD | 087 | Winchester
[6 empty] | Mccormick | SC | 065 | Windham
[6 empty] | Mccracken | KY | 145 | Windsor
[6 empty] | Mccreary | KY | 147 | Winkler
[6 empty] | Mcculloch | TX | 307 | Winn
[6 empty] | Mccurtain | OK | 089 | Winnebago
[6 empty] | Mcdonald | MO | 119 | Winneshiek
[6 empty] | Mcdonough | IL | 109 | Winona
[6 empty] | Mcdowell | WV | 047 | Winston
[6 empty] | Mcdowell | NC | 111 | Wirt
[6 empty] | Mcduffie | GA | 189 | Wise
[6 empty] | Mchenry | ND | 049 | Wolfe
[6 empty] | Mchenry | IL | 111 | Wood
[6 empty] | Mcintosh | ND | 051 | Woodbury
[6 empty] | Mcintosh | OK | 091 | Woodford
[6 empty] | Mcintosh | GA | 191 | Woodruff
[6 empty] | Mckean | PA | 083 | Woods
[6 empty] | Mckenzie | ND | 053 | Woodson
[6 empty] | Mckinley | NM | 031 | Woodward
[6 empty] | Mclean | ND | 055 | Worcester
[6 empty] | Mclean | IL | 113 | Worth
[6 empty] | Mclean | KY | 149 | Wotho
[6 empty] | Mclennan | TX | 309 | Wotje
[6 empty] | Mcleod | MN | 085 | Wrangell-Petersburg (C)
[6 empty] | Mcminn | TN | 107 | Wright
[6 empty] | Mcmullen | TX | 311 | Wyandot
[6 empty] | Mcnairy | TN | 109 | Wyandotte
[6 empty] | Mcpherson | SD | 089 | Wyoming
[6 empty] | Mcpherson | KS | 113 | Wythe
[6 empty] | Mcpherson | NE | 117 | Yabucoa
[6 empty] | Meade | SD | 093 | Yadkin
[6 empty] | Meade | KS | 119 | Yakima
[6 empty] | Meade | KY | 163 | Yakutat (B)
[6 empty] | Meagher | MT | 059 | Yalobusha
[6 empty] | Mecklenburg | VA | 117 | Yamhill
[6 empty] | Mecklenburg | NC | 119 | Yancey
[6 empty] | Mecosta | MI | 107 | Yankton
[6 empty] | Medina | OH | 103 | Yap
[6 empty] | Medina | TX | 325 | Yates
[6 empty] | Meeker | MN | 093 | Yauco
[6 empty] | Meigs | OH | 105 | Yavapai
[6 empty] | Meigs | TN | 121 | Yazoo
[6 empty] | Mejit | MH | 310 | Yell
[6 empty] | Melekeiok | PW | 212 | Yellow Medicine
[6 empty] | Mellette | SD | 095 | Yellowstone
[6 empty] | Menard | IL | 129 | Yellowstone Np (Pre 1999)
[6 empty] | Menard | TX | 327 | Yoakum
[6 empty] | Mendocino | CA | 045 | Yolo
[6 empty] | Menifee | KY | 165 | York
[6 empty] | Menominee | WI | 078 | Young
[6 empty] | Menominee | MI | 109 | Yuba
[6 empty] | Merced | CA | 047 | Yukon-Koyukuk (C)
[6 empty] | Mercer | NJ | 021 | Yuma
[6 empty] | Mercer | WV | 055 | Zapata
[6 empty] | Mercer | ND | 057 | Zavala
[6 empty] | Mercer | PA | 085 | Ziebach
[6 empty] | Mercer | OH | 107
[6 empty] | Mercer | MO | 129
[6 empty] | Mercer | IL | 131
[6 empty] | Mercer | KY | 167
[6 empty] | Meriwether | GA | 199
[6 empty] | Merrick | NE | 121
[6 empty] | Merrimack | NH | 013
[6 empty] | Mesa | CO | 077
[6 empty] | Metcalfe | KY | 169
[6 empty] | Miami | IN | 103
[6 empty] | Miami | OH | 109
[6 empty] | Miami | KS | 121
[6 empty] | Miami-Dade | FL | 086
[6 empty] | Middlesex | CT | 007
[6 empty] | Middlesex | MA | 017
[6 empty] | Middlesex | NJ | 023
[6 empty] | Middlesex | VA | 119
[6 empty] | Midland | MI | 111
[6 empty] | Midland | TX | 329
[6 empty] | Mifflin | PA | 087
[6 empty] | Milam | TX | 331
[6 empty] | Mili | MH | 320
[6 empty] | Millard | UT | 027
[6 empty] | Mille Lacs | MN | 095
[6 empty] | Miller | AR | 091
[6 empty] | Miller | MO | 131
[6 empty] | Miller | GA | 201
[6 empty] | Mills | IA | 129
[6 empty] | Mills | TX | 333
[6 empty] | Milwaukee | WI | 079
[6 empty] | Miner | SD | 097
[6 empty] | Mineral | NV | 021
[6 empty] | Mineral | WV | 057
[6 empty] | Mineral | MT | 061
[6 empty] | Mineral | CO | 079
[6 empty] | Mingo | WV | 059
[6 empty] | Minidoka | ID | 067
[6 empty] | Minnehaha | SD | 099
[6 empty] | Missaukee | MI | 113
[6 empty] | Mississippi | AR | 093
[6 empty] | Mississippi | MO | 133
[6 empty] | Missoula | MT | 063
[6 empty] | Mitchell | NC | 121
[6 empty] | Mitchell | KS | 123
[6 empty] | Mitchell | IA | 131
[6 empty] | Mitchell | GA | 205
[6 empty] | Mitchell | TX | 335
[6 empty] | Mobile | AL | 097
[6 empty] | Moca | PR | 099
[6 empty] | Modoc | CA | 049
[6 empty] | Moffat | CO | 081
[6 empty] | Mohave | AZ | 015
[6 empty] | Moniteau | MO | 135
[6 empty] | Monmouth | NJ | 025
[6 empty] | Mono | CA | 051
[6 empty] | Monona | IA | 133
[6 empty] | Monongalia | WV | 061
[6 empty] | Monroe | NY | 055
[6 empty] | Monroe | WV | 063
[6 empty] | Monroe | WI | 081
[6 empty] | Monroe | FL | 087
[6 empty] | Monroe | PA | 089
[6 empty] | Monroe | AR | 095
[6 empty] | Monroe | MS | 095
[6 empty] | Monroe | AL | 099
[6 empty] | Monroe | IN | 105
[6 empty] | Monroe | OH | 111
[6 empty] | Monroe | MI | 115
[6 empty] | Monroe | TN | 123
[6 empty] | Monroe | IL | 133
[6 empty] | Monroe | IA | 135
[6 empty] | Monroe | MO | 137
[6 empty] | Monroe | KY | 171
[6 empty] | Monroe | GA | 207
[6 empty] | Montague | TX | 337
[6 empty] | Montcalm | MI | 117
[6 empty] | Monterey | CA | 053
[6 empty] | Montezuma | CO | 083
[6 empty] | Montgomery | MD | 031
[6 empty] | Montgomery | NY | 057
[6 empty] | Montgomery | PA | 091
[6 empty] | Montgomery | AR | 097
[6 empty] | Montgomery | MS | 097
[6 empty] | Montgomery | AL | 101
[6 empty] | Montgomery | IN | 107
[6 empty] | Montgomery | OH | 113
[6 empty] | Montgomery | VA | 121
[6 empty] | Montgomery | NC | 123
[6 empty] | Montgomery | TN | 125
[6 empty] | Montgomery | KS | 125
[6 empty] | Montgomery | IL | 135
[6 empty] | Montgomery | IA | 137
[6 empty] | Montgomery | MO | 139
[6 empty] | Montgomery | KY | 173
[6 empty] | Montgomery | GA | 209
[6 empty] | Montgomery | TX | 339
[6 empty] | Montmorency | MI | 119
[6 empty] | Montour | PA | 093
[6 empty] | Montrose | CO | 085
[6 empty] | Moody | SD | 101
[6 empty] | Moore | NC | 125
[6 empty] | Moore | TN | 127
[6 empty] | Moore | TX | 341
[6 empty] | Mora | NM | 033
[6 empty] | Morehouse | LA | 067
[6 empty] | Morgan | UT | 029
[6 empty] | Morgan | WV | 065
[6 empty] | Morgan | CO | 087
[6 empty] | Morgan | AL | 103
[6 empty] | Morgan | IN | 109
[6 empty] | Morgan | OH | 115
[6 empty] | Morgan | TN | 129
[6 empty] | Morgan | IL | 137
[6 empty] | Morgan | MO | 141
[6 empty] | Morgan | KY | 175
[6 empty] | Morgan | GA | 211
[6 empty] | Morovis | PR | 101
[6 empty] | Morrill | NE | 123
[6 empty] | Morris | NJ | 027
[6 empty] | Morris | KS | 127
[6 empty] | Morris | TX | 343
[6 empty] | Morrison | MN | 097
[6 empty] | Morrow | OR | 049
[6 empty] | Morrow | OH | 117
[6 empty] | Morton | ND | 059
[6 empty] | Morton | KS | 129
[6 empty] | Motley | TX | 345
[6 empty] | Moultrie | IL | 139
[6 empty] | Mountrail | ND | 061
[6 empty] | Mower | MN | 099
[6 empty] | Muhlenberg | KY | 177
[6 empty] | Multnomah | OR | 051
[6 empty] | Murray | OK | 099
[6 empty] | Murray | MN | 101
[6 empty] | Murray | GA | 213
[6 empty] | Muscatine | IA | 139
[6 empty] | Muscogee | GA | 215
[6 empty] | Muskegon | MI | 121
[6 empty] | Muskingum | OH | 119
[6 empty] | Muskogee | OK | 101
[6 empty] | Musselshell | MT | 065
[6 empty] | Nacogdoches | TX | 347
[6 empty] | Naguabo | PR | 103
[6 empty] | Namorik | MH | 330
[6 empty] | Namu | MH | 340
[6 empty] | Nance | NE | 125
[6 empty] | Nantucket | MA | 019
[6 empty] | Napa | CA | 055
[6 empty] | Naranjito | PR | 105
[6 empty] | Nash | NC | 127
[6 empty] | Nassau | NY | 059
[6 empty] | Nassau | FL | 089
[6 empty] | Natchitoches | LA | 069
[6 empty] | Natrona | WY | 025
[6 empty] | Navajo | AZ | 017
[6 empty] | Navarro | TX | 349
[6 empty] | Nelson | ND | 063
[6 empty] | Nelson | VA | 125
[6 empty] | Nelson | KY | 179
[6 empty] | Nemaha | NE | 127
[6 empty] | Nemaha | KS | 131
[6 empty] | Neosho | KS | 133
[6 empty] | Neshoba | MS | 099
[6 empty] | Ness | KS | 135
[6 empty] | Nevada | CA | 057
[6 empty] | Nevada | AR | 099
[6 empty] | New Castle | DE | 003
[6 empty] | New Hanover | NC | 129
[6 empty] | New Haven | CT | 009
[6 empty] | New Kent | VA | 127
[6 empty] | New London | CT | 011
[6 empty] | New Madrid | MO | 143
[6 empty] | New York | NY | 061
[6 empty] | Newaygo | MI | 123
[6 empty] | Newberry | SC | 071
[6 empty] | Newport | RI | 005
[6 empty] | Newport News | VA | 700
[6 empty] | Newton | MS | 101
[6 empty] | Newton | AR | 101
[6 empty] | Newton | IN | 111
[6 empty] | Newton | MO | 145
[6 empty] | Newton | GA | 217
[6 empty] | Newton | TX | 351
[6 empty] | Nez Perce | ID | 069
[6 empty] | Ngaraard | PW | 214
[6 empty] | Ngarchelong | PW | 218
[6 empty] | Ngardmau | PW | 222
[6 empty] | Ngaremlengui | PW | 223
[6 empty] | Ngatpang | PW | 224
[6 empty] | Ngchesar | PW | 226
[6 empty] | Ngiwal | PW | 228
[6 empty] | Niagara | NY | 063
[6 empty] | Nicholas | WV | 067
[6 empty] | Nicholas | KY | 181
[6 empty] | Nicollet | MN | 103
[6 empty] | Niobrara | WY | 027
[6 empty] | Noble | OK | 103
[6 empty] | Noble | IN | 113
[6 empty] | Noble | OH | 121
[6 empty] | Nobles | MN | 105
[6 empty] | Nodaway | MO | 147
[6 empty] | Nolan | TX | 353
[6 empty] | Nome (C) | AK | 180
[6 empty] | Norfolk | MA | 021
[6 empty] | Norfolk | VA | 710
[6 empty] | Norman | MN | 107
[6 empty] | North Slope (B) | AK | 185
[6 empty] | Northampton | PA | 095
[6 empty] | Northampton | NC | 131
[6 empty] | Northampton | VA | 131
[6 empty] | Northumberland | PA | 097
[6 empty] | Northumberland | VA | 133
[6 empty] | Northwest Arctic (B) | AK | 188
[6 empty] | Norton | KS | 137
[6 empty] | Norton | VA | 720
[6 empty] | Nothern Islands | MP | 085
[6 empty] | Nottoway | VA | 135
[6 empty] | Nowata | OK | 105
[6 empty] | Noxubee | MS | 103
[6 empty] | Nuckolls | NE | 129
[6 empty] | Nueces | TX | 355
[6 empty] | Nye | NV | 023
[6 empty] | O Brien | IA | 141
[6 empty] | Oakland | MI | 125
[6 empty] | Obion | TN | 131
[6 empty] | Ocean | NJ | 029
[6 empty] | Oceana | MI | 127
[6 empty] | Ochiltree | TX | 357
[6 empty] | Oconee | SC | 073
[6 empty] | Oconee | GA | 219
[6 empty] | Oconto | WI | 083
[6 empty] | Ogemaw | MI | 129
[6 empty] | Ogle | IL | 141
[6 empty] | Oglethorpe | GA | 221
[6 empty] | Ohio | WV | 069
[6 empty] | Ohio | IN | 115
[6 empty] | Ohio | KY | 183
[6 empty] | Okaloosa | FL | 091
[6 empty] | Okanogan | WA | 047
[6 empty] | Okeechobee | FL | 093
[6 empty] | Okfuskee | OK | 107
[6 empty] | Oklahoma | OK | 109
[6 empty] | Okmulgee | OK | 111
[6 empty] | Oktibbeha | MS | 105
[6 empty] | Oldham | KY | 185
[6 empty] | Oldham | TX | 359
[6 empty] | Oliver | ND | 065
[6 empty] | Olmsted | MN | 109
[6 empty] | Oneida | NY | 065
[6 empty] | Oneida | ID | 071
[6 empty] | Oneida | WI | 085
[6 empty] | Onondaga | NY | 067
[6 empty] | Onslow | NC | 133
[6 empty] | Ontario | NY | 069
[6 empty] | Ontonagon | MI | 131
[6 empty] | Orange | VT | 017
[6 empty] | Orange | CA | 059
[6 empty] | Orange | NY | 071
[6 empty] | Orange | FL | 095
[6 empty] | Orange | IN | 117
[6 empty] | Orange | NC | 135
[6 empty] | Orange | VA | 137
[6 empty] | Orange | TX | 361
[6 empty] | Orangeburg | SC | 075
[6 empty] | Oregon | MO | 149
[6 empty] | Orleans | VT | 019
[6 empty] | Orleans | LA | 071
[6 empty] | Orleans | NY | 073
[6 empty] | Orocovis | PR | 107
[6 empty] | Osage | OK | 113
[6 empty] | Osage | KS | 139
[6 empty] | Osage | MO | 151
[6 empty] | Osborne | KS | 141
[6 empty] | Osceola | FL | 097
[6 empty] | Osceola | MI | 133
[6 empty] | Osceola | IA | 143
[6 empty] | Oscoda | MI | 135
[6 empty] | Oswego | NY | 075
[6 empty] | Otero | NM | 035
[6 empty] | Otero | CO | 089
[6 empty] | Otoe | NE | 131
[6 empty] | Otsego | NY | 077
[6 empty] | Otsego | MI | 137
[6 empty] | Ottawa | OK | 115
[6 empty] | Ottawa | OH | 123
[6 empty] | Ottawa | MI | 139
[6 empty] | Ottawa | KS | 143
[6 empty] | Otter Tail | MN | 111
[6 empty] | Ouachita | LA | 073
[6 empty] | Ouachita | AR | 103
[6 empty] | Ouray | CO | 091
[6 empty] | Outagamie | WI | 087
[6 empty] | Overton | TN | 133
[6 empty] | Owen | IN | 119
[6 empty] | Owen | KY | 187
[6 empty] | Owsley | KY | 189
[6 empty] | Owyhee | ID | 073
[6 empty] | Oxford | ME | 017
[6 empty] | Ozark | MO | 153
[6 empty] | Ozaukee | WI | 089
[6 empty] | Pacific | WA | 049
[6 empty] | Page | VA | 139
[6 empty] | Page | IA | 145
[6 empty] | Palau-Unorg. | PW | 300
[6 empty] | Palm Beach | FL | 099
[6 empty] | Palo Alto | IA | 147
[6 empty] | Palo Pinto | TX | 363
[6 empty] | Pamlico | NC | 137
[6 empty] | Panola | MS | 107
[6 empty] | Panola | TX | 365
[6 empty] | Park | WY | 029
[6 empty] | Park | MT | 067
[6 empty] | Park | CO | 093
[6 empty] | Parke | IN | 121
[6 empty] | Parker | TX | 367
[6 empty] | Parmer | TX | 369
[6 empty] | Pasco | FL | 101
[6 empty] | Pasquotank | NC | 139
[6 empty] | Passaic | NJ | 031
[6 empty] | Patillas | PR | 109
[6 empty] | Patrick | VA | 141
[6 empty] | Paulding | OH | 125
[6 empty] | Paulding | GA | 223
[6 empty] | Pawnee | OK | 117
[6 empty] | Pawnee | NE | 133
[6 empty] | Pawnee | KS | 145
[6 empty] | Payette | ID | 075
[6 empty] | Payne | OK | 119
[6 empty] | Peach | GA | 225
[6 empty] | Pearl River | MS | 109
[6 empty] | Pecos | TX | 371
[6 empty] | Peleliu | PW | 350
[6 empty] | Pembina | ND | 067
[6 empty] | Pemiscot | MO | 155
[6 empty] | Pend Oreille | WA | 051
[6 empty] | Pender | NC | 141
[6 empty] | Pendleton | WV | 071
[6 empty] | Pendleton | KY | 191
[6 empty] | Pennington | SD | 103
[6 empty] | Pennington | MN | 113
[6 empty] | Penobscot | ME | 019
[6 empty] | Penuelas | PR | 111
[6 empty] | Peoria | IL | 143
[6 empty] | Pepin | WI | 091
[6 empty] | Perkins | SD | 105
[6 empty] | Perkins | NE | 135
[6 empty] | Perquimans | NC | 143
[6 empty] | Perry | PA | 099
[6 empty] | Perry | AL | 105
[6 empty] | Perry | AR | 105
[6 empty] | Perry | MS | 111
[6 empty] | Perry | IN | 123
[6 empty] | Perry | OH | 127
[6 empty] | Perry | TN | 135
[6 empty] | Perry | IL | 145
[6 empty] | Perry | MO | 157
[6 empty] | Perry | KY | 193
[6 empty] | Pershing | NV | 027
[6 empty] | Person | NC | 145
[6 empty] | Petersburg | VA | 730
[6 empty] | Petroleum | MT | 069
[6 empty] | Pettis | MO | 159
[6 empty] | Phelps | NE | 137
[6 empty] | Phelps | MO | 161
[6 empty] | Philadelphia | PA | 101
[6 empty] | Phillips | MT | 071
[6 empty] | Phillips | CO | 095
[6 empty] | Phillips | AR | 107
[6 empty] | Phillips | KS | 147
[6 empty] | Piatt | IL | 147
[6 empty] | Pickaway | OH | 129
[6 empty] | Pickens | SC | 077
[6 empty] | Pickens | AL | 107
[6 empty] | Pickens | GA | 227
[6 empty] | Pickett | TN | 137
[6 empty] | Pierce | WA | 053
[6 empty] | Pierce | ND | 069
[6 empty] | Pierce | WI | 093
[6 empty] | Pierce | NE | 139
[6 empty] | Pierce | GA | 229
[6 empty] | Pike | PA | 103
[6 empty] | Pike | AL | 109
[6 empty] | Pike | AR | 109
[6 empty] | Pike | MS | 113
[6 empty] | Pike | IN | 125
[6 empty] | Pike | OH | 131
[6 empty] | Pike | IL | 149
[6 empty] | Pike | MO | 163
[6 empty] | Pike | KY | 195
[6 empty] | Pike | GA | 231
[6 empty] | Pima | AZ | 019
[6 empty] | Pinal | AZ | 021
[6 empty] | Pine | MN | 115
[6 empty] | Pinellas | FL | 103
[6 empty] | Pipestone | MN | 117
[6 empty] | Piscataquis | ME | 021
[6 empty] | Pitkin | CO | 097
[6 empty] | Pitt | NC | 147
[6 empty] | Pittsburg | OK | 121
[6 empty] | Pittsylvania | VA | 143
[6 empty] | Piute | UT | 031
[6 empty] | Placer | CA | 061
[6 empty] | Plaquemines | LA | 075
[6 empty] | Platte | WY | 031
[6 empty] | Platte | NE | 141
[6 empty] | Platte | MO | 165
[6 empty] | Pleasants | WV | 073
[6 empty] | Plumas | CA | 063
[6 empty] | Plymouth | MA | 023
[6 empty] | Plymouth | IA | 149
[6 empty] | Pocahontas | WV | 075
[6 empty] | Pocahontas | IA | 151
[6 empty] | Poinsett | AR | 111
[6 empty] | Pointe Coupee | LA | 077
[6 empty] | Polk | OR | 053
[6 empty] | Polk | WI | 095
[6 empty] | Polk | FL | 105
[6 empty] | Polk | AR | 113
[6 empty] | Polk | MN | 119
[6 empty] | Polk | TN | 139
[6 empty] | Polk | NE | 143
[6 empty] | Polk | NC | 149
[6 empty] | Polk | IA | 153
[6 empty] | Polk | MO | 167
[6 empty] | Polk | GA | 233
[6 empty] | Polk | TX | 373
[6 empty] | Ponape | FM | 040
[6 empty] | Ponce | PR | 113
[6 empty] | Pondera | MT | 073
[6 empty] | Pontotoc | MS | 115
[6 empty] | Pontotoc | OK | 123
[6 empty] | Pope | AR | 115
[6 empty] | Pope | MN | 121
[6 empty] | Pope | IL | 151
[6 empty] | Poquoson | VA | 735
[6 empty] | Portage | WI | 097
[6 empty] | Portage | OH | 133
[6 empty] | Porter | IN | 127
[6 empty] | Portsmouth | VA | 740
[6 empty] | Posey | IN | 129
[6 empty] | Pottawatomie | OK | 125
[6 empty] | Pottawatomie | KS | 149
[6 empty] | Pottawattamie | IA | 155
[6 empty] | Potter | PA | 105
[6 empty] | Potter | SD | 107
[6 empty] | Potter | TX | 375
[6 empty] | Powder River | MT | 075
[6 empty] | Powell | MT | 077
[6 empty] | Powell | KY | 197
[6 empty] | Power | ID | 077
[6 empty] | Poweshiek | IA | 157
[6 empty] | Powhatan | VA | 145
[6 empty] | Pr Of Wales-Out Ketc (C) | AK | 201
[6 empty] | Prairie | MT | 079
[6 empty] | Prairie | AR | 117
[6 empty] | Pratt | KS | 151
[6 empty] | Preble | OH | 135
[6 empty] | Prentiss | MS | 117
[6 empty] | Presidio | TX | 377
[6 empty] | Presque Isle | MI | 141
[6 empty] | Preston | WV | 077
[6 empty] | Price | WI | 099
[6 empty] | Prince Edward | VA | 147
[6 empty] | Prince George | VA | 149
[6 empty] | Prince George'S | MD | 033
[6 empty] | Prince William | VA | 153
[6 empty] | Providence | RI | 007
[6 empty] | Prowers | CO | 099
[6 empty] | Pueblo | CO | 101
[6 empty] | Pulaski | AR | 119
[6 empty] | Pulaski | IN | 131
[6 empty] | Pulaski | IL | 153
[6 empty] | Pulaski | VA | 155
[6 empty] | Pulaski | MO | 169
[6 empty] | Pulaski | KY | 199
[6 empty] | Pulaski | GA | 235
[6 empty] | Pushmataha | OK | 127
[6 empty] | Putnam | NY | 079
[6 empty] | Putnam | WV | 079
[6 empty] | Putnam | FL | 107
[6 empty] | Putnam | IN | 133
[6 empty] | Putnam | OH | 137
[6 empty] | Putnam | TN | 141
[6 empty] | Putnam | IL | 155
[6 empty] | Putnam | MO | 171
[6 empty] | Putnam | GA | 237
[6 empty] | Quay | NM | 037
[6 empty] | Quebradillas | PR | 115
[6 empty] | Queen Anne'S | MD | 035
[6 empty] | Queens | NY | 081
[6 empty] | Quitman | MS | 119
[6 empty] | Quitman | GA | 239
[6 empty] | Rabun | GA | 241
[6 empty] | Racine | WI | 101
[6 empty] | Radford | VA | 750
[6 empty] | Rains | TX | 379
[6 empty] | Raleigh | WV | 081
[6 empty] | Ralls | MO | 173
[6 empty] | Ramsey | ND | 071
[6 empty] | Ramsey | MN | 123
[6 empty] | Randall | TX | 381
[6 empty] | Randolph | WV | 083
[6 empty] | Randolph | AL | 111
[6 empty] | Randolph | AR | 121
[6 empty] | Randolph | IN | 135
[6 empty] | Randolph | NC | 151
[6 empty] | Randolph | IL | 157
[6 empty] | Randolph | MO | 175
[6 empty] | Randolph | GA | 243
[6 empty] | Rankin | MS | 121
[6 empty] | Ransom | ND | 073
[6 empty] | Rapides | LA | 079
[6 empty] | Rappahannock | VA | 157
[6 empty] | Ravalli | MT | 081
[6 empty] | Rawlins | KS | 153
[6 empty] | Ray | MO | 177
[6 empty] | Reagan | TX | 383
[6 empty] | Real | TX | 385
[6 empty] | Red Lake | MN | 125
[6 empty] | Red River | LA | 081
[6 empty] | Red River | TX | 387
[6 empty] | Red Willow | NE | 145
[6 empty] | Redwood | MN | 127
[6 empty] | Reeves | TX | 389
[6 empty] | Refugio | TX | 391
[6 empty] | Reno | KS | 155
[6 empty] | Rensselaer | NY | 083
[6 empty] | Renville | ND | 075
[6 empty] | Renville | MN | 129
[6 empty] | Republic | KS | 157
[6 empty] | Reynolds | MO | 179
[6 empty] | Rhea | TN | 143
[6 empty] | Rice | MN | 131
[6 empty] | Rice | KS | 159
[6 empty] | Rich | UT | 033
[6 empty] | Richardson | NE | 147
[6 empty] | Richland | ND | 077
[6 empty] | Richland | SC | 079
[6 empty] | Richland | LA | 083
[6 empty] | Richland | MT | 083
[6 empty] | Richland | WI | 103
[6 empty] | Richland | OH | 139
[6 empty] | Richland | IL | 159
[6 empty] | Richmond | NY | 085
[6 empty] | Richmond | NC | 153
[6 empty] | Richmond | VA | 159
[6 empty] | Richmond | GA | 245
[6 empty] | Riley | KS | 161
[6 empty] | Rincon | PR | 117
[6 empty] | Ringgold | IA | 159
[6 empty] | Rio Arriba | NM | 039
[6 empty] | Rio Blanco | CO | 103
[6 empty] | Rio Grande | CO | 105
[6 empty] | Rio Grande | PR | 119
[6 empty] | Ripley | IN | 137
[6 empty] | Ripley | MO | 181
[6 empty] | Ritchie | WV | 085
[6 empty] | Riverside | CA | 065
[6 empty] | Roane | WV | 087
[6 empty] | Roane | TN | 145
[6 empty] | Roanoke | VA | 161
[6 empty] | Roanoke City | VA | 770
[6 empty] | Roberts | SD | 109
[6 empty] | Roberts | TX | 393
[6 empty] | Robertson | TN | 147
[6 empty] | Robertson | KY | 201
[6 empty] | Robertson | TX | 395
[6 empty] | Robeson | NC | 155
[6 empty] | Rock | WI | 105
[6 empty] | Rock | MN | 133
[6 empty] | Rock | NE | 149
[6 empty] | Rock Island | IL | 161
[6 empty] | Rockbridge | VA | 163
[6 empty] | Rockcastle | KY | 203
[6 empty] | Rockdale | GA | 247
[6 empty] | Rockingham | NH | 015
[6 empty] | Rockingham | NC | 157
[6 empty] | Rockingham | VA | 165
[6 empty] | Rockland | NY | 087
[6 empty] | Rockwall | TX | 397
[6 empty] | Roger Mills | OK | 129
[6 empty] | Rogers | OK | 131
[6 empty] | Rolette | ND | 079
[6 empty] | Rongelap | MH | 350
[6 empty] | Rongrik | MH | 360
[6 empty] | Rooks | KS | 163
[6 empty] | Roosevelt | NM | 041
[6 empty] | Roosevelt | MT | 085
[6 empty] | Roscommon | MI | 143
[6 empty] | Rose Island | AS | 030
[6 empty] | Roseau | MN | 135
[6 empty] | Rosebud | MT | 087
[6 empty] | Ross | OH | 141
[6 empty] | Rota | MP | 100
[6 empty] | Routt | CO | 107
[6 empty] | Rowan | NC | 159
[6 empty] | Rowan | KY | 205
[6 empty] | Runnels | TX | 399
[6 empty] | Rush | IN | 139
[6 empty] | Rush | KS | 165
[6 empty] | Rusk | WI | 107
[6 empty] | Rusk | TX | 401
[6 empty] | Russell | AL | 113
[6 empty] | Russell | VA | 167
[6 empty] | Russell | KS | 167
[6 empty] | Russell | KY | 207
[6 empty] | Rutherford | TN | 149
[6 empty] | Rutherford | NC | 161
[6 empty] | Rutland | VT | 021
[6 empty] | Sabana Grande | PR | 121
[6 empty] | Sabine | LA | 085
[6 empty] | Sabine | TX | 403
[6 empty] | Sac | IA | 161
[6 empty] | Sacramento | CA | 067
[6 empty] | Sagadahoc | ME | 023
[6 empty] | Saginaw | MI | 145
[6 empty] | Saguache | CO | 109
[6 empty] | Saipan | MP | 110
[6 empty] | Salem | NJ | 033
[6 empty] | Salem | VA | 775
[6 empty] | Salinas | PR | 123
[6 empty] | Saline | AR | 125
[6 empty] | Saline | NE | 151
[6 empty] | Saline | IL | 165
[6 empty] | Saline | KS | 169
[6 empty] | Saline | MO | 195
[6 empty] | Salt Lake | UT | 035
[6 empty] | Saluda | SC | 081
[6 empty] | Sampson | NC | 163
[6 empty] | San Augustine | TX | 405
[6 empty] | San Benito | CA | 069
[6 empty] | San Bernardino | CA | 071
[6 empty] | San Diego | CA | 073
[6 empty] | San Francisco | CA | 075
[6 empty] | San German | PR | 125
[6 empty] | San Jacinto | TX | 407
[6 empty] | San Joaquin | CA | 077
[6 empty] | San Juan | UT | 037
[6 empty] | San Juan | NM | 045
[6 empty] | San Juan | WA | 055
[6 empty] | San Juan | CO | 111
[6 empty] | San Juan | PR | 127
[6 empty] | San Lorenzo | PR | 129
[6 empty] | San Luis Obispo | CA | 079
[6 empty] | San Mateo | CA | 081
[6 empty] | San Miguel | NM | 047
[6 empty] | San Miguel | CO | 113
[6 empty] | San Patricio | TX | 409
[6 empty] | San Saba | TX | 411
[6 empty] | San Sebastian | PR | 131
[6 empty] | Sanborn | SD | 111
[6 empty] | Sanders | MT | 089
[6 empty] | Sandoval | NM | 043
[6 empty] | Sandusky | OH | 143
[6 empty] | Sangamon | IL | 167
[6 empty] | Sanilac | MI | 151
[6 empty] | Sanpete | UT | 039
[6 empty] | Santa Barbara | CA | 083
[6 empty] | Santa Clara | CA | 085
[6 empty] | Santa Cruz | AZ | 023
[6 empty] | Santa Cruz | CA | 087
[6 empty] | Santa Fe | NM | 049
[6 empty] | Santa Isabel | PR | 133
[6 empty] | Santa Rosa | FL | 113
[6 empty] | Sarasota | FL | 115
[6 empty] | Saratoga | NY | 091
[6 empty] | Sargent | ND | 081
[6 empty] | Sarpy | NE | 153
[6 empty] | Sauk | WI | 111
[6 empty] | Saunders | NE | 155
[6 empty] | Sawyer | WI | 113
[6 empty] | Schenectady | NY | 093
[6 empty] | Schleicher | TX | 413
[6 empty] | Schley | GA | 249
[6 empty] | Schoharie | NY | 095
[6 empty] | Schoolcraft | MI | 153
[6 empty] | Schuyler | NY | 097
[6 empty] | Schuyler | IL | 169
[6 empty] | Schuyler | MO | 197
[6 empty] | Schuylkill | PA | 107
[6 empty] | Scioto | OH | 145
[6 empty] | Scotland | NC | 165
[6 empty] | Scotland | MO | 199
[6 empty] | Scott | MS | 123
[6 empty] | Scott | AR | 127
[6 empty] | Scott | MN | 139
[6 empty] | Scott | IN | 143
[6 empty] | Scott | TN | 151
[6 empty] | Scott | IA | 163
[6 empty] | Scott | VA | 169
[6 empty] | Scott | IL | 171
[6 empty] | Scott | KS | 171
[6 empty] | Scott | MO | 201
[6 empty] | Scott | KY | 209
[6 empty] | Scotts Bluff | NE | 157
[6 empty] | Screven | GA | 251
[6 empty] | Scurry | TX | 415
[6 empty] | Searcy | AR | 129
[6 empty] | Sebastian | AR | 131
[6 empty] | Sedgwick | CO | 115
[6 empty] | Sedgwick | KS | 173
[6 empty] | Seminole | FL | 117
[6 empty] | Seminole | OK | 133
[6 empty] | Seminole | GA | 253
[6 empty] | Seneca | NY | 099
[6 empty] | Seneca | OH | 147
[6 empty] | Sequatchie | TN | 153
[6 empty] | Sequoyah | OK | 135
[6 empty] | Sevier | UT | 041
[6 empty] | Sevier | AR | 133
[6 empty] | Sevier | TN | 155
[6 empty] | Seward | NE | 159
[6 empty] | Seward | KS | 175
[6 empty] | Shackelford | TX | 417
[6 empty] | Shannon | SD | 113
[6 empty] | Shannon | MO | 203
[6 empty] | Sharkey | MS | 125
[6 empty] | Sharp | AR | 135
[6 empty] | Shasta | CA | 089
[6 empty] | Shawano | WI | 115
[6 empty] | Shawnee | KS | 177
[6 empty] | Sheboygan | WI | 117
[6 empty] | Shelby | AL | 117
[6 empty] | Shelby | IN | 145
[6 empty] | Shelby | OH | 149
[6 empty] | Shelby | TN | 157
[6 empty] | Shelby | IA | 165
[6 empty] | Shelby | IL | 173
[6 empty] | Shelby | MO | 205
[6 empty] | Shelby | KY | 211
[6 empty] | Shelby | TX | 419
[6 empty] | Shenandoah | VA | 171
[6 empty] | Sherburne | MN | 141
[6 empty] | Sheridan | WY | 033
[6 empty] | Sheridan | ND | 083
[6 empty] | Sheridan | MT | 091
[6 empty] | Sheridan | NE | 161
[6 empty] | Sheridan | KS | 179
[6 empty] | Sherman | OR | 055
[6 empty] | Sherman | NE | 163
[6 empty] | Sherman | KS | 181
[6 empty] | Sherman | TX | 421
[6 empty] | Shiawassee | MI | 155
[6 empty] | Shoshone | ID | 079
[6 empty] | Sibley | MN | 143
[6 empty] | Sierra | NM | 051
[6 empty] | Sierra | CA | 091
[6 empty] | Silver Bow | MT | 093
[6 empty] | Simpson | MS | 127
[6 empty] | Simpson | KY | 213
[6 empty] | Sioux | ND | 085
[6 empty] | Sioux | NE | 165
[6 empty] | Sioux | IA | 167
[6 empty] | Siskiyou | CA | 093
[6 empty] | Sitka (B) | AK | 220
[6 empty] | Skagit | WA | 057
[6 empty] | Skagway-Hoonah-Angoon(C) | AK | 232
[6 empty] | Skamania | WA | 059
[6 empty] | Slope | ND | 087
[6 empty] | Smith | MS | 129
[6 empty] | Smith | TN | 159
[6 empty] | Smith | KS | 183
[6 empty] | Smith | TX | 423
[6 empty] | Smyth | VA | 173
[6 empty] | Snohomish | WA | 061
[6 empty] | Snyder | PA | 109
[6 empty] | Socorro | NM | 053
[6 empty] | Solano | CA | 095
[6 empty] | Somerset | ME | 025
[6 empty] | Somerset | NJ | 035
[6 empty] | Somerset | MD | 039
[6 empty] | Somerset | PA | 111
[6 empty] | Somervell | TX | 425
[6 empty] | Sonoma | CA | 097
[6 empty] | Sonsorol | PW | 370
[6 empty] | South Boston (Pre-1995) | VA | 780
[6 empty] | Southampton | VA | 175
[6 empty] | Southeast Fairbanks (C) | AK | 240
[6 empty] | Spalding | GA | 255
[6 empty] | Spartanburg | SC | 083
[6 empty] | Spencer | IN | 147
[6 empty] | Spencer | KY | 215
[6 empty] | Spink | SD | 115
[6 empty] | Spokane | WA | 063
[6 empty] | Spotsylvania | VA | 177
[6 empty] | St Bernard | LA | 087
[6 empty] | St Charles | LA | 089
[6 empty] | St Charles | MO | 183
[6 empty] | St Clair | AL | 115
[6 empty] | St Clair | MI | 147
[6 empty] | St Clair | IL | 163
[6 empty] | St Clair | MO | 185
[6 empty] | St Croix | WI | 109
[6 empty] | St Francis | AR | 123
[6 empty] | St Francois | MO | 187
[6 empty] | St Helena | LA | 091
[6 empty] | St James | LA | 093
[6 empty] | St John The Baptist | LA | 095
[6 empty] | St Johns | FL | 109
[6 empty] | St Joseph | IN | 141
[6 empty] | St Joseph | MI | 149
[6 empty] | St Landry | LA | 097
[6 empty] | St Lawrence | NY | 089
[6 empty] | St Louis | MN | 137
[6 empty] | St Louis | MO | 189
[6 empty] | St Louis City | MO | 510
[6 empty] | St Lucie | FL | 111
[6 empty] | St Martin | LA | 099
[6 empty] | St Mary | LA | 101
[6 empty] | St Mary'S | MD | 037
[6 empty] | St Tammany | LA | 103
[6 empty] | St. Croix | VI | 010
[6 empty] | St. John | VI | 020
[6 empty] | St. Thomas | VI | 030
[6 empty] | Stafford | VA | 179
[6 empty] | Stafford | KS | 185
[6 empty] | Stanislaus | CA | 099
[6 empty] | Stanley | SD | 117
[6 empty] | Stanly | NC | 167
[6 empty] | Stanton | NE | 167
[6 empty] | Stanton | KS | 187
[6 empty] | Stark | ND | 089
[6 empty] | Stark | OH | 151
[6 empty] | Stark | IL | 175
[6 empty] | Starke | IN | 149
[6 empty] | Starr | TX | 427
[6 empty] | Staunton | VA | 790
[6 empty] | Ste Genevieve | MO | 186
[6 empty] | Stearns | MN | 145
[6 empty] | Steele | ND | 091
[6 empty] | Steele | MN | 147
[6 empty] | Stephens | OK | 137
[6 empty] | Stephens | GA | 257
[6 empty] | Stephens | TX | 429
[6 empty] | Stephenson | IL | 177
[6 empty] | Sterling | TX | 431
[6 empty] | Steuben | NY | 101
[6 empty] | Steuben | IN | 151
[6 empty] | Stevens | WA | 065
[6 empty] | Stevens | MN | 149
[6 empty] | Stevens | KS | 189
[6 empty] | Stewart | TN | 161
[6 empty] | Stewart | GA | 259
[6 empty] | Stillwater | MT | 095
[6 empty] | Stoddard | MO | 207
[6 empty] | Stokes | NC | 169
[6 empty] | Stone | MS | 131
[6 empty] | Stone | AR | 137
[6 empty] | Stone | MO | 209
[6 empty] | Stonewall | TX | 433
[6 empty] | Storey | NV | 029
[6 empty] | Story | IA | 169
[6 empty] | Strafford | NH | 017
[6 empty] | Stutsman | ND | 093
[6 empty] | Sublette | WY | 035
[6 empty] | Suffolk | MA | 025
[6 empty] | Suffolk | NY | 103
[6 empty] | Suffolk | VA | 800
[6 empty] | Sullivan | NH | 019
[6 empty] | Sullivan | NY | 105
[6 empty] | Sullivan | PA | 113
[6 empty] | Sullivan | IN | 153
[6 empty] | Sullivan | TN | 163
[6 empty] | Sullivan | MO | 211
[6 empty] | Sully | SD | 119
[6 empty] | Summers | WV | 089
[6 empty] | Summit | UT | 043
[6 empty] | Summit | CO | 117
[6 empty] | Summit | OH | 153
[6 empty] | Sumner | TN | 165
[6 empty] | Sumner | KS | 191
[6 empty] | Sumter | SC | 085
[6 empty] | Sumter | FL | 119
[6 empty] | Sumter | AL | 119
[6 empty] | Sumter | GA | 261
[6 empty] | Sunflower | MS | 133
[6 empty] | Surry | NC | 171
[6 empty] | Surry | VA | 181
[6 empty] | Susquehanna | PA | 115
[6 empty] | Sussex | DE | 005
[6 empty] | Sussex | NJ | 037
[6 empty] | Sussex | VA | 183
[6 empty] | Sutter | CA | 101
[6 empty] | Sutton | TX | 435
[6 empty] | Suwannee | FL | 121
[6 empty] | Swain | NC | 173
[6 empty] | Swains Island | AS | 040
[6 empty] | Sweet Grass | MT | 097
[6 empty] | Sweetwater | WY | 037
[6 empty] | Swift | MN | 151
[6 empty] | Swisher | TX | 437
[6 empty] | Switzerland | IN | 155
[6 empty] | Talbot | MD | 041
[6 empty] | Talbot | GA | 263
[6 empty] | Taliaferro | GA | 265
[6 empty] | Talladega | AL | 121
[6 empty] | Tallahatchie | MS | 135
[6 empty] | Tallapoosa | AL | 123
[6 empty] | Tama | IA | 171
[6 empty] | Taney | MO | 213
[6 empty] | Tangipahoa | LA | 105
[6 empty] | Taos | NM | 055
[6 empty] | Tarrant | TX | 439
[6 empty] | Tate | MS | 137
[6 empty] | Tattnall | GA | 267
[6 empty] | Taylor | WV | 091
[6 empty] | Taylor | WI | 119
[6 empty] | Taylor | FL | 123
[6 empty] | Taylor | IA | 173
[6 empty] | Taylor | KY | 217
[6 empty] | Taylor | GA | 269
[6 empty] | Taylor | TX | 441
[6 empty] | Tazewell | IL | 179
[6 empty] | Tazewell | VA | 185
[6 empty] | Tehama | CA | 103
[6 empty] | Telfair | GA | 271
[6 empty] | Teller | CO | 119
[6 empty] | Tensas | LA | 107
[6 empty] | Terrebonne | LA | 109
[6 empty] | Terrell | GA | 273
[6 empty] | Terrell | TX | 443
[6 empty] | Terry | TX | 445
[6 empty] | Teton | WY | 039
[6 empty] | Teton | ID | 081
[6 empty] | Teton | MT | 099
[6 empty] | Texas | OK | 139
[6 empty] | Texas | MO | 215
[6 empty] | Thayer | NE | 169
[6 empty] | Thomas | NE | 171
[6 empty] | Thomas | KS | 193
[6 empty] | Thomas | GA | 275
[6 empty] | Throckmorton | TX | 447
[6 empty] | Thurston | WA | 067
[6 empty] | Thurston | NE | 173
[6 empty] | Tift | GA | 277
[6 empty] | Tillamook | OR | 057
[6 empty] | Tillman | OK | 141
[6 empty] | Tinian | MP | 120
[6 empty] | Tioga | NY | 107
[6 empty] | Tioga | PA | 117
[6 empty] | Tippah | MS | 139
[6 empty] | Tippecanoe | IN | 157
[6 empty] | Tipton | IN | 159
[6 empty] | Tipton | TN | 167
[6 empty] | Tishomingo | MS | 141
[6 empty] | Titus | TX | 449
[6 empty] | Toa Alta | PR | 135
[6 empty] | Toa Baja | PR | 137
[6 empty] | Tobi | PW | 380
[6 empty] | Todd | SD | 121
[6 empty] | Todd | MN | 153
[6 empty] | Todd | KY | 219
[6 empty] | Toke | MH | 385
[6 empty] | Tolland | CT | 013
[6 empty] | Tom Green | TX | 451
[6 empty] | Tompkins | NY | 109
[6 empty] | Tooele | UT | 045
[6 empty] | Toole | MT | 101
[6 empty] | Toombs | GA | 279
[6 empty] | Torrance | NM | 057
[6 empty] | Towner | ND | 095
[6 empty] | Towns | GA | 281
[6 empty] | Traill | ND | 097
[6 empty] | Transylvania | NC | 175
[6 empty] | Traverse | MN | 155
[6 empty] | Travis | TX | 453
[6 empty] | Treasure | MT | 103
[6 empty] | Trego | KS | 195
[6 empty] | Trempealeau | WI | 121
[6 empty] | Treutlen | GA | 283
[6 empty] | Trigg | KY | 221
[6 empty] | Trimble | KY | 223
[6 empty] | Trinity | CA | 105
[6 empty] | Trinity | TX | 455
[6 empty] | Tripp | SD | 123
[6 empty] | Troup | GA | 285
[6 empty] | Trousdale | TN | 169
[6 empty] | Trujillo Alto | PR | 139
[6 empty] | Truk | FM | 050
[6 empty] | Trumbull | OH | 155
[6 empty] | Tucker | WV | 093
[6 empty] | Tulare | CA | 107
[6 empty] | Tulsa | OK | 143
[6 empty] | Tunica | MS | 143
[6 empty] | Tuolumne | CA | 109
[6 empty] | Turner | SD | 125
[6 empty] | Turner | GA | 287
[6 empty] | Tuscaloosa | AL | 125
[6 empty] | Tuscarawas | OH | 157
[6 empty] | Tuscola | MI | 157
[6 empty] | Twiggs | GA | 289
[6 empty] | Twin Falls | ID | 083
[6 empty] | Tyler | WV | 095
[6 empty] | Tyler | TX | 457
[6 empty] | Tyrrell | NC | 177
[6 empty] | Uinta | WY | 041
[6 empty] | Uintah | UT | 047
[6 empty] | Ujae | MH | 390
[6 empty] | Ujelang | MH | 400
[6 empty] | Ulster | NY | 111
[6 empty] | Umatilla | OR | 059
[6 empty] | Unicoi | TN | 171
[6 empty] | Union | NJ | 039
[6 empty] | Union | NM | 059
[6 empty] | Union | OR | 061
[6 empty] | Union | SC | 087
[6 empty] | Union | LA | 111
[6 empty] | Union | PA | 119
[6 empty] | Union | FL | 125
[6 empty] | Union | SD | 127
[6 empty] | Union | AR | 139
[6 empty] | Union | MS | 145
[6 empty] | Union | OH | 159
[6 empty] | Union | IN | 161
[6 empty] | Union | TN | 173
[6 empty] | Union | IA | 175
[6 empty] | Union | NC | 179
[6 empty] | Union | IL | 181
[6 empty] | Union | KY | 225
[6 empty] | Union | GA | 291
[6 empty] | Upshur | WV | 097
[6 empty] | Upshur | TX | 459
[6 empty] | Upson | GA | 293
[6 empty] | Upton | TX | 461
[6 empty] | Utah | UT | 049
[6 empty] | Utrik | MH | 410
[6 empty] | Utuado | PR | 141
[6 empty] | Uvalde | TX | 463
[6 empty] | Val Verde | TX | 465
[6 empty] | Valdez-Cordova (C) | AK | 261
[6 empty] | Valencia | NM | 061
[6 empty] | Valley | ID | 085
[6 empty] | Valley | MT | 105
[6 empty] | Valley | NE | 175
[6 empty] | Van Buren | AR | 141
[6 empty] | Van Buren | MI | 159
[6 empty] | Van Buren | TN | 175
[6 empty] | Van Buren | IA | 177
[6 empty] | Van Wert | OH | 161
[6 empty] | Van Zandt | TX | 467
[6 empty] | Vance | NC | 181
[6 empty] | Vanderburgh | IN | 163
[6 empty] | Vega Alta | PR | 143
[6 empty] | Vega Baja | PR | 145
[6 empty] | Venango | PA | 121
[6 empty] | Ventura | CA | 111
[6 empty] | Vermilion | LA | 113
[6 empty] | Vermilion | IL | 183
[6 empty] | Vermillion | IN | 165
[6 empty] | Vernon | LA | 115
[6 empty] | Vernon | WI | 123
[6 empty] | Vernon | MO | 217
[6 empty] | Victoria | TX | 469
[6 empty] | Vieques | PR | 147
[6 empty] | Vigo | IN | 167
[6 empty] | Vilas | WI | 125
[6 empty] | Villalba | PR | 149
[6 empty] | Vinton | OH | 163
[6 empty] | Virginia Beach | VA | 810
[6 empty] | Volusia | FL | 127
[6 empty] | Wabash | IN | 169
[6 empty] | Wabash | IL | 185
[6 empty] | Wabasha | MN | 157
[6 empty] | Wabaunsee | KS | 197
[6 empty] | Wade Hampton (C) | AK | 270
[6 empty] | Wadena | MN | 159
[6 empty] | Wagoner | OK | 145
[6 empty] | Wahkiakum | WA | 069
[6 empty] | Wake | NC | 183
[6 empty] | Wakulla | FL | 129
[6 empty] | Waldo | ME | 027
[6 empty] | Walker | AL | 127
[6 empty] | Walker | GA | 295
[6 empty] | Walker | TX | 471
[6 empty] | Walla Walla | WA | 071
[6 empty] | Wallace | KS | 199
[6 empty] | Waller | TX | 473
[6 empty] | Wallowa | OR | 063
[6 empty] | Walsh | ND | 099
[6 empty] | Walthall | MS | 147
[6 empty] | Walton | FL | 131
[6 empty] | Walton | GA | 297
[6 empty] | Walworth | WI | 127
[6 empty] | Walworth | SD | 129
[6 empty] | Wapello | IA | 179
[6 empty] | Ward | ND | 101
[6 empty] | Ward | TX | 475
[6 empty] | Ware | GA | 299
[6 empty] | Warren | NJ | 041
[6 empty] | Warren | NY | 113
[6 empty] | Warren | PA | 123
[6 empty] | Warren | MS | 149
[6 empty] | Warren | OH | 165
[6 empty] | Warren | IN | 171
[6 empty] | Warren | TN | 177
[6 empty] | Warren | IA | 181
[6 empty] | Warren | NC | 185
[6 empty] | Warren | VA | 187
[6 empty] | Warren | IL | 187
[6 empty] | Warren | MO | 219
[6 empty] | Warren | KY | 227
[6 empty] | Warren | GA | 301
[6 empty] | Warrick | IN | 173
[6 empty] | Wasatch | UT | 051
[6 empty] | Wasco | OR | 065
[6 empty] | Waseca | MN | 161
[6 empty] | Washakie | WY | 043
[6 empty] | Washburn | WI | 129
[6 empty] | Washington | RI | 009
[6 empty] | Washington | VT | 023
[6 empty] | Washington | ME | 029
[6 empty] | Washington | MD | 043
[6 empty] | Washington | UT | 053
[6 empty] | Washington | OR | 067
[6 empty] | Washington | ID | 087
[6 empty] | Washington | NY | 115
[6 empty] | Washington | LA | 117
[6 empty] | Washington | CO | 121
[6 empty] | Washington | PA | 125
[6 empty] | Washington | AL | 129
[6 empty] | Washington | WI | 131
[6 empty] | Washington | FL | 133
[6 empty] | Washington | AR | 143
[6 empty] | Washington | OK | 147
[6 empty] | Washington | MS | 151
[6 empty] | Washington | MN | 163
[6 empty] | Washington | OH | 167
[6 empty] | Washington | IN | 175
[6 empty] | Washington | NE | 177
[6 empty] | Washington | TN | 179
[6 empty] | Washington | IA | 183
[6 empty] | Washington | NC | 187
[6 empty] | Washington | IL | 189
[6 empty] | Washington | VA | 191
[6 empty] | Washington | KS | 201
[6 empty] | Washington | MO | 221
[6 empty] | Washington | KY | 229
[6 empty] | Washington | GA | 303
[6 empty] | Washington | TX | 477
[6 empty] | Washita | OK | 149
[6 empty] | Washoe | NV | 031
[6 empty] | Washtenaw | MI | 161
[6 empty] | Watauga | NC | 189
[6 empty] | Watonwan | MN | 165
[6 empty] | Waukesha | WI | 133
[6 empty] | Waupaca | WI | 135
[6 empty] | Waushara | WI | 137
[6 empty] | Wayne | UT | 055
[6 empty] | Wayne | WV | 099
[6 empty] | Wayne | NY | 117
[6 empty] | Wayne | PA | 127
[6 empty] | Wayne | MS | 153
[6 empty] | Wayne | MI | 163
[6 empty] | Wayne | OH | 169
[6 empty] | Wayne | IN | 177
[6 empty] | Wayne | NE | 179
[6 empty] | Wayne | TN | 181
[6 empty] | Wayne | IA | 185
[6 empty] | Wayne | IL | 191
[6 empty] | Wayne | NC | 191
[6 empty] | Wayne | MO | 223
[6 empty] | Wayne | KY | 231
[6 empty] | Wayne | GA | 305
[6 empty] | Waynesboro | VA | 820
[6 empty] | Weakley | TN | 183
[6 empty] | Webb | TX | 479
[6 empty] | Weber | UT | 057
[6 empty] | Webster | WV | 101
[6 empty] | Webster | LA | 119
[6 empty] | Webster | MS | 155
[6 empty] | Webster | NE | 181
[6 empty] | Webster | IA | 187
[6 empty] | Webster | MO | 225
[6 empty] | Webster | KY | 233
[6 empty] | Webster | GA | 307
[6 empty] | Weld | CO | 123
[6 empty] | Wells | ND | 103
[6 empty] | Wells | IN | 179
[6 empty] | West Baton Rouge | LA | 121
[6 empty] | West Carroll | LA | 123
[6 empty] | West Feliciana | LA | 125
[6 empty] | Westchester | NY | 119
[6 empty] | Western | AS | 050
[6 empty] | Westmoreland | PA | 129
[6 empty] | Westmoreland | VA | 193
[6 empty] | Weston | WY | 045
[6 empty] | Wetzel | WV | 103
[6 empty] | Wexford | MI | 165
[6 empty] | Wharton | TX | 481
[6 empty] | Whatcom | WA | 073
[6 empty] | Wheatland | MT | 107
[6 empty] | Wheeler | OR | 069
[6 empty] | Wheeler | NE | 183
[6 empty] | Wheeler | GA | 309
[6 empty] | Wheeler | TX | 483
[6 empty] | White | AR | 145
[6 empty] | White | IN | 181
[6 empty] | White | TN | 185
[6 empty] | White | IL | 193
[6 empty] | White | GA | 311
[6 empty] | White Pine | NV | 033
[6 empty] | Whiteside | IL | 195
[6 empty] | Whitfield | GA | 313
[6 empty] | Whitley | IN | 183
[6 empty] | Whitley | KY | 235
[6 empty] | Whitman | WA | 075
[6 empty] | Wibaux | MT | 109
[6 empty] | Wichita | KS | 203
[6 empty] | Wichita | TX | 485
[6 empty] | Wicomico | MD | 045
[6 empty] | Wilbarger | TX | 487
[6 empty] | Wilcox | AL | 131
[6 empty] | Wilcox | GA | 315
[6 empty] | Wilkes | NC | 193
[6 empty] | Wilkes | GA | 317
[6 empty] | Wilkin | MN | 167
[6 empty] | Wilkinson | MS | 157
[6 empty] | Wilkinson | GA | 319
[6 empty] | Will | IL | 197
[6 empty] | Willacy | TX | 489
[6 empty] | Williams | ND | 105
[6 empty] | Williams | OH | 171
[6 empty] | Williamsburg | SC | 089
[6 empty] | Williamsburg | VA | 830
[6 empty] | Williamson | TN | 187
[6 empty] | Williamson | IL | 199
[6 empty] | Williamson | TX | 491
[6 empty] | Wilson | TN | 189
[6 empty] | Wilson | NC | 195
[6 empty] | Wilson | KS | 205
[6 empty] | Wilson | TX | 493
[6 empty] | Winchester | VA | 840
[6 empty] | Windham | CT | 015
[6 empty] | Windham | VT | 025
[6 empty] | Windsor | VT | 027
[6 empty] | Winkler | TX | 495
[6 empty] | Winn | LA | 127
[6 empty] | Winnebago | WI | 139
[6 empty] | Winnebago | IA | 189
[6 empty] | Winnebago | IL | 201
[6 empty] | Winneshiek | IA | 191
[6 empty] | Winona | MN | 169
[6 empty] | Winston | AL | 133
[6 empty] | Winston | MS | 159
[6 empty] | Wirt | WV | 105
[6 empty] | Wise | VA | 195
[6 empty] | Wise | TX | 497
[6 empty] | Wolfe | KY | 237
[6 empty] | Wood | WV | 107
[6 empty] | Wood | WI | 141
[6 empty] | Wood | OH | 173
[6 empty] | Wood | TX | 499
[6 empty] | Woodbury | IA | 193
[6 empty] | Woodford | IL | 203
[6 empty] | Woodford | KY | 239
[6 empty] | Woodruff | AR | 147
[6 empty] | Woods | OK | 151
[6 empty] | Woodson | KS | 207
[6 empty] | Woodward | OK | 153
[6 empty] | Worcester | MA | 027
[6 empty] | Worcester | MD | 047
[6 empty] | Worth | IA | 195
[6 empty] | Worth | MO | 227
[6 empty] | Worth | GA | 321
[6 empty] | Wotho | MH | 420
[6 empty] | Wotje | MH | 430
[6 empty] | Wrangell-Petersburg (C) | AK | 280
[6 empty] | Wright | MN | 171
[6 empty] | Wright | IA | 197
[6 empty] | Wright | MO | 229
[6 empty] | Wyandot | OH | 175
[6 empty] | Wyandotte | KS | 209
[6 empty] | Wyoming | WV | 109
[6 empty] | Wyoming | NY | 121
[6 empty] | Wyoming | PA | 131
[6 empty] | Wythe | VA | 197
[6 empty] | Yabucoa | PR | 151
[6 empty] | Yadkin | NC | 197
[6 empty] | Yakima | WA | 077
[6 empty] | Yakutat (B) | AK | 282
[6 empty] | Yalobusha | MS | 161
[6 empty] | Yamhill | OR | 071
[6 empty] | Yancey | NC | 199
[6 empty] | Yankton | SD | 135
[6 empty] | Yap | FM | 060
[6 empty] | Yates | NY | 123
[6 empty] | Yauco | PR | 153
[6 empty] | Yavapai | AZ | 025
[6 empty] | Yazoo | MS | 163
[6 empty] | Yell | AR | 149
[6 empty] | Yellow Medicine | MN | 173
[6 empty] | Yellowstone | MT | 111
[6 empty] | Yellowstone Np (Pre 1999) | MT | 113
[6 empty] | Yoakum | TX | 501
[6 empty] | Yolo | CA | 113
[6 empty] | York | ME | 031
[6 empty] | York | SC | 091
[6 empty] | York | PA | 133
[6 empty] | York | NE | 185
[6 empty] | York | VA | 199
[6 empty] | Young | TX | 503
[6 empty] | Yuba | CA | 115
[6 empty] | Yukon-Koyukuk (C) | AK | 290
[6 empty] | Yuma | AZ | 027
[6 empty] | Yuma | CO | 125
[6 empty] | Zapata | TX | 505
[6 empty] | Zavala | TX | 507
[6 empty] | Ziebach | SD | 137

## Allowed Values - Results
Please Consult the Template Data Dictionary for Explanations of Data Elements
The green colored cells contain the values that should be used in the Data Input worksheets
Activity Type Code |  |  |  | Activity Media Name | Sample Collection Equipment Name | Assemblage Sampled Name |  | Sample Tissue Anatomy Name
Activity Type | Activity Type Code | Monitoring Location Required | Analytical Method Required | Name | Name | Name | Description | Abdomen
Field Msr/Obs | Field Msr/Obs | Yes | No | Air | A-Frame Net | Amphibians | Amphibian community. Frogs, toads, etc. | Adrenal
Field Msr/Obs | Field Msr/Obs-Habitat Assessment | Yes | No | Biological | Activity Trap | Aquatic Vegetation | Plants normally found growing in the water column, either partially or totally submerged. | Arm
Field Msr/Obs | Field Msr/Obs-Portable Data Logger | Yes | No | Habitat | Anchor Box Dredge | Bacteria/Virus | Microbiological pathogens. | Bark
QC | Quality Control Alternative Measurement Sensitivity | No | Yes | Other | Artificial Substrate | Benthic Macroinvertebrates | Invertebrate animals inhabiting the bottom of a water body. | Bile
QC | Quality Control Alternative Measurement Sensitivity Plus | No | Yes | Sediment | Backpack Electroshock | Birds | Birds. | Blood
QC | Quality Control Field Calibration Check | No | No | Soil | Beach Seine Net | Corals | Corals | Blood Plasma
QC | Quality Control Field Replicate Habitat Assessment | Yes | No | Tissue | Beam Trawl | Fish/Nekton | Fish or other animals inhabiting the water column between the surface and the bottom. | Body
QC | Quality Control Field Replicate Msr/Obs | Yes | No | Water | Benthic Corer (Other) | Fungi | Fungi | Body Wall
QC | Quality Control Field Replicate Portable Data Logger | Yes | No |  | Benthic Dredge (Other) | Ichthyoplankton | Fish-like animals of near-micrcscopic dimensions. | Bone Tissue
QC | Quality Control Field Sample Equipment Rinsate Blank | Yes | No |  | Benthic Grab (Other) | Invertebrates | Invertebrate animals is without a vertebral column or lacking backbone/spinal column | Bone, Acellular
QC | Quality Control Sample-Blind Duplicate | Yes | Yes | Activity Depth/Height Units | Birge Closing Net | Mammals | Warm-blooded hairy milk-producing animals. | Bone, Cellular
QC | Quality Control Sample-Equipment Blank | No | Yes | Name | Black Light Trap | Periphyton | Near-microscopic plant material found attached to solid surfaces submerged in the aquatic environment. | Bone, Marrow
QC | Quality Control Sample-Field Ambient Conditions Blank | Yes | Yes | ft | Block Net | Phytoplankton/Zooplankton | Near-microscopic plants and animals found in the water column between the surface and the bottom. | Brain
QC | Quality Control Sample-Field Blank | No | Yes | m | Boat-Mounted Electroshock | Reptiles | Snakes, lizards, turtles, etc. | Carapace
QC | Quality Control Sample-Field Replicate | Yes | Yes |  | Bod Dredge | Terrestrial Vegetation | Plants normally found growing out of water. Trees, shrubs, grasses, etc. | Connective Tissue
QC | Quality Control Sample-Field Spike | Yes | Yes |  | Bongo Net |  |  | Digestive Gland
QC | Quality Control Sample-Field Surrogate Spike | Yes | Yes | Sample Fraction | Boomerang Corer | Collection Duration Unit |  | Ear
QC | Quality Control Sample-Inter-lab Split | Yes | Yes | Name | Boomerang Grab | Name | Description | Edible Portion
QC | Quality Control Sample-Lab Blank | No | Yes | Acid Soluble | Box Corer | days | Days | Egg/Ovum
QC | Quality Control Sample-Lab Duplicate | No | Yes | Bioavailable | Box Sampler | hours | Hours | Eye
QC | Quality Control Sample-Lab Matrix Spike | No | Yes | Comb Available | Brail | minutes | Minutes | Fat/Adipose Tissue
QC | Quality Control Sample-Lab Re-Analysis | No | Yes | Dissolved | Bucket | months | Months | Feather
QC | Quality Control Sample-Lab Spike | No | Yes | Extractable | Burrell Epibenthic Sled | ms | Milliseconds | Feces
QC | Quality Control Sample-Lab Split | No | Yes | Filterable | Campbell Grab | seconds | Seconds | Fin
QC | Quality Control Sample-Measurement Precision Sample | No | Yes | Fixed | Center Bag | weeks | Weeks | Fish Fillet, Homog., Skin Off
QC | Quality Control Sample-Other | No | Yes | Free Available | Chain Dredge | years | Years | Fish Fillet, Homog., Skin On
QC | Quality Control Sample-Post-preservative Blank | No | Yes | Inorganic | Clam-Shell Grab |  |  | Fish Fillet, Left, Skin Off
QC | Quality Control Sample-Pre-preservative Blank | No | Yes | Non-filterable | Clarke-Bumpus Net | Result Weight Basis |  | Fish Fillet, Left, Skin On
QC | Quality Control Sample-Reagent Blank | No | Yes | Non-settleable | Concussion | Name | Description | Fish Fillet, Right, Skin Off
QC | Quality Control Sample-Reference Sample | No | Yes | Non-volatile | Creel Survey | Ash-Free Dry | Applies to samples dried at a high temperature (e.g., in a furnace at 550 C) used in soil sediment and tissue weight determination | Fish Fillet, Right, Skin On
QC | Quality Control Sample-Trip Blank | No | Yes | Organic | D-Frame Net | Dry | The material dried in a dry oven | Fish Fillet, Whole, Skin Off
QC | Quality Control-Negative Control | No | Yes | Pot. Dissolved | Danish Seine Net | Lipid | The Lipid weight of a organism | Fish Fillet, Whole, Skin On
Sample | Sample-Composite With Parents | No | Yes | Settleable | Dart Corer (Gravity) | Wet | The wet weight of the material | Fish Fillet, With Belly Flap
Sample | Sample-Composite Without Parents | Yes | Yes | Supernate | DH-81 |  |  | Fish Scales
Sample | Sample-Depletion Replicate | Yes | No | Suspended | DH-95 | Frequency Class Descriptor |  | Flower
Sample | Sample-Field Subsample | No | Yes | Total | Dietz-Lafond Grab | Name | Description | Foot
Sample | Sample-Integrated Cross-Sectional Profile | Yes | Yes | Total Recoverable | Dip Net | Adult | Individual known to be sexually mature. | Fore Gut
Sample | Sample-Integrated Flow Proportioned | Yes | Yes | Total Residual | Draw Down | Age |  | Fruit
Sample | Sample-Integrated Horizontal Profile | Yes | Yes | Vapor | Drift Gill Net | Age, Otoliths (Fish) |  | Gall Bladder
Sample | Sample-Integrated Time Series | Yes | Yes | Volatile | Drilled Sampler | Age, Scales (Fish) |  | Gill Rakers
Sample | Sample-Integrated Vertical Profile | Yes | Yes | Weak Acid Diss | Drive Sampler (Generic) | Age, Spines (Fish) |  | Gills
Sample | Sample-Negative Control | Yes | Yes | Non-Filterable (Particle) | Drop Net | Age, Vertebra (Fish) |  | Gut
Sample | Sample-Positive Control | Yes | Yes | Filterable | Ekman Grab | Budded | Mature Plant with leaf and/or flower buds. | Head
Sample | Sample-Routine | Yes | Yes | Pot. Dissolved | Electric Seine | Deformities |  | Heart
Other | Sample-Other | Yes | Yes | Free Available | Electroshock (Other) | Diameter |  | Heptaopancreas
Other | Sample-Field Split | Yes | Yes | Total Residual | Emergence Trap | Egg | Mature ovum, spawned or unspawned, fertilized or not. | Hind Gut
Sample | Quality Control Sample-Lab Control Sample/Blank Spike | No | No | Comb Available | English Umbrella Net | Emaciated |  | Intestine
Sample | Quality Control Sample-Lab Spike of a Lab Blank | No | No | Total Recoverable | Erwin Piston Corer | Eroded Fins |  | Kidney
Sample | Quality Control Sample-Lab Matrix Spike Duplicate | No | No | Strong Acid Diss | Ewing Gravity Corer | Exfoliate | Mature plant, denuded of leaves (as wintering). | Leaf
Sample | Quality Control Sample-Lab Control Sample/Blank Spike Duplicate | No | No | Total Soluble | Experimental Brail | Female | Female | Liver
Sample | Quality Control Field Sample Equipment Rinsate Blank | No | No | Bed Sediment | Experimental Gill Net | First Form | Decapod crustacean with hard pleopods. Can copulate. | Liver, Edible Portion
Field Msr/Obs | Field Msr/Obs-Incidental | No | No | Bedload | Fish Weir | First Instar | Of all instar forms, in the first third. | Lung
[5 empty] | Free Fall Grab | Flowering | Mature plant with open (reproductively active) flowers. | Milk
Time Zone Code |  |  |  |  | Fry Trap | Foliate | Mature plant with leaves. | Mixed Parts
Code | Description |  |  | Result Detection Condition | Funnel Trap | Fruited | Mature plant, fruit or fruit bodies present. | Muscle, Somatic
ADT | Atlantic Daylight Time |  |  | Name | Fyke Net | Fungus |  | Muscle, Visceral
AHST | Alaska-Hawaii Standard Time (*retired: >1983 use AKST) |  |  | Detected Not Quantified | Glass Slide | Girth |  | Muscle/Muscle Tissue
AKDT | Alaska Daylight Time |  |  | Not Reported | Glass Slide Device | Gravid | Female with prominent ovaries. Eggs present and ripe. | Nerve Tissue
AKST | Alaska Standard Time |  |  | Present Above Quantification Limit | Gravity Corer (Generic) | Height |  | Otoliths
AST | Atlantic Standard Time |  |  | Not Detected | Hand Corer | Hermaphrodite | Hermaphroditic. Having both male and female organs. | Ovary
BST | Bering Standard Time (*retired: >1983 use HAST) |  |  | Present Below Quantification Limit | Herring Trawl | Hybrid |  | Pancreas
CDT | Central Daylight Time |  |  | Reported in Raw Data (attached) | Hess Sampler | Imwcap | Tubificid worm. No penis sheath. Capilliform chaetae. | Pistil
CST | Central Standard Time |  |  | Trace | Hester-Dendy | Indeterminate | Indeterminate. Lacking unambiguous sexual indicators. | Root
EDT | Eastern Daylight Time |  |  |  | Hook And Line | Juvenile | Any stage between egg and adult. | Root/Tuber
EST | Eastern Standard Time |  |  |  | Hydraulic Grab | Larva | Immature stage between egg and pupa (or adult). | Saliva
GST | Guam Standard Time Zone (also Chamorro Standard Time) |  |  | Result Detection Quantitation Limit Type | Hydroacoustics | Larva Exuvia | The cast-off exoskeleton of a larval arthropod. | Seed
HADT | Hawaii-Aleutian Daylight Time |  |  |  | Hydroplastic (PVC) Corer | Late Instar | Of all instar forms, in the last third. | Skeleton
HAST | Hawaii-Aleutian Standard Time |  |  | Name | Insect Trap | Length |  | Skin
MDT | Mountain Daylight Time |  |  | Drinking Water Maximum | Isaacs-Kidd Trawl | Length, Fork (Fish) |  | Spleen
MST | Mountain Standard Time |  |  | Estimated Detection Level | Juday Trap | Length, Standard (Fish) |  | Stamen
NDT | Newfoundland Daylight Time |  |  | Instrument Detection Level | Kemmerer Bottle | Length, Total (Fish) |  | Stem
NST | Newfoundland Standard Time |  |  | Long Term Method Detection Level | Kick Net | Lesions |  | Stomach
PDT | Pacific Daylight Time |  |  | Lower Quantitation Limit | Kullenberg Gravity Corer | Male | Male | Tentacles
PST | Pacific Standard Time |  |  | Lower Reporting Limit | Larval Light Fish Trap | Mid Instar | Of all instar forms, in the second (or middle) third. | Testes
SST | American Samoa Standard Time |  |  | Method Detection Level | Long Line | Mixed | Mixed life stages, no attempt to distingish one from another | Thymus
YST | Yukon Standard Time: U.S.-Yukatat (*retired: >1983 use AKST) |  |  | Practical Quantitation Limit | Marmap Neuston Net | Naiad | Aquatic, gill-breathing nymph (q.v.). | Urine
|  |  |  | Sample-specific min detect conc | Minnow Seine Net | Nongravid | Female with very small ovaries. Oocytes not discernible. | Whole Fish, Homog., Skin Off
|  |  |  | Upper Quantitation Limit | Miscellaneous (Other) | Nymph. | Stage after hatching of insect that does not form a pupa. | Whole Fish, Homog., Skin On
|  |  |  | Upper Reporting Limit | Mochness Net | Other |  | Whole Organism
|  |  |  | Water Quality Standard or Criteria | Modified Surber Sampler | Parasites |  | Whole, Not Gut
|  |  |  | Interim Reporting Level | MTD Net | Post Larva | Fish between yolk absorption and juvenile. | Wing
|  |  |  | Laboratory Reporting Level | Nansen Bottle | Pupa | The non-feeding stage preceding adult in arthropods. | Wood
|  |  |  | Minimum Reporting Level | Natural Substrate | Pupal Exuvia | The cast-off exoskeleton of a pupal arthropod. | Gonads
[5 empty] | Net Vertical Tow (Other) | Roe Present | Female with developing ovaries. Eggs discernible. | Non-Lethal Fish Tissue Plug
[5 empty] | Net/Horizontal Tow (Other) | Second Form | Decapod crustacean with soft pleopods. | Blood,Jugular,prim coll site
|  |  |  | Result Value Type Name | Net/Non Tow (Other) | Seed | Mature seedor fruit, fertilized or not. | Blood,Metatarsal,prim coll sit
|  |  |  | Name | Niskin Bottle | Seedling | Sprouted seed, with immature leaves or leaflets. | Blood,Brachial,prim coll site
|  |  |  | Actual | Norpac Net | Spent | Female with empty ovaries. Eggs absent or undeveloped. | Blood,Jugular+Metatarsal, pcs
|  |  |  | Blank Corrected Calc | Orange-Peel Grab | Subadult | Sexually immature but secondary sex characteristics present | Blood,Metatarsal+Brachial, pcs
|  |  |  | Calculated | Original Surber Sampler | Subimago | First of the two-winged instars of mayfly. | Whole Bird, Feathers, Skin On
|  |  |  | Control Adjusted | Other Toxicant | Temperature, Tissue |  | Whole Bird, Featherless,SkinOn
|  |  |  | Estimated | Otter Trawl | Total Abnormalities |  | Whole Bird, Feathers, Skin Off
[5 empty] | Pair Trawl | Tumors |  | Whole Bird, Featherless,SkinOf
[5 empty] | Pamatmat Multiple Quartz Corer | Weight |  | Fish Fillet,Scaleless, Skin On
|  |  |  | Result Status ID | Peterson Grab | Width
|  |  |  | Name | Petite Ponar Grab | Y.O.Y. | Young of the year. Fish in its first year of life.
|  |  |  | Accepted | Phleger Corer (Gravity) | Yolk Larva | Fish between hatching and yolk absorption.
|  |  |  | Final | Pipe Dredge
|  |  |  | Preliminary | Piston Corer (Generic) | Taxon Cell Form
|  |  |  | Rejected | Plankton Net | Name | Description
|  |  |  | Validated | Plexiglass Slide Device | Coccoids | Cell(s) having a spherical form.
[5 empty] | Plexiglass Trap | Diatom | Cells of symmetrical form having brittle walls.
[5 empty] | Plummet Net | Filaments | Cells which form linear strings or arrays.
|  |  |  | Result Statistical Base Code | Polar Orga. Chem. Integrative Sampler | Flagellates | Cells having an appendage which moves whip-like to accomplish locomotion.
|  |  |  | Name | Ponar Grab | Haptophytes | Cells having haptophyte form.
|  |  |  | Maximum | Pound Net
|  |  |  | Mean | Pram Electroshock
|  |  |  | Median | Probe/Sensor | Taxon Cell Shape
|  |  |  | Minimum | Pull Sled | Name | Description
|  |  |  | Mode | Pump/Air Lift | Arcuate | Cells having the curved shape of a bow or arch.
|  |  |  | 05 Pctl | Pump/Bailer | Cylindrical | Cells which are drum shaped.
|  |  |  | 10 Pctl | Pump/Centrifugal | Fusiform | Cells tapered at their ends.
|  |  |  | 15 Pctl | Pump/Jet | Lunate | Cells crescent shaped.
|  |  |  | 20 Pctl | Pump/Non-Submersible | Oval Box | Cells rectangular but rounded in an eliptical manner.
|  |  |  | 25 Pctl | Pump/Piston | Ovoid | Cells egg shaped.
|  |  |  | 75 Pctl | Pump/Rotary | Rectangular Box | Cells Rectangular, square corners.
|  |  |  | 80 Pctl | Pump/Submersible | Rod | Cells rod shaped.
|  |  |  | 85 Pctl | Pump/Turbine | Sphere | Cells shaped like a ball.
|  |  |  | 90 Pctl | Purse Seine Net | Teardrop | Cells shaped as teardrops.
|  |  |  | 95 Pctl | Push Net
|  |  |  | AMS | Rectangular Net
|  |  |  | AMS+ | Remotely Operated Vehicle | Taxon Voltinism
|  |  |  | 7DADM | Rock Basket | Name | Description
|  |  |  | Daily Geometric Mean | Roller Frame Trawl | Facultative Multivoltine | One or more generations per year
|  |  |  | Geometric Mean | Rotenone | Facultative Semivoltine | Life Cycle requires one year or more
|  |  |  | 30-day Geometric Mean | Roving Drop Net | Multivoltine | More than one generation per year
|  |  |  | MPN | Scoop Fish Grab | Semivoltine | Life Cycle requires more than one year
|  |  |  | Single Sample Maximum | Sediment Trap | Univoltine | One generation per year
|  |  |  | Standard Deviation | Seine Net
|  |  |  | Daily Minimum | Semipermeable Membrane Device | Biological Intent
|  |  |  | Daily Maximum | Set (Passive) Gill Net | Name
|  |  |  | BAV | Ship Sea Chest | Frequency Class
|  |  |  | STV | Shipek Grab | Group Summary
|  |  |  | RAD Error | SHOVEL | Individual
|  |  |  | Delta | Shrimp Trawl | Population Census
|  |  |  | Standard Error | Simple Conical Net | Tissue
|  |  |  | Sum | Single-Vessel Operated Tow Net | Toxicity
|  |  |  | Count | Smith-McIntire Grab
|  |  |  | Hourly Minimum | Sodium Cyanide | Taxon Habit
|  |  |  | Hourly Maximum | Spear/Gun | Name
|  |  |  | BNT | Spear/Hand | Burrower
|  |  |  | 99 Pctl | Spear/Hawaiian Sling | Climber
|  |  |  | 2-Sigma CSU | Square-Mouth Net | Clinger
[5 empty] | Stationary Drop Net | Other
[5 empty] | Still Camera | Skater
|  |  |  | Method Speciation Name | Stop Net | Sprawler
|  |  |  | Name | Stovepipe Sampler | Swimmer
|  |  |  | as CaCO3 | Stream-Side Electroshock | Unidentified
|  |  |  | as CO3 | Suction Dredge | Unknown
|  |  |  | as HCO3 | Surber Sampler
|  |  |  | as N | Syringe
|  |  |  | as NH3 | T-Sampler
|  |  |  | as NH4 | Terminal Bag
|  |  |  | as NO2 | Tile Plate
|  |  |  | as NO3 | Tow Net
|  |  |  | as P | Towed Dredge
|  |  |  | as PO4 | Trammel Net
|  |  |  | as S | Trap Net
|  |  |  | as Si | Trap Substrate (Other)
|  |  |  | as SiO2 | Traveling Screen
|  |  |  | as SO3 | Trot Line
|  |  |  | as SO4 | Tucker Net
|  |  |  | as Na | Two-Vessel Operated Tow Net
|  |  |  | as H | Van Dorn Bottle
|  |  |  | as B | Van Veen Grab
|  |  |  | as Cl | Variable Mesh Gill Net
|  |  |  | as F | Vibrating Corer
|  |  |  | as O2 | Video Camera
|  |  |  | as As | Vinyl Tube
|  |  |  | as LAS | Visual Sighting
|  |  |  | as DPA | Water Bottle
|  |  |  | as Se | Water Sampler (Other)
|  |  |  | as C3H6O2 | WBH-96
|  |  |  | as U3O8 | Whirl-pak bag
|  |  |  | as Ra226 | Wisconsin-Style Net
|  |  |  | as OH | Yankee Trawl
Young Grab
|  |  |  | Reach Length/Width Units | Stainless Steel Spoon
|  |  |  | Name | Split Spoon
|  |  |  | ft | Shelby Tube
|  |  |  | m | Storm Water Sampler
Cast Net
Radiello
Summa
Push Point Sampler
Pump/Peristaltic

## Characteristics
Characteristics |  |  | Please Consult the WQXWeb Template Dictionary for Explanations of Data Elements
Name | Sample Fraction Required | Pick List | USEPA makes changes to the characteristics and other allowed values based on users' requests and changes in the USEPA's Substance Registry System. The list of Characteristics available in WQXWeb might contain new items added after this template was created. Consult WQXWeb for the complete list.
Active channel height | N | N
Active channel width | N | N | The green colored cells contain the values that should be used in the Data Input worksheets
Actual Number of Individuals Examined | N | N
Actual Number of Individuals Measured | N | N
Actual Number of Individuals Weighed | N | N
Algae, all groups, density | N | N
Algae, blue-green (phylum cyanophyta) density | N | N
Algae, brown (phylum phaeophyta) density | N | N
Algae, golden-brown (phylum chrysophyta) density | N | N
Algae, green (phylum chlorophyta) density | N | N
Algae, red (phylum rhodophyta) density | N | N
Algae, substrate rock/bank cover (choice list) | N | Y
Algae, yellow-green (phylum xanthophyta) density | N | N
algal entity density | N | N
Algal growth potential | N | N
Altitude | N | N
Aspect | N | N
Bank class (choice list) | N | Y
Bank class, Left (choice list) | N | Y
Bank class, Right (choice list) | N | Y
Bank erosion stability (choice list) | N | Y
Bank Stability, Left | N | Y
Bank Stability, Right | N | Y
Bank vegetative stability (choice list) | N | Y
Biochemical oxygen demand, Nn-standard conditions | N | N
Biochemical oxygen demand, standard conditions | N | N
Biomass | N | N
Biomass, benthic | N | N
Biomass, chlorophycota | N | N
Biomass, chrysophyta | N | N
Biomass, cryptophycophyta | N | N
Biomass, cyaNphycota | N | N
Biomass, drift macroinvertebrates | N | N
Biomass, eugleNphycota | N | N
Biomass, periphyton | N | N
Biomass, phytoplankton | N | N
Biomass, plankton | N | N
Biomass, pyrrophycophyta | N | N
Biomass, zooplankton | N | N
Biomass/chlorophyll ratio | N | N
BOD, Sediment Load | Y | N
Canopy Measure Center Down | N | N
Canopy Measure Center Upstream | N | N
Canopy Measure Left Bank | N | N
Canopy Measure Right Bank | N | N
Channel alteration (text) | N | N
Channel form (choice list) | N | Y
Channel type (choice list) | N | Y
Channel vegetative cover | N | N
Chemical oxygen demand | N | N
Chlorophyll/Pheophytin ratio | N | N
Current direction | N | N
Current speed | N | N
Depth | N | N
Depth, below bottom surface | N | N
Depth, bottom | N | N
Depth, from ground surface to well water level | N | N
Depth, Secchi disk depth | N | N
Depth, Secchi disk depth (choice list) | N | Y
Depth, snow cover | N | N
Distance from/to | N | N
Elevation, aquifer top, MSL | Y | N
Elevation, groundwater surface, MSL | Y | N
Elevation, land surface, MSL | Y | N
Elevation, MSL | N | N
Elevation, tailwater surface, MSL | Y | N
Elevation, water surface, MSL | Y | N
Embeddedness | Y | N
Fast Riffle | Y | N
Fish kill observation | N | N
Fish Kill, Severity (choice list) | N | Y
Fish standard length | Y | N
Floating algae mat - severity (choice list) | N | Y
Floating debris - severity (choice list) | N | Y
Floating Detergent/Soap - Severity (choice list) | N | Y
Floating foam/suds - severity (choice list) | N | Y
Floating Garbage Severity (choice List) | N | Y
Floating sewage - severity (choice list) | N | Y
Floating sludge - severity (choice list) | N | Y
Floating solids or foam | N | N
Floating solids, unspecified mix (choice list) | N | Y
Flow | N | N
Flow, runoff | N | N
Flow, severity (choice list) | N | N
Flow, stream class (choice list) | N | Y
Flow, stream stage (choice list) | N | Y
Gage height | N | N
Gas bubble severity (choice list) | N | Y
Habitat Type | N | Y
Height | N | N
Hilsenhoff Biotic Index | N | N
Horiz.Dist.Undercut Banks | N | N
Ice cover, floating or solid - severity (choice list) | N | Y
Ice thickness | N | N
Instream feature, stream substrate (choice list) | N | Y
Kick Depth | N | N
Kick Time | Y | N
Lake condition (choice list) | N | Y
Lake physical appearance (choice list) | N | Y
Lake recreational suitability (choice list) | N | Y
Lake suitability for recreation (choice list) | N | Y
Land form (choice list) | N | Y
Land form, Left (choice list) | N | Y
Land form, Right (choice list) | N | Y
Light attenuation at measurement depth | N | N
Light attenuation coefficient | Y | N
Light attenuation, depth at 10% | N | N
Light attenuation, depth at 50% | N | N
Light attenuation, depth at 99% | N | N
Light, (PAR at depth/PAR at surface) x 100 | N | N
Light, incident | N | N
Light, incident + reflected (ambient) | N | N
Light, photosynthetic active radiation (PAR) | N | N
Light, photosynthetic active radiation at depth (PAR) | N | N
Light, reflected | Y | N
Light, transmissivity | N | N
Light, underwater extinction coefficient (K) | N | N
Light, underwater incident | N | N
Light, underwater incident + reflected | N | N
Light, underwater reflected | N | N
Longitudinal Distribution (choice list) | Y | Y
Macroinvertebrates | N | N
Measured reach length | N | N
Nn-plankton algae severity (choice list) | N | Y
Non-lipid organic matter | N | N
Non-plankton algae severity (choice list) | Y | N
Nrth Carolina Biotic Index | N | N
Odor severity (choice list) | N | Y
Odor threshold number | N | N
Oil and Grease | Y | N
Oil and Grease, surface slick/sheen - severity (choice list) | N | Y
Particle distribution | Y | N
Particle size | Y | N
Particle size (size/range in result Particle Size Basis) | Y | N
Particle size, Sieve No. 04, 4 mesh, (4.75mm) | Y | N
Particle size, Sieve No. 05, 5 mesh, (4.00mm) | Y | N
Particle size, Sieve No. 06, 6 mesh, (3.35mm) | Y | N
Particle size, Sieve No. 07, 7 mesh, (2.80mm) | Y | N
Particle size, Sieve No. 08, 8 mesh, (2.36mm) | Y | N
Particle size, Sieve No. 10, 9 mesh, (2.00mm) | Y | N
Particle size, Sieve No. 100, 100 mesh, (0.150mm) | Y | N
Particle size, Sieve No. 12, 10 mesh, (1.70mm) | N | N
Particle size, Sieve No. 120, 115 mesh, (0.125mm) | N | N
Particle size, Sieve No. 14, 12 mesh, (1.40mm) | N | N
Particle size, Sieve No. 140, 150 mesh, (0.106mm) | N | N
Particle size, Sieve No. 16, 14 mesh, (1.18mm) | Y | N
Particle size, Sieve No. 170, 170 mesh, (0.090mm) | Y | N
Particle size, Sieve No. 18, 16 mesh, (1.00mm) | N | N
Particle size, Sieve No. 20, 20 mesh, (0.850mm) | N | N
Particle size, Sieve No. 200, 200 mesh, (0.075mm) | N | N
Particle size, Sieve No. 230, 250 mesh, (0.063mm) | Y | N
Particle size, Sieve No. 25, 24 mesh, (0.710mm) | Y | N
Particle size, Sieve No. 270, 270 mesh, (0.053mm) | N | N
Particle size, Sieve No. 30, 28 mesh, (0.600mm) | N | N
Particle size, Sieve No. 325, 325 mesh, (0.045mm) | N | N
Particle Size, Sieve NO. 35, 32 Mesh, (0.425mm) | N | N
Particle size, Sieve No. 40, 35 mesh, (0.425mm) | N | N
Particle size, Sieve No. 400, 400 mesh, (0.038mm) | N | N
Particle size, Sieve No. 45, 42 mesh, (0.355mm) | N | N
Particle size, Sieve No. 450, 450 mesh, (0.032mm) | N | N
Particle size, Sieve No. 50, 48 mesh, (0.300mm) | N | N
Particle size, Sieve No. 500, 500 mesh, (0.025mm) | N | N
Particle size, Sieve No. 60, 60 mesh, (0.250mm) | N | N
Particle size, Sieve No. 70, 65 mesh, (0.212mm) | N | N
Particle size, Sieve No. 80, 80 mesh, (0.180mm) | N | N
Periphyton biovolume | N | N
Periphyton productivity | N | N
Periphyton, substrate rock/bank encrustation (choice list) | N | Y
pH | N | N
Phytoplankton biovolume | N | N
Phytoplankton productivity | N | N
Phytoplankton, settling volume | N | N
Pool Count | N | N
Pool Length | N | N
Population diversity, fish, # of species | N | N
Population diversity, macroinvertebrates, # of species | N | N
Population diversity, phytoplankton, # of species | N | N
Population diversity, zooplankton, # of species | N | N
Precipitation | Y | N
Precipitation 24hr prior to monitoring event (choice list) | N | Y
Precipitation 24hr prior to monitoring event amount | N | N
Precipitation 48hr prior to monitoring event (choice list) | N | Y
Precipitation 48hr prior to monitoring event amount | N | N
Precipitation during activity (choice list) | N | Y
Precipitation event duration | N | N
Precipitation, time since event | N | N
Primary/ Secondary surrounding landuse (choice list) | N | Y
Productivity, photosynthetic rate, carbon production | Y | N
RBP Bank Stability, Left (choice list) | N | Y
RBP Bank Stability, Right (choice list) | N | Y
RBP Bank Vegetative Protection, Left (choice list) | N | Y
RBP Bank Vegetative Protection, Right (choice list) | N | Y
RBP Bank Vegetative Stability, Left (choice list) | N | Y
RBP Bank Vegetative Stability, Right (choice list) | N | Y
RBP Bottom Substrate (choice list) | N | Y
RBP Canopy Cover (choice list) | N | Y
RBP Channel Alteration (choice list) | N | Y
RBP Channel Flow Status (choice list) | N | Y
RBP Channel Sinuosity (choice list) | N | Y
RBP Channelized Y/N (choice list) | N | Y
RBP Embeddedness (choice list) | N | Y
RBP Epifaunal Substrate (choice list) | N | Y
RBP Frequency of Riffles (choice list) | N | Y
RBP High water mark | N | N
RBP Instream Cover (choice list) | N | Y
RBP Local Watershed Erosion (choice list) | N | Y
RBP Local Watershed NPS Pollution (choice list) | N | Y
RBP Pool Substrate (choice list) | N | Y
RBP Pool Variability (choice list) | N | Y
RBP Predominant Surrounding Land Use (choice list) | N | Y
RBP Sediment Deposition (choice list) | N | Y
RBP Sediment Odors (choice list) | N | Y
RBP Sediment Oils (choice list) | N | Y
RBP Stream depth - pool | N | N
RBP Stream Depth - Riffle | N | N
RBP Stream Depth - Run | N | N
RBP Stream Type (choice list) | N | Y
RBP Stream Velocity | N | N
RBP Stream width | N | N
RBP Substrate - Bedrock | N | N
RBP Substrate - Boulders >256 mm | N | N
RBP Substrate - Cobbles 64-256 mm | N | N
RBP Substrate - Detritus - Coarse Particulate | N | N
RBP Substrate - Gravel 2-64 mm | N | N
RBP Substrate - Marl - Gray, Shell Fragments | N | N
RBP Substrate - Muck/Mud - Very Fine Particles | N | N
RBP Substrate - Sand 0.06-2.0 mm | N | N
RBP Substrate - Silt 0.004-0.06 mm | N | N
RBP Turbidity Code (choice list) | N | Y
RBP Undersides of Loose Stones Black Y/N (choice list) | N | Y
RBP Water Odors (choice list) | N | Y
RBP Water Surface Oils (choice list) | N | Y
RBP2, Aquatic Vegetation, Dominant Type & Species (choice list) | N | Y
RBP2, Aquatic vegetation, portion of reach with AV (%) | N | N
RBP2, Habitat type, bedrock (%) | N | N
RBP2, Habitat type, canopy (%) | N | N
RBP2, Habitat type, general comments | N | N
RBP2, Habitat type, gravel-cobble (%) | N | N
RBP2, Habitat type, large woody debris (%) | N | N
RBP2, Habitat type, other (%) | N | N
RBP2, Habitat type, plants, roots (%) | N | N
RBP2, Habitat type, pools (%) | N | N
RBP2, Habitat type, riffle (%) | N | N
RBP2, Habitat type, run (%) | N | N
RBP2, Habitat type, sand (%) | N | N
RBP2, Habitat type, sand-silt-mud-muck (%) | N | N
RBP2, Habitat type, small woody debris (%) | N | N
RBP2, Habitat type, snags (%) | N | N
RBP2, Habitat type, submerged macrophytes (%) | N | N
RBP2, Habitat type, vegetated banks (%) | N | N
RBP2, High G, Bank Stability, Left Bank (choice list) | N | Y
RBP2, High G, Bank Stability, Right Bank (choice list) | N | Y
RBP2, High G, Channel Alteration (choice list) | N | Y
RBP2, High G, Channel Flow Status (choice list) | N | Y
RBP2, High G, Embeddedness (choice list) | N | Y
RBP2, High G, Epifaunal Substrate/Available Cover (choice list) | N | Y
RBP2, High G, Frequency of Riffles (or bends) (choice list) | N | Y
RBP2, High G, habitat assessment total score | N | N
RBP2, High G, Riparian Vegetative Zone Width, Left Bank (choice list) | N | Y
RBP2, High G, Riparian Vegetative Zone Width, Right Bank (choice list) | N | Y
RBP2, High G, Sediment Deposition (choice list) | N | Y
RBP2, High G, Vegetative Protection, Left Bank (choice list) | N | Y
RBP2, High G, Vegetative Protection, Right Bank (choice list) | N | Y
RBP2, High G, Velocity/Depth Regime (choice list) | N | Y
RBP2, Instream Features, Canopy Cover (choice list) | N | Y
RBP2, Instream Features, Channelized (Y/N) (choice list) | N | Y
RBP2, Instream Features, Dam Present (Y/N) (choice list) | N | Y
RBP2, Instream features, est. reach length | N | N
RBP2, Instream features, est. stream depth | N | N
RBP2, Instream features, est. stream width | N | N
RBP2, Instream features, high water mark | N | N
RBP2, Instream features, morphology, pools (%) | N | N
RBP2, Instream features, morphology, riffles (%) | N | N
RBP2, Instream features, morphology, run (%) | N | N
RBP2, Instream features, sampling reach area | N | N
RBP2, Instream features, surface velocity (at thalweg) | N | N
RBP2, Instream features, total reach area | N | N
RBP2, Large woody debris, density of LWD (LWD/reach area) | N | N
RBP2, Large woody debris, LWD (m2) | N | N
RBP2, Low G, Bank Stability, Left Bank (choice list) | N | Y
RBP2, Low G, Bank Stability, Right Bank (choice list) | N | Y
RBP2, Low G, Channel Alteration (choice list) | N | Y
RBP2, Low G, Channel Flow Status (choice list) | N | Y
RBP2, Low G, Channel Sinuosity (choice list) | N | Y
RBP2, Low G, Epifaunal Substrate/Available Cover (choice list) | N | Y
RBP2, Low G, habitat assessment total score | N | N
RBP2, Low G, Pool Substrate Characterization (choice list) | N | Y
RBP2, Low G, Pool Variability (choice list) | N | N
RBP2, Low G, Riparian Vegetative Zone Width, Left Bank (choice list) | N | Y
RBP2, Low G, Riparian Vegetative Zone Width, Right Bank (choice list) | N | Y
RBP2, Low G, Sediment Deposition (choice list) | N | Y
RBP2, Low G, Vegetative Protection, Left Bank (choice list) | N | Y
RBP2, Low G, Vegetative Protection, Right Bank (choice list) | N | Y
RBP2, Riparian Vegetation, Dominant Species Present (choice list) | N | Y
RBP2, Sediment/Substrate, Deposits (choice list) | N | Y
RBP2, Sediment/Substrate, Embedded Stone Undersides Black (choice list) | N | Y
RBP2, Sediment/Substrate, Odors (choice list) | N | Y
RBP2, Sediment/Substrate, Oils (choice list) | N | Y
RBP2, Stream character, catchment area | N | N
RBP2, Stream Character, Stream Origin (choice list) | N | Y
RBP2, Stream Character, Stream Subsystem (choice list) | N | Y
RBP2, Stream Character, Stream Type (choice list) | N | Y
RBP2, Substrate, inorganic, bedrock | N | N
RBP2, Substrate, Inorganic, boulder, >256 mm | N | N
RBP2, Substrate, inorganic, clay, <0.004 mm | N | N
RBP2, Substrate, inorganic, cobble, 64-256 mm | N | N
RBP2, Substrate, inorganic, gravel, 2-64 mm | N | N
RBP2, Substrate, inorganic, sand, 0.06-2.0 mm | N | N
RBP2, Substrate, Inorganic, Silt, 0.004-0.06 mm | N | N
RBP2, Substrate, organic, detritus, sticks, wood, etc. (CPOM) | N | N
RBP2, Substrate, organic, marl, grey shell fragments | N | N
RBP2, Substrate, organic, muck-mud, black-fine (FPOM) | N | N
RBP2, Water Quality, Turbidity (choice list) | N | Y
RBP2, Water Quality, Water Odors (choice list) | N | Y
RBP2, Water Quality, Water Surface Oils (choice list) | N | Y
RBP2, Watershed, Local Erosion (choice list) | N | Y
RBP2, Watershed, Local NPS Pollution (choice list) | N | Y
RBP2, Watershed, Predominant Surrounding Landuse (choice list) | N | Y
RBP2, weather condition, general observation (text) | N | N
RBP2, Weather Condition, Heavy Rain in Last 7 Days, Y/N (choice list) | N | Y
RBP2, Weather Condition, Now (choice list) | N | Y
RBP2, Weather Condition, Past 24 Hours (choice list) | N | Y
RBP3, Glide/Pool, Epifaunal Substrate (choice list) | N | Y
RBP3, Glide/Pool, Instream Cover (choice list) | N | Y
RBP3, Glide/Pool, Pool Substrate Characterization (choice list) | N | Y
RBP3, Glide/Pool, Pool Variability (choice list) | N | Y
RBP3, Glide/Pool, Sediment Deposition (choice list) | N | Y
RBP3, Riffle/Run, Embeddedness (choice list) | N | Y
RBP3, Riffle/Run, Epifaunal Substrate (choice list) | N | Y
RBP3, Riffle/Run, Instream Cover (choice list) | N | Y
RBP3, Riffle/Run, Sediment Deposition (choice list) | N | Y
RBP3, Riffle/Run, Velocity/ Depth Regimes (choice list) | N | Y
relative biovolume | N | N
relative entity density | N | N
Reproduction | N | N
Reservoir volume | N | N
Residence/flushing time, waterbody | N | N
Residual Depth | N | N
Respiration | N | N
Respiration, planktonic | N | N
Riparian vegetation composition (choice list) | N | Y
River/stream channel slope | N | N
Rocky Substrate (Choice List) | N | Y
Salinity | N | N
Sand | N | N
Sand/Substrate Habitat Type (%) | N | N
Sandy Substrate (Choice List) | N | Y
Sea waves severity (choice list) | N | Y
Sediment, inorganic, classification (choice list) | Y | Y
Sediment, organic, classification (choice list) | N | Y
Shade, Left | N | N
Shade, Right | N | N
Shannon & Wiener Macroinvert Taxonomic Diversity Index | N | N
Significant(choice list) | N | Y
Silt | Y | N
Simpson Taxonomic Diversity Index | Y | N
Slow Riffle | N | N
Sludge, substrate rock/bank cover - severity (choice list) | N | Y
Solar irradiation, global | N | N
Solar irradiation, local | N | N
Species Relative Density | Y | N
Specific drawdown capacity | N | N
Stream Bed Color (choice list) | N | Y
Stream condition (text) | Y | N
Stream Order | Y | N
Stream physical appearance (choice list) | N | Y
Stream Physical Appearance, Minnesota (choice list) | Y | Y
Stream recreational suitability (choice list) | N | Y
Stream stage | N | N
Stream Unit Type (choice list) | N | Y
Stream width measure | N | N
Submerged Cover (%) | N | N
Submerged Vegetation Habitat Type (%) | N | N
Substrate - boulders | N | N
Substrate - boulders, large | N | N
Substrate - boulders, medium | N | N
Substrate - boulders, small | N | N
Substrate - clay | N | N
Substrate - clay, medium | N | N
Substrate - clay/fine partic. org. matt. | Y | N
Substrate - claypan soil | Y | N
Substrate - cobbles | N | N
Substrate - cobbles, large | N | N
Substrate - cobbles, medium | N | N
Substrate - cobbles, small | N | N
Substrate - detritus - coarse particulate | N | N
Substrate - grain size | Y | N
Substrate - gravel | Y | N
Substrate - gravel, coarse | N | N
Substrate - gravel, fine | Y | N
Substrate - gravel, medium | Y | N
Substrate - gravel, very coarse | N | N
Substrate - gravel, very fine | N | N
Substrate - miscellaneous other | N | N
Substrate - sand | N | N
Substrate - sand, coarse | N | N
Substrate - sand, fine | N | N
Substrate - sand, medium | N | N
Substrate - sand, very coarse | N | N
Substrate - sand, very fine | N | N
Substrate - sediment thickness | N | N
Substrate - silt | N | N
Substrate - silt, coarse | N | N
Substrate - silt, fine | N | N
Substrate - silt, medium | N | N
Substrate - silt, very fine | N | N
Substrate - silt/clay mix | N | N
Substrate - submerged logs | N | N
Substrate - submerged vegetation | N | N
Substrate-bedrock | N | N
Subsystem classification stream type (choice list) | N | Y
Surface area | N | N
Surface tension | N | N
Survival | N | N
Suspended Sediment Concentration (SSC) | Y | N
Suspended Sediment Discharge | Y | N
Tail Out Depth | N | N
Taxonomic Diversity, Lloyd, Zar, And Karr Diversity Index | N | N
Taxonomic Diversity, Shannon-Weaver Index | Y | N
Taxonomic Equitability | Y | N
Taxonomic Evenness | Y | N
Taxonomic Redundancy | N | N
Taxonomic Richness | N | N
Taxonomic Richness, Ephemeroptera, Plecoptera, Tricoptera | Y | N
Temperature difference | N | N
Temperature, air | N | N
Temperature, sample | N | N
Temperature, sediment | N | N
Temperature, soil | N | N
Temperature, tissue | N | N
Temperature, water | N | N
Terrace height | N | N
Terrace width | N | N
Thermal discharge | N | N
Thickness, supernatant layer | N | N
Tide cycle duration | N | N
Tide cycle time | N | N
Tide range | N | N
Tide rate | N | N
Tide stage | N | N
Tide stage (choice list) | N | N
True color | N | N
Turbidity | N | N
Turbidity severity (choice list) | N | Y
Undercut Banks (%) | N | N
Valley Width Index | Y | N
Velocity - stream | N | N
Velocity-discharge | Y | N
Volatile suspended solids | N | N
Volume Storage | N | N
Water | N | N
Water appearance (text) | Y | N
Water Column Habitat Type (%) | N | N
Water content of snow | N | N
Water level (probe) | N | N
Water level in well, depth from a reference point | N | N
Water level reference point elevation | N | N
Wave height | N | N
Wave height (WMO code 1555) (choice list) | N | Y
Weather comments (text) | N | N
Weather condition (WMO code 4501) (choice list) | N | Y
Weather condition (WMO code 4677) (choice list) | N | Y
Weight | N | N
Weight, volatile portion | N | N
Width | N | N
Wind direction (direction from, expressed 0-360 deg) | N | N
Wind force, Beaufort scale | N | N
Wind velocity | N | N
Withdrawal rate of ground water | N | N
Wood class (choice list) | N | Y
Zone of Influence | N | N
Zooplankton | N | N

## Result Value Picklist
Result Value Picklist |  |  | Please Consult the WQXWeb Template Dictionary for Explanations of Data Elements
Characteristic Name | Code | Description | The green colored cells contain the values that should be used in the Data Input worksheets
Algae, substrate rock/bank cover (choice list) | 1-20% | Algae cover 1 - 20% of substrate
Algae, substrate rock/bank cover (choice list) | 100% | Algae cover 100% of substrate
Amount of Refuse on Banks (choice list) | 1) no refuse | no refuse observed
Amount of Refuse on Banks (choice list) | 2) smll rare | small amounts of refuse rare
Amount of Refuse on Banks (choice list) | 3) smll cmmn | small amounts of refuse common
Amount of Refuse on Banks (choice list) | 4) lrge rare | large volume of refuse (tires/carts) rare
Amount of Refuse on Banks (choice list) | 5) lrge cmmn | large volume of refuse (tires/carts) common
Bank class (choice list) | AE | Actively Eroding
Bank class (choice list) | BC | Boulder Cobble
Bank class (choice list) | NE | Non-Erodible. Stable bedrock or boulder-lined bank.
Bank class (choice list) | VS | Vegetated-Stabilized
Bank class, Left (choice list) | AE | Actively Eroding
Bank class, Left (choice list) | BC | Boulder Cobble
Bank class, Left (choice list) | NE | Non-Erodible. Stable bedrock or boulder-lined bank.
Bank class, Left (choice list) | VS | Vegetated-Stabilized
Bank class, Right (choice list) | AE | Actively Eroding
Bank class, Right (choice list) | BC | Boulder Cobble
Bank class, Right (choice list) | NE | Non-Erodible. Stable bedrock or boulder-lined bank.
Bank class, Right (choice list) | VS | Vegetated-Stabilized
Bank erosion stability (choice list) | MDST | Moderately stable. Small areas of erosion.
Bank erosion stability (choice list) | MDUS | Moderately unstable. Eroded areas of moderate frequency.
Bank erosion stability (choice list) | STAB | Stable. No evidence of erosion or bank failure.
Bank erosion stability (choice list) | UNST | Unstable. Many eroded areas. Frequent 'raw' areas.
Bank Stability, Left | COVSTAB | Bank is covered and stable
Bank Stability, Left | COVUNSTAB | Bank is covered and unstable
Bank Stability, Left | UNCOVSTAB | Bank is uncovered and stable
Bank Stability, Left | UNCOVUNSTAB | Bank is uncovered and unstable
Bank Stability, Right | COVSTAB | Bank is covered and stable
Bank Stability, Right | COVUNSTAB | Bank is covered and unstable
Bank Stability, Right | UNCOVSTAB | Bank is uncovered and stable
Bank Stability, Right | UNCOVUNSTAB | Bank is uncovered and unstable
Bank vegetative stability (choice list) | E | Excellent. Over 80 % of streambank covered by vegetation.
Bank vegetative stability (choice list) | F | Fair. 25 to 49 % of streambank covered by vegetation.
Bank vegetative stability (choice list) | G | Good. 50 to 79 % of streambank covered by vegetation.
Bank vegetative stability (choice list) | P | Poor. Less than 25 % of streambank covered by vegetation.
Channel form (choice list) | CA | Constrained by alternating terraces and hill slope
Channel form (choice list) | CB | Constrained by bedrock
Channel form (choice list) | CF | Constrained by alluvial fan
Channel form (choice list) | CH | Constrained by hill slope
Channel form (choice list) | CL | Constrained by land use (road, dike, landfill)
Channel form (choice list) | CT | Constrained by terrace
Channel form (choice list) | UA | Unconstrained-anastomosing
Channel form (choice list) | UB | Unconstrained-braided channel
Channel form (choice list) | US | Unconstrained-predominantly single channel
Channel Type (choice list) | 00 | No multiple channels (all flow in one channel)
Channel Type (choice list) | 01 | Primary channel (of multiple channel reach)
Channel Type (choice list) | 02 | Secondary channel (of multiple channel reach)
Channel Type (choice list) | 03 | Tertiary channel (of multiple channel reach)
Channel Type (choice list) | 04 | Quaternary channel (of multiple channel reach)
Channel Type (choice list) | 10 | Isolated pools, alcoves, or backwater pools
Channel Type (choice list) | 11 | Primary channel or valley floor tributary
Channel Type (choice list) | 12 | Secondary channel or valley floor tributary
Cloud cover (choice list) | BROKEN | Broken. 60 % to 90 % sky cover.
Cloud cover (choice list) | CLEAR | Clear. Less than 10 % sky cover.
Cloud cover (choice list) | OBSCURE | Clouds obscured by precip or obstruction.
Cloud cover (choice list) | OVERCAST | Overcast. More than 90 % sky cover.
Cloud cover (choice list) | SCATTERED | Scattered. 10 % to 50 % sky cover.
Cloud type (choice list) | AC | Altocumulus
Cloud type (choice list) | AS | Altostratus
Cloud type (choice list) | CB | Cumulonimbus
Cloud type (choice list) | CC | Cirrocumulus
Cloud type (choice list) | CI | Cirrus
Cloud type (choice list) | CS | Cirrostratus
Cloud type (choice list) | CU | Cumulus
Cloud type (choice list) | NS | Nimbostratus
Cloud type (choice list) | SC | Stratocumulus
Cloud type (choice list) | ST | Stratus
Cloud type (choice list) | XX | Not determined, Clouds obscured
Crayfish presence (choice list) | 1) absent | no crayfish observed
Crayfish presence (choice list) | 2) rare | crayfish are rare
Crayfish presence (choice list) | 3) common | crayfish presence is common
Depth, Secchi disk depth (choice list) | NO READING | Disk deployed, no reading possible
Depth, Secchi disk depth (choice list) | ON BOTTOM | Visible on Bottom, no depth reading possible
Detergent, severity (choice list) | EXTREME | Extreme
Detergent, severity (choice list) | MILD | Mild
Detergent, severity (choice list) | MODERATE | Moderate
Detergent, severity (choice list) | NONE | None
Detergent, severity (choice list) | SERIOUS | Serious
Dextronorgestrel (choice list) | BASE | Base
Dextronorgestrel (choice list) | FALLING | Falling
Dextronorgestrel (choice list) | PEAK | Peak
Dextronorgestrel (choice list) | RISING | Rising
Filamentous Algae covering streambed (choice list) | 1) <1% | filamentous algae observed to cover <1% of streambed
Filamentous Algae covering streambed (choice list) | 2) 1-25% | filamentous algae observed to cover 1-25% of streambed
Filamentous Algae covering streambed (choice list) | 3) 26-50% | filamentous algae observed to cover 26-50% of streambed
Filamentous Algae covering streambed (choice list) | 4) 51-75% | filamentous algae observed to cover 51-75% of streambed
Filamentous Algae covering streambed (choice list) | 5) 76-100% | filamentous algae observed to cover 76-100% of streambed
Fish Kill, Severity (choice list) | EXTREME | Extreme
Fish Kill, Severity (choice list) | MILD | Mild
Fish Kill, Severity (choice list) | MODERATE | Moderate
Fish Kill, Severity (choice list) | NONE | None
Fish Kill, Severity (choice list) | SERIOUS | Serious
Fish presence (choice list) | 1) absent | no fish observed
Fish presence (choice list) | 2) rare | fish are rare
Fish presence (choice list) | 3) common | fish presence is common
Floating algae mat - severity (choice list) | EXTREME | Extreme
Floating algae mat - severity (choice list) | MILD | Mild
Floating algae mat - severity (choice list) | MODERATE | Moderate
Floating algae mat - severity (choice list) | NONE | None
Floating algae mat - severity (choice list) | SERIOUS | Serious
Floating debris - severity (choice list) | EXTREME | Extreme
Floating debris - severity (choice list) | MILD | Mild
Floating debris - severity (choice list) | MODERATE | Moderate
Floating debris - severity (choice list) | NONE | None
Floating debris - severity (choice list) | SERIOUS | Serious
Floating Detergent/Soap - Severity (choice list) | EXTREME | Extreme
Floating Detergent/Soap - Severity (choice list) | MILD | Mild
Floating Detergent/Soap - Severity (choice list) | MODERATE | Moderate
Floating Detergent/Soap - Severity (choice list) | NONE | None
Floating Detergent/Soap - Severity (choice list) | SERIOUS | Serious
Floating foam/suds - severity (choice list) | 0% | Algae cover absent
Floating foam/suds - severity (choice list) | 21-40% | Algae cover 21 - 40% of substrate
Floating foam/suds - severity (choice list) | 41-60% | Algae cover 41 - 60% of substrate
Floating foam/suds - severity (choice list) | 61-80% | Algae cover 61 - 80% of substrate
Floating foam/suds - severity (choice list) | 81-99% | Algae cover 81 - 99% of substrate
Floating foam/suds - severity (choice list) | EXTREME | Extreme
Floating foam/suds - severity (choice list) | MILD | Mild
Floating foam/suds - severity (choice list) | MODERATE | Moderate
Floating foam/suds - severity (choice list) | NONE | None
Floating foam/suds - severity (choice list) | SERIOUS | Serious
Floating Garbage Severity (choice List) | EXTREME | Extreme
Floating Garbage Severity (choice List) | MILD | Mild
Floating Garbage Severity (choice List) | MODERATE | Moderate
Floating Garbage Severity (choice List) | NONE | None
Floating Garbage Severity (choice List) | SERIOUS | Serious
Floating sewage - severity (choice list) | EXTREME | Extreme
Floating sewage - severity (choice list) | MILD | Mild
Floating sewage - severity (choice list) | MODERATE | Moderate
Floating sewage - severity (choice list) | NONE | None
Floating sewage - severity (choice list) | SERIOUS | Serious
Floating sludge - severity (choice list) | EXTREME | Extreme
Floating sludge - severity (choice list) | MILD | Mild
Floating sludge - severity (choice list) | MODERATE | Moderate
Floating sludge - severity (choice list) | NONE | None
Floating sludge - severity (choice list) | SERIOUS | Serious
Floating solids, unspecified mix (choice list) | EXTREME | Extreme
Floating solids, unspecified mix (choice list) | MILD | Mild
Floating solids, unspecified mix (choice list) | MODERATE | Moderate
Floating solids, unspecified mix (choice list) | NONE | None
Floating solids, unspecified mix (choice list) | SERIOUS | Serious
Flow, severity (choice list) | ABOVE NORMAL | Above Normal
Flow, severity (choice list) | DRY | Dry
Flow, severity (choice list) | FLOOD | Flood
Flow, severity (choice list) | INTERSITIAL | Flowing but with some reaches beneath substrate.
Flow, severity (choice list) | LOW | Low
Flow, severity (choice list) | NO FLOW | Disconnected stagnant pools/puddles without measurable flow
Flow, severity (choice list) | NORMAL | Normal
Flow, stream class (choice list) | 1 | Flow less than 1.0 CFS.
Flow, stream class (choice list) | 2 | Flow between 1 and 5 CFS.
Flow, stream class (choice list) | 3 | Flow between 5 and 10 CFS.
Flow, stream class (choice list) | 4 | Flow between 10 and 25 CFS.
Flow, stream class (choice list) | 5 | Flow between 25 and 50 CFS.
Flow, stream class (choice list) | 6 | Flow between 50 and 100 CFS.
Flow, stream class (choice list) | 7 | Flow between 100 and 250 CFS.
Flow, stream class (choice list) | 8 | Flow between 250 and 500 CFS.
Flow, stream class (choice list) | 9 | Flow above 500 CFS.
Flow, stream stage (choice list) | ABOVE NORMAL | Above Normal
Flow, stream stage (choice list) | DRY | Dry
Flow, stream stage (choice list) | FLOOD | Flood
Flow, stream stage (choice list) | INTERSTITIAL | Flowing but with some reaches beneath substrate.
Flow, stream stage (choice list) | LOW | Low
Flow, stream stage (choice list) | NO FLOW | Disconnected stagnant pools/puddles without measurable flow
Flow, stream stage (choice list) | NORMAL | Normal
Gas bubble severity (choice list) | EXTREME | Extreme
Gas bubble severity (choice list) | MILD | Mild
Gas bubble severity (choice list) | MODERATE | Moderate
Gas bubble severity (choice list) | NONE | None
Gas bubble severity (choice list) | SERIOUS | Serious
Habitat rating (choice list) | Good | Greater than or equal to the 25th percentile of ref. condit.
Habitat rating (choice list) | Poor | Less than the 25th percentile of reference condition
Habitat Type | GLIDE | self-describing
Habitat Type | POOL | self-describing
Habitat Type | RIFFLE | self-describing
Habitat Type | RUN | self-describing
Hydrograph limb (choice list) | BASE | Base
Hydrograph limb (choice list) | FALLING | Falling
Hydrograph limb (choice list) | PEAK | Peak
Hydrograph limb (choice list) | RISING | Rising
Ice cover, floating or solid - severity (choice list) | EXTREME | Extreme
Ice cover, floating or solid - severity (choice list) | MILD | Mild
Ice cover, floating or solid - severity (choice list) | MODERATE | Moderate
Ice cover, floating or solid - severity (choice list) | NONE | None
Ice cover, floating or solid - severity (choice list) | SERIOUS | Serious
Instream feature, stream substrate (choice list) | High | High
Instream feature, stream substrate (choice list) | L-grad-coar | Low-gradient coarse
Instream feature, stream substrate (choice list) | L-grad-fine | Low-gradient-fine
Lake condition (choice list) | EXCELLENT | Excellent
Lake condition (choice list) | FAIR | Fair
Lake condition (choice list) | GOOD | Good
Lake condition (choice list) | POOR | Poor
Lake physical appearance (choice list) | 1. CLEAR | 1=Crystal clear water
Lake physical appearance (choice list) | 2.LOW ALGAE | 2=Not quite crystal clear - a little algae present/visible
Lake physical appearance (choice list) | 3.MED ALGAE | 3=Definite algae green, yellow, or brown color apparent
Lake physical appearance (choice list) | 4.HIGH ALGAE | 4=High algal level with limited clarity and/or mild odor
Lake physical appearance (choice list) | 5.SEVERE ALG | 5=Severely high algae levels & scums, odors, or fish kill
Lake recreational suitability (choice list) | 1.VERY GOOD | 1=Beautiful, could not be better
Lake recreational suitability (choice list) | 2.GOOD | 2=Very minor aesthetic problem; excellent - swim and boat
Lake recreational suitability (choice list) | 3.FAIR | 3=Swimming & aesthetics slightly impaired due to algae
Lake recreational suitability (choice list) | 4.POOR | 4=Enjoyment of lake substantially reduced due to algae
Lake recreational suitability (choice list) | 5.VERY POOR | 5=Swimming & aesthetics nearly impossible due to algae
Lake suitability for recreation (choice list) | NONE | Recreation use of lake not supported
Lake suitability for recreation (choice list) | PARTIAL | Recreation use of lake partially supported
Lake suitability for recreation (choice list) | SUPPORTED | Recreational use of lake fully supported
Land form (choice list) | AF | Alluvial fan
Land form (choice list) | FP | Flood plain
Land form (choice list) | HS | Hill slope
Land form (choice list) | HT | High terrace (above flood zone, height > 10% ACW)
Land form (choice list) | LT | Low terrace (within flood zone, height <10% ACW)
Land form (choice list) | O | Other
Land form (choice list) | RF | Road fill (Rio-Rao)
Land form (choice list) | WM | Wetlands-meadow
Land form, Left (choice list) | AF | Aluvual fan
Land form, Left (choice list) | FP | Flood plain
Land form, Left (choice list) | HS | Hill slope
Land form, Left (choice list) | HT | High terrace (above flood zone)
Land form, Left (choice list) | LT | Low terrace (within flood zone)
Land form, Left (choice list) | O | Other
Land form, Left (choice list) | RF | Road fill (Rio-RAO)
Land form, Left (choice list) | WM | Wetlands-meadow
Land Form, Right (choice list) | AF | Aluvual fan
Land Form, Right (choice list) | FP | Flood plain
Land Form, Right (choice list) | HS | Hill slope
Land Form, Right (choice list) | HT | High terrace (above flood zone)
Land Form, Right (choice list) | LT | Low terrace (within flood zone)
Land Form, Right (choice list) | O | Other
Land Form, Right (choice list) | RF | Road fill (Rio-RAO)
Land Form, Right (choice list) | WM | Wetlands-meadow
Life stage (choice list) | ADULT | Individual known to be sexually mature.
Life stage (choice list) | BUDDED | Mature Plant with leaf and/or flower buds.
Life stage (choice list) | EGG | Mature ovum, spawned or unspawned, fertilized or not.
Life stage (choice list) | EXFOLIATE | Mature plant, denuded of leaves (as wintering).
Life stage (choice list) | FIRST FORM | Decapod crustacean with hard pleopods. Can copulate.
Life stage (choice list) | FIRST INSTAR | Of all instar forms, in the first third.
Life stage (choice list) | FLOWERING | Mature plant with open (reproductively active) flowers.
Life stage (choice list) | FOLIATE | Mature plant with leaves.
Life stage (choice list) | FRUITED | Mature plant, fruit or fruit bodies present.
Life stage (choice list) | GRAVID | Female with prominent ovaries. Eggs present and ripe.
Life stage (choice list) | IMWCAP | Tubificid worm. No penis sheath. Capilliform chaetae.
Life stage (choice list) | JUVENILE | Any stage between egg and adult.
Life stage (choice list) | LARVA | Immature stage between egg and pupa (or adult).
Life stage (choice list) | LARVA EXUVIA | The cast-off exoskeleton of a pupal arthropod.
Life stage (choice list) | LATE INSTAR | Of all instar forms, in the last third.
Life stage (choice list) | MID INSTAR | Of all instar forms, in the second (or middle) third.
Life stage (choice list) | MIXED | Mixed life stages, no attempt to distingish one from another
Life stage (choice list) | NAIAD | Aquatic, gill-breathing nymph (q.v.).
Life stage (choice list) | NON-GRAVID | Female with very small ovaries. Oocytes not discernible.
Life stage (choice list) | NYMPH. | Stage after hatching of insect that does not form a pupa.
Life stage (choice list) | POST LARVA | Fish between yolk absorption and juvenile.
Life stage (choice list) | PUPA | The non-feeding stage preceding adult in arthropods.
Life stage (choice list) | PUPA EXUVIA | The cast-off exoskeleton of a larval arthropod.
Life stage (choice list) | ROE PRESENT | Female with developing ovaries. Eggs discernible.
Life stage (choice list) | SECOND FORM | Decapod crustacean with soft pleopods.
Life stage (choice list) | SEED | Mature seedor fruit, fertilized or not.
Life stage (choice list) | SEEDLING | Sprouted seed, with immature leaves or leaflets.
Life stage (choice list) | SPENT | Female with empty ovaries. Eggs absent or undeveloped.
Life stage (choice list) | SUBADULT | Sexually immature but secondary sex characteristics present
Life stage (choice list) | SUBIMAGO | First of the two-winged instars of mayfly.
Life stage (choice list) | Y.O.Y. | Young of the year. Fish in its first year of life.
Life stage (choice list) | YOLK LARVA | Fish between hatching and yolk absorption.
Macrophytes covering streambed (emergent and submerged) (choice list) | 1) <1% | Macrophytes covering <1% of the streambed
Macrophytes covering streambed (emergent and submerged) (choice list) | 2) 1-25% | Macrophytes covering 1-25% of the streambed
Macrophytes covering streambed (emergent and submerged) (choice list) | 3) 26-50% | Macrophytes covering 26-50% of the streambed
Macrophytes covering streambed (emergent and submerged) (choice list) | 4) 51-75% | Macrophytes covering 51-75% of the streambed
Macrophytes covering streambed (emergent and submerged) (choice list) | 5) 76-100% | Macrophytes covering 76-100% of the streambed
Non-plankton algae severity (choice list) | EXTREME | Extreme
Non-plankton algae severity (choice list) | MILD | Mild
Non-plankton algae severity (choice list) | MODERATE | Moderate
Non-plankton algae severity (choice list) | NONE | None
Non-plankton algae severity (choice list) | SERIOUS | Serious
Odor severity (choice list) | EXTREME | Extreme
Odor severity (choice list) | MILD | Mild
Odor severity (choice list) | MODERATE | Moderate
Odor severity (choice list) | NONE | None
Odor severity (choice list) | SERIOUS | Serious
Oil and Grease, surface slick/sheen - severity (choice list) | EXTREME | Extreme
Oil and Grease, surface slick/sheen - severity (choice list) | MILD | Mild
Oil and Grease, surface slick/sheen - severity (choice list) | MODERATE | Moderate
Oil and Grease, surface slick/sheen - severity (choice list) | NONE | None
Oil and Grease, surface slick/sheen - severity (choice list) | SERIOUS | Serious
Periphyton, substrate rock/bank encrustation (choice list) | 0% | Periphyton encrustation absent
Periphyton, substrate rock/bank encrustation (choice list) | 1-20% | Periphyton encrustation 1 - 20% of substrate
Periphyton, substrate rock/bank encrustation (choice list) | 100% | Periphyton encrustation 100% of substrate
Periphyton, substrate rock/bank encrustation (choice list) | 21-40% | Periphyton encrustation 21 - 40% of substrate
Periphyton, substrate rock/bank encrustation (choice list) | 41-60% | Periphyton encrustation 41 - 60% of substrate
Periphyton, substrate rock/bank encrustation (choice list) | 61-80% | Periphyton encrustation 61 - 80% of substrate
Periphyton, substrate rock/bank encrustation (choice list) | 81-99% | Periphyton encrustation 81 - 99% of substrate
Precipitation 24hr prior to monitoring event (choice list) | NO | No
Precipitation 24hr prior to monitoring event (choice list) | YES | Yes
Precipitation 48hr prior to monitoring event (choice list) | NO | No
Precipitation 48hr prior to monitoring event (choice list) | YES | Yes
Precipitation during activity (choice list) | NO | No
Precipitation during activity (choice list) | YES | Yes
Primary/ Secondary surrounding landuse (choice list) | AG | Agricultural
Primary/ Secondary surrounding landuse (choice list) | AG/MI | Agricultural and Mining
Primary/ Secondary surrounding landuse (choice list) | CC | Clear-cut forest (<10 years since harvest)
Primary/ Secondary surrounding landuse (choice list) | FF | Forest fire
Primary/ Secondary surrounding landuse (choice list) | HG | Heavy grazing pressure (trampled)
Primary/ Secondary surrounding landuse (choice list) | IN | Industrial
Primary/ Secondary surrounding landuse (choice list) | LG | Light grazing pressure (cow pies/not trampled)
Primary/ Secondary surrounding landuse (choice list) | MI | Mining
Primary/ Secondary surrounding landuse (choice list) | MT | Mature timber (at least 40 years, since harvest or disturb)
Primary/ Secondary surrounding landuse (choice list) | OG | Old growth forest
Primary/ Secondary surrounding landuse (choice list) | RR | Rural residential
Primary/ Secondary surrounding landuse (choice list) | SC | Selective cut (partial removal of large trees)
Primary/ Secondary surrounding landuse (choice list) | SG | Second growth forest (10-40 years since harvest)
Primary/ Secondary surrounding landuse (choice list) | UR | Urban
RBP Bank Stability, Left (choice list) | 30%-60% | 30%-60% - Self describing.
RBP Bank Stability, Left (choice list) | 5-30% | 5-30% - Self describing.
RBP Bank Stability, Left (choice list) | Greater-60% | >60% - Self describing.
RBP Bank Stability, Left (choice list) | Less-5% | <5% - Self describing.
RBP Bank Stability, Right (choice list) | 30%-60% | 30%-60% - Self describing.
RBP Bank Stability, Right (choice list) | 5-30% | 5-30% - Self describing.
RBP Bank Stability, Right (choice list) | Greater-60% | >60% - Self describing.
RBP Bank Stability, Right (choice list) | Less-5% | <5% - Self describing.
RBP Bank Vegetative Protection, Left (choice list) | 50-70% | 50-70% - Self describing.
RBP Bank Vegetative Protection, Left (choice list) | 70-90% | 70-90% - Self describing.
RBP Bank Vegetative Protection, Left (choice list) | Greater-90% | >90% - Self describing.
RBP Bank Vegetative Protection, Left (choice list) | Less-50% | <50% - Self describing.
RBP Bank Vegetative Protection, Right (choice list) | 50-70% | 50-70% - Self describing.
RBP Bank Vegetative Protection, Right (choice list) | 70-90% | 70-90% - Self describing.
RBP Bank Vegetative Protection, Right (choice list) | Greater-90% | >90% - Self describing.
RBP Bank Vegetative Protection, Right (choice list) | Less-50% | <50% - Self describing.
RBP Bank Vegetative Stability, Left (choice list) | 12-18M | 12-18M - Self describing.
RBP Bank Vegetative Stability, Left (choice list) | 6-12M | 6-12M - Self describing.
RBP Bank Vegetative Stability, Left (choice list) | Less-6MV | <6MV - Self describing.
RBP Bank Vegetative Stability, Left (choice list) | W>18M | W>18M - Self describing.
RBP Bank Vegetative Stability, Right (choice list) | 12-18M | 12-18M - Self describing.
RBP Bank Vegetative Stability, Right (choice list) | 6-12M | 6-12M - Self describing.
RBP Bank Vegetative Stability, Right (choice list) | Less-6M | <6M - Self describing.
RBP Bank Vegetative Stability, Right (choice list) | W>18M | W>18M - Self describing.
RBP Bottom Substrate (choice list) | 10-30% MIXED | 10-30% MIXED - Self describing.
RBP Bottom Substrate (choice list) | 30-50% MIXED | 30-50% MIXED - Self describing.
RBP Bottom Substrate (choice list) | 50% MIXED | 50% MIXED - Self describing.
RBP Bottom Substrate (choice list) | Less-10% MIX | <10% MIXED - Self describing.
RBP Canopy Cover (choice list) | OPEN | OPEN - Self describing.
RBP Canopy Cover (choice list) | PARTLY OPEN | PARTLY OPEN - Self describing.
RBP Canopy Cover (choice list) | PARTLY SHADE | PARTLY SHADE - Self describing.
RBP Canopy Cover (choice list) | SHADED | SHADED - Self describing.
RBP Channel Alteration (choice list) | 40-80% | 40-80% - Self describing.
RBP Channel Alteration (choice list) | Greater-80% | >80% - Self describing.
RBP Channel Alteration (choice list) | Less-40% | <40% - Self describing.
RBP Channel Alteration (choice list) | MINIMAL | MINIMAL - Self describing.
RBP Channel Flow Status (choice list) | 25-75% | 25-75% - Self describing.
RBP Channel Flow Status (choice list) | Greater-75% | >75% - Self describing.
RBP Channel Flow Status (choice list) | Less-25% | <25% - Self describing.
RBP Channel Flow Status (choice list) | MINIMAL EXP. | MINIMAL EXP. - Self describing.
RBP Channel Sinuosity (choice list) | 2-3X | 2-3X - Self describing.
RBP Channel Sinuosity (choice list) | 2X | 2X - Self describing.
RBP Channel Sinuosity (choice list) | 3-4X | 3-4X - Self describing.
RBP Channel Sinuosity (choice list) | CHANNELIZED | CHANNELIZED - Self describing.
RBP Channelized Y/N (choice list) | NO | NO - Self describing.
RBP Channelized Y/N (choice list) | YES | YES - Self describing.
RBP Embeddedness (choice list) | 25-50% GRAVL | 25-50% GRAVL - Self describing.
RBP Embeddedness (choice list) | 50-75% GRAVL | 50-75% GRAVL - Self describing.
RBP Embeddedness (choice list) | Greater-75%G | >75% GRAVL - Self describing.
RBP Embeddedness (choice list) | Less-25% GRA | <25% GRAVL - Self describing.
RBP Epifaunal Substrate (choice list) | CLAY/BEDROCK | CLAY/BEDROCK - Self describing.
RBP Epifaunal Substrate (choice list) | GRAVEL/SAND | GRAVEL/SAND - Self describing.
RBP Epifaunal Substrate (choice list) | MUD/CLAY | MUD/CLAY - Self describing.
RBP Epifaunal Substrate (choice list) | SAND/MUD/CLA | SAND/MUD/CLA - Self describing.
RBP Frequency of Riffles (choice list) | Marg 6-10 | Marginal 6-10
RBP Frequency of Riffles (choice list) | Opt 16-20 | Optimal 16-20
RBP Frequency of Riffles (choice list) | POOR 0-5 | Poor 0-5
RBP Frequency of Riffles (choice list) | Subop 11-15 | Suboptimal 11-15
RBP Instream Cover (choice list) | 10-30% MIXED | 10-30% MIXED - Self describing.
RBP Instream Cover (choice list) | 30-50% MIXED | 30-50% MIXED - Self describing.
RBP Instream Cover (choice list) | 50% MIXED | 50% MIXED - Self describing.
RBP Instream Cover (choice list) | Less-10% MIX | <10% MIXED - Self describing.
RBP Local Watershed Erosion (choice list) | HEAVY | Heavy erosion
RBP Local Watershed Erosion (choice list) | MODERATE | Moderate erosion
RBP Local Watershed Erosion (choice list) | NONE | No erosion
RBP Local Watershed NPS Pollution (choice list) | NO EVIDENCE | No evidence of NPS pollution
RBP Local Watershed NPS Pollution (choice list) | OBV. SOURCES | Obvious sources of NPS pollution
RBP Local Watershed NPS Pollution (choice list) | POT. SOURCES | Some potential sources of NPS pollution
RBP Pool Substrate (choice list) | CLAY/BEDROCK | CLAY/BEDROCK - Self describing.
RBP Pool Substrate (choice list) | GRAV/SND/VEG | GRAV/SND/VEG - Self describing.
RBP Pool Substrate (choice list) | MUD/CLAY/SND | MUD/CLAY/SND - Self describing.
RBP Pool Substrate (choice list) | SAND/MUD/CLA | SAND/MUD/CLA - Self describing.
RBP Pool Variability (choice list) | LARGE/DEEP | LARGE/DEEP - Self describing.
RBP Pool Variability (choice list) | MIXED | MIXED - Self describing.
RBP Pool Variability (choice list) | SHALLOW | SHALLOW - Self describing.
RBP Pool Variability (choice list) | SMALL/NONE | SMALL/NONE - Self describing.
RBP Predominant Surrounding Land Use (choice list) | AGRICULTURE | AGRICULTURE - Self describing.
RBP Predominant Surrounding Land Use (choice list) | COMMERCIAL | COMMERCIAL - Self describing.
RBP Predominant Surrounding Land Use (choice list) | FIELD | FIELD - Self describing.
RBP Predominant Surrounding Land Use (choice list) | FOREST | FOREST - Self describing.
RBP Predominant Surrounding Land Use (choice list) | INDUSTRIAL | Field or Pasture
RBP Predominant Surrounding Land Use (choice list) | OTHER | Other landuse - use Result Comment field
RBP Predominant Surrounding Land Use (choice list) | RESIDENTIAL | RESIDENTIAL - Self describing.
RBP Sediment Deposition (choice list) | 30-50% | 30-50% - Self describing.
RBP Sediment Deposition (choice list) | 5-30% | 5-30% - Self describing.
RBP Sediment Deposition (choice list) | Greater-50% | >50% - Self describing.
RBP Sediment Deposition (choice list) | Less-5% | <5% - Self describing.
RBP Sediment Odors (choice list) | ANAEROBIC | ANAEROBIC - Self describing.
RBP Sediment Odors (choice list) | CHEMICAL | CHEMICAL - Self describing.
RBP Sediment Odors (choice list) | NONE | NONE - Self describing.
RBP Sediment Odors (choice list) | NORMAL | NORMAL - Self describing.
RBP Sediment Odors (choice list) | PETROLEUM | PETROLEUM - Self describing.
RBP Sediment Odors (choice list) | SEWAGE | SEWAGE - Self describing.
RBP Sediment Oils (choice list) | ABSENT | ABSENT - Self describing.
RBP Sediment Oils (choice list) | MODERATE | MODERATE - Self describing.
RBP Sediment Oils (choice list) | PROFUSE | PROFUSE - Self describing.
RBP Sediment Oils (choice list) | SLIGHT | SLIGHT - Self describing.
RBP Stream Type (choice list) | COLDWATER | COLDWATER - Self describing.
RBP Stream Type (choice list) | WARMWATER | WARMWATER - Self describing.
RBP Turbidity Code (choice list) | CLEAR | CLEAR - Self describing.
RBP Turbidity Code (choice list) | OPAQUE | OPAQUE - Self describing.
RBP Turbidity Code (choice list) | SLIGHT TRUB. | SLIGHT TRUB. - Self describing.
RBP Turbidity Code (choice list) | TURBID | TURBID - Self describing.
RBP Undersides of Loose Stones Black Y/N (choice list) | NO | NO - Self describing.
RBP Undersides of Loose Stones Black Y/N (choice list) | YES | YES - Self describing.
RBP Water Odors (choice list) | CHEMICAL | CHEMICAL - Self describing.
RBP Water Odors (choice list) | NONE | NONE - Self describing.
RBP Water Odors (choice list) | NORMAL | NORMAL - Self describing.
RBP Water Odors (choice list) | OTHER | OTHER - Self describing.
RBP Water Odors (choice list) | PETROLEUM | PETROLEUM - Self describing.
RBP Water Odors (choice list) | SEWAGE | SEWAGE - Self describing.
RBP Water Surface Oils (choice list) | FLOCKS | FLOCKS - Self describing.
RBP Water Surface Oils (choice list) | GLOBS | GLOBS - Self describing.
RBP Water Surface Oils (choice list) | NONE | NONE - Self describing.
RBP Water Surface Oils (choice list) | SHEEN | SHEEN - Self describing.
RBP Water Surface Oils (choice list) | SLICK | SLICK - Self describing.
RBP2, Aquatic Vegetation, Dominant Type & Species (choice list) | ATTACHED ALG | Attached algae (use Result Comment for species list)
RBP2, Aquatic Vegetation, Dominant Type & Species (choice list) | FLOATING ALG | Floating algae (use Result Comment for species list)
RBP2, Aquatic Vegetation, Dominant Type & Species (choice list) | FREE FLOATIN | Free floating (use Result Comment for species list)
RBP2, Aquatic Vegetation, Dominant Type & Species (choice list) | ROOTED EMERG | Rooted emergent (use Result Comment for species list)
RBP2, Aquatic Vegetation, Dominant Type & Species (choice list) | ROOTED FLOAT | Rooted floating (use Result Comment for species list)
RBP2, Aquatic Vegetation, Dominant Type & Species (choice list) | ROOTED SUBME | Rooted submergent (use Result Comment for species list)
RBP2, High G, Bank Stability, Left Bank (choice list) | 0 | Poor, Unstable, many eroded areas, 60-100% bank affected
RBP2, High G, Bank Stability, Left Bank (choice list) | 1 | Poor, Unstable, many eroded areas, 60-100% bank affected
RBP2, High G, Bank Stability, Left Bank (choice list) | 2 | Poor, Unstable, many eroded areas, 60-100% bank affected
RBP2, High G, Bank Stability, Left Bank (choice list) | 3 | Poor, Unstable, many eroded areas, 60-100% bank affected
RBP2, High G, Bank Stability, Left Bank (choice list) | 4 | Poor, Unstable, many eroded areas, 60-100% bank affected
RBP2, High G, Bank Stability, Left Bank (choice list) | 5 | Poor, Unstable, many eroded areas, 60-100% bank affected
RBP2, High G, Bank Stability, Left Bank (choice list) | 6 | Marginal, Moderately unstable 30-60% of bank affected
RBP2, High G, Bank Stability, Left Bank (choice list) | 7 | Marginal, Moderately unstable 30-60% of bank affected
RBP2, High G, Bank Stability, Left Bank (choice list) | 8 | Marginal, Moderately unstable 30-60% of bank affected
RBP2, High G, Bank Stability, Left Bank (choice list) | 9 | Marginal, Moderately unstable 30-60% of bank affected
RBP2, High G, Bank Stability, Left Bank (choice list) | 10 | Marginal, Moderately unstable 30-60% of bank affected
RBP2, High G, Bank Stability, Left Bank (choice list) | 11 | Suboptimal, Moderately stable, infrequent erosion evident
RBP2, High G, Bank Stability, Left Bank (choice list) | 12 | Suboptimal, Moderately stable, infrequent erosion evident
RBP2, High G, Bank Stability, Left Bank (choice list) | 13 | Suboptimal, Moderately stable, infrequent erosion evident
RBP2, High G, Bank Stability, Left Bank (choice list) | 14 | Suboptimal, Moderately stable, infrequent erosion evident
RBP2, High G, Bank Stability, Left Bank (choice list) | 15 | Suboptimal, Moderately stable, infrequent erosion evident
RBP2, High G, Bank Stability, Left Bank (choice list) | 16 | Optimal, Banks stable, evidence of erosion absent
RBP2, High G, Bank Stability, Left Bank (choice list) | 17 | Optimal, Banks stable, evidence of erosion absent
RBP2, High G, Bank Stability, Left Bank (choice list) | 18 | Optimal, Banks stable, evidence of erosion absent
RBP2, High G, Bank Stability, Left Bank (choice list) | 19 | Optimal, Banks stable, evidence of erosion absent
RBP2, High G, Bank Stability, Left Bank (choice list) | 20 | Optimal, Banks stable, evidence of erosion absent
RBP2, High G, Bank Stability, Right Bank (choice list) | 0 | Poor, Unstable, many eroded areas, 60-100% bank affected
RBP2, High G, Bank Stability, Right Bank (choice list) | 1 | Poor, Unstable, many eroded areas, 60-100% bank affected
RBP2, High G, Bank Stability, Right Bank (choice list) | 2 | Poor, Unstable, many eroded areas, 60-100% bank affected
RBP2, High G, Bank Stability, Right Bank (choice list) | 3 | Poor, Unstable, many eroded areas, 60-100% bank affected
RBP2, High G, Bank Stability, Right Bank (choice list) | 4 | Poor, Unstable, many eroded areas, 60-100% bank affected
RBP2, High G, Bank Stability, Right Bank (choice list) | 5 | Poor, Unstable, many eroded areas, 60-100% bank affected
RBP2, High G, Bank Stability, Right Bank (choice list) | 6 | Marginal, Moderately unstable 30-60% of bank affected
RBP2, High G, Bank Stability, Right Bank (choice list) | 7 | Marginal, Moderately unstable 30-60% of bank affected
RBP2, High G, Bank Stability, Right Bank (choice list) | 8 | Marginal, Moderately unstable 30-60% of bank affected
RBP2, High G, Bank Stability, Right Bank (choice list) | 9 | Marginal, Moderately unstable 30-60% of bank affected
RBP2, High G, Bank Stability, Right Bank (choice list) | 10 | Marginal, Moderately unstable 30-60% of bank affected
RBP2, High G, Bank Stability, Right Bank (choice list) | 11 | Suboptimal, Moderately stable, infrequent erosion evident
RBP2, High G, Bank Stability, Right Bank (choice list) | 12 | Suboptimal, Moderately stable, infrequent erosion evident
RBP2, High G, Bank Stability, Right Bank (choice list) | 13 | Suboptimal, Moderately stable, infrequent erosion evident
RBP2, High G, Bank Stability, Right Bank (choice list) | 14 | Suboptimal, Moderately stable, infrequent erosion evident
RBP2, High G, Bank Stability, Right Bank (choice list) | 15 | Suboptimal, Moderately stable, infrequent erosion evident
RBP2, High G, Bank Stability, Right Bank (choice list) | 16 | Optimal, Banks stable, evidence of erosion absent
RBP2, High G, Bank Stability, Right Bank (choice list) | 17 | Optimal, Banks stable, evidence of erosion absent
RBP2, High G, Bank Stability, Right Bank (choice list) | 18 | Optimal, Banks stable, evidence of erosion absent
RBP2, High G, Bank Stability, Right Bank (choice list) | 19 | Optimal, Banks stable, evidence of erosion absent
RBP2, High G, Bank Stability, Right Bank (choice list) | 20 | Optimal, Banks stable, evidence of erosion absent
RBP2, High G, Channel Alteration (choice list) | 0 | Poor, Banks shored with gabion or cement, >80% affected
RBP2, High G, Channel Alteration (choice list) | 1 | Poor, Banks shored with gabion or cement, >80% affected
RBP2, High G, Channel Alteration (choice list) | 2 | Poor, Banks shored with gabion or cement, >80% affected
RBP2, High G, Channel Alteration (choice list) | 3 | Poor, Banks shored with gabion or cement, >80% affected
RBP2, High G, Channel Alteration (choice list) | 4 | Poor, Banks shored with gabion or cement, >80% affected
RBP2, High G, Channel Alteration (choice list) | 5 | Poor, Banks shored with gabion or cement, >80% affected
RBP2, High G, Channel Alteration (choice list) | 6 | Marginal, Channelization may be extensive, 40-80% affected
RBP2, High G, Channel Alteration (choice list) | 7 | Marginal, Channelization may be extensive, 40-80% affected
RBP2, High G, Channel Alteration (choice list) | 8 | Marginal, Channelization may be extensive, 40-80% affected
RBP2, High G, Channel Alteration (choice list) | 9 | Marginal, Channelization may be extensive, 40-80% affected
RBP2, High G, Channel Alteration (choice list) | 10 | Marginal, Channelization may be extensive, 40-80% affected
RBP2, High G, Channel Alteration (choice list) | 11 | Suboptimal, Some channelization present
RBP2, High G, Channel Alteration (choice list) | 12 | Suboptimal, Some channelization present
RBP2, High G, Channel Alteration (choice list) | 13 | Suboptimal, Some channelization present
RBP2, High G, Channel Alteration (choice list) | 14 | Suboptimal, Some channelization present
RBP2, High G, Channel Alteration (choice list) | 15 | Suboptimal, Some channelization present
RBP2, High G, Channel Alteration (choice list) | 16 | Optimal, Channelization or dredging absent
RBP2, High G, Channel Alteration (choice list) | 17 | Optimal, Channelization or dredging absent
RBP2, High G, Channel Alteration (choice list) | 18 | Optimal, Channelization or dredging absent
RBP2, High G, Channel Alteration (choice list) | 19 | Optimal, Channelization or dredging absent
RBP2, High G, Channel Alteration (choice list) | 20 | Optimal, Channelization or dredging absent
RBP2, High G, Channel Flow Status (choice list) | 0 | Poor, Water present, mostly in standing pools
RBP2, High G, Channel Flow Status (choice list) | 1 | Poor, Water present, mostly in standing pools
RBP2, High G, Channel Flow Status (choice list) | 2 | Poor, Water present, mostly in standing pools
RBP2, High G, Channel Flow Status (choice list) | 3 | Poor, Water present, mostly in standing pools
RBP2, High G, Channel Flow Status (choice list) | 4 | Poor, Water present, mostly in standing pools
RBP2, High G, Channel Flow Status (choice list) | 5 | Poor, Water present, mostly in standing pools
RBP2, High G, Channel Flow Status (choice list) | 6 | Marginal, Water fills 25-75% of available channel
RBP2, High G, Channel Flow Status (choice list) | 7 | Marginal, Water fills 25-75% of available channel
RBP2, High G, Channel Flow Status (choice list) | 8 | Marginal, Water fills 25-75% of available channel
RBP2, High G, Channel Flow Status (choice list) | 9 | Marginal, Water fills 25-75% of available channel
RBP2, High G, Channel Flow Status (choice list) | 10 | Marginal, Water fills 25-75% of available channel
RBP2, High G, Channel Flow Status (choice list) | 11 | Suboptimal, Water fills >75% of available channel
RBP2, High G, Channel Flow Status (choice list) | 12 | Suboptimal, Water fills >75% of available channel
RBP2, High G, Channel Flow Status (choice list) | 13 | Suboptimal, Water fills >75% of available channel
RBP2, High G, Channel Flow Status (choice list) | 14 | Suboptimal, Water fills >75% of available channel
RBP2, High G, Channel Flow Status (choice list) | 15 | Suboptimal, Water fills >75% of available channel
RBP2, High G, Channel Flow Status (choice list) | 16 | Optimal, Water reaches base of both banks
RBP2, High G, Channel Flow Status (choice list) | 17 | Optimal, Water reaches base of both banks
RBP2, High G, Channel Flow Status (choice list) | 18 | Optimal, Water reaches base of both banks
RBP2, High G, Channel Flow Status (choice list) | 19 | Optimal, Water reaches base of both banks
RBP2, High G, Channel Flow Status (choice list) | 20 | Optimal, Water reaches base of both banks
RBP2, High G, Embeddedness (choice list) | 0 | Gravel, cobble, etc., are >75% surrounded by fine sediment
RBP2, High G, Embeddedness (choice list) | 1 | Gravel, cobble, etc., are >75% surrounded by fine sediment
RBP2, High G, Embeddedness (choice list) | 2 | Gravel, cobble, etc., are >75% surrounded by fine sediment
RBP2, High G, Embeddedness (choice list) | 3 | Gravel, cobble, etc., are >75% surrounded by fine sediment
RBP2, High G, Embeddedness (choice list) | 4 | Gravel, cobble, etc., are >75% surrounded by fine sediment
RBP2, High G, Embeddedness (choice list) | 5 | Gravel, cobble, etc., are >75% surrounded by fine sediment
RBP2, High G, Embeddedness (choice list) | 6 | Gravel, cobble, etc., are 50-75% surrounded by fine sediment
RBP2, High G, Embeddedness (choice list) | 7 | Gravel, cobble, etc., are 50-75% surrounded by fine sediment
RBP2, High G, Embeddedness (choice list) | 8 | Gravel, cobble, etc., are 50-75% surrounded by fine sediment
RBP2, High G, Embeddedness (choice list) | 9 | Gravel, cobble, etc., are 50-75% surrounded by fine sediment
RBP2, High G, Embeddedness (choice list) | 10 | Gravel, cobble, etc., are 50-75% surrounded by fine sediment
RBP2, High G, Embeddedness (choice list) | 11 | Gravel, cobble, etc., are 25-50% surrounded by fine sediment
RBP2, High G, Embeddedness (choice list) | 12 | Gravel, cobble, etc., are 25-50% surrounded by fine sediment
RBP2, High G, Embeddedness (choice list) | 13 | Gravel, cobble, etc., are 25-50% surrounded by fine sediment
RBP2, High G, Embeddedness (choice list) | 14 | Gravel, cobble, etc., are 25-50% surrounded by fine sediment
RBP2, High G, Embeddedness (choice list) | 15 | Gravel, cobble, etc., are 25-50% surrounded by fine sediment
RBP2, High G, Embeddedness (choice list) | 16 | Gravel, cobble, etc., are 0-25% surrounded by fine sediment
RBP2, High G, Embeddedness (choice list) | 17 | Gravel, cobble, etc., are 0-25% surrounded by fine sediment
RBP2, High G, Embeddedness (choice list) | 18 | Gravel, cobble, etc., are 0-25% surrounded by fine sediment
RBP2, High G, Embeddedness (choice list) | 19 | Gravel, cobble, etc., are 0-25% surrounded by fine sediment
RBP2, High G, Embeddedness (choice list) | 20 | Gravel, cobble, etc., are 0-25% surrounded by fine sediment
RBP2, High G, Epifaunal Substrate/Available Cover (choice list) | 0 | Poor, Less than 20% stable habitat for colonization
RBP2, High G, Epifaunal Substrate/Available Cover (choice list) | 1 | Poor, Less than 20% stable habitat for colonization
RBP2, High G, Epifaunal Substrate/Available Cover (choice list) | 2 | Poor, Less than 20% stable habitat for colonization
RBP2, High G, Epifaunal Substrate/Available Cover (choice list) | 3 | Poor, Less than 20% stable habitat for colonization
RBP2, High G, Epifaunal Substrate/Available Cover (choice list) | 4 | Poor, Less than 20% stable habitat for colonization
RBP2, High G, Epifaunal Substrate/Available Cover (choice list) | 5 | Poor, Less than 20% stable habitat for colonization
RBP2, High G, Epifaunal Substrate/Available Cover (choice list) | 6 | Marginal, 20-40% mix of stable habitat for colonization
RBP2, High G, Epifaunal Substrate/Available Cover (choice list) | 7 | Marginal, 20-40% mix of stable habitat for colonization
RBP2, High G, Epifaunal Substrate/Available Cover (choice list) | 8 | Marginal, 20-40% mix of stable habitat for colonization
RBP2, High G, Epifaunal Substrate/Available Cover (choice list) | 9 | Marginal, 20-40% mix of stable habitat for colonization
RBP2, High G, Epifaunal Substrate/Available Cover (choice list) | 10 | Marginal, 20-40% mix of stable habitat for colonization
RBP2, High G, Epifaunal Substrate/Available Cover (choice list) | 11 | Suboptimal, 40-70% mix of stable habitat for colonization
RBP2, High G, Epifaunal Substrate/Available Cover (choice list) | 12 | Suboptimal, 40-70% mix of stable habitat for colonization
RBP2, High G, Epifaunal Substrate/Available Cover (choice list) | 13 | Suboptimal, 40-70% mix of stable habitat for colonization
RBP2, High G, Epifaunal Substrate/Available Cover (choice list) | 14 | Suboptimal, 40-70% mix of stable habitat for colonization
RBP2, High G, Epifaunal Substrate/Available Cover (choice list) | 15 | Suboptimal, 40-70% mix of stable habitat for colonization
RBP2, High G, Epifaunal Substrate/Available Cover (choice list) | 16 | Optimal, > 70% of substrate favorable for colonization
RBP2, High G, Epifaunal Substrate/Available Cover (choice list) | 17 | Optimal, > 70% of substrate favorable for colonization
RBP2, High G, Epifaunal Substrate/Available Cover (choice list) | 18 | Optimal, > 70% of substrate favorable for colonization
RBP2, High G, Epifaunal Substrate/Available Cover (choice list) | 19 | Optimal, > 70% of substrate favorable for colonization
RBP2, High G, Epifaunal Substrate/Available Cover (choice list) | 20 | Optimal, > 70% of substrate favorable for colonization
RBP2, High G, Frequency of Riffles (or bends) (choice list) | 0 | Poor, Generally all flat water or shallow riffles
RBP2, High G, Frequency of Riffles (or bends) (choice list) | 1 | Poor, Generally all flat water or shallow riffles
RBP2, High G, Frequency of Riffles (or bends) (choice list) | 2 | Poor, Generally all flat water or shallow riffles
RBP2, High G, Frequency of Riffles (or bends) (choice list) | 3 | Poor, Generally all flat water or shallow riffles
RBP2, High G, Frequency of Riffles (or bends) (choice list) | 4 | Poor, Generally all flat water or shallow riffles
RBP2, High G, Frequency of Riffles (or bends) (choice list) | 5 | Poor, Generally all flat water or shallow riffles
RBP2, High G, Frequency of Riffles (or bends) (choice list) | 6 | Marginal, Occasional riffle or bend
RBP2, High G, Frequency of Riffles (or bends) (choice list) | 7 | Marginal, Occasional riffle or bend
RBP2, High G, Frequency of Riffles (or bends) (choice list) | 8 | Marginal, Occasional riffle or bend
RBP2, High G, Frequency of Riffles (or bends) (choice list) | 9 | Marginal, Occasional riffle or bend
RBP2, High G, Frequency of Riffles (or bends) (choice list) | 10 | Marginal, Occasional riffle or bend
RBP2, High G, Frequency of Riffles (or bends) (choice list) | 11 | Suboptimal, Occurrence of riffles infrequent
RBP2, High G, Frequency of Riffles (or bends) (choice list) | 12 | Suboptimal, Occurrence of riffles infrequent
RBP2, High G, Frequency of Riffles (or bends) (choice list) | 13 | Suboptimal, Occurrence of riffles infrequent
RBP2, High G, Frequency of Riffles (or bends) (choice list) | 14 | Suboptimal, Occurrence of riffles infrequent
RBP2, High G, Frequency of Riffles (or bends) (choice list) | 15 | Suboptimal, Occurrence of riffles infrequent
RBP2, High G, Frequency of Riffles (or bends) (choice list) | 16 | Optimal, Occurrence of riffles relatively frequent
RBP2, High G, Frequency of Riffles (or bends) (choice list) | 17 | Optimal, Occurrence of riffles relatively frequent
RBP2, High G, Frequency of Riffles (or bends) (choice list) | 18 | Optimal, Occurrence of riffles relatively frequent
RBP2, High G, Frequency of Riffles (or bends) (choice list) | 19 | Optimal, Occurrence of riffles relatively frequent
RBP2, High G, Frequency of Riffles (or bends) (choice list) | 20 | Optimal, Occurrence of riffles relatively frequent
RBP2, High G, Riparian Vegetative Zone Width, Left Bank (choice list) | 0 | Poor, Width of riparian zone <6 m
RBP2, High G, Riparian Vegetative Zone Width, Left Bank (choice list) | 1 | Poor, Width of riparian zone <6 m
RBP2, High G, Riparian Vegetative Zone Width, Left Bank (choice list) | 2 | Poor, Width of riparian zone <6 m
RBP2, High G, Riparian Vegetative Zone Width, Left Bank (choice list) | 3 | Poor, Width of riparian zone <6 m
RBP2, High G, Riparian Vegetative Zone Width, Left Bank (choice list) | 4 | Poor, Width of riparian zone <6 m
RBP2, High G, Riparian Vegetative Zone Width, Left Bank (choice list) | 5 | Poor, Width of riparian zone <6 m
RBP2, High G, Riparian Vegetative Zone Width, Left Bank (choice list) | 6 | Marginal, Width of riparian zone 6-12 m
RBP2, High G, Riparian Vegetative Zone Width, Left Bank (choice list) | 7 | Marginal, Width of riparian zone 6-12 m
RBP2, High G, Riparian Vegetative Zone Width, Left Bank (choice list) | 8 | Marginal, Width of riparian zone 6-12 m
RBP2, High G, Riparian Vegetative Zone Width, Left Bank (choice list) | 9 | Marginal, Width of riparian zone 6-12 m
RBP2, High G, Riparian Vegetative Zone Width, Left Bank (choice list) | 10 | Marginal, Width of riparian zone 6-12 m
RBP2, High G, Riparian Vegetative Zone Width, Left Bank (choice list) | 11 | Suboptimal, Width of riparian zone 12-18 m
RBP2, High G, Riparian Vegetative Zone Width, Left Bank (choice list) | 12 | Suboptimal, Width of riparian zone 12-18 m
RBP2, High G, Riparian Vegetative Zone Width, Left Bank (choice list) | 13 | Suboptimal, Width of riparian zone 12-18 m
RBP2, High G, Riparian Vegetative Zone Width, Left Bank (choice list) | 14 | Suboptimal, Width of riparian zone 12-18 m
RBP2, High G, Riparian Vegetative Zone Width, Left Bank (choice list) | 15 | Suboptimal, Width of riparian zone 12-18 m
RBP2, High G, Riparian Vegetative Zone Width, Left Bank (choice list) | 16 | Optimal, Width of ripian zone >18 m
RBP2, High G, Riparian Vegetative Zone Width, Left Bank (choice list) | 17 | Optimal, Width of ripian zone >18 m
RBP2, High G, Riparian Vegetative Zone Width, Left Bank (choice list) | 18 | Optimal, Width of ripian zone >18 m
RBP2, High G, Riparian Vegetative Zone Width, Left Bank (choice list) | 19 | Optimal, Width of ripian zone >18 m
RBP2, High G, Riparian Vegetative Zone Width, Left Bank (choice list) | 20 | Optimal, Width of ripian zone >18 m
RBP2, High G, Riparian Vegetative Zone Width, Right Bank (choice list) | 0 | Poor, Width of riparian zone <6 m
RBP2, High G, Riparian Vegetative Zone Width, Right Bank (choice list) | 1 | Poor, Width of riparian zone <6 m
RBP2, High G, Riparian Vegetative Zone Width, Right Bank (choice list) | 2 | Poor, Width of riparian zone <6 m
RBP2, High G, Riparian Vegetative Zone Width, Right Bank (choice list) | 3 | Poor, Width of riparian zone <6 m
RBP2, High G, Riparian Vegetative Zone Width, Right Bank (choice list) | 4 | Poor, Width of riparian zone <6 m
RBP2, High G, Riparian Vegetative Zone Width, Right Bank (choice list) | 5 | Poor, Width of riparian zone <6 m
RBP2, High G, Riparian Vegetative Zone Width, Right Bank (choice list) | 6 | Marginal, Width of riparian zone 6-12 m
RBP2, High G, Riparian Vegetative Zone Width, Right Bank (choice list) | 7 | Marginal, Width of riparian zone 6-12 m
RBP2, High G, Riparian Vegetative Zone Width, Right Bank (choice list) | 8 | Marginal, Width of riparian zone 6-12 m
RBP2, High G, Riparian Vegetative Zone Width, Right Bank (choice list) | 9 | Marginal, Width of riparian zone 6-12 m
RBP2, High G, Riparian Vegetative Zone Width, Right Bank (choice list) | 10 | Marginal, Width of riparian zone 6-12 m
RBP2, High G, Riparian Vegetative Zone Width, Right Bank (choice list) | 11 | Suboptimal, Width of riparian zone 12-18 m
RBP2, High G, Riparian Vegetative Zone Width, Right Bank (choice list) | 12 | Suboptimal, Width of riparian zone 12-18 m
RBP2, High G, Riparian Vegetative Zone Width, Right Bank (choice list) | 13 | Suboptimal, Width of riparian zone 12-18 m
RBP2, High G, Riparian Vegetative Zone Width, Right Bank (choice list) | 14 | Suboptimal, Width of riparian zone 12-18 m
RBP2, High G, Riparian Vegetative Zone Width, Right Bank (choice list) | 15 | Suboptimal, Width of riparian zone 12-18 m
RBP2, High G, Riparian Vegetative Zone Width, Right Bank (choice list) | 16 | Optimal, Width of ripian zone >18 m
RBP2, High G, Riparian Vegetative Zone Width, Right Bank (choice list) | 17 | Optimal, Width of ripian zone >18 m
RBP2, High G, Riparian Vegetative Zone Width, Right Bank (choice list) | 18 | Optimal, Width of ripian zone >18 m
RBP2, High G, Riparian Vegetative Zone Width, Right Bank (choice list) | 19 | Optimal, Width of ripian zone >18 m
RBP2, High G, Riparian Vegetative Zone Width, Right Bank (choice list) | 20 | Optimal, Width of ripian zone >18 m
RBP2, High G, Sediment Deposition (choice list) | 0 | Poor, >50% of bottom affected by sediment deposition
RBP2, High G, Sediment Deposition (choice list) | 1 | Poor, >50% of bottom affected by sediment deposition
RBP2, High G, Sediment Deposition (choice list) | 2 | Poor, >50% of bottom affected by sediment deposition
RBP2, High G, Sediment Deposition (choice list) | 3 | Poor, >50% of bottom affected by sediment deposition
RBP2, High G, Sediment Deposition (choice list) | 4 | Poor, >50% of bottom affected by sediment deposition
RBP2, High G, Sediment Deposition (choice list) | 5 | Poor, >50% of bottom affected by sediment deposition
RBP2, High G, Sediment Deposition (choice list) | 6 | Marginal, 30-50% bottom affected by sediment deposition
RBP2, High G, Sediment Deposition (choice list) | 7 | Marginal, 30-50% bottom affected by sediment deposition
RBP2, High G, Sediment Deposition (choice list) | 8 | Marginal, 30-50% bottom affected by sediment deposition
RBP2, High G, Sediment Deposition (choice list) | 9 | Marginal, 30-50% bottom affected by sediment deposition
RBP2, High G, Sediment Deposition (choice list) | 10 | Marginal, 30-50% bottom affected by sediment deposition
RBP2, High G, Sediment Deposition (choice list) | 11 | Suboptimal, 5-30% of bottom affected by sediment deposition
RBP2, High G, Sediment Deposition (choice list) | 12 | Suboptimal, 5-30% of bottom affected by sediment deposition
RBP2, High G, Sediment Deposition (choice list) | 13 | Suboptimal, 5-30% of bottom affected by sediment deposition
RBP2, High G, Sediment Deposition (choice list) | 14 | Suboptimal, 5-30% of bottom affected by sediment deposition
RBP2, High G, Sediment Deposition (choice list) | 15 | Suboptimal, 5-30% of bottom affected by sediment deposition
RBP2, High G, Sediment Deposition (choice list) | 16 | Optimal, <5% of bottom affected by sediment deposition
RBP2, High G, Sediment Deposition (choice list) | 17 | Optimal, <5% of bottom affected by sediment deposition
RBP2, High G, Sediment Deposition (choice list) | 18 | Optimal, <5% of bottom affected by sediment deposition
RBP2, High G, Sediment Deposition (choice list) | 19 | Optimal, <5% of bottom affected by sediment deposition
RBP2, High G, Sediment Deposition (choice list) | 20 | Optimal, <5% of bottom affected by sediment deposition
RBP2, High G, Vegetative Protection, Left Bank (choice list) | 0 | Poor, Less than 50% covered by native vegetation
RBP2, High G, Vegetative Protection, Left Bank (choice list) | 1 | Poor, Less than 50% covered by native vegetation
RBP2, High G, Vegetative Protection, Left Bank (choice list) | 2 | Poor, Less than 50% covered by native vegetation
RBP2, High G, Vegetative Protection, Left Bank (choice list) | 3 | Poor, Less than 50% covered by native vegetation
RBP2, High G, Vegetative Protection, Left Bank (choice list) | 4 | Poor, Less than 50% covered by native vegetation
RBP2, High G, Vegetative Protection, Left Bank (choice list) | 5 | Poor, Less than 50% covered by native vegetation
RBP2, High G, Vegetative Protection, Left Bank (choice list) | 6 | Marginal, 50-70% covered by native vegetation
RBP2, High G, Vegetative Protection, Left Bank (choice list) | 7 | Marginal, 50-70% covered by native vegetation
RBP2, High G, Vegetative Protection, Left Bank (choice list) | 8 | Marginal, 50-70% covered by native vegetation
RBP2, High G, Vegetative Protection, Left Bank (choice list) | 9 | Marginal, 50-70% covered by native vegetation
RBP2, High G, Vegetative Protection, Left Bank (choice list) | 10 | Marginal, 50-70% covered by native vegetation
RBP2, High G, Vegetative Protection, Left Bank (choice list) | 11 | Suboptimal, 70-90% covered by native vegetation
RBP2, High G, Vegetative Protection, Left Bank (choice list) | 12 | Suboptimal, 70-90% covered by native vegetation
RBP2, High G, Vegetative Protection, Left Bank (choice list) | 13 | Suboptimal, 70-90% covered by native vegetation
RBP2, High G, Vegetative Protection, Left Bank (choice list) | 14 | Suboptimal, 70-90% covered by native vegetation
RBP2, High G, Vegetative Protection, Left Bank (choice list) | 15 | Suboptimal, 70-90% covered by native vegetation
RBP2, High G, Vegetative Protection, Left Bank (choice list) | 16 | Optimal, More than 90% covered by native vegetation
RBP2, High G, Vegetative Protection, Left Bank (choice list) | 17 | Optimal, More than 90% covered by native vegetation
RBP2, High G, Vegetative Protection, Left Bank (choice list) | 18 | Optimal, More than 90% covered by native vegetation
RBP2, High G, Vegetative Protection, Left Bank (choice list) | 19 | Optimal, More than 90% covered by native vegetation
RBP2, High G, Vegetative Protection, Left Bank (choice list) | 20 | Optimal, More than 90% covered by native vegetation
RBP2, High G, Vegetative Protection, Right Bank (choice list) | 0 | Poor, Less than 50% covered by native vegetation
RBP2, High G, Vegetative Protection, Right Bank (choice list) | 1 | Poor, Less than 50% covered by native vegetation
RBP2, High G, Vegetative Protection, Right Bank (choice list) | 2 | Poor, Less than 50% covered by native vegetation
RBP2, High G, Vegetative Protection, Right Bank (choice list) | 3 | Poor, Less than 50% covered by native vegetation
RBP2, High G, Vegetative Protection, Right Bank (choice list) | 4 | Poor, Less than 50% covered by native vegetation
RBP2, High G, Vegetative Protection, Right Bank (choice list) | 5 | Poor, Less than 50% covered by native vegetation
RBP2, High G, Vegetative Protection, Right Bank (choice list) | 6 | Marginal, 50-70% covered by native vegetation
RBP2, High G, Vegetative Protection, Right Bank (choice list) | 7 | Marginal, 50-70% covered by native vegetation
RBP2, High G, Vegetative Protection, Right Bank (choice list) | 8 | Marginal, 50-70% covered by native vegetation
RBP2, High G, Vegetative Protection, Right Bank (choice list) | 9 | Marginal, 50-70% covered by native vegetation
RBP2, High G, Vegetative Protection, Right Bank (choice list) | 10 | Marginal, 50-70% covered by native vegetation
RBP2, High G, Vegetative Protection, Right Bank (choice list) | 11 | Suboptimal, 70-90% covered by native vegetation
RBP2, High G, Vegetative Protection, Right Bank (choice list) | 12 | Suboptimal, 70-90% covered by native vegetation
RBP2, High G, Vegetative Protection, Right Bank (choice list) | 13 | Suboptimal, 70-90% covered by native vegetation
RBP2, High G, Vegetative Protection, Right Bank (choice list) | 14 | Suboptimal, 70-90% covered by native vegetation
RBP2, High G, Vegetative Protection, Right Bank (choice list) | 15 | Suboptimal, 70-90% covered by native vegetation
RBP2, High G, Vegetative Protection, Right Bank (choice list) | 16 | Optimal, More than 90% covered by native vegetation
RBP2, High G, Vegetative Protection, Right Bank (choice list) | 17 | Optimal, More than 90% covered by native vegetation
RBP2, High G, Vegetative Protection, Right Bank (choice list) | 18 | Optimal, More than 90% covered by native vegetation
RBP2, High G, Vegetative Protection, Right Bank (choice list) | 19 | Optimal, More than 90% covered by native vegetation
RBP2, High G, Vegetative Protection, Right Bank (choice list) | 20 | Optimal, More than 90% covered by native vegetation
RBP2, High G, Velocity/Depth Regime (choice list) | 0 | Poor, Dominated by 1 velocity/depth regime
RBP2, High G, Velocity/Depth Regime (choice list) | 1 | Poor, Dominated by 1 velocity/depth regime
RBP2, High G, Velocity/Depth Regime (choice list) | 2 | Poor, Dominated by 1 velocity/depth regime
RBP2, High G, Velocity/Depth Regime (choice list) | 3 | Poor, Dominated by 1 velocity/depth regime
RBP2, High G, Velocity/Depth Regime (choice list) | 4 | Poor, Dominated by 1 velocity/depth regime
RBP2, High G, Velocity/Depth Regime (choice list) | 5 | Poor, Dominated by 1 velocity/depth regime
RBP2, High G, Velocity/Depth Regime (choice list) | 6 | Marginal, Only 2 of the 4 velocity/depth regimes present
RBP2, High G, Velocity/Depth Regime (choice list) | 7 | Marginal, Only 2 of the 4 velocity/depth regimes present
RBP2, High G, Velocity/Depth Regime (choice list) | 8 | Marginal, Only 2 of the 4 velocity/depth regimes present
RBP2, High G, Velocity/Depth Regime (choice list) | 9 | Marginal, Only 2 of the 4 velocity/depth regimes present
RBP2, High G, Velocity/Depth Regime (choice list) | 10 | Marginal, Only 2 of the 4 velocity/depth regimes present
RBP2, High G, Velocity/Depth Regime (choice list) | 11 | Suboptimal, Only 3 of the 4 velocity/depth regimes present
RBP2, High G, Velocity/Depth Regime (choice list) | 12 | Suboptimal, Only 3 of the 4 velocity/depth regimes present
RBP2, High G, Velocity/Depth Regime (choice list) | 13 | Suboptimal, Only 3 of the 4 velocity/depth regimes present
RBP2, High G, Velocity/Depth Regime (choice list) | 14 | Suboptimal, Only 3 of the 4 velocity/depth regimes present
RBP2, High G, Velocity/Depth Regime (choice list) | 15 | Suboptimal, Only 3 of the 4 velocity/depth regimes present
RBP2, High G, Velocity/Depth Regime (choice list) | 16 | Optimal, All four velocity/depth regimes present
RBP2, High G, Velocity/Depth Regime (choice list) | 17 | Optimal, All four velocity/depth regimes present
RBP2, High G, Velocity/Depth Regime (choice list) | 18 | Optimal, All four velocity/depth regimes present
RBP2, High G, Velocity/Depth Regime (choice list) | 19 | Optimal, All four velocity/depth regimes present
RBP2, High G, Velocity/Depth Regime (choice list) | 20 | Optimal, All four velocity/depth regimes present
RBP2, Instream Features, Canopy Cover (choice list) | PART SHADED | Partly shaded
RBP2, Instream Features, Canopy Cover (choice list) | PARTLY OPEN | Partly open
RBP2, Instream Features, Canopy Cover (choice list) | SHADED | Shaded
RBP2, Instream Features, Channelized (Y/N) (choice list) | NO | No the stream is not channelized
RBP2, Instream Features, Channelized (Y/N) (choice list) | YES | Yes the stream is channelized
RBP2, Instream Features, Dam Present (Y/N) (choice list) | NO | No a dam is not present
RBP2, Instream Features, Dam Present (Y/N) (choice list) | YES | Yes there is a dam present
RBP2, Low G, Bank Stability, Left Bank (choice list) | 0 | Poor, Unstable, many eroded areas, 60-100% bank affected
RBP2, Low G, Bank Stability, Left Bank (choice list) | 1 | Poor, Unstable, many eroded areas, 60-100% bank affected
RBP2, Low G, Bank Stability, Left Bank (choice list) | 2 | Poor, Unstable, many eroded areas, 60-100% bank affected
RBP2, Low G, Bank Stability, Left Bank (choice list) | 3 | Poor, Unstable, many eroded areas, 60-100% bank affected
RBP2, Low G, Bank Stability, Left Bank (choice list) | 4 | Poor, Unstable, many eroded areas, 60-100% bank affected
RBP2, Low G, Bank Stability, Left Bank (choice list) | 5 | Poor, Unstable, many eroded areas, 60-100% bank affected
RBP2, Low G, Bank Stability, Left Bank (choice list) | 6 | Marginal, Moderately unstable 30-60% of bank affected
RBP2, Low G, Bank Stability, Left Bank (choice list) | 7 | Marginal, Moderately unstable 30-60% of bank affected
RBP2, Low G, Bank Stability, Left Bank (choice list) | 8 | Marginal, Moderately unstable 30-60% of bank affected
RBP2, Low G, Bank Stability, Left Bank (choice list) | 9 | Marginal, Moderately unstable 30-60% of bank affected
RBP2, Low G, Bank Stability, Left Bank (choice list) | 10 | Marginal, Moderately unstable 30-60% of bank affected
RBP2, Low G, Bank Stability, Left Bank (choice list) | 11 | Suboptimal, Moderately stable, infrequent erosion evident
RBP2, Low G, Bank Stability, Left Bank (choice list) | 12 | Suboptimal, Moderately stable, infrequent erosion evident
RBP2, Low G, Bank Stability, Left Bank (choice list) | 13 | Suboptimal, Moderately stable, infrequent erosion evident
RBP2, Low G, Bank Stability, Left Bank (choice list) | 14 | Suboptimal, Moderately stable, infrequent erosion evident
RBP2, Low G, Bank Stability, Left Bank (choice list) | 15 | Suboptimal, Moderately stable, infrequent erosion evident
RBP2, Low G, Bank Stability, Left Bank (choice list) | 16 | Optimal, Banks stable, evidence of erosion absent
RBP2, Low G, Bank Stability, Left Bank (choice list) | 17 | Optimal, Banks stable, evidence of erosion absent
RBP2, Low G, Bank Stability, Left Bank (choice list) | 18 | Optimal, Banks stable, evidence of erosion absent
RBP2, Low G, Bank Stability, Left Bank (choice list) | 19 | Optimal, Banks stable, evidence of erosion absent
RBP2, Low G, Bank Stability, Left Bank (choice list) | 20 | Optimal, Banks stable, evidence of erosion absent
RBP2, Low G, Bank Stability, Right Bank (choice list) | 0 | Poor, Unstable, many eroded areas, 60-100% bank affected
RBP2, Low G, Bank Stability, Right Bank (choice list) | 1 | Poor, Unstable, many eroded areas, 60-100% bank affected
RBP2, Low G, Bank Stability, Right Bank (choice list) | 2 | Poor, Unstable, many eroded areas, 60-100% bank affected
RBP2, Low G, Bank Stability, Right Bank (choice list) | 3 | Poor, Unstable, many eroded areas, 60-100% bank affected
RBP2, Low G, Bank Stability, Right Bank (choice list) | 4 | Poor, Unstable, many eroded areas, 60-100% bank affected
RBP2, Low G, Bank Stability, Right Bank (choice list) | 5 | Poor, Unstable, many eroded areas, 60-100% bank affected
RBP2, Low G, Bank Stability, Right Bank (choice list) | 6 | Marginal, Moderately unstable 30-60% of bank affected
RBP2, Low G, Bank Stability, Right Bank (choice list) | 7 | Marginal, Moderately unstable 30-60% of bank affected
RBP2, Low G, Bank Stability, Right Bank (choice list) | 8 | Marginal, Moderately unstable 30-60% of bank affected
RBP2, Low G, Bank Stability, Right Bank (choice list) | 9 | Marginal, Moderately unstable 30-60% of bank affected
RBP2, Low G, Bank Stability, Right Bank (choice list) | 10 | Marginal, Moderately unstable 30-60% of bank affected
RBP2, Low G, Bank Stability, Right Bank (choice list) | 11 | Suboptimal, Moderately stable, infrequent erosion evident
RBP2, Low G, Bank Stability, Right Bank (choice list) | 12 | Suboptimal, Moderately stable, infrequent erosion evident
RBP2, Low G, Bank Stability, Right Bank (choice list) | 13 | Suboptimal, Moderately stable, infrequent erosion evident
RBP2, Low G, Bank Stability, Right Bank (choice list) | 14 | Suboptimal, Moderately stable, infrequent erosion evident
RBP2, Low G, Bank Stability, Right Bank (choice list) | 15 | Suboptimal, Moderately stable, infrequent erosion evident
RBP2, Low G, Bank Stability, Right Bank (choice list) | 16 | Optimal, Banks stable, evidence of erosion absent
RBP2, Low G, Bank Stability, Right Bank (choice list) | 17 | Optimal, Banks stable, evidence of erosion absent
RBP2, Low G, Bank Stability, Right Bank (choice list) | 18 | Optimal, Banks stable, evidence of erosion absent
RBP2, Low G, Bank Stability, Right Bank (choice list) | 19 | Optimal, Banks stable, evidence of erosion absent
RBP2, Low G, Bank Stability, Right Bank (choice list) | 20 | Optimal, Banks stable, evidence of erosion absent
RBP2, Low G, Channel Alteration (choice list) | 0 | Poor, Banks shored with gabion or cement, >80% affected
RBP2, Low G, Channel Alteration (choice list) | 1 | Poor, Banks shored with gabion or cement, >80% affected
RBP2, Low G, Channel Alteration (choice list) | 2 | Poor, Banks shored with gabion or cement, >80% affected
RBP2, Low G, Channel Alteration (choice list) | 3 | Poor, Banks shored with gabion or cement, >80% affected
RBP2, Low G, Channel Alteration (choice list) | 4 | Poor, Banks shored with gabion or cement, >80% affected
RBP2, Low G, Channel Alteration (choice list) | 5 | Poor, Banks shored with gabion or cement, >80% affected
RBP2, Low G, Channel Alteration (choice list) | 6 | Marginal, Channelization may be extensive, 40-80% affected
RBP2, Low G, Channel Alteration (choice list) | 7 | Marginal, Channelization may be extensive, 40-80% affected
RBP2, Low G, Channel Alteration (choice list) | 8 | Marginal, Channelization may be extensive, 40-80% affected
RBP2, Low G, Channel Alteration (choice list) | 9 | Marginal, Channelization may be extensive, 40-80% affected
RBP2, Low G, Channel Alteration (choice list) | 10 | Marginal, Channelization may be extensive, 40-80% affected
RBP2, Low G, Channel Alteration (choice list) | 11 | Suboptimal, Some channelization present
RBP2, Low G, Channel Alteration (choice list) | 12 | Suboptimal, Some channelization present
RBP2, Low G, Channel Alteration (choice list) | 13 | Suboptimal, Some channelization present
RBP2, Low G, Channel Alteration (choice list) | 14 | Suboptimal, Some channelization present
RBP2, Low G, Channel Alteration (choice list) | 15 | Suboptimal, Some channelization present
RBP2, Low G, Channel Alteration (choice list) | 16 | Optimal, Channelization or dredging absent
RBP2, Low G, Channel Alteration (choice list) | 17 | Optimal, Channelization or dredging absent
RBP2, Low G, Channel Alteration (choice list) | 18 | Optimal, Channelization or dredging absent
RBP2, Low G, Channel Alteration (choice list) | 19 | Optimal, Channelization or dredging absent
RBP2, Low G, Channel Alteration (choice list) | 20 | Optimal, Channelization or dredging absent
RBP2, Low G, Channel Flow Status (choice list) | 0 | Poor, Water present, mostly in standing pools
RBP2, Low G, Channel Flow Status (choice list) | 1 | Poor, Water present, mostly in standing pools
RBP2, Low G, Channel Flow Status (choice list) | 2 | Poor, Water present, mostly in standing pools
RBP2, Low G, Channel Flow Status (choice list) | 3 | Poor, Water present, mostly in standing pools
RBP2, Low G, Channel Flow Status (choice list) | 4 | Poor, Water present, mostly in standing pools
RBP2, Low G, Channel Flow Status (choice list) | 5 | Poor, Water present, mostly in standing pools
RBP2, Low G, Channel Flow Status (choice list) | 6 | Marginal, Water fills 25-75% of available channel
RBP2, Low G, Channel Flow Status (choice list) | 7 | Marginal, Water fills 25-75% of available channel
RBP2, Low G, Channel Flow Status (choice list) | 8 | Marginal, Water fills 25-75% of available channel
RBP2, Low G, Channel Flow Status (choice list) | 9 | Marginal, Water fills 25-75% of available channel
RBP2, Low G, Channel Flow Status (choice list) | 10 | Marginal, Water fills 25-75% of available channel
RBP2, Low G, Channel Flow Status (choice list) | 11 | Suboptimal, Water fills >75% of available channel
RBP2, Low G, Channel Flow Status (choice list) | 12 | Suboptimal, Water fills >75% of available channel
RBP2, Low G, Channel Flow Status (choice list) | 13 | Suboptimal, Water fills >75% of available channel
RBP2, Low G, Channel Flow Status (choice list) | 14 | Suboptimal, Water fills >75% of available channel
RBP2, Low G, Channel Flow Status (choice list) | 15 | Suboptimal, Water fills >75% of available channel
RBP2, Low G, Channel Flow Status (choice list) | 16 | Optimal, Water reaches base of both banks
RBP2, Low G, Channel Flow Status (choice list) | 17 | Optimal, Water reaches base of both banks
RBP2, Low G, Channel Flow Status (choice list) | 18 | Optimal, Water reaches base of both banks
RBP2, Low G, Channel Flow Status (choice list) | 19 | Optimal, Water reaches base of both banks
RBP2, Low G, Channel Flow Status (choice list) | 20 | Optimal, Water reaches base of both banks
RBP2, Low G, Channel Sinuosity (choice list) | 0 | Poor, Stream straight waterway has been channelized
RBP2, Low G, Channel Sinuosity (choice list) | 1 | Poor, Stream straight waterway has been channelized
RBP2, Low G, Channel Sinuosity (choice list) | 2 | Poor, Stream straight waterway has been channelized
RBP2, Low G, Channel Sinuosity (choice list) | 3 | Poor, Stream straight waterway has been channelized
RBP2, Low G, Channel Sinuosity (choice list) | 4 | Poor, Stream straight waterway has been channelized
RBP2, Low G, Channel Sinuosity (choice list) | 5 | Poor, Stream straight waterway has been channelized
RBP2, Low G, Channel Sinuosity (choice list) | 6 | Marginal, Stream bends increase stream length 1 to 2 times
RBP2, Low G, Channel Sinuosity (choice list) | 7 | Marginal, Stream bends increase stream length 1 to 2 times
RBP2, Low G, Channel Sinuosity (choice list) | 8 | Marginal, Stream bends increase stream length 1 to 2 times
RBP2, Low G, Channel Sinuosity (choice list) | 9 | Marginal, Stream bends increase stream length 1 to 2 times
RBP2, Low G, Channel Sinuosity (choice list) | 10 | Marginal, Stream bends increase stream length 1 to 2 times
RBP2, Low G, Channel Sinuosity (choice list) | 11 | Suboptimal, Stream bends increase stream length 2 to 3 times
RBP2, Low G, Channel Sinuosity (choice list) | 12 | Suboptimal, Stream bends increase stream length 2 to 3 times
RBP2, Low G, Channel Sinuosity (choice list) | 13 | Suboptimal, Stream bends increase stream length 2 to 3 times
RBP2, Low G, Channel Sinuosity (choice list) | 14 | Suboptimal, Stream bends increase stream length 2 to 3 times
RBP2, Low G, Channel Sinuosity (choice list) | 15 | Suboptimal, Stream bends increase stream length 2 to 3 times
RBP2, Low G, Channel Sinuosity (choice list) | 16 | Optimal, Stream bends increase stream length 3 to 4 times
RBP2, Low G, Channel Sinuosity (choice list) | 17 | Optimal, Stream bends increase stream length 3 to 4 times
RBP2, Low G, Channel Sinuosity (choice list) | 18 | Optimal, Stream bends increase stream length 3 to 4 times
RBP2, Low G, Channel Sinuosity (choice list) | 19 | Optimal, Stream bends increase stream length 3 to 4 times
RBP2, Low G, Channel Sinuosity (choice list) | 20 | Optimal, Stream bends increase stream length 3 to 4 times
RBP2, Low G, Epifaunal Substrate/Available Cover (choice list) | 0 | Poor, Less than 10% stable habitat for colonization
RBP2, Low G, Epifaunal Substrate/Available Cover (choice list) | 1 | Poor, Less than 10% stable habitat for colonization
RBP2, Low G, Epifaunal Substrate/Available Cover (choice list) | 2 | Poor, Less than 10% stable habitat for colonization
RBP2, Low G, Epifaunal Substrate/Available Cover (choice list) | 3 | Poor, Less than 10% stable habitat for colonization
RBP2, Low G, Epifaunal Substrate/Available Cover (choice list) | 4 | Poor, Less than 10% stable habitat for colonization
RBP2, Low G, Epifaunal Substrate/Available Cover (choice list) | 5 | Poor, Less than 10% stable habitat for colonization
RBP2, Low G, Epifaunal Substrate/Available Cover (choice list) | 6 | Marginal, 10-30% mix of stable habitat for colonization
RBP2, Low G, Epifaunal Substrate/Available Cover (choice list) | 7 | Marginal, 10-30% mix of stable habitat for colonization
RBP2, Low G, Epifaunal Substrate/Available Cover (choice list) | 8 | Marginal, 10-30% mix of stable habitat for colonization
RBP2, Low G, Epifaunal Substrate/Available Cover (choice list) | 9 | Marginal, 10-30% mix of stable habitat for colonization
RBP2, Low G, Epifaunal Substrate/Available Cover (choice list) | 10 | Marginal, 10-30% mix of stable habitat for colonization
RBP2, Low G, Epifaunal Substrate/Available Cover (choice list) | 11 | Suboptimal, 30-50% mix of stable habitat for colonization
RBP2, Low G, Epifaunal Substrate/Available Cover (choice list) | 12 | Suboptimal, 30-50% mix of stable habitat for colonization
RBP2, Low G, Epifaunal Substrate/Available Cover (choice list) | 13 | Suboptimal, 30-50% mix of stable habitat for colonization
RBP2, Low G, Epifaunal Substrate/Available Cover (choice list) | 14 | Suboptimal, 30-50% mix of stable habitat for colonization
RBP2, Low G, Epifaunal Substrate/Available Cover (choice list) | 15 | Suboptimal, 30-50% mix of stable habitat for colonization
RBP2, Low G, Epifaunal Substrate/Available Cover (choice list) | 16 | Optimal, > 50% of substrate favorable for colonization
RBP2, Low G, Epifaunal Substrate/Available Cover (choice list) | 17 | Optimal, > 50% of substrate favorable for colonization
RBP2, Low G, Epifaunal Substrate/Available Cover (choice list) | 18 | Optimal, > 50% of substrate favorable for colonization
RBP2, Low G, Epifaunal Substrate/Available Cover (choice list) | 19 | Optimal, > 50% of substrate favorable for colonization
RBP2, Low G, Epifaunal Substrate/Available Cover (choice list) | 20 | Optimal, > 50% of substrate favorable for colonization
RBP2, Low G, Pool Substrate Characterization (choice list) | 0 | Poor, Hard-pan clay or bedrock, no root mat or vegetation
RBP2, Low G, Pool Substrate Characterization (choice list) | 1 | Poor, Hard-pan clay or bedrock, no root mat or vegetation
RBP2, Low G, Pool Substrate Characterization (choice list) | 2 | Poor, Hard-pan clay or bedrock, no root mat or vegetation
RBP2, Low G, Pool Substrate Characterization (choice list) | 3 | Poor, Hard-pan clay or bedrock, no root mat or vegetation
RBP2, Low G, Pool Substrate Characterization (choice list) | 4 | Poor, Hard-pan clay or bedrock, no root mat or vegetation
RBP2, Low G, Pool Substrate Characterization (choice list) | 5 | Poor, Hard-pan clay or bedrock, no root mat or vegetation
RBP2, Low G, Pool Substrate Characterization (choice list) | 6 | Marginal, All mud or clay or sand bottom
RBP2, Low G, Pool Substrate Characterization (choice list) | 7 | Marginal, All mud or clay or sand bottom
RBP2, Low G, Pool Substrate Characterization (choice list) | 8 | Marginal, All mud or clay or sand bottom
RBP2, Low G, Pool Substrate Characterization (choice list) | 9 | Marginal, All mud or clay or sand bottom
RBP2, Low G, Pool Substrate Characterization (choice list) | 10 | Marginal, All mud or clay or sand bottom
RBP2, Low G, Pool Substrate Characterization (choice list) | 11 | Suboptimal, Mix of soft sand, mud, or clay
RBP2, Low G, Pool Substrate Characterization (choice list) | 12 | Suboptimal, Mix of soft sand, mud, or clay
RBP2, Low G, Pool Substrate Characterization (choice list) | 13 | Suboptimal, Mix of soft sand, mud, or clay
RBP2, Low G, Pool Substrate Characterization (choice list) | 14 | Suboptimal, Mix of soft sand, mud, or clay
RBP2, Low G, Pool Substrate Characterization (choice list) | 15 | Suboptimal, Mix of soft sand, mud, or clay
RBP2, Low G, Pool Substrate Characterization (choice list) | 16 | Optimal, Mix of substrate materials, mostly gravel/firm sand
RBP2, Low G, Pool Substrate Characterization (choice list) | 17 | Optimal, Mix of substrate materials, mostly gravel/firm sand
RBP2, Low G, Pool Substrate Characterization (choice list) | 18 | Optimal, Mix of substrate materials, mostly gravel/firm sand
RBP2, Low G, Pool Substrate Characterization (choice list) | 19 | Optimal, Mix of substrate materials, mostly gravel/firm sand
RBP2, Low G, Pool Substrate Characterization (choice list) | 20 | Optimal, Mix of substrate materials, mostly gravel/firm sand
RBP2, Low G, Pool Variability (choice list) | 0 | Poor, Majority small/shallow, or pools absent
RBP2, Low G, Pool Variability (choice list) | 1 | Poor, Majority small/shallow, or pools absent
RBP2, Low G, Pool Variability (choice list) | 2 | Poor, Majority small/shallow, or pools absent
RBP2, Low G, Pool Variability (choice list) | 3 | Poor, Majority small/shallow, or pools absent
RBP2, Low G, Pool Variability (choice list) | 4 | Poor, Majority small/shallow, or pools absent
RBP2, Low G, Pool Variability (choice list) | 5 | Poor, Majority small/shallow, or pools absent
RBP2, Low G, Pool Variability (choice list) | 6 | Marginal, Majority shallow pools, few deep pools
RBP2, Low G, Pool Variability (choice list) | 7 | Marginal, Majority shallow pools, few deep pools
RBP2, Low G, Pool Variability (choice list) | 8 | Marginal, Majority shallow pools, few deep pools
RBP2, Low G, Pool Variability (choice list) | 9 | Marginal, Majority shallow pools, few deep pools
RBP2, Low G, Pool Variability (choice list) | 10 | Marginal, Majority shallow pools, few deep pools
RBP2, Low G, Pool Variability (choice list) | 11 | Suboptimal, Majority of large/deep, few small/shallow pools
RBP2, Low G, Pool Variability (choice list) | 12 | Suboptimal, Majority of large/deep, few small/shallow pools
RBP2, Low G, Pool Variability (choice list) | 13 | Suboptimal, Majority of large/deep, few small/shallow pools
RBP2, Low G, Pool Variability (choice list) | 14 | Suboptimal, Majority of large/deep, few small/shallow pools
RBP2, Low G, Pool Variability (choice list) | 15 | Suboptimal, Majority of large/deep, few small/shallow pools
RBP2, Low G, Pool Variability (choice list) | 16 | Optimal, Even mix , large-shallow/deep & small-shallow/deep
RBP2, Low G, Pool Variability (choice list) | 17 | Optimal, Even mix , large-shallow/deep & small-shallow/deep
RBP2, Low G, Pool Variability (choice list) | 18 | Optimal, Even mix , large-shallow/deep & small-shallow/deep
RBP2, Low G, Pool Variability (choice list) | 19 | Optimal, Even mix , large-shallow/deep & small-shallow/deep
RBP2, Low G, Pool Variability (choice list) | 20 | Optimal, Even mix , large-shallow/deep & small-shallow/deep
RBP2, Low G, Riparian Vegetative Zone Width, Left Bank (choice list) | 0 | Poor, Width of riparian zone <6 m
RBP2, Low G, Riparian Vegetative Zone Width, Left Bank (choice list) | 1 | Poor, Width of riparian zone <6 m
RBP2, Low G, Riparian Vegetative Zone Width, Left Bank (choice list) | 2 | Poor, Width of riparian zone <6 m
RBP2, Low G, Riparian Vegetative Zone Width, Left Bank (choice list) | 3 | Poor, Width of riparian zone <6 m
RBP2, Low G, Riparian Vegetative Zone Width, Left Bank (choice list) | 4 | Poor, Width of riparian zone <6 m
RBP2, Low G, Riparian Vegetative Zone Width, Left Bank (choice list) | 5 | Poor, Width of riparian zone <6 m
RBP2, Low G, Riparian Vegetative Zone Width, Left Bank (choice list) | 6 | Marginal, Width of riparian zone 6-12 m
RBP2, Low G, Riparian Vegetative Zone Width, Left Bank (choice list) | 7 | Marginal, Width of riparian zone 6-12 m
RBP2, Low G, Riparian Vegetative Zone Width, Left Bank (choice list) | 8 | Marginal, Width of riparian zone 6-12 m
RBP2, Low G, Riparian Vegetative Zone Width, Left Bank (choice list) | 9 | Marginal, Width of riparian zone 6-12 m
RBP2, Low G, Riparian Vegetative Zone Width, Left Bank (choice list) | 10 | Marginal, Width of riparian zone 6-12 m
RBP2, Low G, Riparian Vegetative Zone Width, Left Bank (choice list) | 11 | Suboptimal, Width of riparian zone 12-18 m
RBP2, Low G, Riparian Vegetative Zone Width, Left Bank (choice list) | 12 | Suboptimal, Width of riparian zone 12-18 m
RBP2, Low G, Riparian Vegetative Zone Width, Left Bank (choice list) | 13 | Suboptimal, Width of riparian zone 12-18 m
RBP2, Low G, Riparian Vegetative Zone Width, Left Bank (choice list) | 14 | Suboptimal, Width of riparian zone 12-18 m
RBP2, Low G, Riparian Vegetative Zone Width, Left Bank (choice list) | 15 | Suboptimal, Width of riparian zone 12-18 m
RBP2, Low G, Riparian Vegetative Zone Width, Left Bank (choice list) | 16 | Optimal, Width of ripian zone >18 m
RBP2, Low G, Riparian Vegetative Zone Width, Left Bank (choice list) | 17 | Optimal, Width of ripian zone >18 m
RBP2, Low G, Riparian Vegetative Zone Width, Left Bank (choice list) | 18 | Optimal, Width of ripian zone >18 m
RBP2, Low G, Riparian Vegetative Zone Width, Left Bank (choice list) | 19 | Optimal, Width of ripian zone >18 m
RBP2, Low G, Riparian Vegetative Zone Width, Left Bank (choice list) | 20 | Optimal, Width of ripian zone >18 m
RBP2, Low G, Riparian Vegetative Zone Width, Right Bank (choice list) | 0 | Poor, Width of riparian zone <6 m
RBP2, Low G, Riparian Vegetative Zone Width, Right Bank (choice list) | 1 | Poor, Width of riparian zone <6 m
RBP2, Low G, Riparian Vegetative Zone Width, Right Bank (choice list) | 2 | Poor, Width of riparian zone <6 m
RBP2, Low G, Riparian Vegetative Zone Width, Right Bank (choice list) | 3 | Poor, Width of riparian zone <6 m
RBP2, Low G, Riparian Vegetative Zone Width, Right Bank (choice list) | 4 | Poor, Width of riparian zone <6 m
RBP2, Low G, Riparian Vegetative Zone Width, Right Bank (choice list) | 5 | Poor, Width of riparian zone <6 m
RBP2, Low G, Riparian Vegetative Zone Width, Right Bank (choice list) | 6 | Marginal, Width of riparian zone 6-12 m
RBP2, Low G, Riparian Vegetative Zone Width, Right Bank (choice list) | 7 | Marginal, Width of riparian zone 6-12 m
RBP2, Low G, Riparian Vegetative Zone Width, Right Bank (choice list) | 8 | Marginal, Width of riparian zone 6-12 m
RBP2, Low G, Riparian Vegetative Zone Width, Right Bank (choice list) | 9 | Marginal, Width of riparian zone 6-12 m
RBP2, Low G, Riparian Vegetative Zone Width, Right Bank (choice list) | 10 | Marginal, Width of riparian zone 6-12 m
RBP2, Low G, Riparian Vegetative Zone Width, Right Bank (choice list) | 11 | Suboptimal, Width of riparian zone 12-18 m
RBP2, Low G, Riparian Vegetative Zone Width, Right Bank (choice list) | 12 | Suboptimal, Width of riparian zone 12-18 m
RBP2, Low G, Riparian Vegetative Zone Width, Right Bank (choice list) | 13 | Suboptimal, Width of riparian zone 12-18 m
RBP2, Low G, Riparian Vegetative Zone Width, Right Bank (choice list) | 14 | Suboptimal, Width of riparian zone 12-18 m
RBP2, Low G, Riparian Vegetative Zone Width, Right Bank (choice list) | 15 | Suboptimal, Width of riparian zone 12-18 m
RBP2, Low G, Riparian Vegetative Zone Width, Right Bank (choice list) | 16 | Optimal, Width of ripian zone >18 m
RBP2, Low G, Riparian Vegetative Zone Width, Right Bank (choice list) | 17 | Optimal, Width of ripian zone >18 m
RBP2, Low G, Riparian Vegetative Zone Width, Right Bank (choice list) | 18 | Optimal, Width of ripian zone >18 m
RBP2, Low G, Riparian Vegetative Zone Width, Right Bank (choice list) | 19 | Optimal, Width of ripian zone >18 m
RBP2, Low G, Riparian Vegetative Zone Width, Right Bank (choice list) | 20 | Optimal, Width of ripian zone >18 m
RBP2, Low G, Sediment Deposition (choice list) | 0 | Poor, >80% of bottom affected by sediment deposition
RBP2, Low G, Sediment Deposition (choice list) | 1 | Poor, >80% of bottom affected by sediment deposition
RBP2, Low G, Sediment Deposition (choice list) | 2 | Poor, >80% of bottom affected by sediment deposition
RBP2, Low G, Sediment Deposition (choice list) | 3 | Poor, >80% of bottom affected by sediment deposition
RBP2, Low G, Sediment Deposition (choice list) | 4 | Poor, >80% of bottom affected by sediment deposition
RBP2, Low G, Sediment Deposition (choice list) | 5 | Poor, >80% of bottom affected by sediment deposition
RBP2, Low G, Sediment Deposition (choice list) | 6 | Marginal, 50-80% bottom affected by sediment deposition
RBP2, Low G, Sediment Deposition (choice list) | 7 | Marginal, 50-80% bottom affected by sediment deposition
RBP2, Low G, Sediment Deposition (choice list) | 8 | Marginal, 50-80% bottom affected by sediment deposition
RBP2, Low G, Sediment Deposition (choice list) | 9 | Marginal, 50-80% bottom affected by sediment deposition
RBP2, Low G, Sediment Deposition (choice list) | 10 | Marginal, 50-80% bottom affected by sediment deposition
RBP2, Low G, Sediment Deposition (choice list) | 11 | Suboptimal, 20-50% of bottom affected by sediment deposition
RBP2, Low G, Sediment Deposition (choice list) | 12 | Suboptimal, 20-50% of bottom affected by sediment deposition
RBP2, Low G, Sediment Deposition (choice list) | 13 | Suboptimal, 20-50% of bottom affected by sediment deposition
RBP2, Low G, Sediment Deposition (choice list) | 14 | Suboptimal, 20-50% of bottom affected by sediment deposition
RBP2, Low G, Sediment Deposition (choice list) | 15 | Suboptimal, 20-50% of bottom affected by sediment deposition
RBP2, Low G, Sediment Deposition (choice list) | 16 | Optimal, <20% of bottom affected by sediment deposition
RBP2, Low G, Sediment Deposition (choice list) | 17 | Optimal, <20% of bottom affected by sediment deposition
RBP2, Low G, Sediment Deposition (choice list) | 18 | Optimal, <20% of bottom affected by sediment deposition
RBP2, Low G, Sediment Deposition (choice list) | 19 | Optimal, <20% of bottom affected by sediment deposition
RBP2, Low G, Sediment Deposition (choice list) | 20 | Optimal, <20% of bottom affected by sediment deposition
RBP2, Low G, Vegetative Protection, Left Bank (choice list) | 0 | Poor, Less than 50% covered by native vegetation
RBP2, Low G, Vegetative Protection, Left Bank (choice list) | 1 | Poor, Less than 50% covered by native vegetation
RBP2, Low G, Vegetative Protection, Left Bank (choice list) | 2 | Poor, Less than 50% covered by native vegetation
RBP2, Low G, Vegetative Protection, Left Bank (choice list) | 3 | Poor, Less than 50% covered by native vegetation
RBP2, Low G, Vegetative Protection, Left Bank (choice list) | 4 | Poor, Less than 50% covered by native vegetation
RBP2, Low G, Vegetative Protection, Left Bank (choice list) | 5 | Poor, Less than 50% covered by native vegetation
RBP2, Low G, Vegetative Protection, Left Bank (choice list) | 6 | Marginal, 50-70% covered by native vegetation
RBP2, Low G, Vegetative Protection, Left Bank (choice list) | 7 | Marginal, 50-70% covered by native vegetation
RBP2, Low G, Vegetative Protection, Left Bank (choice list) | 8 | Marginal, 50-70% covered by native vegetation
RBP2, Low G, Vegetative Protection, Left Bank (choice list) | 9 | Marginal, 50-70% covered by native vegetation
RBP2, Low G, Vegetative Protection, Left Bank (choice list) | 10 | Marginal, 50-70% covered by native vegetation
RBP2, Low G, Vegetative Protection, Left Bank (choice list) | 11 | Suboptimal, 70-90% covered by native vegetation
RBP2, Low G, Vegetative Protection, Left Bank (choice list) | 12 | Suboptimal, 70-90% covered by native vegetation
RBP2, Low G, Vegetative Protection, Left Bank (choice list) | 13 | Suboptimal, 70-90% covered by native vegetation
RBP2, Low G, Vegetative Protection, Left Bank (choice list) | 14 | Suboptimal, 70-90% covered by native vegetation
RBP2, Low G, Vegetative Protection, Left Bank (choice list) | 15 | Suboptimal, 70-90% covered by native vegetation
RBP2, Low G, Vegetative Protection, Left Bank (choice list) | 16 | Optimal, More than 90% covered by native vegetation
RBP2, Low G, Vegetative Protection, Left Bank (choice list) | 17 | Optimal, More than 90% covered by native vegetation
RBP2, Low G, Vegetative Protection, Left Bank (choice list) | 18 | Optimal, More than 90% covered by native vegetation
RBP2, Low G, Vegetative Protection, Left Bank (choice list) | 19 | Optimal, More than 90% covered by native vegetation
RBP2, Low G, Vegetative Protection, Left Bank (choice list) | 20 | Optimal, More than 90% covered by native vegetation
RBP2, Low G, Vegetative Protection, Right Bank (choice list) | 0 | Poor, Less than 50% covered by native vegetation
RBP2, Low G, Vegetative Protection, Right Bank (choice list) | 1 | Poor, Less than 50% covered by native vegetation
RBP2, Low G, Vegetative Protection, Right Bank (choice list) | 2 | Poor, Less than 50% covered by native vegetation
RBP2, Low G, Vegetative Protection, Right Bank (choice list) | 3 | Poor, Less than 50% covered by native vegetation
RBP2, Low G, Vegetative Protection, Right Bank (choice list) | 4 | Poor, Less than 50% covered by native vegetation
RBP2, Low G, Vegetative Protection, Right Bank (choice list) | 5 | Poor, Less than 50% covered by native vegetation
RBP2, Low G, Vegetative Protection, Right Bank (choice list) | 6 | Marginal, 50-70% covered by native vegetation
RBP2, Low G, Vegetative Protection, Right Bank (choice list) | 7 | Marginal, 50-70% covered by native vegetation
RBP2, Low G, Vegetative Protection, Right Bank (choice list) | 8 | Marginal, 50-70% covered by native vegetation
RBP2, Low G, Vegetative Protection, Right Bank (choice list) | 9 | Marginal, 50-70% covered by native vegetation
RBP2, Low G, Vegetative Protection, Right Bank (choice list) | 10 | Marginal, 50-70% covered by native vegetation
RBP2, Low G, Vegetative Protection, Right Bank (choice list) | 11 | Suboptimal, 70-90% covered by native vegetation
RBP2, Low G, Vegetative Protection, Right Bank (choice list) | 12 | Suboptimal, 70-90% covered by native vegetation
RBP2, Low G, Vegetative Protection, Right Bank (choice list) | 13 | Suboptimal, 70-90% covered by native vegetation
RBP2, Low G, Vegetative Protection, Right Bank (choice list) | 14 | Suboptimal, 70-90% covered by native vegetation
RBP2, Low G, Vegetative Protection, Right Bank (choice list) | 15 | Suboptimal, 70-90% covered by native vegetation
RBP2, Low G, Vegetative Protection, Right Bank (choice list) | 16 | Optimal, More than 90% covered by native vegetation
RBP2, Low G, Vegetative Protection, Right Bank (choice list) | 17 | Optimal, More than 90% covered by native vegetation
RBP2, Low G, Vegetative Protection, Right Bank (choice list) | 18 | Optimal, More than 90% covered by native vegetation
RBP2, Low G, Vegetative Protection, Right Bank (choice list) | 19 | Optimal, More than 90% covered by native vegetation
RBP2, Low G, Vegetative Protection, Right Bank (choice list) | 20 | Optimal, More than 90% covered by native vegetation
RBP2, Riparian Vegetation, Dominant Species Present (choice list) | GRASSES | Grasses are the dominant species present
RBP2, Riparian Vegetation, Dominant Species Present (choice list) | HERBACEOUS | Herbaceous are the dominant species present
RBP2, Riparian Vegetation, Dominant Species Present (choice list) | OTHER | Other (use Result Comment for description)
RBP2, Riparian Vegetation, Dominant Species Present (choice list) | SHRUBS | Shrubs are the dominant species present
RBP2, Riparian Vegetation, Dominant Species Present (choice list) | TREES | Trees are the dominant species present
RBP2, Sediment/Substrate, Deposits (choice list) | OTHER | Other (use Result Comment for description)
RBP2, Sediment/Substrate, Deposits (choice list) | PAPER FIBER | Paper fiber
RBP2, Sediment/Substrate, Deposits (choice list) | RELICT SHELL | Relict shells
RBP2, Sediment/Substrate, Deposits (choice list) | SAND | Sand
RBP2, Sediment/Substrate, Deposits (choice list) | SAWDUST | Sawdust
RBP2, Sediment/Substrate, Deposits (choice list) | SLUDGE | Sludge
RBP2, Sediment/Substrate, Embedded Stone Undersides Black (choice list) | NO | No
RBP2, Sediment/Substrate, Embedded Stone Undersides Black (choice list) | YES | Yes
RBP2, Sediment/Substrate, Odors (choice list) | ANAEROBIC | Anaerobic
RBP2, Sediment/Substrate, Odors (choice list) | CHEMICAL | Chemical
RBP2, Sediment/Substrate, Odors (choice list) | NONE | None
RBP2, Sediment/Substrate, Odors (choice list) | NORMAL | Normal
RBP2, Sediment/Substrate, Odors (choice list) | OTHER | Other (use Result Comment for description)
RBP2, Sediment/Substrate, Odors (choice list) | PETROLEUM | Petroleum
RBP2, Sediment/Substrate, Odors (choice list) | SEWAGE | Sewage
RBP2, Sediment/Substrate, Oils (choice list) | ABSENT | Absent
RBP2, Sediment/Substrate, Oils (choice list) | MODERATE | Moderate
RBP2, Sediment/Substrate, Oils (choice list) | PROFUSE | Profuse
RBP2, Sediment/Substrate, Oils (choice list) | SLIGHT | Slight
RBP2, Stream Character, Stream Origin (choice list) | GLACIAL | Glacial origin
RBP2, Stream Character, Stream Origin (choice list) | MIXED ORIGIN | Mixture of origins
RBP2, Stream Character, Stream Origin (choice list) | NON-GLACIAL | Non-glacial montane
RBP2, Stream Character, Stream Origin (choice list) | OTHER | Other origin (use Result Comment Section for description)
RBP2, Stream Character, Stream Origin (choice list) | SPRING-FED | Spring-fed origin
RBP2, Stream Character, Stream Origin (choice list) | SWAMP/BOG | Swamp or bog origin
RBP2, Stream Character, Stream Subsystem (choice list) | INTERMITTENT | Intermittent Stream
RBP2, Stream Character, Stream Subsystem (choice list) | PERENNIAL | Perennial Stream
RBP2, Stream Character, Stream Subsystem (choice list) | TIDAL | Tidal Stream
RBP2, Stream Character, Stream Type (choice list) | COLDWATER | Coldwater stream
RBP2, Stream Character, Stream Type (choice list) | WARMWATER | Warmwater stream
RBP2, Water Quality, Turbidity (choice list) | CLEAR | Clear
RBP2, Water Quality, Turbidity (choice list) | OPAQUE | Opaque
RBP2, Water Quality, Turbidity (choice list) | OTHER | Other (use Result Comment for description)
RBP2, Water Quality, Turbidity (choice list) | SLIGHTLY TUR | Slightly turbid
RBP2, Water Quality, Turbidity (choice list) | STAINED | Stained
RBP2, Water Quality, Turbidity (choice list) | TURBID | Turbid
RBP2, Water Quality, Water Odors (choice list) | CHEMICAL | Chemical
RBP2, Water Quality, Water Odors (choice list) | FISHY | Fishy
RBP2, Water Quality, Water Odors (choice list) | NONE | Normal/none
RBP2, Water Quality, Water Odors (choice list) | OTHER | Other (use Result Comment for description)
RBP2, Water Quality, Water Odors (choice list) | PETROLEUM | Petroleum
RBP2, Water Quality, Water Odors (choice list) | SEWAGE | Sewage
RBP2, Water Quality, Water Surface Oils (choice list) | FLECKS | Flecks
RBP2, Water Quality, Water Surface Oils (choice list) | GLOBS | Globs
RBP2, Water Quality, Water Surface Oils (choice list) | NONE | None
RBP2, Water Quality, Water Surface Oils (choice list) | OTHER | Other (use Result Comment for description)
RBP2, Water Quality, Water Surface Oils (choice list) | SHEEN | Sheen
RBP2, Water Quality, Water Surface Oils (choice list) | SLICK | Slick
RBP2, Watershed, Local Erosion (choice list) | HEAVY | Heavy local watershed erosion
RBP2, Watershed, Local Erosion (choice list) | MODERATE | Moderate local watershed erosion
RBP2, Watershed, Local Erosion (choice list) | NONE | No local watershed erosion
RBP2, Watershed, Local NPS Pollution (choice list) | NONE | No evidence of Non-point source pollution
RBP2, Watershed, Local NPS Pollution (choice list) | OBVIOUS | Obvious sources of Non-point source pollution
RBP2, Watershed, Local NPS Pollution (choice list) | SOME | Some potential sources of Non-point source pollution
RBP2, Watershed, Predominant Surrounding Landuse (choice list) | AGRICULTURAL | Agricultural
RBP2, Watershed, Predominant Surrounding Landuse (choice list) | COMMERCIAL | Commerical
RBP2, Watershed, Predominant Surrounding Landuse (choice list) | FIELD/PASTUR | Field/Pasture
RBP2, Watershed, Predominant Surrounding Landuse (choice list) | FOREST | Forest
RBP2, Watershed, Predominant Surrounding Landuse (choice list) | INDUSTRIAL | Industrial
RBP2, Watershed, Predominant Surrounding Landuse (choice list) | OTHER | Other (use Result Comment Section for description)
RBP2, Watershed, Predominant Surrounding Landuse (choice list) | RESIDENTIAL | Residential
RBP2, Weather Condition, Heavy Rain in Last 7 Days, Y/N (choice list) | NO | No, there has not been heavy rain within the last 7 days
RBP2, Weather Condition, Heavy Rain in Last 7 Days, Y/N (choice list) | YES | Yes, there has been heavy rain within the last 7 days
RBP2, Weather Condition, Now (choice list) | % CLOUD | % Cloud Cover, use Result Comment Sectionfor percent value
RBP2, Weather Condition, Now (choice list) | CLEAR/SUNNY | Clear/Sunny
RBP2, Weather Condition, Now (choice list) | RAIN | Rain (steady rain)
RBP2, Weather Condition, Now (choice list) | SHOWERS | Showers (intermittent)
RBP2, Weather Condition, Now (choice list) | STORM | Storm (heavy rain)
RBP2, Weather Condition, Past 24 Hours (choice list) | % CLOUD | % Cloud Cover, use Result Comment Sectionfor percent value
RBP2, Weather Condition, Past 24 Hours (choice list) | CLEAR/SUNNY | Clear/Sunny
RBP2, Weather Condition, Past 24 Hours (choice list) | RAIN | Rain (steady rain)
RBP2, Weather Condition, Past 24 Hours (choice list) | SHOWERS | Showers (intermittent rain)
RBP2, Weather Condition, Past 24 Hours (choice list) | STORM | Storm (heavy rain)
RBP3, Glide/Pool, Epifaunal Substrate (choice list) | 0 | Poor, Substrate unstable or lacking
RBP3, Glide/Pool, Epifaunal Substrate (choice list) | 1 | Poor, Substrate unstable or lacking
RBP3, Glide/Pool, Epifaunal Substrate (choice list) | 2 | Poor, Substrate unstable or lacking
RBP3, Glide/Pool, Epifaunal Substrate (choice list) | 3 | Poor, Substrate unstable or lacking
RBP3, Glide/Pool, Epifaunal Substrate (choice list) | 4 | Poor, Substrate unstable or lacking
RBP3, Glide/Pool, Epifaunal Substrate (choice list) | 5 | Poor, Substrate unstable or lacking
RBP3, Glide/Pool, Epifaunal Substrate (choice list) | 6 | Marginal, Substrate frequently disturbed or removed
RBP3, Glide/Pool, Epifaunal Substrate (choice list) | 7 | Marginal, Substrate frequently disturbed or removed
RBP3, Glide/Pool, Epifaunal Substrate (choice list) | 8 | Marginal, Substrate frequently disturbed or removed
RBP3, Glide/Pool, Epifaunal Substrate (choice list) | 9 | Marginal, Substrate frequently disturbed or removed
RBP3, Glide/Pool, Epifaunal Substrate (choice list) | 10 | Marginal, Substrate frequently disturbed or removed
RBP3, Glide/Pool, Epifaunal Substrate (choice list) | 11 | Suboptimal, Substrate not suited for colonization
RBP3, Glide/Pool, Epifaunal Substrate (choice list) | 12 | Suboptimal, Substrate not suited for colonization
RBP3, Glide/Pool, Epifaunal Substrate (choice list) | 13 | Suboptimal, Substrate not suited for colonization
RBP3, Glide/Pool, Epifaunal Substrate (choice list) | 14 | Suboptimal, Substrate not suited for colonization
RBP3, Glide/Pool, Epifaunal Substrate (choice list) | 15 | Suboptimal, Substrate not suited for colonization
RBP3, Glide/Pool, Epifaunal Substrate (choice list) | 16 | Optimal, substrate abundant and full colonization
RBP3, Glide/Pool, Epifaunal Substrate (choice list) | 17 | Optimal, substrate abundant and full colonization
RBP3, Glide/Pool, Epifaunal Substrate (choice list) | 18 | Optimal, substrate abundant and full colonization
RBP3, Glide/Pool, Epifaunal Substrate (choice list) | 19 | Optimal, substrate abundant and full colonization
RBP3, Glide/Pool, Epifaunal Substrate (choice list) | 20 | Optimal, substrate abundant and full colonization
RBP3, Glide/Pool, Instream Cover (choice list) | 0 | Poor, <10% boulder, cobble, or other stable habitat
RBP3, Glide/Pool, Instream Cover (choice list) | 1 | Poor, <10% boulder, cobble, or other stable habitat
RBP3, Glide/Pool, Instream Cover (choice list) | 2 | Poor, <10% boulder, cobble, or other stable habitat
RBP3, Glide/Pool, Instream Cover (choice list) | 3 | Poor, <10% boulder, cobble, or other stable habitat
RBP3, Glide/Pool, Instream Cover (choice list) | 4 | Poor, <10% boulder, cobble, or other stable habitat
RBP3, Glide/Pool, Instream Cover (choice list) | 5 | Poor, <10% boulder, cobble, or other stable habitat
RBP3, Glide/Pool, Instream Cover (choice list) | 6 | Marginal, 10-30% boulder or other habitat; less than desired
RBP3, Glide/Pool, Instream Cover (choice list) | 7 | Marginal, 10-30% boulder or other habitat; less than desired
RBP3, Glide/Pool, Instream Cover (choice list) | 8 | Marginal, 10-30% boulder or other habitat; less than desired
RBP3, Glide/Pool, Instream Cover (choice list) | 9 | Marginal, 10-30% boulder or other habitat; less than desired
RBP3, Glide/Pool, Instream Cover (choice list) | 10 | Marginal, 10-30% boulder or other habitat; less than desired
RBP3, Glide/Pool, Instream Cover (choice list) | 11 | Suboptimal, 30-50% boulder or cobbler; adequate habitat
RBP3, Glide/Pool, Instream Cover (choice list) | 12 | Suboptimal, 30-50% boulder or cobbler; adequate habitat
RBP3, Glide/Pool, Instream Cover (choice list) | 13 | Suboptimal, 30-50% boulder or cobbler; adequate habitat
RBP3, Glide/Pool, Instream Cover (choice list) | 14 | Suboptimal, 30-50% boulder or cobbler; adequate habitat
RBP3, Glide/Pool, Instream Cover (choice list) | 15 | Suboptimal, 30-50% boulder or cobbler; adequate habitat
RBP3, Glide/Pool, Instream Cover (choice list) | 16 | Optimal, > 50% mix of boulders cobble or other habitat
RBP3, Glide/Pool, Instream Cover (choice list) | 17 | Optimal, > 50% mix of boulders cobble or other habitat
RBP3, Glide/Pool, Instream Cover (choice list) | 18 | Optimal, > 50% mix of boulders cobble or other habitat
RBP3, Glide/Pool, Instream Cover (choice list) | 19 | Optimal, > 50% mix of boulders cobble or other habitat
RBP3, Glide/Pool, Instream Cover (choice list) | 20 | Optimal, > 50% mix of boulders cobble or other habitat
RBP3, Glide/Pool, Pool Substrate Characterization (choice list) | 0 | Poor, Hard-pan clay or bedrock; no vegetation
RBP3, Glide/Pool, Pool Substrate Characterization (choice list) | 1 | Poor, Hard-pan clay or bedrock; no vegetation
RBP3, Glide/Pool, Pool Substrate Characterization (choice list) | 2 | Poor, Hard-pan clay or bedrock; no vegetation
RBP3, Glide/Pool, Pool Substrate Characterization (choice list) | 3 | Poor, Hard-pan clay or bedrock; no vegetation
RBP3, Glide/Pool, Pool Substrate Characterization (choice list) | 4 | Poor, Hard-pan clay or bedrock; no vegetation
RBP3, Glide/Pool, Pool Substrate Characterization (choice list) | 5 | Poor, Hard-pan clay or bedrock; no vegetation
RBP3, Glide/Pool, Pool Substrate Characterization (choice list) | 6 | Marginal, All clay or sand bottom; no submerged vegetation
RBP3, Glide/Pool, Pool Substrate Characterization (choice list) | 7 | Marginal, All clay or sand bottom; no submerged vegetation
RBP3, Glide/Pool, Pool Substrate Characterization (choice list) | 8 | Marginal, All clay or sand bottom; no submerged vegetation
RBP3, Glide/Pool, Pool Substrate Characterization (choice list) | 9 | Marginal, All clay or sand bottom; no submerged vegetation
RBP3, Glide/Pool, Pool Substrate Characterization (choice list) | 10 | Marginal, All clay or sand bottom; no submerged vegetation
RBP3, Glide/Pool, Pool Substrate Characterization (choice list) | 11 | Suboptimal, Mix of mud, or clay; some vegetation present
RBP3, Glide/Pool, Pool Substrate Characterization (choice list) | 12 | Suboptimal, Mix of mud, or clay; some vegetation present
RBP3, Glide/Pool, Pool Substrate Characterization (choice list) | 13 | Suboptimal, Mix of mud, or clay; some vegetation present
RBP3, Glide/Pool, Pool Substrate Characterization (choice list) | 14 | Suboptimal, Mix of mud, or clay; some vegetation present
RBP3, Glide/Pool, Pool Substrate Characterization (choice list) | 15 | Suboptimal, Mix of mud, or clay; some vegetation present
RBP3, Glide/Pool, Pool Substrate Characterization (choice list) | 16 | Optimal, Mix of gravel and sand; vegetation common
RBP3, Glide/Pool, Pool Substrate Characterization (choice list) | 17 | Optimal, Mix of gravel and sand; vegetation common
RBP3, Glide/Pool, Pool Substrate Characterization (choice list) | 18 | Optimal, Mix of gravel and sand; vegetation common
RBP3, Glide/Pool, Pool Substrate Characterization (choice list) | 19 | Optimal, Mix of gravel and sand; vegetation common
RBP3, Glide/Pool, Pool Substrate Characterization (choice list) | 20 | Optimal, Mix of gravel and sand; vegetation common
RBP3, Glide/Pool, Pool Variability (choice list) | 0 | Poor, Majority of pools small-shallow or pools absent
RBP3, Glide/Pool, Pool Variability (choice list) | 1 | Poor, Majority of pools small-shallow or pools absent
RBP3, Glide/Pool, Pool Variability (choice list) | 2 | Poor, Majority of pools small-shallow or pools absent
RBP3, Glide/Pool, Pool Variability (choice list) | 3 | Poor, Majority of pools small-shallow or pools absent
RBP3, Glide/Pool, Pool Variability (choice list) | 4 | Poor, Majority of pools small-shallow or pools absent
RBP3, Glide/Pool, Pool Variability (choice list) | 5 | Poor, Majority of pools small-shallow or pools absent
RBP3, Glide/Pool, Pool Variability (choice list) | 6 | Marginal, Shallow pools much more prevalent than deep pools
RBP3, Glide/Pool, Pool Variability (choice list) | 7 | Marginal, Shallow pools much more prevalent than deep pools
RBP3, Glide/Pool, Pool Variability (choice list) | 8 | Marginal, Shallow pools much more prevalent than deep pools
RBP3, Glide/Pool, Pool Variability (choice list) | 9 | Marginal, Shallow pools much more prevalent than deep pools
RBP3, Glide/Pool, Pool Variability (choice list) | 10 | Marginal, Shallow pools much more prevalent than deep pools
RBP3, Glide/Pool, Pool Variability (choice list) | 11 | Suboptimal, Majority of pools large-deep; very few shallow
RBP3, Glide/Pool, Pool Variability (choice list) | 12 | Suboptimal, Majority of pools large-deep; very few shallow
RBP3, Glide/Pool, Pool Variability (choice list) | 13 | Suboptimal, Majority of pools large-deep; very few shallow
RBP3, Glide/Pool, Pool Variability (choice list) | 14 | Suboptimal, Majority of pools large-deep; very few shallow
RBP3, Glide/Pool, Pool Variability (choice list) | 15 | Suboptimal, Majority of pools large-deep; very few shallow
RBP3, Glide/Pool, Pool Variability (choice list) | 16 | Optimal, Even combinations of pools present
RBP3, Glide/Pool, Pool Variability (choice list) | 17 | Optimal, Even combinations of pools present
RBP3, Glide/Pool, Pool Variability (choice list) | 18 | Optimal, Even combinations of pools present
RBP3, Glide/Pool, Pool Variability (choice list) | 19 | Optimal, Even combinations of pools present
RBP3, Glide/Pool, Pool Variability (choice list) | 20 | Optimal, Even combinations of pools present
RBP3, Glide/Pool, Sediment Deposition (choice list) | 0 | Poor, Channelized; pools absent due to sediment deposition
RBP3, Glide/Pool, Sediment Deposition (choice list) | 1 | Poor, Channelized; pools absent due to sediment deposition
RBP3, Glide/Pool, Sediment Deposition (choice list) | 2 | Poor, Channelized; pools absent due to sediment deposition
RBP3, Glide/Pool, Sediment Deposition (choice list) | 3 | Poor, Channelized; pools absent due to sediment deposition
RBP3, Glide/Pool, Sediment Deposition (choice list) | 4 | Poor, Channelized; pools absent due to sediment deposition
RBP3, Glide/Pool, Sediment Deposition (choice list) | 5 | Poor, Channelized; pools absent due to sediment deposition
RBP3, Glide/Pool, Sediment Deposition (choice list) | 6 | Marginal, 50-80% affected;silted, movement during storms
RBP3, Glide/Pool, Sediment Deposition (choice list) | 7 | Marginal, 50-80% affected;silted, movement during storms
RBP3, Glide/Pool, Sediment Deposition (choice list) | 8 | Marginal, 50-80% affected;silted, movement during storms
RBP3, Glide/Pool, Sediment Deposition (choice list) | 9 | Marginal, 50-80% affected;silted, movement during storms
RBP3, Glide/Pool, Sediment Deposition (choice list) | 10 | Marginal, 50-80% affected;silted, movement during storms
RBP3, Glide/Pool, Sediment Deposition (choice list) | 11 | Suboptimal, 20-50% affected; movement during major storms
RBP3, Glide/Pool, Sediment Deposition (choice list) | 12 | Suboptimal, 20-50% affected; movement during major storms
RBP3, Glide/Pool, Sediment Deposition (choice list) | 13 | Suboptimal, 20-50% affected; movement during major storms
RBP3, Glide/Pool, Sediment Deposition (choice list) | 14 | Suboptimal, 20-50% affected; movement during major storms
RBP3, Glide/Pool, Sediment Deposition (choice list) | 15 | Suboptimal, 20-50% affected; movement during major storms
RBP3, Glide/Pool, Sediment Deposition (choice list) | 16 | Optimal, < 20% bottom affected;no enlargement of island
RBP3, Glide/Pool, Sediment Deposition (choice list) | 17 | Optimal, < 20% bottom affected;no enlargement of island
RBP3, Glide/Pool, Sediment Deposition (choice list) | 18 | Optimal, < 20% bottom affected;no enlargement of island
RBP3, Glide/Pool, Sediment Deposition (choice list) | 19 | Optimal, < 20% bottom affected;no enlargement of island
RBP3, Glide/Pool, Sediment Deposition (choice list) | 20 | Optimal, < 20% bottom affected;no enlargement of island
RBP3, Riffle/Run, Embeddedness (choice list) | 0 | Poor, Gravel, boulder >75% surrounded by fine sediments
RBP3, Riffle/Run, Embeddedness (choice list) | 1 | Poor, Gravel, boulder >75% surrounded by fine sediments
RBP3, Riffle/Run, Embeddedness (choice list) | 2 | Poor, Gravel, boulder >75% surrounded by fine sediments
RBP3, Riffle/Run, Embeddedness (choice list) | 3 | Poor, Gravel, boulder >75% surrounded by fine sediments
RBP3, Riffle/Run, Embeddedness (choice list) | 4 | Poor, Gravel, boulder >75% surrounded by fine sediments
RBP3, Riffle/Run, Embeddedness (choice list) | 5 | Poor, Gravel, boulder >75% surrounded by fine sediments
RBP3, Riffle/Run, Embeddedness (choice list) | 6 | Marginal, Gravel/boulder 50-75% surrounded by fine sediments
RBP3, Riffle/Run, Embeddedness (choice list) | 7 | Marginal, Gravel/boulder 50-75% surrounded by fine sediments
RBP3, Riffle/Run, Embeddedness (choice list) | 8 | Marginal, Gravel/boulder 50-75% surrounded by fine sediments
RBP3, Riffle/Run, Embeddedness (choice list) | 9 | Marginal, Gravel/boulder 50-75% surrounded by fine sediments
RBP3, Riffle/Run, Embeddedness (choice list) | 10 | Marginal, Gravel/boulder 50-75% surrounded by fine sediments
RBP3, Riffle/Run, Embeddedness (choice list) | 11 | Suboptimal, Gravel/boulder 25-50% surrounded by sediments
RBP3, Riffle/Run, Embeddedness (choice list) | 13 | Suboptimal, Gravel/boulder 25-50% surrounded by sediments
RBP3, Riffle/Run, Embeddedness (choice list) | 14 | Suboptimal, Gravel/boulder 25-50% surrounded by sediments
RBP3, Riffle/Run, Embeddedness (choice list) | 15 | Suboptimal, Gravel/boulder 25-50% surrounded by sediments
RBP3, Riffle/Run, Embeddedness (choice list) | 16 | Optimal, Gravel/boulder 0-25% surrounded by fine sediments
RBP3, Riffle/Run, Embeddedness (choice list) | 17 | Optimal, Gravel/boulder 0-25% surrounded by fine sediments
RBP3, Riffle/Run, Embeddedness (choice list) | 18 | Optimal, Gravel/boulder 0-25% surrounded by fine sediments
RBP3, Riffle/Run, Embeddedness (choice list) | 19 | Optimal, Gravel/boulder 0-25% surrounded by fine sediments
RBP3, Riffle/Run, Embeddedness (choice list) | 20 | Optimal, Gravel/boulder 0-25% surrounded by fine sediments
RBP3, Riffle/Run, Embeddedness (choice list) | Opt 16-20 | Suboptimal, Gravel/boulder 25-50% surrounded by sediments
RBP3, Riffle/Run, Epifaunal Substrate (choice list) | 0 | Poor, Riffle / run virtually nonexistent; cobble lacking
RBP3, Riffle/Run, Epifaunal Substrate (choice list) | 1 | Poor, Riffle / run virtually nonexistent; cobble lacking
RBP3, Riffle/Run, Epifaunal Substrate (choice list) | 2 | Poor, Riffle / run virtually nonexistent; cobble lacking
RBP3, Riffle/Run, Epifaunal Substrate (choice list) | 3 | Poor, Riffle / run virtually nonexistent; cobble lacking
RBP3, Riffle/Run, Epifaunal Substrate (choice list) | 4 | Poor, Riffle / run virtually nonexistent; cobble lacking
RBP3, Riffle/Run, Epifaunal Substrate (choice list) | 5 | Poor, Riffle / run virtually nonexistent; cobble lacking
RBP3, Riffle/Run, Epifaunal Substrate (choice list) | 6 | Marginal, Run area lacking; some cobble present
RBP3, Riffle/Run, Epifaunal Substrate (choice list) | 7 | Marginal, Run area lacking; some cobble present
RBP3, Riffle/Run, Epifaunal Substrate (choice list) | 8 | Marginal, Run area lacking; some cobble present
RBP3, Riffle/Run, Epifaunal Substrate (choice list) | 9 | Marginal, Run area lacking; some cobble present
RBP3, Riffle/Run, Epifaunal Substrate (choice list) | 10 | Marginal, Run area lacking; some cobble present
RBP3, Riffle/Run, Epifaunal Substrate (choice list) | 11 | Suboptimal, abundance of cobble; boulders common
RBP3, Riffle/Run, Epifaunal Substrate (choice list) | 12 | Suboptimal, abundance of cobble; boulders common
RBP3, Riffle/Run, Epifaunal Substrate (choice list) | 13 | Suboptimal, abundance of cobble; boulders common
RBP3, Riffle/Run, Epifaunal Substrate (choice list) | 14 | Suboptimal, abundance of cobble; boulders common
RBP3, Riffle/Run, Epifaunal Substrate (choice list) | 15 | Suboptimal, abundance of cobble; boulders common
RBP3, Riffle/Run, Epifaunal Substrate (choice list) | 16 | Optimal, Well-developed riffle; abundance of cobble
RBP3, Riffle/Run, Epifaunal Substrate (choice list) | 17 | Optimal, Well-developed riffle; abundance of cobble
RBP3, Riffle/Run, Epifaunal Substrate (choice list) | 18 | Optimal, Well-developed riffle; abundance of cobble
RBP3, Riffle/Run, Epifaunal Substrate (choice list) | 19 | Optimal, Well-developed riffle; abundance of cobble
RBP3, Riffle/Run, Epifaunal Substrate (choice list) | 20 | Optimal, Well-developed riffle; abundance of cobble
RBP3, Riffle/Run, Instream Cover (choice list) | 0 | Poor, <10% boulder, cobble, or other stable habitat
RBP3, Riffle/Run, Instream Cover (choice list) | 1 | Poor, <10% boulder, cobble, or other stable habitat
RBP3, Riffle/Run, Instream Cover (choice list) | 2 | Poor, <10% boulder, cobble, or other stable habitat
RBP3, Riffle/Run, Instream Cover (choice list) | 3 | Poor, <10% boulder, cobble, or other stable habitat
RBP3, Riffle/Run, Instream Cover (choice list) | 4 | Poor, <10% boulder, cobble, or other stable habitat
RBP3, Riffle/Run, Instream Cover (choice list) | 5 | Poor, <10% boulder, cobble, or other stable habitat
RBP3, Riffle/Run, Instream Cover (choice list) | 6 | Marginal, 10-30% boulder or other habitat; less than desired
RBP3, Riffle/Run, Instream Cover (choice list) | 7 | Marginal, 10-30% boulder or other habitat; less than desired
RBP3, Riffle/Run, Instream Cover (choice list) | 8 | Marginal, 10-30% boulder or other habitat; less than desired
RBP3, Riffle/Run, Instream Cover (choice list) | 9 | Marginal, 10-30% boulder or other habitat; less than desired
RBP3, Riffle/Run, Instream Cover (choice list) | 10 | Marginal, 10-30% boulder or other habitat; less than desired
RBP3, Riffle/Run, Instream Cover (choice list) | 11 | Suboptimal, 30-50% boulder or cobbler; adequate habitat
RBP3, Riffle/Run, Instream Cover (choice list) | 12 | Suboptimal, 30-50% boulder or cobbler; adequate habitat
RBP3, Riffle/Run, Instream Cover (choice list) | 13 | Suboptimal, 30-50% boulder or cobbler; adequate habitat
RBP3, Riffle/Run, Instream Cover (choice list) | 14 | Suboptimal, 30-50% boulder or cobbler; adequate habitat
RBP3, Riffle/Run, Instream Cover (choice list) | 15 | Suboptimal, 30-50% boulder or cobbler; adequate habitat
RBP3, Riffle/Run, Instream Cover (choice list) | 16 | Optimal, > 50% mix of boulders, cobble or other habitat
RBP3, Riffle/Run, Instream Cover (choice list) | 17 | Optimal, > 50% mix of boulders, cobble or other habitat
RBP3, Riffle/Run, Instream Cover (choice list) | 18 | Optimal, > 50% mix of boulders, cobble or other habitat
RBP3, Riffle/Run, Instream Cover (choice list) | 19 | Optimal, > 50% mix of boulders, cobble or other habitat
RBP3, Riffle/Run, Instream Cover (choice list) | 20 | Optimal, > 50% mix of boulders, cobble or other habitat
RBP3, Riffle/Run, Sediment Deposition (choice list) | 0 | Poor, Heavy deposited sediment; >50% bottom change frequency
RBP3, Riffle/Run, Sediment Deposition (choice list) | 1 | Poor, Heavy deposited sediment; >50% bottom change frequency
RBP3, Riffle/Run, Sediment Deposition (choice list) | 2 | Poor, Heavy deposited sediment; >50% bottom change frequency
RBP3, Riffle/Run, Sediment Deposition (choice list) | 3 | Poor, Heavy deposited sediment; >50% bottom change frequency
RBP3, Riffle/Run, Sediment Deposition (choice list) | 4 | Poor, Heavy deposited sediment; >50% bottom change frequency
RBP3, Riffle/Run, Sediment Deposition (choice list) | 5 | Poor, Heavy deposited sediment; >50% bottom change frequency
RBP3, Riffle/Run, Sediment Deposition (choice list) | 6 | Marginal, Moderate deposition; 30-50% of the bottom affected
RBP3, Riffle/Run, Sediment Deposition (choice list) | 7 | Marginal, Moderate deposition; 30-50% of the bottom affected
RBP3, Riffle/Run, Sediment Deposition (choice list) | 8 | Marginal, Moderate deposition; 30-50% of the bottom affected
RBP3, Riffle/Run, Sediment Deposition (choice list) | 9 | Marginal, Moderate deposition; 30-50% of the bottom affected
RBP3, Riffle/Run, Sediment Deposition (choice list) | 10 | Marginal, Moderate deposition; 30-50% of the bottom affected
RBP3, Riffle/Run, Sediment Deposition (choice list) | 11 | Suboptimal, bar from gravel; 5-30% of bottom affected
RBP3, Riffle/Run, Sediment Deposition (choice list) | 12 | Suboptimal, bar from gravel; 5-30% of bottom affected
RBP3, Riffle/Run, Sediment Deposition (choice list) | 13 | Suboptimal, bar from gravel; 5-30% of bottom affected
RBP3, Riffle/Run, Sediment Deposition (choice list) | 14 | Suboptimal, bar from gravel; 5-30% of bottom affected
RBP3, Riffle/Run, Sediment Deposition (choice list) | 15 | Suboptimal, bar from gravel; 5-30% of bottom affected
RBP3, Riffle/Run, Sediment Deposition (choice list) | 16 | Optimal, No enlargement of islands; <5% of bottom affected
RBP3, Riffle/Run, Sediment Deposition (choice list) | 17 | Optimal, No enlargement of islands; <5% of bottom affected
RBP3, Riffle/Run, Sediment Deposition (choice list) | 18 | Optimal, No enlargement of islands; <5% of bottom affected
RBP3, Riffle/Run, Sediment Deposition (choice list) | 19 | Optimal, No enlargement of islands; <5% of bottom affected
RBP3, Riffle/Run, Sediment Deposition (choice list) | 20 | Optimal, No enlargement of islands; <5% of bottom affected
RBP3, Riffle/Run, Velocity/ Depth Regimes (choice list) | 0 | Poor, Dominated by 1 velocity/depth regime
RBP3, Riffle/Run, Velocity/ Depth Regimes (choice list) | 1 | Poor, Dominated by 1 velocity/depth regime
RBP3, Riffle/Run, Velocity/ Depth Regimes (choice list) | 2 | Poor, Dominated by 1 velocity/depth regime
RBP3, Riffle/Run, Velocity/ Depth Regimes (choice list) | 3 | Poor, Dominated by 1 velocity/depth regime
RBP3, Riffle/Run, Velocity/ Depth Regimes (choice list) | 4 | Poor, Dominated by 1 velocity/depth regime
RBP3, Riffle/Run, Velocity/ Depth Regimes (choice list) | 5 | Poor, Dominated by 1 velocity/depth regime
RBP3, Riffle/Run, Velocity/ Depth Regimes (choice list) | 6 | Marginal, 2 of 4 regimes
RBP3, Riffle/Run, Velocity/ Depth Regimes (choice list) | 7 | Marginal, 2 of 4 regimes
RBP3, Riffle/Run, Velocity/ Depth Regimes (choice list) | 8 | Marginal, 2 of 4 regimes
RBP3, Riffle/Run, Velocity/ Depth Regimes (choice list) | 9 | Marginal, 2 of 4 regimes
RBP3, Riffle/Run, Velocity/ Depth Regimes (choice list) | 10 | Marginal, 2 of 4 regimes
RBP3, Riffle/Run, Velocity/ Depth Regimes (choice list) | 11 | Suboptimal, Only 3 of 4 regimes present
RBP3, Riffle/Run, Velocity/ Depth Regimes (choice list) | 12 | Suboptimal, Only 3 of 4 regimes present
RBP3, Riffle/Run, Velocity/ Depth Regimes (choice list) | 13 | Suboptimal, Only 3 of 4 regimes present
RBP3, Riffle/Run, Velocity/ Depth Regimes (choice list) | 14 | Suboptimal, Only 3 of 4 regimes present
RBP3, Riffle/Run, Velocity/ Depth Regimes (choice list) | 15 | Suboptimal, Only 3 of 4 regimes present
RBP3, Riffle/Run, Velocity/ Depth Regimes (choice list) | 16 | Optimal, All 4 velocity/depth regimes present
RBP3, Riffle/Run, Velocity/ Depth Regimes (choice list) | 17 | Optimal, All 4 velocity/depth regimes present
RBP3, Riffle/Run, Velocity/ Depth Regimes (choice list) | 18 | Optimal, All 4 velocity/depth regimes present
RBP3, Riffle/Run, Velocity/ Depth Regimes (choice list) | 19 | Optimal, All 4 velocity/depth regimes present
RBP3, Riffle/Run, Velocity/ Depth Regimes (choice list) | 20 | Optimal, All 4 velocity/depth regimes present
Riparian vegetation composition (choice list) | C | Coniferous dominated (canopy more than 50% conifer
Riparian vegetation composition (choice list) | CR | Cascade over Bedrock
Riparian vegetation composition (choice list) | D | Deciduous trees (alder, cottonwood, big leaf maple
Riparian vegetation composition (choice list) | G | Annual grasses and herbs
Riparian vegetation composition (choice list) | GL | Glide
Riparian vegetation composition (choice list) | M | Mixed conifer and deciduous
Riparian vegetation composition (choice list) | N | No Vegetation (bare soil, rock)
Riparian vegetation composition (choice list) | P | Perennial grasses, forbs, sedges and rushes
Riparian vegetation composition (choice list) | P/M | Perennial and Mixed
Riparian vegetation composition (choice list) | P/S | Perennial and Shrubs
Riparian vegetation composition (choice list) | S | Shrubs (willow, salmonberry, some alder
Riparian vegetation composition (choice list) | S/M | Shrubs and Mixed
Rocky Substrate (Choice List) | NO | Sandy substrate; no bedrock, boulders, etc.
Rocky Substrate (Choice List) | YES | Rocky substrate; bedrock, boulders, etc.
Salt Appearance at Waters Edge (choice list) | 1. no salt | no evidence of salt crusts
Salt Appearance at Waters Edge (choice list) | 2) rare salt | salt crusts are rare
Salt Appearance at Waters Edge (choice list) | 3) numerous | salt crusts are numerous
Salt Appearance at Waters Edge (choice list) | 4) crusted | banks covered with salt crusts
Sandy Substrate (Choice List) | NO | Rocky substrate; bedrock, boulders, etc.
Sandy Substrate (Choice List) | YES | Sandy substrate; no bedrock, boulders, etc.
Sea waves severity (choice list) | 1 | 0 to 3 inches.
Sea waves severity (choice list) | 2 | 4 to 20 inches.
Sea waves severity (choice list) | 3 | 21 to 48 inches.
Sea waves severity (choice list) | 4 | 4 to 8 feet.
Sediment, inorganic, classification (choice list) | 1 | Sand
Sediment, inorganic, classification (choice list) | 10 | Gravelly Medium Fine Sand
Sediment, inorganic, classification (choice list) | 11 | Gravelly Coarse Silty Sand
Sediment, inorganic, classification (choice list) | 2 | Silt
Sediment, inorganic, classification (choice list) | 3 | Medium to Fine Sand
Sediment, inorganic, classification (choice list) | 4 | Sandy Silt
Sediment, inorganic, classification (choice list) | 5 | Sandy Silty Clay
Sediment, inorganic, classification (choice list) | 6 | Silty Fine Sand
Sediment, inorganic, classification (choice list) | 7 | Silty Sand
Sediment, inorganic, classification (choice list) | 8 | Silty Clay
Sediment, inorganic, classification (choice list) | 9 | Gravelly Coarse Fine Sand
Sediment, organic, classification (choice list) | 1 | Organic Fine Sandy Silt
Sediment, organic, classification (choice list) | 2 | Organic Fine Sandy Clayey Silt
Sediment, organic, classification (choice list) | 3 | Organic Sand Silt
Sediment, organic, classification (choice list) | 4 | Organic Silty Medium to Fine Sand
Sediment, organic, classification (choice list) | 5 | Organic Silty Coarse to Fine Sand
Sediment, organic, classification (choice list) | 6 | Organic Fine Clayey Silt
Sediment, organic, classification (choice list) | 7 | Organic Fine Sand
Sediment/ Substrate Odors (choice list) | ANAEROBIC | ANAEROBIC - Self describing.
Sediment/ Substrate Odors (choice list) | CHEMICAL | CHEMICAL - Self describing.
Sediment/ Substrate Odors (choice list) | NONE/NORMAL | NONE/NORMAL - Self describing.
Sediment/ Substrate Odors (choice list) | OTHER | OTHER - Self describing.
Sediment/ Substrate Odors (choice list) | PETROLEUM | PETROLEUM - Self describing.
Sediment/ Substrate Odors (choice list) | SEWAGE | SEWAGE - Self describing.
Sex (choice list) | FEMALE | Female
Sex (choice list) | HERMAPHROD. | Hermaphroditic. Having both male and female organs.
Sex (choice list) | INDETERM. | Indeterminate. Lacking unambiguous sexual indicators.
Sex (choice list) | MALE | Male
Significant(choice list) | NO | Test response is not significant
Significant(choice list) | YES | Test response significantly toxic
Sludge, substrate rock/bank cover - severity (choice list) | 0% | Sludge cover absent
Sludge, substrate rock/bank cover - severity (choice list) | 1-20% | Sludge cover 1 - 20% of substrate
Sludge, substrate rock/bank cover - severity (choice list) | 100% | Sludge cover 100% of substrate
Sludge, substrate rock/bank cover - severity (choice list) | 21-40% | Sludge cover 21 - 40% of substrate
Sludge, substrate rock/bank cover - severity (choice list) | 41-60% | Sludge cover 41 - 60% of substrate
Sludge, substrate rock/bank cover - severity (choice list) | 81-99% | Sludge cover 81 - 99% of substrate
Stream Bed Color (choice list) | Brown/black | Brown/black
Stream Bed Color (choice list) | Greenish | Greenish
Stream Bed Color (choice list) | None-clean | None-clean bed
Stream Bed Color (choice list) | Orange/red | Orange to red
Stream Bed Color (choice list) | Other | Other
Stream Bed Color (choice list) | Yellowish | Yellowish
Stream physical appearance (choice list) | 1.CLEAR | 1=Clear - crystal clear, transparent water
Stream physical appearance (choice list) | 2.MILKY | 2=Milky - not quite crystal clear; cloudy white or gray
Stream physical appearance (choice list) | 3.FOAMY | 3=Foamy - natural or from pollution
Stream physical appearance (choice list) | 4.TEA-COLOR | 4=Tea-colored - clear, natural coloration from wetland
Stream physical appearance (choice list) | 5.MUDDY | 5=Muddy - cloudy brown due to high sediment levels
Stream physical appearance (choice list) | 6.GREEN | 6=Green - algal coloration evident
Stream physical appearance (choice list) | 7.SCUM/ODOR | 7=Green OR Muddy plus extensive floating scum or foul odor
Stream Physical Appearance, Minnesota (choice list) | 1A.CLEAR | Crystal clear, transparent water
Stream Physical Appearance, Minnesota (choice list) | 1B.TEA-COLOR | Transparent water tea-colored by dissolved organic matter
Stream Physical Appearance, Minnesota (choice list) | 2.CLOUDY | Not quite crystal clear; cloudy white, gray, or lt. brown
Stream Physical Appearance, Minnesota (choice list) | 3.MUDDY | Cloudy brown due to high sediment levels
Stream Physical Appearance, Minnesota (choice list) | 4.GREEN | Green due to algal growth; indicative of excess nutrients
Stream Physical Appearance, Minnesota (choice list) | 5.MUDDY&GRN | Cloudy brown from sediment and green from algae growth
Stream recreational suitability (choice list) | 1.VERY GOOD | 1=Beautiful, aesthetic and recreation could not be better
Stream recreational suitability (choice list) | 2.GOOD | 2=Very minor aesthetic problems: excellent body-contact rec
Stream recreational suitability (choice list) | 3.FAIR | 3=Body-contact recreation and aesthetics slightly impaired
Stream recreational suitability (choice list) | 4.POOR | 4=Recreation potential and aesthetics substantially reduced
Stream recreational suitability (choice list) | 5.VERY POOR | 5=Recreation and aesthetic enjoyment nearly impossible
Stream Unit Type (choice list) | AL | Alcove*(bank feature, persistent at high flow)
Stream Unit Type (choice list) | BP | Beaver pond. Damned pool formed by beavers.
Stream Unit Type (choice list) | BW | Backwater pool (bed feature: transient)
Stream Unit Type (choice list) | DP | Damned pool
Stream Unit Type (choice list) | IP | Isolated pool
Stream Unit Type (choice list) | LP | Lateral scour pool
Stream Unit Type (choice list) | PP | Plunge pool
Stream Unit Type (choice list) | RB | Rapid with Protruding Boulders
Stream Unit Type (choice list) | RI | Riffle
Stream Unit Type (choice list) | RP | Riffle with Pocket Water
Stream Unit Type (choice list) | SB | Step over Boulders
Stream Unit Type (choice list) | SC | Step over face of Cobble bar
Stream Unit Type (choice list) | SL | Step over Log(s), branches or beaver sticks
Stream Unit Type (choice list) | SP | Straight sour pool
Stream Unit Type (choice list) | SR | Step over BedRock
Stream Unit Type (choice list) | SS | Step created by Structure (culvert, weir, dam, gabion)
Stream Unit Type (choice list) | TP | Trench pool
Subsystem classification stream type (choice list) | Clear | Clear
Subsystem classification stream type (choice list) | Glacial | Glacial
Subsystem classification stream type (choice list) | Other | Other
Subsystem classification stream type (choice list) | Stained | Stained
Tide stage (choice list) | DH | Daily high water slack.
Tide stage (choice list) | DHH | Daily higher high water slack.
Tide stage (choice list) | DL | Daily low water slack.
Tide stage (choice list) | DLL | Daily lower low water slack.
Tide stage (choice list) | EBB | Ebb current.
Tide stage (choice list) | FLOOD | Flood current.
Tide stage (choice list) | GEBB | Greater ebb current.
Tide stage (choice list) | GFLOOD | Greater flood current.
Tide stage (choice list) | LEBB | Lesser ebb current.
Tide stage (choice list) | LFLOOD | Lesser flood current.
Tide stage (choice list) | MEAN | Mean tide level, midway between high and low.
Toxicity, sediment, Ampelisca abdita, significant (choice list) | NO | P-value & Result indicate test response is not significant
Toxicity, sediment, Ampelisca abdita, significant (choice list) | YES | P-value & Result indicate test response significantly toxic
Toxicity, sediment, Ampelisca verrilli, significant (choice list) | NO | P-value & Result indicate test response is not significant
Toxicity, sediment, Ampelisca verrilli, significant (choice list) | YES | P-value & Result indicate test response significantly toxic
Toxicity, sediment, Eohaustorius estuarius, significant (choice list) | NO | P-value & Result indicate test response significantly toxic
Toxicity, sediment, Eohaustorius estuarius, significant (choice list) | YES | P-value & Result indicate test response is not significant
Toxicity, sediment, Leptocheirus plumulosus, significant (choice list) | NO | P-value & Result indicate test response significantly toxic
Toxicity, sediment, Leptocheirus plumulosus, significant (choice list) | YES | P-value & Result indicate test response is not significant
Toxicity, sediment, microtox, Vibrio fischeri, significant (choice list) | NO | P-value & Result indicate test response significantly toxic
Toxicity, sediment, microtox, Vibrio fischeri, significant (choice list) | YES | P-value & Result indicate test response is not significant
Toxicity, sediment, Rhepoxynius abronius, significant (choice list) | NO | P-value & Result indicate test response significantly toxic
Toxicity, sediment, Rhepoxynius abronius, significant (choice list) | YES | P-value & Result indicate test response is not significant
Turbidity severity (choice list) | EXTREME | Extreme
Turbidity severity (choice list) | MILD | Mild
Turbidity severity (choice list) | MODERATE | Moderate
Turbidity severity (choice list) | NONE | None
Turbidity severity (choice list) | SERIOUS | Serious
Wave height (WMO code 1555) (choice list) | 0=CALM | Description, WMO Code=0, wave height=Calm
Wave height (WMO code 1555) (choice list) | 10=5M | Description, WMO Code=10, wave height=5m
Wave height (WMO code 1555) (choice list) | 11=5.5M | Description, WMO Code=11, wave height=5.5m
Wave height (WMO code 1555) (choice list) | 12=6M | Description, WMO Code=12, wave height=6m
Wave height (WMO code 1555) (choice list) | 13=6.5M | Description, WMO Code=13, wave height=6.5m
Wave height (WMO code 1555) (choice list) | 14=7M | Description, WMO Code=14, wave height=7m
Wave height (WMO code 1555) (choice list) | 15=7.5M | Description, WMO Code=15, wave height=7.5m
Wave height (WMO code 1555) (choice list) | 16=8M | Description, WMO Code=16, wave height=8m
Wave height (WMO code 1555) (choice list) | 17=8.5M | Description, WMO Code=17, wave height=8.5m
Wave height (WMO code 1555) (choice list) | 18=9M | Description, WMO Code=18, wave height=9m
Wave height (WMO code 1555) (choice list) | 19=9.5M | Description, WMO Code=19, wave height=9.5m
Wave height (WMO code 1555) (choice list) | 1=.5M | Description, WMO Code=1, wave height=.5m
Wave height (WMO code 1555) (choice list) | 20=10M | Description, WMO Code=20, wave height=10m
Wave height (WMO code 1555) (choice list) | 21=10.5M | Description, WMO Code=21, wave height=10.5mm
Wave height (WMO code 1555) (choice list) | 22=11M | Description, WMO Code=22, wave height=11m
Wave height (WMO code 1555) (choice list) | 23=11.5M | Description, WMO Code=23, wave height=11.5m
Wave height (WMO code 1555) (choice list) | 24=12M | Description, WMO Code=24, wave height=12m
Wave height (WMO code 1555) (choice list) | 25=12.5M | Description, WMO Code=25, wave height=12.5m
Wave height (WMO code 1555) (choice list) | 26=13M | Description, WMO Code=26, wave height=13m
Wave height (WMO code 1555) (choice list) | 27=>13M | Description, WMO Code=27, wave height >13m
Wave height (WMO code 1555) (choice list) | 2=1M | Description, WMO Code=2, wave height=1m
Wave height (WMO code 1555) (choice list) | 3=1.5M | Description, WMO Code=3, wave height=1.5m
Wave height (WMO code 1555) (choice list) | 4=2M | Description, WMO Code=4, wave height=2m
Wave height (WMO code 1555) (choice list) | 5=2.5M | Description, WMO Code=5, wave height=2.5m
Wave height (WMO code 1555) (choice list) | 6=3M | Description, WMO Code=6, wave height=3m
Wave height (WMO code 1555) (choice list) | 7=3.5M | Description, WMO Code=7, wave height=3.5m
Wave height (WMO code 1555) (choice list) | 8=4M | Description, WMO Code=8, wave height=4m
Wave height (WMO code 1555) (choice list) | 9=4.5M | Description, WMO Code=9, wave height=4.5m
Weather condition (WMO code 4501) (choice list) | 0 | Cloudless.
Weather condition (WMO code 4501) (choice list) | 1 | Cloudy or partly cloudy.
Weather condition (WMO code 4501) (choice list) | 2 | Overcast.
Weather condition (WMO code 4501) (choice list) | 3 | Drifting snow, or dust/sand storm. Visibility l.t. 1000 M.
Weather condition (WMO code 4501) (choice list) | 4 | Fog or dust. Visibility l.t. 1000 M.
Weather condition (WMO code 4501) (choice list) | 5 | Drizzle or light rain.
Weather condition (WMO code 4501) (choice list) | 6 | Rain.
Weather condition (WMO code 4501) (choice list) | 7 | Snow, sleet, or hail.
Weather condition (WMO code 4501) (choice list) | 8 | Rain showers.
Weather condition (WMO code 4501) (choice list) | 9 | Thunderstorms. Squalls. Rain, sleet, snow, or hail.
Weather condition (WMO code 4677) (choice list) | 0 | Cloud development not observed or not observable.
Weather condition (WMO code 4677) (choice list) | 1 | Clouds generally dissolving or becoming less developed.
Weather condition (WMO code 4677) (choice list) | 2 | State of sky on the whole unchanged.
Weather condition (WMO code 4677) (choice list) | 3 | Clouds generally forming or developing.
Weather condition (WMO code 4677) (choice list) | 4 | Visibility reduced by smoke. Industrial, fire, volcanic.
Weather condition (WMO code 4677) (choice list) | 5 | Haze.
Weather condition (WMO code 4677) (choice list) | 6 | Widespread airborn dust not raised by wind.
Weather condition (WMO code 4677) (choice list) | 7 | Windblown dust. No dust whirls or sandstorms.
Weather condition (WMO code 4677) (choice list) | 8 | Windblown dust. Dust whirls but no snadstorms.
Weather condition (WMO code 4677) (choice list) | 9 | Windblown dust. Dust storms or sandstorms.
Weather condition (WMO code 4677) (choice list) | 10 | Mist.
Weather condition (WMO code 4677) (choice list) | 11 | Patches of shallow fog or ice fog.
Weather condition (WMO code 4677) (choice list) | 12 | Fog more or less continuous, l.t. 2M(land)/10M(sea) deep.
Weather condition (WMO code 4677) (choice list) | 13 | Lightning visible. No Thunder heard.
Weather condition (WMO code 4677) (choice list) | 14 | Precipitation in sight, not reaching the ground.
Weather condition (WMO code 4677) (choice list) | 15 | Precipitation in sight, reaching the ground, g.t. 5km away.
Weather condition (WMO code 4677) (choice list) | 16 | Precipitation in sight, reaching the ground, near station.
Weather condition (WMO code 4677) (choice list) | 17 | Thunder and lightning. No precipitation at station.
Weather condition (WMO code 4677) (choice list) | 18 | Squalls observed within previous hour.
Weather condition (WMO code 4677) (choice list) | 19 | Funnel cloud, tornado, or waterspout observed.
Weather condition (WMO code 4677) (choice list) | 20 | Drizzle (not freezing) or snow grains.
Weather condition (WMO code 4677) (choice list) | 21 | Rain (not freezing).
Weather condition (WMO code 4677) (choice list) | 22 | Snow.
Weather condition (WMO code 4677) (choice list) | 23 | Rain and snow or ice pellets.
Weather condition (WMO code 4677) (choice list) | 24 | Freezing drizzle or freezing rain.
Weather condition (WMO code 4677) (choice list) | 25 | Showers of rain.
Weather condition (WMO code 4677) (choice list) | 26 | Showers of snow, or of mixed rain and snow.
Weather condition (WMO code 4677) (choice list) | 27 | Showers of hail, or of mixed rain and hail.
Weather condition (WMO code 4677) (choice list) | 28 | Fog or ice fog.
Weather condition (WMO code 4677) (choice list) | 29 | Thunderstorms (with or without precipitation).
Weather condition (WMO code 4677) (choice list) | 30 | Slight/Moderate dust/sand storm. Decreased in last hour.
Weather condition (WMO code 4677) (choice list) | 31 | Slight/Moderate dust/sand storm. Unchanged in last hour.
Weather condition (WMO code 4677) (choice list) | 32 | Slight/Moderate dust/sand storm. Increased in last hour.
Weather condition (WMO code 4677) (choice list) | 33 | Severe dust/sand storm. Decreased in last hour.
Weather condition (WMO code 4677) (choice list) | 34 | Severe dust/sand storm. Unchanged in last hour.
Weather condition (WMO code 4677) (choice list) | 35 | Severe dust/sand storm. Increased in last hour.
Weather condition (WMO code 4677) (choice list) | 36 | Slight/moderate blowing snow. Generally below eye level.
Weather condition (WMO code 4677) (choice list) | 37 | Heavy drifting snow.
Weather condition (WMO code 4677) (choice list) | 38 | Slight/moderate blowing snow. Generally above eye level.
Weather condition (WMO code 4677) (choice list) | 39 | Heavy blowing snow.
Weather condition (WMO code 4677) (choice list) | 40 | Fog or ice fog at a distance.
Weather condition (WMO code 4677) (choice list) | 41 | Fog or ice fog in patches.
Weather condition (WMO code 4677) (choice list) | 42 | Fog or ice fog. Sky visible. Thinner in last hour.
Weather condition (WMO code 4677) (choice list) | 43 | Fog or ice fog. Sky invisible. Thinner in last hour.
Weather condition (WMO code 4677) (choice list) | 44 | Fog or ice fog. Sky visible. Unchanged in last hour.
Weather condition (WMO code 4677) (choice list) | 45 | Fog or ice fog. Sky invisible. Unchanged in last hour.
Weather condition (WMO code 4677) (choice list) | 46 | Fog or ice fog. Sky visible. Thicker in last hour.
Weather condition (WMO code 4677) (choice list) | 47 | Fog or ice fog. Sky invisible. Thicker in last hour.
Weather condition (WMO code 4677) (choice list) | 48 | Fog, depositing rime. Sky visible.
Weather condition (WMO code 4677) (choice list) | 49 | Fog, depositing rime. Sky invisible.
Weather condition (WMO code 4677) (choice list) | 50 | Drizzle (not freezing) intermittent. Slight.
Weather condition (WMO code 4677) (choice list) | 51 | Drizzle (not freezing) continuous. Slight.
Weather condition (WMO code 4677) (choice list) | 52 | Drizzle (not freezing) intermittent. Moderate.
Weather condition (WMO code 4677) (choice list) | 53 | Drizzle (not freezing) continuous. Moderate.
Weather condition (WMO code 4677) (choice list) | 54 | Drizzle (not freezing) intermittent. Heavy.
Weather condition (WMO code 4677) (choice list) | 55 | Drizzle (not freezing) continuous. Heavy.
Weather condition (WMO code 4677) (choice list) | 56 | Drizzle (freezing). Slight.
Weather condition (WMO code 4677) (choice list) | 57 | Drizzle (freezing). Moderate or heavy.
Weather condition (WMO code 4677) (choice list) | 58 | Drizzle and rain. Slight.
Weather condition (WMO code 4677) (choice list) | 59 | Drizzle and rain. Moderate or heavy.
Weather condition (WMO code 4677) (choice list) | 60 | Rain (not freezing) intermittent. Slight.
Weather condition (WMO code 4677) (choice list) | 61 | Rain (not freezing) continuous. Slight.
Weather condition (WMO code 4677) (choice list) | 62 | Rain (not freezing) intermittent. Moderate.
Weather condition (WMO code 4677) (choice list) | 63 | Rain (not freezing) continuous. Moderate.
Weather condition (WMO code 4677) (choice list) | 64 | Rain (not freezing) intermittent. Heavy.
Weather condition (WMO code 4677) (choice list) | 65 | Rain (not freezing) continuous. Heavy.
Weather condition (WMO code 4677) (choice list) | 66 | Rain (freezing). Slight.
Weather condition (WMO code 4677) (choice list) | 67 | Rain (freezing). Moderate or heavy.
Weather condition (WMO code 4677) (choice list) | 68 | Rain or drizzle and snow. Slight.
Weather condition (WMO code 4677) (choice list) | 69 | Rain or drizzle and snow. Moderate or heavy.
Weather condition (WMO code 4677) (choice list) | 70 | Intermittent fall of snowflakes. Slight.
Weather condition (WMO code 4677) (choice list) | 71 | Continuous fall of snowflakes. Slight.
Weather condition (WMO code 4677) (choice list) | 72 | Intermittent fall of snowflakes. Moderate.
Weather condition (WMO code 4677) (choice list) | 73 | Continuous fall of snowflakes. Moderate.
Weather condition (WMO code 4677) (choice list) | 74 | Intermittent fall of snowflakes. Heavy.
Weather condition (WMO code 4677) (choice list) | 75 | Continuous fall of snowflakes. Heavy.
Weather condition (WMO code 4677) (choice list) | 76 | Ice prisms (with or wothout fog).
Weather condition (WMO code 4677) (choice list) | 77 | Snow grains (with or wothout fog).
Weather condition (WMO code 4677) (choice list) | 78 | Isolated star-like snow crystals (with or without fog).
Weather condition (WMO code 4677) (choice list) | 79 | Ice pellets, type A.
Weather condition (WMO code 4677) (choice list) | 80 | Rain showers. Slight.
Weather condition (WMO code 4677) (choice list) | 81 | Rain showers. Moderate or heavy.
Weather condition (WMO code 4677) (choice list) | 82 | Rain showers. Violent.
Weather condition (WMO code 4677) (choice list) | 83 | Showers of rain and snow mixed. Slight.
Weather condition (WMO code 4677) (choice list) | 84 | Showers of rain and snow mixed. Moderate or heavy.
Weather condition (WMO code 4677) (choice list) | 85 | Snow showers. Slight.
Weather condition (WMO code 4677) (choice list) | 86 | Snow showers. Moderate or heavy.
Weather condition (WMO code 4677) (choice list) | 87 | Showers of snow pellets or ice. Slight.
Weather condition (WMO code 4677) (choice list) | 88 | Rain or rain and snow mixed. Moderate or heavy.
Weather condition (WMO code 4677) (choice list) | 89 | Showers of hail, with or without rain/snow.
Weather condition (WMO code 4677) (choice list) | 90 | Precipitation mixed.
Weather condition (WMO code 4677) (choice list) | 91 | Rain. Slight. Thunderstorm in last hour.
Weather condition (WMO code 4677) (choice list) | 92 | Rain. Moderate or heavy. Thunderstorm in last hour.
Weather condition (WMO code 4677) (choice list) | 93 | Snow or rain/snow. Slight. Thunderstorm in last hour.
Weather condition (WMO code 4677) (choice list) | 94 | Snow or rain/snow. Moderate or heavy. T-storm in last hour.
Weather condition (WMO code 4677) (choice list) | 95 | Thunderstorm. Slight or moderate. Rain but no hail.
Weather condition (WMO code 4677) (choice list) | 96 | Thunderstorm. Slight or moderate. Hail.
Weather condition (WMO code 4677) (choice list) | 97 | Thunderstorm. Heavy. Rain but no hail.
Weather condition (WMO code 4677) (choice list) | 98 | Thunderstorm. Heavy. Combined with dust/sand storm.
Weather condition (WMO code 4677) (choice list) | 99 | Thunderstorm. Heavy. Hail.
Wood class (choice list) | 1 | Little or no wood present
Wood class (choice list) | 2 | Some wood present
Wood class (choice list) | 3 | Moderate amount of wood present
Wood class (choice list) | 4 | Moderate to large amt of wood present; some cover
Wood class (choice list) | 5 | Moderate to large amt of wood present; excellent cover

## Analytical Methods
Analytical Method |  |  | Please Consult the WQXWeb Template Dictionary for Explanations of Data Elements
Method ID | Method Name | Method Context | Select an Analytical Method from the list below, or create your own on the Analytical & Collection Method Tab.
2003 | 1,1,2,2-Tetrabromoethane by GC/FID | NIOSH
1019 | 1,1,2,2-Tetrachloroethane by GC/FID | NIOSH | The green colored cells contain the values that should be used in the Data Input worksheets
1016 | 1,1,2-Tetrachloro-2,2-Difluoroethane | NIOSH
1020 | 1,1,2-Trichloro-1,2,2-Trifluoroethane | NIOSH
1601 | 1,1-Dichloro-1-Nitroethane by GC/FID | NIOSH
3515 | 1,1-Dimethylhydrazine by Visible Spec. | NIOSH
993.15 | 1,2-Dibromoethane and DBCP in Water | AOAC
1024 | 1,3 Butadiene by GC/FID | NIOSH
2523 | 1,3-Cyclopentadiene by GC/FID | NIOSH
HERL_014 | 1-Naphthol in Urine | USEPA
2510 | 1-Octanethiol by GC/FPD | NIOSH
5516 | 2,4- and 2,6-Toluenediamine by HPLC/UV | NIOSH
5018 | 2,4,7-Trinitrofluoren-9-one HPLC/UV | NIOSH
PMD-DCA(GC1) | 2,4-D and 2,4,5-T Esters by GC | USEPA
HERL_008 | 2,4-D and 2,4,5-T in Urine | USEPA
PMD-DCA(GC2) | 2,4-D and Silvex by Derivatization GC | USEPA
5001 | 2,4-D by HPLC/UV | NIOSH
PMD-MBT(TITR) | 2-Mercaptobenzothiazole by Titration | USEPA
PMD-MBT(UV) | 2-Mercaptobenzothiazole by UV Spectroscopy | USEPA
2528 | 2-Nitropropane GC/FID | NIOSH
5509 | 3,3-Dichlorobenzidine and Benzidine HPLC | NIOSH
5029 | 4,4'-Methylenedianiline by HPLC | NIOSH
PMD-AMN | 4-Aminopyridine by UV Spectroscopy | USEPA
405.1 | 5 Day Biochemical Oxygen Demand | USEPA
5210-B | 5-Day Biochemical Oxygen Demand | APHA
PMD-ACG(GC) | Acephate, Dicofol and Triforine by GC | USEPA
2538 | Acetaldehyde by GC | NIOSH
3507 | Acetaldehyde by HPLC | NIOSH
1603 | Acetic acid by GC/FID | NIOSH
3506 | Acetic Anhydride | NIOSH
2506 | Acetone Cyanohydrin | NIOSH
1606 | Acetonitrile | NIOSH
8033 | Acetonitrile by GC/NPD | USEPA
O3117 | Acid Extractable Compounds in Water | USDOI/USGS
9030A | Acid Soluble and Acid Insoluble Sulfides | USEPA
200.1(ICP) | Acid Soluble Metals - ICP | USEPA
200.1(FLAA) | Acid Soluble Metals in Water by FLAA | USEPA
200.1(GFAA) | Acid Soluble Metals in Water by GFAA | USEPA
8010 | Acidity by Titration | HACH
305.2 | Acidity by Titration Using a pH Meter | USEPA
305.1 | Acidity by Titration with a pH Meter | USEPA
8219 | Acidity in Water | HACH
2310 | Acidity in Water by Titration | APHA
I1020 | Acidity in Water by Titration | USDOI/USGS
973.42 | Acidity of Water | AOAC
D1067(A) | Acidity or Alkalinity of Water | ASTM
D1067(B) | Acidity or Alkalinity of Water | ASTM
D1067(C) | Acidity or Alkalinity of Water | ASTM
7903 | Acids, inorganic | NIOSH
PMD-ACA | Acifluorfen by HPLC | USEPA
2501 | Acrolein | NIOSH
626 | Acrolein and Acrylonitrile by GC | USEPA
8030A | Acrolein and Acrylonitrile by GC | USEPA
603 | Acrolein and Acrylonitrile in Wastewater | USEPA
8032 | Acrylamide by Gas Chromatography | USEPA
8032A | Acrylamide by Gas Chromatography | USEPA
8316 | Acrylamide, Acetonitrile and Acrolein | USEPA
8031 | Acrylonitrile by Gas Chromatography | USEPA
1604 | Acrylonitrile by GC/FID | NIOSH
907 | Actinides in Drinking Water | USEPA
9250-B | Actinomycete Plate Count | APHA
2000 | ACUTE TOXICITY TESTS FOR WATERS USING FATHEAD MINNOWS | USEPA
2002 | ACUTE TOXICITY TESTS WITH EFFLUENTS AND RECIEVING WATERS USING CERIODAPHNIA DUBIA | USEPA
B6700 | Adenosine triphosphate (ATP) Determination in Water Sample | USDOI/USGS
9562 | Adsorbable Organic Halogens | ISO
990.12 | Aerobic Plate Count in Foods | AOAC
1605 | Aeromonas in Finished Water Membrane Filtration Using Ampicillin-Dextrin Agar with Vancomycin (ADA-V) | USEPA
PMD-AKY(GC1) | Alachlor by GC | USEPA
PMD-AKY(GC2) | Alachlor by GC | USEPA
1400 | Alcohols I by GC/FID | NIOSH
1401 | Alcohols II by GC/FID | NIOSH
1402 | Alcohols III by GC/FID | NIOSH
1403 | Alcohols IV by GC/FID | NIOSH
TO-5 | Aldehydes and Ketones in Air | USEPA
1667 | Aldehydes by Derivatization and HPLC | USEPA
2539 | Aldehydes, Screening | NIOSH
5502 | Aldrin by GC/ECD | NIOSH
B8502 | Algal Growth Potential (AGP) Spikes for Nutrient Limitation | USDOI/USGS
7401 | Alkaline Dusts by Titration | NIOSH
8221 | Alkalinity by Buret Titration | HACH
310.2 | Alkalinity by Colorimetric Analysis | USEPA
2320-B | Alkalinity by Gran Titration | APHA
310.1 | Alkalinity by Titration | USEPA
D3875 | Alkalinity in Water | ASTM
2320 | Alkalinity in Water by Titration | APHA
I1030 | Alkalinity in Water by Titration | USDOI/USGS
I2030 | Alkalinity in Water by Titration | USDOI/USGS
310.1_M | Alkalinity in Water by Titration | USEPA
973.43 | Alkalinity of Water | AOAC
C-001-1 | Alkalinity of Water by Titration | USEPA
1000 | Allyl Chlorine by GC/FID | NIOSH
2545 | Allyl Glycidyl Ether by GC/FID | NIOSH
5518 | alpha and beta Naphthylamines by GC/FID | NIOSH
9315 | Alpha Emitting Radium Isotopes in Water | USEPA
D1943 | Alpha Particle Radioactivity of Water | ASTM
D3084 | Alpha Spectrometry of Water | ASTM
RA020 | Alpha Track Detectors for Alpha Emission | USDOE/ASD
7013 | Aluminum and Compounds | NIOSH
920.196 | Aluminum and Iron in Water | AOAC
I1054 | Aluminum by D-C Plasma Spectrometry | USDOI/USGS
I3054 | Aluminum by D-C Plasma Spectrometry | USDOI/USGS
I7054 | Aluminum by D-C Plasma Spectrometry | USDOI/USGS
202.1 | Aluminum by FLAA | USEPA
202.1_M | Aluminum by FLAA | USEPA
7020 | Aluminum by FLAA | USEPA
202.2 | Aluminum by GFAA | USEPA
202.2_M | Aluminum by GFAA | USEPA
10215 | Aluminum Chromazurol S Method | HACH
I5051 | Aluminum in Bottom Material by FLAA | USDOI/USGS
920.198 | Aluminum in Water | AOAC
I1052 | Aluminum in Water by Chelation and FLAA | USDOI/USGS
I3052 | Aluminum in Water by Chelation and FLAA | USDOI/USGS
I7052 | Aluminum in Water by Chelation and FLAA | USDOI/USGS
D857(B) | Aluminum in Water by Chelation and FLAA (discontinued 1988) | ASTM
3500-AL(D) | Aluminum in Water by Colorimetry | APHA
D857 | Aluminum in Water by FLAA | ASTM
I1051 | Aluminum in Water by FLAA | USDOI/USGS
I3051 | Aluminum in Water by FLAA | USDOI/USGS
I7051 | Aluminum in Water by FLAA | USDOI/USGS
D857(A) | Aluminum in Water by FLAA (discontinued 1988) | ASTM
D857(C) | Aluminum in Water by FLAA (discontinued 1988) | ASTM
3500-AL(B) | Aluminum in Water by FLAA or GFAA | APHA
3500-AL(C) | Aluminum in Water by ICP | APHA
3500-AL(E) | Aluminum in Water with an AutoAnalyzer | APHA
D3824(A) | Ambient NOx by Chemiluminescence | ASTM
AM-01 | Americium in Soil | USDOE/EML
AM-03(A) | Americium-241 in Air Filters | USDOE/EML
AM-01 | Americium-241 in Ashed Samples | USEPA
AM-02 | Americium-241 in Soil | USDOE/EML
AM-03(T) | Americium-241 in Tissue | USDOE/EML
AM-03(W) | Americium-241 in Water | USDOE/EML
2004 | Amides by GC/FID | NIOSH
645 | Amine Pesticides and Lethane in Water | USEPA
2010 | Amines, Aliphatic by GC/FID | NIOSH
2002 | Amines, Aromatics by GC/FID | NIOSH
2007 | Amioethanol compound I | NIOSH
3509 | Amioethanol compound II | NIOSH
PMD-AMT | Amitrole by Visible Spectroscopy | USEPA
6015 | Ammonia | NIOSH
NITRO-3 | Ammonia - AutoAnalyzer | USDOC/NOAA
NITRO-4 | Ammonia - Colorimetric | USDOC/NOAA
NITRO-17 | Ammonia in Saline Water | USDOC/NOAA
NITRO-1 | Ammonia in Water - AutoAnalyzer | USDOC/NOAA
NITRO-23 | Ammonia in Water - Distillation | USDOC/NOAA
4500-NH3(H) | Ammonia in Water - Flow Injection Analysis | APHA
NITRO-24 | Ammonia in Water - Ion Selective | USDOC/NOAA
NITRO-2 | Ammonia in Water - Phenate | USDOC/NOAA
4500-NH3(D) | Ammonia in Water by Selective Electrode Method | APHA
4500-NH3(E) | Ammonia in Water by Selective Electrode Method (Known Addition) | APHA
4500-NH3(C) | Ammonia in Water by Titrimetric Method | APHA
4500-NH3(G) | Ammonia in Water Using Automated Phenate Method | APHA
4500-NH3(F) | Ammonia in Water Using Phenate Method | APHA
350.1 | Ammonia Nitrogen by Colorimetry | USEPA
350.2(B) | Ammonia Nitrogen by Colorimetry | USEPA
I6522 | Ammonia Nitrogen by Colorimetry in Solid | USDOI/USGS
I6523 | Ammonia Nitrogen by Colorimetry in Solid | USDOI/USGS
I1520 | Ammonia Nitrogen by Nesslerization | USDOI/USGS
350.2(C) | Ammonia Nitrogen by Titration | USEPA
8038 | Ammonia Nitrogen in Water | HACH
350_M(C) | Ammonia Nitrogen in Water | USEPA
I2521 | Ammonia Nitrogen in Water by Colorimetry | USDOI/USGS
I2522 | Ammonia Nitrogen in Water by Colorimetry | USDOI/USGS
I2523 | Ammonia Nitrogen in Water by Colorimetry | USDOI/USGS
I4521 | Ammonia Nitrogen in Water by Colorimetry | USDOI/USGS
I4522 | Ammonia Nitrogen in Water by Colorimetry | USDOI/USGS
I4523 | Ammonia Nitrogen in Water by Colorimetry | USDOI/USGS
350_M(A) | Ammonia Nitrogen in Water by Colorimetry | USEPA
D1426(B) | Ammonia Nitrogen in Water by Ion Electrode | ASTM
D1426(A) | Ammonia Nitrogen in Water by NESSLR | ASTM
350_M(B) | Ammonia Nitrogen in Water by Titration | USEPA
I1524 | Ammonia Nitrogen in Water Using an ISE | USDOI/USGS
I3524 | Ammonia Nitrogen in Water Using an ISE | USDOI/USGS
350.2(A) | Ammonia Nitrogen Using an ISE | USEPA
350.3 | Ammonia Nitrogen Using an ISE | USEPA
NITRO-18 | Ammonia Plus Amino Acids | USDOC/NOAA
I5553 | Ammonia plus Organic Nitrogen in Solids | USDOI/USGS
I6552 | Ammonia Plus Organic Nitrogen in Solids | USDOI/USGS
I1550 | Ammonia plus Organic Nitrogen in Water | USDOI/USGS
I2552 | Ammonia plus Organic Nitrogen in Water | USDOI/USGS
I2558 | Ammonia plus Organic Nitrogen in Water | USDOI/USGS
I4552 | Ammonia Plus Organic Nitrogen in Water | USDOI/USGS
I7552 | Ammonia Plus Organic Nitrogen in Water | USDOI/USGS
10205 | Ammonia Salicylate Method | HACH
NH3-01 | Ammonium in Water | USDOE/EML
7501 | Amorphous silica by X-Ray Diffraction | NIOSH
PMD-AM-S | AMS by Sodium Nitrate Titration | USEPA
0011A | Analysis of Aldehydes/Ketones by HPLC | USEPA
PAH-009 | Analysis of PAHs by GC/FID and GC/PID | USEPA
PAH-011 | Analysis of PAHs in Soil by GC/FID | USEPA
PAH-012 | Analysis of PAHs in Soil by HPLC | USEPA
5041 | Analysis of Sorbent Cartridges | USEPA
5040A | Analysis of VOST Sorbent Cartridges | USEPA
HERL_023 | Analysis of Water for Herbicides | USEPA
HERL_022 | Analysis of Water for Pesticides | USEPA
100.1 | Analytical Method For Determination Of Asbestos Fibers In Water | USEPA
PMD-ANF(GC) | Anilazine by GC | USEPA
PMD-ANF(IR) | Anilazine by IR Spectroscopy | USEPA
8131 | Aniline by GC: Capillary Column | USEPA
9056 | Anion Chromatography Method | USEPA
1030-E | Anion-Cation Balance | APHA_SM20ED
5540-C | Anionic Surfactants in Water as MBAS | APHA
ANION-01 | Anions - Ion Chromatography | USDOE/EML
C-003-1 | Anions by Ion Chromatography | USEPA
4110-B | Anions in Water by Ion Chromatography | APHA
D4327 | Anions in Water by Ion Chromatography | ASTM
I2057 | Anions in Water by Ion Chromatography | USDOI/USGS
I2058 | Anions in Water by Ion Chromatography | USDOI/USGS
2514 | Anisidine | NIOSH
7062 | Antimony and Arsenic by GBAA | USEPA
204.1 | Antimony by FLAA | USEPA
204.1_M | Antimony by FLAA | USEPA
7040 | Antimony by FLAA | USEPA
204.2 | Antimony by GFAA | USEPA
204.2_M | Antimony by GFAA | USEPA
7041 | Antimony by GFAA | USEPA
I5055 | Antimony in Bottom Material by HYDAA | USDOI/USGS
3500-SB(C) | Antimony in Water - ICP | APHA
D3697 | Antimony in Water by FLAA | ASTM
3500-SB(B) | Antimony in Water by FLAA or GFAA | APHA
I1055 | Antimony in Water by Hydride AA | USDOI/USGS
I3055 | Antimony in Water by Hydride AA | USDOI/USGS
I7055 | Antimony in Water by Hydride AA | USDOI/USGS
PMD-ANT | Antimycin A by UV Spectroscopy | USEPA
PMD-ANY | ANTU by UV Spectroscopy | USEPA
D4455 | Aquatic Bacteria by Epifluorescence | ASTM
5510-B | Aquatic Humic Substances in Water | APHA
5510-C | Aquatic Humic Substances in Water | APHA
B6020 | Aquatic Vertebrates- Life History (quantitative method) | USDOI/USGS
8021B | Aromatic and Halogenated Volatiles by Gas Chromatography | USEPA
1501 | Aromatic Hydrocarbons by GC/FID | NIOSH
8020A | Aromatic Volatile Organics by GC | USEPA
PMD-AS(ATE) | Arsenate by Titration | USEPA
7900 | Arsenic | NIOSH
SFSAS_15 | Arsenic and Selenium in Sediment | USEPA
7063 | Arsenic by ASV | USEPA
7061A | Arsenic by Gaseous Hydride AA | USEPA
206.2 | Arsenic by GFAA | USEPA
206.2_M | Arsenic by GFAA | USEPA
7060A | Arsenic by GFAA | USEPA
206.3 | Arsenic by HYDAA | USEPA
206.4 | Arsenic by Spectrophotometric Analysis | USEPA
206.5 | Arsenic Digestion for HYDAA | USEPA
I5060 | Arsenic in Bottom Material by Colorimetry | USDOI/USGS
I5062 | Arsenic in Bottom Material by HYDAA | USDOI/USGS
I6062 | Arsenic in Bottom Material by HYDAA | USDOI/USGS
PMD-AS(TIT5) | Arsenic in Organic Compounds by Titration | USEPA
920.205 | Arsenic in Water | AOAC
8013 | Arsenic in Water | HACH
I1060 | Arsenic in Water by Colorimetry | USDOI/USGS
I3060 | Arsenic in Water by Colorimetry | USDOI/USGS
I7060 | Arsenic in Water by Colorimetry | USDOI/USGS
D2972(C) | Arsenic in Water by GFAA | ASTM
3500-AS(B) | Arsenic in Water by GFAA or HYDAA | APHA
I1062 | Arsenic in Water by HYDAA | USDOI/USGS
I2062 | Arsenic in Water by HYDAA | USDOI/USGS
I3062 | Arsenic in Water by HYDAA | USDOI/USGS
I4062 | Arsenic in Water by HYDAA | USDOI/USGS
I7062 | Arsenic in Water by HYDAA | USDOI/USGS
3500-AS(D) | Arsenic in Water by ICP | APHA
3500-AS(C) | Arsenic in Water by Spectrophotometry | APHA
D2972(B) | Arsenic in Water Using HYDAA | ASTM
D2972(A) | Arsenic in Water Using Spectrophotometry | ASTM
7901 | Arsenic Trioxide | NIOSH
5022 | Arsenic, organo- | NIOSH
6001 | Arsine | NIOSH
9002 | Asbestos by KLP | NIOSH
7400 | Asbestos by PCM | NIOSH
7402 | Asbestos by TEM | NIOSH
D4240 | Asbestos in Atmosphere | ASTM
2570-B | Asbestos in Water by TEM | APHA
9000 | Asbestos, Chrysotile by XRD | NIOSH
5031 | Aspartamine by HPLC/UV | NIOSH
9510-G | Assay and Identification of Viruses in Sample Concentrates | APHA
PMD-ASU | Asulam by UV Spectroscopy | USEPA
7000A(FLAA) | Atomic Absorption - FLAA | USEPA
7000A(GFAA) | Atomic Absorption - GFAA | USEPA
D4012 | ATP Content of Microorganisms in Water | ASTM
PMD-ATR(GC2) | Atrazine and Metolachlor by GC | USEPA
PMD-FLM | Atrazine and Metolachlor by GC | USEPA
PMD-ATR | Atrazine and Metolachlor by GC/FID | USEPA
PMD-ATR(GC1) | Atrazine by GC | USEPA
PMD-ATR(LC) | Atrazine by HPLC | USEPA
PMD-ATR(IR) | Atrazine by IR Spectroscopy | USEPA
OIA-1677 | Available Cyanide by Flow Injection, Ligand Exchange, and Amperometry | USEPA
5019 | Azelaic Acid by GC/FID | NIOSH
PMD-AZN | Azinphos-Methyl by IR Spectroscopy | USEPA
IP-7-B | B(a)P and PAHs in Air by HPLC | USEPA
IP-7-A | B(a)P in Air by GC/FID and GC/MS | USEPA
980.31 | Bacillus cereus in Foods | AOAC
986.33 | Bacterial and Coliform Counts in Milk | AOAC
989.1 | Bacterial and Coliforms in Dairy Products | AOAC
F488 | Bacterial Count in Water | ASTM
993.11 | Bacterial Counts in Raw/Pasteurized Milk | AOAC
208.1 | Barium by FLAA | USEPA
208.1_M | Barium by FLAA | USEPA
7080A | Barium by FLAA | USEPA
208.2 | Barium by GFAA | USEPA
208.2_M | Barium by GFAA | USEPA
7081 | Barium by GFAA | USEPA
I5084 | Barium in Bottom Material by FLAA | USDOI/USGS
920.201 | Barium in Water | AOAC
D3986 | Barium in Water by DCAPS | ASTM
D3651 | Barium in Water by FLAA | ASTM
I1084 | Barium in Water by FLAA | USDOI/USGS
I3084 | Barium in Water by FLAA | USDOI/USGS
I7084 | Barium in Water by FLAA | USDOI/USGS
3500-BA(B) | Barium in Water by FLAA or GFAA | APHA
D4382 | Barium in Water by GFAA | ASTM
3500-BA(C) | Barium in Water by ICP | APHA
7056 | Barium, soluble compounds | NIOSH
625 | Base/Neutral and Acid Organics in Wastewater | USEPA
O3118 | Base/Neutral Extractable Compounds | USDOI/USGS
PMD-BDX | Benalaxyl by GC | USEPA
PMD-BEB(LC) | Bendiocarb by HPLC | USEPA
PMD-BEB(IR) | Bendiocarb by IR Spectroscopy | USEPA
PMD-BEB(UV) | Bendiocarb by UV Spectroscopy | USEPA
PMD-BEE(GC) | Benefin by GC | USEPA
PMD-BEE(IR) | Benefin by IR Spectroscopy | USEPA
631 | Benomyl and Carbendazim in Wastewater | USEPA
PMD-BEH(IR) | Benomyl by IR Spectroscopy | USEPA
PMD-BEH(UV) | Benomyl by UV Spectroscopy | USEPA
PMD-BEL(LC) | Bensulide by HPLC | USEPA
PMD-BEL(IR) | Bensulide by IR Spectroscopy | USEPA
636 | Bensulide in Wastewater by HPLC/UV | USEPA
PMD-BEN(LC) | Bentazon by HPLC | USEPA
PMD-BEN(UV) | Bentazon by UV Spectroscopy | USEPA
B5050 | Benthic Invertebrate Drift Determination | USDOI/USGS
B5040 | Benthic Invertebrates- Distribution and Abundance (quantitative m | USDOI/USGS
B5001 | Benthic Invertebrates- Faunal Survey (qualitative method) | USDOI/USGS
B5020 | Benthic Invertebrates- Numerical Assessment | USDOI/USGS
10500-C | Benthic Macroinvertebrate Sample Processing and Analysis | APHA
3700 | Benzene by portable GC | NIOSH
8306 | Benzidine in Urine by GC/ECD | NIOSH
553(LLE) | Benzidines and Pesticides in Water | USEPA
553(LSE) | Benzidines and Pesticides in Water | USEPA
605 | Benzidines in Wastewater by HPLC | USEPA
TO-13 | Benzo(a)Pyrene and PAHs - Ambient Air | USEPA
5009 | Benzoyl Peroxide by HPLC/UV | NIOSH
7102 | Beryllium and compounds | NIOSH
210.1 | Beryllium by FLAA | USEPA
210.1_M | Beryllium by FLAA | USEPA
7090 | Beryllium by FLAA | USEPA
210.2 | Beryllium by GFAA | USEPA
210.2_M | Beryllium by GFAA | USEPA
7091 | Beryllium by GFAA | USEPA
104 | Beryllium in Air | USEPA
I5095 | Beryllium in Bottom Material by FLAA | USDOI/USGS
D3645(A) | Beryllium in Water by FLAA | ASTM
I1095 | Beryllium in Water by FLAA | USDOI/USGS
I3095 | Beryllium in Water by FLAA | USDOI/USGS
I7095 | Beryllium in Water by FLAA | USDOI/USGS
3500-BE(B) | Beryllium in Water by FLAA or GFAA | APHA
D3645(B) | Beryllium in Water by GFAA | ASTM
3500-BE(C) | Beryllium in Water by ICP | APHA
3500-BE(D) | Beryllium in Water by Spectrophotometry | APHA
103 | Beryllium Screening in Air | USEPA
1 | Beta Activity in Airborne Particulates | USEPA
D1890 | Beta Particle Radioactivity of Water | ASTM
1002 | beta-Chloroprene by GC/FID | NIOSH
PMD-BIN | Binapacryl by IR Spectroscopy | USEPA
973.44 | Biochemical Oxygen Demand of Water | AOAC
304B | Biodegredation Rates (Scrubber Option) | USEPA
304A | Biodegredation Rates (Vent Option) | USEPA
8043 | Biological Oxygen Demand in Water | HACH
B6560 | Biomass/Chlorophyll Ratio for Phytoplankton | USDOI/USGS
B6660 | Biomass/Chlorophyll Ratio in Periphyton | USDOI/USGS
642 | Biphenyl and Ortho Phenylphenol in Water | USEPA
968.25 | Biphenyl Pesticide Residues in Citrus | AOAC
8430 | Bis(2-Chloroethyl)Ether Products by GC/FTIR | USEPA
HERL_007 | Bis(p-Chlorophenyl) Acetic Acid in Urine | USEPA
PMD-TQO | bis(Tri-n-butyltin) Oxide by GC | USEPA
3500-BI | Bismuth in Water by FLAA | APHA
PMD-BIL | Bitertanol by GC | USEPA
212.3 | Boron by Colorimetric Analysis | USEPA
7506 | Boron Carbide | NIOSH
PMD-BOR | Boron Compounds by Ignition and Titration | USEPA
I5110 | Boron in Bottom Material by Colorimetry | USDOI/USGS
I2115 | Boron in Water by Automated Colorimetry | USDOI/USGS
I1110 | Boron in Water by Colorimetry | USDOI/USGS
I1112 | Boron in Water by Colorimetry | USDOI/USGS
I3110 | Boron in Water by Colorimetry | USDOI/USGS
I3112 | Boron in Water by Colorimetry | USDOI/USGS
I7110 | Boron in Water by Colorimetry | USDOI/USGS
I7112 | Boron in Water by Colorimetry | USDOI/USGS
I1114 | Boron in Water by DC Plasma Spectrometry | USDOI/USGS
4500-B-D | Boron in Water by ICP | APHA
4500-B-C | Boron in Water by Spectrophotometry- Carmine Method | APHA
4500-B-B | Boron in Water by Spectrophotometry- Curcumin Method | APHA
D3082 | Boron in Water Using Spectrometry | ASTM
PMD-BRO | Bromacil by GC | USEPA
PMD-BRA | Bromadiolone by HPLC | USEPA
920.204 | Bromide and Iodide in Water | AOAC
320.1 | Bromide by Titration with Iodine | USEPA
D3869(D) | Bromide in Saline Water by Colorimetry | ASTM
I2129 | Bromide in Water by Colorimetry | USDOI/USGS
4500-BR(C) | Bromide in Water by Ion Chromatography | APHA
I2128 | Bromide in Water by Ion Chromatography | USDOI/USGS
9211 | Bromide in Water by ISE | USEPA
4500-BR(B) | Bromide in Water by Spectrophotometry | APHA
I1125 | Bromide in Water by Titration | USDOI/USGS
D1246 | Bromide Ion in Water | ASTM
5010 | Bromoxynil and Bromoxynil Octanoate | NIOSH
1661 | Bromoxynil in Wastewater by HPLC/UV | USEPA
PMD-BYA(GC1) | Butylate by GC | USEPA
PMD-BYA(GC2) | Butylate by GC | USEPA
PMD-BYA(LC1) | Butylate by HPLC | USEPA
PMD-BYA(LC2) | Butylate by HPLC | USEPA
616 | C, H, O Containing Pesticides in Water | USEPA
D2820 | C1 - C5 Hydrocarbons by GC | ASTM
D5086 | Ca, Mg, K and Na in Atmospheric Wet Dep. | ASTM
M-01 | Cadmium and Lead by GFAA | USDOE/EML
PMD-CD | Cadmium by AAS | USEPA
7048 | Cadmium by Atomic Absorption | NIOSH
213.1 | Cadmium by FLAA | USEPA
213.1_M | Cadmium by FLAA | USEPA
7130 | Cadmium by FLAA | USEPA
213.2 | Cadmium by GFAA | USEPA
213.2_M | Cadmium by GFAA | USEPA
7131A | Cadmium by GFAA | USEPA
I5135 | Cadmium in Bottom Material by FLAA | USDOI/USGS
D3557(B) | Cadmium in Water by Chelation and FLAA | ASTM
I1136 | Cadmium in Water by Chelation and FLAA | USDOI/USGS
I3136 | Cadmium in Water by Chelation and FLAA | USDOI/USGS
I7136 | Cadmium in Water by Chelation and FLAA | USDOI/USGS
D3557(A) | Cadmium in Water by FLAA | ASTM
I1135 | Cadmium in Water by FLAA | USDOI/USGS
I3135 | Cadmium in Water by FLAA | USDOI/USGS
I7135 | Cadmium in Water by FLAA | USDOI/USGS
3500-CD(B) | Cadmium in Water by FLAA/GFAA | APHA
D3557(D) | Cadmium in Water by GFAA | ASTM
I1137 | Cadmium in Water by GFAA | USDOI/USGS
3500-CD(C) | Cadmium in Water by ICP | APHA
D3557(C) | Cadmium in Water by Polarography | ASTM
3500-CD(D) | Cadmium in Water by Spectrophotometry | APHA
10217 | Cadmium, Cadion Method | HACH
CA-01 | Calcium - AA Spectrometry | USDOE/EML
CA-02 | Calcium - Titration | USDOE/EML
D511(B) | Calcium and Magnesium in Water by FLAA | ASTM
D511(A) | Calcium and Magnesium in Water by Titration | ASTM
7020 | Calcium by Atomic Absorption | NIOSH
215.2 | Calcium by EDTA Titrimetric Analysis | USEPA
215.1 | Calcium by FLAA | USEPA
215.1_M | Calcium by FLAA | USEPA
7140 | Calcium by FLAA | USEPA
8222 | Calcium Hardness in Water | HACH
I5152 | Calcium in Bottom Material by FLAA | USDOI/USGS
920.199 | Calcium in Water | AOAC
3500-CA(B) | Calcium in Water by FLAA | APHA
I1152 | Calcium in Water by FLAA | USDOI/USGS
I3152 | Calcium in Water by FLAA | USDOI/USGS
I3153 | Calcium in Water by FLAA | USDOI/USGS
I7152 | Calcium in Water by FLAA | USDOI/USGS
3500-CA(C) | Calcium in Water by ICP | APHA
3500-CA(D) | Calcium in Water by Titration Using EDTA | APHA
PMD-CAO | Captafol by IR Spectroscopy | USEPA
PMD-CAP(GC1) | Captan by GC | USEPA
PMD-CAP(LC) | Captan by HPLC | USEPA
PMD-CAP(IR) | Captan by IR Spectroscopy | USEPA
957.14 | Captan Pesticide Residues | AOAC
PMD-CAP(GC2) | Captan, Carbaryl and Naled by GC | USEPA
621 | Carbamate Pesticides - TLC | USEPA
632 | Carbamate Pesticides by HPLC/UV | USEPA
632.1 | Carbamate Pesticides by HPLC/UV | USEPA
O3107 | Carbamate Pesticides in Water | USDOI/USGS
6610-B | Carbamate Pesticides in Water by HPLC | APHA
D5315 | Carbamate Pesticides in Water by HPLC | ASTM
PMD-CAV(LC) | Carbaryl by HPLC | USEPA
PMD-CAV(UV) | Carbaryl by UV Spectroscopy | USEPA
5006 | Carbaryl by Visible Absorption Spec. | NIOSH
964.18 | Carbaryl Pesticide Residue - Colorimetric | AOAC
968.26 | Carbaryl Pesticide Residue - Qualitative | AOAC
PMD-CBF | Carbofuran by IR Spectroscopy | USEPA
5000 | Carbon Black by Gravimetric Technique | NIOSH
D5173 | Carbon Compounds in Water | ASTM
6603 | Carbon Dioxide by GC/TCD | NIOSH
4500-CO2(B) | Carbon Dioxide in Water by Nomography | APHA
4500-CO2(C) | Carbon Dioxide in Water by Titration | APHA
1600 | Carbon Disulfide by GC/FPD | NIOSH
10 | Carbon Monoxide Emissions in Air | USEPA
10A | Carbon Monoxide Emissions in Air | USEPA
10B | Carbon Monoxide Emissions in Air | USEPA
IP-3C | Carbon Monoxide in Air - ECO | USEPA
IP-3B | Carbon Monoxide in Air - GFC | USEPA
IP-3A | Carbon Monoxide in Air - NDIR | USEPA
D3416 | Carbon Monoxide in Atmosphere - GC/FID | ASTM
D3162 | Carbon Monoxide in Atmosphere - NDIR | ASTM
50APP-C | Carbon Monoxide in Atmosphere - NDIR | USEPA
2.6 | Carbon Monoxide in the Atmosphere | USEPA
C-01 | Carbon-14 in Aqueous Samples | USEPA
920.194 | Carbonate and Bicarbonate in Water | AOAC
8315 | Carbonyl Compounds by HPLC | USEPA
8315A(LLE) | Carbonyl Compounds by HPLC | USEPA
8315A(LSE) | Carbonyl Compounds by HPLC | USEPA
554 | Carbonyl Compounds in Water by HPLC | USEPA
PMD-CBX(IR) | Carboxin by IR Spectroscopy | USEPA
PMD-CBX(UV) | Carboxin by UV Spectroscopy | USEPA
9080 | Cation-Exchange Capacity of Soils | USEPA
9081 | Cation-Exchange Capacity of Soils | USEPA
974.27 | Cd, Cr, Cu, Fe, Pb, Mg, Mn, Ag, Zn in Water | AOAC
3500-CS | Cesium in Water by FLAA | APHA
R1110 | Cesium-137 and 134, Dissolved | USDOI/USGS
D3686 | Charcoal Tube Adsorption of Organic Vapors | ASTM
OM510R | Chelators in Mixed Hazardous Waste by GC/MS | USDOE/ASD
8000 | Chemical Oxygen Demand | HACH
8000(A1) | Chemical Oxygen Demand | HACH
8000(A2) | Chemical Oxygen Demand | HACH
I3561 | Chemical Oxygen Demand by Colorimetry | USDOI/USGS
410.4 | Chemical Oxygen Demand by Colorimetry | USEPA
410_M(A) | Chemical Oxygen Demand by Colorimetry | USEPA
5220-D | Chemical Oxygen Demand by Colorimetry- Closed Reflux | APHA
D1252(A) | Chemical Oxygen Demand by Titration | ASTM
I3562(S) | Chemical Oxygen Demand by Titration | USDOI/USGS
I3562(W) | Chemical Oxygen Demand by Titration | USDOI/USGS
410_M(B) | Chemical Oxygen Demand by Titration | USEPA
5220-C | Chemical Oxygen Demand by Titration- Closed Reflux Method | APHA
5220-B | Chemical Oxygen Demand by Titration- Open Reflux Method | APHA
410.3 | Chemical Oxygen Demand in Saline Waters | USEPA
8116 | Chemical Oxygen Demand in Water | HACH
8230 | Chemical Oxygen Demand in Water | HACH
973.46(E) | Chemical Oxygen Demand of Water | AOAC
973.46(F) | Chemical Oxygen Demand of Water | AOAC
973.46(G) | Chemical Oxygen Demand of Water | AOAC
PMD-CGV | Chlorbromuron by GC | USEPA
D4947 | Chlordane and Heptachlor Residues | ASTM
5510 | Chlordane by GC/ECD | NIOSH
PMD-CHP | Chlorflurecol-Methyl Ester by UV Spec. | USEPA
9250 | Chloride by Automated Colorimetry | USEPA
9251 | Chloride by Automated Colorimetry | USEPA
8224 | Chloride by Buret Titration | HACH
325.1 | Chloride by Colorimetric Analysis I | USEPA
325.2 | Chloride by Colorimetric Analysis II | USEPA
325.3 | Chloride by Mercuric Nitrate Titration | USEPA
4500-CL-(G) | Chloride by Mercuric Thiocyanate Flow Injection Analysis | APHA
8225 | Chloride by Titration | HACH
973.51 | Chloride in Water | AOAC
9252A | Chloride in Water and Waste by Titration | USEPA
9253 | Chloride in Water and Waste by Titration | USEPA
I2187 | Chloride in Water by Automated Colorimetry | USDOI/USGS
I1187 | Chloride in Water by Colorimetry | USDOI/USGS
I2188 | Chloride in Water by Colorimetry | USDOI/USGS
325_M(A) | Chloride in Water by Colorimetry | USEPA
4500-CL-(E) | Chloride in Water by Colorimetry- Automated Ferricyanide Method | APHA
4500-CL-(F) | Chloride in Water by Ion Chromatography | APHA
9212 | Chloride in Water by ISE | USEPA
D512(C) | Chloride in Water by ISE-Cl | ASTM
D512(A) | Chloride in Water by Mercurimetric Titration | ASTM
4500-CL-(D) | Chloride in Water by Potentiometry | APHA
D512(B) | Chloride in Water by Silver Nitrate Titration | ASTM
I1183 | Chloride in Water by Titration | USDOI/USGS
I1184 | Chloride in Water by Titration | USDOI/USGS
325_M(B) | Chloride in Water by Titration | USEPA
4500-CL-(B) | Chloride in Water by Titration- Argentometric Method | APHA
4500-CL-(C) | Chloride in Water by Titration- Mercuric Nitrate Method | APHA
D4458 | Chloride Ions in Saline Waters | ASTM
D5085 | Chloride, Nitrate and Sulfate | ASTM
992.32 | Chlorinated Acidic Residues in Water | AOAC
515.3 | Chlorinated Acids by GC/ECD | USEPA
515.1 | Chlorinated Acids in Water by CGC/ECD | USEPA
515.2 | Chlorinated Acids in Water by GC | USEPA
555 | Chlorinated Acids in Water by HPLC | USEPA
1668A | Chlorinated Biphenyl Congeners in Water, Soil, Sediment, and Tissue by HRGC/HRMS single-lab QC | USEPA
1668B | Chlorinated Biphenyl Congeners in Water, Soil, Sediment, Biosolids, and Tissue by HRGC/HRMS inter-lab QC | USEPA
5039 | Chlorinated Camphene by GC/ECD | NIOSH
551.1 | Chlorinated Compounds in Water Using GC-ECD | USEPA
5025 | Chlorinated Diphenyl Oxide by GC/ECD | NIOSH
8150B | Chlorinated Herbicides by GC | USEPA
8151A | Chlorinated Herbicides by GC using Methylation or Pentafluorobenzylation Derivatization | USEPA
X_89_176(N) | Chlorinated Herbicides by LC/MS | USEPA
X_89_176(P) | Chlorinated Herbicides by LC/MS | USEPA
8151(S) | Chlorinated Herbicides in Soils by GC | USEPA
615 | Chlorinated Herbicides in Wastewater | USEPA
8151(W) | Chlorinated Herbicides in Water by GC | USEPA
612 | Chlorinated Hydrocarbons by GC | USEPA
8120A | Chlorinated Hydrocarbons by GC | USEPA
8121 | Chlorinated Hydrocarbons by GC | USEPA
D5317 | Chlorinated Organic Acid Compounds by GC | ASTM
508.1 | Chlorinated Pest., Herb. and Organohalide | USEPA
SFSAS_4 | Chlorinated Pesticides in Fish | USEPA
SFSAS_3 | Chlorinated Pesticides in Sediments | USEPA
P-001-1 | Chlorinated Pesticides in Soil | USEPA
P-011-1 | Chlorinated Pesticides in Soil by GC/ECD | USEPA
P-003-1 | Chlorinated Pesticides in Water | USEPA
508 | Chlorinated Pesticides in Water by GC | USEPA
1653 | Chlorinated Phenolics by GC/MS | USEPA
CP-85.01 | Chlorinated Phenolics in Water | NCASI
CP-86.01 | Chlorinated Phenolics in Water | NCASI
6640-B | Chlorinated Phenoxy Herbicides in Water | APHA
D3478 | Chlorinated Phenoxy-Acid Herbicides | ASTM
551 | Chlorinated Solvents in Water by GC | USEPA
5014 | Chlorinated Terphenyl by GC/ECD | NIOSH
OS030 | Chlorinated VOCs in Water and Air | USDOE/ASD
6011 | Chlorine and Bromine by IC | NIOSH
330.5 | Chlorine by Spectrophotometry with DPD | USEPA
2350-B | Chlorine Demand/Requirement of Water | APHA
2350-C | Chlorine Dioxide Demand/Requirement of Water | APHA
4500-CLO(D) | Chlorine Dioxide in Water by Colorimetry- DPD Method | APHA
4500-CLO(C) | Chlorine Dioxide in Water by Titration- Amperometric Method I | APHA
4500-CLO(E) | Chlorine Dioxide in Water by Titration- Amperometric Method II | APHA
4500-CLO(B) | Chlorine Dioxide in Water by Titration- Iodometric Method | APHA
D1291 | Chlorine Requirement or Demand of Water | ASTM
2015 | Chloroacetaldehyde by GC/ECD | NIOSH
2008 | Chloroacetic Acid by Ion Chromatography | NIOSH
PMD-CIB | Chlorobenzilate by GC | USEPA
PMD-CJL | Chloroneb by UV Spectroscopy | USEPA
PMD-CJO(LC) | Chlorophacinone by HPLC | USEPA
PMD-CJO(UV1) | Chlorophacinone by UV Spectroscopy | USEPA
PMD-CJO(UV2) | Chlorophacinone by UV Spectroscopy | USEPA
221.1 | Chlorophenoxy Acid and Pentachlorophenol | USFDA
O5105 | Chlorophenoxy Acids in Bottom Material | USDOI/USGS
O7105 | Chlorophenoxy Acids in Sediment | USDOI/USGS
PMD-CPH | Chlorophenoxy Herbicide Technical Data | USEPA
447 | Chlorophyll a and b in phytoplankton by HPLC/UV | USEPA
B6640 | Chlorophyll a-b in Periphyton by Chromatography/Fluorometry | USDOI/USGS
B6620 | Chlorophyll a-b in Periphyton by Chromatography/Spectroscopy | USDOI/USGS
B6630 | Chlorophyll a-b in Periphyton by HP Liquid Chromatography | USDOI/USGS
B6540 | Chlorophyll a-b in Phytoplankton by Chromatography/Fluorometry | USDOI/USGS
B6520 | Chlorophyll a-b in Phytoplankton by Chromatography/Spectroscopy | USDOI/USGS
B6530 | Chlorophyll a-b in Phytoplankton by HP Liquid Chromatography | USDOI/USGS
10200-H | Chlorophyll a-b-c Determination | APHA
10200H(3) | Chlorophyll a-b-c Determination by fluorometer | APHA
10200H(2) | Chlorophyll a-b-c Determination by spectrophotometer | APHA
B6601 | Chlorophyll a-b-c in Periphyton by Spectroscopy | USDOI/USGS
B6501 | Chlorophyll a-b-c in Phytoplankton by Spectroscopy | USDOI/USGS
446 | Chlorophylls and Pheopigments in Phytoplankton by Spectrophotometry | USEPA
PMD-CKA | Chloropicrin and 1,3-DCPs by GC | USEPA
PMD-CKL(GC) | Chlorothalonil by GC | USEPA
PMD-CKL(IR) | Chlorothalonil by IR Spectroscopy | USEPA
977.06 | Chlorotoluron, Chloroxuron, or Metoxuron | AOAC
PMD-CKR(GC) | Chloroxuron by GC | USEPA
PMD-CKR(IR) | Chloroxuron in Dust by IR Spectroscopy | USEPA
PMD-CLD(GC) | Chlorpyrifos by GC | USEPA
PMD-CLD(IR) | Chlorpyrifos by IR Spectroscopy | USEPA
PMD-CLD(UV) | Chlorpyrifos by UV Spectroscopy | USEPA
PMD-CLV | Chlorsulfuron by HPLC | USEPA
HERL_013 | Cholinesterase Activity in Blood | USEPA
218.3 | Chromium by Chelation Extraction FLAA | USEPA
218.1 | Chromium by FLAA | USEPA
218.1_M | Chromium by FLAA | USEPA
7190 | Chromium by FLAA | USEPA
7024 | Chromium by Flame Atomic Absorption | NIOSH
218.2 | Chromium by GFAA | USEPA
218.2_M | Chromium by GFAA | USEPA
7191 | Chromium by GFAA | USEPA
CTM-006 | Chromium Emissions from Electroplaters | USEPA
306 | Chromium Emissions from Electroplating | USEPA
306A | Chromium Emissions from Electroplating | USEPA
I5236 | Chromium in Bottom Material by FLAA | USDOI/USGS
I1238 | Chromium in Water by Chelation and FLAA | USDOI/USGS
I3238 | Chromium in Water by Chelation and FLAA | USDOI/USGS
I7238 | Chromium in Water by Chelation and FLAA | USDOI/USGS
D1687(B) | Chromium in Water By FLAA | ASTM
I1236 | Chromium in Water by FLAA | USDOI/USGS
I3236 | Chromium in Water by FLAA | USDOI/USGS
I7236 | Chromium in Water by FLAA | USDOI/USGS
3500-CR(B) | Chromium in Water by FLAA or GFAA | APHA
D1687(C) | Chromium in Water By GFAA | ASTM
I1235 | Chromium in Water by GFAA | USDOI/USGS
3500-CR(C) | Chromium in Water by ICP | APHA
3500-CR(E) | Chromium in Water by Ion Chromatography | APHA
D5257 | Chromium in Water by Ion Chromatography | ASTM
D1687(A) | Chromium VI in Water | ASTM
10218 | Chromium, Hexavalent, 1,5-Diphenylcarbohydrazide Method | HACH
10219 | Chromium, Total, 1,5-Diphenylcarbohydrazide Method | HACH
CR-01 | Chromium-51 in Water Samples | USEPA
PMD-CMN | Cinmethalin by GC | USEPA
977.26 | Clostridium botulinum and Toxins in Food | AOAC
993.1 | Clostridium perfringens from Shellfish | AOAC
974.38 | Clostridium perfringens in Foods | AOAC
976.3 | Clostridium perfringens in Foods | AOAC
P-009-1 | CLP Pesticide/PCB in Water/Soil by GC/EC | USEPA
I5300 | CN in Bottom Material by Colorimetry | USDOI/USGS
I6302 | CN in Bottom Material by Colorimetry | USDOI/USGS
D2035 | Coagulation-Flocculation Test of Water | ASTM
219.1 | Cobalt by FLAA | USEPA
219.1_M | Cobalt by FLAA | USEPA
7200 | Cobalt by FLAA | USEPA
7027 | Cobalt by Flame Atomic Absorption | NIOSH
219.2 | Cobalt by GFAA | USEPA
219.2_M | Cobalt by GFAA | USEPA
7201 | Cobalt by GFAA | USEPA
I5239 | Cobalt in Bottom Material by FLAA | USDOI/USGS
D3558(B) | Cobalt in Water by Chelation and FLAA | ASTM
I1240 | Cobalt in Water by Chelation and FLAA | USDOI/USGS
I3240 | Cobalt in Water by Chelation and FLAA | USDOI/USGS
I7240 | Cobalt in Water by Chelation and FLAA | USDOI/USGS
D3558(A) | Cobalt in Water by FLAA | ASTM
I1239 | Cobalt in Water by FLAA | USDOI/USGS
I3239 | Cobalt in Water by FLAA | USDOI/USGS
I7239 | Cobalt in Water by FLAA | USDOI/USGS
3500-CO(B) | Cobalt in Water by FLAA or GFAA | APHA
D3558(C) | Cobalt in Water by GFAA | ASTM
I1241 | Cobalt in Water by GFAA | USDOI/USGS
3500-CO(C) | Cobalt in Water by ICP | APHA
C-002-1 | COD by Open Reflux | USEPA
D1252(B) | COD by Spectrophotometry | ASTM
991.14 | Coliform and E. coli Counts in Foods | AOAC
8368 | Coliform Bacteria, Fecal MPN | HACH
Colilert | Coliform/E. coli Enzyme substrate test; ONPG-MUG test | IDEXX
Colilert-18 | Coliform/E. coli Enzyme substrate test; ONPG-MUG test | IDEXX
Colilert-182000 | Coliform/E. coli Enzyme substrate test; ONPG-MUG test | IDEXX
Colilert/2000 | Coliform/E. coli Enzyme substrate test; ONPG-MUG test | IDEXX
3.3-B | Coliforms - Cytochrome Oxidase | APHA
3.3-C | Coliforms - IMViC | APHA
989.11 | Coliforms in Dairy Products | AOAC
3.2-B | Coliforms in Seawater and Shellfish | APHA
3.2-C | Coliforms in Seawater and Shellfish | APHA
3.2-D | Coliforms in Shellfish | APHA
3.4 | Coliforms- Membrane Filter | APHA
3.5 | Coliforms- Plate Count | APHA
D4201 | Coliphages in Water by Counting | ASTM
110.2 | Color Analysis Using Platinum/Cobalt | USEPA
110.1 | Color by Calculating ADMI Values | USEPA
110.3 | Color by Spectrophotometric Analysis | USEPA
2120-C | Color in Water by Spectrophotometry | APHA
2120-B | Color in Water by Visual Comparison | APHA
I1250 | Color in Water by Visual Comparison | USDOI/USGS
2120-E | Color in Water Using the ADMI Method | APHA
2120-D | Color in Water Using Tristimulus Filters | APHA
8025 | Color, APHA Platinum-Cobalt | HACH
8515 | Colorimetric Method for TNT in Soil | USEPA
MS110 | Colorimetric Test for CrO4+ | USDOE/ASD
MS210 | Colorimetric Test for Lead in Water | USDOE/ASD
MS410(W) | Colorimetric Test for Nickel in Water | USDOE/ASD
MS310(S) | Colorimetric Test for NO3+ in Soil | USDOE/ASD
MS310(W) | Colorimetric Test for NO3+ in Water | USDOE/ASD
D698 | Compaction Characteristics of Soil | ASTM
120.1 | Conductance | USEPA
2510B | Conductivity - Laboratory Method | APHA
D1125(A) | Conductivity and Resistivity in Water | ASTM
D1125(B) | Conductivity and Resistivity in Water | ASTM
120.1_M | Conductivity in Industrial Waste | USEPA
2510 | Conductivity in Water | APHA
8160 | Conductivity in Water by Direct Measurement | HACH
M-02-CON | Conductivity Measurements | USDOE/EML
992.3 | Confirmed Total Coliform/E. coli in Food | AOAC
C-018-1 | Controlled Pumping Test in Wells | USEPA
220.1 | Copper by FLAA | USEPA
220.1_M | Copper by FLAA | USEPA
7210 | Copper by FLAA | USEPA
7029 | Copper by Flame Atomic Absorption | NIOSH
220.2 | Copper by GFAA | USEPA
220.2_M | Copper by GFAA | USEPA
7211 | Copper by GFAA | USEPA
I5270 | Copper in Bottom Material by FLAA | USDOI/USGS
8506 | Copper in Water | HACH
D1688(B) | Copper in Water By Chelation and FLAA | ASTM
I1271 | Copper in Water by Chelation and FLAA | USDOI/USGS
I3271 | Copper in Water by Chelation and FLAA | USDOI/USGS
I7271 | Copper in Water by Chelation and FLAA | USDOI/USGS
D1688(A) | Copper in Water By FLAA | ASTM
I1270 | Copper in Water by FLAA | USDOI/USGS
I3270 | Copper in Water by FLAA | USDOI/USGS
I7270 | Copper in Water by FLAA | USDOI/USGS
3500-CU(B) | Copper in Water by FLAA or GFAA | APHA
D1688(C) | Copper in Water By GFAA | ASTM
I1272 | Copper in Water by GFAA | USDOI/USGS
3500-CU(C) | Copper in Water by ICP | APHA
3500-CU(E) | Copper in Water by Spectrophotometry- Bathocuproine Method | APHA
3500-CU(D) | Copper in Water by Spectrophotometry- Neocuproine Method | APHA
D2776 | Corrosivity | ASTM
D2688(A) | Corrosivity of Water Using Metal Coupons | ASTM
D2688(B) | Corrosivity of Water Using Pipe Inserts | ASTM
PMD-COQ | Coumafuryl by UV Spectroscopy | USEPA
PMD-COR(GC) | Coumaphos by GC | USEPA
PMD-COR(LC) | Coumaphos by HPLC | USEPA
PMD-COR(IR) | Coumaphos by IR Spectroscopy | USEPA
2546 | Cresol and Phenol by GC/FID | NIOSH
TO-8 | Cresols and Phenols in Air by HPLC | USEPA
3516 | Crotonaldehyde by Differential Pulse Polar. | NIOSH
PMD-CRO | Crotoxyphos by GC | USEPA
1623 | Cryptosporidium and Giardia in Water by Filtration/IMS/FA - April 2001 Update | USEPA
D934(A) | Crystalline Compounds in Water Deposits | ASTM
D934(B) | Crystalline Compounds in Water Deposits | ASTM
7602 | Crystalline Silica by Infra-Red Absorption | NIOSH
7601 | Crystalline Silica by VIS | NIOSH
7500 | Crystalline Silica by X-Ray Diffraction | NIOSH
7603 | Crystalline Silica in Coal Mine Dust | NIOSH
1622 | Crytosporidium in Water by Filtration/IMS/FA - April 2001 Update | USEPA
PMD-CU-S | Cupric Ion by Ion Chromatography | USEPA
4500-CN(L) | Cyanates in Waste Using an ISE | APHA
PMD-CUC | Cyanazine by IR Spectroscopy | USEPA
629 | Cyanazine in Wastewater by HPLC | USEPA
335.2(MIDI) | Cyanide Analysis by MIDI Distillation | USEPA
7904 | Cyanide by Ion Specific Electrode | NIOSH
MU012R | Cyanide by Microdistillation and Argento | USDOE/ASD
335.4 | Cyanide by Semi-Automated Colorimetry | USEPA
9013 | Cyanide Extraction for Solids and Oils | USEPA
ME355.01 | Cyanide in Drinking Water by GC/MS | Leck Mitchell
SFSAS_9 | Cyanide in Fish | USEPA
SFSAS_8 | Cyanide in Sediment | USEPA
335.63 | Cyanide in Waste by Colorimetry | USEPA
8027 | Cyanide in Water | HACH
4500-CN(C) | Cyanide in Water after Distillation | APHA
D4374 | Cyanide in Water by Automated Methods | ASTM
4500-CN(E) | Cyanide in Water by Colorimetry | APHA
I1300 | Cyanide in Water by Colorimetry | USDOI/USGS
I2302 | Cyanide in Water by Colorimetry | USDOI/USGS
I3300 | Cyanide in Water by Colorimetry | USDOI/USGS
I4302 | Cyanide in Water by Colorimetry | USDOI/USGS
9213 | Cyanide in Water by ISE | USEPA
4500-CN(D) | Cyanide in Water by Titration | APHA
4500-CN(F) | Cyanide in Water Using ISE | APHA
335.1 | Cyanides Amenable to Chlorination | USEPA
4500-CN(G) | Cyanides Amenable to Chlorination after Distillation | APHA
4500-CN(H) | Cyanides Amenable to Chlorination without Distallation | APHA
D5049(A) | Cyanides in Waste - Chloramine T | ASTM
D5049(C) | Cyanides in Waste - Cyantesmo Paper | ASTM
D5049(D) | Cyanides in Waste - Gas Detector Tube | ASTM
D5049(B) | Cyanides in Waste - Prussian Blue | ASTM
D2036(A) | Cyanides in Water After Distillation | ASTM
D2036(B) | Cyanides in Water by Colorimetry | ASTM
D2036(C) | Cyanides in Water by Colorimetry | ASTM
D2036(D) | Cyanides without Distillation | ASTM
4500-CN(J) | Cyanogen Chloride in Water | APHA
D4165 | Cyanogen Chloride in Water | ASTM
5030 | Cyanuric Acid by HPLC/UV | NIOSH
PMD-CYZ(GC2) | Cyromazine in Armor by GC | USEPA
PMD-CYZ(GC3) | Cyromazine in Armor Premix by GC | USEPA
PMD-CYZ(GC1) | Cyromazine in Trigard 75W by GC | USEPA
PMD-DAL | Dalapon by IR Spectroscopy | USEPA
1002 | DAPHNID, CERIODAPHNIA DUBIA, SURVIVAL AND REPRODUCTION TEST | USEPA
1659 | Dazomet in Wastewater | USEPA
PMD-DEE(GC) | DEET by GC | USEPA
PMD-DEE(LC) | DEET by HPLC | USEPA
9222C | Delayed Incubation Total Coliform Procedure | APHA
5514 | Demeton by GC/FPD | NIOSH
B0430 | Denitrifying and Nitrate-reducing Bacteria- MPN Method | USDOI/USGS
D2186(A) | Deposit-Forming Impurities in Steam | ASTM
D2186(B) | Deposit-Forming Impurities in Steam | ASTM
D2186(C) | Deposit-Forming Impurities in Steam | ASTM
D2186(D) | Deposit-Forming Impurities in Steam | ASTM
5041A | Desorption of Sorbent Cartridge by GC/MS | USEPA
F60 | Detection of Microbiological Contaminant | ASTM
NITRO-13 | Determination of Ammonium Nitrogen | USDOC/NOAA
300_M | Determination of Anions by IC | USEPA
639 | Determination of Bendiocarb in Water | USEPA
643 | Determination of Bentazon in Wastewater | USEPA
10200-I | Determination of Biomass (Standing Crop) | APHA
CTM-001 | Determination of Butadiene Emissions | USEPA
440(S) | Determination of Carbon and Nitrogen | USEPA
440(W) | Determination of Carbon and Nitrogen | USEPA
CTM-005 | Determination of Condensable Emissions | USEPA
CTM-011 | Determination of Halogenated Organics | USEPA
CTM-004 | Determination of HCl Emissions | USEPA
300 | Determination of Inorganic Anions by Ion Chromatography | USEPA
300.1 | Determination of Inorganic Anions in Drinking Water by Ion Chromatography | USEPA
1001 | Determination of Lead, for use in Lead and Copper Rule compliance monitoring | HACH
RP280 | Determination of Lead-210 in Water | USDOE/ASD
353.4 | Determination of Nitrite and Nitrate | USEPA
203 | Determination of Opacity of Emissions | USEPA
638 | Determination of Oryzalin in Wastewater | USEPA
202 | Determination of Particulate Emission | USEPA
CTM-002 | Determination of Particulate Matter | USEPA
3640A | Determination of Percent Solids (Context = SW-846) | USEPA
644 | Determination of Picloram in Wastewater | USEPA
201(CSR) | Determination of PM10 Emissions | USEPA
201(EGR) | Determination of PM10 Emissions | USEPA
RP735 | Determination of Total Fissile Content | USDOE/ASD
8195 | Determination of Turbidity | HACH
TO15 | Determination Of Volatile Organic Compounds In Air, Specially-PreparedCanisters(GC/MS) | USEPA
PMD-DFN | Diazinon by HPLC | USEPA
2515 | Diazomethane by GC/FID | NIOSH
6006 | Diborane by Plasma Emission Spectrometry | NIOSH
5017 | Dibutyl Phosphate by GC/FPD | NIOSH
PMD-DGL | Dibutyl Succinate by Titration | USEPA
PMD-DIC | DICA by HPLC | USEPA
PMD-DGV | Dichlone by IR Spectroscopy | USEPA
965.36 | Dichlone Pesticide Residues | AOAC
PMD-DJA | Dichloran in Dusts by IR Spectroscopy | USEPA
1004 | Dichloroethyl Ether by GC/FID | NIOSH
2516 | Dichlorofluoromethane by GC/FID | NIOSH
PMD-ACG(LC1) | Dicofol by HPLC | USEPA
PMD-DJG | Dicrotophos by IR Spectroscopy | USEPA
1651 | Diesel Oil in Muds by GC/FID | USEPA
983.26 | Differentiation of Bacillus cereus Group | AOAC
1663 | Differentiation of Oil by GC/FID | USEPA
1012 | Difluorodibromomethane by GC/FID | NIOSH
I-002-1 | Digestion/Analysis of Soil by Flame AA | USEPA
I-004-1 | Digestion/Analysis of Waters by FLAA | USEPA
PMD-DME | Dimethoate by GC | USEPA
PMD-DNE | Dimethyl Phthalate by GC | USEPA
2524 | Dimethyl Sulfate by GC/ECD | NIOSH
PMD-DNR | Dinitramine by GC | USEPA
646 | Dinitro Aromatic Pesticides in Water | USEPA
627 | Dinitroaniline Pesticides in Wastewater | USEPA
PMD-DNZ(IR) | Dinocap by IR Spectroscopy | USEPA
PMD-DNZ(TITR) | Dinocap by TKN and Titration | USEPA
PMD-DOG | Dinoseb by IR Spectroscopy | USEPA
1602 | Dioxane by GC/FID | NIOSH
TO-9 | Dioxin in Air by HRGC/HRMS | USEPA
1613(S) | Dioxins and Furans - Solids | USEPA
1613(W) | Dioxins and Furans - Water | USEPA
PMD-DMF | Dioxins in 2,4-D and 2,4,5-T by GC/MS | USEPA
PMD-DOZ(LC1) | Diphacinone by HPLC | USEPA
PMD-DOZ(LC2) | Diphacinone by HPLC | USEPA
PMD-DOZ(UV) | Diphacinone in Baits by UV Spectroscopy | USEPA
PMD-DPA(GC) | Diphenamid by GC | USEPA
PMD-DPA(IR) | Diphenamid by IR Spectroscopy | USEPA
2530 | Diphenyl by GC/FID | NIOSH
PMD-DPF | Diphenylamine by GC | USEPA
620 | Diphenylamine in Wastewater by GC | USEPA
PMD-DQT | Diquat (Dibromide) by HPLC | USEPA
549.1 | Diquat and Paraquat in Water by HPLC | USEPA
549 | Diquat and Paraquat in Water by HPLC/UV | USEPA
549.2 | Diquat and Paraquat in Water Using HPLC/UV | USEPA
992.17 | Diquat and Paraquat Residues in Potatoes | AOAC
9216-B | Direct Total Microbial Count- Epifluorescence Method | APHA
6252-B | Disinfection By-Products: Aldehydes | APHA
6251-B | Disinfection By-Products: Haloacetic Acids and Trichlorophenol | APHA
D6919-03 | Dissolved Alkali, Alkaline Earth Cations and Ammonium by Ion Chromatography | ASTM
O1105 | Dissolved Chlorophenoxy Acids in Water | USDOI/USGS
2810 | Dissolved Gas Supersaturation | APHA
993.23 | Dissolved Hexavalent Chromium in Water | AOAC
5320-B | Dissolved Organic Halogen in Water | APHA
D888(B) | Dissolved Oxygen by Instrumental Probe | ASTM
D888(C) | Dissolved Oxygen by Luminescence-based Senor | ASTM
360.2 | Dissolved Oxygen by Winkler Technique | USEPA
8157 | Dissolved Oxygen in Water | HACH
8229 | Dissolved Oxygen in Water | HACH
360.1 | Dissolved Oxygen Using an ISE | USEPA
I1600 | Dissolved Phosphorus by Colorimetry | USDOI/USGS
370.1 | Dissolved Silica by Colorimetry | USEPA
PMD-DSN(GC) | Disulfoton and Fensulfothion by GC/FID | USEPA
PMD-DSN(IR) | Disulfoton by IR Spectroscopy | USEPA
630 | Dithiocarbamate Pesticides in Wastewater | USEPA
630.1 | Dithiocarbamate Pesticides in Water | USEPA
PMD-DUR(LC) | Diuron by HPLC | USEPA
PMD-DUR(IR) | Diuron by IR Spectroscopy | USEPA
964.19 | Dodine Pesticide Residues | AOAC
5013 | Dyes, Benzidine, o-Tolidine, o-Dianisidi | NIOSH
9213D | E. coli by Membrane filtration plating on mTEC agar | APHA
984.35 | E. coli Enterotoxins | AOAC
988.19 | E. Coli in Chilled/Frozen Food | AOAC
1104 | E. coli in Drinking Water/EC Medium with Mug Tub | USEPA
9213-D | E. coli method | APHA
984.34 | E. coli Producing Heat-Labile Enterotoxin | AOAC
8011 | EDB and DBCP by Gas Chromatography | USEPA
D5316 | EDB and DBCP by Microextraction and GC | ASTM
6231-B | EDB and DBCP in Water by CGC | APHA
6231-D | EDB and DBCP in Water by CGC | APHA
6231-C | EDB and DBCP in Water by CGC/MS | APHA
504 | EDB and DBCP in Water by GC | USEPA
504.1 | EDB, DBCP and 123TCP in Water by GC | USEPA
PMD-EDF | Edifenphos by GC | USEPA
2340C | EDTA Titrimetric Method (Hardness) | APHA_SM20ED
RA010 | EIC for Gross Alpha Emission from Indoor | USDOE/ASD
D5391 | Electrical Conductivity and Resistivity | ASTM
G-01 | Electrodeposition of the Actinides | USDOE/EML
7300 | Elements by ICP | NIOSH
8005(B) | Elements in blood or tissue by ICP | NIOSH
8005(T) | Elements in blood or tissue by ICP | NIOSH
200.13 | Elements in Water by Chelation with GFAA | USEPA
D1976 | Elements in Water by ICP | ASTM
200.12 | Elements in Water by Temperature GFAA | USEPA
D4691 | Elements in Water Using FLAA | ASTM
305 | Emissions of Volatiles in Waste | USEPA
PMD-ENA | Endosulfan by IR Spectroscopy | USEPA
976.23 | Endosulfan/Tetrasul Pesticide Residues | AOAC
PMD-ENB(GC) | Endothall by GC | USEPA
PMD-ENB(TITR) | Endothall by Titration | USEPA
548.1 | Endothall in Drinking Water | USEPA
548 | Endothall in Water by Gas Chromatography | USEPA
5519 | Endrin by GC/ECD | NIOSH
5.6 | Enteric Viruses | APHA
1600 | Enterococci in Water by Membrane Filtration Using membrane-Enterococcus Indoxyl-B-D-Glucoside Agar (mEl) | USEPA
1106.1 | Enterococci in Water by Membrane Filtration Using membrane-Enterococcus-Esculin Iron Agar (mE-EIA) | USEPA
Enterolert | Enterolert Test Kit Procedure | IDEXX
Enterolert2000 | Enterolert Test Kit Procedure | IDEXX
986.34 | Enterotoxigenic E. coli | AOAC
9240-B | Enumberation-Enrichment & Isolation of Iron and Sulfur Bacteria | APHA
D4249 | Enumeration of Candida albicans in Water | ASTM
PMD-EPI | Epichlorohydrin by GC | USEPA
1010 | Epichlorohydrin by GC/FID | NIOSH
5012 | EPN by GC/FPD | NIOSH
PMD-EPT | EPTC by HPLC | USEPA
9221-B.1 | Escherichia coli Fermentation Technique, Multi-tube Fermentation Technique | APHA
1103.1 | Escherichia coli in Water by Membrane Filtration Using membrane-Thermotolerant E. coli Agar (mTEC) | USEPA
1603 | Escherichia coli in Water by Membrane Filtration Using Modified membrane-Thermotolerant E. coli Agar (Modified mTEC) | USEPA
9221-F | Escherichia coli, Multi-tube Fermentation Technique | APHA
1450 | Esters I by GC/FID | NIOSH
9221-D | Estimation of Bacterial Density- MPN Determination | APHA
PMD-ETI(GC) | Ethion by GC | USEPA
PMD-ETI(IR) | Ethion by IR Spectroscopy | USEPA
PMD-EZN | Ethiozin by HPLC | USEPA
PMD-ETF | Ethofumesate by GC | USEPA
PMD-ETN(GC) | Ethoprop by GC | USEPA
PMD-ETN(IR) | Ethoprop by IR Spectroscopy | USEPA
1457 | Ethyl Acetate by GC/FID | NIOSH
1011 | Ethyl Bromide by GC/FID | NIOSH
2519 | Ethyl Chloride by GC/FID | NIOSH
1610 | Ethyl Ether by GC/FID | NIOSH
1452 | Ethyl Formate by GC/FID | NIOSH
PMD-EUX(TITR) | Ethyl Hexanediol by Acetylation & Titration | USEPA
PMD-EUX(GC) | Ethyl Hexanediol by GC/TCD | USEPA
973.39 | Ethylan Pesticide Residues - GC | AOAC
O3114 | Ethylene and Propane in Water | USDOI/USGS
2513 | Ethylene Chlorohydrin by GC/FID | NIOSH
1008 | Ethylene Dibromide by GC/ECD | NIOSH
SFSAS_17 | Ethylene Glycol in Water | USEPA
1614 | Ethylene Oxide by GC/ECD | NIOSH
3702 | Ethylene Oxide by portable GC | NIOSH
D4413 | Ethylene Oxide in Atmosphere | ASTM
5011 | Ethylene Thiourea by Visible Absorption | NIOSH
509 | Ethylene Thiourea in Water by GC | USEPA
992.31 | Ethylene Thiourea Residues in Water | AOAC
PMD-MAU(GC2) | Ethylenethiourea by GC/FID | USEPA
PMD-MAU(GC1) | Ethylenethiourea by GC/TCD | USEPA
978.16 | Ethylenethiourea Pesticide Residues - GC | AOAC
3514 | Ethylenimine by HPLC/UV | NIOSH
1662 | Extractable Material in Mud by SDS | USEPA
1664 | Extractable Material in Oil and Grease | USEPA
O5108 | Extractable Oil and Grease | USDOI/USGS
O3108 | Extractable Oil and Grease in Water | USDOI/USGS
9023 | Extractable Organic Halides in Solids | USEPA
6410-B | Extractable Semivolatile Organics by GC | APHA
9031 | Extractable Sulfides by Titration | USEPA
1000 | Fathead Minnow, PIMEPHALES PROMELAS, LARVAL SURVIVAL AND GROWTH TEST | USEPA
B0050 | Fecal Coliform Bacteria- Immediate Incubation Test | USDOI/USGS
B0051 | Fecal Coliform Bacteria- Presumptive Test- MPN Method | USDOI/USGS
9222-E | Fecal Coliform- Delayed-Incubation Procedure | APHA
9222-D | Fecal Coliform- Membrane Filter Procedure | APHA
9221-E | Fecal Coliform Procedure- Multiple-Tube Procedure | APHA
9221-E.2 | Fecal Coliform Procedure-Multiple-Tube Proc using A-1 medium without prior enrichment | APHA
9221-E.1 | Fecal Coliform Procedure-Multiple-Tube Proc using EC medium and prior enrichment | APHA
978.23 | Fecal Coliforms in Shellfish Waters | AOAC
10027 | Fecal Coliforms, MPN (sludges) | HACH
10028 | Fecal Coliforms, MPN (sludges) | HACH
B0060 | Fecal Streptococcal Bacteria- Confirmation Test | USDOI/USGS
B0055 | Fecal Streptococcal Bacteria- Immediate Incubation Test | USDOI/USGS
B0065 | Fecal Streptococcal Bacteria- Presumptive/Confirmation- MPN Metho | USDOI/USGS
8172 | Fecal Streptococci, MPN | HACH
9230-C | Fecal Streptococcus and Enterococcus Groups, Membrane Filter Techniques | APHA
9230-B | Fecal Streptococcus and Enterococcus Groups, Multiple Tube Technique | APHA
PMD-FBP | Fenamiphos by GC/FID | USEPA
PMD-FBR | Fenarimol by GC/FID | USEPA
PAH-001(S) | Field Analysis of PAHs by GC/FID | USEPA
PAH-001(W) | Field Analysis of PAHs by GC/FID | USEPA
PCB-008 | Field Analysis of PCBs in Soil | USEPA
P-002-1 | Field Screen for Chlorinated Pesticides | USEPA
P-004-1 | Field Screen for Chlorinated Pesticides | USEPA
IM-002-1 | Field Screening by Portable XRF | USEPA
PCB-002 | Field Screening of PCBs in Soil | USEPA
S-004-1 | Field Screening Semivolatiles in Soil | USEPA
S-002-1 | Field Screening Semivolatiles in Water | USEPA
OA-003-1 | Field Survey with PID Vapor Detector | USEPA
OA-004-1 | Field Use of Photovac Portable GC | USEPA
OA-005-1 | Field Use of Photovac Portable GC | USEPA
OA-001-1 | Field Use of Sentex Scentograph GC | USEPA
160.1 | Filterable Residue - TDS | USEPA
2540-E | Fixed and Volatile Solids in Water | APHA
2530-C | Floatable Oil and Grease in Water | APHA
D5129 | Flow of Water by Width Contractions | ASTM
D5130 | Flow of Water Indirectly by Slope Area | ASTM
SFSAS_23 | Flow of Water Through Soil | USEPA
PMD-FKN | Fluchloralin by GC/TCD | USEPA
PMD-FLM(IR) | Fluometuron by IR Spectroscopy | USEPA
PMD-FLM(UV) | Fluometuron by UV Spectroscopy | USEPA
F-01 | Fluoride in Soil and Sediment | USDOE/EML
8308 | Fluoride in Urine by ISE | NIOSH
939.11 | Fluoride in Water | AOAC
8029 | Fluoride in Water | HACH
4500-F-E | Fluoride in Water by Colorimetry | APHA
I1325 | Fluoride in Water by Colorimetry | USDOI/USGS
I3325 | Fluoride in Water by Colorimetry | USDOI/USGS
I7325 | Fluoride in Water by Colorimetry | USDOI/USGS
340.3 | Fluoride in Water by Colorimetry | USEPA
4500-F-F | Fluoride in Water by Ion Chromatography | APHA
9214 | Fluoride in Water by ISE | USEPA
4500-F-D | Fluoride in Water by Spectrophotometry | APHA
4500-F-C | Fluoride in Water Using an ISE | APHA
I1327 | Fluoride in Water Using an ISE | USDOI/USGS
I2327 | Fluoride in Water Using an ISE | USDOI/USGS
I4327 | Fluoride in Water Using an ISE | USDOI/USGS
I7327 | Fluoride in Water Using an ISE | USDOI/USGS
340.2 | Fluoride in Water Using an ISE | USEPA
D1179(A) | Fluoride Ion in Water Using Distillation | ASTM
D1179(B) | Fluoride Ion in Water Using ISE | ASTM
D3868 | Fluoride Ions in Saline Water | ASTM
8323 | Fluoride, Electrode | HACH
D3269(ISE) | Fluorides in Plants/Atmosphere | ASTM
D3269(SPEC) | Fluorides in Plants/Atmosphere | ASTM
D3269(TITR) | Fluorides in Plants/Atmosphere | ASTM
D3270 | Fluorides in Plants/Atmosphere | ASTM
D3266 | Fluorides in the Atmosphere | ASTM
D3267 | Fluorides in the Atmosphere | ASTM
D3268 | Fluorides in the Atmosphere | ASTM
D4765 | Fluorides in the Workplace Atmospheres | ASTM
7906 | Fluorides, Aerosol and Gas, by IC | NIOSH
7902 | Fluorides, Aerosol and Gas, by ISE | NIOSH
1006 | Fluorotrichloromethane by GC/FID | NIOSH
PMD-FOL | Folpet by IR Spectroscopy | USEPA
PMD-FON | Fonofos by IR Spectroscopy | USEPA
IP-6A | Formaldehyde - Indoor Air, HPLC | USEPA
D5014 | Formaldehyde - Indoor Air, MBTH | ASTM
2541 | Formaldehyde by GC/FID | NIOSH
3500 | Formaldehyde by Visible Absorption Spec. | NIOSH
IP-6B | Formaldehyde in Air - Colorimetric | USEPA
IP-6C | Formaldehyde in Air - Passive Sampling | USEPA
8520 | Formaldehyde in Ambient Air | USEPA
TO-11 | Formaldehyde in Ambient Air | USEPA
6 (FORMALDEHYD) | Formaldehyde in Wastewater by GC | USEPA
5700 | Formaldehyde On Dust by HPLC/UV | NIOSH
2011 | Formic Acid by Ion Chromatography | NIOSH
8021 | Free Chlorine in Water by DPD | HACH
8334 | Free Chlorine in Water by Titration | HACH
D4282 | Free Cyanide in Water by Microdiffusion | ASTM
C-012-1 | Free Liquid in Wastes by Filtration | USEPA
2529 | Furfural Gas Chromatography/FID | NIOSH
2505 | Furfuryl Alcohol by GC/FID | NIOSH
901.1 | Gamma Emitters in Drinking Water | USEPA
RI010 | Gamma-Ray Spectrometry | USDOE/ASD
101A | Gaseous Mercury from Sewage/Sludge Incinerators | USEPA
101 | Gaseous Mercury in Air by CVAA | USEPA
18 | Gaseous Organic Compound Emission in Air | USEPA
D4490 | Gases/Vapors by Detector Tubes | ASTM
2532 | Glutaraldehyde by HPLC/UV | NIOSH
1608 | Glycidol by GC/FID | NIOSH
963.23 | Glyodin Pesticide Residues | AOAC
991.08 | Glyphosate and AMPA in Environmental Water | AOAC
PMD-GLP | Glyphosate by HPLC | USEPA
6651-B | Glyphosate Herbicide in Water | APHA
547 | Glyphosate in Drinking Water by HPLC | USEPA
231.1 | Gold by FLAA | USEPA
231.2 | Gold by GFAA | USEPA
3500-AU | Gold in Water by FLAA | APHA
00-02 | Gross Alpha Activity in Drinking Water by Coprecipitation | USEPA
9310 | Gross Alpha and Beta | USEPA
RP710 | Gross Alpha and Beta Activity | USDOE/ASD
R-006-1 | Gross Alpha and Beta Activity in Soil | USEPA
00-01 | Gross Alpha and Beta Activity in Water | USEPA
3 | Gross Alpha and Beta Activity in Water | USEPA
900 | Gross Alpha and Beta Activity in Water | USEPA
7110-B | Gross Alpha and Beta Radioactivity | APHA
7110-C | Gross Alpha Radioactivity in Water | APHA
RP720 | Gross Alpha, Beta and Tritium in Water | USDOE/ASD
R-007-1 | Gross Alpha/Beta Activity in Biota | USEPA
R-008-1 | Gross Alpha/Beta Activity in Biota, Extended | USEPA
R-002-1 | Gross Alpha/Beta Activity in Soil | USEPA
R-004-1 | Gross Alpha/Beta Activity in Water | USEPA
R-005-1 | Gross Alpha/Beta Activity in Water | USEPA
RP730 | Gross Gamma Screening for Matrices | USDOE/ASD
RP725 | Group Actinide Screening by Extraction | USDOE/ASD
8021A(PID) | Halo and Aromatic Volatiles - CGC/PID | USEPA
552.2 | Haloacetic Acids and Dalapon in Water Using GCECD | USEPA
6233-B | Haloacetic Acids and Trichlorphenol | APHA
552 | Haloacetic Acids in Water by GC | USEPA
552.1 | Haloacetic Acids in Water by GC | USEPA
8110 | Haloethers by Gas Chromatography | USEPA
8111(S) | Haloethers by Gas Chromatography | USEPA
8111(W) | Haloethers by Gas Chromatography | USEPA
611 | Haloethers in Wastewater by GC | USEPA
8021A(ELCD) | Halogenated and Aromatic Volatiles | USEPA
1003 | Halogenated Hydrocarbons by GC/FID | NIOSH
D3973 | Halogenated Hydrocarbons in Water | ASTM
VA-004-1 | Halogenated VOCs in Air by Direct GC/EC | USEPA
VA-002-1 | Halogenated VOCs in Air by GC/ELCD | USEPA
VG-003-1 | Halogenated VOCs in Soil Gas by GC/EC | USEPA
VG-004-1 | Halogenated VOCs in Soil Gas by GC/ECD | USEPA
VG-002-1 | Halogenated VOCs in Soil Gas by GC/ELCD | USEPA
VG-005-1 | Halogenated VOCs in Soil Gas by GC/PID | USEPA
8010B | Halogenated Volatile Organics by GC | USEPA
D1126 | Hardness in Water | ASTM
2340B | Hardness in Water by EDTA Titration | APHA
973.52 | Hardness of Water | AOAC
HERL_002 | HCB and Mirex in Tissue | USEPA
3810 | Headspace Technique for Volatiles | USEPA
960.1 | Herbicides (Ester Forms) | AOAC
8241 | Heterotrophic Bacteria, Pour Plate | HACH
9215-D | Heterotrophic Plate Count- Membrane Filter Method | APHA
9215-B | Heterotrophic Plate Count- Pour Plate Method | APHA
9215-C | Heterotrophic Plate Count- Spread Plate Method | APHA
2518 | Hexachloro-1,3-Cyclopentadiene by GC/ECD | NIOSH
980.22 | Hexachlorobenzene/Mirex Residue in Adipose | AOAC
977.19 | Hexachlorobenzene/Mirex Residues in Fat | AOAC
2543 | Hexachlorobutadiene by GC/ECD | NIOSH
604.1 | Hexachlorophene and Dichlorophen | USEPA
PMD-HXE | Hexachlorophene by HPLC | USEPA
3820 | Hexadecane Screening for Volatiles | USEPA
I-003-1 | Hexavalent Chromium | USEPA
7196A | Hexavalent Chromium (Colorimetric) | USEPA
7195 | Hexavalent Chromium (Coprecipitation) | USEPA
I1230 | Hexavalent Chromium by Colorimetry | USDOI/USGS
218.4 | Hexavalent Chromium by FLAA | USEPA
7197 | Hexavalent Chromium by FLAA | USEPA
218.5 | Hexavalent Chromium by GFAA | USEPA
7604 | Hexavalent Chromium by Ion Chromatograph | NIOSH
218.6 | Hexavalent Chromium by Ion Chromatograph | USEPA
7198 | Hexavalent Chromium by Polarography | USEPA
7600 | Hexavalent Chromium by UV-Visible Spec. | NIOSH
1636 | Hexavalent Chromium in Ambient Water by Ion Chromatography | USEPA
61 | Hexavalent Chromium in Stack Emissions | USEPA
OSW-B | Hexavalent Chromium in Stack Emissions | USEPA
8023 | Hexavalent Chromium in Water | HACH
I1232 | Hexavalent Chromium in Water by FLAA | USDOI/USGS
7199 | Hexavalent Chromium in Water by IC | USEPA
PMD-HXO(GC) | Hexazinone by GC/TCD | USEPA
PMD-HXO(LC) | Hexazinone by HPLC | USEPA
D888(A) | High Level Dissolved Oxygen by Titration | ASTM
D3649 | High Resolution Gamma-Ray Spectrometry | ASTM
TO-2 | Highly Volatile Nonpolar Organics | USEPA
8300 | Hippuric Acid in Urine by Visible Absorption | NIOSH
8301 | Hippuric and Methyl Hippuric Acids | NIOSH
D5084 | Hydraulic Conductivity | ASTM
3503 | Hydrazine by Visible Absorption Spec. | NIOSH
D1385 | Hydrazine in Water | ASTM
206.3_M | Hydride Generation ICP | USEPA
200.62(C) | Hydride Generation ICP Analysis | USEPA
5520-F | Hydrocarbons by Gravimetric Analysis | APHA
50APP-E | Hydrocarbons in Atmosphere | USEPA
1500 | Hydrocarbons, BP 36-126 C by GC/FID | NIOSH
26 | Hydrogen Chloride from Stationary Sources | USEPA
6010 | Hydrogen Cyanide by Visible Absorption | NIOSH
INTERIM1 | Hydrogen Cyanide Released from Wastes | USEPA
26A | Hydrogen Halide/Halogen by Isokinetic | USEPA
6013 | Hydrogen Sulfide by Ion Chromatography | NIOSH
D4913 | Hydrogen Sulfide in Air | ASTM
D4323 | Hydrogen Sulfide in Atmosphere | ASTM
INTERIM2 | Hydrogen Sulfide Released from Wastes | USEPA
15 | Hydrogen Sulfide, Carbonyl Sulfide | USEPA
I2602 | Hydrolyzable plus Orthophosphate-Phosphorous | USDOI/USGS
5004 | Hydroquinone by HPLC | NIOSH
D514 | Hydroxide Ion in Water(discontinued 05/96) | ASTM
6010A | ICP Spectroscopy | USEPA
MM210 | ICP/MS of Th230, Tc99 and U234 | USDOE/ASD
MM800 | ICP/MS of Uranium in Water | USDOE/ASD
MM100 | ICP/MS Radionuclide Analyses | USDOE/ASD
200.7_M | ICP-AES For Trace Element Analysis | USEPA
D4478(A) | Immediate Oxygen Uptake | ASTM
9711-B | Immunofluorescence Method for Giarda & Crytosporidium | APHA
9057 | Impinger Solutions for Cl- by ICP | USEPA
D4254 | Index Density and Unit Weight of Soils | ASTM
PMD-INB | Indolebutyric Acid by UV Spectroscopy | USEPA
200.10_M | Inductively Coupled Plasma | USEPA
ICP-AES | Inductively Coupled Plasma | USEPA
6010C | Inductively Coupled Plasma - Atomic Emission Spectroscopy (ICP-AES) | USEPA
6020 | Inductively Coupled Plasma - Mass Spec. | USEPA
6020_M | Inductively Coupled Plasma - Mass Spec. | USEPA
6010B | Inductively Coupled Plasma AES | USEPA
HERL_030 | Infrared Spectroscopy | USEPA
4500-N-B | In-Line UV/Persulfate Digestion and Oxidation and Flow Injection Analysis | APHA_SM21ED
EPA_CLP_INOR | Inorganic Analytical Services provided under the EPA Contract Lab Program | USEPA
920.13 | Inorganic and Organometallic Pesticides | AOAC
300(A) | Inorganic Anions by Ion Chromatography | USEPA
300(B) | Inorganic Anions by Ion Chromatography | USEPA
993.3 | Inorganic Anions in Water | AOAC
PMD-AS(TIT3) | Inorganic Arsenic Compounds by Titration | USEPA
1632 | Inorganic Arsenic in Water by Hydride Generation Quartz Furnace | USEPA
12 (ATM PB) | Inorganic Lead Emissions in Air | USEPA
HERL_025 | Insecticides in Bottom Sediment | USEPA
HERL_024 | Insecticides in Soils and Housedust | USEPA
IP-1A-C | Installation and Operation Procedure | USEPA
445 | In-Vitro Determination of Chlorophyll | USEPA
D3869(A) | Iodide and Bromide in Saline Water | ASTM
D3869(B) | Iodide in Saline Water by Colorimetry | ASTM
D3869(C) | Iodide in Saline Water by ISE-I | ASTM
I1371 | Iodide in Water by Colorimetry | USDOI/USGS
4500-I-(C) | Iodide in Water by Spectrophotometry- Catalytic Reduction Method | APHA
4500-I-(B) | Iodide in Water by Spectrophotometry- Leuco Crystal Violet Method | APHA
I1370 | Iodide in Water by Titration | USDOI/USGS
345.1 | Iodide in Water by Titration | USEPA
6005 | Iodine by Ion Chromatography | NIOSH
4500-I-B | Iodine in Water by Spectrophotometry | APHA
4500-I-C | Iodine in Water by Titration | APHA
RP230 | Iodine-129 in Aqueous Solutions | USDOE/ASD
I-01 | Iodine-131 in Drinking Water | USEPA
I-01 | Iodine-131 in Milk | USDOE/EML
I-02 | Iodine-131 in Milk | USEPA
973.67 | Iodine-131, Ba-140 and Cs-137 in Milk | AOAC
235.1 | Iridium by FLAA | USEPA
235.2 | Iridium by GFAA | USEPA
3500-IR | Iridium in Water by FLAA | APHA
D932 | Iron Bacteria in Water and Deposits | ASTM
236.1 | Iron by FLAA | USEPA
236.1_M | Iron by FLAA | USEPA
7380 | Iron by FLAA | USEPA
236.2 | Iron by GFAA | USEPA
236.2_M | Iron by GFAA | USEPA
7381 | Iron by GFAA | USEPA
I5381 | Iron in Bottom Material by FLAA | USDOI/USGS
920.197(A) | Iron in Water | AOAC
920.197(B) | Iron in Water | AOAC
D1068(B) | Iron in Water by Chelation and FLAA | ASTM
3500-FE(D) | Iron in Water by Colorimetry | APHA
I1381 | Iron in Water by FLAA | USDOI/USGS
I3381 | Iron in Water by FLAA | USDOI/USGS
I7381 | Iron in Water by FLAA | USDOI/USGS
3500-FE(B) | Iron in Water by FLAA or GFAA | APHA
3500-FE(C) | Iron in Water by ICP | APHA
D1068(A) | Iron in Water Using Direct FLAA | ASTM
D1068(C) | Iron in Water Using GFAA | ASTM
D1068(D) | Iron in Water Using Photometry | ASTM
FE-01 | Iron-55 in Water Samples | USEPA
D5392 | Isolation and Enumeration of E. coli Bacteria | ASTM
D5259 | Isolation and Enumeration of Enterococci | ASTM
RS551 | Isolation of Technetium-99 by Anion Exchange | USDOE/ASD
2508 | Isophorone by GC/FID | NIOSH
1454 | Isopropyl Acetate by GC/FID | NIOSH
1618 | Isopropyl Ether by GC/FID | NIOSH
1620 | Isopropyl Glycidyl Ether by GC/FID | NIOSH
11 | Isotopic Analysis by Ge(Li) Detector | USEPA
12 (ISOTOPES) | Isotopic Analysis by NaI(Tl) Detector | USEPA
U-02 | Isotopic Uranium | USDOE/EML
U-03 | Isotopic Uranium | USDOE/EML
SE-01 | Isotopic Uranium and Radium-226 | USDOE/EML
PMD-KAR(LC) | Karbutilate by HPLC | USEPA
PMD-KAR(IR) | Karbutilate by IR Spectroscopy | USEPA
KELADA-01 | Kelada Automated Test Methods for Total Cyanide, Acid Dissociable Cyanide, and Thiocyanate | USEPA
5508 | Kepone by GC/ECD | NIOSH
HERL_009 | Kepone in Blood and Environmental Samples | USEPA
1300 | Ketone I by GC/FID | NIOSH
1301 | Ketone II by GC/FID | NIOSH
9222-F | Klebsiella- Membrane Filter Procedure | APHA
202.62(D) | KOH Fusion Samples by GFAA | USEPA
13 | Krypton, Xenon and Tritiated Methane | USEPA
KR-01 | Krypton-85 in Environmental Air Samples | USEPA
PMD-LTF(LC1) | Lactofen by HPLC | USEPA
PMD-LTF(LC2) | Lactofen by HPLC | USEPA
PMD-TFU | Lamprecid by UV Spectroscopy | USEPA
239.1 | Lead by FLAA | USEPA
239.1_M | Lead by FLAA | USEPA
7420 | Lead by FLAA | USEPA
7082 | Lead by Flame AAS | NIOSH
239.2 | Lead by GFAA | USEPA
239.2_M | Lead by GFAA | USEPA
7421 | Lead by GFAA | USEPA
7105 | Lead by GFAAS | NIOSH
8003 | Lead in Blood and Urine by FLAA | NIOSH
I5399 | Lead in Bottom Material by FLAA | USDOI/USGS
972.23 | Lead in Fish | AOAC
972.24 | Lead in Fish | AOAC
50APP-G | Lead in Particulate Matter | USEPA
2.8 | Lead in Suspended Particulate Matter | USEPA
8033 | Lead in Water | HACH
D3559(B) | Lead in Water by Chelation and FLAA | ASTM
I1400 | Lead in Water by Chelation and FLAA | USDOI/USGS
I3400 | Lead in Water by Chelation and FLAA | USDOI/USGS
I7400 | Lead in Water by Chelation and FLAA | USDOI/USGS
D3559(A) | Lead in Water by FLAA | ASTM
I1399 | Lead in Water by FLAA | USDOI/USGS
I3399 | Lead in Water by FLAA | USDOI/USGS
I7399 | Lead in Water by FLAA | USDOI/USGS
3500-PB(B) | Lead in Water by FLAA or GFAA | APHA
D3559(D) | Lead in Water by GFAA | ASTM
I1401 | Lead in Water by GFAA | USDOI/USGS
3500-PB(C) | Lead in Water by ICP | APHA
D3559(C) | Lead in Water by Polarography | ASTM
3500-PB(D) | Lead in Water by Spectrophotometry | APHA
7505 | Lead Sulfide by X-Ray Powder Diffraction | NIOSH
10216 | Lead, PAR Method | HACH
R1130 | Lead-210 | USDOI/USGS
00-03 | Lead-210 and Polonium-210 in Dried Samples | USEPA
PB-01(A) | Lead-210 in Air filters | USDOE/EML
PB-01(B) | Lead-210 in Bone | USDOE/EML
PB-01(F) | Lead-210 in Food | USDOE/EML
PB-01(W) | Lead-210 in Water | USDOE/EML
PB-01 | Lead-210 in Water and Solid Samples | USEPA
PMD-LMG | Lemongrass Oil by GC/TCD | USEPA
O3109 | Light Fuel Oils in Water | USDOI/USGS
920.34 | Lime Sulfur Solution and Dry Lime Sulfur | AOAC
PMD-LIN | Lindane by IR Spectroscopy | USEPA
PMD-LIU(LC) | Linuron by HPLC | USEPA
PMD-LIU(IR) | Linuron by IR Spectroscopy | USEPA
PMD-LIU(UV) | Linuron by UV Spectroscopy | USEPA
RI100 | Liquid Scintillation Instrumentation | USDOE/ASD
993.09 | Listeria in Dairy, Seafood and Meats | AOAC
993.12 | Listeria monocytogenes in Milk | AOAC
992.18 | Listeria Species | AOAC
992.19 | Listeria Species | AOAC
7430 | Lithium by FLAA | USEPA
I5425 | Lithium in Bottom Material by FLAA | USDOI/USGS
3500-LI(B) | Lithium in Water by FLAA | APHA
I1425 | Lithium in Water by FLAA | USDOI/USGS
I3425 | Lithium in Water by FLAA | USDOI/USGS
I7425 | Lithium in Water by FLAA | USDOI/USGS
3500-LI(D) | Lithium in Water by Flame Photometry | APHA
3500-LI(C) | Lithium in Water by ICP | APHA
D3561 | Lithium, Potassium and Sodium | ASTM
LC_PEST | Low Concentration Water for Pesticides | USEPA
410.2 | Low Level Chemical Oxygen Demand | USEPA
I-03 | Low Level Iodine-131 in Milk | USEPA
D4785 | Low Level Iodine-131 in Water | ASTM
415.2 | Low Level Total Organic Carbon in Water | USEPA
9 (TRITIUM) | Low Level Tritium in Water | USEPA
B4520 | Macrophytes- Distribution and Abundance (quantitative method) | USDOI/USGS
10400-D | Macrophyton Population Estimates | APHA
10400-E | Macrophyton Productivity | APHA
242.1 | Magnesium by FLAA | USEPA
242.1_M | Magnesium by FLAA | USEPA
7450 | Magnesium by FLAA | USEPA
I5447 | Magnesium in Bottom Material by FLAA | USDOI/USGS
920.2 | Magnesium in Water | AOAC
3500-MG(E) | Magnesium in Water by Calculation | APHA
I3448 | Magnesium in Water by Direct EPA FLAA | USDOI/USGS
3500-MG(B) | Magnesium in Water by FLAA | APHA
I1447 | Magnesium in Water by FLAA | USDOI/USGS
I3447 | Magnesium in Water by FLAA | USDOI/USGS
I7447 | Magnesium in Water by FLAA | USDOI/USGS
3500-MG(D) | Magnesium in Water by Gravimetric Analysis | APHA
3500-MG(C) | Magnesium in Water by ICP | APHA
PMD-MAL(LC) | Malathion by HPLC | USEPA
PMD-MAL(IR) | Malathion by IR Spectroscopy | USEPA
3512 | Maleic Anhydride by HPLC/UV | NIOSH
PMD-MHY(LC) | Maleic Hydrazide (MH) by HPLC | USEPA
PMD-MHY(UV) | Maleic Hydrazide by UV Spectroscopy | USEPA
963.24 | Maleic Hydrazide Pesticide Residues | AOAC
1602 | Male-specific (F+) and Somatic Coliphage in Water by Single Agar Layer (SAL) Procedure | USEPA
1601 | Male-specific (F+) and Somatic Coliphage in Water by Two-step Enrichment Procedure | USEPA
243.1 | Manganese by FLAA | USEPA
243.1_M | Manganese by FLAA | USEPA
7460 | Manganese by FLAA | USEPA
243.2 | Manganese by GFAA | USEPA
243.2_M | Manganese by GFAA | USEPA
7461 | Manganese by GFAA | USEPA
I5454 | Manganese in Bottom Material by FLAA | USDOI/USGS
920.203 | Manganese in Water | AOAC
8034 | Manganese in Water | HACH
D858(B) | Manganese in Water by Chelation and FLAA | ASTM
I1456 | Manganese in Water by Chelation and FLAA | USDOI/USGS
D858(A) | Manganese in Water by FLAA | ASTM
I1454 | Manganese in Water by FLAA | USDOI/USGS
I3454 | Manganese in Water by FLAA | USDOI/USGS
I7454 | Manganese in Water by FLAA | USDOI/USGS
3500-MN(B) | Manganese in Water by FLAA or GFAA | APHA
D858(C) | Manganese in Water by GFAA | ASTM
I1455 | Manganese in Water by GFAA | USDOI/USGS
3500-MN(C) | Manganese in Water by ICP | APHA
3500-MN(D) | Manganese in Water by Spectrophotometry | APHA
4500-P-G | Manual Digestion and Flow Injection Analysis for Orthophosphate | APHA_SM21ED
4500-P-H | Manual Digestion and Flow Injection Analysis for Total Phosphorus | APHA
PART_3 | Maximum Total Trihalomethane Potential | USEPA
8302 | MBOCA in Urine by GC/ECD | NIOSH
637 | MBTS and TCMTB in Wastewater by HPLC | USEPA
10029 | m-ColiBlue24 Method of the Determination of Total Coliforms and E. coli | HACH
D3648(A) | Measurement of Radioactivity, Alpha | ASTM
D3648(B) | Measurement of Radioactivity, Beta | ASTM
D3648(C) | Measurement of Radioactivity, Gamma | ASTM
TB_253 | Measurement of Water Color | NCASI
9222A | Membrane Filter Technique for Members of the Coliform Group | APHA
600-R-00-013 | Membrane filtration plating of coliform bacteria on MI agar | USEPA
1103.1 (modified) | Membrane filtration plating of E. coli on modified mTEC agar | USEPA
9222G | Membrane filtration plating of E. coli with MUG-fluorescent detection | APHA
9222D | Membrane filtration test for fecal coliforms | APHA
640 | Mercaptobenzothiazole in Wastewaters | USEPA
HG-01 | Mercury - AA Spectroscopy | USDOE/EML
1620(C) | Mercury - CVAA | USEPA
7472 | Mercury by ASV | USEPA
6009 | Mercury by Cold Vapor Atomic Absorption | NIOSH
245.2 | Mercury by CVAA | USEPA
I-005-1 | Mercury by CVAA | USEPA
I-006-1 | Mercury by CVAA | USEPA
102 | Mercury Emissions - Hydrogen Streams | USEPA
I5462 | Mercury in Bottom Material by CVAA | USDOI/USGS
974.14 | Mercury in Fish | AOAC
977.15 | Mercury in Fish | AOAC
SFSAS_12 | Mercury in Fish | USEPA
202.2_M/HG) | Mercury in Industrial Wastes by CVAA | USEPA
7470A | Mercury in Liquid Wastes by CVAA | USEPA
SFSAS_11 | Mercury in Sediment | USEPA
245.5 | Mercury in Sediment by CVAA | USEPA
105 | Mercury in Sewage Sludge | USEPA
245.5_M | Mercury in Soil and Sediment by CVAA | USEPA
7471A | Mercury in Solid or Semisolid Waste | USEPA
7471B | Mercury in Solid or Semisolid Waste (Manual Cold Vapor Technique) | USEPA
7473 | Mercury in solids and solutions by thermal decomposition | USEPA
245.6 | Mercury in Tissue by CVAA | USEPA
977.22 | Mercury in Water | AOAC
245.2_M | Mercury in Water by Automated CVAA | USEPA
245.7 | Mercury in water by cold-vapor atomic fluorescence spectrometry | USEPA
3112-B | Mercury in Water by CVAA | APHA
3500-HG(B) | Mercury in Water by CVAA | APHA
I1462 | Mercury in Water by CVAA | USDOI/USGS
I2462 | Mercury in Water by CVAA | USDOI/USGS
I3462 | Mercury in Water by CVAA | USDOI/USGS
I7462 | Mercury in Water by CVAA | USDOI/USGS
245.1 | Mercury in Water by CVAA | USEPA
245.3 | Mercury in Water by HPLC | USEPA
245.1_M | Mercury in Water by Manual CVAA | USEPA
1631 | Mercury in Water by Oxidation, Purge and Trap, and CVAFS | USEPA
3500-HG(C) | Mercury in Water by Spectrophotometry | APHA
PMD-MDZ | Merphos by Internal Standard GC | USEPA
10200-J | Metabolic Rate Measurements | APHA
HERL_011 | Metabolites or Hydrolysis Products | USEPA
PMD-MFX | Metalaxyl by Internal Standard GC | USEPA
PMD-MEA(GC) | Metaldehyde by GC/TCD | USEPA
PMD-MEA(IR) | Metaldehyde by IR Spectroscopy | USEPA
3130 | Metals by Anodic Stripping Voltammetry | APHA
D4190 | Metals by Argon Emission Spectroscopy | ASTM
200 | Metals by Atomic Absorption | USEPA
1620(A) | Metals by Calibrated ICP | USEPA
IM-003-1 | Metals by Flame AA | USEPA
1620(B) | Metals by GFAA | USEPA
1620(D) | Metals by Semi-quantitative ICP Screen | USEPA
200.9 | Metals by Temperature Stabilized GFAA | USEPA
29 | Metals Emissions from Stationary Sources | USEPA
ITM-001 | Metals Emissions from Stationary Sources | USEPA
M-02-MTL(AAS) | Metals in Aqueous Solutions | USDOE/EML
M-02-MTL(AES) | Metals in Aqueous Solutions | USDOE/EML
SFSAS_14 | Metals in Fish | USEPA
200.11 | Metals in Fish Tissue by ICP-AES | USEPA
OSW-A | Metals in Incinerator Exhausts | USEPA
200.1 | Metals in Marine Waters by ICP/MS | USEPA
3040 | Metals in Oils, Greases and Wax | USEPA
SFSAS_13 | Metals in Sediment | USEPA
I5473 | Metals in Sediment by FLAA | USDOI/USGS
I5474 | Metals in Sediment by FLAA | USDOI/USGS
I5475 | Metals in Sediment by HYDAA | USDOI/USGS
200.7(S) | Metals in Soil by ICP-AES | USEPA
I-001-1 | Metals in Soil by XRF | USEPA
990.08 | Metals in Solid Wastes by ICP | AOAC
8310 | Metals in Urine by ICP | NIOSH
200.8(S) | Metals in Wastes by ICP/MS | USEPA
3114-C | Metals in Water by Continuous HYDAA | APHA
3111-B | Metals in Water by FLAA- Direct Air-Acetylene Flame | APHA
3111-D | Metals in Water by FLAA- Direct Nitrous Oxide-Acetylene Flame | APHA
3111-C | Metals in Water by FLAA- Extraction/Air-Acetylene Flame | APHA
3111-E | Metals in Water by FLAA- Extraction/Nitrous Oxide-Acetylene Flame | APHA
3113-B | Metals in Water by GFAA | APHA
3120 | Metals in Water by ICP | APHA
I1472 | Metals in Water by ICP | USDOI/USGS
200.7 | Metals in Water by ICP-AES | USEPA
200.7(W) | Metals in Water by ICP-AES | USEPA
3114-B | Metals in Water by Manual HYDAA | APHA
200.15 | Metals in Water by Nebulization and ICP-AES | USEPA
200.8 | Metals in Waters by ICP/MS | USEPA
200.8(W) | Metals in Waters by ICP/MS | USEPA
D4185 | Metals in Workplace Atmosphere by AAS | ASTM
6211-B | Methane in Water by Combustable Gas | APHA
6211-C | Methane in Water by Volumetric Analysis | APHA
2000 | Methanol by GC/FID | NIOSH
PMD-MEL | Methidathion by GC/FID | USEPA
PMD-MEM | Methiocarb by IR Spectroscopy | USEPA
PMD-MER | Methomyl by HPLC | USEPA
PMD-MET | Methoprene by Internal Standard GC | USEPA
PMD-MEY(GC) | Methoxychlor by GC/FID | USEPA
PMD-MEY(LC) | Methoxychlor by HPLC | USEPA
PMD-MEY(IR) | Methoxychlor by IR Spectroscopy | USEPA
1458 | Methyl Acetate by GC/FID | NIOSH
1459 | Methyl Acrylate by GC/FID | NIOSH
1451 | Methyl Cellosolve Acetate by GC/FID | NIOSH
1001 | Methyl Chloride by GC/FID | NIOSH
2500 | Methyl Ethyl Ketone by GC/FID | NIOSH
3508 | Methyl Ethyl Ketone Peroxide by VA Spec. | NIOSH
8002 | Methyl Ethyl Ketone, Ethanol and Toluene | NIOSH
1014 | Methyl Iodide by GC/FID | NIOSH
2537 | Methyl Methacrylate by GC/FID | NIOSH
PMD-MGC | Methyl Nonyl Ketone (MNK) by GC/TCD | USEPA
1615 | Methyl tert-Butyl Ether by GC/FID | NIOSH
2542 | Methyl-, Ethyl- and n-Butyl Mercaptans | NIOSH
1611 | Methylal by GC/FID | NIOSH
1404 | Methylcyclohexane by GC/FID | NIOSH
2521 | Methylcyclohexanone by GC/FID | NIOSH
O3111 | Methylene Blue Active Substance in Water | USDOI/USGS
D2330 | Methylene Blue Active Substances | ASTM
425.1 | Methylene Blue Active Substances | USEPA
1005 | Methylene Chloride by GC/FID | NIOSH
PMD-MGU(GC) | Metobromuron by GC/TCD | USEPA
PMD-MGU(IR) | Metobromuron by IR Spectroscopy | USEPA
PMD-MHX | Mexacarbate by GC/TCD | USEPA
D5465(C) | Microbial Counts from Water by Plating | ASTM
D5465(A) | Microbial Counts from Waters by Plating | ASTM
D5465(B) | Microbial Counts from Waters by Plating | ASTM
949.12 | Microchemical Deter. of Carbon and Hydrogen | AOAC
972.43 | Microchemical Deter. of Carbon, H and N | AOAC
956.07 | Microchemical Determination of Alkoxyl Group | AOAC
952.24 | Microchemical Determination of Br, Cl, or I | AOAC
974.36 | Microchemical Determination of Br, Cl, or I | AOAC
961.16 | Microchemical Determination of Fluorine | AOAC
960.52 | Microchemical Determination of Nitrogen | AOAC
963.29 | Microchemical Determination of Oxygen | AOAC
957.18 | Microchemical Determination of Phosphorus | AOAC
952.25 | Microchemical Determination of Sulfur | AOAC
955.48 | Microchemical Determination of Sulfur | AOAC
975.53 | Microchemical Determination of Sulfur | AOAC
976.29 | Microchemical Determination of Sulfur | AOAC
410.1 | Mid-Level Chemical Oxygen Demand | USEPA
5026 | Mineral Oil Mist by Infrared Spec. | NIOSH
E-SPEC(CMPX) | Minor Elements by Complexing | USDOI/USGS
E-SPEC(PRCP) | Minor Elements by Precipitation | USDOI/USGS
E-SPEC(IR) | Minor Elements by Residue-IR | USDOI/USGS
E-SPEC(UV) | Minor Elements by Residue-UV | USDOI/USGS
920.202 | Mn, I, Br, As and Boric Acid in Water | AOAC
4 | Moisture Content in Stack Gases | USEPA
D2974(A) | Moisture, Ash, and Organic Matter of Peat and Other Organic Soils | ASTM
D3372 | Molybdenum by Chelation and FLAA | ASTM
I1490 | Molybdenum by Chelation and FLAA | USDOI/USGS
I3490 | Molybdenum by Chelation and FLAA | USDOI/USGS
I5490 | Molybdenum by Chelation and FLAA | USDOI/USGS
I7490 | Molybdenum by Chelation and FLAA | USDOI/USGS
246.1 | Molybdenum by FLAA | USEPA
7480 | Molybdenum by FLAA | USEPA
246.2 | Molybdenum by GFAA | USEPA
7481 | Molybdenum by GFAA | USEPA
3500-MO(B) | Molybdenum in Water by FLAA | APHA
3500-MO(C) | Molybdenum in Water by ICP | APHA
115 | Monitoring for Radon-222 | USEPA
PMD-MOK(GC) | Monocrotophos by GC/FID | USEPA
PMD-MOK(IR) | Monocrotophos by IR Spectroscopy | USEPA
949.09 | Monofluoroacetic Acid Pesticide Residues | AOAC
949.1 | Monofluoroacetic Acid Pesticide Residues | AOAC
5521 | Monomeric Isocyanates by HPLC/UV | NIOSH
3511 | Monomethylaniline by GC/FID | NIOSH
3510 | Monomethylhydrazine by Visible Spec. | NIOSH
PMD-MON(TITR) | Monuron by Hydrolysis and Titration | USEPA
PMD-MON(IR) | Monuron by IR Spectroscopy | USEPA
PMD-MON(UV) | Monuron by UV Spectroscopy | USEPA
992.11 | Motile and Nonmotile Salmonella in Foods | AOAC
989.13 | Motile Salmonella in Foods | AOAC
9221-C | Multiple-Tube Fermentation for Coliform | APHA
991.09 | Munition Residues in Soil by HPLC | AOAC
PMD-MBL | Myclobutanil by GC/FID | USEPA
D3327 | N, S, Ni and V in Waterborne Oils | ASTM
D4962 | NaI(Tl) Gamma-Ray Spectrometry of Water | ASTM
PMD-NAP | Naphthaleneacetic Acid by HPLC | USEPA
1550 | Naphthas by GC/FID | NIOSH
970.54 | Naphthyleneacetic Pesticide Residues | AOAC
PMD-NBL | Naptalam by UV Spectroscopy | USEPA
1616 | n-Butyl Glycidyl Ether by GC/FID | NIOSH
2012 | n-Butylamine by GC/FID | NIOSH
PMD-NEB(IR) | Neburon by IR Spectroscopy | USEPA
PMD-NEB(UV) | Neburon by UV Spectroscopy | USEPA
2130-B | Nephelometric Method | APHA
I3860 | Nephelometric Turbidity in Water | USDOI/USGS
1664A | N-Hexane Extractable Material (HEM; Oil and Grease) and (SGT-HEM; Non-Polar Material) by Extraction and Gravimetry | USEPA
RP300 | Ni-59 and Ni-63 in Aqueous Samples | USDOE/ASD
249.1 | Nickel by FLAA | USEPA
249.1_M | Nickel by FLAA | USEPA
7520 | Nickel by FLAA | USEPA
249.2 | Nickel by GFAA | USEPA
249.2_M | Nickel by GFAA | USEPA
7521 | Nickel by GFAA | USEPA
6007 | Nickel Carbonyl AA Graphite Furnace | NIOSH
I5499 | Nickel in Bottom Material by FLAA | USDOI/USGS
8037 | Nickel in Water | HACH
D1886(B) | Nickel in Water by Chelation and FLAA | ASTM
I1500 | Nickel in Water by Chelation and FLAA | USDOI/USGS
I3500 | Nickel in Water by Chelation and FLAA | USDOI/USGS
I7500 | Nickel in Water by Chelation and FLAA | USDOI/USGS
D1886(A) | Nickel in Water by FLAA | ASTM
I1499 | Nickel in Water by FLAA | USDOI/USGS
I3499 | Nickel in Water by FLAA | USDOI/USGS
I7499 | Nickel in Water by FLAA | USDOI/USGS
3500-NI(B) | Nickel in Water by FLAA or GFAA | APHA
D1886(C) | Nickel in Water by GFAA | ASTM
I1501 | Nickel in Water by GFAA | USDOI/USGS
3500-NI(C) | Nickel in Water by ICP | APHA
10220 | Nickel, Dimethylglyoxime Method | HACH
PMD-NCS | Nicosulfuron by HPLC | USEPA
2544 | Nicotine by GC/NPD | NIOSH
PMD-NIC | Nicotine by HPLC | USEPA
D5075 | Nicotine in Indoor Air - GC/NPD | ASTM
IP-2A | Nicotine in Indoor Air - XAD-4 | USEPA
IP-2B | Nicotine in Indoor Air-Cassette | USEPA
964.2 | Nicotine Residues | AOAC
RP330 | Niobium-93m and 94 in Aqueous Solutions | USDOE/ASD
353.2_M | Nitrate and Nitrite by Colorimetry | USEPA
4500-NO3(F) | Nitrate in Water- Automated Cadmium Reduction | APHA
4500-NO3(H) | Nitrate in Water- Automated Hydrazine Reduction | APHA
4500-NO3(C) | Nitrate in Water by Ion Chromatography | APHA
9210 | Nitrate in Water by ISE | USEPA
9200 | Nitrate in Water by Spectrophotometry | USEPA
9200A | Nitrate in Water by Spectrophotometry | USEPA
4500-NO3(B) | Nitrate in Water by Ultraviolet Spectrophotometry | APHA
4500-NO3(E) | Nitrate in Water- Cadmium Reduction | APHA
4500-NO3(I) | Nitrate in Water- Cadmium Reduction Flow Injection | APHA
4500-NO3(G) | Nitrate in Water- Titanous Chloride Reduction | APHA
4500-NO3(D) | Nitrate in Water Using an ISE | APHA
352.1 | Nitrate Nitrogen by Colorimetry | USEPA
NITRO-12 | Nitrate Nitrogen in Saline Water | USDOC/NOAA
NITRO-15 | Nitrate plus Nitrite in Sediment | USDOC/NOAA
NITRO-9 | Nitrate plus Nitrite Nitrogen | USDOC/NOAA
10206 | Nitrate, Dimethylphenol Method | HACH
NITRO-8 | Nitrate-Nitrite in Water | USDOC/NOAA
353.3 | Nitrate-Nitrite Nitrogen by Cd Reduction | USEPA
353.1 | Nitrate-Nitrite Nitrogen by Colorimetry | USEPA
353.2 | Nitrate-Nitrite Nitrogen by Colorimetry | USEPA
6014 | Nitric Oxide and Nitrogen Dioxide | NIOSH
B0420 | Nitrifying Bacteria- MPN Method | USDOI/USGS
D3371 | Nitriles in Aqueous Solution | ASTM
8507 | Nitrite in Water | HACH
4500-NO2(B) | Nitrite in Water by Colorimetry | APHA
4500-NO2(C) | Nitrite in Water by Ion Chromatography | APHA
354.1 | Nitrite Nitrogen by Spectophotometry | USEPA
NITRO-10 | Nitrite Nitrogen in Saline Water | USDOC/NOAA
NITRO-11 | Nitrite Nitrogen in Seawater | USDOC/NOAA
NITRO-14 | Nitrite Nitrogen in Water | USDOC/NOAA
I2545(S) | Nitrite- Plus Nitrate-Nitrogen in Solids | USDOI/USGS
I2543 | Nitrite- plus Nitrate-Nitrogen in Water | USDOI/USGS
I2545(W) | Nitrite- Plus Nitrate-Nitrogen in Water | USDOI/USGS
10207 | Nitrite, Diazotization Method | HACH
D3867(A) | Nitrite-Nitrate Automated Cd Reduction | ASTM
D3867(B) | Nitrite-Nitrate by Manual Cd Reduction | ASTM
I-2540-90 | Nitrite-Nitrogen in Water by Colorimetry | USDOI/USGS
I1540 | Nitrite-Nitrogen in Water by Colorimetry | USDOI/USGS
I2539 | Nitrite-Nitrogen in Water by Colorimetry | USDOI/USGS
8090(ECD) | Nitroaromatics and Cyclic Ketones | USEPA
8090(FID) | Nitroaromatics and Cyclic Ketones | USEPA
8091 | Nitroaromatics and Cyclic Ketones | USEPA
609(A) | Nitroaromatics and Isopherone by GC | USEPA
609(B) | Nitroaromatics and Isophorone | USEPA
8330(S) | Nitroaromatics and Nitramines by HPLC | USEPA
8330(W) | Nitroaromatics and Nitramines by HPLC | USEPA
2005 | Nitrobenzenes by GC/FID | NIOSH
2526 | Nitroethane by GC/FID | NIOSH
973.49(E) | Nitrogen (Ammonia) in Water | AOAC
973.49(F) | Nitrogen (Ammonia) in Water | AOAC
973.5 | Nitrogen (Nitrate) in Water | AOAC
991.07 | Nitrogen and Phosphorus in Drinking Water | AOAC
507 | Nitrogen and Phosphorus Pesticides | USEPA
D5475 | Nitrogen and Phosphorus Pesticides in Water | ASTM
I-4650-03 | Nitrogen and Phosphorus, Total, Whole-water, Alkaline Persulfate Digest | USDOI/USGS
IP-5C | Nitrogen Dioxide - Air, IONCHR | USEPA
IP-5A | Nitrogen Dioxide - Air, Luminescence | USEPA
IP-5B | Nitrogen Dioxide - Air, Palmes Tubes | USEPA
D1607 | Nitrogen Dioxide in Atmosphere | ASTM
D1608 | Nitrogen Dioxide in Atmosphere | ASTM
2.3 | Nitrogen Dioxide in the Atmosphere | USEPA
D5176 | Nitrogen in Water by Pyrolysis Detection | ASTM
7 (ATM NOX) | Nitrogen Oxide from Stationary Sources | USEPA
7A | Nitrogen Oxide from Stationary Sources | USEPA
7B | Nitrogen Oxide from Stationary Sources | USEPA
7C | Nitrogen Oxide from Stationary Sources | USEPA
7D | Nitrogen Oxide from Stationary Sources | USEPA
7E | Nitrogen Oxide from Stationary Sources | USEPA
20 | Nitrogen Oxides and Sulfur Dioxide in Air | USEPA
D3608 | Nitrogen Oxides in Atmosphere | ASTM
10001 | Nitrogen, Ammonia, Electrode | HACH
10002 | Nitrogen, Ammonia, Electrode, Known Addition | HACH
I-4540-85 | Nitrogen, nitrite, total, in water by colorimetric, diazotization, automated-segmented flow | USDOI/USGS
10208 | Nitrogen, Total Persulfate Digestion Method | HACH
633.1 | Nitrogen-Containing Pesticides in Water | USEPA
2507 | Nitroglycerin GC/ECD | NIOSH
8332 | Nitroglycerine by HPLC | USEPA
2527 | Nitromethane GC/ECD | NIOSH
PMD-NTP(TIT1) | Nitrophenols by Titration | USEPA
PMD-NTP(TIT2) | Nitrophenols by Titration | USEPA
2522 | Nitrosamine by GC/TEA | NIOSH
8070 | Nitrosamines by Gas Chromatography | USEPA
8070A | Nitrosamines by Gas Chromatography | USEPA
607 | Nitrosamines in Wastewater by GC | USEPA
6600 | Nitrous Oxide by Infrared Spectrophotometry | NIOSH
985.23 | N-Methylcarb. Insecticide/Metabolite Residue | AOAC
991.06 | N-Methylcarb.s in Drinking Water | AOAC
975.4 | N-Methylcarbamate Insecticide Residues | AOAC
8318(S) | n-Methylcarbamates by HPLC | USEPA
8318(W) | n-Methylcarbamates by HPLC | USEPA
531.1 | N-Methylcarbamates in Water by HPLC | USEPA
TO-7 | N-Nitrosodimethylamine in Air | USEPA
50APP-F | NO2 in Atmosphere - Chemiluminescense | USEPA
160.2 | Non-Filterable Residue - TSS | USEPA
8015B | Non-Halogenated Organics Using GC/FID | USEPA
8015A | Non-Halogenated Volatile Organics | USEPA
5540-D | Nonionic Surfactants as CTAS | APHA
TO-12 | Non-Methane Organic in Ambient Air | USEPA
25C | Nonmethane Organics in Landfill Gases | USEPA
5F | Non-Sulfate Particulate Matter in Air | USEPA
5B | Nonsulfuric Acid Particulate Matter | USEPA
5560-B | Non-Volatile and Volatile Organic Acids | APHA
8321 | Non-Volatile Compounds by HPLC | USEPA
8325(CRT) | Non-Volatile Compounds by HPLC/PB/MS | USEPA
8325(DSK) | Non-Volatile Compounds by HPLC/PB/MS | USEPA
8325(LLE) | Non-Volatile Compounds by HPLC/PB/MS | USEPA
8321A | Non-Volatile Compounds by HPLC/TS/MS | USEPA
3500-SE(G) | Nonvolatile Organic Selenium in Water | APHA
PMD-NOB | Norbormide by UV Spectroscopy | USEPA
430.2 | NTA by Automated Colorimetric Analysis | USEPA
430.1 | NTA by Manual Colorimetric Determination | USEPA
TO-4 | O-C Pesticides and PCB - Ambient Air | USEPA
D1292 | Odor in Water | ASTM
2150 | Odor in Water by Threshold Testing | APHA
140.1 | Odor in Water Using a Consistent Series | USEPA
1652 | Oil and Grease | USEPA
D3921 | Oil and Grease and Petroleum Hydrocarbons | ASTM
C-005-1 | Oil and Grease by Extraction/Gravimetry | USEPA
5520-B | Oil and Grease by Gravimetric Analysis | APHA
5520-D | Oil and Grease by Gravimetric Analysis | APHA
5520-C | Oil and Grease by Infrared Spectroscopy | APHA
D4281(A) | Oil and Grease by Liquid-Liquid Extraction | ASTM
D4281(B) | Oil and Grease by Soxhlet Extraction | ASTM
9071A | Oil and Grease in Sludge and Sediment | USEPA
8005 | Oil and Grease in Water | HACH
D5462 | On-Line Measurement of Low Level DO | ASTM
9 (OPACITY) | Opacity of Air Emissions | USEPA
203C | Opacity of Emission - Instantaneous Regs. | USEPA
203B | Opacity of Emission - Time Exception Regs. | USEPA
D1941 | Open Channel Flow Measurement by Flume | ASTM
D4408 | Open-Channel Flow by Acoustic Means | ASTM
D4409 | Open-Channel Flow by RECM | ASTM
D5389 | Open-Channel Flow Measurement by Acoustic Velocity Meter | ASTM
D3858 | Open-Channel Flow Measurement by Area | ASTM
D5390 | Open-Channel Flow Measurement by Palmer-Bowlus Flumes | ASTM
D5243 | Open-Channel Flow of Water at Culverts | ASTM
HERL_001 | Organchlorine Pesticides in Tissue | USEPA
OM500R | Organic Acids in Mixed Hazard Waste by LC/MS | USDOE/ASD
MC_PEST(S) | Organic Analysis For Pesticides/Aroclors | USEPA
MC_PEST(W) | Organic Analysis For Pesticides/Aroclors | USEPA
EPA_CLP_ORG | Organic Analytical Services provided under the EPA Contract Lab Program | USEPA
PMD-AS(TIT4) | Organic Arsenic by Digestion and Titration | USEPA
973.47 | Organic Carbon in Water | AOAC
8000A | Organic Compounds by Gas Chromatography | USEPA
8000B | Organic Compounds by Gas Chromatography | USEPA
D4128 | Organic Compounds in Water by GC/MS | ASTM
1649 | Organic Halides by Coulometry | USEPA
1648 | Organic Halides by Neutron Activation | USEPA
D4744 | Organic Halides in Water | ASTM
1650 | Organic Halides in Water | USEPA
5110 | Organic Phase Vapor Pressure in Waste | USEPA
3H-03 | Organically Labeled Tritium | USDOE/EML
OHC | Organics Analysis, Multi-Media, Hi-Conc | USEPA
6040-B | Organics by Closed Loop Stripping | APHA
D4763 | Organics by Fluorescence Spectroscopy | ASTM
1018 | Organics by GC/FID | NIOSH
2540 | Organics by HPLC/UV | NIOSH
SFSAS_29 | Organics in Biological Tissue | USEPA
SFSAS_6 | Organics in Fish | USEPA
SFSAS_16 | Organics in Sediment | USEPA
625-S | Organics in Sludge - Base/Neutral and Acid | USEPA
624-S | Organics in Sludge - Volatiles | USEPA
525.1 | Organics in Water by Gas Chromatography | USEPA
525.2 | Organics in Water by Gas Chromatography | USEPA
6040-C | Organics in Water by Purge and Trap GC | APHA
974.22 | Organo Pesticide Residue - Carbon Column | AOAC
968.24 | Organo Pesticide Residue - Sweep Codist. | AOAC
985.22 | Organo Pesticide Residues - GC | AOAC
970.52 | Organo Pesticide Residues - Multiresidue | AOAC
O5104 | Organochlorine and -phosphorous in Solid | USDOI/USGS
O7104 | Organochlorine and -phosphorous in Solid | USDOI/USGS
O3104 | Organochlorine and -phosphorous in Water | USDOI/USGS
O9104 | Organochlorine Compounds in Fish Tissue | USDOI/USGS
972.05 | Organochlorine Pesticide Contamination | AOAC
990.06 | Organochlorine Pesticide in Water by GC | AOAC
984.21 | Organochlorine Pesticide Residues in Fats | AOAC
983.21 | Organochlorine Pesticide/PCB Residues | AOAC
IP-8 | Organochlorine Pesticides - Indoor Air | USEPA
8081 | Organochlorine Pesticides and PCBs | USEPA
8081(S) | Organochlorine Pesticides and PCBs | USEPA
8081(W) | Organochlorine Pesticides and PCBs | USEPA
608 | Organochlorine Pesticides and PCBs by GC | USEPA
8081A | Organochlorine Pesticides and PCBs by GC | USEPA
8081A(SNB) | Organochlorine Pesticides and PCBs by GC | USEPA
8081A(SWB) | Organochlorine Pesticides and PCBs by GC | USEPA
8081A(WNB) | Organochlorine Pesticides and PCBs by GC | USEPA
8081A(WWB) | Organochlorine Pesticides and PCBs by GC | USEPA
TO-10 | Organochlorine Pesticides in Air | USEPA
608.1 | Organochlorine Pesticides in Wastewater | USEPA
608.2 | Organochlorine Pesticides in Wastewater | USEPA
D3086 | Organochlorine Pesticides in Water | ASTM
6630-B | Organochlorine Pesticides in Water by GC | APHA
6630-C | Organochlorine Pesticides in Water by GC | APHA
6630-D | Organochlorine Pesticides in Water by GC | APHA
211.1 | Organochlorine Residues for Fatty Foods | USFDA
505 | Organohalide Pesticides and PCB in Water | USEPA
617 | Organohalide Pesticides and PCBs | USEPA
D5175 | Organohalide Pesticides and PCBs by GC | ASTM
1656(ECD) | Organohalide Pesticides in Wastewater | USEPA
1656(HSD) | Organohalide Pesticides in Wastewater | USEPA
633 | Organonitrogen Pesticides in Wastewater | USEPA
970.53 | Organophos. Pesticide Residues - Sweep Osc. | AOAC
231.1 | Organophosphorous Residue for Fatty Food | USFDA
8141 | Organophosphorus Compounds by Gas Chromatography: Capillary Column Technique | USEPA
8141(S) | Organophosphorus Compounds in Soil by GC | USEPA
8141A(S) | Organophosphorus Compounds in Soil by GC | USEPA
8141(W) | Organophosphorus Compounds in Water | USEPA
8141A(W) | Organophosphorus Compounds in Water | USEPA
8140 | Organophosphorus Pesticides by GC | USEPA
5600 | Organophosphorus Pesticides by GC/FPD | NIOSH
614 | Organophosphorus Pesticides I | USEPA
614.1 | Organophosphorus Pesticides II | USEPA
622 | Organophosphorus Pesticides III by GC | USEPA
P-006-1 | Organophosphorus Pesticides in Soil | USEPA
1657 | Organophosphorus Pesticides in Water | USEPA
P-005-1 | Organophosphorus Pesticides in Water | USEPA
PMD-TLC(OTP) | Organothiophosphates by TLC | USEPA
5504 | Organotin Compounds (as Sn) by HPLC/GFAA | NIOSH
365.5 | Orthophosphate in Water by Colorimetry | USEPA
I1602 | Orthophosphate plus Hydrolyzable Phosphorous | USDOI/USGS
I1601 | Orthophosphate-Phosphorus by Colorimetry | USDOI/USGS
I2598 | Orthophosphate-Phosphorus by Colorimetry | USDOI/USGS
I2601 | Orthophosphate-Phosphorus by Colorimetry | USDOI/USGS
PMD-ORY | Oryazlin by UV Spectroscopy | USEPA
252.1 | Osmium by FLAA | USEPA
252.2 | Osmium by GFAA | USEPA
7550 | Osmium in Various Matrices by FLAA | USEPA
3500-OS | Osmium in Water by FLAA | APHA
5021 | o-Terphenyl by Gas Chromatography | NIOSH
PMD-OVO | Ovex by IR Spectroscopy | USEPA
PMD-OXB | Oxamyl by HPLC | USEPA
D1498 | Oxidation-Reduction Potential for Water | ASTM
2580 | Oxidation-Reduction Potential of Water | APHA
973.45 | Oxygen (Dissolved) in Water | AOAC
3A | Oxygen and Carbon Dioxide in Air | USEPA
6601 | Oxygen by Electrochemical Sensor | NIOSH
2350-D | Ozone Demand or Requirement of Water- Batch Method | APHA
2350-E | Ozone Demand or Requirement of Water- Semi-Batch Method | APHA
D5149 | Ozone in Atmosphere - Chemiluminescence | ASTM
50APP-D | Ozone in the Atmosphere | USEPA
8311 | Ozone in Water | HACH
8275A | PAHs and PCBs in Soils/Wastes: TE/GC/MS | USEPA
PAH-002 | PAHs in Water by GC/FID | USEPA
D4657 | PAHs in Water by HPLC/UV | ASTM
253.1 | Palladium by FLAA | USEPA
253.2 | Palladium by GFAA | USEPA
3500-PD | Palladium in Water | APHA
HERL_012 | para-Nitrophenol in Urine | USEPA
PMD-PAP | Paraquat by HPLC | USEPA
5003 | Paraquat by HPLC/UV | NIOSH
PMD-PAR(LC) | Parathion by HPLC | USEPA
PMD-PAR(GC) | Parathion in Carbaryl by GC/FID | USEPA
2560-B | Particle Counting by Electrical Sensing | APHA
2560-C | Particle Counting by Light-Blockage | APHA
2560-D | Particle Counting by Light-Scattering | APHA
D422 | Particle-Size Analysis of Soils | ASTM
108 | Particulate and Gaseous Arsenic | USEPA
17 | Particulate Emissions in Air | USEPA
5 | Particulate Emissions in Air | USEPA
5A | Particulate Emissions in Air | USEPA
5D | Particulate Emissions in Air | USEPA
5E | Particulate Emissions in Air | USEPA
5G | Particulate Emissions in Air | USEPA
5H | Particulate Emissions in Air | USEPA
2530-B | Particulate Floatables in Water | APHA
2.1 (PART.PM10) | Particulate Matter as PM10 in Atmosphere | USEPA
2.11 | Particulate Matter as PM10 in Atmosphere | USEPA
D1704 | Particulate Matter in Atmosphere | ASTM
508A | PCB Screen by Perchlorination and GC | USEPA
990.07 | PCBs (Aroclor 1254) in Serum by GC | AOAC
PCB-005 | PCBs and Pesticide in Soil | USEPA
8082(S) | PCBs as Aroclors by Capillary Column GC | USEPA
8082(W) | PCBs as Aroclors by Capillary Column GC | USEPA
HERL_020 | PCBs in Adipose Tissue | USEPA
HERL_017 | PCBs in Human Milk by Macro Method | USEPA
HERL_018 | PCBs in Human Milk by Micro Method | USEPA
OP100R | PCBs in Radioactive Wastes Using GC-ECD | USDOE/ASD
PCB-009 | PCBs in Soil and Oil | USEPA
PCB-006 | PCBs in Soil as Decachlorobiphenyl by GC | USEPA
OG100R | PCBs in Solid Radioactive Wastes | USDOE/ASD
SFSAS_2 | PCBs in Transformer Fluid and Waste Oil | USEPA
PCB-003 | PCBs in Water | USEPA
D3534(ECD) | PCBs in Water by Gas Chromatography | ASTM
D3534(ELCD) | PCBs in Water by Gas Chromatography | ASTM
DIOX(O) | PCDD and PCDF in Chemical Waste by CGC/MS | USEPA
DIOX(S) | PCDD and PCDF in Soil by CGC/MS | USEPA
DIOX(W) | PCDD and PCDF in Water by CGC/MS | USEPA
23 | PCDDs and PCDFs in Air Emissions | USEPA
2014 | p-Chlorophenol by HPLC/UV | NIOSH
PMD-PAD(GC) | p-Dichlorobenzene by GC | USEPA
PMD-PAD(IR) | p-Dichlorobenzene by IR Spectroscopy | USEPA
1673 | PEG-600 by Derivatization and HPLC | USEPA
PMD-PIX | Pendimethalin by GC/TCD | USEPA
2517 | Pentachloroethane by GC/ECD | NIOSH
HERL_006 | Pentachlorophenol and Salts in Urine | USEPA
PMD-PCP(GC) | Pentachlorophenol by GC/FID | USEPA
PMD-PCP(LC) | Pentachlorophenol by HPLC | USEPA
5512 | Pentachlorophenol by HPLC/UV | NIOSH
HERL_005 | Pentachlorophenol in Blood | USEPA
8001 | Pentachlorophenol in Blood by GC/ECD | NIOSH
O-001-1 | Pentachlorophenol in Soil | USEPA
O-008-1 | Pentachlorophenol in Soil by GC/ECD | USEPA
8303 | Pentachlorophenol in Urine by GC/ECD | NIOSH
5032 | Pentamidine Isethionate by HPLC | NIOSH
314 | Perchlorate in Drinking Water using Ion Chromatography | USEPA
CTM-010 | Perchloroethylene of Wet Waste Materials | USEPA
B3545 | Periphyton Enumberation- Inverted-Microscope Method | USDOI/USGS
B3501 | Periphyton Enumberation- Sedgwick-Rafter Method | USDOI/USGS
B3520 | Periphyton- Gravimetric Method for Biomass Determination | USDOI/USGS
10300-D | Periphyton Primary Productivity | APHA
10300-C | Periphyton Sample Analysis | APHA
SFSAS_24 | Permeability of Cohesionless Soil | USEPA
SFSAS_25 | Permeability of Soil | USEPA
SFSAS_28 | Permeability of Soil Using Constant-Head | USEPA
SFSAS_26 | Permeability of Soil with Back Pressure | USEPA
SFSAS_27 | Permeability of Soil with Consolidometer | USEPA
4500-N-C | Persufate Method for Total Nitrogen | APHA
4500-P-J | Persulfate Method for Simultaneous Determination of Total Nitrogen and Total Phosphorus | APHA
4500-N-C | Persulfate Method for Total Nitrogen | APHA_SM20ED
1618 | Pesticides and Herbicides | USEPA
HERL_010 | Pesticides and Metabolites in Tissue | USEPA
992.14 | Pesticides and Metabolites in Water | AOAC
D4861 | Pesticides and PCBs | ASTM
680 | Pesticides and PCBs | USEPA
8080A | Pesticides and PCBs | USEPA
HERL_016 | Pesticides in Air | USEPA
HERL_004 | Pesticides in Blood or Serum | USEPA
HERL_026 | Pesticides in Human Tissue and Milk | USEPA
HERL_003 | Pesticides in Tissue and Human Milk | USEPA
O-1126-95 | Pesticides in Water by C-18 Solid-Phase Extraction and GC-MS | USDOI/USGS
O-1131-95 | Pesticides in Water by Solid Phase Extraction and High Performance Liquid Chromatography (HPLC) | USDOI/USGS
150.1 | pH | USEPA
150.2 | pH by Continuous Monitoring | USEPA
150.2_M | pH in Industrial Waste Materials | USEPA
D4980(B) | pH in Waste - pH Meter | ASTM
D4980(A) | pH in Waste - pH Paper | ASTM
4500-H | pH in Water | APHA
8156 | pH in Water | HACH
9040A | pH in Water by Electrometric Measurement | USEPA
4500-H+B | pH in Water by Potentiometry, pH Value in Water by Potentiometry Using a Standard Hydrogen Electrode | APHA
M-02-PH | pH Measurements | USDOE/EML
D5015 | pH of Atmosphere | ASTM
973.41 | pH of Water | AOAC
D1293(A) | pH of Water By Precise Lab Measurement | ASTM
D1293(B) | pH of Water By Routine Measurement | ASTM
D5128 | pH of Water of Low Conductivity | ASTM
D5464(A) | pH of Water of Low Conductivity | ASTM
D5464(B) | pH of Water of Low Conductivity | ASTM
9041A | pH using Paper | USEPA
8305 | Phenol and p-Cresol in Urine by GC/FID | NIOSH
D1783(A) | Phenolic Compounds in Water | ASTM
D1783(B) | Phenolic Compounds in Water | ASTM
8203 | Phenolphthalein and Total Alkalinity by Digital Titrator | HACH
PMD-PFH(GC) | Phenols and Chlorophenols by GC/TCD | USEPA
PMD-PFH(TD) | Phenols and Chlorophenols Technical Data | USEPA
8041 | Phenols by Capillary Column GC | USEPA
8040A(ECD) | Phenols by Gas Chromatography | USEPA
8040A(FID) | Phenols by Gas Chromatography | USEPA
SFSAS_10 | Phenols in Sediment | USEPA
604(B) | Phenols in Wastewater by GC/ECD | USEPA
604(A) | Phenols in Wastewater by GC/FID | USEPA
8047 | Phenols in Water | HACH
O-005-1 | Phenols in Water and Soil by GC | USEPA
6420-BA | Phenols in Water by Gas Chromatography | APHA
6420-BB | Phenols in Water by Gas Chromatography | APHA
6420-C | Phenols in Water by Gas Chromatography | APHA
D2580 | Phenols in Water by Gas-Liquid Chromatograph | ASTM
5530-C | Phenols in Water by Spectrophotometry- Chloroform Extraction Meth | APHA
5530-D | Phenols in Water by Spectrophotometry- Direct Photometric Method | APHA
PMD-PFI | Phenothiazine by IR Spectroscopy | USEPA
1658 | Phenoxy-Acid Herbicides in Wastewater | USEPA
P-007-1 | Phenoxyherbicides in Soil/Sediment | USEPA
P-008-1 | Phenoxyherbicides in Water | USEPA
1617 | Phenyl Ether by GC/FID | NIOSH
2013 | Phenyl Ether-Diphenyl Mixture by GC/FID | NIOSH
1619 | Phenyl Glycidyl Ether by GC/FID | NIOSH
3518 | Phenylhydrazine by Visible Absorption | NIOSH
PMD-PGM | Phorate by IR Spectroscopy | USEPA
TO-6 | Phosgene Determination in Air | USEPA
6002 | Phosphine by UV-VIS Spectrometer | NIOSH
I6600 | Phosphorous by Auto-Discrete Colorimetry | USDOI/USGS
PHOS-2 | Phosphorus - Ascorbic Acid | USDOC/NOAA
PHOS-3 | Phosphorus - AutoAnalyzer | USDOC/NOAA
PHOS-5 | Phosphorus - AutoAnalyzer | USDOC/NOAA
PHOS-4 | Phosphorus - Colorimetric | USDOC/NOAA
PHOS-1 | Phosphorus - Colorimetric, Automated | USDOC/NOAA
I2599 | Phosphorus by Auto-Discrete Colorimetry | USDOI/USGS
365.1 | Phosphorus by Colorimetry | USEPA
PMD-P-HS | Phosphorus by Digestion and Gravimetry | USEPA
7905 | Phosphorus by GC/FPD | NIOSH
365.2 | Phosphorus by Single Reagent Colorimetry | USEPA
365.3 | Phosphorus by Two Reagent Colorimetry | USEPA
I2600(S) | Phosphorus in Solids by Colorimetry | USDOI/USGS
973.56 | Phosphorus in Water - Automated | AOAC
973.55 | Phosphorus in Water - Photometric | AOAC
D515(A) | Phosphorus in Water by Colorimetric Reduction | ASTM
I2600(W) | Phosphorus in Water by Colorimetry | USDOI/USGS
365_M | Phosphorus in Water by Colorimetry | USEPA
4500-P-E | Phosphorus in Water by Colorimetry- Ascorbic Acid Method | APHA
4500-P-F | Phosphorus in Water by Colorimetry- Automated Ascorbic Acid Metho | APHA
D515(B) | Phosphorus in Water by Digestion/Colorimetric Reduction | ASTM
4500-P-D | Phosphorus in Water by Stannous Chloride Titration | APHA
4500-P-C | Phosphorus in Water by Vanadomolybdophosphoric Acid Colorimetry | APHA
6402 | Phosphorus Trichloride by Visible Spec. | NIOSH
10209 | Phosphorus, Reactive (Orthophosphate) Ascorbic Acid Method | HACH
10210 | Phosphorus, Total Ascorbic Acid Method | HACH
P-01 | Phosphorus-32 in Fish Muscle | USEPA
OA-006-1 | Photovac Portable GC for Soil/Water/Air | USEPA
506 | Phthalate and Adipate Esters in Water | USEPA
8061A | Phthalate Esters by Capillary GC/ECD | USEPA
8060(ECD) | Phthalate Esters by Gas Chromatography | USEPA
8060(FID) | Phthalate Esters by Gas Chromatography | USEPA
8061 | Phthalate Esters by Gas Chromatography | USEPA
606 | Phthalate Esters in Wastewater by GC | USEPA
5020 | Phthalates by GC/FID | NIOSH
10200-F | Phytoplankton Counting Techniques | APHA
B1505 | Phytoplankton Enumberation- Counting Cell Method | USDOI/USGS
B1520 | Phytoplankton Enumberation- Inverted-Microscope Method | USDOI/USGS
PMD-PIE(LC) | Pindone by HPLC | USEPA
PMD-PIE(UV) | Pindone by UV Spectroscopy | USEPA
PMD-PIO | Piperonyl Butoxide Qualitative Test | USEPA
960.43 | Piperonyl Butoxide Residues | AOAC
PMD-PJB | Pirimicarb by UV Spectroscopy | USEPA
PMD-PJE(GC) | Pirimiphos-Ethyl by GC/FID | USEPA
PMD-PJM | Pirimiphos-Methyl by GC/FID | USEPA
255.1 | Platinum by FLAA | USEPA
255.2 | Platinum by GFAA | USEPA
3500-PT | Platinum in Water by FLAA | APHA
00-09 | Plutonium and Uranium in Milk | USEPA
PU_01 | Plutonium in Air Filters | USDOE/EML
PU_07 | Plutonium in Large Urine Samples | USDOE/EML
PU_03 | Plutonium in Soil Residue | USDOE/EML
PU_02 | Plutonium in Soil Samples | USDOE/EML
PU_04 | Plutonium in Tissue | USDOE/EML
PU_05 | Plutonium in Tissue | USDOE/EML
PU_06 | Plutonium in Urine | USDOE/EML
PU_08 | Plutonium in Vegetation Samples | USDOE/EML
PU_09 | Plutonium in Vegetation Samples | USDOE/EML
D3865 | Plutonium in Water | ASTM
PU_10 | Plutonium in Water | USDOE/EML
PU-01 | Plutonium in Water and Ashed Samples | USEPA
00-04 | Plutonium, Thorium & Uranium in Air Filters | USEPA
005(A) | Plutonium, Uranium and Thorium in Air | USEPA
005(S) | Plutonium, Uranium and Thorium in Soil | USEPA
005(BT) | Plutonium, Uranium and Thorium in Tissue | USEPA
005(W) | Plutonium, Uranium and Thorium in Water | USEPA
PU-02 | Plutonium-236 Tracer Solution | USEPA
PMD-VAE | PMP by UV Spectroscopy | USEPA
200.62(B) | Pneumatic Nebulization ICP Analysis | USEPA
5033 | p-Nitroaniline by HPLC | NIOSH
985.43 | Poliovirus 1 in Oysters | AOAC
PO_02(S) | Polonium in Soil and Air Filters | USDOE/EML
PO_01 | Polonium in Water and Urine | USDOE/EML
PO_02(W) | Polonium in Water and Vegetation | USDOE/EML
111 | Polonium-210 Emissions | USEPA
6 (PO-210) | Polonium-210 in Soil and Air Filters | USEPA
PMD-PBS | Polybrominated Salicylanilides by UV | USEPA
8082 | Polychlorinated Biphenyls (PCBs) by Gas Chromatography | USEPA
6431-C | Polychlorinated Biphenyls in Water by GC | APHA
8280(W) | Polychlorinated Dioxins and Furans | USEPA
8290 | Polychlorinated PCDDs and PCDFs by HRGC/HRMS | USEPA
5517 | Polychlorobenzenes by GC/ECD | NIOSH
5503 | Polychlorobiphenyls by GC/ECD | NIOSH
8004 | Polychlorobiphenyls in Serum by GC/ECD | NIOSH
6431-B | Polychorinated Biphenyls in Water by GC | APHA
8280(S) | Polychorinated Dioxins and Furans | USEPA
8280A(O) | Polychorinated Dioxins and Furans | USEPA
8280A(S) | Polychorinated Dioxins and Furans | USEPA
8280A(W) | Polychorinated Dioxins and Furans | USEPA
D5412 | Polycyclic Aromatic Hydrocarbon Mixtures | ASTM
550 | Polycyclic Aromatic Hydrocarbons by HPLC | USEPA
550.1 | Polycyclic Aromatic Hydrocarbons by HPLC | USEPA
PAH-005 | Polycyclic Aromatic Hydrocarbons in Soil | USEPA
PAH-006 | Polycyclic Aromatic Hydrocarbons in Water | USEPA
6440-B | Polynuclear Aromatic Hydrocarbons | APHA
O3113 | Polynuclear Aromatic Hydrocarbons | USDOI/USGS
8310 | Polynuclear Aromatic Hydrocarbons | USEPA
6440-C | Polynuclear Aromatic Hydrocarbons by GC | APHA
5515 | Polynuclear Aromatic Hydrocarbons by GC | NIOSH
610 | Polynuclear Aromatic Hydrocarbons by GC | USEPA
8100 | Polynuclear Aromatic Hydrocarbons by GC | USEPA
1654 | Polynuclear Aromatic Hydrocarbons in Oil | USEPA
5506 | Polynuclear Aromatic Hydrocarbons, HPLC | NIOSH
258.1 | Potassium by FLAA | USEPA
258.1_M | Potassium by FLAA | USEPA
7610 | Potassium by FLAA | USEPA
I1630(S) | Potassium in Bottom Material by FLAA | USDOI/USGS
973.53 | Potassium in Water | AOAC
3500-K-B | Potassium in Water by FLAA | APHA
D4192 | Potassium in Water by FLAA | ASTM
I1630(W) | Potassium in Water by FLAA | USDOI/USGS
I3631 | Potassium in Water by FLAA | USDOI/USGS
3500-K-D | Potassium in Water by Flame Photometry | APHA
3500-K-C | Potassium in Water by ICP | APHA
3500-K-E | Potassium in Water Using an ISE | APHA
4500-F-B | Preliminary Distillation of Fluoride | APHA
PMD-PNM(GC) | Prochloraz by GC/FID | USEPA
PMD-PNM(LC) | Prochloraz by HPLC | USEPA
B8100 | Productivity & Community Matabolism by Diel O2-Curve Stratified W | USDOI/USGS
B8120 | Productivity & Community Metabolism by Diel O2-Curve Streams | USDOI/USGS
B8020 | Productivity- Carbon-14 Light/Dark-Bottle Method for Phytoplankto | USDOI/USGS
B8001 | Productivity- Oxygen Light/Dark-Bottle Method for Phytoplankton | USDOI/USGS
B8040 | Productivity- Oxygen Light/Dark-Enclosure Method for Periphyton | USDOI/USGS
PM-01 | Promethium-147 in Aqueous and Urine Samples | USEPA
PM-02 | Promethium-147 in Feces Ash | USEPA
PMD-POD | Prometon and Simazine by GC/FID | USEPA
PMD-POT(GC) | Propargite by GC/TCD | USEPA
PMD-POT(IR) | Propargite by IR Spectroscopy | USEPA
PMD-PPD | Propionic Acid by GC/FID | USEPA
1013 | Propylene Dichloride by GC/ECD | NIOSH
PMD-POJ | Propylene Glycol by GC/TCD | USEPA
1612 | Propylene Oxide by GC/FID | NIOSH
9711-C | Protozoa: Entamoeba histolytica in Water | APHA
D5246 | Pseudomonas aeruginosa | ASTM
B0105 | Pseudomonas aeruginosa- Plate Count | USDOI/USGS
602 | Purgeable Aromatics in Wastewater by GC | USEPA
601 | Purgeable Halocarbons in Wastewater | USEPA
O3115 | Purgeable Organic Compounds in Water | USDOI/USGS
9021 | Purgeable Organic Halides in Water | USEPA
SFSAS_5 | Purgeable Organics in Fish | USEPA
SFSAS_7 | Purgeable Organics in Sediment | USEPA
624 | Purgeable Organics in Wastewater | USEPA
D3871 | Purgeable Organics in Water | ASTM
524.2 | Purgeable Organics in Water by CGC/MS | USEPA
524.1 | Purgeable Organics in Water by GC/MS | USEPA
PMD-PYA(IR) | Pyrazon by IR Spectroscopy | USEPA
PMD-PYA(UV) | Pyrazon by UV Spectroscopy | USEPA
1660 | Pyrethrins and Pyrethroids in Water | USEPA
PMD-PYR(GC1) | Pyrethrins by GC/FID | USEPA
PMD-PYR(LC1) | Pyrethrins by HPLC | USEPA
PMD-PYR(TITR) | Pyrethrins I and II by Titration | USEPA
PMD-PYR(GC2) | Pyrethrins, MGK-264 and PBTO by HPLC | USEPA
PMD-PYR(LC2) | Pyrethrins, MGK-264 and PBTO by HPLC | USEPA
PMD-PYR(TD) | Pyrethrins, Technical Data | USEPA
5008 | Pyrethrum by HPLC/UV | NIOSH
1613 | Pyridine by GC/FID | NIOSH
R-001-1 | QC for Alpha/Beta Sample Analysis | USEPA
PMD-QAC(TIT3) | Quaternary Ammonium Cl and Br by Titration | USEPA
PMD-QAC(TD) | Quaternary Ammonium Compound Technical Data | USEPA
960.14(A) | Quaternary Ammonium Compounds | AOAC
960.14(B) | Quaternary Ammonium Compounds | AOAC
PMD-QAC(TIT1) | Quaternary Ammonium Compounds Ferricyanide | USEPA
PMD-QAC(COLR) | Quaternary Ammonium Compounds Qualitative | USEPA
PMD-QAC(TIT2) | Quaternary Ammonium Compounds, Epton Titr. | USEPA
7500-CS(B) | Radioactive Cesium | APHA
901 | Radioactive Cesium in Drinking Water | USEPA
D2334(B) | Radioactive Iodine - Distillation | ASTM
D2334(C) | Radioactive Iodine - Extraction | ASTM
D2334(A) | Radioactive Iodine - Ion-Exchange | ASTM
7500-I-D | Radioactive Iodine by Distillation | APHA
7500-I-C | Radioactive Iodine by Ion-Exchange | APHA
7500-I-B | Radioactive Iodine by Precipitation | APHA
902 | Radioactive Iodine in Water | USEPA
D4922 | Radioactive Iron in Water | ASTM
905 | Radioactive Strontium in Water | USEPA
114 | Radionuclide Emissions | USEPA
RS100 | Radionuclides by Borehole Logging | USDOE/ASD
D2460 | Radionuclides of Radium in Water | ASTM
R1150 | Radioruthenium | USDOI/USGS
SR-04 | Radiostrontium in Aqueous Media | USEPA
SR-01 | Radiostrontium in Food Ash and Solids | USEPA
SR-02 | Radiostrontium in Milk | USEPA
R1140 | Radium | USDOI/USGS
900.1 | Radium in Drinking Water | USEPA
903 | Radium in Drinking Water | USEPA
7500-RA(C) | Radium in Water by Emanation | APHA
7500-RA(B) | Radium in Water by Precipitation | APHA
7500-RA(D) | Radium in Water by Sequential Precipitation | APHA
RA-06 | Radium-224 | USDOE/EML
RA-04 | Radium-226 | USDOE/EML
RA-05 | Radium-226 | USDOE/EML
RA-07 | Radium-226 | USDOE/EML
R1141 | Radium-226 | USDOI/USGS
RA-02 | Radium-226 - Chromate Method | USDOE/EML
RA-03 | Radium-226 - Emanation Procedure | USDOE/EML
004(A) | Radium-226 and Radium-228 in Air | USEPA
004(S) | Radium-226 and Radium-228 in Soil | USEPA
004(W) | Radium-226 and Radium-228 in Water | USEPA
RA-04 | Radium-226 De-emanation Procedure | USEPA
RP450 | Radium-226 in Aqueous Samples | USDOE/ASD
RA-01 | Radium-226 in Bone Ash | USDOE/EML
903.1 | Radium-226 in Drinking Water | USEPA
RA-01 | Radium-226 in Solids | USEPA
RA-02 | Radium-226 in Urine | USEPA
D3454 | Radium-226 in Water by Radon Scintillation | ASTM
RA-03 | Radium-226 in Water Samples | USEPA
R1142 | Radium-228 | USDOI/USGS
9320 | Radium-228 | USEPA
904 | Radium-228 in Drinking Water | USEPA
RA-05 | Radium-228 in Water Samples | USEPA
7500-RN(B) | Radon Analysis by liquid scintillation method | APHA
D5072 | Radon in Drinking Water | ASTM
002(A) | Radon-222 in Air | USEPA
RN-01 | Radon-222 in Air and Breath Samples | USDOE/EML
002(W) | Radon-222 in Water | USEPA
NITRO-19 | Reactive Nitrate in Seawater | USDOC/NOAA
NITRO-20 | Reactive Nitrite in Seawater | USDOC/NOAA
8048 | Reactive Phosphorus in Water | HACH
D5244 | Recovery of Enteroviruses from Waters | ASTM
D4994(A) | Recovery of Viruses by Adsorption | ASTM
D4994(B) | Recovery of Viruses by Sonication | ASTM
MS100 | Reflectometry-Based Instrument | USDOE/ASD
4500-CL(G) | Residual Chlorine by Colorimetry- DPD Colorimetric Method | APHA
4500-CL(H) | Residual Chlorine by FACTS- Syringaldazine Method | APHA
4500-CL(I) | Residual Chlorine by Iodometirc Electrode Technique | APHA
D1253 | Residual Chlorine in Water | ASTM
4500-CL(D) | Residual Chlorine in Water by Titration- Amperometric Method | APHA
4500-CL(F) | Residual Chlorine in Water by Titration- DPD Ferrous Method | APHA
4500-CL(B) | Residual Chlorine in Water by Titration- Iodometric Method I | APHA
4500-CL(C) | Residual Chlorine in Water by Titration- Iodometric Method II | APHA
4500-CL(E) | Residual Chlorine in Water by Titration- Low-Level Amperometric M | APHA
4500-O3 | Residual Ozone by Indigo Colorimetric Method | APHA
I1749 | Residue by Evaporation and Gravimetric | USDOI/USGS
I1750 | Residue by Evaporation and Gravimetric | USDOI/USGS
I3750 | Residue by Evaporation and Gravimetric | USDOI/USGS
I3765 | Residue by Evaporation and Gravimetric | USDOI/USGS
8271 | Residue, Total Solids | HACH
8277 | Residue, Volatile, Filterable (dissolved) | HACH
PMD-RES(GC2) | Resmethrin by GC/FID | USEPA
PMD-RES(IR) | Resmethrin by IR Spectroscopy | USEPA
PMD-RES(GC1) | Resmethrin in Aerosols by GC | USEPA
PMD-RES(LC) | Resmethrin in Aerosols by HPLC | USEPA
600 | Respirable Particulates by Gravimetric | NIOSH
IP-10A | Respirable Particulates in Indoor Air | USEPA
IP-10B | Respirable Particulates in Indoor Air | USEPA
264.1 | Rhenium by FLAA | USEPA
264.2 | Rhenium by GFAA | USEPA
3500-RE | Rhenium in Water by FLAA | APHA
265.1 | Rhodium by FLAA | USEPA
265.2 | Rhodium by GFAA | USEPA
3500-RH | Rhodium in Water by FLAA | APHA
5027 | Ribavirin by HPLC/UV | NIOSH
PMD-FCL(GC) | Ronnel by GC/FID | USEPA
PMD-FCL(IR) | Ronnel by IR Spectroscopy | USEPA
PMD-ROT | Rotenone by HPLC | USEPA
5007 | Rotenone by HPLC/UV | NIOSH
635 | Rotenone in Wastewater by HPLC | USEPA
267.1 | Ruthenium by FLAA | USEPA
267.2 | Ruthenium by GFAA | USEPA
3500-RU | Ruthenium in Water by FLAA | APHA
PMD-SAE | Salicylanilide by UV Spectroscopy | USEPA
2520-D | Salinity in Water- Algorithm of Practical Salinity | APHA
2520-C | Salinity in Water- Density Method | APHA
2520-B | Salinity in Water- Electrical Conductivity Method | APHA
B0100 | Salmonella and Shigella- Plate Count | USDOI/USGS
967.25 | Salmonella in Foods | AOAC
967.26 | Salmonella in Foods | AOAC
967.27 | Salmonella in Foods | AOAC
967.28 | Salmonella in Foods | AOAC
975.54 | Salmonella in Foods | AOAC
985.42 | Salmonella in Foods | AOAC
987.1 | Salmonella in Foods | AOAC
989.14 | Salmonella in Foods | AOAC
989.15 | Salmonella in Foods | AOAC
990.13 | Salmonella in Foods | AOAC
991.12 | Salmonella in Foods | AOAC
991.38 | Salmonella in Foods | AOAC
993.08 | Salmonella in Foods | AOAC
986.35 | Salmonella in Foods by Photometer | AOAC
987.11 | Salmonella in Low Moisture Foods | AOAC
978.24 | Salmonella sp. in Foods | AOAC
989.12 | Salmonella sp./E. coli in Foods | AOAC
991.13 | Salmonella, E. coli, Enterobac. in Foods | AOAC
1A | Sample and Velocity Traverses | USEPA
0011-0 | Sampling for Formaldehyde Emissions | USEPA
0023A | Sampling for PCDD and PCDF Emissions | USEPA
9078 | Screening for PCBs in Soil | USEPA
9079 | Screening for PCBs in Transformer Oil | USEPA
PCB-004 | Screening for PCBs in Water | USEPA
MC_VOA | Screening of Hexadecane Extracts | USEPA
MC_SVOA | Screening Semivolatile Organic Extracts | USEPA
8275 | Screening Semivolatile Organics | USEPA
270.3 | Selenium by FLAA | USEPA
7742 | Selenium by Gaseous Borohydride AA | USEPA
270.2 | Selenium by GFAA | USEPA
270.2_M | Selenium by GFAA | USEPA
I1667(S) | Selenium in Bottom Material by HYDAA | USDOI/USGS
I2667(S) | Selenium in Bottom Material by HYDAA | USDOI/USGS
7740 | Selenium in Various Matrices by GFAA | USEPA
3500-SE(D) | Selenium in Water by Colorimetry | APHA
3500-SE(E) | Selenium in Water by Fluorimetry | APHA
7741A | Selenium in Water by Gaseous Hydride | USEPA
3500-SE(H) | Selenium in Water by GFAA | APHA
D3859(B) | Selenium in Water by GFAA | ASTM
3500-SE(C) | Selenium in Water by HYDAA | APHA
D3859(A) | Selenium in Water by HYDAA | ASTM
I1667(W) | Selenium in Water by HYDAA | USDOI/USGS
I2667(W) | Selenium in Water by HYDAA | USDOI/USGS
3500-SE(I) | Selenium in Water by ICP | APHA
RP530 | Selenium-79 in Aqueous Samples | USDOE/ASD
8270C | Semivolatile Organic Compounds by CGC/MS | USEPA
8270C(S) | Semivolatile Organic Compounds by CGC/MS | USEPA
8270C(W) | Semivolatile Organic Compounds by CGC/MS | USEPA
8270D | Semivolatile Organic Compounds by GC/MS | USEPA
8410(A) | Semivolatile Organics by GC/FTIR | USEPA
8410(BN) | Semivolatile Organics by GC/FTIR, B/N Extrct | USEPA
MC_SVOA(LS) | Semivolatile Organics in Low Conc. Soils | USEPA
MC_SVOA(MS) | Semivolatile Organics in Medium Conc. Soil | USEPA
8270B(S) | Semivolatile Organics in Soil by GC/MS | USEPA
8250A | Semivolatile Organics in Water by GC/MS | USEPA
8270B(W) | Semivolatile Organics in Water by GC/MS | USEPA
MC_SVOA(W) | Semivolatile Organics in Waters | USEPA
1625(AW) | Semivolatiles - Acids, GC/MS | USEPA
1625(BNW) | Semivolatiles - Base/Neutrals, GC/MS | USEPA
1625(T) | Semivolatiles - Fish tissue, GC/MS | USEPA
1625(S) | Semivolatiles - Soil, GC/MS | USEPA
1665 | Semivolatiles by Isotope Dilution GC/MS | USEPA
LC_SV | Semivolatiles in Low Concentration Water | USEPA
S-003-1 | Semivolatiles in Soil (MeCl2 Extraction) | USEPA
S-001-1 | Semivolatiles in Water by CS2 Extraction | USEPA
B3401 | Seston- Glass-fiber Filter Method | USDOI/USGS
160.5 | Settleable Matter | USEPA
8165 | Settleable Matter Solids in Wastewater | HACH
2540-F | Settleable Solids in Water | APHA
PMD-SEU | Siduron by UV Spectroscopy | USEPA
4500-SIO2(F) | Silica by Flow Injection Analysis for Molybdate-Reactive Silicate | APHA
920.195 | Silica in Water | AOAC
4500-SI(F) | Silica in Water by Automated Colorimetry | APHA
D859 | Silica in Water by Colorimetry | ASTM
I1700 | Silica in Water by Colorimetry | USDOI/USGS
I2700 | Silica in Water by Colorimetry | USDOI/USGS
4500-SI(B) | Silica in Water by FLAA | APHA
D4517 | Silica in Water by FLAA | ASTM
I1702 | Silica in Water by FLAA | USDOI/USGS
4500-SI(C) | Silica in Water by Gravimetric Analysis | APHA
4500-SI(G) | Silica in Water by ICP | APHA
4500-SI(E) | Silica in Water by Spectrophotometry- Heteropoly Blue Method | APHA
4500-SI(D) | Silica in Water by Spectrophotometry- Molybdosilicate Method | APHA
4500-SIO2-C | Silica Molybdosilicate Method | APHA_SM20ED
8186 | Silica, Colorimetric | HACH
D4189 | Silt Density Index of Water | ASTM
272.1 | Silver by FLAA | USEPA
272.1_M | Silver by FLAA | USEPA
7760A | Silver by FLAA | USEPA
272.2 | Silver by GFAA | USEPA
272.2_M | Silver by GFAA | USEPA
7761 | Silver by GFAA | USEPA
D3866(A) | Silver in Water by Chelation and FLAA | ASTM
I1720 | Silver in Water by Chelation and FLAA | USDOI/USGS
D3866(B) | Silver in Water by FLAA | ASTM
3500-AG(B) | Silver in Water by FLAA or GFAA | APHA
D3866(C) | Silver in Water by GFAA | ASTM
3500-AG(C) | Silver in Water by ICP | APHA
3500-AG(D) | Silver in Water by Spectrophotometry | APHA
PMD-SIM | Simazine by UV Spectroscopy | USEPA
4110-C | Single Column Ion Chromatography | APHA
C-019-1 | Slug Test for Hydraulic Conductivity | USEPA
PMD-AS(ITE) | Sodium Arsenite by Titration | USEPA
273.1 | Sodium by FLAA | USEPA
273.1_M | Sodium by FLAA | USEPA
7770 | Sodium by FLAA | USEPA
273.2 | Sodium by GFAA | USEPA
PMD-NA-D | Sodium Chlorate and Metaborate by Titration | USEPA
PMD-NA-H | Sodium Fluoride by Ion Chromatography | USEPA
I1735(S) | Sodium in Bottom Material by FLAA | USDOI/USGS
973.54 | Sodium in Water | AOAC
3500-NA(B) | Sodium in Water by FLAA | APHA
D4191 | Sodium in Water by FLAA | ASTM
I1735(W) | Sodium in Water by FLAA | USDOI/USGS
I3736 | Sodium in Water by FLAA | USDOI/USGS
3500-NA(D) | Sodium in Water by Flame Photometry | APHA
3500-NA(C) | Sodium in Water by ICP | APHA
D2791 | Sodium in Water by ISE-Na | ASTM
D3113(A) | Sodium Salts of EDTA in Water | ASTM
D3113(B) | Sodium Salts of EDTA in Water | ASTM
C-011-1 | Soil % Moisture by Gravimetry | USEPA
9045B | Soil and Waste pH | USEPA
C-010-1 | Soil Extractable Organics by Gravimetry | USEPA
C-013-1 | Soil pH | USEPA
SFSAS_22 | Soil Volume by Displacement Method | USEPA
SFSAS_21 | Soil Volume by Volumetric Method | USEPA
920.193(B) | Solids in Solution in Water | AOAC
920.193(C) | Solids in Water by Ignition | AOAC
978.26 | Somatic Cells in Milk | AOAC
I1780 | Specific Conductance | USDOI/USGS
9050 | Specific Conductance | USEPA
9050A | Specific Conductance | USEPA
973.4 | Specific Conductance of Water | AOAC
C-014-1 | Specific Gravity of Soil | USEPA
D854 | Specific Gravity of Soils | ASTM
D1429(D) | Specific Gravity of Water by Hydrometer | ASTM
D1429(A) | Specific Gravity of Water by Pyncnometer | ASTM
D1429(B) | Specific Gravity of Water Using Balance | ASTM
D1429(C) | Specific Gravity of Water Using Flask | ASTM
4500-CN(K) | Spot Test for Cyanides for Screening | APHA
P-02 | Stable Phosphorous in Biological Samples | USEPA
B0001 | Standard Plate Count- Membrane Filter Method | USDOI/USGS
D6503 | Standard Test Method for Enterococci in Water Using Enterolert | ASTM
D6503-99 | Standard Test Method for Enterococci in Water Using Enterolert | ASTM
D93-07 | Standard Test Methods for Flash Point by Pensky-Martens Closed Cup Tester | ASTM
9222-C | Standard Total Coliform- Delayed-Incubation Procedure | APHA
9221-B | Standard Total Coliform- Fermentation Technique | APHA
9222B | Standard Total Coliform Membrane Filter Procedure | APHA
9222-B | Standard Total Coliform- Membrane Filter Procedure | APHA
976.31 | Staphylococcal Enterotoxin in Foods | AOAC
980.32 | Staphylococcal Enterotoxin in Foods | AOAC
975.55 | Staphylococcus aureus in Foods | AOAC
980.37 | Staphylococcus aureus in Foods | AOAC
987.09 | Staphylococcus aureus in Foods | AOAC
6008 | Stibine by Visible Spectrophotometry | NIOSH
PMD-STM(UV) | Streptomycin by UV Spectroscopy | USEPA
PMD-STM(VIS) | Streptomycin by Visible Spectroscopy | USEPA
SR-01(A) | Strontium | USDOE/EML
7780 | Strontium by FLAA | USEPA
I1800(S) | Strontium in Bottom Material by FLAA | USDOI/USGS
RP501(1) | Strontium in High Level Samples | USDOE/ASD
911.03 | Strontium in Water | AOAC
3500-SR(B) | Strontium in Water by FLAA | APHA
D3920 | Strontium in Water by FLAA | ASTM
I1800(W) | Strontium in Water by FLAA | USDOI/USGS
3500-SR(D) | Strontium in Water by Flame Photometry | APHA
3500-SR(C) | Strontium in Water by ICP | APHA
D3352 | Strontium Ion in Water | ASTM
SR-01(SCN) | Strontium-89 | USDOE/EML
974.37 | Strontium-89 and -90 in Milk | AOAC
7 (SR-89/90) | Strontium-89 and Strontium-90 in Milk | USEPA
008(V) | Strontium-89 and Strontium-90 in Plants | USEPA
008(S) | Strontium-89 and Strontium-90 in Soil | USEPA
008(BT) | Strontium-89 and Strontium-90 in Tissue | USEPA
008(W) | Strontium-89 and Strontium-90 in Water | USEPA
SR-02 | Strontium-90 | USDOE/EML
R1160 | Strontium-90 | USDOI/USGS
RP510 | Strontium-90 in Dissolved Samples | USDOE/ASD
RP520 | Strontium-90 in Soil, Water and Filter | USDOE/ASD
SR-03 | Strontium-90 in Urine | USEPA
973.66 | Strontium-90 in Water | AOAC
PMD-STY(GRAV) | Strychnine by Acid Precipitation | USEPA
PMD-STY(LC) | Strychnine by HPLC | USEPA
5016 | Strychnine by HPLC/UV | NIOSH
PMD-STY(UV) | Strychnine by UV Spectroscopy | USEPA
242.4 | Substituted Urea Herbicides | USFDA
9035 | Sulfate by Automated Colorimetry | USEPA
9036 | Sulfate by Automated Colorimetry | USEPA
375_M(A) | Sulfate by Colorimetry | USEPA
375.1 | Sulfate by Colorimetry With Chloranilate | USEPA
375.3 | Sulfate by Gravimetric Determination | USEPA
4500-SO4(E) | Sulfate by Turbidimetric Analysis | APHA
375.4 | Sulfate by Turbidimetric Determination | USEPA
9038 | Sulfate by Turbidimetric Determination | USEPA
925.54 | Sulfate in Water | AOAC
973.57 | Sulfate in Water | AOAC
8051 | Sulfate in Water | HACH
4500-SO4(F) | Sulfate in Water by Colorimetry | APHA
I2822 | Sulfate in Water by Colorimetry | USDOI/USGS
375.2 | Sulfate in Water by Colorimetry | USEPA
4500-SO4(C) | Sulfate in Water by Gravimetric Analysis | APHA
4500-SO4(D) | Sulfate in Water by Gravimetric Analysis | APHA
4500-SO4(B) | Sulfate in Water by Ion Chromatography | APHA
I1820 | Sulfate in Water by Titration | USDOI/USGS
D516 | Sulfate in Water by Turbidimeter | ASTM
I2823 | Sulfate in Water by Turbidimetry | USDOI/USGS
375_M(B) | Sulfate in Water by Turbidity | USEPA
D4130 | Sulfate Ion in Water by Spectroscopy | ASTM
D4412 | Sulfate-Reducing Bacteria | ASTM
B0400 | Sulfate-Reducing Bacteria- MPN Method | USDOI/USGS
4500-S2(F) | Sulfide by Calculation | APHA
376.2 | Sulfide by Colorimetric Determination | USEPA
376.1 | Sulfide by Titration with Iodine | USEPA
8131 | Sulfide in Water | HACH
4500-S2(G) | Sulfide in Water by Ion-Selective Electrode Method | APHA
9215 | Sulfide in Water by ISE | USEPA
4500-S2(D) | Sulfide in Water by Spectrophotometry | APHA
4500-S2(E) | Sulfide in Water by Titration | APHA
I3840 | Sulfide in Water by Titration | USDOI/USGS
D4658 | Sulfide Ion in Water by ISE | ASTM
D4978(B) | Sulfides in Wastes - Gas Tube | ASTM
D4978(A) | Sulfides in Wastes - Lead Acetate Paper | ASTM
4500-SO3(C) | Sulfite in Water by Colorimetry | APHA
4500-SO3(B) | Sulfite in Water by Titration | APHA
8071 | Sulfite in Water by Titration | HACH
377.1 | Sulfite in Water by Titration | USEPA
PMD-S-UF(GRV1 | Sulfur by CS2 Extraction and Gravimetry | USEPA
PMD-S-UF(GRV3 | Sulfur by CS2 Extraction and Gravimetry | USEPA
PMD-S-UF(GRV2 | Sulfur by Oxidation and Gravimetry | USEPA
6B | Sulfur Dioxide and Carbon Dioxide in Air | USEPA
6004 | Sulfur Dioxide by Ion Chromatography | NIOSH
PMD-S-UO | Sulfur Dioxide by Titration | USEPA
6 (ATM SO2) | Sulfur Dioxide from Stationary Sources | USEPA
6C | Sulfur Dioxide from Stationary Sources | USEPA
D2914 | Sulfur Dioxide in Atmosphere | ASTM
50APP-A | Sulfur Dioxide in Atmosphere | USEPA
2.1 (ATM SO2) | Sulfur Dioxide in the Atmosphere | USEPA
2.1A | Sulfur Dioxide in the Atmosphere | USEPA
2.9 | Sulfur Dioxide in the Atmosphere | USEPA
6A | Sulfur Dioxide, Carbon Dioxide, Moisture | USEPA
16 | Sulfur Emissions from Stationary Sources | USEPA
6602 | Sulfur Hexafluoride by Portable GC | NIOSH
D4856 | Sulfuric Acid Mist in Atmosphere | ASTM
6012 | Sulfuryl Fluoride by Ion Chromatography | NIOSH
5035 | Super Absorbent Polymers by ICP | NIOSH
D1590 | Surface Tension of Water | ASTM
O7100 | Suspended Organic Carbon in Water | USDOI/USGS
50APP-B | Suspended Particulate Matter | USEPA
50APP-J | Suspended Particulate Matter (PM10) | USEPA
2.2 | Suspended Particulates in the Atmosphere | USEPA
D3977 | Suspended-Sediment in Water | ASTM
5550-B | Tannin and Lignin by Colorimetry | APHA
2170 | Taste and Odor by Profile Analysis | APHA
2160-C | Taste in Water by Flavor Rating | APHA
2160-B | Taste in Water by Flavor Threshold Test | APHA
88.01(S) | TCDD and TCDF by Mass Spectrometry | NCASI
88.01(W) | TCDD and TCDF by Mass Spectrometry | NCASI
HERL_021 | TCDD Residues | USEPA
OH100R | TCLP Acidic Semivolatiles Using HPLC | USDOE/ASD
OP130R | TCLP for Semivolatiles and Pesticides | USDOE/ASD
PMD-TDU | Tebuthiuron by UV Spectroscopy | USEPA
PMD-TDZ | Technazene by GC/FID | USEPA
TC-01 | Technetium-99 | USDOE/EML
RP550 | Technetium-99 Using Liquid Scintillation | USDOE/ASD
170.1 | Temperature | USEPA
2550 | Temperature of Water by Thermometer | APHA
8375 | Temperature, Thermometric | HACH
PMD-TEI | Terbacil by UV Spectroscopy | USEPA
613 | Tetrachlorodibenzo-p-dioxin by GC/MS | USEPA
513 | Tetrachlorodibenzo-p-dioxin in Water | USEPA
PMD-TFB | Tetrachlorvinphos by GC/FID | USEPA
2533 | Tetraethyl Lead (as Pb) by GC/PID | NIOSH
2504 | Tetraethyl Pyrophosphate by GC/FPD | NIOSH
1609 | Tetrahydrofuran by GC/FID | NIOSH
PMD-TFK | Tetramethrin by GC/FID | USEPA
2534 | Tetramethyl Lead (as Pb) by GC/PID | NIOSH
3505 | Tetramethyl Thiourea by Visible Absorption | NIOSH
3513 | Tetranitromethane by GC/NPD | NIOSH
8331(S) | Tetrazene in Soil by HPLC | USEPA
8331(W) | Tetrazene in Water by HPLC | USEPA
279.1 | Thallium by FLAA | USEPA
279.1_M | Thallium by FLAA | USEPA
7840 | Thallium by FLAA | USEPA
279.2 | Thallium by GFAA | USEPA
279.2_M | Thallium by GFAA | USEPA
7841 | Thallium by GFAA | USEPA
3500-TL(B) | Thallium in Water by FLAA | APHA
I1866 | Thallium in Water by GFAA | USDOI/USGS
3500-TL(C) | Thallium in Water by ICP | APHA
PMD-TFZ | Thiabendazole by GC/FID | USEPA
641 | Thiabendazole in Wastewater by HPLC | USEPA
PMD-BEO | Thiobencarb by GC/FID | USEPA
634 | Thiocarbate Pesticides in Wastewaters | USEPA
4500-CN(M) | Thiocyanate in Water | APHA
D4193 | Thiocyanate in Water | ASTM
PMD-THN | Thiophanate by UV Spectroscopy | USEPA
PMD-THO | Thiophanate-Methyl by UV Spectroscopy | USEPA
622.1 | Thiophosphate Pesticides in Wastewater | USEPA
PMD-THR(LC) | Thiram by HPLC | USEPA
5005 | Thiram by HPLC/UV | NIOSH
PMD-THR(IR) | Thiram by IR Spectroscopy | USEPA
PMD-THR(UV) | Thiram by UV Spectroscopy | USEPA
972.29 | Thiram Pesticide Residues | AOAC
00-05 | Thorium and Uranium in Ashed Samples | USEPA
00-06 | Thorium and Uranium in Ashed Samples | USEPA
00-07 | Thorium and Uranium in Water Samples | USEPA
TH-01 | Thorium in Urine | USDOE/EML
3500-TH | Thorium in Water by FLAA | APHA
RP570 | Thorium Isotopes by Radiochemistry | USDOE/ASD
TH-01 | Thorium-234 Tracer Solution | USEPA
203A | Time-Averaged Opacity of Emissions | USEPA
EV-024 | Tin and Triorganotin in Wastewater | USEPA
EV-025 | Tin and Triorganotin in Wastewater | USEPA
282.1 | Tin by FLAA | USEPA
7870 | Tin by FLAA | USEPA
282.2 | Tin by GFAA | USEPA
I2851(S) | Tin in Bottom Material by HYDAA | USDOI/USGS
PMD-SN | Tin in Organotins by Titration | USEPA
3500-SN | Tin in Water by FLAA or GFAA | APHA
I2851(W) | Tin in Water by HYDAA | USDOI/USGS
283.1 | Titanium by FLAA | USEPA
283.2 | Titanium by GFAA | USEPA
3500-TI | Titanium in Water by FLAA | APHA
NITRO-5 | TKN - Block Digestor, Automated | USDOC/NOAA
NITRO-6 | TKN - Colorimetric | USDOC/NOAA
NITRO-25 | TKN - Phenate, AutoAnalyzer | USDOC/NOAA
NITRO-7 | TKN - Spectrophotometric | USDOC/NOAA
D3590(B) | TKN by AutoAnalyzer | ASTM
D3590(A) | TKN by Ion Selective Electrode | ASTM
PMD-TLC(TLC1) | TLC Systems for Pesticide Identification | USEPA
PMD-TLC(TLC2) | TLC Systems for Pesticide Identification | USEPA
O3112 | TNT, RDX and Picric Acid in Water | USDOI/USGS
986.22 | TNT, RDX, HMX and 2,4-DNT in Wastewater | AOAC
4000 | Toluene by GC/FID | NIOSH
2535 | Toluene-2,4-Diisocyanate by HPLC/UV | NIOSH
9012A | Total and Amenable Cyanide (Auto UV) | USEPA
9012 | Total and Amenable Cyanides | USEPA
9010A(A) | Total and Amenable Cyanides by Colorimetry | USEPA
9010A(B) | Total and Amenable Cyanides by Titration | USEPA
D513(B) | Total and Dissolved CO2 - Coulometric Titration | ASTM
D513(A) | Total and Dissolved CO2 - Gas Sensing Electrode | ASTM
983.25 | Total and Fecal Coliforms in Foods | AOAC
10018 | Total and Fecal Coliforms, E. Coli, P/A | HACH
D4454 | Total and Respiring Bacteria | ASTM
PMD-AS(TIT1) | Total Arsenic by Titration | USEPA
PMD-AS(TIT2) | Total Arsenic by Titration | USEPA
B0005 | Total Bacteria- Epifluorescence Method | USDOI/USGS
D4129 | Total Carbon and Organic Carbon in Water | ASTM
D4839 | Total Carbon and Organic Carbon in Water | ASTM
O5101 | Total Carbon in Bottom Material | USDOI/USGS
C-015-1 | Total Carbon in Soil by Combustion | USEPA
9075 | Total Chlorine in Petroleum Products | USEPA
9076 | Total Chlorine in Petroleum Products | USEPA
9077(A) | Total Chlorine in Petroleum Products | USEPA
9077(B) | Total Chlorine in Petroleum Products | USEPA
9077(C) | Total Chlorine in Petroleum Products | USEPA
8167 | Total Chlorine in Water by DPD | HACH
8168 | Total Chlorine in Water by Titration | HACH
O3105 | Total Chlorophenoxy Acids in Water | USDOI/USGS
0010(B) | Total Chromatographable Organic Material | USEPA
8024 | Total Chromium in Water | HACH
990.11 | Total Coliform and E. coli in Foods | AOAC
B0045 | Total Coliform Bacteria- Confirmation Test- MPN Method | USDOI/USGS
B0030 | Total Coliform Bacteria- Delayed Incubation Test | USDOI/USGS
B0025 | Total Coliform Bacteria- Immediate Incubation Test | USDOI/USGS
B0040 | Total Coliform Bacteria- Presumptive Onsite Test- MPN Method | USDOI/USGS
B0035 | Total Coliform Bacteria- Presumptive Test- MPN Method | USDOI/USGS
9132 | Total Coliform by Membrane Filter | USEPA
9131 | Total Coliform by Multiple Tube Fermentation | USEPA
9223-B | Total Coliform- Chromogenic Substrate Test | APHA
9222-(B+B.5c) | Total Coliform Fermentation Technique, Multi-tube Fermentation with Enrichment Technique | APHA
991.15 | Total Coliforms and E. coli in Water | AOAC
1604 | Total Coliforms and E. coli in Water by Membrane Filtration Using a Simultaneous Detection Technique (MI Medium) | USEPA
335.3 | Total Cyanide by Colorimetric Analysis | USEPA
335.2_M(S) | Total Cyanide in Soils and Sediments | USEPA
335.2 | Total Cyanide in Water | USEPA
335.2_MA(W) | Total Cyanide in Water by Colorimetry | USEPA
335.2_MB(W) | Total Cyanide in Water by Colorimetry | USEPA
335.2_MC(W) | Total Cyanide in Water by Colorimetry | USEPA
4500-O-G | Total Dissolved Oxygen by Membrane Electrode Method | APHA
4500-O-E | Total Dissolved Oxygen by Titration- Alum Flocculation Modificati | APHA
4500-O-C | Total Dissolved Oxygen by Titration- Azide Modification | APHA
4500-O-F | Total Dissolved Oxygen by Titration- Copper/Sulfate-Sulfamic Acid | APHA
4500-O-B | Total Dissolved Oxygen by Titration- Iodometric Method | APHA
4500-O-D | Total Dissolved Oxygen by Titration- Permanganate Modification | APHA
160.1_M | Total Dissolved Solids | USEPA
2540-C | Total Dissolved Solids in Water | APHA
C-006-1 | Total Dissolved Solids in Water | USEPA
8163 | Total Filterable Solids | HACH
340.1 | Total Fluoride by Colorimetric Analysis | USEPA
13A | Total Fluoride Emissions in Air | USEPA
13B | Total Fluoride Emissions in Air | USEPA
25 | Total Gaseous Nonmethane Organic Emissions | USEPA
25A | Total Gaseous Organic Emissions | USEPA
25B | Total Gaseous Organic Emissions | USEPA
130.1 | Total Hardness | USEPA
130.2 | Total Hardness | USEPA
C-004-1 | Total Hardness by Colorimetry | USEPA
8226 | Total Hardness in Water | HACH
3500-CR(D) | Total Hexavalent Chromium in Water | APHA
8008 | Total Iron in Water | HACH
NITRO-16 | Total Kjehdahl Nitrogen | USDOC/NOAA
351.3(B) | Total Kjeldahl Nitrogen - Nesslerization | USEPA
351.3(C) | Total Kjeldahl Nitrogen - Potentiometric | USEPA
351.1 | Total Kjeldahl Nitrogen by Colorimetry | USEPA
351.2 | Total Kjeldahl Nitrogen by Colorimetry | USEPA
351.3(A) | Total Kjeldahl Nitrogen by Titration | USEPA
4500-NOR(B) | Total Kjeldahl Nitrogen in Water | APHA
4500-NOR(C) | Total Kjeldahl Nitrogen in Water | APHA
351.4 | Total Kjeldahl Nitrogen Using an ISE | USEPA
D3223 | Total Mercury in Water by CVAA | ASTM
973.48 | Total Nitrogen in Water | AOAC
8158 | Total Nonfilterable Residue Solids | HACH
9022 | Total Oganic Halides, Neutron Activation | USEPA
415.1 | Total Organic Carbon by Combustion | USEPA
5310-B | Total Organic Carbon by Combustion-Infrared Method | APHA
SFSAS_1 | Total Organic Carbon in Sediment | USEPA
SFSAS_19 | Total Organic Carbon in Sediment | USEPA
D2579 | Total Organic Carbon in Water | ASTM
O3100 | Total Organic Carbon in Water | USDOI/USGS
415.2_M | Total Organic Carbon in Water | USEPA
C-007-1 | Total Organic Carbon in Water | USEPA
SFSAS_18 | Total Organic Carbon in Water | USEPA
9060 | Total Organic Carbon in Water and Waste | USEPA
5310-C | Total Organic Carbon in Water- Ultraviolet Oxidation Method | APHA
5310-D | Total Organic Carbon in Water- Wet-Oxidation Method | APHA
OS010 | Total Organic Chlorine in Oil | USDOE/ASD
450.1 | Total Organic Halide | USEPA
9020B | Total Organic Halides by Coulometry | USEPA
D4478(B) | Total Oxygen Uptake | ASTM
PAH-008 | Total PAHs in Soil | USEPA
500 | Total Particulates by Gravimetric Technique | NIOSH
9066 | Total Phenolics by Automated Colorimetry | USEPA
9067 | Total Phenolics by Spectrophotometry | USEPA
9065 | Total Phenolics by Spectroscopy | USEPA
SFSAS_20 | Total Phosphates in Water | USEPA
365.4 | Total Phosphorus After Block Digestion | USEPA
8190 | Total Phosphorus in Water | HACH
7500-SR(B) | Total Radioactive Strontium in Water | APHA
413.1 | Total Recoverable Oil and Grease | USEPA
9070 | Total Recoverable Oil and Grease | USEPA
413.2 | Total Recoverable Oil and Grease by IR | USEPA
D4183(A) | Total Recoverable Organic Phosphorus | ASTM
D4183(B) | Total Recoverable Organic Phosphorus | ASTM
418.1 | Total Recoverable Petroleum Hydrocarbons | USEPA
420.1 | Total Recoverable Phenolics in Water | USEPA
420.2 | Total Recoverable Phenolics in Water | USEPA
420.3 | Total Recoverable Phenolics in Water | USEPA
420.4 | Total Recoverable Phenolics in Water | USEPA
O3110 | Total Recoverable Phenols in Water | USDOI/USGS
O3106 | Total Recoverable Triazines in Water | USDOI/USGS
16A | Total Reduced Sulfur Emissions in Air | USEPA
16B | Total Reduced Sulfur Emissions in Air | USEPA
330.1 | Total Residual Chlorine by Titration | USEPA
330.2 | Total Residual Chlorine by Titration | USEPA
330.3 | Total Residual Chlorine by Titration | USEPA
330.4 | Total Residual Chlorine by Titration | USEPA
160.3 | Total Residue | USEPA
2540-B | Total Solids Dried 103-105C in Water | APHA
920.193(A) | Total Solids in Water | AOAC
160.2_M | Total Suspended Solids | USEPA
2540-D | Total Suspended Solids in Water | APHA
C-008-1 | Total Suspended Solids in Water | USEPA
8276 | Total Volatile and Fixed Solids | HACH
9060AM | Total Volatile Organic Carbon | USEPA
8001(1) | Total, Fecal and E. Coli Coliform | HACH
8001(2) | Total, Fecal and E. Coli Coliform | HACH
8001(3) | Total, Fecal and E. Coli Coliform | HACH
8001(A1) | Total, Fecal and E. Coli Coliform | HACH
8001(A2) | Total, Fecal and E. Coli Coliform | HACH
8001(A3) | Total, Fecal and E. Coli Coliform | HACH
8074(A) | Total, Fecal and E. Coli Coliform | HACH
8074(B) | Total, Fecal and E. Coli Coliform | HACH
2540-G | Total, Fixed and Volatile Solids | APHA
D4779 | Total, Organic and Inorganic Carbon | ASTM
O-006-1 | TPH by Headspace GC/PID | USEPA
O-004-1 | TPH in Soil by GC/FID of CH2Cl2 Extracts | USEPA
O-009-1 | TPH in Soil by GC/FID of CH2Cl2 Extracts | USEPA
O-003-1 | TPH in Soil by GC/PID of Methanol Extract | USEPA
O-002-1 | TPH in Soil by IR of Freon Extract | USEPA
1637 | Trace Elements in Water by Chelation Preconcentration and GFAA | USEPA
1640 | Trace Elements in Water by Chelation Preconcentration and ICP/MS | USEPA
1639 | Trace Elements in Water by GFAA | USEPA
1638 | Trace Elements in Water by ICP/MS | USEPA
D3919 | Trace Elements in Water Using GFAA | ASTM
993.14 | Trace Elements in Waters and Wastewaters | AOAC
M-03 | Trace Metals | USDOE/EML
PMD-TLL | Triadimenol by GC/FID | USEPA
PMD-TQA | Triallate by GC/FID | USEPA
4670 | Triazine Herbicides as Atrazine in Water By Quantitative Immunoassay, EPA SW-846 1998 | USEPA
619 | Triazine Pesticides in Wastewater | USEPA
PMD-TBU | Tribenuron Methyl Ester by HPLC | USEPA
5034 | Tributyl Phosphate by GC/FPD | NIOSH
PMD-TRC(GC2) | Trichlorfon by Derivatization and GC/FID | USEPA
PMD-TRC(GC1) | Trichlorfon by GC/FID | USEPA
PMD-TRC(LC) | Trichlorfon by HPLC | USEPA
PMD-TRC(IR) | Trichlorfon by IR Spectroscopy | USEPA
1022 | Trichloroethylene by GC/FID | NIOSH
3701 | Trichloroethylene by portable GC | NIOSH
PMD-TPR | Triclopyr by HPLC | USEPA
PMD-WTY | Triethylene Glycol by GC/TCD | USEPA
PMD-TFM | Triflumizole by HPLC | USEPA
1017 | Trifluorobromomethane by GC/FID | NIOSH
PMD-TSU | Trifluralin by IR Spectroscopy | USEPA
PMD-ACG(LC2) | Triforine by HPLC | USEPA
5710-B | Trihalomethane Formation Potential | APHA
5710-C | Trihalomethane Formation Potential | APHA
5710-D | Trihalomethane Formation Potential | APHA
PART_2 | Trihalomethanes in Drinking Water by GC | USEPA
6232-B | Trihalomethanes in Water by CGC | APHA
6232-D | Trihalomethanes in Water by CGC | APHA
6232-C | Trihalomethanes in Water by CGC/MS | APHA
PART_1 | Trihalomethanes in Water by Purge and Trap | USEPA
5036 | Trimellitic Anhydride by GC/FID | NIOSH
5037 | Triorthocresyl Phosphate GC/FPD | NIOSH
5038 | Triphenyl Phosphate GC/FPD | NIOSH
R1172 | Tritium - Electrolytic, Denver Lab | USDOI/USGS
R1174 | Tritium - Electrolytic, Reston Lab | USDOI/USGS
R1171 | Tritium - Liquid Scintillation, Denver Lab | USDOI/USGS
R1173 | Tritium - Liquid Scintillation, Reston Lab | USDOI/USGS
RP580 | Tritium by Distillation of Waters and Soils | USDOE/ASD
D3442 | Tritium in Atmosphere | ASTM
0010(BT) | Tritium in Biological Tissue | USEPA
D4107 | Tritium in Drinking Water | ASTM
906 | Tritium in Drinking Water | USEPA
H-01 | Tritium in Milk, Soil, Urine and Biota | USEPA
969.48 | Tritium in Water | AOAC
3H-01 | Tritium in Water | USDOE/EML
3H-02 | Tritium in Water | USDOE/EML
0010(W) | Tritium in Water | USEPA
H-02 | Tritium in Water | USEPA
H-03 | Tritium in Water | USEPA
7500-3H(B) | Tritium in Water by Liquid Scintillation | APHA
D2476 | Tritium in Water by Liquid Scintillation | ASTM
8440 | TRPH by Infrared Spectrophotometry | USEPA
7074(INSL) | Tungsten by Flame Atomic Absorption | NIOSH
7074(SOL) | Tungsten by Flame Atomic Absorption | NIOSH
180.1 | Turbidity by Nephelometry | USEPA
2130 | Turbidity in Water | APHA
D1889 | Turbidity of Water | ASTM
1551 | Turpentine by GC/FID | NIOSH
5210-C | Ultimate Biochemical Oxygen Test | APHA
U-04 | Uranium | USDOE/EML
R1182 | Uranium - Alpha Spectroscopy | USDOI/USGS
R1180 | Uranium - Fluorometric | USDOI/USGS
R1181 | Uranium - Fluorometric, Extraction | USDOI/USGS
D3972 | Uranium by Radiochemistry | ASTM
E318 | Uranium in Aqueous Solutions | ASTM
908 | Uranium in Drinking Water | USEPA
908.1 | Uranium in Drinking Water | USEPA
U-01(ASP) | Uranium in Urine | USDOE/EML
U-01(F) | Uranium in Urine | USDOE/EML
D2907(A) | Uranium in Water by Direct Fluorometry | ASTM
D2907(B) | Uranium in Water by Extraction & Fluorometry | ASTM
7500-U-B | Uranium in Water by GPC or Scintillation | APHA
7500-U-C | Uranium in Water by Isotopic Analysis | APHA
D5174 | Uranium in Water by Phosphorimetry | ASTM
U-01 | Uranium-232 Tracer Solution | USEPA
5910-B | UV - Absorbing Organic Compounds | APHA
2536 | Valeraldehyde by GC/FID | NIOSH
286.1 | Vanadium by FLAA | USEPA
286.1_M | Vanadium by FLAA | USEPA
7910 | Vanadium by FLAA | USEPA
286.2 | Vanadium by GFAA | USEPA
286.2_M | Vanadium by GFAA | USEPA
7911 | Vanadium by GFAA | USEPA
I1880 | Vanadium in Water by Colorimetry | USDOI/USGS
I2880 | Vanadium in Water by Colorimetry | USDOI/USGS
3500-V-B | Vanadium in Water by FLAA | APHA
D3373 | Vanadium in Water by GFAA | ASTM
3500-V-C | Vanadium in Water by ICP | APHA
3500-V-D | Vanadium in Water by Spectrophotometry | APHA
7504 | Vanadium Oxides by X-Ray Powder Fraction | NIOSH
25E | Vapor Phase Organic Concentration in Waste | USEPA
D5089 | Velocity of Water,electromagnetic meters | ASTM
PMD-VER(LC) | Vernolate by HPLC | USEPA
PMD-VER(IR) | Vernolate by IR Spectroscopy | USEPA
988.2 | Vibrio cholerae in Oysters | AOAC
1453 | Vinyl Acetate by GC/FID | NIOSH
1009 | Vinyl Bromide by GC/FID | NIOSH
107A | Vinyl Chloride - Solvent/Resin | USEPA
107 | Vinyl Chloride - Wastewater | USEPA
1007 | Vinyl Chloride by GC/FID | NIOSH
D4766 | Vinyl Chloride in Atmosphere | ASTM
106 | Vinyl Chloride in Stack Gas | USEPA
1015 | Vinylidene Chloride by GC/FID | NIOSH
975.56 | Virus in Beef (Ground) | AOAC
OP020R | VOA in Solid RMW by Ultrasonic Extract | USDOE/ASD
OP010R | VOAs in High-Level Radioactive Wastes | USDOE/ASD
5021 | VOC Using Equilibrium Headspace Analysis | USEPA
5021A | VOC Using Equilibrium Headspace Analysis Rev1, 6/2003 | ASTM
1671 | VOCs by GC/FID | USEPA
OA-002-1 | VOCs by GC/MS of Cartridges/Cylinders | USEPA
1666 | VOCs by Isotope Dilution GC/MS | USEPA
VA-008-1 | VOCs in Air by Automated Portable GC | USEPA
VA-001-1 | VOCs in Air by GC of Sorbent Tubes | USEPA
VA-003-1 | VOCs in Air by Portable GC/PID | USEPA
VA-005-1 | VOCs in Air by Purge and Trap GC | USEPA
VG-007-1 | VOCs in Air by Thermal Desorption GC | USEPA
VA-007-1 | VOCs in Ambient Air by Direct GC/PID | USEPA
VA-006-1 | VOCs in Ambient Air by Portable GC/PID | USEPA
VG-011-1 | VOCs in Gas by Purge and Trap GC/ELCD/PID | USEPA
SA011 | VOCs in Headspace Gas using SUMMA Canisters | USDOE/ASD
SA010 | VOCs in Headspace Gas with Manifold | USDOE/ASD
VS-002-1 | VOCs in Soil by Automated Headspace GC | USEPA
VS-003-1 | VOCs in Soil by GC/ECD of Extract | USEPA
VS-004-1 | VOCs in Soil by GC/FID of CS2 Extracts | USEPA
VS-005-1 | VOCs in Soil by Headspace GC/PID | USEPA
VS-001-1 | VOCs in Soil by Purge and Trap GC | USEPA
VG-001-1 | VOCs in Soil Gas by Adsorbent Tube | USEPA
VG-009-1 | VOCs in Soil Gas by Direct GC/PID | USEPA
VG-008-1 | VOCs in Soil Gas by GC of Sorbent Tubes | USEPA
VG-010-1(ECD) | VOCs in Soil Gas by Portable GC | USEPA
VG-010-1(PID) | VOCs in Soil Gas by Portable GC | USEPA
VG-006-1 | VOCs in Soil Gas by Purge and Trap GC | USEPA
VW-002-1 | VOCs in Water by Automated Headspace GC | USEPA
VW-003-1 | VOCs in Water by Automated Headspace GC | USEPA
VW-005-1 | VOCs in Water by GC/ECD of Extracts | USEPA
VW-006-1 | VOCs in Water by GC/FID of CS2 Extracts | USEPA
VW-007-1 | VOCs in Water by Headspace GC/PID | USEPA
VW-004-1 | VOCs in Water by Manual Headspace GC | USEPA
VW-001-1 | VOCs in Water by Purge and Trap GC | USEPA
VW-008-1 | VOCs in Water by Purge and Trap GC | USEPA
VW-014-1 | VOCs in Water by Purge and Trap GC | USEPA
VW-013-1 | VOCs in Water/Soil by Headspace GC/FID | USEPA
VW-010-1(S) | VOCs in Water/Soil by Headspace GC/PID | USEPA
VW-010-1(W) | VOCs in Water/Soil by Headspace GC/PID | USEPA
VS-006-1 | VOCs in Water/Soil by Purge and Trap GC | USEPA
VW-011-1 | VOCs in Water/Soil by Purge and Trap GC | USEPA
VW-012-1 | VOCs in Water/Soil by Purge and Trap GC | USEPA
D3695 | Volatile Alcohols in Water by GC | ASTM
D4983 | Volatile Amines in Water | ASTM
6220-B | Volatile Aromatic Organics in Water | APHA
6220-C | Volatile Aromatic Organics in Water | APHA
6220-D | Volatile Aromatic Organics in Water | APHA
6220-E | Volatile Aromatic Organics in Water | APHA
503.1 | Volatile Aromatics in Water by GC | USEPA
6230-B | Volatile Halocarbons in Water by GC | APHA
6230-C | Volatile Halocarbons in Water by GC | APHA
6230-D | Volatile Halocarbons in Water by GC | APHA
6230-E | Volatile Halocarbons in Water by GC/MS | APHA
502.1 | Volatile Halogenated Organics | USEPA
8164 | Volatile Nonfilterable Solids in Water | HACH
TO-1 | Volatile Nonpolar Organics in Air | USEPA
TO-3 | Volatile Nonpolar Organics in Air | USEPA
502.2(ELCD) | Volatile Organic Compounds in Water | USEPA
502.2(PID) | Volatile Organic Compounds in Water | USEPA
25D | Volatile Organic Concentration in Waste | USEPA
5100 | Volatile Organic Concentration in Waste | USEPA
8260B | Volatile Organics by CGC/MS | USEPA
8240B | Volatile Organics by GC/MS | USEPA
TO-14B | Volatile Organics by Portable GC | USEPA
6210-D | Volatile Organics by Purge and Trap CGC | APHA
6210-B | Volatile Organics by Purge and Trap GC | APHA
6210-C | Volatile Organics by Purge and Trap GC | APHA
TO-14 | Volatile Organics in Air by GC | USEPA
MC_VOA(LS) | Volatile Organics in Low Concentration Soils | USEPA
LC_VOA | Volatile Organics in Low Concentration Water | USEPA
MC_VOA(MS) | Volatile Organics in Medium Conc. Soils | USEPA
MC_VOA(W) | Volatile Organics in Multi-Conc. Waters | USEPA
OG015R | Volatile Organics in Radioactive Liquids | USDOE/ASD
OS040(S) | Volatile Organics in Soil | USDOE/ASD
8240B(S) | Volatile Organics in Soil by GC/MS | USEPA
8260A | Volatile Organics in Waste by CGC/MS | USEPA
OS040(W) | Volatile Organics in Water | USDOE/ASD
D2908 | Volatile Organics in Water by GC | ASTM
8240B(W) | Volatile Organics in Water by GC/MS | USEPA
618 | Volatile Pesticides in Water by GC | USEPA
160.4 | Volatile Residue | USEPA
3500-SE(F) | Volatile Selenium in Water | APHA
5031 | Volatiles by Azeotropic Distillation | USEPA
1624(S) | Volatiles by Isotope Dilution - Soil | USEPA
1624(W) | Volatiles by Isotope Dilution - Water | USEPA
5032 | Volatiles by Vacuum Distillation | USEPA
IP-1B | Volatiles in Air - Adsorbent Tubes | USEPA
IP-1A-B | Volatiles in Air - Portable GC/PID | USEPA
IP-1A | Volatiles in Air - SUMMA Canister | USEPA
PMD-WAR | Warfarin and Sulfaquinoxaline by HPLC | USEPA
PMD-WAR(LC) | Warfarin by HPLC | USEPA
5002 | Warfarin by HPLC/UV | NIOSH
PMD-WAR(UV) | Warfarin by UV Spectroscopy | USEPA
C-017-1 | Water Level Measurement in Wells | USEPA
D5413(A) | Water Levels Using Nonrecording Devices | ASTM
D5413(B) | Water Levels Using Recording Devices | ASTM
D5413(C) | Water Levels Using Remote Interrogation | ASTM
I1586 | Water pH | USDOI/USGS
D3857 | Water Velocity in Open Channels | ASTM
D3415 | Waterborne Oils by GC, IRSPEC or FLSPEC | ASTM
D3650 | Waterborne Petroleum Oil by Fluorescence | ASTM
D3328(A) | Waterborne Petroleum Oils by GC | ASTM
D3328(B) | Waterborne Petroleum Oils by GC | ASTM
D5037 | Waterborne Petroleum Oils by HPLC | ASTM
D3414 | Waterborne Petroleum Oils by IR | ASTM
D2332 | Water-formed Deposits by XRF | ASTM
4500-CN(I) | Weak Acid Dissociable Cyanide in Water | APHA
7580 | White Phosphorous by GC | USEPA
D3824(B) | Workplace NOx by Chemiluminescence | ASTM
XENO | Xenobiotic Contaminants in Fish | USEPA
OP040R | ZHE Extraction for TCLP Volatiles | USDOE/ASD
7030 | Zinc and Compounds by FLAA | NIOSH
289.1 | Zinc by FLAA | USEPA
289.1_M | Zinc by FLAA | USEPA
7950 | Zinc by FLAA | USEPA
289.2 | Zinc by GFAA | USEPA
289.2_M | Zinc by GFAA | USEPA
7951 | Zinc by GFAA | USEPA
I1900(S) | Zinc in Bottom Material by FLAA | USDOI/USGS
8009 | Zinc in Water | HACH
D1691(B) | Zinc in Water by Chelation and FLAA | ASTM
3500-ZN(B) | Zinc in Water by FLAA | APHA
D1691(A) | Zinc in Water By FLAA | ASTM
I1900(W) | Zinc in Water by FLAA | USDOI/USGS
I1901 | Zinc in Water by GFAA | USDOI/USGS
3500-ZN(C) | Zinc in Water by ICP | APHA
3500-ZN(D) | Zinc in Water by Spectrophotometry | APHA
3500-ZN(E) | Zinc in Water by Spectrophotometry- Dithizone Method | APHA
3500-ZN(F) | Zinc in Water by Spectrophotometry- Dithizone Method II | APHA
7502 | Zinc Oxide by X-Ray Powder Diffraction | NIOSH
PMD-ZN-T(GC) | Zinc Phosphide by GC/FPD | USEPA
PMD-ZN-T(TITR | Zinc Phosphide by Titration | USEPA
PMD-ZIR | Ziram by UV Spectroscopy | USEPA
10200-G | Zooplankton Counting Techniques | APHA
B2501 | Zooplankton Enumberation- Counting Cell Method | USDOI/USGS
B2520 | Zooplankton- Gravimetric Method for Biomass Determination | USDOI/USGS
289.2_M | Zinc by GFAA | USEPA
7951 | Zinc by GFAA | USEPA
I1900(S) | Zinc in Bottom Material by FLAA | USDOI/USGS
8009 | Zinc in Water | HACH
D1691(B) | Zinc in Water by Chelation and FLAA | ASTM
3500-ZN(B) | Zinc in Water by FLAA | APHA
D1691(A) | Zinc in Water By FLAA | ASTM
I1900(W) | Zinc in Water by FLAA | USDOI/USGS
I1901 | Zinc in Water by GFAA | USDOI/USGS
3500-ZN(C) | Zinc in Water by ICP | APHA
3500-ZN(D) | Zinc in Water by Spectrophotometry | APHA
3500-ZN(E) | Zinc in Water by Spectrophotometry- Dithizone Method | APHA
3500-ZN(F) | Zinc in Water by Spectrophotometry- Dithizone Method II | APHA
7502 | Zinc Oxide by X-Ray Powder Diffraction | NIOSH
PMD-ZN-T(GC) | Zinc Phosphide by GC/FPD | USEPA
PMD-ZN-T(TITR | Zinc Phosphide by Titration | USEPA
PMD-ZIR | Ziram by UV Spectroscopy | USEPA
10200-G | Zooplankton Counting Techniques | APHA
B2501 | Zooplankton Enumberation- Counting Cell Method | USDOI/USGS
B2520 | Zooplankton- Gravimetric Method for Biomass Determination | USDOI/USGS
100.2 | Chironomus tentans 10-d Survival and Growth test for sediments | USEPA
8112 | Total Iron - TPTZ Method | HACH
4500-S2(I) | Sulfide by Distillation, Methylene Blue Flow Injection Analysis Method | APHA
4500-S2(J) | Sulfide by Acid-Volatile Analysis | APHA
D6317 | Carbon (all forms) in Water | ASTM
9014 | Titrimetric and manual Spectrophotometric Determinative methods for Cyanide | USEPA
4500-NORG D | Block Digestion and Flow Injection Analysis | APHA
4500-SIO2(F) | Silica by Flow Injection Analysis for Molybdate-Reactive Silicate | APHA
8000C | DETERMINATIVE CHROMATOGRAPHIC SEPARATIONS | USEPA
130 | Capillary gas chromatography analysis for organic contaminates in marine sediments. | USDOC/NOAA
130.01 | Organic contaminates in marine animal tissues by GC-FPD | USDOC/NOAA
130.1 | Organic contaminants in marine sediments by GC-ECD | USDOC/NOAA
130.11 | Organic contaminants in marine animal tissues by GC-ECD | USDOC/NOAA
130.2 | Dioxins and Furans in marine sediments by GC-MS | USDOC/NOAA
130.21 | Dioxins and Furans in marine bivalve tissues by GC-MS | USDOC/NOAA
130.3 | Organic contaminants in marine sediments by GC-MS | USDOC/NOAA
130.31 | Organic contaminants in marine animal tissues by GC-MS | USDOC/NOAA
131 | Trace mercury in marine sediments by CVAA | USDOC/NOAA
131.01 | Trace mercury in marine animal tissues by CVAA | USDOC/NOAA
132 | Trace metals in marine sediment by neutron activation | USDOC/NOAA
132.1 | Trace metals in marine animal tissue by neutron activation | USDOC/NOAA
135-00 (QUALITATIVE) | Benthic Macroinvertebrate Sample Processing: Qualitative Visual Sort Method | USDOI/USGS
1367-99 | Sediment Toxicity Test Using Leptocheirus plumulosus | ASTM
140 | Trace metals in marine sediment by GFAA | USDOC/NOAA
140.1 | Trace metals in marine animal tissues by GFAA | USDOC/NOAA
151 | Trace metals in marine sediment by FAA | USDOC/NOAA
151.1 | Trace metals in marine animal tissue by FAA | USDOC/NOAA
155.1 | Trace metals in marine animal tissues by X-ray fluorescence | USDOC/NOAA
160 | Trace metals in marine sediments by X-ray fluorescence | USDOC/NOAA
1613 | Dioxins and Furans by HRGC/HRMS | USEPA
1624 | Volatile Organic Compounds by GC/MS | USEPA
1625 | Semivolatiles - Base/Neutrals, Acid Extractable, GC/MS | USEPA
1668A (TISSUE) | Chlorinated Biphenyls in Tissue by HRGC/HRMS | USEPA
1668A (WATER) | Chlorinated Biphenyls in Aqueous Samples by HRGC/HRMS | USEPA
1682 | Salmonella in Sewage Sludge (Biosolids) by MSRV Medium | USEPA
1698 | Steroids and hormones in water, soil, sediment, and biosolids by HRGC/HRMS | USEPA
1699 | Pesticides in water, soil, sediment, biosolids, and tissue by HRGC/HRMS | USEPA
172 | Trace metals in marine sediments by ICP/MS | USDOC/NOAA
172.1 | Trace metals in marine animal tissues by ICP/MS | USDOC/NOAA
200.5 | Trace elements in water by AVICP-AES | USEPA
2150 B | Threshold Odor Test | APHA
2310 B | Acidity by Titration | APHA
2340C | EDTA Titrimetric Method (Hardness) | APHA
2550 B | Temperature of Water, Laboratory and Field Methods | APHA
28000-88 | Arsenic Test Strip | HACH
300 | Inorganic Anions by Ion Chromatography | USEPA
302 | Bromate in Drinking Water Using 2-D IC With Suppressed Conductivity Detection | USEPA
3030 E | Nitric Acid Digestion of Metals | APHA
3030 F | Nitric and Hydrochloric Acid Digestion | APHA
3030 G | Nitric and Sulfuric Acid Digestion | APHA
3030 H | Nitric and Perchloric Acid Digestion | APHA
3030 I | Nitric, Perchloric and Hydrofluoric Acid | APHA
3030 J | Dry Ashing of Metals Samples | APHA
3030 K | Microwave Assisted Digestion of Metals | APHA
3030B | Preliminary Filtration of Metals Samples | APHA
3030C | Treatment for Acid-Extractable Metals | APHA
3030D | Preliminary Digestion for Metals | APHA
3120 B (TOTAL) | Metals (total recoverable) in Water by ICP | APHA
3125 | Metals in Water by ICP/MS | APHA
3135.2I | Cyanide in Water and Soil by Colorimetry | USEPA
314.1 | Perchlorate in water using inline column IC | USEPA
317 | Oxyhalide DPBs and Bromide by IC | USEPA
317.0REV2.0 | Inorganic Oxyhalide DBPs in Drinking Water By Ion Chromatography With Conductivity Detection and Trace Bromate Using Pos | USEPA
321.8 | Bromate by IC/ICP-MS | USEPA
326 | Inorganic Oxyhalide Disinfection By-products in Drinking Water by Ion Chromatography with Postcolumn Reagent for Trace B | USEPA
327.0 REV1.1 | Chlorine Dioxide and Chlorite in Drinking Water by Visible Spectrophotometry | USEPA
331 | Perchlorate in water by LC/EMI/MS | USEPA
332 | Perchlorate in drinking water by IC-ESI/MS | USEPA
334 | Residual Chlorine in Drinking Water Using an On-Line Chlorine Analyzer | USEPA
349 | Ammonia in Estuarine and Coastal Waters by Colorimetry | USEPA
35-00 (QUANTITATIVE) | Benthic Macroinvertebrate Sample Processing: Quantitative Fixed-Count Method | USDOI/USGS
35-00 (TAXONOMIC ID) | Benthic Macroinvertebrate Sample Processing: Taxonomic Identification | USDOI/USGS
350.2 (TITRATION) | Ammonia by Titrimetry | USEPA
350.2 NESSLERIZATION | Ammonia by Colorimetry (Nesslerization) | USEPA
351.3 (ELECTRODE) | Total Kjeldahl Nitrogen by Potentiometry | USEPA
351.3 (TITRATION) | Total Kjeldahl Nitrogen by Titirmetry | USEPA
351.3 NESSLERIZATION | Total Kjeldahl Nitrogen by Colorimetry | USEPA
3520C | Continuous Liquid-Liquid Extraction of Organics | USEPA
3535A | Solid-phase extraction for organic analytes. | USEPA
3570 | Organic Compounds from Solids by Microscale Solvent Extraction | USEPA
366 | Silicate by Colorimetry | USEPA
376.3 | Acid Volatile Sulfide (AVS) in Sediment by Acidification and Gravimetry. | USEPA
3H-04-RC | Tritium in Water - Liquid Scintillation Counting | USDOE/EML
4110D | Anions in Water by Ion Chromatography | APHA
440 | Elemental C and N by Combustion and Thermal Conductivity | USEPA
4500-CLO2 C | Chlorine Dioxide by Amperometry | APHA
4500-CLO2 E | Chlorine by Amperometry | APHA
4500-CN-B | Cyanide: Preliminary Treatment of samples | APHA
4500-KMNO4 | Potassium Permanganate in Water by Spectrophotometry | APHA
4500-N(ORG) C | Organic Nitrogen/Semi-Micro-Kjeldahl | APHA
4500-NH3 B | Ammonia by Titration | APHA
4500-NH3 B PRE | Ammonia: Preliminary Distillation Step | APHA
4500-NH3 C | Ammonia by Titration | APHA
4500-NH3 D | Ammonia by Selective Electrode | APHA
4500-NH3 E | Ammonia by Selective Electrode Methods Using Known Addition | APHA
4500-NH3 G | Ammonia by Automated Phenate | APHA
4500-NH3 H | Ammonia by Flow Injection Analysis | APHA
4500-NO3 D | Nitrogen (Nitrate) in Water by Nitrate Electrode Method | APHA
4500-NORGB | Nitrogen, organic, in Water by Macro-Kjeldahl | APHA
4500-NORG C | Nitrogen, organic, in Water by Semi-Micro-Kjeldahl Method | APHA
4500-O3 B | Ozone by Indigo Colorimetric Method | APHA
4500-P B | Phosphorus, sample preparation method | APHA
4500-S-2 E | Sulfide in Water Gas Dialysis, Automated Methylene Blue Method | APHA
4500-S-2 F | Sulfide in Water by Iodometric Method | APHA
4500-SIO2 C | Silica by Molybdosilicate Method | APHA
4500-SIO2 D | Silica by Heteropoly Blue Method | APHA
4500-SIO2 E | Silica, Automated Method for Molybdate-Reactive Silica | APHA
4500-SO32- B | Sulfite by Iodometry | APHA
4500-SO42- C | Sulfate by Gravimetric Analysis with Ignition of Residue | APHA
4500-SO42- D | Sulfate in Water by Gravimetry with Drying of Residue | APHA
500001 | Atrazine by Immunoassay, Magnetic Particle | ABRAXIS LLC
500007 | Atrazine by Immunoassay, High Sensitivity, Magnetic Particle | ABRAXIS LLC
500021 | Acetochlor by Immunoassay, Magnetic Particle | ABRAXIS LLC
500061 | Metolachlor by Immunoassay, Magnetic Particle | ABRAXIS LLC
500065 | Metolachlor by Immunoassay, Microtiter Plate | ABRAXIS LLC
500071 | Alachlor by Immunoassay, Magnetic Particle | ABRAXIS LLC
500076 | Alachlor by Immunoassay, Microtiter Plate | ABRAXIS LLC
500081 | Glyphosate by Immunoassay, Magnetic Particle | ABRAXIS LLC
500086 | Glyphosate by Immunoassay, Microtiter Plate | ABRAXIS LLC
500090 | PBDEs in water by Immunoassay, Magnetic Particle | ABRAXIS LLC
500201 | Pyrethroid by Immunoassay, Magnetic Particle | ABRAXIS LLC
50020B | Spinosyn in water by Immunoassay, Coated Tube | ABRAXIS LLC
500501 | Penoxsulam by Immunoassay, Magnetic Particle | ABRAXIS LLC
500511 | Fluridone by Immunoassay, Magnetic Particle | ABRAXIS LLC
502.2 (BY ELCD) | VOCs in Water by GC/PID/ELCD | USEPA
502.2 (BY PID) | VOCs in Water by GC/PID/ELCD | USEPA
5030C | Purge-and-Trap for Aqueous Samples | USEPA
5077 (SUSP SED COLL) | Introduction to Suspended-Sediment Sampling | USDOI/USGS
51 INVERT COLLECTION | Invertebrate Qualitative Survey Protocols for Wadable Streams and Rivers in Michigan | MI DEQ SURFACE WATER
515001 | Sulfmethazine by Immunoassay, Magnetic Particle | ABRAXIS LLC
515006 | Sulfamethazine by Immunoassay, Microtiter Plate | ABRAXIS LLC
515565 | Cotinine by Immunoassay, Microtiter Plate | ABRAXIS LLC
515575 | Caffeine by Immunoassay, Microtiter Plate | ABRAXIS LLC
515585 | Carbamazepine by Immunoassay, Microtiter Plate | ABRAXIS LLC
520001 | Diuron by Immunoassay, Microtiter Plate | ABRAXIS LLC
520005 | Atrazine by Immunoassay, Microtiter Plate | ABRAXIS LLC
520006 | Triazine Metabolite by Immunoassay, Microtiter Plate | ABRAXIS LLC
521 | Nitrosamines in water by SPE and GC/MS/MS | USEPA
522003 | Sulfamethoxazole(SMX) by Immunoassay, Microtiter Plate | ABRAXIS LLC
522011 | Cylindrospermopsin in water by Immunoassay, Microtiter Plate | ABRAXIS LLC
52250B | Fluoroquinolone by Immunoassay, Microtiter Plate | ABRAXIS LLC
52255B | Saxitoxin in water by Immunoassay, Microtiter Plate | ABRAXIS LLC
52256B | Tylosin by Immunoassay, Microtiter Plate | ABRAXIS LLC
524.3 | Purgeable Organic Compounds in Water by GCMS | USEPA
526 | SVOCs in Water by GCMS | USEPA
527 | Pesticides and flame retardants in water by SPE and capillary column GC/MS | USEPA
528 | Phenols in Water by GC/MS | USEPA
529 | Explosives and Related Compounds in Water by SPE and Capillary Column GC/MS | USEPA
530001 | PCBs by Immunoassay, Higher Chlorinated, Magnetic Particle | ABRAXIS LLC
530011 | Coplanar PCBs by Immunoassay, Microtiter Plate | ABRAXIS LLC
530021 | PCBs by Immunoassay, Lower Chlorinated, Magnetic Particle | ABRAXIS LLC
530039 | Benzo(a)Pyrene by Immunoassay, Microtiter Plate | ABRAXIS LLC
530111 | Triclosan by Immunoassay, Magnetic Particle | ABRAXIS LLC
530114 | Triclosan by Immunoassay, Microtiter Plate | ABRAXIS LLC
531.2 | N-Methylcarbamoyloximes and N-Methylcarbamates in Water by HPLC with Post Column Derivitization | USEPA
532 | Phenylurea Compounds in Water by HPLCUV | USEPA
535 (ITMS) | Chloroacetanilide and other acetamide herbicide degradates by solid phase extraction and liquid chromatography with tand | USEPA
535 (TQMS) | Chloroacetanilide and other acetamide herbicide degradates by solid phase extraction and liquid chromatography with tand | USEPA
537 | Organic contaminants in drinking water by direct aqueous injection-liquid chromatography/tandem mass spectrometry | USEPA
538 | Organic contaminants in drinking water by direct aqueous injection-liquid chromatography/tandem mass spectrometry | USEPA
540021 | Cyclodienes by Immunoassay, Microtiter Plate | ABRAXIS LLC
54002B | Benomyl and Carbendazim in water by Immunoassay, Microtiter Plate | ABRAXIS LLC
54003B | 2,4-D by Immunoassay, Microtiter Plate | ABRAXIS LLC
540041 | DDE/DDT by Immunoassay, Microtiter Plate | ABRAXIS LLC
54004B | 2,4-D in water by Immunoassay, Coated Tube | ABRAXIS LLC
548.1 (BY FID) | Endothall in Water Using GCMS | USEPA
548.1 (BY MS) | Endothall in Water Using GCMS | USEPA
550051 | Organophosphate and Carbamate Pesticides by Cholinesterase Inhibition, Tube | ABRAXIS LLC
550055 | OP/Carbamate by Immunoassay, Microtiter Plate | ABRAXIS LLC
552.3REV1.0 | Haloacetic Acids and Dalapon in Drinking Water by Microextraction, Derivitization, and GC-ECD | USEPA
556 | Carbonyls by GC/ECD | USEPA
556.1 | Carbonyls by Fast GC/ECD | USEPA
557 | Haloacetic Acids, Bromate, and Dalapon in Drinking Water by IC-ESI-MS/MS | USEPA
580002 | 17-B Estradiol by Immunoassay, Microtiter Plate | ABRAXIS LLC
6020A | ICP-MS | USEPA
604 | Phenols in Water Using GCECD/FID | USEPA
6040D | Solid-Phase Microextraction (SPME) | APHA
609 | Nitroaromatics and Isophorone via GC with Flame Ionization Detector (FID) and Electron Capture Detector (ECD) | USEPA
6200B | Volatile organic compounds in Water by Purge and Trap Capillary-Column GC/MS Method | APHA
6200C | Volatile organic compounds in Water by Purge and Trap Capillary-Column GC Method | APHA
6420B | Phenols in Water by Liquid-Liquid Extraction GC | APHA
7000301 | PCP (pentachlorophenol) in soils/sediment by immunoassay | MWI
70606 | PAH in soils/sediment by immunoassay | MWI
7061301 | PAH in soils/sediment by immunoassay | MWI
70620 | PAH in water by immunoassay | MWI
70950 | Silvex (2,4,5-TP) in soils/sediment by immunoassay | MWI
7120B | Gamma-emitting isotopes by Gamma Spectroscopic Method | APHA
72920 | 2,4-D in Water by Immunoassay | MWI
73100 | DDT in soils/sediment by immunoassay | MWI
73110 | Chlordane (cyclodiene) in soils/sediment by immunoassay | MWI
73300 | Chlordane (cyclodiene) in water by immunoassay | MWI
73310 | Chlordane (cyclodiene) in water by immunoassay | MWI
74200 | Toxaphene in soils/sediment by immunoassay | MWI
75900 | Endosulfan in water by immunoassay | MWI
76300 | Lindane in soils/sediment by immunoassay | MWI
78900 | Picloram in water by Immunoassay | MWI
8012 | Aluminum in water by Aluminon Indicator | HACH
8015C | Nonhalogenated Organics by GC-FID | USEPA
8021B (BY GC-ELCD) | Aromatic and Halogenated Volatiles by GC-ELCD | USEPA
8021B (BY GC-PID) | Aromatic and Halogenated Volatiles by GC-PID | USEPA
8041A | Phenols by Gas Chromatography | USEPA
8081B | Organochlorine Pesticides by GC-ECD | USEPA
8082A | Polychlorinated Biphenyls (PCBs) by Gas Chromatography | USEPA
8091 (BY GC-ECD) | Nitroaromatics and Cyclic Ketones in Water, Soil, and Waste by GC-ECD or GC-NPD | USEPA
8091 (BY GC-NPD) | Nitroaromatics and Cyclic Ketones in Water, Soil, and Waste by GC-NPD | USEPA
8111 | Haloethers in Water, Soil, and Waste Samples by Chromatography and Electron Capture Detection | USEPA
8141B (BY GC-FPD) | Organophosphorus Compounds in Water, Soil, and Waste Samples by GC-FPD | USEPA
8141B (BY GC-NPD) | Organophosphorus Compounds in Water, Soil, and Waste Samples by GC-NPD | USEPA
8201 | Acidity of Water | HACH
8202 | Phenolphthalein (Total) Acidity of Water | HACH
8288 | Acid/Base Milliequivalent Determination Using Sodium Hydroxide | HACH
8289 | Acid/Base Milliequivalent Determination Using Sulfuric Acid | HACH
8321B | Nonvolatiles by HPLC-MS | USEPA
8330B | Explosives by HPLC | USEPA
8A (SOIL / SEDIMENT) | Chlorinated Biphenyls in Soil, Sediment, and Mixed Samples by HRGC/HRMS | USEPA
9040 B | pH in Water by Electrometric Measurement | USEPA
9056A | Anion Chromatography Method | USEPA
9060A | Total Organic Carbon in water and wastes by Carbonaceous Analyzer | USEPA
9213B | Staphylococcus aureus in water by Tube Culture | APHA
9221A,B,C,F | Coliform bacteria by Multiple-tube test using lauryl-tryptose and EC-MUG broth | APHA
9222A,B,C | Coliforms, total, by Membrane Filtration (MF) Plating | APHA
9222B,G | Membrane filtration plating of E. coli with MUG-fluorescent detection | APHA
9260 I | Leptospira spp. in water by Tube Culture | APHA
973.52B | Hardness of Water | AOAC
993.06 | Staphylococcal Enterotoxins by Enzyme Immunoassay | AOAC
A00070 | Aldicarb in water by Immunoassay | MWI
A00071 | Atrazine in water by Immunoassay | MWI
A00072 | Alachlor in water by Immunoassay | MWI
A00073 | Cyanazine in water by Immunoassay | MWI
A00074 | Carbofuran in water by Immunoassay | MWI
A00080 | Metolachlor in water by Immunoassay | MWI
A00081 | Captan in water by Immunoassay | MWI
A00082 | 2,4-D in Water by Immunoassay | MWI
A00088 | Procymidone in water by Immunoassay | MWI
A00093 | Benomyl/Carbendazim in water by Immunoassay | MWI
A00097 | Carbaryl in water by Immunoassay | MWI
A00105 | Chlorothalonil in water by Immunoassay | MWI
A00111 | PCP (pentachlorophenol) in water by immunoassay | MWI
A00111/A00128 | PCP (pentachlorophenol) in soils/sediment by immunoassay | MWI
A00134 | PCB (polychlorinated biphenyl) in water by immunoassay | MWI
A00134/A00137 | PCB (polychlorinated biphenyl) in soils/sediment by immunoassay | MWI
A00143 | Chlorpyrifos in water by Immunoassay | MWI
A00147 | Paraquat in water by Immunoassay | MWI
A00151 | Atrazine in water by Immunoassay, High Sensitivity | MWI
A00157 | PAH in water by immunoassay | MWI
A00157/A00160 | PAH in soils/sediment by immunoassay | MWI
A00171 | Triclopyr in water by Immunoassay | MWI
A00178 | Spinosad in water by Immunoassay | MWI
A00196 | Methomyl in water by Immunoassay | MWI
A00201 | PAH in water by immunoassay | MWI
A00201/A00204 | PAH in soils/sediment by immunoassay | MWI
A00208 | TCP in water by Immunoassay | MWI
A00212 | Silvex (2,4,5-TP) in water by immunoassay | MWI
A00216 | Dieldrin (cyclodiene) in water by immunoassay | MWI
A00216/A00256 | Dieldrin (cyclodiene) in soils/sediment by immunoassay | MWI
A00224 | Metribuzin in water by Immunoassay | MWI
A00243 | Nitrate in water by colorimetric assay | MWI
A00246 | Simazine in water by Immunoassay | MWI
AFS SD TROUT | Trout collection in wadeable trout streams by backpack electrofishing | AFS
AFS-WWSTC | Fish collection in warmwater streams by electrofishing | AFS
AG-625 | Atrazine by Immunoassay | SYNGENTA
AM-04-RC | Americium and Plutonium by Ion Exchange and Alpha Spectrometry | USDOE/EML
AQ4500 | Turbidity of Water by LED Nephelometry | THERMO-SCIENTIFIC
ASTM 3972-02 | Uranium isotopes in water by chemical separations and alpha pulse-height analysis. | ASTM
ASTRORT-PCR | Astrovirus serotypes by real-time reverse transcription-PCR | USEPA
ATP D05-0035 | E. coli and other Total Coliforms in Water using Modified Colitag Medium | MODIFIED COLITAG
B-3520-85 | Periphyton, Biomass, Dry Weight, total and Ash Weight | USDOI/USGS
B-9001-95 (CV-AAS) | Trace Metals in Aquatic Biological Material by CV-AAS | USDOI/USGS
B-9001-95 (ICP-AES) | Trace Metals in Aquatic Biological Material by ICP-AES | USDOI/USGS
B-9001-95 (ICP-MS) | Trace Metals in Aquatic Biological Material by ICP-MS | USDOI/USGS
B-9135-00 SLIDE PREP | Benthic Macroinvertebrate Slide Preparation | USDOI/USGS
BACANTR-SG | Bacillus anthracis - Sentinel Procedure | USEPA
BIOO-1018 | Malachite Green Water Test - column-based | BIOO
BREVELCMS | Brevetoxin in water by LCMS | USEPA
CAB-EC-1-2001 | Benthic Invertebrate sample collection; 3 minute kicknet in wadeable streams | ENVCANADA-NWRI
CDC - S. TYPHI | Salmonella Typhi in Isolates by Real-time Polymerase Chain Reaction. | CDC
CDC - V. CHOLERAE | V. cholerae in Isolates by Real-time Polymerase Chain Reaction | CDC
CENSOR STATS | Statistics for Censored Environmental Data Using Minitab and R | PRACTICAL STATS
CENSORED DATA STATS | Nondetects and Data Analysis: Statistics for Censored Environmental Data | USDOI/USGS
CHEM-TP-A.1 | Actinides in Small Environmental Samples by Sequential Determination | USDOE/RESL
CHEM-TP-A.20 | Actinide Separations for Alpha Spectrometry Using Neodymium Fluoride Coprecipitation | USDOE/RESL
CHEM-TP-FE.1 | Fe-55 in Water by Liquid Scintillation Counting | USDOE/RESL
CHEM-TP-GA/B.1 | Gross Alpha and Beta in Water | USDOE/RESL
CHEM-TP-GA/B.2 | Gross Alpha and Beta in Water and Waste Water | USDOE/RESL
CHEM-TP-H3.1 | Tritium in Water, Wastewater, Milk, and Urine by Liquid Scintillation Counting | USDOE/RESL
CHEM-TP-NI.1 | Ni-63 in Water by Liquid Scintillation Counting | USDOE/RESL
CHEM-TP-SP.2 | Sample Reconstitution | USDOE/RESL
CHEM-TP-SR.06 | Sr-89 and Sr-90 in Liquid Radioactive Wastes or Waters by Beta Counting | USDOE/RESL
CHEM-TP-SR.1 | Strontium-90 in Soil, Water, and Filter Samples | USDOE/RESL
CHEM-TP-SR.7 | Sr-90 Carbonate Method | USDOE/RESL
COLISCAN | E. coli and other coliform bacteria by Coliscan MF | MICROLOGY LABS
CONTINUOUS DATA | Guidelines and Standard Procedures for Continuous Water-Quality Monitors | USDOI/USGS
CSRS GW | Computerized Stratified Random Site-Selection Approaches for Design of a Ground-Water-Quality Sampling Network | USDOI/USGS
D1067 | Acidity or Alkalinity of water by electrometric titration | ASTM
D1246 C | Bromide Ion in Water by Ion Selective Electrode | ASTM
D1452-07A | Standard Practice for Soil Investigation and Sampling by Auger Borings | ASTM
D2972 | Total Arsenic in Water by AA gaseous hydride | ASTM
D3645 | Beryllium in Water by AAS | ASTM
D3856 | Good Laboratory Practices | ASTM
D3867 | Nitrate-Nitrite in Water by Automated Cadmium Reduction | ASTM
D512 D | Chloride Ion In Water by Ion-Selective Electrode Method | ASTM
D515 | Phosphorus in Water by manual single reagent | ASTM
D5388 | Discharge, Indirect, by Step-Backwater | ASTM
D5543A | Color Comparator Test Method Using Self-Filling Glass Ampoules (Test Method A) | ASTM
D5543B | Instrument Test Method Using Self-Filling Glass Ampoules (Test Method B) | ASTM
D5544 | Residue in Water | ASTM
D5613 | Travel Time | ASTM
D5614 | Open Channel Flow Measurement of Water | ASTM
D5673 | Elements in Water by ICP-MS | ASTM
D5790 | Purgeable Organic Compounds in Water | ASTM
D5811 | Strontium-90 in Water | ASTM
D5812 | Organochlorine Pesticides in Water by Capillary Column by GC/ECD | ASTM
D5904 | Carbon (all forms) in Water | ASTM
D5907 | Matter, Filterable and Nonfilterable, in Water | ASTM
D5916 | Clostridium perfringens from Water and Extracted Sediments | ASTM
D5996 | Anionic Contaminants in High-Purity Water by On-Line Ion Chromatography | ASTM
D5997 | Carbon (all forms), On-Line Measurement in Water | ASTM
D6071 | Sodium by GFAA | ASTM
D6238 | Oxygen Demand in Water | ASTM
D6239 | Uranium in Drinking Water | ASTM
D6303 | Formaldehyde in Water | ASTM
D6501 | Phosphonates in Brines | ASTM
D6502 | Particulate and Dissolved Matter by XRF | ASTM
D6508 | Anions in Water by CIE-UV | ASTM
D6569 | pH, On-Line Measurement | ASTM
D6581 | Oxyhalides in Water | ASTM
D6592 | Water Quality by Chemiluminesence | ASTM
D6888 | Available Cyanide in water with Ligand Displacement and FIA Utilizing Gas Diffusion Separation and Amperometric Detectio | ASTM
D6919 | Dissolved Alkali and Alkaline Earth Cations and Ammonium in Water and Wastewater by IC | ASTM
DATA QUALITY (DEFT) | Data Quality Objectives Decision Error Feasibility Trials (DEFT) Software | USEPA
DATA QUALITY GUIDE | U.S. Environmental Protection Agency | USEPA
DATA QUALITY SYS PLN | Guidance on Systematic Planning Using the Data Quality Objectives Process | USEPA
DATA STABLE ISOTOPES | Phillips, Donald L. | USEPA
DECISION INFO SYSTEM | U.S. Environmental Protection Agency Office of Research and Development | USEPA
E-1192-97 | Acute Toxicity Tests for Water with Fishes, Macroinvertebrates, and Amphibians | ASTM
E. COLI AND SHIGELLA | E. coli and Shigella in Isolates by Real-time Polymerase Chain Reaction | CDC
E1367-99 | Sediment Toxicity Test Using Marine and Estuarine Amphipods | ASTM
EASYGEL | E. coli and other coliform bacteria by Coliscan Easygel method | MICROLOGY LABS
ECO METHOD | Ecological Methodology ~ ; Krebs, C.J. | UBC
ENVIRONMENT STANDARD | Barnett, Vic and O'Hagan, A. | NTU UK
ENVIRONMENTAL STATS | Barnett, Vic | NTU UK
EP 010 | Chlordane (cyclodiene) immunoassay | ENVIROLOGIX
EP 020 | DDT immunoassay | ENVIROLOGIX
EPA RBP (INVERTS) | Benthic Macroinvertebrate RBP, single habitat, 1m kick net | USEPA
ET013 | PCB (polychlorinated biphenyl) immunoassay | ENVIROLOGIX
FMG | Fish inventory and monitoring technical guide, USDA-FS | USDA
FOR SMALL WATERSHEDS | Cumulative uncertainty in measured streamflow and water quality data for small watersheds | USDA
FT-SG | Francisella tularensis plate count method | USEPA
G-03 | Microprecipitation Source Preparation for Alpha Spectrometry | USDOE/EML
GWPD 1 | GWPD 1-Measuring water levels by use of a graduated steel tape | USDOI/USGS
GWPD 17 | GWPD 17-Conducting an instantaneous change in head (slug) test with a mechanical slug and submersible pressure transduce | USDOI/USGS
GWPD 2 | GWPD 2-Identifying a minimum set of data elements to establish a groundwater site | USDOI/USGS
GWPD 3 | GWPD 3-Establishing a permanent measuring point and other reference marks | USDOI/USGS
GWPD WELL | Method to estimate discharge from a pumped well by use of a circular orifice weir | USDOI/USGS
GWTP | Groundwater technical procedures of the U.S. Geological Survey | USDOI/USGS
HBSL | Health Based Screening Levels (HBSLs) | USDOI/USGS
I-1030-85 | Alkalinity in water by electrometric titration | USDOI/USGS
I-1125-85 | Bromide, dissolved, in water by titrimetric, hypochlorite oxidation | USDOI/USGS
I-1183-85 | Chloride, dissolved, in water by titrimetric, Mohr method | USDOI/USGS
I-1184-85 | Chloride, dissolved, in water by titrimetric, mercurimetric | USDOI/USGS
I-1187-85 | Chloride, dissolved, in water by colorimetric, ferric thiocyanate | USDOI/USGS
I-1190-02 | Arsenic, dissolved, field speciation, solid-phase extraction, ICP-MS | USDOI/USGS
I-1229-87 | Chromium, dissolved, in water by atomic emission | USDOI/USGS
I-1230-85 | Chromium, hexavalent, dissovled, in water by colorimetric, diphenylcarbazide | USDOI/USGS
I-1233 | Chromium, dissolved, water, GFAA | USDOI/USGS
I-1300-85 | Cyanide, Colorimetric, Pyridine-Pyrazolone, Dissolved | USDOI/USGS
I-1312 | Density, dissolved, water by gravimetry | USDOI/USGS
I-1338 | Hardness in water by colorimetric titration | USDOI/USGS
I-1472-85 | Metals, dissolved, water, ICP-AES (Archive method) | USDOI/USGS
I-1472-87 | Metals in Water by ICP | USDOI/USGS
I-1472-95 | Aluminum and Boron, dissolved, in water by ICP-AES | USDOI/USGS
I-1492-96 | Molybdenum in Water by Graphite Furnace Atomic Absorption Spectrophotometry, Filtered | USDOI/USGS
I-1575-78 | Oxygen, dissolved, in water by Winkler titrimetric methods | USDOI/USGS
I-1576-78 | Oxygen, dissolved, in water by electrometric, polarographic probe | USDOI/USGS
I-1578-78 | Oxygen demand, biochemical, in water by 5-day titrimetric methods at 20<sup>o</sup>C | USDOI/USGS
I-1586-85 | pH of Water Samples by Ion Selective Electrode | USDOI/USGS
I-1601-85 | Phosphorus, orthophosphate, dissolved in water by colorimetry, phosphomolybdate | USDOI/USGS
I-1630-85 | Potassium, dissolved, in Water by Atomic Absorption Spectrometry | USDOI/USGS
I-1700-85 | Silica, dissolved, in water by colorimetric, molybdate blue | USDOI/USGS
I-1735 | Sodium, dissolved, atomic absorption spectrometric | USDOI/USGS
I-1750-85 | Solids, dissolved, residue on evaporation at 180 degrees C, gravimetric | USDOI/USGS
I-1753 | Solids, dissolved, volatile-on-ignition, gravimetric | USDOI/USGS
I-1780-85 | Specific Conductance of Water, Manual | USDOI/USGS
I-1800 | Strontium, dissolved, atomic absorption spectrometric | USDOI/USGS
I-1900 | Zinc, dissolved, atomic absorption spectrometric | USDOI/USGS
I-2020-05 | Elements (filtered) in water by cICP-MS | USDOI/USGS
I-2030-85 | Alkalinity of water samples | USDOI/USGS
I-2030-89 | Alkalinity of water samples | USDOI/USGS
I-2063-98 | Arsenic in water by graphite furnace-atomic absorption spectrometry, dissolved | USDOI/USGS
I-2129-85 | Bromide in Water by Colorimetry | USDOI/USGS
I-2138-89 | Cadmium in Water by GFAA, Dissolved | USDOI/USGS
I-2187-85 | Chloride, dissolved, in water by colorimetric, ferric thiocyanate, automated-segmented flow | USDOI/USGS
I-2191-02 | Laboratory arsenic speciation, phosphate mobile phase, arsine generation, ICP-MS detection, dissolved | USDOI/USGS
I-2192-02 | Laboratory arsenic speciation, malonate/acetate mobile phase, ICP-MS detection, dissolved | USDOI/USGS
I-2193-02 | Laboratory arsenic speciation, nitric acid mobile phase, ICP-MS detection, dissolved | USDOI/USGS
I-2243 | Cobalt, dissolved, water, GFAA | USDOI/USGS
I-2274 | Copper, dissolved in water by GFAA | USDOI/USGS
I-2327-85 | Fluoride Ion in Water by Ion-Selective Electrode, Dissolved | USDOI/USGS
I-2371 | Iodide, dissolved in water by colorimetry | USDOI/USGS
I-2403 | Lead, dissolved in water by GFAA | USDOI/USGS
I-2464-01 | Organic plus Inorganic Mercury in Filtered Natural Water by Cold-Vapor AFS | USDOI/USGS
I-2477-92 | Determination of metals in Water by ICP-MS | USDOI/USGS
I-2503 | Nickel, dissolved, GFAA | USDOI/USGS
I-2515-91 | Ammonium plus organic nitrogen, dissolved | USDOI/USGS
I-2522-90 | Ammonia in Water by Colorimetry | USDOI/USGS
I-2525 | Nitrogen, ammonia, dissolved, low ionic-strength, colorimetric, ASF | USDOI/USGS
I-2542 | Nitrogen, nitrite, dissolved, colorimetric, ASF, low ionic-strength | USDOI/USGS
I-2545 | Nitrogen, nitrite plus nitrate, dissolved, colorimetric, ASF | USDOI/USGS
I-2546-91 | Nitrate and Nitrite in Low Ionic-Strength Water by Colorimetry | USDOI/USGS
I-2587-85 | pH of Water Samples, Automated | USDOI/USGS
I-2598-85 | Phosphorus, orthoposphate in water by automated discrete colorimetry, phosphomolybdate | USDOI/USGS
I-2601-90 | Phosphorus, Orthophosphate in Water by Colorimetry | USDOI/USGS
I-2606 | Phosphorus, orthophosphate plus hydrolyzable, dissolved, colorimetric, ASF | USDOI/USGS
I-2607 | Phosphorus, dissolved, low ionic-strength, colorimetric, ASF | USDOI/USGS
I-2610-91 | Phosphorus in Water by Kjeldahl Digestion and Colorimetric Finish, Filtered | USDOI/USGS
I-2650-03 | Nitrogen and Phosphorus, Dissolved, in water by Alkaline Persulfate Digestion | USDOI/USGS
I-2667-85 | Selenium in water by atomic absorption, hydride, dissolved | USDOI/USGS
I-2668-98 | Selenium in water by graphite furnace-atomic absorption spectrometry, dissolved | USDOI/USGS
I-2700-85 | Silica, Colorimetric, Dissolved | USDOI/USGS
I-2724 | Silver, dissolved, GFAA | USDOI/USGS
I-2725 | Silver, atomic absorption spectrophotometry, graphite furnace, LIS | USDOI/USGS
I-2725-93 (HGA) | Silver in Water by Atomic Absorption Spectrophotmetry, Graphite Furnace, Low Ionic Strength | USDOI/USGS
I-2725-93 (THGA) | Silver in Water by Atomic Absorption Spectrophotmetry, Graphite Furnace, Low Ionic Strength | USDOI/USGS
I-2781-85 | Specific Conductance of Water, Automated | USDOI/USGS
I-3051-85 | Aluminum in water by atomic absorption spectrometric, direct aspiration | USDOI/USGS
I-3060-85 | Arsenic, total, in water by colorimetric, silver diethyldithiocarbamate | USDOI/USGS
I-3062-85 | Arsenic, total, in water by atomic absorption spectrometric, hydride | USDOI/USGS
I-3112-85 | Boron in water by colorimetric, curcumin | USDOI/USGS
I-3136-85 | Cadmium in water by AAS, chelation-extraction | USDOI/USGS
I-3229-87 | Chromium in Water by Atomic Emission, Whole Water Recoverable | USDOI/USGS
I-3233 | Chromium, whole-water-recoverable, water, GFAA | USDOI/USGS
I-3236-85 | Chromium, total recoverable, in water by atomic absorption spectrometric, direct aspiration | USDOI/USGS
I-3271-85 | Copper, total recoverable, in water by atomic absorption spectrometric, chelation-extraction | USDOI/USGS
I-3300-85 | Cyanide, Colorimetric, Pyridine-Pyrazolone, Total | USDOI/USGS
I-3486-95 | Extraction Procedure for Metals in Water by In-Bottle Acid Digestion | USDOI/USGS
I-3487-98 | Comparison of In-Bottle and Other Whole-Water Digestion Procedures | USDOI/USGS
I-3490-85 | Molybdenum , total recoverable, in water by atomic absorption spectrometric, chelation-extraction | USDOI/USGS
I-3492-96 | Molybdenum in Water by Graphite Furnace Atomic Absorption Spectrophotometry, unfiltered | USDOI/USGS
I-3520-85 | Nitrogen, ammonia in water by colorimetric, distillation-nesslerization | USDOI/USGS
I-3560-85 | Chemical oxygen demand (COD), total, in water by titrimetric, dichromate oxidation | USDOI/USGS
I-3630-85 | Potassium in Water by Atomic Absorption Spectrometry, Total Recoverable | USDOI/USGS
I-3667-85 | Selenium, total, in water by atomic absorption spectrometric, hydride | USDOI/USGS
I-3720-85 | Silver in water by AAS, chelation-extraction | USDOI/USGS
I-3735 | Sodium, total recoverable, atomic absorption spectrometric | USDOI/USGS
I-3753 | Solids, volatile-on-ignition, total, gravimetric | USDOI/USGS
I-3767 | Solids, volatile-on-ignition, suspended, gravimetric | USDOI/USGS
I-3800 | Strontium, total recoverable, atomic absorption spectrometric | USDOI/USGS
I-3850-78 | Tin, total recoverable, in water by direct atomic absorption spectrometric | USDOI/USGS
I-3900 | Zinc, total recoverable, atomic absorption spectrometric | USDOI/USGS
I-4020-05 | Elements (unfiltered) in water by cICP-MS | USDOI/USGS
I-4063-98 | Arsenic in water by graphite furnace-atomic absorption spectrometry, whole-water recoverable | USDOI/USGS
I-4138-89 | Cadmium in Water by GFAA, Whole Water Recoverable | USDOI/USGS
I-4243 | Cobalt, whole-water-recoverable, water, GFAA | USDOI/USGS
I-4274 | Copper, whole water recoverable by GFAA | USDOI/USGS
I-4327-85 | Fluoride Ion in Water by Ion-Selective Electrode, Total | USDOI/USGS
I-4403 | Lead, whole water recoverable, GFAA | USDOI/USGS
I-4464-01 | Organic plus Inorganic Mercury in Unfiltered Natural Water by Cold-Vapor AFS | USDOI/USGS
I-4472-97 | Metals in Water by Inductively Coupled Plasma/Mass Spectrometer, Whole-Water Recoverable | USDOI/USGS
I-4503 | Nickel, whole water recoverable, GFAA | USDOI/USGS
I-4515-91 | Ammonium plus organic nitrogen, total | USDOI/USGS
I-4523-85 | Nitrogen, ammonia, total, in water by colorimetric, indophenol, automated-segmented flow | USDOI/USGS
I-4545-85 | Nitrogen, nitrite plus nitrate, total, in water by colorimetric, cadmium reduction-diazotization, automated-segmented fl | USDOI/USGS
I-4551-78 | Nitrogen, ammonia plus organic, total, in water by automated, colorimetric, digestion-distillation-indophenol | USDOI/USGS
I-4600-85 | Phosphorus, total, in water by colorimetric, phosphomolybdate, automated-segmented flow | USDOI/USGS
I-4601-85 | Phosphorus, orthophosphate, total, in water by colorimetric, phosphomolybdate, automated-segmented flow | USDOI/USGS
I-4602 | Phosphorus, orthophosphate plus hydrolyzable, total, colorimetric, ASF | USDOI/USGS
I-4607 | Phosphorus, total, colorimetric, ASF | USDOI/USGS
I-4610-91 | Phosphorus in Water by Kjeldahl Digestion and Colorimetric Finish, Unfiltered | USDOI/USGS
I-4667-85 | Selenium in water by atomic absorption, hydride, total | USDOI/USGS
I-4668-98 | Selenium in water by graphite furnace-atomic absorption spectrometry, whole-water recoverable | USDOI/USGS
I-4724 | Silver, whole water recoverable, GFAA | USDOI/USGS
I-5020-05 | Elements in sediment or soil (recoverable) by cICP-MS | USDOI/USGS
I-5300-85 | Cyanide, Colorimetric, Pyridine-Pyrazolone, Bottom material | USDOI/USGS
I-5735 | Sodium, recoverable-from-bottom-material, dry wt, atomic absorption spectrometric | USDOI/USGS
I-5753 | Solids, volatile-on-ignition, total-in-bottom-material, dry wt, gravimetric | USDOI/USGS
I-5800 | Strontium, recoverable-from-bottom-material, dry wt, atomic absorption spectrometric | USDOI/USGS
I-5830-85 | Postassium in Bottom Materials by Atomic Absorption Spectrometry, Total Recoverable, Bottom Material | USDOI/USGS
I-5900 | Zinc, recoverable-from-bottom-material, dry wt, atomic absorption spectrometric | USDOI/USGS
I-6063-98 | Arsenic, total-recoverable in bed-sediment, dry weight, by graphite furnace-atomic absorption spectrometry | USDOI/USGS
I-6463-86 | Mercury, Total-in-Sediment, Atomic Absorption, Spectrophotometry, Flameless, Direct | USDOI/USGS
I-6522-90 | Ammonia in Sediment by Colorimetry | USDOI/USGS
I-6545 | Nitrogen, nitrite plus nitrate, total-in-bottom-material, dry weight, colorimetric, ASF | USDOI/USGS
I-6600-88 | Phosphorus, Total-in-Bottom Material, by Colorimetry | USDOI/USGS
I-6667-85 | Selenium in bottom materials by atomic absorption spectrometric, hydride, bottom materials | USDOI/USGS
I-6668-98 | Selenium, total-recoverable in bed-sediment, dry weight, by graphite furnace-atomic absorption spectrometry | USDOI/USGS
I-7229-87 | Chromium in Suspend Sediment by Atomic Emission (Calculation) | USDOI/USGS
I-7327-85 | Fluoride Ion in Sediment by Ion-Selective Electrode, Suspended Total (Calculation) | USDOI/USGS
I-7667-85 | Selenium in Water by Atomic Absorption, Hydride, Suspended, Total (Calculation) | USDOI/USGS
I-7800 | Strontium, suspended recoverable, atomic absorption spectrometric | USDOI/USGS
I-7900 | Zinc, suspended recoverable, atomic absorption spectrometric | USDOI/USGS
I-9020-05 | Elements in biota by cICP-MS | USDOI/USGS
INDEX VELOCITY | Computing Discharge Using the Index Velocity Method | USDOI/USGS
IO-3.3 | Metals in Ambient Particulate Matter Using X-Ray Fluorescence (XRF) Spectroscopy | USEPA
LOADEST | Load Estimator (LOADEST): A FORTRAN Program for Estimating Constituent Loads in Streams and Rivers | USDOI/USGS
M5271 | Turbidity of Water by Laser Nephelometry | LECK MITCHELL
M5331 | Turbidity of Water by LED Nephelometry | LECK MITCHELL
MD DNR MBSS | Benthic Sampling Protocols for Maryland Streams | MD DNR
MEASURE SENSITIVITY | Thoma, D.P., Irwin, R.J., and Penoyer, P.E. | NPS
MLM ASSEMBLAGE | Maximum Likelihood Method for Predicting Environmental Conditions from Assemblage Composition | USEPA
MS310 | Nitrate in Water by Colorimetric Test | USDOE/ASD
MULTI-METRIC INDICES | Process for Creating Multi-Metric Indices for Large-Scale Aquatic Surveys | USEPA
NAWQA GW TRENDS | US Geological Survey | USDOI/USGS
NFM 4.1.1.A EWI | Collection of stream samples using the equal-width-increment (EWI) method | USDOI/USGS
NFM 4.1.3.A EDI | Collection of isokinetic, depth-integrated stream samples using the equal-discharge-increment (EDI) method | USDOI/USGS
NFM 4.1.3.A EWI | Collection of isokinetic, depth-integrated stream samples using equal-width-increments (EWI) | USDOI/USGS
NFM 4.1.3.A VCF | Collection of stream samples using the single vertical at centroid-of-flow (VCF) method | USDOI/USGS
NFM 4.2 | Collection of ground-water samples at supply and monitoring wells | USDOI/USGS
NFM 6.1.3.B | Temperature measurement of surface water | USDOI/USGS
NFM 6.1.3.C | Temperature measurement of ground water | USDOI/USGS
NFM 6.2.1-AMP | Dissolved-oxygen concentration, field measurement by amperometric method | USDOI/USGS
NFM 6.2.1-LUM | Dissolved-oxygen concentration, field measurement by luminescent sensor | USDOI/USGS
NFM 6.2.2-SPEC | Dissolved-oxygen concentrations, field measurement by spectrophotometry | USDOI/USGS
NFM 6.2.3-IODO | Dissolved-oxygen concentrations in water by iodometric (Winkler) method | USDOI/USGS
NFM 6.3.3.A-SW | Specific conductance of surface water, electrometric measurement | USDOI/USGS
NFM 6.3.3.B-GW | Specific conductance of ground water, electrometric measurement | USDOI/USGS
NFM 6.4.3.A-SW | pH (hydronium-ion activity) of surface water, in-situ electrometric method | USDOI/USGS
NFM 6.4.3.B-GW | pH (hydronium-ion activity) of ground water, in-situ electrometric method | USDOI/USGS
NFM 6.4.3.C | pH (hydronium-ion activity) of environmental water subsamples, on-site electrometric method | USDOI/USGS
NFM 6.5 | Reduction-oxidation potential, electrometric field measurement by platinum electrode | USDOI/USGS
NFM 6.6.4.B | Alkalinity and ANC field determination by Inflection Point Titration | USDOI/USGS
NFM 6.6.4.C | Alkalinity and ANC field determination by Gran Function Plot | USDOI/USGS
NITRATE V(III) REDUC | Nitrate via manual vanadium(III) reduction | UC-DAVIS
NO3 EASYCHEM | Nitrate in Water by Colorimetry | SYSTEA SCIENTIFIC
NUM ECOLOGY | Legendre, P. and Legendre, L. | UBC
O-1104 | Organochlorine and organophosphorous compounds, dissolved | USDOI/USGS
O-1121-91 | Organonitrogen Herbicides in Water by Solid Phase Extraction, GC/MS | USDOI/USGS
O-1122-92 | Dissolved Organic Carbon in Water by Persulfate Oxidation and Infrared Spectrometry | USDOI/USGS
O-1124-94 | Nitroaromatic compunds in water by HPLC | USDOI/USGS
O-1126-02 | Pesticides in Water by C-18 Solid-Phase Extraction and GC-MS | USDOI/USGS
O-1402-01 | Organophosphate Pesticides, Filtered Water, Gas Chromatography | USDOI/USGS
O-1433-01 | Wastewater compounds in water by SPE and GC/MS | USDOI/USGS
O-2002-01 | Pesticides and Selected Degradates in Water by C-18 Solid-Phase Extraction and GC/MS | USDOI/USGS
O-2060-01 | Pesticides in Water by SPE and HPLC-MS | USDOI/USGS
O-2080-08 | Pharmaceuticals in Water by SPE and HPLC-MS | USDOI/USGS
O-2136-01 | Glyphosate, Aminomethylphosphonic Acid, and Glufosinate in Water by Liquid Chromatography/Mass Spectrometry | USDOI/USGS
O-3106-93 | Triazines in Water by Gas Chromatography | USDOI/USGS
O-3116-87 | Base/neutral and acid extractable compounds, whole water recoverable, in water by GC/MS | USDOI/USGS
O-3118-83 | Base/Neutral Extractable Compounds in Water by GC-MS | USDOI/USGS
O-3120-90 | 1,2-Dibromomethane (EDB) and 1,2-dibromo-3-chloropropane (DBCP) in Water by Gas Chromatography | USDOI/USGS
O-3128-95 | Methylene Blue Active Substances in Water by Spectrophotometry, Whole Water Recoverable | USDOI/USGS
O-3402-03 | Organophosphate pesticides, Whole water, Gas Chromatography | USDOI/USGS
O-4024-03 | Volatile organic compounds, whole water, gas chromatography/mass spectrometry, heated purge and trap | USDOI/USGS
O-4127-96 | Volatile Organic Compounds in Water by GC-MS | USDOI/USGS
O-5101-83 | Carbon in Bottom Material by Induction Furnace, Dry Weight | USDOI/USGS
O-5129-95 | Organochlorine Pesticides and Gross Polychlorinated Biphenyls in Bottom Sediment by Gas Chromatography | USDOI/USGS
O-5130-95 | Semivolatile organic compounds in Bottom Sediment by High-performance Gel Permeation Chromatography, Capillary-column GC | USDOI/USGS
O-5404-02 | Organophosphate pesticides, bottom sediment, high-performance gel-permeation chromatography, gas chromatography | USDOI/USGS
O-5504-03 | Organochlorine Pesticides and Polychlorinated Biphenyls in Bottom and Suspended Sediment by Gas Chromatography with Elec | USDOI/USGS
O-5505-03 | Polycyclic aromatic hydrocarbons, sediment, capillary-column gas chromatography/mass spectrometry | USDOI/USGS
O-7100-83 | Suspended Organic Carbon (SOC) in Water | USDOI/USGS
O-7504-03 | Determination of Organochlorine Pesticides and Polychlorinated Biphenyls in Bottom and Suspended Sediment by Gas Chromat | USDOI/USGS
OAQPS-101 | Mercury in Air Emissions by Atomic Absorption | USEPA
OAQPS-12 | Lead in Air Emissions by Flame Atomic Absorption | USEPA
OAQPS-18 | Gaseous Organic Compounds in Air Emissions by Gas Chromatography | USEPA
OAQPS-23 | Dioxins and Furans in Air Emission Combustor Wastes by HRGC-HRMS | USEPA
OAQPS-26 | Hydrogen Halides in Air Emissions by Ion Chromatography | USEPA
OFR 02-150 ALGAE | Algal community sampling by revised NAWQA protocols | USDOI/USGS
OFR 02-150 FISH | Fish community sampling by revised NAWQA protocol | USDOI/USGS
OFR 02-150 INVERTS | NAWQA Invertebrate Sampling Protocols | USDOI/USGS
OFR_01-445 | Methyl Mercury in Water | USDOI/USGS
OIA-1677 | Cyanide by Amperometry | O-I-ANALYTICAL
OM100R | Semi-volatile Organic Compounds in Multi-media Samples by Capillary Column Ion Trap MS | USDOE/ASD
ORNL-01 | Toxins in Water by Chlorophyll Fluorescence | ORNL
PALINTEST CHLOROSENS | Chlorine, free and total, in drinking water by Amperometry | PALINTEST LTD
PB-01-RC | Lead-210 in Bone, Food, Urine, Feces, Blood, Air, and Water | USDOE/EML
PO-01-RC | Polonium in Water and Urine | USDOE/EML
PO-02-RC | Polonium in Water, Vegetation, Soil, and Air Filters | USDOE/EML
POCIS | Polar Organic Chemical Integrative Sampler (POCIS) | USDOI/USGS
PREDICTIVE MODELING | Van Sickle, J. | USEPA
PTI FOR FRESHWATER | Pesticide Toxicity Index (PTI) for Freshwater Aquatic Organisms | USDOI/USGS
PV2072 | Rhodamine B by HPCL-UV-FL | NIOSH
QUALITY ASSESSMENT | U.S. Environmental Protection Agency | USEPA
RA-02-RC | Radium-226 - Emanation Procedure | USDOE/EML
RA-04-RC | Radium-226 in Tap Water, Urine, and Feces | USDOE/EML
RA-06-RC | Radium-226 in Urine and Water | USDOE/EML
RBP | Barbour, M.T., Gerritsen, J., Snyder, B., and Stribling, J.B. | USEPA
REDOX GW | Jurgens, Bryant C., McMahon, Peter B., Chapelle, Francis H., and Eberts, Sandra M. | USDOI/USGS
SAGWMD | Statistical Analysis of Groundwater Monitoring Data at RCRA Facilities - Unified Guidance | USEPA
SAMP-U,RA | Uranium and Radium in Water | USDOE/EML
SE-03 | Americium, Plutonium and Uranium in Water | USDOE/EML
SIMILARITY ANALYSIS | Mean Similarity Analysis ~ EPA ; Van Sickle, J. | USEPA
SIMPLATE | SimPlate for HPC | IDEXX
SMWR | Statistical Methods in Water Resources ~ USGS ; Helsel, D.R. and Hirsch, R.M. | USDOI/USGS
SPARROW (SOFT) | SPARROW, SPAtially Referenced Regression on Watershed (software) | USDOI/USGS
SPARROW (WEB) | SPARROW, SPAtially Referenced Regression on Watershed (website) | USDOI/USGS
SPATIAL SURVEY | spsurvey: Spatial Survey Design and Analysis ~ EPA ; Kincaid, T. and Olsen, A.R. | USEPA
SPMD DATA COLLECTION | Passive monitoring for organic contaminants in water using semipermeable membrane devices (SPMDs) | USDOI/USGS
SPMDS | Passive sampling of organic compounds in water, air, and soil/sediment by SPMDs | USDOI/USGS
SR-03-RC | Strontium-90 in Environmental Matrices | USDOE/EML
SR-04-RC | Strontium-90 in Water Containing Other Radioisotopes by Cerenkov Counting | USDOE/EML
STATISTICAL METHODS | Using Statistical Methods for Water Quality Management ~ NIWA ; McBride, Graham B. | NIWA
STATISTICAL PRIMER | Statistical Primer ~ EPA ; U.S. Environmental Protection and Leska Fore | USEPA
STATISTICS (PROGRAM) | OPR-PPR, a Computer Program for Assessing Data Importance to Model Predictions Using Linear Statistics (program) | USDOI/USGS
STATISTICS (REPORT) | OPR-PPR, a Computer Program for Assessing Data Importance to Model Predictions Using Linear Statistics (report) | USDOI/USGS
STATISTICS FOR ESM | Statistics for Environmental Science and Management ~ WEST Inc | WEST INC
STORM DISCHARGE EST | Estimating storm discharge and water quality data uncertainty: A software tool | USDA
STREAM HABITAT | Revised Methods for Characterizing Stream Habitat in the National Water-Quality Assessment Program | USDOI/USGS
STREAM METABOLISM | Automated Routines for Calculating Whole-Stream Metabolism: Theoretical Background and User Guide | USDOI/USGS
STREAM METABOLSM PRG | Stream Metabolism Program | USDOI/USGS
SWAN AMI TURBIWELL | Turbidity of water by Turbidimeter | SWAN ANALYTISCHE
T2 MYCO | Mycotoxin (T-2) by LC/APCI-MS | USEPA
TC-02-RC | Technetium-99 in Water - TEVA Resin | USDOE/EML
TEST METHOD 100.1 | 10-d Survival and Growth Test for Sediments using Hyallela azteca | USEPA
TEST METHOD 100.3 | Bioaccumulation Test for Sediments Using Lumbriculus variegatus | USEPA
TEST METHOD 100.5 | Life Cycle Test for Measuring the Effects of Sediment-associated Contaminants on Midge (Chironomus tentans) | USEPA
TEST METHOD 1000.0 | Larval Survival and Growth Test using Fathead Minnow | USEPA
TEST METHOD 1002.0 | Survival and Reproduction Test using Daphnids | USEPA
TEST METHOD 1003.0 | Green Algae, Selenastrum capricornutum, Growth Test. | USEPA
TEST METHOD 1004.0 | Larval Survival and Growth Test using Sheepshead Minnow | USEPA
TEST METHOD 1006.0 | Larval Survival and Growth Test for Waters Using Inland Silverside | USEPA
TEST METHOD 2000.0 | Acute Toxicity Test for Waters Using Fathead Minnow | USEPA
TEST METHOD 2002.0 | Acute Toxicity Tests with Effluents and Receiving Waters using Ceriodaphnia dubia | USEPA
TEST METHOD 2004.0 | Acute Toxicity Tests with Effluents and Receiving Waters using Sheepshead minnow | USEPA
TEST METHOD 2006.0 | Acute Toxicity Tests with Effluents and Receiving Waters using the Silverside | USEPA
TEST METHOD 2019.0 | Acute Toxicity Tests for Waters Using Rainbow Trout and Brook Trout | USEPA
TEST METHOD 2021.0 | Acute Toxicity Tests with Effluents and Receiving Waters using Daphnia | USEPA
THODS FOR ECOLOGISTS | Ordination Methods for Ecologists ~ Ok St U ; Palmer, M. | OK ST U
TOXG | Toxoplasma gondii (ToxG) by Real-Time-PCR | USEPA
TWRI (SUSP SED CONC) | Suspended-sediment concentration in water by filtration or evaporation | USDOI/USGS
TWRI (SUSP SED FINE) | Suspended sediment particle size distribution in water by pipet and BW tube | USDOI/USGS
TWRI (SUSP SED SAND) | Suspended sediment particle size distribution in water by sieve and VA tube analysis | USDOI/USGS
U-02-RC | Isotopic Uranium in Biological and Environmental Materials | USDOE/EML
UII | Urban Intensity Index (UII) | USDOI/USGS
USDA HWQ1 | Cumulative Uncertainty in Discharge and Water Quality Data | USDA
USDA HWQ2 | Discharge and Water Quality Data Collection on Small Watersheds | USDA
USDA HWQ3 | Automated Storm Water Sampling | USDA
USDA HWQ4 | Estimating Uncertainty in Measured Discharge and Water Quality Data | USDA
WARP | Watershed Regressions for Pesticides (WARP) | USDOI/USGS
WI DNR BMI KICK | Guidelines for Collecting Macroinvertebrate Samples from Wadable Streams in Wisconsin | WDNR FISH HABITAT
WRTDS | Weighted Regressions on Time, Discharge, and Season (WRTDS), with an Application to Chesapeake Bay River Inputs | USDOI/USGS
200.2 | Sample preparation procedure for spectrochemical determination of total recoverable elements | USEPA
7000B | Flame Atomic Absorption | USEPA
I-2547-11 | Colorimetric Determination of Nitrate Plus Nitrite in Water by Enzymatic Reduction | USDOI/USGS
4500-CL(E) | Residual Chlorine in Water by Titration- Low-Level Amperometric Method | APHA
4500-O-E | Total Dissolved Oxygen by Titration- Alum Flocculation Modification | APHA
4500-O-F | Total Dissolved Oxygen by Titration- Copper/Sulfate-Sulfamic Acid Flocculation Modification | APHA
5530-C | Phenols in Water by Spectrophotometry- Chloroform Extraction Method | APHA
B0065 | Fecal Streptococcal Bacteria- Presumptive/Confirmation- most probable number (MPN) method | USDOI/USGS
B5040 | Benthic Invertebrates- Distribution and Abundance (quantitative method) | USDOI/USGS
B8020 | Productivity- Carbon-14 Light/Dark-Bottle Method for Phytoplankton | USDOI/USGS
B8100 | Productivity & Community Metabolism by Diel Oxygen-Curve Method in Stratified Water | USDOI/USGS
D93-08 | Standard Test Methods for Flash Point by Pensky-Martens Closed Cup Tester | ASTM
D6919-09 | Determination of Diss. Alkali and Ammonium in Water and Wastewater by Ion Chromatography | ASTM
I-1752-85 | Dissolved Solids, Fixed | USDOI/USGS
I-3752-85 | Fixed Solids | USDOI/USGS
I-3766-85 | Solids, nonvolatile-on-ignition, suspended, calculation | USDOI/USGS
I-3767-85 | Solids, volatile-on-ignition, suspended, gravimetric | USDOI/USGS
TWRI Book 9 | Techniques of Water-Resources Investigations Reports | USDOI/USGS
380-75WE | Fluoride in Water and Wastewater | Technicon
I-1753-85 | Solids, volatile-on-ignition, dissolved, gravimetric | USDOI/USGS
I-3765-85 | Solids, residue at 105°C | USDOI/USGS
10360 | Luminescence Measurement of Dissolved Oxygen in Water and Wastewater and for Use in the Determination of BOD5 and cBOD5 | HACH
I-2548-11 | Nitrate Plus Nitrite in Water by Enzymatic Reduction, Low Level, Auto Analyzer | USDOI/USGS
NAWQA ALGAL DTH | Algal Sample Collection at Depositional-Targeted Habitat (DTH) in wadeable streams by SG-92 (and other instruments) | USDOI/USGS
NAWQA ALGAL QMH | Algal Sample Collection at Qualitative Multihabitat (QMH) in wadeable streams by SG-92 (and other instruments) | USDOI/USGS
NAWQA ALGAL RTH | Algal Sample Collection at Richest-Targeted Habitat (RTH) in wadeable streams by SG-92 (and other instruments) | USDOI/USGS
NAWQA FISH | Fish Sample Collection in Wadeable Streams by Electrofishing and Seine | USDOI/USGS
NAWQA INVERT QMH | Invertebrate Sample Collection at Qualitiative Multiple Habitat (QMH) in wadeable streams by D-net | USDOI/USGS
NAWQA INVERT RTH | Invertebrate Sample Collection at Richest Targeted Habitat (RTH) in wadeable streams by Slack sampler | USDOI/USGS
NAWQA PHYTOPLANKTON | Algal phytoplankton sample collection in wadeable streams by SG-92 (and other instruments) | USDOI/USGS
NRSA FISH (BOAT) | Electrofishing procedures for large non-wadeable rivers | USEPA
NRSA FISH (WADE) | Electrofishing procedures in small wadeable streams | USEPA
TEST METHOD 1001.0 | Embryo-larval survival and teratogenicity test using Fathead minnow <i>Pimephales promelas</i> | USEPA
911.03 | Strontium in Water | AOAC
9230-D | Fluorogenic Substrate Enterococcus Test | APHA
9222D | Membrane filtration test for fecal coliforms | APHA
1005 | TOTAL PETROLEUM HYDROCARBONS TNRCC Method 1005 Revision 03 | TNRCC
OLM4.2 | Organic Compounds in Water,sediment,soil by purge and trap Gas Chromatography/Mass Spectrometry (GC/MS) and (GC/EC) | USEPA
D3867-04 | Standard Test Methods for Nitrite-Nitrate in Water | ASTM
10-107-04-1-A | Determination of Nitrate/Nitrite in Surface and Wastewaters by Flow Injection Analysis | LACHAT
10-107-04-1-J | Ultra Low Flow Methods | LACHAT
10-308-00-1-A | Determination of Color in Water | LACHAT
10AU | Field fluorometer with fluorescence brightener PTSA400 for determining optical brightener | Turner Designs
8260C | Volatile Organic Compounds by GC/MS | USEPA
10-107-04-1-O | Nitrate and Nitrite Cadmium Reduction Method (Sulfanilamide/NED) | LACHAT
10-107-06-2-M | Kjeldahl Nitrogen with Copper Catalyst | LACHAT
10-115-01-2-B | Kjeldahl Phosphorus with Copper Catalyst | LACHAT
10-107-06-2-O | Ammonia - Sodium salicylate-based method | LACHAT
10-115-01-1-O | Orthophosphate - Molybdate-based method | LACHAT
10019 | Nitrite, Diazotization Method, Low Range, Test N Tube | HACH
4500-P-I | In-line UV/Persulfate Digestion and Flow Injection Analysis for Total Phosphorus | APHA
RSK-175 | Analysis for Dissolved Methane, Ethane, and Ethylene in Ground Water | USEPA
10-107-06-2-B | Ammonia - Sodium Salicylate-based method | LACHAT
15-5 | Particle-Size Analysis | ASA(2ND ED.)
10-107-04-3-P | Total Nitrogen by In-Line UV/Persulfate Digestion and Oxidation with Flow Injection Analysis | LACHAT
10-107-06-1-K | Ammonia - Alkaline Phenol‐based method; Low‐flow method | LACHAT
10242 | Nitrogen, Kjeldahl - Simplified Spectrophotometric Measurement of Total Kjeldahl Nitrogen in Water and Wastewater | HACH
4024-01 | Phosphorus, Total - Ascorbic Acid Reduction with Persulfate Digestion method | LaMOTTE
4026-01 | Nitrogen, Total - Chromotropic Acid with Persulfate Block Digestion Method | LaMOTTE
NO3NO2 EASYCHEM | Nitrate-Nitrite in Water by Colorimetry | SYSTEA SCIENTIFIC
10-107-04-4-B | Total Nitrogen using Persulfate Block Digestion and Cadmium Reduction | LACHAT
10-107-06-3-D | Ammonia - Automated Colorimetric (Sodium Salycilate-based method) | LACHAT
10-115-01-4-B | Total Phosphorus by Block Digestion and Flow Injection Analysis (Molybdate-based method) | LACHAT
10-107-06-2-H | Kjeldahl Nitrogen Methods (TKN) for Automated Ion Analyzers | LACHAT
209C | Residue Non- filterable (TSS) | APHA_SM19ED
314-B | Hardness (total) | APHA_SM19ED
403 | Alkalinity (CaCO3) | APHA_SM19ED
507 | Biochemical Oxygen Demand (BOD(5)) | APHA_SM19ED
9221-B | Standard Total Coliform Fermentation Technique | APHA_SM19ED
9221-E | Fecal Coliform Procedure | APHA_SM19ED
D3731-79 | Analysis of Chlorophyll in Periphyton and Plankton | ASTM
10071 | Persulfate Digestion Method | HACH
120.1 | Direct Measurement Method | YSI
2540 C | Solids in Water | APHA_SM22ED
8113 | Mercuric Thiocyanate Method | HACH
8233 | Buret Titration Method | HACH
8237 | Absorptometric Method | HACH
9222 D | Membrane Filtration | APHA_SM22ED
HILSENHOFF BIOTIC | Hilsenhoff Biotic Index | USEPA
9223-B | Enzyme Substrate Test | APHA_SM22ED
A2540G | Percent Moisture | APHA
10-107-04-4-A | Total Nitrogen; manual alkaline persulfate digestion; low-flow method. Cadmium reduction. Sulfanilamide/NED 520nm. | LACHAT
818-87T | Total Nitrogen (BRAN AND LUEBBE METHOD 1987) | BL
600/4-87/26 5.5.1 | ANC PH (HANDBOOK OF METHODS FOR ACID DEPOSITION STUDIES) | USEPA
600/4-87/26 5.5.3 | AIR EQUILBRATED PH (HANDBOOK OF METHODS FOR ACID DEPOSITION STUDIES) | USEPA
D2216 | Standard Test Methods for Laboratory Determination of Water (Moisture) Content of Soil and Rock by Mass | ASTM
3550C | Determination of Percent Solids by Ultrasonic Extraction | USEPA
3550A | Ultrasonic Extraction of Nonvolatile and Semivolatile Organic Compounds form Soils, Sludges, and Wastes | USEPA
I-1751-85 | Solids, Sum of constituents, calculation | USDOI/USGS
307 | Pesticide Scan by LC/MS/MS | NCL
600/3-79-091 | Aqueous Ammonia Equilibrium-Tabulation of Percent Un-Ionized Ammonia | USEPA
8015DRO | Total petroleum hydrocarbons by GC-FID | USEPA
RM8-10 | Diquat and Paraquat in sediment by spectrophotometry | CHEVRON
Pb-01-RC | Lead-210 in Bone, Food, Urine, Feces, Blood, Air, and Water | DOE
Ammonia-001 | Determination of Inorganic Ammonia by Continuous Flow Gas Diffusion and Conductivity Cell Analysis | TIMBERLINE
4500-N D | Conductimetric Determination of Inorganic Nitrogen | APHA
2005.06 | Liquid chromatography-fluorescence detection method for the determination of paralytic shellfish toxins in scallops | AOAC
NRSA13Microcys(Boat) | Microcystin (alga toxin) sample collection in large non-wadeable rivers | USEPA
NRSA13Microcys(Wade) | Microcystin (alga toxin) sample collection in small wadeable streams | USEPA
NRSA13 Fish (Wade) | Fish sampling in small wadeable streams by electrofishing | USEPA

## Units of Measure
Result Units |  | Please Consult the WQXWeb Template Dictionary for Explanations of Data Elements
Measure Unit Code | Description | The green colored cells contain the values that should be used in the Data Input worksheets
#/100 gal | Number per 100 gallons
#/100ml | Number per hundred milliliters
#/500 ml | Number per 500 milliters
#/acre | Number per acre
#/cm2 | Number per square centimeter
#/cm3 | Number per cubic centimeter
#/dl | Number per deciliter
#/ft2 | Number per square foot
#/ha | Number per hectare
#/in2 | Number per square inch
#/km2 | Number per square kilometer
#/l | Number per liter
#/m2 | Number per square meter
#/m3 | Number per cubic meter
#/mi2 | Number per square mile
#/ml | Number per milliliter
#/yd2 | Number per square yard
% | Percent
% by vol | Percent by volume
% by wt | Percent by weight
% CaCO3 | Percent calcium carbonate
% Cover | Percent Cover
% sediment | % target/clean sed mix which produces response
0/00 | Parts per thousand
ac | Acres
ac-ft | Acre-feet
ADMI value | American Dye Manufacturers Institute Color Value
amps | Electrical current, amperes
Angst | Angstroms
atm | Pressure, atmospheres
beaufort | wind force (beaufort unit)
BTU | Energy, British Thermal Units
cal | Energy, calories
cfm | Cubic feet per minute
cfs | Cubic feet per second
CFU | Colony Forming Units
cfu/100g | Colony Forming Units per 100 grams
cfu/100ml | Colony Forming Units per 100 Milliliters
cfu/10ml | Colony Forming Units per 10 Milliliters
cm | centimeters
cm/sec | Centimeters per second
cm2 | Square centimeters
cm3 | Cubic centimeters
cm3/hr | Cubic centimeters per hour
cm3/l | cubic centimeters per liter
cm3/min | Cubic centimeters per minute
cm3/sec | Cubic centimeters per second
count | count
d/h/m/s | days/hours/minutes/seconds
days | Days
Deg | Direction or angle, degrees
deg C | Degrees Celsius (Centigrade)
deg F | Degrees Fahrenheit
deg K | Degrees Kelvin
dl | Deciliters
dm | decimeters
dm2 | Square decimeters
dpm/g | decay per minute per gram
drips/min | Drips per minute
drops | Drops
eq/L | equivalents per Liter
fc/ft2 | Light Intensity, foot candles per square foot
fibers/l | Fibers per liter
fraction | fraction of sample total
ft | feet
ft/day | Feet per day
ft/min | Feet per minute
ft/sec | Feet per second
ft2 | Square feet
ft3 | Cubic feet
ft3/day | Cubic feet per day
ft3/sec | cubic feet per second
ft-candles | Light Intensity, foot candles
ft-lbs | Energy, foot pounds
FTU | Turbidity, Formazin Turbidity Units
g | grams
g/cm2 | grams per square centimeters
g/cm3 | grams per cubic centimeter
g/day | Grams per day
g/hr | Grams per hour
g/kg | grams per kilogram
g/l | Grams per liter
g/m2 | grams per square meter
g/m2/day | grams per square meter per day
g/m2/hr | grams per square meter per hour
g/m3 | grams per cubic meter
g/m3/day | grams per cubic meter per day
g/m3/hr | grams per cubic meter per hour
g/min | Grams per minute
g/ml | Grams per milliliter
g/sec | Grams per second
gal | Fluid gallons
gal/day | Gallons per day
gal/hr | Gallons per hour
gal/min | Gallons per minute
gal/sec | Gallons per second
gpg | grains per gallon
gpm/ft | Drawdown capacity, gallons per minute per foot
ha | Hectares
hours | Hours
hp | Power, horsepower
Imp gal | Imperial gallons
in | inches
in/day | inches per day
in2 | Square inches
in3 | Cubic inches
inH2O | Pressure, inches of water
inHg | Pressure, inches of mercury
JCU | Light Intensity, Jackson Candle Units
Joules | Energy, Joules
JTU | Turbidity, Jackson Turbidity Units
kcal | Energy, kilocalories
kg | kilograms
kg/m2 | kilograms per square meter
kg/m3 | kilograms per cubic meter
kg/t CaCO3 | Kilograms per Ton calcium carbonate
km | kilometers
km/hr | Kilometers per hour
km/sec | Kilometers per second
km2 | Square kilometers
knots | Nautical miles per hour
kw | Power, kilowatts
l | Liters
l/day | Liters per day
l/hr | liters per hour
l/min | liters per minute
l/sec | liters per second
Langleys | Energy Intensity, Langleys (cal/sq cm)
lb | pounds
lb/acre/yr | pounds per acre per year
lb/day | Pounds per day
lb/hr | Pounds per hour
lb/in | Tension, pounds per inch displacement
lb/min | Pounds per minute
lb/sec | Pounds per second
lm/ft2 | Light Intensity, lumens per square foot
lumens | Light Intensity, lumens
m | meters
m/sec | Meters per second
m/y | month/year
m2 | Square meters
m2/km2 | Square meters per square kilometers
m3 | Cubic meters
m3/hr | Cubic meters per hour
m3/min | Cubic meters per min
m3/sec | Cubic meters per second
meq/L | Milli-equivalents per Liter
metric ton | metric tons
mg | milligrams
mg/cm2 | Milligrams per square centimeters
mg/cm3 | milligrams per cubic centimeter
mg/day | Milligrams per day
mg/g | milligrams per gram
mg/hr | Milligrams per hour
mg/kg | milligrams per kilogram
mg/l | milligrams per liter
mg/l CaCO3 | Milligrams per liter calcium carbonate
mg/m2 | milligrams per square meter
mg/m2/day | milligrams per square meter per day
mg/m2/hr | milligrams per square meter per hour
mg/m3 | milligrams per cubic meter
mg/m3/day | milligrams per cubic meter per day
mg/m3/hr | milligrams per cubic meter per hour
mg/min | Milligrams per minute
mg/ml | Milligrams per milliliter
mg/sec | Milligrams per second
mgal/mnth | Millions of gallons per month
mgal/year | Millions of gallons per year
mgd | Millions of gallons per day
mho/cm | Electrical conductivity, mhos per centimeter
mi | miles
mi2 | Square miles
micron | micron
Min | Direction or angle, minutes
minutes | Minutes
ml | Milliliters
ml/l | Milliliters per liter
mm | millimeters
mm2 | Square millimeters
mm3/l | cubic millimeters per liter
mmH2O | Pressure, millimeters of water
mmHg | Pressure, millimeters of mercury
mmol/kg | Millimoles per kilogram
mmol/m2/dy | Millimoles per square meter per day
mmol/m2/hr | Millimoles per square meter per hour
Molal | Molal
Molar | Molar
Mole/l | Moles per liter
months | Months
mosm/kg | milliosmole per kg
mph | Miles per hour
MPN | Most Probable Number
MPN/100g | Most Probable Number per 100 grams
MPN/100ml | Most Probable Number per 100 milliliters
MPN/g | Most Probable Number per gram
mrem/day | millirems per day
mrem/yr | millirems per year
ms | Milliseconds
mS/cm | Milli-Siemens per Centimeter
MT/km2/yr | metric tons per square kilometer per year
mV | Millivolts
mw | Power, megawatts
nCi/L | Nanocuries per liter
ng | nanograms
ng/cm3 | nanograms per cubic centimeter
ng/g | nanograms per gram
ng/kg | nanograms per kilogram
ng/l | nanograms per liter
ng/m2 | nanograms per square meter
ng/m3 | nanograms per cubic meter
ng/ml | nanograms per milliliter
nm | nanometers
nm-1 | inverse nanometers
nmi | nautical miles
nmi2 | Square nautical miles
nmol/g DW/h | nanomoles per gram dry weight per hour
nmol/hr/g | nanomoles per hour per gram
nmol/kg | Nano-moles per Kilogram
None | None
Normal | Normal
NTU | Turbidity, Nephelometric Turbidity Units
nu | number or gage
oz | ounces
Pascal | Pressure, Pascal units
pCi/g | pico-Curies per gram
pCi/L | pico-Curies per Liter
pCi/m2 | pico-Curies per square meter
pCi/m3 | pico-Curies per cubic meter
pCi/ml | pico-Curies per milliliter
PCU | Platinum Cobalt Units (color)
per m | per meter
pfu/100ml | Plaque Forming Units per 100 Milliliters
pg | picograms
pg/cm3 | picograms per cubic centimeter
pg/g | picograms per gram
pg/kg | picograms per kilogram
pg/l | picograms per liter
pg/m2 | picograms per square meter
pg/m3 | picograms per cubic meter
Plate cnt | Plate Count
ppb | parts per billion
ppm | parts per million
ppt | Parts per trillion
ppth | parts per thousand
psi | Pressure, pounds per square inch
PSS | Practical Salinity Scale
pt | Fluid pints
qt | Fluid quarts
S/m | siemens per meter
Sec | Direction or angle, seconds
seconds | Seconds
T.U. | Tritium Unit
tCaCO3/Kt | Tons of calcium carbonate per kiloton
TON | Threshold Odor Number
tons | short tons
tons/ac ft | Tons per acre feet
tons/day | Tons per day
Torr | Pressure, Torr units(vacuum)
TU | Toxic Units, dividing 100% by the LC50 (% effluent
TUc | Toxic Unit chronic
uE/m2/sec | Photosynth. radiation,micro-Einsteins/sq.meter/sec
ueq/L | Micro-equivalents per Liter
ug | micrograms
ug/cart | microgram per cartridge
ug/cm2/day | Micrograms per square centimeter per day
ug/cm3 | micrograms per cubic centimeter
ug/g | micrograms per gram
ug/g DW/hr | micrograms per gram dry weight per hour
ug/hr/g | micrograms per hour per gram
ug/kg | micrograms per kilogram
ug/l | micrograms per liter
ug/m2 | micrograms per square meter
ug/m3 | micrograms per cubic meter
um3/cm2 | cubic microns per square cm
um3/l | cubic microns per liter
um3/ml | cubic microns per ml
umho/cm | Electrical conductivity, micro-mhos per centimeter
umol | micro mole
umol/g | micromoles per gram
umol/m2/s | micro moles per square meter per second
umol/S/m2 | micro moles per siemen per square meter
units/cm | Units per centimeter, for UV absorbance
uS/cm | Micro-Siemens per Centimeter
volts | Electro-motive force, volts
Watts | Power, Watts
weeks | Weeks
y/m/d | year/month/day
yd | yards
yd2 | Square yards
yd3 | Cubic yards
years | Years
#/10l | Number per 10 liters
bbl | Barrel equals 31.50 gallons, 119.24 liters
lm/m2 | Light Intensity, lumens per square meter
mCi/km2 | milliCuries per square kilometer
mm3 | Cubic millimeter
kgal | 1000 gallons
Mgal | Million gallons
mmol/L | millimoles per liter
umol/L | micromoles per liter
mEq/100g | milli-equivalents per 100 gram
lbs/kgal | pounds/kilogallon
ohm | ohm meter
pmc | percent modern carbon
cal/cm2/hr | calories per square centimeter per hour
dpm/100l | disintegrations per minute per 100 liters
grains | Grains
Granules | Granule count of substance in pan or tailings
umho | Electrical conductance, micro-mhos
% recovery | percent of recovery
cfu/gdw | Colony Forming Units per gram dryweight
ng/cm2 | nanograms per square centimeter
Millimolar | Millimolar
umol/kg | micromoles per kilogram
KOhm/cm | Kilo ohm per centimeter
PSU | Practical Salinity Scale
millibar | millibar
decibar | decibar
bar | bar
MSC | Mean Standing Crop
uW/cm2 | micro-watts per square centimeter
cfm | Cubic feet per minute
CCE/100ml | Calibrator Cell Equivalents per 100 Milliliters
#/cm | number per centimeter
L/mg-cm | Liters per milligram-centimeter
cfs | Cubic feet per second
phi | Krumbein Phi Scale
fg/kg | femtogram/kilogram
Kg/m3-1000 | Kilograms per cubic meter minus one thousand
mmol/mg | millimoles per milligram
ug/m2-hr | micrograms per squared meter per hour
mg/m2-hr | milligrams per squared meter per hour
mg/m2-day | milligrams per squared meter per day
ug/cm2-day | micrograms per squared centimeter per day
#/100L | number per 100 liters
ng/m2-day | nanograms per squared meter per day
pmol/mg/min | picomoles per milligram per minute
% passing | percent passing seive
per mil | per million
counts/sec | counts per second
code | Please see http://waterdata.usgs.gov/nwis/qwdata?codes_table26_help#62955
% saturatn | % saturation
gpm | gallons per minute
RmV | Relative millivolts
ml/min | milliliters per minute
cfu/ml | Colony Forming Units per Milliliters
ml/l/hr | Milliliters per liter per hour
% solids | percent of solids
uL | Microliters
ohm-cm | resistivity, ohms - centimeter (Ω⋅cm)

## Analytical & Collection Methods
Please Consult the Template Data Dictionary for Explanations of Data Elements
You can record any Organization specific Result Analytical Methods or Sample Collection Methods here. You still need to enter this same information into WQXWeb manually using the "Lookup Tables" menu option in WQXWeb, and then clicking the Edit link by the appropriate Method, selecting the appropriate Org ID (Context) and then entering the information. Consult the WQXWeb tutorial for additional information.
Organization Specific Result Analytical and Sample Collection Methods
ID | Organization ID | Name | Description | Qualifier Type