## README
Last updated 18 Oct 2018
Data sources
Name | Version
NEEDS | v6, 05312018 run
2016b NEI point flat file | 20180612 EIS Selection with WV updates
2016 CEMS | Mar. 14 2018
Notes
The 2016beta spreadsheet shows the application of regional, fuel, and type (peaking/nonpeaking) temporal profiles to EGUs without CEMS.
A fuel type is identified using the predominate SCC for each unit by total emissions.
Those units identified as cogeneration units or municipal solid waste combustors in the NEEDS database are assigned flat profiles.
Units identified as EPA non-EGU are not assigned temporal profiles in this spreadsheet, but may be listed in this spreadsheet if they were identified as EGUs using MDE's small EGU method.
Usage
The plots of the assigned daily and diurnal profiles can be viewed using the hyperlink for each source under the daily profile and diurnal profile columns.
Multiple profiles are shown on each plot for comparison purposes.
Each daily plot contains a peaking and non-peaking profile for the referenced region and fuel type.
Each diurnal plot contains summer and winter peaking and non-peaking profiles for the referenced region and fuel type.
If a profile is labeled "composite" in a plot legend, then that profile did not have CEMs input data for that region/fuel/type combination. In its place a composite of all fuels in that region and type (peak/non-peak) is used.
The regional profiles tab shows all generated profile links by region and fuel type.
Columns
Name | Description | Source | Comments
NEEDS ID | Unique NEEDS unit ID | NEEDS (UniqueID_Final) and 2016b FF10 (ipm_yn) | Used for matching NEEDS and EIS units. Lacks NEEDS information where only in FF10 and lacks EIS information where only in NEEDS.
Region | Small EGU Temporal Region |  | Combination of MJO and modified climate regions for identification of small EGU temporal regions
State | US state name | FIPS
FIPS | FIPS5 | 2016b FF10 (region_cd)
ORIS Facility Code/ORIS Boiler ID | ORIS identifiers used in NEEDS | NEEDS
Facility Name | Name of facility in EIS | 2016b FF10
Facility/Unit/Rel Point/Process | EIS facility, unit, release point, and process identifiers | 2016b FF10
SCC | Source category code | 2016b FF10
NAICS | North American Industrial Classification System Code | 2016b FF10
NEEDS Plant Type | Type of plant identified in NEEDS | NEEDS
NEEDS Modeled Fuels | Modeled fuels identified in NEEDS | NEEDS
Facility Source Type | EIS facility source type code | 2016b FF10
Unit Type | EIS unit source type code | 2016b FF10
NEEDS Cogen | Identifier for a NEEDS cogeneration unit | NEEDS
MSW | Indentifier for a Municipal Solid Waste combustor based on NEEDS fuels | NEEDS
EPA Non-EGU | Identifier for sources that are in the EPA non-EGU point inventory | 2016b FF10
MDE Small EGU | Fuel type identifier for SCC/NAICS based on MDE small EGU identification process
NOX/SO2/PM2_5 | 2016b process-level emissions (tons/yr) | 2016b FF10
EIS Annual Average Operating Hours | The annual average of operating hours for the unit | 2016b FF10
Daily Profile | Plot of heat input weighted daily profile for region/fuel | 2016 CEMS | The field signifies whether the source uses a peaking or non-peaking profile.
Diurnal Profile | Plot of heat input weighted diurnal profile for region/fuel | 2016 CEMS | The field signifies whether the source uses a peaking or non-peaking profile.

## 2016beta
[21 empty] | 2016beta tons/yr |  |  | Hours
NEEDS ID | Region | State | FIPS | ORIS Facility Code | ORIS Boiler ID | Facility Name | Facility ID | Unit ID | Rel Point ID | Process ID | SCC | NAICS | NEEDS Plant Type | NEEDS Modeled Fuels | Facility Source Type | Unit Type Code | NEEDS Cogen (Y/N) | MSW (Y/N) | EPA Non-EGU (Y/N) | MDE Small EGU Fuel | NOX | PM2_5 | SO2 | Annual Op Hours | Daily Profile | Diurnal Profile | Key
50489_G_C4 | South | LA | 22019 | 50489 | C4 | Eagle US 2 LLC - Lake Charles Complex | 7354911 | 82297013 | 73330512 | 105822414 | 10100601 | 32518 | Combustion Turbine | Natural Gas | 164 | 100 | Y | N | N |  | 2127.03 | 28.84 | 2.6223 | 8736 | daily flat | diurnal flat | South_gas_nonpeak
10562_B_REC5 | SESARM | FL | 12089 | 10562 | REC5 | RAYONIER PERFORMANCE FIBERS, LLC | 845811 | 46189213 | 43858512 | 48813414 | 30700222 | 3221 | Biomass | Biomass | 133 | 100 | Y | N | N |  | 1879.4 | 90.8208 | 225.06 | 7608 | daily flat | diurnal flat | SESARM_comp_nonpeak
50152_G_CGN1 | South | LA | 22089 | 50152 | CGN1 | Union Carbide Corp - St Charles Operations Site | 7202911 | 79906913 | 71046012 | 103216914 | 10200701 | 325110 | Combined Cycle | Natural Gas | 129 | 120 | Y | N | N |  | 1003.24 | 59.84 | 4.25 | 8736 | daily flat | diurnal flat | South_comp_nonpeak
50152_G_CGN2 | South | LA | 22089 | 50152 | CGN2 | Union Carbide Corp - St Charles Operations Site | 7202911 | 79892413 | 71033412 | 103202414 | 10200701 | 325110 | Combined Cycle | Natural Gas | 129 | 120 | Y | N | N |  | 982.27 | 58.14 | 1.88 | 8736 | daily flat | diurnal flat | South_comp_nonpeak
10784_B_BLR1 | West North Central | MT | 30087 | 10784 | BLR1 | COLSTRIP ENERGY LTD PARTNERSHIP | 7854911 | 2808213 | 2721112 | 22143314 | 10100218 | 221112 | Coal Steam | Waste Coal | 125 | 100 | N | N | N | coal | 971.66 | 5.1311 | 1335.62 |  | West North Central Composite Peaking | West North Central Composite Peaking | West North Central_comp_peak
50189_B_5REC | SESARM | NC | 37117 | 50189 | 5REC | Domtar Paper Company, LLC | 8049311 | 6351713 | 69384612 | 19066714 | 30700110 | 322121 | Non-Fossil Waste | Non-Fossil Waste | 133 | 100 | Y | N | N |  | 927.55 | 109.79 | 6.51 | 8736 | daily flat | diurnal flat | SESARM_comp_nonpeak
50489_G_C1 | South | LA | 22019 | 50489 | C1 | Eagle US 2 LLC - Lake Charles Complex | 7354911 | 82296913 | 73328412 | 105822314 | 10100604 | 32518 | Combustion Turbine | Natural Gas | 164 | 100 | Y | N | N |  | 853.634 | 18.6001 | 3.5956 | 8736 | daily flat | diurnal flat | South_gas_nonpeak
10233_B_RB | SESARM | MS | 28111 | 10233 | RB | Leaf River Cellulose LLC | 8216311 | 5729413 | 5555612 | 27210714 | 30700104 | 322110 | Non-Fossil Waste | Non-Fossil Waste | 133 | 100 | Y | N | N |  | 758.24 | 241.3689 | 22.56 | 8760 | daily flat | diurnal flat | SESARM_comp_nonpeak
| LADCO | MI | 26147 |  |  | ST. CLAIR / BELLE RIVER POWER PLANT | 7239111 | 107290013 | 7459512 | 151946314 | 20200401 | 221112 |  |  | 125 | 160 |  | N | Y | oil | 720.5 | 12.415 | 0.3404 | 19
52006_G_GEN1 | South | LA | 22047 | 52006 | GEN1 | The Dow Chemical Co - Louisiana Operations | 8467311 | 81468413 | 72547712 | 104932014 | 30101817 | 325199 | Combined Cycle | Natural Gas | 129 | 120 | Y | N | N |  | 709.75 | 21.71 | 10.77 | 8736 | daily flat | diurnal flat | South_comp_nonpeak
50407_B_7PB | SESARM | AL | 01097 | 50407 | 7PB | Mobile Energy Services Company | 1060811 | 47308113 | 44849012 | 61123514 | 10200902 | 322121 | Biomass | Biomass | 125 | 100 | Y | N | N |  | 671.516 | 38.301 | 48.143 |  | daily flat | diurnal flat | SESARM_other_nonpeak
2935_B_12 | LADCO | OH | 39169 | 2935 | 12 | Department of Public Utilities, City of Orrville, Ohio (0285010188) | 3950711 | 34858213 | 68191212 | 100600614 | 10100202 | 221112 | Coal Steam | Bituminous | 125 | 100 | N | N | N | coal | 647.2 | 240.3719 | 3846 | 8760 | LADCO Coal Peaking | LADCO Coal Peaking | LADCO_coal_peak
2098_B_5 | South | MO | 29021 | 2098 | 5 | KCP AND L GREATER MISSOURI OPERATIONS CO LAKE ROAD GENERATING STATION | 6346411 | 15422013 | 15088312 | 25248914 | 10100222 | 221112 | O/G Steam | Natural Gas | 125 | 100 | Y | N | N | coal | 639.99 | 13.4334 | 429.327 |  | daily flat | diurnal flat | South_comp_peak
50465_B_RB | SESARM | GA | 13193 | 50465 | RB | Weyerhaeuser NR Company - Flint River Operations | 8352311 | 433113 | 435912 | 90864114 | 30700110 | 322110 | Non-Fossil Waste | Non-Fossil Waste | 133 | 200 | Y | N | N |  | 638 | 81 | 10.74 | 8525 | daily flat | diurnal flat | SESARM_comp_nonpeak
50184_B_COMB | SESARM | MS | 28087 |  |  | International Paper, Columbus Mill | 8215811 | 5737313 | 5561812 | 24805214 | 10200902 | 322121 |  |  | 133 | 100 |  | N | N |  | 627 | 12.4494 | 268.02 | 8232 | SESARM Other Nonpeaking | SESARM Other Nonpeaking | SESARM_other_nonpeak
50900_B_2RB | MANE-VU | VA | 51580 | 50900 | 2RB | Meadwestvaco Packaging Resource Group | 5798711 | 91850313 | 20608312 | 125274914 | 30700110 | 322121 | Non-Fossil Waste | Non-Fossil Waste | 133 | 100 | Y | N | N |  | 565.492 | 23.4472 | 23.43 |  | daily flat | diurnal flat | MANE-VU_comp_nonpeak
50489_G_C2 | South | LA | 22019 | 50489 | C2 | Eagle US 2 LLC - Lake Charles Complex | 7354911 | 82305813 | 73341712 | 105831914 | 10100604 | 32518 | Combustion Turbine | Natural Gas | 164 | 100 | Y | N | N |  | 552.22 | 12.4972 | 2.385 | 8736 | daily flat | diurnal flat | South_gas_nonpeak
56163_B_4 | Southwest | UT | 49035 | 56163 | 4 | Kennecott Utah Copper LLC- Power Plant Lab Tailings Impoundment | 7569011 | 12314713 | 12247512 | 220614 | 10200201 | 212319 | Coal Steam | Bituminous | 112 | 100 | N | N | N |  | 539.6 | 64.54 | 1330.01 | 4610 | Southwest Coal Nonpeaking | Southwest Coal Nonpeaking | Southwest_coal_nonpeak
50489_G_C5 | South | LA | 22019 | 50489 | C5 | Eagle US 2 LLC - Lake Charles Complex | 7354911 | 82303113 | 73348112 | 105829214 | 10100601 | 32518 | Combustion Turbine | Natural Gas | 164 | 100 | Y | N | N |  | 536.039 | 7.1795 | 0.6608 | 8736 | daily flat | diurnal flat | South_gas_nonpeak
50184_B_REC | SESARM | MS | 28087 | 50184 | REC | International Paper, Columbus Mill | 8215811 | 5736713 | 5561512 | 24805814 | 30700104 | 322121 | Non-Fossil Waste | Non-Fossil Waste | 133 | 100 | Y | N | N |  | 534.15 | 175.0894 | 2.93 | 7896 | daily flat | diurnal flat | SESARM_comp_nonpeak
52006_G_GEN2 | South | LA | 22047 | 52006 | GEN2 | The Dow Chemical Co - Louisiana Operations | 8467311 | 81448813 | 72576512 | 104912414 | 30199998 | 325199 | Combined Cycle | Natural Gas | 129 | 120 | Y | N | N |  | 531.33 | 13.37 | 6.75 | 8736 | daily flat | diurnal flat | South_comp_nonpeak
50662_B_UNIT3 | MANE-VU | NY | 36067 | 50662 | UNIT3 | ONONDAGA CO RESOURCE RECOVERY FACILITY | 7982011 | 6452313 | 6409712 | 166783414 | 50100104 | 562213 | Municipal Solid Waste | MSW | 103 | 270 | N | Y | N |  | 529.38 | 2.2061 | 20.7005 |  | daily flat | diurnal flat | MANE-VU_other_nonpeak
50661_B_B | MANE-VU | MA | 25009 | 50661 | B | COVANTA HAVERHILL INCORPORATED | 8142011 | 87581613 | 83776612 | 118775614 | 50100102 | 562213 | Municipal Solid Waste | MSW | 103 | 270 | N | Y | N |  | 517.3 | 0 | 6.7 |  | daily flat | diurnal flat | MANE-VU_other_nonpeak
2935_B_13 | LADCO | OH | 39169 | 2935 | 13 | Department of Public Utilities, City of Orrville, Ohio (0285010188) | 3950711 | 34858313 | 68191212 | 100600814 | 10100202 | 221112 | Coal Steam | Bituminous | 125 | 100 | N | N | N | coal | 509.9 | 189.4709 | 3030 | 6810 | LADCO Coal Peaking | LADCO Coal Peaking | LADCO_coal_peak
10613_B_3RB | MANE-VU | ME | 23029 | 10613 | 3RB | WOODLAND PULP LLC | 5974211 | 24218213 | 23232112 | 125429114 | 30700110 | 322110 | Non-Fossil Waste | Non-Fossil Waste | 133 | 100 | Y | N | N |  | 508.47 | 196.0933 | 78.44 |  | daily flat | diurnal flat | MANE-VU_comp_nonpeak
50290_B_1 | MANE-VU | MA | 25023 | 50290 | 1 | SEMASS PARTNERSHIP | 8127611 | 87460713 | 83698612 | 118552214 | 50200103 | 562213 | Municipal Solid Waste | MSW | 103 | 100 | N | Y | N |  | 505.418 | 2.5716 | 115.516 |  | daily flat | diurnal flat | MANE-VU_other_nonpeak
50661_B_A | MANE-VU | MA | 25009 | 50661 | A | COVANTA HAVERHILL INCORPORATED | 8142011 | 87581713 | 83776312 | 118775714 | 50100102 | 562213 | Municipal Solid Waste | MSW | 103 | 270 | N | Y | N |  | 501.4 | 0 | 10 |  | daily flat | diurnal flat | MANE-VU_other_nonpeak
50189_B_2HFB | SESARM | NC | 37117 | 50189 | 2HFB | Domtar Paper Company, LLC | 8049311 | 6351613 | 69386512 | 19066814 | 10200911 | 322121 | Biomass | Biomass | 133 | 100 | Y | N | N |  | 483.8 | 80.73 | 526.28 | 8736 | daily flat | diurnal flat | SESARM_comp_nonpeak
50465_B_PB | SESARM | GA | 13193 | 50465 | PB | Weyerhaeuser NR Company - Flint River Operations | 8352311 | 432113 | 435912 | 90863914 | 10200911 | 322110 | Biomass | Biomass | 133 | 100 | Y | N | N |  | 465 | 89 | 25 | 8586 | daily flat | diurnal flat | SESARM_comp_nonpeak
54464_B_D001 | SESARM | GA | 13021 | 54464 | D001 | Graphic Packaging Macon Mill | 7414811 | 9231513 | 9114912 | 46134014 | 30700110 | 322130 | Non-Fossil Waste | Non-Fossil Waste | 133 | 100 | Y | N | N |  | 464 | 61.3168 | 15.04 | 8575 | daily flat | diurnal flat | SESARM_comp_nonpeak
50806_B_RBF | SESARM | SC | 45041 | 50806 | RBF | WESTROCK CP LLC | 4758811 | 32072313 | 30698012 | 11751614 | 30700110 | 322110 | Non-Fossil Waste | Non-Fossil Waste | 133 | 100 | Y | N | N |  | 451.68 | 44.77 | 2.79 | 8507 | daily flat | diurnal flat | SESARM_comp_nonpeak
50887_B_BLR2 | SESARM | FL | 12011 | 50887 | BLR2 | WHEELABRATOR SOUTH BROWARD, INC | 716911 | 46339613 | 44014012 | 48517514 | 10101201 | 562219 | Municipal Solid Waste | MSW | 103 | 270 | N | Y | N |  | 440.992 | 15.7183 | 26.7396 | 8246 | daily flat | diurnal flat | SESARM_other_nonpeak
50887_B_BLR1 | SESARM | FL | 12011 | 50887 | BLR1 | WHEELABRATOR SOUTH BROWARD, INC | 716911 | 46339513 | 44013912 | 48517714 | 10101201 | 562219 | Municipal Solid Waste | MSW | 103 | 270 | N | Y | N |  | 437.382 | 15.5897 | 26.5208 | 8193 | daily flat | diurnal flat | SESARM_other_nonpeak
50931_B_BLR1 | West North Central | MT | 30111 | 50931 | BLR1 | YELLOWSTONE POWER PLANT | 5270711 | 24917913 | 23907812 | 21497214 | 10100801 | 221118 | Coal Steam | Petroleum Coke | 125 | 100 | Y | N | N |  | 437.35 | 1.7457 | 1641.24 |  | daily flat | diurnal flat | West North Central_comp_nonpeak
2047_G_3 | SESARM | MS | 28059 | 2047 | 3 | Mississippi Power Company, Chevron Cogenerating Plant | 6970611 | 13971213 | 13768112 | 24873314 | 20100201 | 22111 | Combustion Turbine | Natural Gas | 125 | 120 | Y | N | N | gas | 436.64 | 7.866 | 0.82 | 8760 | daily flat | diurnal flat | SESARM_gas_peak
10033_B_11 | LADCO | MI | 26163 | 10033 | 11 | DETROIT RENEWABLE POWER, LLC | 8171811 | 4506613 | 4381712 | 29287314 | 50100103 | 562213 | Municipal Solid Waste | MSW | 103 | 100 | Y | Y | N |  | 435.4 | 2.9946 | 45.635 | 8760 | daily flat | diurnal flat | LADCO_other_nonpeak
50883_B_BLR3 | MANE-VU | CT | 09001 | 50883 | BLR3 | WHEELABRATOR BRIDGEPORT LP | 754411 | 46285613 | 43961212 | 47337714 | 50100105 | 562213 | Municipal Solid Waste | MSW | 103 | 100 | N | Y | N |  | 435.28 | 17.6584 | 25.55 |  | daily flat | diurnal flat | MANE-VU_other_nonpeak
50071_B_BLR2 | SESARM | FL | 12099 | 50071 | BLR2 | SOLID WASTE AUTHORITY OF PBC | 533611 | 48452613 | 45905012 | 46011514 | 10101202 | 562219 | Municipal Solid Waste | MSW | 103 | 270 | N | Y | N |  | 431.102 | 13.7276 | 84.6071 | 8140 | daily flat | diurnal flat | SESARM_other_nonpeak
54004_B_PB2 | SESARM | GA | 13175 | 54004 | PB2 | Green Power Solutions of Georgia, LLC | 17678111 | 122424713 | 124758012 | 174518214 | 10100218 | 221117 | Biomass | Biomass |  | 100 | Y | N | N |  | 425.5 | 0.7369 | 1046.9 | 2190 | daily flat | diurnal flat | SESARM_coal_nonpeak
50290_B_2 | MANE-VU | MA | 25023 | 50290 | 2 | SEMASS PARTNERSHIP | 8127611 | 87460813 | 83698612 | 118552314 | 50200103 | 562213 | Municipal Solid Waste | MSW | 103 | 100 | N | Y | N |  | 424.566 | 3.2962 | 139.114 |  | daily flat | diurnal flat | MANE-VU_other_nonpeak
50877_B_B2 | MANE-VU | MA | 25009 | 50877 | B2 | WHEELABRATOR NORTH ANDOVER INCORPORATED | 7947211 | 87603913 | 83795412 | 118809214 | 50100102 | 562213 | Municipal Solid Waste | MSW | 103 | 270 | N | Y | N |  | 423.88 | 1.0653 | 20.9228 |  | daily flat | diurnal flat | MANE-VU_other_nonpeak
50883_B_BLR1 | MANE-VU | CT | 09001 | 50883 | BLR1 | WHEELABRATOR BRIDGEPORT LP | 754411 | 46285713 | 43961112 | 47337514 | 50100105 | 562213 | Municipal Solid Waste | MSW | 103 | 100 | N | Y | N |  | 423.09 | 18.2759 | 14.16 |  | daily flat | diurnal flat | MANE-VU_other_nonpeak
50396_B_BLR6 | Northwest | OR | 41019 | 50396 | BLR6 | Dillard | 8219211 | 68314813 | 62712712 | 94189514 | 10200902 | 321113 | Biomass | Biomass | 134 | 100 | Y | N | N |  | 422 | 128 | 35 |  | daily flat | diurnal flat | Northwest_comp_nonpeak
50637_B_4PWR | Northwest | ID | 16069 | 50637 | 4PWR | CLEARWATER PAPER CORP - PPD & CPD | 7321711 | 8312513 | 8200312 | 46686314 | 10200901 | 322130 | O/G Steam | Natural Gas | 133 | 100 | Y | N | N |  | 420.6 | 1.3791 | 42.5596 | 8181 | daily flat | diurnal flat | Northwest_comp_nonpeak
50887_B_BLR3 | SESARM | FL | 12011 | 50887 | BLR3 | WHEELABRATOR SOUTH BROWARD, INC | 716911 | 46339913 | 44014112 | 48517114 | 10101201 | 562219 | Municipal Solid Waste | MSW | 103 | 270 | N | Y | N |  | 418.072 | 14.9015 | 25.3499 | 8019 | daily flat | diurnal flat | SESARM_other_nonpeak
50071_B_BLR1 | SESARM | FL | 12099 | 50071 | BLR1 | SOLID WASTE AUTHORITY OF PBC | 533611 | 48452113 | 45904812 | 46012114 | 10101202 | 562219 | Municipal Solid Waste | MSW | 103 | 270 | N | Y | N |  | 417.901 | 18.3505 | 80.2344 | 8135 | daily flat | diurnal flat | SESARM_other_nonpeak
50883_B_BLR2 | MANE-VU | CT | 09001 | 50883 | BLR2 | WHEELABRATOR BRIDGEPORT LP | 754411 | 46285513 | 43960612 | 47337814 | 50100105 | 562213 | Municipal Solid Waste | MSW | 103 | 100 | N | Y | N |  | 416.62 | 14.3845 | 16.12 |  | daily flat | diurnal flat | MANE-VU_other_nonpeak
550_B_1 | Northwest | WA | 53065 | 550 | 1 | Avista | 6210511 | 15570613 | 15228812 | 2143114 | 10100902 | 221118 | Biomass | Biomass | 125 | 100 | N | N | N |  | 413.3 | 23.5 | 1.4 | 8012 | Northwest Composite Nonpeaking | Northwest Composite Nonpeaking | Northwest_comp_nonpeak
60084_B_7040 | SESARM | GA | 13185 | 60084 | 7040 | PCA Valdosta Mill | 555311 | 98190613 | 95520312 | 137239214 | 30700110 | 322130 | Non-Fossil Waste | Non-Fossil Waste | 133 | 200 | Y | N | N |  | 410.44 | 15.17 | 446.13 | 8612 | daily flat | diurnal flat | SESARM_comp_nonpeak
10233_B_PB | SESARM | MS | 28111 | 10233 | PB | Leaf River Cellulose LLC | 8216311 | 5727813 | 5555812 | 27212314 | 10200902 | 322110 | Non-Fossil Waste | Non-Fossil Waste | 133 | 100 | Y | N | N |  | 406.73 | 2.4549 | 15.28 | 8760 | daily flat | diurnal flat | SESARM_other_nonpeak
50813_B_CB1 | MANE-VU | VA | 51670 | 50813 | CB1 | RockTenn CP LLC - Hopewell | 5768811 | 20390013 | 19645112 | 2045214 | 10200901 | 322130 | Non-Fossil Waste | Non-Fossil Waste | 133 | 100 | Y | N | N |  | 404.6 | 28.4645 | 232.46 |  | daily flat | diurnal flat | MANE-VU_comp_nonpeak
50637_B_5REC | Northwest | ID | 16069 | 50637 | 5REC | CLEARWATER PAPER CORP - PPD & CPD | 7321711 | 8312613 | 8203412 | 46686214 | 30700110 | 322130 | Non-Fossil Waste | Non-Fossil Waste | 133 | 100 | Y | N | N |  | 404.253 | 28.6722 | 2.6465 | 8450 | daily flat | diurnal flat | Northwest_comp_nonpeak
54746_B_2 | MANE-VU | PA | 42017 | 54746 | 2 | WHEELABRATOR FALLS INC/FALLS TWP | 8220011 | 5254013 | 5082312 | 17214314 | 50200102 | 562213 | Municipal Solid Waste | MSW | 103 | 270 | N | Y | N |  | 402.26 | 13.955 | 36.82 | 7935 | daily flat | diurnal flat | MANE-VU_other_nonpeak
54625_B_2 | MANE-VU | PA | 42091 | 54625 | 2 | COVANTA PLYMOUTH RENEWABLE ENERGY/ PLYMOUTH | 4843611 | 29689613 | 28454712 | 93136014 | 50100105 | 562213 | Municipal Solid Waste | MSW | 103 | 270 | N | Y | N |  | 400.66 | 1.6888 | 7.97 | 8217 | daily flat | diurnal flat | MANE-VU_other_nonpeak
50884_B_B103 | SESARM | FL | 12103 | 50884 | B103 | PINELLAS CO. BOARD OF CO. COMMISSIONERS | 843011 | 46214613 | 43881512 | 48490814 | 10101201 | 562219 | Municipal Solid Waste | MSW | 103 | 270 | N | Y | N |  | 400.6 | 21.199 | 48.1997 | 6620 | daily flat | diurnal flat | SESARM_other_nonpeak
2240_B_7 | West North Central | NE | 31053 | 2240 | 7 | Lon D Wright Power Plant | 7766111 | 1753313 | 1670512 | 21381014 | 10100222 | 221112 | Coal Steam | Subbituminous | 125 | 100 | N | N | N | coal | 397.42 | 7.42 | 281.67 |  | West North Central Composite Peaking | West North Central Composite Peaking | West North Central_comp_peak
10629_B_BLR2 | MANE-VU | MD | 24510 | 10629 | BLR2 | Wheelabrator Baltimore, LP | 5857411 | 88072813 | 84285912 | 119500014 | 50100101 | 562213 | Municipal Solid Waste | MSW | 103 | 270 | Y | Y | N |  | 394.508 | 8.1681 | 98.8425 | 2080 | daily flat | diurnal flat | MANE-VU_other_nonpeak
50877_B_B1 | MANE-VU | MA | 25009 | 50877 | B1 | WHEELABRATOR NORTH ANDOVER INCORPORATED | 7947211 | 87604013 | 83795412 | 118809314 | 50100102 | 562213 | Municipal Solid Waste | MSW | 103 | 270 | N | Y | N |  | 394.385 | 1.1885 | 19.8432 |  | daily flat | diurnal flat | MANE-VU_other_nonpeak
50884_B_B102 | SESARM | FL | 12103 | 50884 | B102 | PINELLAS CO. BOARD OF CO. COMMISSIONERS | 843011 | 46213913 | 43881312 | 48445414 | 10101201 | 562219 | Municipal Solid Waste | MSW | 103 | 270 | N | Y | N |  | 394.097 | 22.798 | 44.5999 | 6632 | daily flat | diurnal flat | SESARM_other_nonpeak
50482_B_B8 | SESARM | FL | 12051 | 50482 | B8 | U.S. SUGAR CORPORATION | 769911 | 67299413 | 61912912 | 92832214 | 10201101 | 311314 | Biomass | Biomass | 154 | 100 | Y | N | N |  | 392.96 | 59.8995 | 97.9465 | 7629 | daily flat | diurnal flat | SESARM_comp_nonpeak
54625_B_1 | MANE-VU | PA | 42091 | 54625 | 1 | COVANTA PLYMOUTH RENEWABLE ENERGY/ PLYMOUTH | 4843611 | 29689713 | 28454612 | 93135914 | 50100105 | 562213 | Municipal Solid Waste | MSW | 103 | 270 | N | Y | N |  | 392.45 | 1.54 | 3.24 | 8056 | daily flat | diurnal flat | MANE-VU_other_nonpeak
50658_B_1 | MANE-VU | VA | 51059 | 50658 | 1 | Covanta Fairfax Inc | 6743611 | 13420713 | 13238612 | 332214 | 10201201 | 562213 | Municipal Solid Waste | MSW | 103 | 100 | N | Y | N |  | 392.035 | 0.38125 | 3.6686 |  | daily flat | diurnal flat | MANE-VU_other_nonpeak
50884_B_B101 | SESARM | FL | 12103 | 50884 | B101 | PINELLAS CO. BOARD OF CO. COMMISSIONERS | 843011 | 46213813 | 43881912 | 48445514 | 10101201 | 562219 | Municipal Solid Waste | MSW | 103 | 270 | N | Y | N |  | 391.602 | 15.55 | 55.0995 | 6584 | daily flat | diurnal flat | SESARM_other_nonpeak
54746_B_1 | MANE-VU | PA | 42017 | 54746 | 1 | WHEELABRATOR FALLS INC/FALLS TWP | 8220011 | 5253913 | 5082212 | 17214514 | 50200102 | 562213 | Municipal Solid Waste | MSW | 103 | 270 | N | Y | N |  | 390.3 | 17.725 | 53.2 | 7808 | daily flat | diurnal flat | MANE-VU_other_nonpeak
10033_B_12 | LADCO | MI | 26163 | 10033 | 12 | DETROIT RENEWABLE POWER, LLC | 8171811 | 4506513 | 4381912 | 29287514 | 50100103 | 562213 | Municipal Solid Waste | MSW | 103 | 100 | Y | Y | N |  | 388.45 | 10.988 | 48.92 | 8760 | daily flat | diurnal flat | LADCO_other_nonpeak
10495_B_CRECV | MANE-VU | ME | 23017 | 10495 | CRECV | CATALYST PAPER OPERATIONS INC. - RUMFORD | 8026411 | 3772813 | 3650012 | 125439514 | 30700110 | 322121 | Non-Fossil Waste | Non-Fossil Waste | 133 | 100 | Y | N | N |  | 387.91 | 137.2655 | 77.58 |  | daily flat | diurnal flat | MANE-VU_comp_nonpeak
10062_B_BLR2 | SESARM | FL | 12086 | 10062 | BLR2 | MIAMI-DADE CO. DEPT. OF SOLID WASTE MGMT | 3544911 | 36551613 | 34811312 | 46170014 | 10101202 | 562219 | Municipal Solid Waste | MSW | 103 | 270 | N | Y | N |  | 386 | 1.6797 | 6.92 | 7705 | daily flat | diurnal flat | SESARM_other_nonpeak
54429_B_PB2 | SESARM | AL | 01099 | 54429 | PB2 | GP Cellulose Alabama River Cellulose LLC | 1019211 | 47713813 | 45250112 | 61379014 | 10200901 | 322121 | Non-Fossil Waste | Non-Fossil Waste | 133 | 100 | Y | N | N |  | 382.979 | 144.481 | 0.752 |  | daily flat | diurnal flat | SESARM_comp_nonpeak
10062_B_BLR4 | SESARM | FL | 12086 | 10062 | BLR4 | MIAMI-DADE CO. DEPT. OF SOLID WASTE MGMT | 3544911 | 36552013 | 34811212 | 46169614 | 10101202 | 562219 | Municipal Solid Waste | MSW | 103 | 270 | N | Y | N |  | 381.9 | 1.9521 | 6.7 | 7537 | daily flat | diurnal flat | SESARM_other_nonpeak
10062_B_BLR3 | SESARM | FL | 12086 | 10062 | BLR3 | MIAMI-DADE CO. DEPT. OF SOLID WASTE MGMT | 3544911 | 36552213 | 34811212 | 46169414 | 10101202 | 562219 | Municipal Solid Waste | MSW | 103 | 270 | N | Y | N |  | 377.8 | 1.5419 | 8.2 | 7485 | daily flat | diurnal flat | SESARM_other_nonpeak
50658_B_4 | MANE-VU | VA | 51059 | 50658 | 4 | Covanta Fairfax Inc | 6743611 | 13420813 | 13238912 | 332014 | 10201201 | 562213 | Municipal Solid Waste | MSW | 103 | 100 | N | Y | N |  | 376.178 | 0.39875 | 15.348 |  | daily flat | diurnal flat | MANE-VU_other_nonpeak
50658_B_2 | MANE-VU | VA | 51059 | 50658 | 2 | Covanta Fairfax Inc | 6743611 | 13421013 | 13238712 | 331514 | 10201201 | 562213 | Municipal Solid Waste | MSW | 103 | 100 | N | Y | N |  | 375.458 | 0.39798 | 3.9798 |  | daily flat | diurnal flat | MANE-VU_other_nonpeak
10629_B_BLR1 | MANE-VU | MD | 24510 | 10629 | BLR1 | Wheelabrator Baltimore, LP | 5857411 | 88072713 | 84285812 | 119499914 | 50100101 | 562213 | Municipal Solid Waste | MSW | 103 | 270 | Y | Y | N |  | 374.96 | 8.4472 | 79.464 | 2080 | daily flat | diurnal flat | MANE-VU_other_nonpeak
50647_G_GEN1B | LADCO | IN | 18097 |  |  | COVANTA INDIANAPOLIS INC | 7744611 | 1875213 | 1775412 | 124093614 | 50300112 | 562213 |  |  | 103 | 100 |  | N | N |  | 374.92 | 2.02 | 28.52 |  | LADCO Other Nonpeaking | LADCO Other Nonpeaking | LADCO_other_nonpeak
50118_G_GEN8 | South | TX | 48453 | 50118 | GEN8 | HAL C WEAVER POWER PLANT | 4181711 | 33862313 | 32318212 | 3665314 | 20100201 | 22111 | Combined Cycle | Natural Gas | 125 | 120 | Y | N | N | gas | 374.63 | 8.0679 | 0.0886 | 6318 | daily flat | diurnal flat | South_gas_peak
50658_B_3 | MANE-VU | VA | 51059 | 50658 | 3 | Covanta Fairfax Inc | 6743611 | 13420913 | 13238812 | 331714 | 10201201 | 562213 | Municipal Solid Waste | MSW | 103 | 100 | N | Y | N |  | 374.195 | 0.38887 | 24.2126 |  | daily flat | diurnal flat | MANE-VU_other_nonpeak
57099_B_4RB | Northwest | WA | 53053 | 57099 | 4RB | WestRock Tacoma Mill | 4880911 | 29293113 | 28067812 | 1752814 | 30700110 | 3221 | Non-Fossil Waste | Non-Fossil Waste | 133 | 100 | Y | N | N |  | 372.2 | 52.8 | 11.1 | 8258 | daily flat | diurnal flat | Northwest_comp_nonpeak
10629_B_BLR3 | MANE-VU | MD | 24510 | 10629 | BLR3 | Wheelabrator Baltimore, LP | 5857411 | 88072913 | 84286012 | 119500114 | 50100101 | 562213 | Municipal Solid Waste | MSW | 103 | 270 | Y | Y | N |  | 371.784 | 7.0751 | 80.64 | 2080 | daily flat | diurnal flat | MANE-VU_other_nonpeak
50882_B_3 | MANE-VU | NY | 36119 | 50882 | 3 | WHEELABRATOR WESTCHESTER LP | 8123611 | 4684013 | 4526312 | 20747314 | 50100102 | 562213 | Municipal Solid Waste | MSW | 103 | 270 | N | Y | N |  | 367.2245 | 4.9517 | 39.26 |  | daily flat | diurnal flat | MANE-VU_other_nonpeak
50482_B_B7 | SESARM | FL | 12051 | 50482 | B7 | U.S. SUGAR CORPORATION | 769911 | 46276413 | 43951312 | 48496314 | 10201101 | 311314 | Biomass | Biomass | 154 | 100 | Y | N | N |  | 367.054 | 41.3721 | 53.9314 | 6439 | daily flat | diurnal flat | SESARM_comp_nonpeak
50647_G_GEN1C | LADCO | IN | 18097 |  |  | COVANTA INDIANAPOLIS INC | 7744611 | 1875113 | 1775512 | 124093814 | 50300112 | 562213 |  |  | 103 | 100 |  | N | N |  | 365.21 | 1.97 | 19.25 |  | LADCO Other Nonpeaking | LADCO Other Nonpeaking | LADCO_other_nonpeak
54562_B_RF22 | Northwest | WA | 53015 | 54562 | RF22 | Longview Fibre Paper and Packaging, Inc. dba KapStone Kraft Paper Corporation | 7000211 | 14254413 | 14026912 | 2219014 | 30700110 | 322130 | Non-Fossil Waste | Non-Fossil Waste | 133 | 200 | Y | N | N |  | 362 | 38.9 | 50.3 | 8568 | daily flat | diurnal flat | Northwest_comp_nonpeak
2047_G_4 | SESARM | MS | 28059 | 2047 | 4 | Mississippi Power Company, Chevron Cogenerating Plant | 6970611 | 13971513 | 13768312 | 24873014 | 20100201 | 22111 | Combustion Turbine | Natural Gas | 125 | 120 | Y | N | N | gas | 357.58 | 6.4512 | 0.67 | 8760 | daily flat | diurnal flat | SESARM_gas_peak
10642_B_3 | MANE-VU | NY | 36059 | 10642 | 3 | HEMPSTEAD RESOURCE RECOVERY FACILITY | 7993311 | 4102513 | 4000812 | 88910214 | 50100102 | 562213 | Municipal Solid Waste | MSW | 103 | 270 | N | Y | N |  | 355.7985 | 2.0912 | 11.2885 |  | daily flat | diurnal flat | MANE-VU_other_nonpeak
50900_B_1PB | MANE-VU | VA | 51580 | 50900 | 1PB | Meadwestvaco Packaging Resource Group | 5798711 | 107770113 | 111277012 | 152640114 | 10100903 | 322121 | Biomass | Biomass | 133 | 100 | Y | N | N |  | 355.62 | 36.4493 | 16.97 |  | daily flat | diurnal flat | MANE-VU_other_nonpeak
1926_B_2 | LADCO | MN | 27049 | 1926 | 2 | Xcel Energy - Red Wing Generating Plant | 6274511 | 15819613 | 15444612 | 26967414 | 50100103 | 221112 | Municipal Solid Waste | MSW | 103 | 270 | N | Y | N |  | 352.2 | 1.1004 | 36.4 |  | daily flat | diurnal flat | LADCO_other_nonpeak
54998_B_12500 | MANE-VU | VA | 51740 | 54998 | 12500 | Wheelabrator Portsmouth Inc, RDF Facility | 4183011 | 32657613 | 31209212 | 150272314 | 30701220 | 221330 | Municipal Solid Waste | MSW | 103 | 100 | Y | Y | N |  | 349.5 |  |  |  | daily flat | diurnal flat | MANE-VU_comp_nonpeak
54998_B_12300 | MANE-VU | VA | 51740 | 54998 | 12300 | Wheelabrator Portsmouth Inc, RDF Facility | 4183011 | 32657113 | 31208512 | 150271514 | 30701220 | 221330 | Municipal Solid Waste | MSW | 103 | 100 | Y | Y | N |  | 346 |  |  |  | daily flat | diurnal flat | MANE-VU_comp_nonpeak
50447_B_21 | MANE-VU | ME | 23005 | 50447 | 21 | S D WARREN CO - WESTBROOK | 7946611 | 1913213 | 1819412 | 125545214 | 10200907 | 322121 | Biomass | Biomass | 133 | 100 | Y | N | N |  | 344.3 | 1.4783 | 31.89 |  | daily flat | diurnal flat | MANE-VU_other_nonpeak
10033_B_13 | LADCO | MI | 26163 | 10033 | 13 | DETROIT RENEWABLE POWER, LLC | 8171811 | 4506413 | 4381612 | 29287614 | 50100103 | 562213 | Municipal Solid Waste | MSW | 103 | 100 | Y | Y | N |  | 343.85 | 33.0591 | 42.285 | 8760 | daily flat | diurnal flat | LADCO_other_nonpeak
54562_B_PB20 | Northwest | WA | 53015 | 54562 | PB20 | Longview Fibre Paper and Packaging, Inc. dba KapStone Kraft Paper Corporation | 7000211 | 14257313 | 14025312 | 2175514 | 10200902 | 322130 | Non-Fossil Waste | Non-Fossil Waste | 133 | 100 | Y | N | N |  | 342 | 48.4 | 36.4 | 8064 | daily flat | diurnal flat | Northwest_comp_nonpeak
50882_B_1 | MANE-VU | NY | 36119 | 50882 | 1 | WHEELABRATOR WESTCHESTER LP | 8123611 | 4684113 | 4525912 | 20747114 | 50100102 | 562213 | Municipal Solid Waste | MSW | 103 | 270 | N | Y | N |  | 341.6915 | 0.43351 | 44.0825 |  | daily flat | diurnal flat | MANE-VU_other_nonpeak
50290_B_3 | MANE-VU | MA | 25023 | 50290 | 3 | SEMASS PARTNERSHIP | 8127611 | 87460913 | 83698612 | 118552614 | 50200103 | 562213 | Municipal Solid Waste | MSW | 103 | 100 | N | Y | N |  | 340.68 | 5.18 | 68.2276 |  | daily flat | diurnal flat | MANE-VU_other_nonpeak
57046_B_CFB2 | West North Central | NE | 31141 | 57046 | CFB2 | ADM Corn Processing | 14493311 | 91130513 | 83458112 | 123613514 | 39999999 | 311221 | Coal Steam | Subbituminous | 127 | 100 | Y | N | N |  | 336.54 | 23.9 | 385.86 |  | daily flat | diurnal flat | West North Central_comp_nonpeak
50882_B_2 | MANE-VU | NY | 36119 | 50882 | 2 | WHEELABRATOR WESTCHESTER LP | 8123611 | 4683613 | 4525812 | 20747914 | 50100102 | 562213 | Municipal Solid Waste | MSW | 103 | 270 | N | Y | N |  | 336.1085 | 0.89086 | 40.3295 |  | daily flat | diurnal flat | MANE-VU_other_nonpeak
50647_G_GEN1 | LADCO | IN | 18097 | 50647 | GEN1 | COVANTA INDIANAPOLIS INC | 7744611 | 1875013 | 1775612 | 124093414 | 50300112 | 562213 | Municipal Solid Waste | MSW | 103 | 100 | Y | Y | N |  | 334.55 | 1.8 | 19.9 |  | daily flat | diurnal flat | LADCO_other_nonpeak
1934_B_1 | LADCO | MN | 27013 | 1934 | 1 | Xcel Energy - Key City/Wilmarth | 7623111 | 11476313 | 11376212 | 26632014 | 50100103 | 562920 | Municipal Solid Waste | MSW | 103 | 270 | N | Y | N |  | 329.1 | 1.1062 | 13.6 |  | daily flat | diurnal flat | LADCO_other_nonpeak
50189_B_1HFB | SESARM | NC | 37117 | 50189 | 1HFB | Domtar Paper Company, LLC | 8049311 | 6349013 | 69384612 | 19345814 | 10200911 | 322121 | Biomass | Biomass | 133 | 100 | Y | N | N |  | 327.3 | 115.48 | 174.83 | 8736 | daily flat | diurnal flat | SESARM_comp_nonpeak
50880_B_UNIT1 | MANE-VU | MA | 25009 | 50880 | UNIT1 | WHEELABRATOR SAUGUS INC | 8167211 | 87371013 | 83632412 | 118419114 | 50100102 | 562213 | Municipal Solid Waste | MSW | 103 | 270 | N | Y | N |  | 327.259 | 1.3717 | 28.5428 |  | daily flat | diurnal flat | MANE-VU_other_nonpeak
54998_B_12400 | MANE-VU | VA | 51740 | 54998 | 12400 | Wheelabrator Portsmouth Inc, RDF Facility | 4183011 | 32657713 | 31208812 | 150271914 | 30701220 | 221330 | Municipal Solid Waste | MSW | 103 | 100 | Y | Y | N |  | 325.7 |  |  |  | daily flat | diurnal flat | MANE-VU_comp_nonpeak
1926_B_1 | LADCO | MN | 27049 | 1926 | 1 | Xcel Energy - Red Wing Generating Plant | 6274511 | 15819713 | 15444512 | 26967214 | 50100103 | 221112 | Municipal Solid Waste | MSW | 103 | 270 | N | Y | N |  | 323.1 | 1.1856 | 51.7 |  | daily flat | diurnal flat | LADCO_other_nonpeak
54998_B_12600 | MANE-VU | VA | 51740 | 54998 | 12600 | Wheelabrator Portsmouth Inc, RDF Facility | 4183011 | 32657513 | 31208412 | 150272714 | 30701220 | 221330 | Municipal Solid Waste | MSW | 103 | 100 | Y | Y | N |  | 321.2 |  |  |  | daily flat | diurnal flat | MANE-VU_comp_nonpeak
2047_G_1 | SESARM | MS | 28059 | 2047 | 1 | Mississippi Power Company, Chevron Cogenerating Plant | 6970611 | 13971113 | 13768512 | 24873414 | 20100201 | 22111 | Combustion Turbine | Natural Gas | 125 | 120 | Y | N | N | gas | 317.73 | 5.7238 | 0.6 | 8760 | daily flat | diurnal flat | SESARM_gas_peak
50880_B_UNIT2 | MANE-VU | MA | 25009 | 50880 | UNIT2 | WHEELABRATOR SAUGUS INC | 8167211 | 87371113 | 83632412 | 118419214 | 50100102 | 562213 | Municipal Solid Waste | MSW | 103 | 270 | N | Y | N |  | 316.374 | 3.0006 | 31.9693 |  | daily flat | diurnal flat | MANE-VU_other_nonpeak
10002_B_CFB | West | CA | 06071 |  |  | ACE COGENERATION CO | 4841211 | 101746013 | 104480912 | 142786014 | 10100217 | 221112 |  |  | 125 | 100 |  | N | N | coal | 315 | 3.561 | 224 |  | West Composite Peaking | West Composite Peaking | West_comp_peak
10642_B_3 | MANE-VU | NY | 36059 | 10642 | 3 | HEMPSTEAD RESOURCE RECOVERY FACILITY | 7993311 | 4102513 | 4000812 | 88910114 | 50100102 | 562213 | Municipal Solid Waste | MSW | 103 | 270 | N | Y | N |  | 314.8995 | 2.5187 | 20.6095 |  | daily flat | diurnal flat | MANE-VU_other_nonpeak
57099_B_7PB | Northwest | WA | 53053 | 57099 | 7PB | WestRock Tacoma Mill | 4880911 | 29293313 | 127618312 | 1752614 | 10200902 | 3221 | Non-Fossil Waste | Non-Fossil Waste | 133 | 100 | Y | N | N |  | 312.666 | 30.38 | 106.578 | 7915 | daily flat | diurnal flat | Northwest_comp_nonpeak
10062_B_BLR1 | SESARM | FL | 12086 | 10062 | BLR1 | MIAMI-DADE CO. DEPT. OF SOLID WASTE MGMT | 3544911 | 36552113 | 34811312 | 46169514 | 10101202 | 562219 | Municipal Solid Waste | MSW | 103 | 270 | N | Y | N |  | 309.8 | 1.0997 | 13.77 | 7584 | daily flat | diurnal flat | SESARM_other_nonpeak
50397_B_REC037 | MANE-VU | PA | 42133 | 50397 | REC037 | PH GLATFELTER CO/SPRING GROVE | 4966111 | 28925813 | 27701012 | 14418514 | 30700110 | 322121 | O/G Steam | Natural Gas | 133 | 100 | Y | N | N |  | 308.986 | 11.4699 |  | 8451 | daily flat | diurnal flat | MANE-VU_comp_nonpeak
10642_B_3 | MANE-VU | NY | 36059 | 10642 | 3 | HEMPSTEAD RESOURCE RECOVERY FACILITY | 7993311 | 4102513 | 4000812 | 88910014 | 50100102 | 562213 | Municipal Solid Waste | MSW | 103 | 270 | N | Y | N |  | 308.9485 | 1.676 | 2.3957 |  | daily flat | diurnal flat | MANE-VU_other_nonpeak
10554_G_TBG2 | South | TX | 48057 | 10554 | TBG2 | FORMOSA POINT COMFORT PLANT | 5633411 | 20803913 | 20007212 | 9527214 | 20200203 | 325211 | Combined Cycle | Natural Gas | 173 | 120 | Y | N | N |  | 307.23 | 14.82 | 1.36 | 6132 | daily flat | diurnal flat | South_gas_nonpeak
10864_B_5 | West North Central | IA | 19113 | 10864 | 5 | ADM CORN PROCESSING - CEDAR RAPIDS | 8121311 | 4761213 | 4588012 | 42615914 | 10200217 | 311221 | Coal Steam | Bituminous, Subbituminous | 127 | 100 | Y | N | N |  | 306.53 | 10.42 | 741.6 | 8035 | daily flat | diurnal flat | West North Central_coal_nonpeak
2047_G_2 | SESARM | MS | 28059 | 2047 | 2 | Mississippi Power Company, Chevron Cogenerating Plant | 6970611 | 13971013 | 13768412 | 24873514 | 20100201 | 22111 | Combustion Turbine | Natural Gas | 125 | 120 | Y | N | N | gas | 306.16 | 5.5144 | 0.57 | 8760 | daily flat | diurnal flat | SESARM_gas_peak
50900_B_1RB | MANE-VU | VA | 51580 | 50900 | 1RB | Meadwestvaco Packaging Resource Group | 5798711 | 21497613 | 20607812 | 1861014 | 30700104 | 322121 | Non-Fossil Waste | Non-Fossil Waste | 133 | 100 | Y | N | N |  | 305.563 | 53.5486 | 198.043 |  | daily flat | diurnal flat | MANE-VU_comp_nonpeak
1934_B_2 | LADCO | MN | 27013 | 1934 | 2 | Xcel Energy - Key City/Wilmarth | 7623111 | 11476213 | 11376312 | 26632514 | 50100103 | 562920 | Municipal Solid Waste | MSW | 103 | 270 | N | Y | N |  | 305.1 | 1.1615 | 6.8 |  | daily flat | diurnal flat | LADCO_other_nonpeak
55051_G_X773 | South | LA | 22047 | 55051 | X773 | Axiall LLC - Plaquemine Facility | 7227011 | 80974613 | 72095012 | 104405514 | 10200604 | 325211 | Combustion Turbine | Natural Gas | 173 | 120 | Y | N | N |  | 303.636 | 20.896 | 0.212 | 8736 | daily flat | diurnal flat | South_gas_nonpeak
55051_G_X774 | South | LA | 22047 | 55051 | X774 | Axiall LLC - Plaquemine Facility | 7227011 | 80977513 | 72100512 | 104408614 | 10200604 | 325211 | Combustion Turbine | Natural Gas | 173 | 120 | Y | N | N |  | 303.435 | 20.69 | 0.202 | 8736 | daily flat | diurnal flat | South_gas_nonpeak
54464_B_B004 | SESARM | GA | 13021 | 54464 | B004 | Graphic Packaging Macon Mill | 7414811 | 108742413 | 9114712 | 153966414 | 10200912 | 322130 | Biomass | Biomass | 133 | 100 | Y | N | N |  | 303 | 4.0617 | 6 | 8500 | daily flat | diurnal flat | SESARM_other_nonpeak
10554_G_TBG3 | South | TX | 48057 | 10554 | TBG3 | FORMOSA POINT COMFORT PLANT | 5633411 | 20794713 | 20003112 | 9418314 | 20200203 | 325211 | Combined Cycle | Natural Gas | 173 | 120 | Y | N | N |  | 299.46 | 17.3 | 0.84 | 6132 | daily flat | diurnal flat | South_gas_nonpeak
54464_B_B003 | SESARM | GA | 13021 | 54464 | B003 | Graphic Packaging Macon Mill | 7414811 | 9232813 | 9115912 | 46282914 | 10200911 | 322130 | Non-Fossil Waste | Non-Fossil Waste | 133 | 100 | Y | N | N |  | 299 | 95.277 | 0.469 | 8222 | daily flat | diurnal flat | SESARM_comp_nonpeak
54033_B_BLR2 | SESARM | FL | 12011 |  |  | WHEELABRATOR NORTH BROWARD, INC. | 537611 | 48409713 | 45868612 | 48516714 | 10101201 | 562219 |  |  | 103 | 270 |  | N | N |  | 287.008 | 0.73812 | 3.5842 | 5707 | SESARM Other Nonpeaking | SESARM Other Nonpeaking | SESARM_other_nonpeak
50472_B_BLR4 | MANE-VU | NY | 36063 | 50472 | BLR4 | COVANTA NIAGARA LP | 7417011 | 7979813 | 58925512 | 135477714 | 50100102 | 221118 | Municipal Solid Waste | MSW | 103 | 270 | Y | Y | N |  | 283.543 | 0.05444 | 79.083 |  | daily flat | diurnal flat | MANE-VU_other_nonpeak
50472_B_BLR4 | MANE-VU | NY | 36063 | 50472 | BLR4 | COVANTA NIAGARA LP | 7417011 | 7979813 | 7876512 | 135477614 | 50100102 | 221118 | Municipal Solid Waste | MSW | 103 | 270 | Y | Y | N |  | 279.881 | 0.051677 | 61.274 |  | daily flat | diurnal flat | MANE-VU_other_nonpeak
10554_G_TBG1 | South | TX | 48057 | 10554 | TBG1 | FORMOSA POINT COMFORT PLANT | 5633411 | 20794513 | 20006212 | 9418514 | 20200203 | 325211 | Combined Cycle | Natural Gas | 173 | 120 | Y | N | N |  | 279.78 | 18.68 |  | 6044 | daily flat | diurnal flat | South_gas_nonpeak
52010_B_BLR2 | SESARM | FL | 12071 | 52010 | BLR2 | LEE COUNTY DEPT. OF SOLID WASTE MGT. | 922411 | 46492913 | 44171812 | 49133814 | 10101201 | 562219 | Municipal Solid Waste | MSW | 103 | 270 | N | Y | N |  | 275 | 14.5449 | 9.5 | 8114 | daily flat | diurnal flat | SESARM_other_nonpeak
55051_G_X775 | South | LA | 22047 | 55051 | X775 | Axiall LLC - Plaquemine Facility | 7227011 | 80981713 | 72102412 | 104412914 | 10200604 | 325211 | Combustion Turbine | Natural Gas | 173 | 120 | Y | N | N |  | 274.851 | 19.234 | 0.183 | 8736 | daily flat | diurnal flat | South_gas_nonpeak
56163_B_1 | Southwest | UT | 49035 |  |  | Kennecott Utah Copper LLC- Power Plant Lab Tailings Impoundment | 7569011 | 12314413 | 12248812 | 221114 | 10200201 | 212319 |  |  | 112 | 100 |  | N | N |  | 269.818 | 7.3068 | 307.886 | 2657 | Southwest Coal Nonpeaking | Southwest Coal Nonpeaking | Southwest_coal_nonpeak
50396_B_BLR2 | Northwest | OR | 41019 | 50396 | BLR2 | Dillard | 8219211 | 68314713 | 62712612 | 94189314 | 10200902 | 321113 | Biomass | Biomass | 134 | 100 | Y | N | N |  | 268 | 62.3 | 18.4 |  | daily flat | diurnal flat | Northwest_comp_nonpeak
57119_B_1111 | LADCO | MN | 27139 | 57119 | 1111 | Koda Energy LLC | 16000011 | 102928113 | 106638012 | 144428014 | 10100908 | 221118 | Biomass | Biomass | 125 | 100 | Y | N | N |  | 267.1 | 18.893 | 129.1 |  | daily flat | diurnal flat | LADCO_comp_nonpeak
52010_B_BLR1 | SESARM | FL | 12071 | 52010 | BLR1 | LEE COUNTY DEPT. OF SOLID WASTE MGT. | 922411 | 46493013 | 44171612 | 49133614 | 10101201 | 562219 | Municipal Solid Waste | MSW | 103 | 270 | N | Y | N |  | 266 | 14.6556 | 12.5 | 8229 | daily flat | diurnal flat | SESARM_other_nonpeak
10495_B_6 | MANE-VU | ME | 23017 | 10495 | 6 | CATALYST PAPER OPERATIONS INC. - RUMFORD | 8026411 | 3773013 | 3649612 | 125434214 | 10201201 | 322121 | Tires | Tires | 133 | 100 | Y | N | N |  | 259.62 | 1.27 | 185.48 |  | daily flat | diurnal flat | MANE-VU_other_nonpeak
50629_B_2 | SESARM | FL | 12069 | 50629 | 2 | COVANTA LAKE II, INC. | 552811 | 48257813 | 45775312 | 46069114 | 10101201 | 562219 | Municipal Solid Waste | MSW | 103 | 270 | N | Y | N |  | 257.524 | 0.39986 | 2.6423 | 7756 | daily flat | diurnal flat | SESARM_other_nonpeak
10613_B_9PB | MANE-VU | ME | 23029 | 10613 | 9PB | WOODLAND PULP LLC | 5974211 | 24218413 | 23231912 | 125429414 | 10200902 | 322110 | Non-Fossil Waste | Non-Fossil Waste | 133 | 100 | Y | N | N |  | 254.9 | 223.7807 | 67.38 |  | daily flat | diurnal flat | MANE-VU_other_nonpeak
54529_B_0001 | SESARM | FL | 12105 | 54529 | 0001 | WHEELABRATOR RIDGE ENERGY INC. | 2312311 | 39754413 | 37956012 | 45806414 | 10100903 | 2211 | Biomass | Biomass | 125 | 100 | N | N | N |  | 254.74 | 21.773 |  | 6371 | SESARM Other Nonpeaking | SESARM Other Nonpeaking | SESARM_other_nonpeak
50225_B_1SG1B | MANE-VU | ME | 23005 | 50225 | 1SG1B | ECOMAINE - PORTLAND | 5823611 | 22916813 | 88847812 | 125286814 | 50100102 | 562213 | Municipal Solid Waste | MSW | 103 | 270 | N | Y | N |  | 252.75 | 1.4755 | 19.26 |  | daily flat | diurnal flat | MANE-VU_other_nonpeak
2240_B_6 | West North Central | NE | 31053 | 2240 | 6 | Lon D Wright Power Plant | 7766111 | 1753613 | 1670512 | 21380614 | 10100222 | 221112 | Coal Steam | Subbituminous | 125 | 100 | N | N | N | coal | 248.42 | 4.32 | 176.07 |  | West North Central Composite Peaking | West North Central Composite Peaking | West North Central_comp_peak
54945_B_12 | MANE-VU | CT | 09003 | 54945 | 12 | MIRA / MID-CONNECTICUT | 715611 | 46362613 | 44038712 | 48107014 | 50100103 | 562213 | Municipal Solid Waste | MSW | 103 | 100 | N | Y | N |  | 248.09 | 3.8428 | 13.16 |  | daily flat | diurnal flat | MANE-VU_other_nonpeak
10416_G_GEN4 | SESARM | FL | 12033 | 10416 | GEN4 | ASCEND PERFORMANCE MATERIALS OPERATIONS | 751411 | 46321213 | 43996712 | 48725214 | 20200203 | 325220 | Combustion Turbine | Natural Gas | 173 | 120 | Y | N | N |  | 246.9459 | 45.9998 | 10.6243 | 8460 | daily flat | diurnal flat | SESARM_gas_nonpeak
50666_B_B2 | SESARM | FL | 12101 | 50666 | B2 | PASCO COUNTY | 717311 | 46336913 | 44010812 | 46294914 | 10101201 | 562219 | Municipal Solid Waste | MSW | 103 | 270 | N | Y | N |  | 246.421 | 0.94489 | 10.6128 | 8175 | daily flat | diurnal flat | SESARM_other_nonpeak
54945_B_13 | MANE-VU | CT | 09003 | 54945 | 13 | MIRA / MID-CONNECTICUT | 715611 | 46362713 | 44038712 | 48106514 | 50100103 | 562213 | Municipal Solid Waste | MSW | 103 | 100 | N | Y | N |  | 244.84 | 7.411 | 9.84 |  | daily flat | diurnal flat | MANE-VU_other_nonpeak
55313_G_CTG2 | South | TX | 48409 | 55313 | CTG2 | INGLESIDE PLANT | 5746611 | 21812013 | 20908712 | 3821914 | 20200203 | 325110 | Combined Cycle | Natural Gas | 129 | 120 | Y | N | N |  | 243.12 | 9.5104 | 0.6213 | 8348 | daily flat | diurnal flat | South_gas_nonpeak
10643_B_3 | MANE-VU | NJ | 34013 | 10643 | 3 | Covanta Essex Company | 8177011 | 6822113 | 60247012 | 182117714 | 50300112 | 562213 | Municipal Solid Waste | MSW | 103 | 270 | N | Y | N |  | 241.757 | 10.045 | 15.535 |  | daily flat | diurnal flat | MANE-VU_other_nonpeak
50629_B_1 | SESARM | FL | 12069 | 50629 | 1 | COVANTA LAKE II, INC. | 552811 | 48257713 | 45775212 | 46069314 | 10101201 | 562219 | Municipal Solid Waste | MSW | 103 | 270 | N | Y | N |  | 241.121 | 0.5242 | 3.0593 | 8000 | daily flat | diurnal flat | SESARM_other_nonpeak
50466_G_GEN6 | SESARM | FL | 12123 |  |  | FOLEY CELLULOSE LLC | 752411 | 46309213 | 43983812 | 46001414 | 10200601 | 3221 |  |  | 133 | 100 |  | N | N |  | 239.7552 | 6.5076 | 7.9376 | 8336 | SESARM Gas Nonpeaking | SESARM Gas Nonpeaking | SESARM_gas_nonpeak
50666_B_B1 | SESARM | FL | 12101 | 50666 | B1 | PASCO COUNTY | 717311 | 46337213 | 44011112 | 46294414 | 10101201 | 562219 | Municipal Solid Waste | MSW | 103 | 270 | N | Y | N |  | 235.07 | 0.78701 | 8.4803 | 8171 | daily flat | diurnal flat | SESARM_other_nonpeak
50051_B_BLR B | MANE-VU | ME | 23019 | 50051 | BLR B | PENOBSCOT ENERGY RECOVERY CO | 5760811 | 22595313 | 89320012 | 125966214 | 50100103 | 562213 | Municipal Solid Waste | MSW | 103 | 100 | N | Y | N |  | 235.03 | 1.9402 | 14.456 |  | daily flat | diurnal flat | MANE-VU_other_nonpeak
50482_B_B4 | SESARM | FL | 12051 | 50482 | B4 | U.S. SUGAR CORPORATION | 769911 | 46275913 | 43952012 | 48497014 | 10201101 | 311314 | Biomass | Biomass | 154 | 100 | Y | N | N |  | 233.987 | 86.6261 | 8.8645 | 5418 | daily flat | diurnal flat | SESARM_comp_nonpeak
50482_B_B1 | SESARM | FL | 12051 | 50482 | B1 | U.S. SUGAR CORPORATION | 769911 | 46276613 | 43951712 | 48496114 | 10201101 | 311314 | Biomass | Biomass | 154 | 100 | Y | N | N |  | 232.987 | 65.3644 | 7.4648 | 5196 | daily flat | diurnal flat | SESARM_comp_nonpeak
10643_B_3 | MANE-VU | NJ | 34013 | 10643 | 3 | Covanta Essex Company | 8177011 | 6822113 | 6776112 | 22333014 | 50300112 | 562213 | Municipal Solid Waste | MSW | 103 | 270 | N | Y | N |  | 232.306 | 45.937 | 35.068 |  | daily flat | diurnal flat | MANE-VU_other_nonpeak
10072_B_WHBOIL | South | TX | 48233 | 10072 | WHBOIL | BORGER CARBON BLACK PLANT | 5655811 | 19718313 | 19049912 | 4882114 | 10200710 | 325180 | Fossil Waste | Fossil Waste | 156 | 100 | N | N | N |  | 231.717 | 18.93 | 1916.28 | 8640 | South Composite Nonpeaking | South Composite Nonpeaking | South_comp_nonpeak
50666_B_B3 | SESARM | FL | 12101 | 50666 | B3 | PASCO COUNTY | 717311 | 46336813 | 44011212 | 46295114 | 10101201 | 562219 | Municipal Solid Waste | MSW | 103 | 270 | N | Y | N |  | 231.572 | 0.47887 | 9.9733 | 8247 | daily flat | diurnal flat | SESARM_other_nonpeak
10746_B_BLR6 | MANE-VU | PA | 42045 | 10746 | BLR6 | COVANTA DELAWARE VALLEY LP/DELAWARE VALLEY RES REC | 8219711 | 5255613 | 5084512 | 93043914 | 50100106 | 562213 | Municipal Solid Waste | MSW | 103 | 270 | N | Y | N |  | 231.4 | 10.99 | 55 | 8291 | daily flat | diurnal flat | MANE-VU_other_nonpeak
10397_B_8HPB | LADCO | IN | 18089 | 10397 | 8HPB | ARCELORMITTAL INDIANA HARBOR LLC | 3986611 | 32566313 | 31132812 | 124182114 | 10200601 | 331110 | Fossil Waste | Fossil Waste | 138 | 100 | Y | N | N |  | 231.28 | 6.2776 | 0.4956 |  | daily flat | diurnal flat | LADCO_comp_nonpeak
10562_B_PB6 | SESARM | FL | 12089 | 10562 | PB6 | RAYONIER PERFORMANCE FIBERS, LLC | 845811 | 67250813 | 61877512 | 92742114 | 10100901 | 3221 | Biomass | Biomass | 133 | 100 | Y | N | N |  | 227.4 | 46.14 | 19.5 | 7998 | daily flat | diurnal flat | SESARM_other_nonpeak
54562_B_RF19 | Northwest | WA | 53015 | 54562 | RF19 | Longview Fibre Paper and Packaging, Inc. dba KapStone Kraft Paper Corporation | 7000211 | 14256113 | 14027512 | 1979214 | 30700104 | 322130 | Non-Fossil Waste | Non-Fossil Waste | 133 | 200 | Y | N | N |  | 226 | 56.6 | 24.7 | 8232 | daily flat | diurnal flat | Northwest_comp_nonpeak
10554_G_TBG5 | South | TX | 48057 | 10554 | TBG5 | FORMOSA POINT COMFORT PLANT | 5633411 | 20806313 | 19998712 | 9713614 | 20200203 | 325211 | Combined Cycle | Natural Gas | 173 | 120 | Y | N | N |  | 222.49 | 12.38 | 0.36 | 4467 | daily flat | diurnal flat | South_gas_nonpeak
55093_G_UNT3 | MANE-VU | MA | 25005 | 55093 | UNT3 | MM TAUNTON ENERGY LLC | 6622811 | 102337413 | 105859612 | 143771514 | 20100802 | 221118 | Landfill Gas | Landfill Gas |  | 160 | N | N | N |  | 221.776 | 1.4212 | 0.0469 |  | MANE-VU Other Nonpeaking | MANE-VU Other Nonpeaking | MANE-VU_other_nonpeak
55093_G_UNT4 | MANE-VU | MA | 25005 | 55093 | UNT4 | MM TAUNTON ENERGY LLC | 6622811 | 102337513 | 105859512 | 143771614 | 20100802 | 221118 | Landfill Gas | Landfill Gas |  | 160 | N | N | N |  | 221.506 | 1.4196 | 0.0468 |  | MANE-VU Other Nonpeaking | MANE-VU Other Nonpeaking | MANE-VU_other_nonpeak
10746_B_BLR2 | MANE-VU | PA | 42045 | 10746 | BLR2 | COVANTA DELAWARE VALLEY LP/DELAWARE VALLEY RES REC | 8219711 | 5255913 | 5084112 | 93043514 | 50100106 | 562213 | Municipal Solid Waste | MSW | 103 | 270 | N | Y | N |  | 218.6 | 11.01 | 36.9 | 7489 | daily flat | diurnal flat | MANE-VU_other_nonpeak
50051_B_BLR A | MANE-VU | ME | 23019 | 50051 | BLR A | PENOBSCOT ENERGY RECOVERY CO | 5760811 | 22595213 | 89320012 | 125965714 | 50100103 | 562213 | Municipal Solid Waste | MSW | 103 | 100 | N | Y | N |  | 217.721 | 1.8417 | 13.392 |  | daily flat | diurnal flat | MANE-VU_other_nonpeak
10746_B_BLR1 | MANE-VU | PA | 42045 | 10746 | BLR1 | COVANTA DELAWARE VALLEY LP/DELAWARE VALLEY RES REC | 8219711 | 5256013 | 5084612 | 93043414 | 50100106 | 562213 | Municipal Solid Waste | MSW | 103 | 270 | N | Y | N |  | 216.1 | 15.7 | 65.6 | 7865 | daily flat | diurnal flat | MANE-VU_other_nonpeak
54945_B_11 | MANE-VU | CT | 09003 | 54945 | 11 | MIRA / MID-CONNECTICUT | 715611 | 46362913 | 44038712 | 48106314 | 50100103 | 562213 | Municipal Solid Waste | MSW | 103 | 100 | N | Y | N |  | 215.94 | 27.43 | 14.17 |  | daily flat | diurnal flat | MANE-VU_other_nonpeak
10746_B_BLR4 | MANE-VU | PA | 42045 | 10746 | BLR4 | COVANTA DELAWARE VALLEY LP/DELAWARE VALLEY RES REC | 8219711 | 5256113 | 5084312 | 93043714 | 50100106 | 562213 | Municipal Solid Waste | MSW | 103 | 270 | N | Y | N |  | 214.3 | 27.19 | 60.1 | 8087 | daily flat | diurnal flat | MANE-VU_other_nonpeak
2018_B_9 | LADCO | MN | 27137 | 2018 | 9 | Virginia Department of Public Utilities | 6236811 | 16153313 | 15758712 | 27438814 | 10100224 | 221121 | Biomass | Biomass | 125 | 100 | Y | N | N |  | 213.5 | 17.878 | 246.7 |  | daily flat | diurnal flat | LADCO_coal_nonpeak
57909_B_BLR1 | SESARM | GA | 13171 | 57909 | BLR1 | Piedmont Green Power, LLC | 17021811 | 112112113 | 115262112 | 158409114 | 10200912 | 221117 | Biomass | Biomass | 125 | 100 | N | N | N |  | 211.7 | 6.68 | 0.094 | 7173 | SESARM Other Nonpeaking | SESARM Other Nonpeaking | SESARM_other_nonpeak
50628_G_GEN1 | MANE-VU | NJ | 34015 | 50628 | GEN1 | Paulsboro Refining Company LLC | 7201311 | 10077613 | 9934012 | 22483514 | 10100703 | 324110 | Combustion Turbine | Natural Gas, Distillate Fuel Oil | 126 | 100 | Y | N | N |  | 211.31 | 9.94 | 1.95 |  | daily flat | diurnal flat | MANE-VU_comp_nonpeak
10013_B_2 | LADCO | MN | 27053 | 10013 | 2 | Covanta Hennepin Energy Resource Co LP | 8482211 | 1113013 | 1001512 | 27020014 | 50100105 | 562213 | Municipal Solid Waste | MSW | 103 | 270 | N | Y | N |  | 211 | 8.785 | 4.97 |  | daily flat | diurnal flat | LADCO_other_nonpeak
50960_B_UNIT3 | MANE-VU | NJ | 34039 | 50960 | UNIT3 | Union County Resource Recovery Facility | 7906111 | 3199913 | 3058612 | 91802614 | 50200104 | 562213 | Municipal Solid Waste | MSW | 103 | 270 | N | Y | N |  | 209.07 | 1.1853 | 7.6925 |  | daily flat | diurnal flat | MANE-VU_other_nonpeak
10495_B_7 | MANE-VU | ME | 23017 | 10495 | 7 | CATALYST PAPER OPERATIONS INC. - RUMFORD | 8026411 | 3773213 | 3649612 | 125435214 | 10201201 | 322121 | Tires | Tires | 133 | 100 | Y | N | N |  | 208.76 | 1.02 | 149.14 |  | daily flat | diurnal flat | MANE-VU_other_nonpeak
56616_B_4PB | Southwest | AZ | 04017 | 56616 | 4PB | NOVO BIOPOWER LLC | 13414411 | 86201613 | 85006312 | 116608314 | 10100912 | 221117 | Biomass | Biomass | 125 | 100 | N | N | N |  | 208.11 | 102.265 | 2.69 | 7997 | Southwest Composite Nonpeaking | Southwest Composite Nonpeaking | Southwest_comp_nonpeak
56163_B_3 | Southwest | UT | 49035 |  |  | Kennecott Utah Copper LLC- Power Plant Lab Tailings Impoundment | 7569011 | 12314613 | 12250512 | 220714 | 10200201 | 212319 |  |  | 112 | 100 |  | N | N |  | 205.303 | 22.6516 | 297.965 | 2397 | Southwest Coal Nonpeaking | Southwest Coal Nonpeaking | Southwest_coal_nonpeak
55313_G_CTG1 | South | TX | 48409 | 55313 | CTG1 | INGLESIDE PLANT | 5746611 | 21812113 | 20905812 | 3821814 | 20200203 | 325110 | Combined Cycle | Natural Gas | 129 | 120 | Y | N | N |  | 204.94 | 17.903 | 0.6266 | 8329 | daily flat | diurnal flat | South_gas_nonpeak
2039_B_3 | LADCO | MN | 27141 | 2039 | 3 | Great River Energy | 8162511 | 6842913 | 6795712 | 27530514 | 50100103 | 562213 | Municipal Solid Waste | MSW | 103 | 270 | N | Y | N |  | 204.2 | 5.3342 | 10.11 |  | daily flat | diurnal flat | LADCO_other_nonpeak
50960_B_UNIT3 | MANE-VU | NJ | 34039 | 50960 | UNIT3 | Union County Resource Recovery Facility | 7906111 | 3199913 | 3058612 | 20587514 | 50200104 | 562213 | Municipal Solid Waste | MSW | 103 | 270 | N | Y | N |  | 203.88 | 1.0918 | 11.685 |  | daily flat | diurnal flat | MANE-VU_other_nonpeak
2790_B_B1 | West North Central | ND | 38059 | 2790 | B1 | RM Heskett Station | 8087011 | 64287213 | 59071212 | 89235414 | 10100306 | 221112 | Coal Steam | Lignite, Subbituminous | 125 | 100 | N | N | N | coal | 203.3 | 5.4 | 702.5 |  | West North Central Composite Peaking | West North Central Composite Peaking | West North Central_comp_peak
50225_B_1SG1A | MANE-VU | ME | 23005 | 50225 | 1SG1A | ECOMAINE - PORTLAND | 5823611 | 22916913 | 21969512 | 125286414 | 50100102 | 562213 | Municipal Solid Waste | MSW | 103 | 270 | N | Y | N |  | 202.33 | 2.9179 | 12.94 |  | daily flat | diurnal flat | MANE-VU_other_nonpeak
10646_B_BLR2 | MANE-VU | CT | 09011 | 10646 | BLR2 | COVANTA SOUTHEASTERN CT CO | 754611 | 46284413 | 43960112 | 48248214 | 50100102 | 562213 | Municipal Solid Waste | MSW | 103 | 270 | N | Y | N |  | 200.3 | 0.62961 | 8.02 |  | daily flat | diurnal flat | MANE-VU_other_nonpeak
50560_B_B101 | West | CA | 06109 | 50560 | B101 | PACIFIC-ULTRAPOWER CHINESE STA | 5705711 | 23048113 | 22118312 | 50421314 | 10100903 | 221112 | Biomass | Biomass | 125 | 100 | N | N | N |  | 199.76 | 55.7 | 50.53 | 7560 | West Other Nonpeaking | West Other Nonpeaking | West_other_nonpeak
10646_B_BLR1 | MANE-VU | CT | 09011 | 10646 | BLR1 | COVANTA SOUTHEASTERN CT CO | 754611 | 46284313 | 43960112 | 48248314 | 50100102 | 562213 | Municipal Solid Waste | MSW | 103 | 270 | N | Y | N |  | 199.3 | 0.044025 | 15.57 |  | daily flat | diurnal flat | MANE-VU_other_nonpeak
54033_B_BLR1 | SESARM | FL | 12011 |  |  | WHEELABRATOR NORTH BROWARD, INC. | 537611 | 48409613 | 45868512 | 48516914 | 10101201 | 562219 |  |  | 103 | 270 |  | N | N |  | 198.143 | 0.50958 | 2.4744 | 3872 | SESARM Other Nonpeaking | SESARM Other Nonpeaking | SESARM_other_nonpeak
58707_B_B001 | SESARM | SC | 45035 | 58707 | B001 | DORCHESTER BIOMASS LLC | 16860911 | 109753113 | 113154912 | 155351214 | 10200902 | 221117 | Biomass | Biomass | 125 | 100 | N | N | N |  | 197.674 | 17.901 | 26.656 | 7402 | SESARM Other Nonpeaking | SESARM Other Nonpeaking | SESARM_other_nonpeak
56079_B_South | South | AR | 05001 | 56079 | South | RICELAND FOODS INC - SOY DIV - STUTTGART | 1091311 | 95975413 | 57826912 | 133961714 | 10101201 | 311224 | Biomass | Biomass | 147 | 100 | Y | N | N |  | 197.13 | 2.7726 | 117.49 | 8736 | daily flat | diurnal flat | South_comp_nonpeak
50859_B_BLR3 | MANE-VU | PA | 42071 | 50859 | BLR3 | LANCASTER CNTY RRF/ LANCASTER | 6581211 | 17397913 | 16923112 | 14177914 | 50200102 | 562213 | Municipal Solid Waste | MSW | 103 | 270 | N | Y | N |  | 194.36 | 2.922 | 3.75 | 8103 | daily flat | diurnal flat | MANE-VU_other_nonpeak
50201_B_WB1 | SESARM | GA | 13241 | 50201 | WB1 | Multitrade Rabun Gap, LLC | 15652211 | 99876813 | 96772712 | 139709014 | 10100901 | 221117 | Biomass | Biomass |  | 100 | N | N | N |  | 194 | 17.8 | 25.1 | 7997 | SESARM Other Nonpeaking | SESARM Other Nonpeaking | SESARM_other_nonpeak
52010_B_BLR3 | SESARM | FL | 12071 | 52010 | BLR3 | LEE COUNTY DEPT. OF SOLID WASTE MGT. | 922411 | 67305013 | 61916812 | 92839714 | 10101201 | 562219 | Municipal Solid Waste | MSW | 103 | 270 | N | Y | N |  | 194 | 15.0994 | 10.8 | 8292 | daily flat | diurnal flat | SESARM_other_nonpeak
50960_B_UNIT3 | MANE-VU | NJ | 34039 | 50960 | UNIT3 | Union County Resource Recovery Facility | 7906111 | 3199913 | 3058612 | 91802514 | 50200104 | 562213 | Municipal Solid Waste | MSW | 103 | 270 | N | Y | N |  | 192.5 | 1.2898 | 13.196 |  | daily flat | diurnal flat | MANE-VU_other_nonpeak
50388_B_K1 | West | CA | 06013 | 50388 | K1 | PHILLIPS 66 CARBON PLANT | 5812811 | 21488913 | 20598812 | 60617014 | 39000699 | 324199 | Coal Steam | Petroleum Coke | 157 | 210 | Y | N | N |  | 192.07 | 6.5185 | 754.653 | 8736 | daily flat | diurnal flat | West_other_nonpeak
10554_G_TBG4 | South | TX | 48057 | 10554 | TBG4 | FORMOSA POINT COMFORT PLANT | 5633411 | 20806213 | 19984512 | 9713714 | 20200203 | 325211 | Combined Cycle | Natural Gas | 173 | 120 | Y | N | N |  | 191.08 | 16.77 | 0.48 | 6132 | daily flat | diurnal flat | South_gas_nonpeak
50859_B_BLR2 | MANE-VU | PA | 42071 | 50859 | BLR2 | LANCASTER CNTY RRF/ LANCASTER | 6581211 | 17397813 | 16923212 | 14178014 | 50200102 | 562213 | Municipal Solid Waste | MSW | 103 | 270 | N | Y | N |  | 190.54 | 3.959 | 2.67 | 7761 | daily flat | diurnal flat | MANE-VU_other_nonpeak
50859_B_BLR1 | MANE-VU | PA | 42071 | 50859 | BLR1 | LANCASTER CNTY RRF/ LANCASTER | 6581211 | 17397713 | 16923012 | 14178114 | 50200102 | 562213 | Municipal Solid Waste | MSW | 103 | 270 | N | Y | N |  | 190.05 | 4.062 | 2.88 | 8224 | daily flat | diurnal flat | MANE-VU_other_nonpeak
1979_B_3 | LADCO | MN | 27137 | 1979 | 3 | Hibbing Public Utilities Commission | 6236711 | 16153513 | 15759012 | 27440114 | 10100224 | 221122 | Coal Steam | Subbituminous | 125 | 100 | Y | N | N |  | 190 | 1.6433 | 168.3 |  | daily flat | diurnal flat | LADCO_coal_nonpeak
50396_B_BLR1 | Northwest | OR | 41019 | 50396 | BLR1 | Dillard | 8219211 | 68314613 | 62712512 | 94189114 | 10200902 | 321113 | Biomass | Biomass | 134 | 100 | Y | N | N |  | 188 | 78.5 | 13.6 |  | daily flat | diurnal flat | Northwest_comp_nonpeak
50770_B_B1 | LADCO | MI | 26113 | 50770 | B1 | Viking Energy of McBain | 8226611 | 6629413 | 6596912 | 29163214 | 10300902 | 221118 | Biomass | Biomass | 125 | 100 | N | N | N |  | 186.85 | 0.009425 | 18.09 | 8592 | LADCO Other Nonpeaking | LADCO Other Nonpeaking | LADCO_other_nonpeak
10746_B_BLR5 | MANE-VU | PA | 42045 | 10746 | BLR5 | COVANTA DELAWARE VALLEY LP/DELAWARE VALLEY RES REC | 8219711 | 5255513 | 5084412 | 93043814 | 50100106 | 562213 | Municipal Solid Waste | MSW | 103 | 270 | N | Y | N |  | 185.1 | 11.72 | 55.4 | 7957 | daily flat | diurnal flat | MANE-VU_other_nonpeak
10593_B_BLR1 | South | LA | 22019 | 10593 | BLR1 | Agrilectric Power Partners Ltd | 5718311 | 80724913 | 71840212 | 104135614 | 10101206 | 221122 | Biomass | Biomass | 125 | 100 | N | N | N |  | 183.78 | 14.13 | 58.65 | 8400 | South Composite Nonpeaking | South Composite Nonpeaking | South_comp_nonpeak
50112_B_BLR2 | West | CA | 06063 | 50112 | BLR2 | SIERRA PACIFIC INDUSTRIES | 3270411 | 38962013 | 37219612 | 53805214 | 10200907 | 321113 | Biomass | Biomass | 135 | 100 | Y | N | N |  | 181.81 | 12.8297 | 3.61 | 8736 | daily flat | diurnal flat | West_other_nonpeak
10346_B_BOIL01 | LADCO | MI | 26119 | 10346 | BOIL01 | HILLMAN POWER CO | 5216811 | 25694213 | 24632912 | 28886314 | 10100902 | 221117 | Biomass | Biomass | 125 | 100 | N | N | N |  | 181.55 | 18.9429 | 0.975 | 8208 | LADCO Other Nonpeaking | LADCO Other Nonpeaking | LADCO_other_nonpeak
10013_B_1 | LADCO | MN | 27053 | 10013 | 1 | Covanta Hennepin Energy Resource Co LP | 8482211 | 1112413 | 1001412 | 27020814 | 50100105 | 562213 | Municipal Solid Waste | MSW | 103 | 270 | N | Y | N |  | 181.2 | 5.18 | 4.5 |  | daily flat | diurnal flat | LADCO_other_nonpeak
50873_B_B1 | MANE-VU | NH | 33013 | 50873 | B1 | WHEELABRATOR CONCORD COMPANY LP | 7301111 | 8527813 | 8414412 | 22133914 | 50200102 | 562213 | Municipal Solid Waste | MSW | 103 | 270 | N | Y | N |  | 180.74 | 1.6622 | 30.57 |  | daily flat | diurnal flat | MANE-VU_other_nonpeak
50858_B_MWC1B | SESARM | FL | 12057 | 50858 | MWC1B | HILLSBOROUGH CTY. RESOURCE RECOVERY FAC. | 920211 | 46521113 | 44197712 | 45921314 | 10101201 | 562219 | Municipal Solid Waste | MSW | 103 | 270 | N | Y | N |  | 180.209 | 0.26965 | 4.0475 | 8243 | daily flat | diurnal flat | SESARM_other_nonpeak
10243_G_GEN5 | South | TX | 48355 | 10243 | GEN5 | BISHOP FACILITY | 4929511 | 30393513 | 29112612 | 2663614 | 10200604 | 325110 | Combustion Turbine | Natural Gas | 129 | 120 | Y | N | N |  | 179.5 | 13.61 | 1.11 | 8438 | daily flat | diurnal flat | South_gas_nonpeak
10495_B_6 | MANE-VU | ME | 23017 | 10495 | 6 | CATALYST PAPER OPERATIONS INC. - RUMFORD | 8026411 | 3773013 | 3649612 | 125433514 | 10200907 | 322121 | Tires | Tires | 133 | 100 | Y | N | N |  | 177.94 | 0.9619 | 127.13 |  | daily flat | diurnal flat | MANE-VU_other_nonpeak
50772_B_B1 | LADCO | MI | 26001 | 50772 | B1 | Viking Energy of Lincoln, LLC | 5737411 | 22977113 | 22025112 | 30290514 | 10100902 | 221117 | Biomass | Biomass | 125 | 100 | N | N | N |  | 177.7 | 18.7826 | 13.19 | 8592 | LADCO Other Nonpeaking | LADCO Other Nonpeaking | LADCO_other_nonpeak
50150_G_GEN8 | South | TX | 48057 | 50150 | GEN8 | SEADRIFT PLANT | 5846511 | 22455413 | 21539312 | 9794214 | 20100201 | 325110 | Combined Cycle | Natural Gas | 129 | 120 | Y | N | N |  | 177.206 | 7.4491 |  | 8760 | daily flat | diurnal flat | South_gas_nonpeak
54627_B_C | SESARM | FL | 12099 | 54627 | C | NEW HOPE POWER COMPANY | 919611 | 46528213 | 44205912 | 46009014 | 10101101 | 2211 | Biomass | Biomass | 125 | 100 | Y | N | N |  | 176.564 | 9.4355 | 29.0069 | 7189 | daily flat | diurnal flat | SESARM_comp_nonpeak
56683_G_1 | MANE-VU | VA | 51036 | 56683 | 1 | INGENCO - Charles City | 9089211 | 58367913 | 49270512 | 76751014 | 20100201 | 221112 | Landfill Gas | Landfill Gas | 125 | 120 | N | N | N | gas | 176.247 | 12.7162 |  |  | MANE-VU Gas Peaking | MANE-VU Gas Peaking | MANE-VU_gas_peak
50293_B_BLR100 | West | CA | 06011 | 50293 | BLR100 | WADHAM ENERGY LTD PARTNERSHIP | 75711 | 51955813 | 48754812 | 58868314 | 10101202 | 221118 | Biomass | Biomass | 125 | 100 | N | N | N |  | 175.57 | 14.9429 | 96.15 | 8736 | West Other Nonpeaking | West Other Nonpeaking | West_other_nonpeak
57953_B_COGEN | West North Central | IA | 19111 | 57953 | COGEN | ROQUETTE AMERICA, INC | 3939711 | 68052813 | 62551112 | 93896914 | 10200218 | 311221 | Coal Steam | Petroleum Coke | 159 | 100 | Y | N | N |  | 175.53 | 0.064144 | 129.4 | 8736 | daily flat | diurnal flat | West North Central_coal_nonpeak
8073_G_6 | Northwest | OR | 41009 | 8073 | 6 | Beaver Plant/Port Westward I Plant | 7393911 | 68311613 | 62709812 | 94185714 | 20100109 | 221112 | Combined Cycle | Natural Gas, Distillate Fuel Oil | 125 | 140 | N | N | N | oil | 174 | 6.9783 | 2.53 |  | Northwest Composite Peaking | Northwest Composite Peaking | Northwest_comp_peak
50881_B_BLR2 | West | CA | 06089 | 50881 | BLR2 | WHEELABRATOR SHASTA E.C.I. | 1673711 | 44284113 | 77201712 | 49768114 | 10200907 | 221118 | Biomass | Biomass | 125 | 100 | N | N | N |  | 171.94 | 22.4637 |  | 8232 | West Other Nonpeaking | West Other Nonpeaking | West_other_nonpeak
2914_B_4 | LADCO | OH | 39157 | 2914 | 4 | Dover Municipal Light Plant (0679010146) | 7345511 | 10655413 | 68485112 | 100904714 | 10100204 | 221112 | Coal Steam | Bituminous | 125 | 100 | N | N | N | coal | 171.7 | 16.404 | 1348 | 7272 | LADCO Coal Peaking | LADCO Coal Peaking | LADCO_coal_peak
50858_B_MWC3D | SESARM | FL | 12057 | 50858 | MWC3D | HILLSBOROUGH CTY. RESOURCE RECOVERY FAC. | 920211 | 46520813 | 44198312 | 45921714 | 10101201 | 562219 | Municipal Solid Waste | MSW | 103 | 270 | N | Y | N |  | 170.822 | 0.23446 | 2.1239 | 8043 | daily flat | diurnal flat | SESARM_other_nonpeak
1032_B_6 | LADCO | IN | 18017 |  |  | Logansport Municipal Utilities | 7744711 | 1874613 | 1775112 | 123815714 | 10100224 | 221112 |  |  | 125 | 100 |  | N | N | coal | 170.795 | 15.6161 | 876.294 |  | LADCO Coal Peaking | LADCO Coal Peaking | LADCO_coal_peak
50873_B_B2 | MANE-VU | NH | 33013 | 50873 | B2 | WHEELABRATOR CONCORD COMPANY LP | 7301111 | 8527913 | 8414412 | 22133714 | 50200102 | 562213 | Municipal Solid Waste | MSW | 103 | 270 | N | Y | N |  | 170.24 | 1.1748 | 26.03 |  | daily flat | diurnal flat | MANE-VU_other_nonpeak
10052_B_BLR1 | West | CA | 06023 | 10052 | BLR1 | DG FAIRHAVEN POWER COMPANY | 155811 | 51444813 | 76826312 | 60486814 | 10100902 | 221118 | Biomass | Biomass | 125 | 100 | N | N | N |  | 169.023 | 31.0882 | 30.1827 | 8400 | West Other Nonpeaking | West Other Nonpeaking | West_other_nonpeak
56643_B_7 | LADCO | MN | 27123 | 56643 | 7 | District Energy St Paul Inc-Hans O Nyman | 7147311 | 79647013 | 14468112 | 102851414 | 10100903 | 221330 | Biomass | Biomass | 125 | 100 | Y | N | N |  | 168.4 | 11.42 | 11.3 |  | daily flat | diurnal flat | LADCO_other_nonpeak
50650_B_BLR1 | MANE-VU | ME | 23007 | 50650 | BLR1 | REENERGY STRATTON LLC | 5676911 | 22710913 | 21769712 | 125951414 | 10100902 | 221118 | Biomass | Biomass | 125 | 100 | N | N | N |  | 168.06 | 5.4257 | 7.1421 |  | MANE-VU Other Nonpeaking | MANE-VU Other Nonpeaking | MANE-VU_other_nonpeak
50881_B_BLR1 | West | CA | 06089 | 50881 | BLR1 | WHEELABRATOR SHASTA E.C.I. | 1673711 | 44284013 | 77201612 | 49768214 | 10200907 | 221118 | Biomass | Biomass | 125 | 100 | N | N | N |  | 167.57 | 25.7273 |  | 8232 | West Other Nonpeaking | West Other Nonpeaking | West_other_nonpeak
10746_B_BLR3 | MANE-VU | PA | 42045 | 10746 | BLR3 | COVANTA DELAWARE VALLEY LP/DELAWARE VALLEY RES REC | 8219711 | 5255813 | 5084212 | 93043614 | 50100106 | 562213 | Municipal Solid Waste | MSW | 103 | 270 | N | Y | N |  | 165.2 | 18.94 | 43.2 | 7849 | daily flat | diurnal flat | MANE-VU_other_nonpeak
50858_B_MWC2C | SESARM | FL | 12057 | 50858 | MWC2C | HILLSBOROUGH CTY. RESOURCE RECOVERY FAC. | 920211 | 46520613 | 44198212 | 45922114 | 10101201 | 562219 | Municipal Solid Waste | MSW | 103 | 270 | N | Y | N |  | 165.16 | 0.24551 | 4.107 | 8053 | daily flat | diurnal flat | SESARM_other_nonpeak
10305_G_GEN1 | MANE-VU | NY | 36027 | 10305 | GEN1 | DUTCHESS CO RESOURCE RECOVERY FACILITY | 7993711 | 4099913 | 3998012 | 18168114 | 50300113 | 221118 | Municipal Solid Waste | MSW | 103 | 270 | Y | Y | N |  | 162.586 | 0.011763 | 10.783 |  | daily flat | diurnal flat | MANE-VU_comp_nonpeak
10686_B_6 | LADCO | MN | 27061 | 10686 | 6 | Blandin Paper Co/MN Power - Rapids Energy Center | 6169011 | 15286613 | 14954712 | 26425714 | 10100902 | 322121 | Biomass | Biomass | 133 | 100 | Y | N | N |  | 162.4 | 14.234 | 7.12 |  | daily flat | diurnal flat | LADCO_other_nonpeak
54627_B_A | SESARM | FL | 12099 | 54627 | A | NEW HOPE POWER COMPANY | 919611 | 46528013 | 44205712 | 46010014 | 10101101 | 2211 | Biomass | Biomass | 125 | 100 | Y | N | N |  | 162.088 | 7.692 | 26.8203 | 5908 | daily flat | diurnal flat | SESARM_comp_nonpeak
56682_G_1 | MANE-VU | VA | 51025 |  |  | INGENCO - Brunswick Plant | 10641711 | 58486313 | 54234412 | 76751714 | 20100201 | 221112 |  |  | 125 | 120 |  | N | N | gas | 161.671 | 17.8017 | 2.1398 |  | MANE-VU Gas Peaking | MANE-VU Gas Peaking | MANE-VU_gas_peak
56406_B_BLR1 | Northwest | WA | 53057 | 56406 | BLR1 | SIERRA PACIFIC INDUSTRIES | 12626311 | 63843413 | 58415012 | 88410314 | 10100902 | 321113 | Biomass | Biomass | 135 | 100 | Y | N | N |  | 160.6 | 12.7 | 2.9 | 8400 | daily flat | diurnal flat | Northwest_comp_nonpeak
58706_B_B001 | SESARM | SC | 45005 | 58706 | B001 | ALLENDALE BIOMASS LLC | 16860711 | 109750513 | 113147712 | 155335414 | 10200902 | 221121 | Biomass | Biomass | 125 | 100 | N | N | N |  | 160.544 | 16.5091 | 22.8944 | 7306 | SESARM Other Nonpeaking | SESARM Other Nonpeaking | SESARM_other_nonpeak
50881_B_BLR3 | West | CA | 06089 | 50881 | BLR3 | WHEELABRATOR SHASTA E.C.I. | 1673711 | 84787813 | 77201512 | 111439314 | 10200907 | 221118 | Biomass | Biomass | 125 | 100 | N | N | N |  | 158.98 | 26.2573 |  | 8232 | West Other Nonpeaking | West Other Nonpeaking | West_other_nonpeak
50632_B_2 | West | CA | 06099 | 50632 | 2 | COVANTA STANISLAUS, INC | 6592611 | 17864013 | 17363812 | 53106614 | 10101202 | 562219 | Municipal Solid Waste | MSW | 103 | 100 | N | Y | N |  | 158.794 | 6.1317 | 12.3587 |  | daily flat | diurnal flat | West_other_nonpeak
50110_B_BLR1 | West | CA | 06089 | 50110 | BLR1 | SIERRA PACIFIC IND. - BURNEY | 6575511 | 17934313 | 17425612 | 49771914 | 10200902 | 321912 | Biomass | Biomass | 135 | 100 | Y | N | N |  | 158.52 | 4.7977 | 0.569 | 8736 | daily flat | diurnal flat | West_other_nonpeak
50215_B_101 | MANE-VU | PA | 42133 | 50215 | 101 | YORK CNTY SOLID WASTE/YORK CNTY RESOURCE RECOVERY | 4120011 | 34988713 | 33283712 | 15375814 | 50100102 | 562213 | Municipal Solid Waste | MSW | 103 | 270 | N | Y | N |  | 158.5 | 1.2618 | 5.8 | 7734 | daily flat | diurnal flat | MANE-VU_other_nonpeak
50663_B_B300 | MANE-VU | VA | 51510 | 50663 | B300 | Covanta Alexandria/Arlington Inc | 4195111 | 33845813 | 32301112 | 2181314 | 10201201 | 562213 | Municipal Solid Waste | MSW | 103 | 100 | N | Y | N |  | 158.107 | 4.7432 | 1.248 |  | daily flat | diurnal flat | MANE-VU_other_nonpeak
117_G_1B | Southwest | AZ | 04013 | 117 | 1B | APS WEST PHOENIX POWER PLANT | 1139111 | 46677613 | 44349812 | 62180014 | 20100201 | 221112 | Combined Cycle | Natural Gas, Distillate Fuel Oil | 125 | 140 | N | N | N | gas | 158.058 | 2.8895 | 0.2625 |  | Southwest Gas Peaking | Southwest Gas Peaking | Southwest_gas_peak
1979_B_1 | LADCO | MN | 27137 | 1979 | 1 | Hibbing Public Utilities Commission | 6236711 | 16153613 | 15759112 | 27440014 | 10100224 | 221122 | Coal Steam | Subbituminous | 125 | 100 | Y | N | N |  | 157.8 | 5.516 | 149.1 |  | daily flat | diurnal flat | LADCO_coal_nonpeak
50886_B_1-1B | Northwest | WA | 53063 | 50886 | 1-1B | Waste To Energy | 6647111 | 17153813 | 16681812 | 1763014 | 50100102 | 562213 | Municipal Solid Waste | MSW | 103 | 270 | N | Y | N |  | 157.8 | 11.2 | 3.7 | 8041 | daily flat | diurnal flat | Northwest_comp_nonpeak
1032_B_5 | LADCO | IN | 18017 |  |  | Logansport Municipal Utilities | 7744711 | 1874413 | 1775312 | 123815614 | 10100224 | 221112 |  |  | 125 | 100 |  | N | N | coal | 157.463 | 14.3971 | 839.205 |  | LADCO Coal Peaking | LADCO Coal Peaking | LADCO_coal_peak
50907_G_UNT2 | MANE-VU | NY | 36075 | 50907 | UNT2 | OSWEGO CO ENERGY RECOVERY FAC | 7980711 | 6464313 | 6430612 | 20332014 | 50100103 | 562213 | Municipal Solid Waste | MSW | 103 | 270 | Y | Y | N |  | 156.972 | 0.72436 | 13.6605 |  | daily flat | diurnal flat | MANE-VU_other_nonpeak
50632_B_2 | West | CA | 06099 | 50632 | 2 | COVANTA STANISLAUS, INC | 6592611 | 17864013 | 17363812 | 53106514 | 10101202 | 562219 | Municipal Solid Waste | MSW | 103 | 100 | N | Y | N |  | 155.58 | 6.4951 | 12.2696 |  | daily flat | diurnal flat | West_other_nonpeak
50648_B_UNIT2 | MANE-VU | CT | 09003 | 50648 | UNIT2 | COVANTA BRISTOL, INC | 588711 | 46157913 | 43830012 | 48243314 | 50100101 | 562213 | Municipal Solid Waste | MSW | 103 | 270 | N | Y | N |  | 155.075 | 0.069942 | 13.716 |  | daily flat | diurnal flat | MANE-VU_other_nonpeak
50663_B_B100 | MANE-VU | VA | 51510 | 50663 | B100 | Covanta Alexandria/Arlington Inc | 4195111 | 33845613 | 32301012 | 2181714 | 10201201 | 562213 | Municipal Solid Waste | MSW | 103 | 100 | N | Y | N |  | 154.982 | 7.5397 | 2.094 |  | daily flat | diurnal flat | MANE-VU_other_nonpeak
51038_B_B2 | MANE-VU | NY | 36103 | 51038 | B2 | ISLIP MCARTHUR RESOURCE RECOVERY FACIL | 8123311 | 4685413 | 58821512 | 17612314 | 50100106 | 562213 | Municipal Solid Waste | MSW | 103 | 270 | N | Y | N |  | 154.846 | 0.0054221 | 12.5005 |  | daily flat | diurnal flat | MANE-VU_other_nonpeak
50663_B_B200 | MANE-VU | VA | 51510 | 50663 | B200 | Covanta Alexandria/Arlington Inc | 4195111 | 33845713 | 32300912 | 2181514 | 10201201 | 562213 | Municipal Solid Waste | MSW | 103 | 100 | N | Y | N |  | 154.632 | 2.4707 | 1.261 |  | daily flat | diurnal flat | MANE-VU_other_nonpeak
56686_G_1 | MANE-VU | VA | 51097 | 56686 | 1 | INGENCO - King and Queen | 10641611 | 58486213 | 54234312 | 76751414 | 20100201 | 221118 | Landfill Gas | Landfill Gas | 125 | 160 | N | N | N |  | 154.499 | 15.147 | 37.5646 |  | MANE-VU Gas Nonpeaking | MANE-VU Gas Nonpeaking | MANE-VU_gas_nonpeak
55093_G_UNT1 | MANE-VU | MA | 25005 | 55093 | UNT1 | MM TAUNTON ENERGY LLC | 6622811 | 87650813 | 83827112 | 118899014 | 20100802 | 221118 | Landfill Gas | Landfill Gas |  | 160 | N | N | N |  | 154.283 | 0.98881 | 0.0326 |  | MANE-VU Other Nonpeaking | MANE-VU Other Nonpeaking | MANE-VU_other_nonpeak
50035_G_ST1 | MANE-VU | ME | 23001 | 50035 | ST1 | MID MAINE WASTE ACTION CORP | 5222111 | 24985213 | 23970412 | 125966614 | 50100102 | 562213 | Municipal Solid Waste | MSW | 103 | 270 | N | Y | N |  | 153.44 | 0.082583 | 6.99 |  | daily flat | diurnal flat | MANE-VU_other_nonpeak
54469_B_BLR2 | West | CA | 06007 |  |  | PACIFIC OROVILLE POWER, INC. | 877111 | 48007713 | 45541712 | 59161214 | 10200902 | 221112 |  |  | 125 | 100 |  | N | N |  | 152.62 | 19.37 | 10.7 |  | West Other Nonpeaking | West Other Nonpeaking | West_other_nonpeak
50858_G_GEN2 | SESARM | FL | 12057 |  |  | HILLSBOROUGH CTY. RESOURCE RECOVERY FAC. | 920211 | 67270713 | 85395012 | 121131414 | 10101201 | 562219 |  |  | 103 | 270 |  | N | N |  | 150.123 | 0.48392 | 6.059 | 8104 | SESARM Other Nonpeaking | SESARM Other Nonpeaking | SESARM_other_nonpeak
10777_B_ZURN1 | West | CA | 06035 | 10777 | ZURN1 | H.L. POWER COMPANY | 4198711 | 33747913 | 32205112 | 58589014 | 10200907 | 221122 | Biomass | Biomass | 125 | 100 | N | N | N |  | 150 | 34.2063 | 1 | 7896 | West Other Nonpeaking | West Other Nonpeaking | West_other_nonpeak
50637_B_4REC | Northwest | ID | 16069 |  |  | CLEARWATER PAPER CORP - PPD & CPD | 7321711 | 8314113 | 8201212 | 46690914 | 30700110 | 322130 |  |  | 133 | 100 |  | N | N |  | 148.992 | 26.7539 | 1.2817 | 8450 | Northwest Composite Nonpeaking | Northwest Composite Nonpeaking | Northwest_comp_nonpeak
50886_B_1-1A | Northwest | WA | 53063 | 50886 | 1-1A | Waste To Energy | 6647111 | 17153713 | 16681712 | 1763114 | 50100102 | 562213 | Municipal Solid Waste | MSW | 103 | 270 | N | Y | N |  | 148.4 | 5.1 | 2.5 | 8452 | daily flat | diurnal flat | Northwest_comp_nonpeak
52006_G_GEN3 | South | LA | 22047 | 52006 | GEN3 | The Dow Chemical Co - Louisiana Operations | 8467311 | 95090313 | 91887612 | 130196914 | 20200201 | 325199 | Combined Cycle | Natural Gas | 129 | 120 | Y | N | N |  | 148.13 | 2.97 | 2.61 | 8736 | daily flat | diurnal flat | South_gas_nonpeak
52006_G_GEN3y | South | LA | 22047 |  |  | The Dow Chemical Co - Louisiana Operations | 8467311 | 81454813 | 72538012 | 104918414 | 20200201 | 325199 |  |  | 129 | 120 |  | N | N |  | 148.13 | 2.97 | 2.61 | 8736 | South Gas Nonpeaking | South Gas Nonpeaking | South_gas_nonpeak
52006_G_GEN3x | South | LA | 22047 |  |  | The Dow Chemical Co - Louisiana Operations | 8467311 | 95090613 | 91887212 | 130197214 | 20200201 | 325199 |  |  | 129 | 120 |  | N | N |  | 148.13 | 2.97 | 2.61 | 8736 | South Gas Nonpeaking | South Gas Nonpeaking | South_gas_nonpeak
50112_B_BLR1 | West | CA | 06063 | 50112 | BLR1 | SIERRA PACIFIC INDUSTRIES | 3270411 | 38962113 | 37219712 | 53805114 | 10200907 | 321113 | Biomass | Biomass | 135 | 100 | Y | N | N |  | 145.07 | 13.8772 | 0.75 | 8736 | daily flat | diurnal flat | West_other_nonpeak
50215_B_102 | MANE-VU | PA | 42133 | 50215 | 102 | YORK CNTY SOLID WASTE/YORK CNTY RESOURCE RECOVERY | 4120011 | 34988813 | 33283812 | 15375714 | 50100102 | 562213 | Municipal Solid Waste | MSW | 103 | 270 | N | Y | N |  | 144.4 | 1.2719 | 5.1 | 7891 | daily flat | diurnal flat | MANE-VU_other_nonpeak
10686_B_5 | LADCO | MN | 27061 | 10686 | 5 | Blandin Paper Co/MN Power - Rapids Energy Center | 6169011 | 15286813 | 14954712 | 26425214 | 10100902 | 322121 | Biomass | Biomass | 133 | 100 | Y | N | N |  | 144.3 | 12.842 | 5.65 |  | daily flat | diurnal flat | LADCO_other_nonpeak
10661_B_4 | West | CA | 06063 | 10661 | 4 | COLLINS PINE CO | 3270311 | 38962713 | 37220512 | 53806214 | 10200907 | 321113 | Biomass | Biomass | 135 | 100 | Y | N | N |  | 144.12 | 43.1797 | 1.45 | 8736 | daily flat | diurnal flat | West_other_nonpeak
10354_B_1 | MANE-VU | ME | 23001 | 10354 | 1 | REENERGY LIVERMORE FALLS LLC | 5223011 | 24980513 | 23967212 | 129296814 | 10100902 | 221118 | Biomass | Biomass | 125 | 100 | N | N | N |  | 143.5 | 16.2235 | 6.6699 |  | MANE-VU Other Nonpeaking | MANE-VU Other Nonpeaking | MANE-VU_other_nonpeak
10495_B_7 | MANE-VU | ME | 23017 | 10495 | 7 | CATALYST PAPER OPERATIONS INC. - RUMFORD | 8026411 | 3773213 | 3649612 | 125434514 | 10200907 | 322121 | Tires | Tires | 133 | 100 | Y | N | N |  | 142.84 | 0.77377 | 102.05 |  | daily flat | diurnal flat | MANE-VU_other_nonpeak
50657_B_1 | MANE-VU | MD | 24031 | 50657 | 1 | Montgomery County RRF | 7719011 | 87991513 | 84167612 | 119408014 | 50100103 | 562213 | Municipal Solid Waste | MSW | 103 | 100 | N | Y | N |  | 142.755 | 8.1248 | 22.0875 | 2080 | daily flat | diurnal flat | MANE-VU_other_nonpeak
57457_B_1 | Northwest | OR | 41039 | 57457 | 1 | Seneca Sustainable Energy, LLC | 10763611 | 59280213 | 108301412 | 148223214 | 10100902 | 22111 | Biomass | Biomass |  | 100 | N | N | N |  | 142.14 | 9.1745 | 25.26 |  | Northwest Composite Nonpeaking | Northwest Composite Nonpeaking | Northwest_comp_nonpeak
54526_B_00001 | MANE-VU | NY | 36049 | 54526 | 00001 | LYONSDALE BIOMASS LLC | 8469711 | 569513 | 568112 | 20969114 | 10200903 | 221112 | Biomass | Biomass | 125 | 100 | Y | N | N |  | 141.973 | 8.9966 | 7.8103 |  | daily flat | diurnal flat | MANE-VU_comp_peak
50035_G_ST1B | MANE-VU | ME | 23001 |  |  | MID MAINE WASTE ACTION CORP | 5222111 | 24985313 | 23970412 | 125966914 | 50100102 | 562213 |  |  | 103 | 270 |  | N | N |  | 141.06 | 1.9159 | 5.11 |  | MANE-VU Other Nonpeaking | MANE-VU Other Nonpeaking | MANE-VU_other_nonpeak
54626_B_BL01 | West | CA | 06029 | 54626 | BL01 | MT POSO COGENERATION COMPANY | 4197111 | 33770513 | 32226612 | 143636114 | 10100801 | 221112 | Biomass | Biomass | 125 | 100 | Y | N | N |  | 140.6 | 4.86 | 6.3 | 8736 | daily flat | diurnal flat | West_other_nonpeak
54758_B_BW1 | MANE-VU | CT | 09011 | 54758 | BW1 | WHEELABRATOR LISBON INC | 8501611 | 962013 | 885812 | 48266314 | 50100105 | 562213 | Municipal Solid Waste | MSW | 103 | 270 | N | Y | N |  | 140.375 | 6.2884 | 6.3444 |  | daily flat | diurnal flat | MANE-VU_other_nonpeak
50806_B_PB3 | SESARM | SC | 45041 | 50806 | PB3 | WESTROCK CP LLC | 4758811 | 32072713 | 30697712 | 11687514 | 10200902 | 322110 | Biomass | Biomass | 133 | 100 | Y | N | N |  | 140.337 | 11.41 | 625.57 | 8194 | daily flat | diurnal flat | SESARM_other_nonpeak
50657_B_3 | MANE-VU | MD | 24031 | 50657 | 3 | Montgomery County RRF | 7719011 | 87991713 | 84167812 | 119408214 | 50100103 | 562213 | Municipal Solid Waste | MSW | 103 | 100 | N | Y | N |  | 139.812 | 5.6572 | 22.2008 | 2080 | daily flat | diurnal flat | MANE-VU_other_nonpeak
10643_B_3 | MANE-VU | NJ | 34013 | 10643 | 3 | Covanta Essex Company | 8177011 | 6822113 | 60247012 | 182117614 | 50300112 | 562213 | Municipal Solid Waste | MSW | 103 | 270 | N | Y | N |  | 138.668 | 9.803 | 8.615 |  | daily flat | diurnal flat | MANE-VU_other_nonpeak
117_G_2B | Southwest | AZ | 04013 | 117 | 2B | APS WEST PHOENIX POWER PLANT | 1139111 | 46678713 | 44350512 | 62178914 | 20100201 | 221112 | Combined Cycle | Natural Gas, Distillate Fuel Oil | 125 | 140 | N | N | N | gas | 138.074 | 2.6805 | 0.2435 |  | Southwest Gas Peaking | Southwest Gas Peaking | Southwest_gas_peak
50860_B_BLR2 | LADCO | MI | 26081 | 50860 | BLR2 | Kent County Waste to Energy Facility | 4151611 | 35916813 | 34214012 | 28458614 | 50100102 | 562213 | Municipal Solid Waste | MSW | 103 | 270 | N | Y | N |  | 137.25 | 0.39372 | 6.125 | 8760 | daily flat | diurnal flat | LADCO_other_nonpeak
56163_B_2 | Southwest | UT | 49035 |  |  | Kennecott Utah Copper LLC- Power Plant Lab Tailings Impoundment | 7569011 | 12314513 | 12249112 | 220914 | 10200201 | 212319 |  |  | 112 | 100 |  | N | N |  | 137.214 | 4.4352 | 215.953 | 1848 | Southwest Coal Nonpeaking | Southwest Coal Nonpeaking | Southwest_coal_nonpeak
54338_G_GEND | South | TX | 48215 |  |  | W R COWLEY SUGAR HOUSE | 6429211 | 90149513 | 86122412 | 122062414 | 10201101 | 311314 |  |  | 154 | 100 |  | N | N |  | 136.685 | 7.0478 | 10.1276 | 3840 | South Composite Nonpeaking | South Composite Nonpeaking | South_comp_nonpeak
50482_B_B2 | SESARM | FL | 12051 | 50482 | B2 | U.S. SUGAR CORPORATION | 769911 | 46275813 | 43951612 | 48497214 | 10201101 | 311314 | Biomass | Biomass | 154 | 100 | Y | N | N |  | 135.756 | 54.4361 | 6.5123 | 4912 | daily flat | diurnal flat | SESARM_comp_nonpeak
54627_B_B | SESARM | FL | 12099 | 54627 | B | NEW HOPE POWER COMPANY | 919611 | 46528113 | 44206012 | 46009414 | 10101101 | 2211 | Biomass | Biomass | 125 | 100 | Y | N | N |  | 135.732 | 10.5494 | 19.3902 | 6182 | daily flat | diurnal flat | SESARM_comp_nonpeak
50657_B_2 | MANE-VU | MD | 24031 | 50657 | 2 | Montgomery County RRF | 7719011 | 87991613 | 84167712 | 119408114 | 50100103 | 562213 | Municipal Solid Waste | MSW | 103 | 100 | N | Y | N |  | 135.387 | 6.2388 | 32.6508 | 2080 | daily flat | diurnal flat | MANE-VU_other_nonpeak
10356_B_BOIL1 | MANE-VU | ME | 23003 | 10356 | BOIL1 | REENERGY ASHLAND LLC | 5662311 | 19625513 | 18961212 | 129278314 | 10100902 | 221118 | Biomass | Biomass | 125 | 100 | N | N | N |  | 133.6 | 33.5086 | 6.8864 |  | MANE-VU Other Nonpeaking | MANE-VU Other Nonpeaking | MANE-VU_other_nonpeak
2446_G_2 | Southwest | NM | 35025 | 2446 | 2 | Southwestern Public Service Co - Maddox Station | 5228411 | 82518513 | 73535512 | 106042914 | 20200201 | 221112 | Combustion Turbine | Natural Gas | 125 | 120 | N | N | N | gas | 132 | 2.8 | 0.33 | 1000 | Southwest Gas Peaking | Southwest Gas Peaking | Southwest_gas_peak
7513_B_BOIL1 | MANE-VU | ME | 23003 | 7513 | BOIL1 | REENERGY FORT FAIRFIELD LLC | 5661711 | 19627713 | 18962912 | 125565014 | 10100902 | 221118 | Biomass | Biomass | 125 | 100 | N | N | N |  | 131.804 | 33.615 | 6.6765 |  | MANE-VU Other Nonpeaking | MANE-VU Other Nonpeaking | MANE-VU_other_nonpeak
10495_B_6 | MANE-VU | ME | 23017 | 10495 | 6 | CATALYST PAPER OPERATIONS INC. - RUMFORD | 8026411 | 3773013 | 3649612 | 125433614 | 10200219 | 322121 | Tires | Tires | 133 | 100 | Y | N | N |  | 131.67 | 1.4908 | 93.92 |  | daily flat | diurnal flat | MANE-VU_other_nonpeak
10495_B_7 | MANE-VU | ME | 23017 | 10495 | 7 | CATALYST PAPER OPERATIONS INC. - RUMFORD | 8026411 | 3773213 | 3649612 | 125434614 | 10200219 | 322121 | Tires | Tires | 133 | 100 | Y | N | N |  | 131.46 | 1.4808 | 93.92 |  | daily flat | diurnal flat | MANE-VU_other_nonpeak
10435_B_SG101A | MANE-VU | NJ | 34007 | 10435 | SG101A | Camden County Energy Recovery Associates | 7391611 | 10514513 | 10389612 | 22565814 | 50300112 | 562213 | Municipal Solid Waste | MSW | 103 | 100 | N | Y | N |  | 131.14 | 7.26 | 18.51 |  | daily flat | diurnal flat | MANE-VU_other_nonpeak
10772_B_CFB | West | CA | 06061 | 10772 | CFB | RIO BRAVO | 14216111 | 84722313 | 38229212 | 111299914 | 10100903 | 221118 | Biomass | Biomass | 125 | 100 | N | N | N |  | 129.9 | 39.5829 | 12.77 | 7728 | West Other Nonpeaking | West Other Nonpeaking | West_other_nonpeak
10435_B_SG101A | MANE-VU | NJ | 34007 | 10435 | SG101A | Camden County Energy Recovery Associates | 7391611 | 10514513 | 10389612 | 22566114 | 50300112 | 562213 | Municipal Solid Waste | MSW | 103 | 100 | N | Y | N |  | 128.79 | 26.39 | 19.21 |  | daily flat | diurnal flat | MANE-VU_other_nonpeak
50640_B_BLR1 | South | AR | 05011 | 50640 | BLR1 | POTLATCH LAND & LUMBER,LLC-WARREN LUMBER | 7737111 | 2882413 | 2776212 | 150307314 | 10200903 | 321113 | Biomass | Biomass | 135 | 100 | Y | N | N |  | 128.6 | 10.5049 | 15.41 | 8232 | daily flat | diurnal flat | South_comp_nonpeak
54758_B_BW2 | MANE-VU | CT | 09011 | 54758 | BW2 | WHEELABRATOR LISBON INC | 8501611 | 961813 | 96623812 | 48266714 | 50100105 | 562213 | Municipal Solid Waste | MSW | 103 | 270 | N | Y | N |  | 128.304 | 4.3008 | 6.4009 |  | daily flat | diurnal flat | MANE-VU_other_nonpeak
10864_B_4 | West North Central | IA | 19113 | 10864 | 4 | ADM CORN PROCESSING - CEDAR RAPIDS | 8121311 | 4762413 | 4571512 | 42614714 | 10200217 | 311221 | Coal Steam | Bituminous, Subbituminous | 127 | 100 | Y | N | N |  | 128.02 | 3.61 | 342.8 | 8380 | daily flat | diurnal flat | West North Central_coal_nonpeak
51026_B_BLR1 | MANE-VU | VT | 50005 | 51026 | BLR1 | Ryegate Associates | 7774911 | 1689513 | 1614512 | 347614 | 10100902 | 22111 | Biomass | Biomass | 125 | 100 | N | N | N |  | 127.54 | 0.95 | 0.82 |  | MANE-VU Other Nonpeaking | MANE-VU Other Nonpeaking | MANE-VU_other_nonpeak
56684_G_1 | MANE-VU | VA | 51041 | 56684 | 1 | INGENCO - Chester Plant | 10642911 | 58488213 | 54235412 | 76754214 | 20100201 | 221112 | Landfill Gas | Landfill Gas | 125 | 120 | N | N | N | gas | 127.332 | 24.3592 | 54.9045 |  | MANE-VU Gas Peaking | MANE-VU Gas Peaking | MANE-VU_gas_peak
607_G_1 | Northwest | WA | 53057 | 607 | 1 | PSE FREDONIA | 8532811 | 942013 | 867412 | 2017914 | 20100201 | 221112 | Combustion Turbine | Natural Gas, Distillate Fuel Oil | 125 | 120 | N | N | N | gas | 124.7 | 2.7 | 0.8 | 840 | Northwest Gas Peaking | Northwest Gas Peaking | Northwest_gas_peak
50860_B_BLR1 | LADCO | MI | 26081 | 50860 | BLR1 | Kent County Waste to Energy Facility | 4151611 | 35916713 | 34214112 | 28458814 | 50100102 | 562213 | Municipal Solid Waste | MSW | 103 | 270 | N | Y | N |  | 124.35 | 3.5457 | 5.49 | 8760 | daily flat | diurnal flat | LADCO_other_nonpeak
56708_B_H1201 | South | TX | 48057 | 56708 | H1201 | FORMOSA POINT COMFORT PLANT | 5633411 | 99164113 | 96092812 | 138806814 | 10100801 | 325211 | O/G Steam | Natural Gas | 173 | 100 | N | N | N |  | 124.027 | 6.9143 | 1.804 | 8760 | South Composite Nonpeaking | South Composite Nonpeaking | South_comp_nonpeak
10435_B_SG101A | MANE-VU | NJ | 34007 | 10435 | SG101A | Camden County Energy Recovery Associates | 7391611 | 10514513 | 10389612 | 22565914 | 50300112 | 562213 | Municipal Solid Waste | MSW | 103 | 100 | N | Y | N |  | 122.18 | 17.04 | 22.32 |  | daily flat | diurnal flat | MANE-VU_other_nonpeak
50472_B_BLR4 | MANE-VU | NY | 36063 | 50472 | BLR4 | COVANTA NIAGARA LP | 7417011 | 7979813 | 58925412 | 89036214 | 10200601 | 221118 | Municipal Solid Waste | MSW | 103 | 270 | Y | Y | N |  | 121.2875 | 6.4786 | 0.12846 |  | daily flat | diurnal flat | MANE-VU_other_nonpeak
50885_B_BLR2 | MANE-VU | NJ | 34015 | 50885 | BLR2 | WHEELABRATOR GLOUCESTER COMPANY L P | 7701011 | 12110213 | 12013512 | 22649314 | 10101201 | 562213 | Municipal Solid Waste | MSW | 103 | 100 | N | Y | N |  | 120.18 | 14.86 | 11.51 |  | daily flat | diurnal flat | MANE-VU_other_nonpeak
7715_G_3 | SESARM | FL | 12113 | 7715 | 3 | GULF POWER COMPANY | 2492511 | 40405113 | 38537312 | 48707814 | 10200604 | 2211 | Combustion Turbine | Natural Gas | 125 | 100 | Y | N | N |  | 119.38 | 4.2752 | 2.2142 | 5650 | daily flat | diurnal flat | SESARM_gas_nonpeak
50215_B_103 | MANE-VU | PA | 42133 | 50215 | 103 | YORK CNTY SOLID WASTE/YORK CNTY RESOURCE RECOVERY | 4120011 | 34988913 | 33283912 | 15375414 | 50100102 | 562213 | Municipal Solid Waste | MSW | 103 | 270 | N | Y | N |  | 119.2 | 1.2618 | 6.7 | 7427 | daily flat | diurnal flat | MANE-VU_other_nonpeak
50656_B_UNIT3 | MANE-VU | NY | 36103 | 50656 | UNIT3 | HUNTINGTON RESOURCE RECOVERY FACILITY | 8123211 | 4685913 | 4528112 | 167006914 | 50100105 | 562213 | Municipal Solid Waste | MSW | 103 | 270 | N | Y | N |  | 119.106 | 0.01274 | 2.4685 |  | daily flat | diurnal flat | MANE-VU_other_nonpeak
10864_B_1 | West North Central | IA | 19113 | 10864 | 1 | ADM CORN PROCESSING - CEDAR RAPIDS | 8121311 | 4736213 | 4575812 | 41981714 | 10200217 | 311221 | Coal Steam | Bituminous, Subbituminous | 127 | 100 | Y | N | N |  | 119.03 | 1.42 | 350.79 | 7637 | daily flat | diurnal flat | West North Central_coal_nonpeak
50656_B_UNIT3 | MANE-VU | NY | 36103 | 50656 | UNIT3 | HUNTINGTON RESOURCE RECOVERY FACILITY | 8123211 | 4685913 | 116814412 | 167008914 | 50100105 | 562213 | Municipal Solid Waste | MSW | 103 | 270 | N | Y | N |  | 118.428 | 0.0097004 | 1.814 |  | daily flat | diurnal flat | MANE-VU_other_nonpeak
55090_G_GEN1 |  | TB | 88181 | 55090 | GEN1 | Stimson Lumber Company - Plummer Operation | 8271811 | 104452113 | 124303012 | 148206114 | 10200902 | 321113 | Biomass | Biomass | 135 | 100 | Y | N | N |  | 118.4 | 48.22 | 29.1 |  | daily flat | diurnal flat
57018_G_GEN1 | MANE-VU | VA | 51073 | 57018 | GEN1 | Middle Peninsula Landfill | 6759811 | 58422113 | 54196112 | 76688114 | 20200202 | 562212 | Landfill Gas | Landfill Gas | 104 | 160 | N | N | N |  | 116.8 | 15.29 | 4.96 |  | MANE-VU Gas Nonpeaking | MANE-VU Gas Nonpeaking | MANE-VU_gas_nonpeak
54033_B_BLR3 | SESARM | FL | 12011 |  |  | WHEELABRATOR NORTH BROWARD, INC. | 537611 | 48409813 | 45868412 | 48516414 | 10101201 | 562219 |  |  | 103 | 270 |  | N | N |  | 116.789 | 0.30036 | 1.4585 | 2416 | SESARM Other Nonpeaking | SESARM Other Nonpeaking | SESARM_other_nonpeak
50656_B_UNIT3 | MANE-VU | NY | 36103 | 50656 | UNIT3 | HUNTINGTON RESOURCE RECOVERY FACILITY | 8123211 | 4685913 | 58821212 | 167007914 | 50100105 | 562213 | Municipal Solid Waste | MSW | 103 | 270 | N | Y | N |  | 115.919 | 0.0084761 | 2.1099 |  | daily flat | diurnal flat | MANE-VU_other_nonpeak
10819_G_GEN1 | LADCO | MI | 26081 | 10819 | GEN1 | ADA COGENERATION LIMITED PARTNERSHIP | 4151711 | 35916313 | 34213612 | 28458114 | 20300202 | 221112 | Combined Cycle | Natural Gas |  | 120 | Y | N | N | gas | 115.8 | 3.9 | 0.7505 | 8760 | daily flat | diurnal flat | LADCO_gas_peak
58574_B_01 | Southwest | CO | 08037 | 58574 | 01 | EAGLE VALLEY - GYPSUM BIOMASS | 17436511 | 121367213 | 123641012 | 172575914 | 10100903 | 221117 | Biomass | Biomass | 125 | 100 | N | N | N |  | 115.6326 | 19.2677 | 19.3822 |  | Southwest Composite Nonpeaking | Southwest Composite Nonpeaking | Southwest_comp_nonpeak
607_G_2 | Northwest | WA | 53057 | 607 | 2 | PSE FREDONIA | 8532811 | 942313 | 867312 | 2017314 | 20100201 | 221112 | Combustion Turbine | Natural Gas, Distillate Fuel Oil | 125 | 120 | N | N | N | gas | 114.9 | 2.6 | 0.8 | 840 | Northwest Gas Peaking | Northwest Gas Peaking | Northwest_gas_peak
10864_B_3 | West North Central | IA | 19113 | 10864 | 3 | ADM CORN PROCESSING - CEDAR RAPIDS | 8121311 | 4751013 | 4571512 | 176676614 | 10200217 | 311221 | Coal Steam | Bituminous, Subbituminous | 127 | 100 | Y | N | N |  | 114.4 | 3.2 | 348.53 | 7605 | daily flat | diurnal flat | West North Central_coal_nonpeak
50739_B_0100 | MANE-VU | NH | 33003 | 50739 | 0100 | PINETREE POWER - TAMWORTH | 5209311 | 26128113 | 25064612 | 22254214 | 10100903 | 221117 | Biomass | Biomass | 125 | 100 | N | N | N |  | 114.357 | 5.3649 | 0.44123 |  | MANE-VU Other Nonpeaking | MANE-VU Other Nonpeaking | MANE-VU_other_nonpeak
10503_B_SG201B | MANE-VU | NY | 36115 | 10503 | SG201B | WHEELABRATOR HUDSON FALLS | 7982111 | 6451713 | 6409412 | 18377214 | 50300112 | 562213 | Municipal Solid Waste | MSW | 103 | 270 | N | Y | N |  | 113.5 | 3.0972 | 11.5 |  | daily flat | diurnal flat | MANE-VU_other_nonpeak
2022_B_3 | LADCO | MN | 27067 | 2022 | 3 | Willmar Municipal Utilities | 6454411 | 16569113 | 16114512 | 26985814 | 10100205 | 221122 | Coal Steam | Bituminous, Subbituminous | 125 | 100 | Y | N | N |  | 112.7 | 43.19 | 348.4 |  | daily flat | diurnal flat | LADCO_coal_nonpeak
10652_B_BLR2 | West | CA | 06089 | 10652 | BLR2 | BURNEY FOREST PRODUCTS | 8411711 | 84856513 | 77416912 | 111594214 | 10200902 | 321920 | Biomass | Biomass | 135 | 100 | Y | N | N |  | 111.83 | 6.9455 | 1.89 | 8568 | daily flat | diurnal flat | West_other_nonpeak
50885_B_BLR2 | MANE-VU | NJ | 34015 | 50885 | BLR2 | WHEELABRATOR GLOUCESTER COMPANY L P | 7701011 | 12110213 | 7087012 | 22649214 | 10101201 | 562213 | Municipal Solid Waste | MSW | 103 | 100 | N | Y | N |  | 111.66 | 16.36 | 8.99 |  | daily flat | diurnal flat | MANE-VU_other_nonpeak
58560_B_BLR1 | MANE-VU | VA | 51083 | 58560 | BLR1 | NOVEC Energy Production Halifax County | 17038111 | 112347013 | 115405812 | 158605814 | 10200907 | 221118 | Biomass | Biomass | 125 | 100 | N | N | N |  | 110.42 |  |  |  | MANE-VU Other Nonpeaking | MANE-VU Other Nonpeaking | MANE-VU_other_nonpeak
10003_B_BLR5 | Southwest | CO | 08059 | 10003 | BLR5 | COLORADO ENERGY NATIONS -GOLDEN FACILITY | 896111 | 46618513 | 44301612 | 47521414 | 10200222 | 221330 | O/G Steam | Natural Gas | 183 | 100 | Y | N | N |  | 110.4081 | 0.3705 | 273.533 |  | daily flat | diurnal flat | Southwest_coal_nonpeak
50447_B_21 | MANE-VU | ME | 23005 | 50447 | 21 | S D WARREN CO - WESTBROOK | 7946611 | 1913213 | 1819412 | 125545314 | 10200202 | 322121 | Biomass | Biomass | 133 | 100 | Y | N | N |  | 109.6 | 0.27477 | 105.4 |  | daily flat | diurnal flat | MANE-VU_other_nonpeak
10864_B_2 | West North Central | IA | 19113 | 10864 | 2 | ADM CORN PROCESSING - CEDAR RAPIDS | 8121311 | 4738213 | 4575812 | 41935514 | 10200217 | 311221 | Coal Steam | Bituminous, Subbituminous | 127 | 100 | Y | N | N |  | 108.99 | 1.3 | 327.64 | 7203 | daily flat | diurnal flat | West North Central_coal_nonpeak
10503_B_SG201A | MANE-VU | NY | 36115 | 10503 | SG201A | WHEELABRATOR HUDSON FALLS | 7982111 | 6451913 | 6409612 | 18377014 | 50300112 | 562213 | Municipal Solid Waste | MSW | 103 | 270 | N | Y | N |  | 108 | 3.3241 | 12.75 |  | daily flat | diurnal flat | MANE-VU_other_nonpeak
10003_B_BLR2 | Southwest | CO | 08059 | 10003 | BLR2 | COLORADO ENERGY NATIONS -GOLDEN FACILITY | 896111 | 46619113 | 44301412 | 47591514 | 10200601 | 221330 | O/G Steam | Natural Gas | 183 | 100 | Y | N | N |  | 107.3 | 2.912 | 0.23 |  | daily flat | diurnal flat | Southwest_gas_nonpeak
10652_B_BLR1 | West | CA | 06089 | 10652 | BLR1 | BURNEY FOREST PRODUCTS | 8411711 | 1470513 | 1363712 | 49643914 | 10200902 | 321920 | Biomass | Biomass | 135 | 100 | Y | N | N |  | 105.67 | 9.6884 | 2.05 | 8568 | daily flat | diurnal flat | West_other_nonpeak
50489_G_C2 | South | LA | 22019 | 50489 | C2 | Eagle US 2 LLC - Lake Charles Complex | 7354911 | 82305813 | 73341712 | 105832014 | 10100604 | 32518 | Combustion Turbine | Natural Gas | 164 | 100 | Y | N | N |  | 105.303 | 4.7124 | 0.37018 | 8736 | daily flat | diurnal flat | South_gas_nonpeak
1830_B_3 | LADCO | MI | 26139 |  |  | Holland BPW, Generating Station & WWTP | 8129311 | 6903113 | 6849912 | 29229314 | 10100202 | 221112 |  |  | 125 | 100 |  | N | N | coal | 105 | 0.73797 | 99.9 | 2496 | LADCO Coal Peaking | LADCO Coal Peaking | LADCO_coal_peak
55882_B_BLR1 | Northwest | WA | 53027 | 55882 | BLR1 | Sierra Pacific Industries - Cogeneration | 9048311 | 58390413 | 51251712 | 150849514 | 10100902 | 221117 | Biomass | Biomass | 125 | 100 | Y | N | N |  | 105 | 2.8 | 3.1 |  | daily flat | diurnal flat | Northwest_comp_nonpeak
55084_G_GE1 | West | CA | 06013 | 55084 | GE1 | CROCKETT COGENERATION, A CAL LTD PARTNERSHIP | 353611 | 50083213 | 47180412 | 60371314 | 20300203 | 221112 | Combined Cycle | Natural Gas | 125 | 120 | Y | N | N | gas | 104.91 | 11.8055 | 5.5957 | 8736 | daily flat | diurnal flat | West_gas_peak
50648_B_UNIT1 | MANE-VU | CT | 09003 | 50648 | UNIT1 | COVANTA BRISTOL, INC | 588711 | 46158013 | 43829912 | 48243114 | 50100101 | 562213 | Municipal Solid Waste | MSW | 103 | 270 | N | Y | N |  | 104.79 | 0.15906 | 13.8 |  | daily flat | diurnal flat | MANE-VU_other_nonpeak
50806_B_PB3 | SESARM | SC | 45041 | 50806 | PB3 | WESTROCK CP LLC | 4758811 | 32072713 | 30697712 | 11687014 | 10200601 | 322110 | Biomass | Biomass | 133 | 100 | Y | N | N |  | 104.072 | 2.1186 | 15.08 | 8194 | daily flat | diurnal flat | SESARM_other_nonpeak
1073_B_1A | West North Central | IA | 19113 |  |  | IPL - PRAIRIE CREEK GENERATING STATION | 3940211 | 37605713 | 35876812 | 180643614 | 10100224 | 221112 |  |  | 125 | 100 |  | N | N | coal | 103.481 | 12.8396 | 520.5 | 7549 | West North Central Composite Peaking | West North Central Composite Peaking | West North Central_comp_peak
10767_B_CFB | West | CA | 06019 | 10767 | CFB | RIO BRAVO FRESNO | 6514911 | 19311813 | 18688412 | 60074014 | 10100903 | 221112 | Biomass | Biomass | 125 | 100 | N | N | N |  | 102.75 | 25.814 | 3.586 | 8736 | West Other Nonpeaking | West Other Nonpeaking | West_other_nonpeak
54676_G_G82 | South | TX | 48039 | 54676 | G82 | OYSTER CREEK COGENERATION POWER UNIT 8 | 4897811 | 29106013 | 27878412 | 13274014 | 20100201 | 325110 | Combined Cycle | Natural Gas | 125 | 120 | Y | N | N |  | 102.529 | 24.5569 | 0.3884 | 8177 | daily flat | diurnal flat | South_gas_nonpeak
58352_B_B-11 | Northwest | WA | 53009 | 58352 | B-11 | McKinley Paper Company | 4986011 | 109514013 | 112901012 | 177352414 | 10200907 | 322121 | Biomass | Biomass | 133 | 100 | Y | N | N |  | 101 | 3.6 | 6.7 |  | daily flat | diurnal flat | Northwest_comp_nonpeak
10502_B_02 | West | CA | 06077 | 10502 | 02 | THERMAL ENERGY DEV PARTNERSHIP LP | 13860411 | 84985113 | 124303112 | 111836214 | 10100903 | 221112 | Biomass | Biomass | 125 | 100 | N | N | N |  | 100.988 | 23.3924 | 17.793 | 8736 | West Other Nonpeaking | West Other Nonpeaking | West_other_nonpeak
50431_G_TG1 | LADCO | MI | 26161 | 50431 | TG1 | UNIVERSITY OF MICHIGAN | 8146111 | 6974513 | 6908512 | 26930614 | 20200203 | 611310 | Combined Cycle | Natural Gas, Distillate Fuel Oil | 148 | 120 | Y | N | N |  | 100.8 | 4.1075 | 0.4725 | 8760 | daily flat | diurnal flat | LADCO_gas_nonpeak
2039_B_2 | LADCO | MN | 27141 | 2039 | 2 | Great River Energy | 8162511 | 6843213 | 6795712 | 27530214 | 50100103 | 562213 | Municipal Solid Waste | MSW | 103 | 270 | N | Y | N |  | 98.46 | 2.708 | 5.12 |  | daily flat | diurnal flat | LADCO_other_nonpeak
10300_B_BLR2 | West | CA | 06065 | 10300 | BLR2 | DESERT VIEW POWER | 15776111 | 101659413 | 121051512 | 142672614 | 10200906 | 221112 | Biomass | Biomass | 125 | 100 | N | N | N |  | 98.2461 | 0.34484 | 28.1083 | 8400 | West Other Nonpeaking | West Other Nonpeaking | West_other_nonpeak
1772_B_1 | LADCO | MI | 26013 | 1772 | 1 | L ANSE WARDEN ELECTRIC COMPANY LLC | 4994411 | 30809713 | 29484412 | 106191714 | 10100903 | 221117 | Biomass | Biomass | 125 | 100 | N | N | N |  | 97.65 | 5.2232 | 6.25 | 6552 | LADCO Other Nonpeaking | LADCO Other Nonpeaking | LADCO_other_nonpeak
50388_B_K2 | West | CA | 06013 | 50388 | K2 | PHILLIPS 66 CARBON PLANT | 5812811 | 21488013 | 20598912 | 60617914 | 30515002 | 324199 | Coal Steam | Petroleum Coke | 157 | 210 | Y | N | N |  | 96.4485 | 6.5496 | 387.567 | 8736 | daily flat | diurnal flat | West_comp_nonpeak
57099_B_7PB | Northwest | WA | 53053 | 57099 | 7PB | WestRock Tacoma Mill | 4880911 | 29293313 | 112903012 | 1752614 | 10200902 | 3221 | Non-Fossil Waste | Non-Fossil Waste | 133 | 100 | Y | N | N |  | 95.817 | 9.31 | 32.661 | 7915 | daily flat | diurnal flat | Northwest_comp_nonpeak
57099_B_7PB | Northwest | WA | 53053 | 57099 | 7PB | WestRock Tacoma Mill | 4880911 | 29293313 | 112903112 | 1752614 | 10200902 | 3221 | Non-Fossil Waste | Non-Fossil Waste | 133 | 100 | Y | N | N |  | 95.817 | 9.31 | 32.661 | 7915 | daily flat | diurnal flat | Northwest_comp_nonpeak
54676_G_G81 | South | TX | 48039 | 54676 | G81 | OYSTER CREEK COGENERATION POWER UNIT 8 | 4897811 | 29106113 | 27878612 | 13273914 | 20100201 | 325110 | Combined Cycle | Natural Gas | 125 | 120 | Y | N | N |  | 93.4505 | 26.0581 | 0.4063 | 8274 | daily flat | diurnal flat | South_gas_nonpeak
10168_G_GTG1 | West | CA | 06085 |  |  | CARDINAL COGEN INC | 1626311 | 45158313 | 42866712 | 52891514 | 20300203 | 221112 |  |  |  | 120 |  | N | N | gas | 92.7914 | 23.8185 | 0.96872 | 8736 | West Gas Peaking | West Gas Peaking | West_gas_peak
50649_B_1 | MANE-VU | NY | 36103 | 50649 | 1 | BABYLON RESOURCE RECOVERY FACILITY | 8123111 | 4686313 | 4528712 | 135426514 | 50100102 | 562213 | Municipal Solid Waste | MSW | 103 | 270 | N | Y | N |  | 91.95 | 0.22207 | 5.151 |  | daily flat | diurnal flat | MANE-VU_other_nonpeak
2039_B_1 | LADCO | MN | 27141 | 2039 | 1 | Great River Energy | 8162511 | 6843113 | 6795712 | 27530314 | 50100103 | 562213 | Municipal Solid Waste | MSW | 103 | 270 | N | Y | N |  | 91.85 | 2.3611 | 4.44 |  | daily flat | diurnal flat | LADCO_other_nonpeak
50649_B_2 | MANE-VU | NY | 36103 | 50649 | 2 | BABYLON RESOURCE RECOVERY FACILITY | 8123111 | 97069213 | 4528812 | 135426614 | 50100102 | 562213 | Municipal Solid Waste | MSW | 103 | 270 | N | Y | N |  | 91.59 | 0.25022 | 6.245 |  | daily flat | diurnal flat | MANE-VU_other_nonpeak
50208_B_B1 | MANE-VU | NH | 33009 | 50208 | B1 | PINETREE POWER - BETHLEHEM | 7868311 | 3382613 | 3270012 | 21326814 | 10100903 | 221117 | Biomass | Biomass | 125 | 100 | N | N | N |  | 91.4979 | 1.5111 | 0.98068 |  | MANE-VU Other Nonpeaking | MANE-VU Other Nonpeaking | MANE-VU_other_nonpeak
54676_G_G83 | South | TX | 48039 | 54676 | G83 | OYSTER CREEK COGENERATION POWER UNIT 8 | 4897811 | 29105413 | 27879012 | 13274614 | 20100201 | 325110 | Combined Cycle | Natural Gas | 125 | 120 | Y | N | N |  | 89.664 | 24.5547 | 0.3844 | 8471 | daily flat | diurnal flat | South_gas_nonpeak
10397_B_7HPB | LADCO | IN | 18089 | 10397 | 7HPB | ARCELORMITTAL INDIANA HARBOR LLC | 3986611 | 32566813 | 31131812 | 124181814 | 10200601 | 331110 | Fossil Waste | Fossil Waste | 138 | 100 | Y | N | N |  | 89.6 | 2.432 | 0.192 |  | daily flat | diurnal flat | LADCO_comp_nonpeak
10613_B_9PB | MANE-VU | ME | 23029 | 10613 | 9PB | WOODLAND PULP LLC | 5974211 | 24218413 | 23231912 | 139237514 | 10200601 | 322110 | Non-Fossil Waste | Non-Fossil Waste | 133 | 100 | Y | N | N |  | 89.313 | 3.1515 | 0.38277 |  | daily flat | diurnal flat | MANE-VU_other_nonpeak
10250_G_GEN1B | SESARM | FL | 12005 |  |  | BAY COUNTY SOLID WASTE | 2560011 | 41294313 | 39381512 | 48490414 | 10101201 | 562219 |  |  | 103 | 270 |  | N | N |  | 88.67 | 2.42 | 1 | 6630 | SESARM Other Nonpeaking | SESARM Other Nonpeaking | SESARM_other_nonpeak
1772_B_1 | LADCO | MI | 26013 | 1772 | 1 | L ANSE WARDEN ELECTRIC COMPANY LLC | 4994411 | 30809713 | 29484412 | 106192114 | 10101202 | 221117 | Biomass | Biomass | 125 | 100 | N | N | N |  | 88.3 | 5.4734 | 35.745 | 6552 | LADCO Other Nonpeaking | LADCO Other Nonpeaking | LADCO_other_nonpeak
10118_B_1 | MANE-VU | PA | 42043 | 10118 | 1 | LANCASTER CNTY SWMA/SUSQ RESOURCE MGMT COMPLEX | 6622011 | 67406813 | 62009112 | 92975014 | 50100105 | 562213 | Municipal Solid Waste | MSW | 103 | 270 | Y | Y | N |  | 87.5 | 6.584 | 18.4 | 8163 | daily flat | diurnal flat | MANE-VU_other_nonpeak
50099_G_GEN1 | Northwest | ID | 16003 | 50099 | GEN1 | TAMARACK MILL, LLC dba EVERGREEN FOREST AND TAMARACK ENERGY PARTNERSHIP | 947111 | 47918513 | 45456712 | 45767214 | 10100902 | 321113 | Biomass | Biomass | 135 | 100 | Y | N | N |  | 85.8174 | 44.8591 | 9.752 | 8736 | daily flat | diurnal flat | Northwest_comp_nonpeak
10643_B_3 | MANE-VU | NJ | 34013 | 10643 | 3 | Covanta Essex Company | 8177011 | 6822113 | 6776112 | 22333214 | 50300112 | 562213 | Municipal Solid Waste | MSW | 103 | 270 | N | Y | N |  | 85.551 | 4.973 | 9.582 |  | daily flat | diurnal flat | MANE-VU_other_nonpeak
54637_G_GCG2 | South | TX | 48245 | 54637 | GCG2 | PORT NECHES PLANT | 4945211 | 30212613 | 28959312 | 5518314 | 20200203 | 325110 | Combustion Turbine | Natural Gas | 129 | 120 | Y | N | N |  | 85.3506 | 5.2398 | 0.25 | 8760 | daily flat | diurnal flat | South_gas_nonpeak
10012_B_2 | MANE-VU | NJ | 34041 | 10012 | 2 | Covanta Warren Energy Resource Co. L.P. | 7989511 | 5122213 | 4944512 | 91652214 | 50200102 | 562213 | Municipal Solid Waste | MSW | 103 | 270 | N | Y | N |  | 84.8 | 0.5828 | 1.7906 |  | daily flat | diurnal flat | MANE-VU_other_nonpeak
2008_B_2 | LADCO | MN | 27109 |  |  | Rochester Public Utilities - Silver Lake Plant | 7149811 | 14414013 | 14147812 | 26804614 | 10100601 | 221112 |  |  | 125 | 100 |  | N | N | gas | 84.67 | 0.097838 | 0.04161 |  | LADCO Gas Peaking | LADCO Gas Peaking | LADCO_gas_peak
54637_G_GCG1 | South | TX | 48245 | 54637 | GCG1 | PORT NECHES PLANT | 4945211 | 30212713 | 28993412 | 5518214 | 20200203 | 325110 | Combustion Turbine | Natural Gas | 129 | 120 | Y | N | N |  | 84.4402 | 3.8517 | 0.3511 | 8208 | daily flat | diurnal flat | South_gas_nonpeak
10012_B_2 | MANE-VU | NJ | 34041 | 10012 | 2 | Covanta Warren Energy Resource Co. L.P. | 7989511 | 5122213 | 4944212 | 20133214 | 50200102 | 562213 | Municipal Solid Waste | MSW | 103 | 270 | N | Y | N |  | 84.2 | 0.4463 | 1.217 |  | daily flat | diurnal flat | MANE-VU_other_nonpeak
54468_B_BLR1 | West | CA | 06035 |  |  | MT. LASSEN POWER | 53211 | 52025213 | 48810712 | 58588914 | 10200907 | 221122 |  |  | 125 | 100 |  | N | N |  | 84 | 19.0962 | 4.2 | 8400 | West Other Nonpeaking | West Other Nonpeaking | West_other_nonpeak
10118_B_2 | MANE-VU | PA | 42043 | 10118 | 2 | LANCASTER CNTY SWMA/SUSQ RESOURCE MGMT COMPLEX | 6622011 | 67406913 | 62009112 | 92975114 | 50100105 | 562213 | Municipal Solid Waste | MSW | 103 | 270 | Y | Y | N |  | 82.5 | 5.2459 | 20.1 | 7986 | daily flat | diurnal flat | MANE-VU_other_nonpeak
57138_B_HRSG1 | SESARM | SC | 45003 | 57138 | HRSG1 | AMERESCO BIOMASS COGENERATION FACILITY | 16614911 | 106473013 | 109998912 | 150760014 | 10200907 | 221330 | Biomass | Biomass | 125 | 100 | Y | N | N |  | 78.62 | 14.84 | 17.38 | 8425 | daily flat | diurnal flat | SESARM_other_nonpeak
10790_G_GEN1 | South | TX | 48469 | 10790 | GEN1 | VICTORIA SITE | 5679711 | 22078613 | 21155112 | 3776414 | 10200604 | 325110 | Combustion Turbine | Natural Gas | 129 | 100 | Y | N | N |  | 78.4611 | 8.3061 | 1.8806 | 8760 | daily flat | diurnal flat | South_gas_nonpeak
50875_B_2 | SESARM | FL | 12057 | 50875 | 2 | MCKAY BAY REFUSE-TO-ENERGY FACILITY | 640811 | 46476213 | 44154112 | 48442614 | 10101201 | 562219 | Municipal Solid Waste | MSW | 103 | 270 | N | Y | N |  | 77.1281 | 1.2619 | 1.3001 | 8148 | daily flat | diurnal flat | SESARM_other_nonpeak
56681_G_1 | MANE-VU | VA | 51007 | 56681 | 1 | INGENCO - Amelia | 6216811 | 16510613 | 16066512 | 76673214 | 20100201 | 221112 | Landfill Gas | Landfill Gas | 125 | 160 | N | N | N | gas | 77.0597 | 10.9205 | 1.1009 |  | MANE-VU Gas Peaking | MANE-VU Gas Peaking | MANE-VU_gas_peak
50875_B_1 | SESARM | FL | 12057 | 50875 | 1 | MCKAY BAY REFUSE-TO-ENERGY FACILITY | 640811 | 46476113 | 44154212 | 48442814 | 10101201 | 562219 | Municipal Solid Waste | MSW | 103 | 270 | N | Y | N |  | 76.8255 | 1.2569 | 1.295 | 8096 | daily flat | diurnal flat | SESARM_other_nonpeak
52118_B_10x | MANE-VU | VA | 51143 |  |  | Dominion-Pittsylvania Power Station | 7473111 | 12378013 | 12311612 | 2119014 | 10100902 | 221118 |  |  | 125 | 100 |  | N | N |  | 76.7 |  |  |  | MANE-VU Other Nonpeaking | MANE-VU Other Nonpeaking | MANE-VU_other_nonpeak
58595_B_B1 | MANE-VU | NH | 33009 | 58595 | B1 | INDECK ENERGY - ALEXANDRIA LLC | 14563111 | 88257213 | 84470612 | 119780414 | 10100902 | 221117 | Biomass | Biomass | 125 | 100 | N | N | N |  | 76.5726 | 2.7714 | 2.5802 |  | MANE-VU Other Nonpeaking | MANE-VU Other Nonpeaking | MANE-VU_other_nonpeak
50875_B_4 | SESARM | FL | 12057 | 50875 | 4 | MCKAY BAY REFUSE-TO-ENERGY FACILITY | 640811 | 46476013 | 44154312 | 48443014 | 10101201 | 562219 | Municipal Solid Waste | MSW | 103 | 270 | N | Y | N |  | 74.3426 | 1.2163 | 1.2532 | 7927 | daily flat | diurnal flat | SESARM_other_nonpeak
57138_B_HRSG2 | SESARM | SC | 45003 | 57138 | HRSG2 | AMERESCO BIOMASS COGENERATION FACILITY | 16614911 | 106473513 | 109998712 | 150760714 | 10200907 | 221330 | Biomass | Biomass | 125 | 100 | Y | N | N |  | 74.04 | 22.6 | 16.58 | 8437 | daily flat | diurnal flat | SESARM_other_nonpeak
50049_B_BLRB | West | CA | 06023 | 50049 | BLRB | EEL RIVER POWER | 17606111 | 118690313 | 117144512 | 167399514 | 10200902 | 321113 | Biomass | Biomass | 125 | 100 | Y | N | N |  | 74.01 | 13.0304 | 9.0106 | 8736 | daily flat | diurnal flat | West_other_nonpeak
6120_G_3 | Northwest | WA | 53073 | 6120 | 3 | PSE WHITEHORN | 6212111 | 15566813 | 15224212 | 1768614 | 20100201 | 221112 | Combustion Turbine | Natural Gas, Distillate Fuel Oil | 125 | 120 | N | N | N | gas | 73.9 | 1.58 | 0.52 | 1176 | Northwest Gas Peaking | Northwest Gas Peaking | Northwest_gas_peak
50875_B_3 | SESARM | FL | 12057 | 50875 | 3 | MCKAY BAY REFUSE-TO-ENERGY FACILITY | 640811 | 46476313 | 44153812 | 48442514 | 10101201 | 562219 | Municipal Solid Waste | MSW | 103 | 270 | N | Y | N |  | 73.8161 | 1.2077 | 1.2443 | 7841 | daily flat | diurnal flat | SESARM_other_nonpeak
50637_B_4PWR | Northwest | ID | 16069 | 50637 | 4PWR | CLEARWATER PAPER CORP - PPD & CPD | 7321711 | 8312513 | 8200312 | 87377914 | 10200601 | 322130 | O/G Steam | Natural Gas | 133 | 100 | Y | N | N |  | 73.4 | 0.92631 | 0.4404 | 8181 | daily flat | diurnal flat | Northwest_comp_nonpeak
| South | KS | 20125 |  |  | Coffeyville Mun. Power Plant #2 | 17720311 | 122581213 | 124825112 | 174632714 | 20200254 | 221112 |  |  |  | 160 |  | N | Y | gas | 73.3748 | 0.29436 | 0.017333 | 1
10118_B_3 | MANE-VU | PA | 42043 | 10118 | 3 | LANCASTER CNTY SWMA/SUSQ RESOURCE MGMT COMPLEX | 6622011 | 67407013 | 62009112 | 92975214 | 50100105 | 562213 | Municipal Solid Waste | MSW | 103 | 270 | Y | Y | N |  | 73.3 | 2.9546 | 14.1 | 7971 | daily flat | diurnal flat | MANE-VU_other_nonpeak
50971_G_GEN1 | SESARM | FL | 12081 | 50971 | GEN1 | TROPICANA MANUFACTURING COMPANY, INC. | 537811 | 67275313 | 61896112 | 92786614 | 20300202 | 311421 | Combustion Turbine | Natural Gas |  | 120 | Y | N | N |  | 72.7708 | 10.9123 | 0.095341 | 8013 | daily flat | diurnal flat | SESARM_gas_nonpeak
50397_B_3PB033 | MANE-VU | PA | 42133 |  |  | PH GLATFELTER CO/SPRING GROVE | 4966111 | 28926113 | 27701212 | 14418114 | 10200202 | 322121 |  |  | 133 | 100 |  | N | N |  | 72.6232 | 2.5734 | 270.076 | 1206 | MANE-VU Coal Nonpeaking | MANE-VU Coal Nonpeaking | MANE-VU_coal_nonpeak
54620_B_B1 | MANE-VU | MA | 25027 | 54620 | B1 | PINETREE POWER FITCHBURG INC | 6637711 | 87334713 | 83608412 | 118356914 | 10100911 | 221117 | Biomass | Biomass | 125 | 100 | N | N | N |  | 71.861 | 5.768 | 3.328 |  | MANE-VU Other Nonpeaking | MANE-VU Other Nonpeaking | MANE-VU_other_nonpeak
55093_G_UNT2 | MANE-VU | MA | 25005 | 55093 | UNT2 | MM TAUNTON ENERGY LLC | 6622811 | 87650913 | 83827212 | 118899114 | 20100802 | 221118 | Landfill Gas | Landfill Gas |  | 160 | N | N | N |  | 71.5112 | 0.45828 | 0.0151 |  | MANE-VU Other Nonpeaking | MANE-VU Other Nonpeaking | MANE-VU_other_nonpeak
10838_B_BLR1 | MANE-VU | NH | 33019 | 10838 | BLR1 | SPRINGFIELD POWER LLC | 7853911 | 2824413 | 2723012 | 22128214 | 10100903 | 221117 | Biomass | Biomass | 125 | 100 | N | N | N |  | 71.37 | 12.449 | 0.83487 |  | MANE-VU Other Nonpeaking | MANE-VU Other Nonpeaking | MANE-VU_other_nonpeak
10250_G_GEN1 | SESARM | FL | 12005 |  |  | BAY COUNTY SOLID WASTE | 2560011 | 41294413 | 39381612 | 48490214 | 10101201 | 562219 |  |  | 103 | 270 |  | N | N |  | 71.24 | 3.14 | 4.27 | 7020 | SESARM Other Nonpeaking | SESARM Other Nonpeaking | SESARM_other_nonpeak
56531_G_GEN1 | MANE-VU | VA | 51650 | 56531 | GEN1 | USA Waste of Virginia Landfills - Bethel | 6685111 | 13195313 | 111221012 | 1158514 | 20200202 | 562212 | Landfill Gas | Landfill Gas | 104 | 160 | N | N | N |  | 70.7827 | 0.69668 | 3.9449 |  | MANE-VU Gas Nonpeaking | MANE-VU Gas Nonpeaking | MANE-VU_gas_nonpeak
50049_B_BLRC | West | CA | 06023 | 50049 | BLRC | EEL RIVER POWER | 17606111 | 118690413 | 117144712 | 167399714 | 10200902 | 321113 | Biomass | Biomass | 125 | 100 | Y | N | N |  | 70.55 | 18.2811 | 12.9742 | 8736 | daily flat | diurnal flat | West_other_nonpeak
10003_B_BLR1 | Southwest | CO | 08059 | 10003 | BLR1 | COLORADO ENERGY NATIONS -GOLDEN FACILITY | 896111 | 46619013 | 44301512 | 47591614 | 10200601 | 221330 | O/G Steam | Natural Gas | 183 | 100 | Y | N | N |  | 70.45 | 1.912 | 0.15 |  | daily flat | diurnal flat | Southwest_gas_nonpeak
50120_G_0001 | Northwest | WA | 53065 |  |  | Vaagen Brothers Lumber Inc | 6164811 | 15571413 | 15229212 | 2143414 | 10200902 | 321912 |  |  | 135 | 100 |  | N | N |  | 69.6 | 2.2 | 5.3 | 8232 | Northwest Composite Nonpeaking | Northwest Composite Nonpeaking | Northwest_comp_nonpeak
56847_G_STG | MANE-VU | CT | 09015 |  |  | PLAINFIELD RENEWABLE ENRGY LLC | 16734111 | 107797313 | 112711112 | 154699214 | 10100903 | 221118 |  |  | 125 | 100 |  | N | N |  | 69.2944 | 17.4172 | 1.08 |  | MANE-VU Other Nonpeaking | MANE-VU Other Nonpeaking | MANE-VU_other_nonpeak
50150_G_GEN6 | South | TX | 48057 | 50150 | GEN6 | SEADRIFT PLANT | 5846511 | 22455513 | 21542312 | 9794114 | 20100201 | 325110 | Combined Cycle | Natural Gas | 129 | 120 | Y | N | N |  | 69.1207 | 3.0993 |  | 8760 | daily flat | diurnal flat | South_gas_nonpeak
56708_B_H1101 | South | TX | 48057 | 56708 | H1101 | FORMOSA POINT COMFORT PLANT | 5633411 | 99164013 | 96092712 | 138806714 | 10100801 | 325211 | O/G Steam | Natural Gas | 173 | 100 | N | N | N |  | 69.082 | 3.9885 | 0.142 | 8760 | South Composite Nonpeaking | South Composite Nonpeaking | South_comp_nonpeak
52193_B_BLR3 | MANE-VU | DE | 10003 | 52193 | BLR3 | Delaware City Refinery | 588311 | 46161313 | 43834312 | 48916014 | 10100701 | 32411 | Fossil Waste | Fossil Waste | 126 | 100 | Y | N | N |  | 66.8 | 10.62 | 8.76 | 8767 | daily flat | diurnal flat | MANE-VU_other_nonpeak
| Southwest | AZ | 04013 |  |  | Santan Generating Station | 1139211 | 46676913 | 44349512 | 62130114 | 20100201 | 221112 |  |  | 125 | 120 |  | N | Y | gas | 66.4405 | 4.7905 | 0.4355
10290_B_EU1 | MANE-VU | NH | 33009 | 10290 | EU1 | BRIDGEWATER POWER COMPANY | 7758611 | 1840213 | 1753212 | 21327114 | 10100903 | 221117 | Biomass | Biomass | 125 | 100 | N | N | N |  | 66.21 | 39.5322 | 0.5798 |  | MANE-VU Other Nonpeaking | MANE-VU Other Nonpeaking | MANE-VU_other_nonpeak
| Southwest | AZ | 04013 |  |  | Santan Generating Station | 1139211 | 46676113 | 44349212 | 62028714 | 20100201 | 221112 |  |  | 125 | 120 |  | N | Y | gas | 64.6295 | 5.1305 | 0.4665
10294_G_GTG | West | CA | 06053 | 10294 | GTG | CALPINE KING CITY COGEN, LLC | 7877111 | 2175613 | 2083912 | 53475914 | 20100201 | 221112 | Combined Cycle | Natural Gas | 125 | 120 | Y | N | N | gas | 64.3 | 2.0138 | 0.31 | 8232 | daily flat | diurnal flat | West_gas_peak
10883_G_DEG1 | MANE-VU | MA | 25025 | 10883 | DEG1 | MEDICAL AREA TOTAL ENERGY PLANT | 7887011 | 87498513 | 83722912 | 118609714 | 20200401 | 221112 | Combustion Turbine | Distillate Fuel Oil | 125 | 160 | Y | N | N | oil | 62.06 | 0.19108 | 10.83 |  | daily flat | diurnal flat | MANE-VU_oil_peak
55049_G_GEN1 | West | CA | 06089 |  |  | SIERRA PACIFIC IND. - ANDERSON | 6576611 | 17904613 | 77136412 | 49767414 | 10200902 | 321113 |  |  | 135 | 100 |  | N | N |  | 61.62 | 0.80613 | 0.434 | 8736 | West Other Nonpeaking | West Other Nonpeaking | West_other_nonpeak
54518_G_GT3 | South | LA | 22033 | 54518 | GT3 | Formosa Plastics Corp Louisiana | 7354711 | 79967813 | 71095312 | 103282314 | 20100201 | 325211 | Combustion Turbine | Natural Gas | 173 | 120 | Y | N | N |  | 61.493 | 7.242 | 5.924 | 8736 | daily flat | diurnal flat | South_gas_nonpeak
54677_B_HRB | South | LA | 22087 | 54677 | HRB | Rain CII Carbon LLC - Chalmette Coke Plant & Chalmette Terminal | 5608111 | 79986713 | 71112112 | 103301314 | 10200804 | 324199 | Non-Fossil Waste | Non-Fossil Waste | 157 | 100 | Y | N | N |  | 60.5128 | 204.344 | 2627.41 | 7056 | daily flat | diurnal flat | South_comp_nonpeak
6120_G_2 | Northwest | WA | 53073 | 6120 | 2 | PSE WHITEHORN | 6212111 | 15566913 | 15224312 | 1768414 | 20100201 | 221112 | Combustion Turbine | Natural Gas, Distillate Fuel Oil | 125 | 120 | N | N | N | gas | 58.03 | 1.2 | 0.4 | 840 | Northwest Gas Peaking | Northwest Gas Peaking | Northwest_gas_peak
50049_B_BLRA | West | CA | 06023 | 50049 | BLRA | EEL RIVER POWER | 17606111 | 118690213 | 117144312 | 167399314 | 10200902 | 321113 | Biomass | Biomass | 125 | 100 | Y | N | N |  | 57.5 | 9.0819 | 6.998 | 8736 | daily flat | diurnal flat | West_other_nonpeak
| Southwest | AZ | 04013 |  |  | Santan Generating Station | 1139211 | 46676813 | 44349412 | 62028014 | 20100201 | 221112 |  |  | 125 | 120 |  | N | Y | gas | 56.83 | 4.855 | 0.4415
| Southwest | NM | 35045 |  |  | Animas Power Plant | 7230411 | 82371813 | 73397512 | 105904714 | 20200201 | 221112 |  |  | 125 | 120 |  | N | Y | gas | 56.2 | 4.39 | 0.089 | 7716
56038_G_2 | MANE-VU | MD | 24033 | 56038 | 2 | University of Maryland | 6011811 | 88000113 | 84177712 | 119417114 | 20300203 | 611310 | Combustion Turbine | Natural Gas, Distillate Fuel Oil | 148 | 120 | Y | N | N |  | 56.0805 | 5.3285 | 1.7493 | 2080 | daily flat | diurnal flat | MANE-VU_gas_nonpeak
56243_G_1 | LADCO | MN | 27111 | 56243 | 1 | Perham Resource Recovery Facility | 8482511 | 1109313 | 998912 | 27600314 | 50100104 | 562213 | Municipal Solid Waste | MSW | 103 | 270 | Y | Y | N |  | 55.66 | 0.9737 | 5.771 |  | daily flat | diurnal flat | LADCO_other_nonpeak
50413_G_TG3 | LADCO | MN | 27109 | 50413 | TG3 | Olmsted Waste-to-Energy Facility | 8483411 | 102506013 | 106143312 | 143977814 | 50100105 | 562213 | Municipal Solid Waste | MSW | 103 | 270 | Y | Y | N |  | 54.96 | 4.642 | 8.625 |  | daily flat | diurnal flat | LADCO_other_nonpeak
54429_B_RB2 | SESARM | AL | 01099 | 54429 | RB2 | GP Cellulose Alabama River Cellulose LLC | 1019211 | 47713213 | 45248612 | 61379614 | 10200901 | 322121 | Non-Fossil Waste | Non-Fossil Waste | 133 | 100 | Y | N | N |  | 54.655 | 9.021 | 0.115 |  | daily flat | diurnal flat | SESARM_comp_nonpeak
10342_G_TG1 | West | CA | 06013 | 10342 | TG1 | MARTINEZ COGEN LIMITED PARTNERSHIP | 203111 | 51153313 | 48095112 | 60622014 | 20300203 | 221112 | Combined Cycle | Natural Gas | 125 | 120 | Y | N | N | gas | 54.1461 | 8.5961 | 1.0526 | 8736 | daily flat | diurnal flat | West_gas_peak
10003_B_BLR4 | Southwest | CO | 08059 | 10003 | BLR4 | COLORADO ENERGY NATIONS -GOLDEN FACILITY | 896111 | 46618213 | 44301812 | 172678314 | 10200601 | 221330 | O/G Steam | Natural Gas | 183 | 100 | Y | N | N |  | 54.01 | 5.66 | 1.8 |  | daily flat | diurnal flat | Southwest_gas_nonpeak
10342_G_TG2 | West | CA | 06013 | 10342 | TG2 | MARTINEZ COGEN LIMITED PARTNERSHIP | 203111 | 51153113 | 48094812 | 60622314 | 20300203 | 221112 | Combined Cycle | Natural Gas | 125 | 120 | Y | N | N | gas | 53.8007 | 8.5413 | 1.0459 | 8736 | daily flat | diurnal flat | West_gas_peak
10883_G_DEG6 | MANE-VU | MA | 25025 | 10883 | DEG6 | MEDICAL AREA TOTAL ENERGY PLANT | 7887011 | 3306713 | 83722912 | 118610714 | 20200401 | 221112 | Combustion Turbine | Distillate Fuel Oil | 125 | 160 | Y | N | N | oil | 52.97 | 0.1518 | 9.37 |  | daily flat | diurnal flat | MANE-VU_oil_peak
10883_G_DEG5 | MANE-VU | MA | 25025 | 10883 | DEG5 | MEDICAL AREA TOTAL ENERGY PLANT | 7887011 | 3307313 | 83722912 | 118610514 | 20200401 | 221112 | Combustion Turbine | Distillate Fuel Oil | 125 | 160 | Y | N | N | oil | 52.92 | 0.17294 | 9.25 |  | daily flat | diurnal flat | MANE-VU_oil_peak
10686_B_5 | LADCO | MN | 27061 | 10686 | 5 | Blandin Paper Co/MN Power - Rapids Energy Center | 6169011 | 15286813 | 14954712 | 26425314 | 10100224 | 322121 | Biomass | Biomass | 133 | 100 | Y | N | N |  | 52.74 | 2.841 | 22.94 |  | daily flat | diurnal flat | LADCO_other_nonpeak
| Southwest | AZ | 04013 |  |  | Santan Generating Station | 1139211 | 46676613 | 44349312 | 62028214 | 20100201 | 221112 |  |  | 125 | 120 |  | N | Y | gas | 52.4685 | 4.746 | 0.4315
54271_G_CTG2 | West | NV | 32003 | 54271 | CTG2 | Saguaro Power Company | 8177511 | 67158313 | 61802312 | 92569214 | 20100201 | 22111 | Combined Cycle | Natural Gas, Distillate Fuel Oil | 125 | 120 | Y | N | N | gas | 52.092 | 10.545 | 1.139 |  | daily flat | diurnal flat | West_gas_peak
54271_G_STG | West | NV | 32003 | 54271 | STG | Saguaro Power Company | 8177511 | 67158213 | 61802212 | 92569114 | 20100201 | 22111 | Combined Cycle | Natural Gas, Distillate Fuel Oil | 125 | 120 | Y | N | N | gas | 52.014 | 10.53 | 1.137 |  | daily flat | diurnal flat | West_gas_peak
| MANE-VU | VA | 51087 |  |  | Dominion - Darbytown CT Station | 6311211 | 58458513 | 15383912 | 76734714 | 20200101 | 221112 |  |  | 125 | 120 |  | N | Y | oil | 51.7 | 1.1749 | 21.4
10686_B_6 | LADCO | MN | 27061 | 10686 | 6 | Blandin Paper Co/MN Power - Rapids Energy Center | 6169011 | 15286613 | 14954712 | 26425514 | 10100224 | 322121 | Biomass | Biomass | 133 | 100 | Y | N | N |  | 51.5 | 2.732 | 25.09 |  | daily flat | diurnal flat | LADCO_other_nonpeak
54561_G_GT-G | West | CA | 06085 | 54561 | GT-G | GRAPHIC PACKAGING INTERNATIONAL, INC | 14114311 | 83505913 | 74812512 | 108826014 | 20300203 | 322121 | Combined Cycle | Natural Gas | 133 | 120 | Y | N | N |  | 51.0863 | 12.6262 | 0.51352 | 8736 | daily flat | diurnal flat | West_gas_nonpeak
50637_B_1PWR | Northwest | ID | 16069 |  |  | CLEARWATER PAPER CORP - PPD & CPD | 7321711 | 8314013 | 8199612 | 46691014 | 10200601 | 322130 |  |  | 133 | 100 |  | N | N |  | 50.8445 | 0.32244 | 0.1533 | 4200 | Northwest Gas Nonpeaking | Northwest Gas Nonpeaking | Northwest_gas_nonpeak
50413_G_TG2 | LADCO | MN | 27109 | 50413 | TG2 | Olmsted Waste-to-Energy Facility | 8483411 | 1088413 | 987012 | 26811314 | 50100105 | 562213 | Municipal Solid Waste | MSW | 103 | 270 | Y | Y | N |  | 49.49 | 1.0816 | 1.165 |  | daily flat | diurnal flat | LADCO_other_nonpeak
52186_G_GEN1 | West | CA | 06101 | 52186 | GEN1 | YUBA CITY COGENERATION | 1371511 | 43620013 | 41450612 | 49851714 | 20200201 | 221118 | Combustion Turbine | Natural Gas | 125 | 120 | Y | N | N |  | 49.3 | 3.8432 | 0.079 | 8736 | daily flat | diurnal flat | West_gas_nonpeak
50637_B_2PWR | Northwest | ID | 16069 |  |  | CLEARWATER PAPER CORP - PPD & CPD | 7321711 | 8310913 | 8203212 | 46688114 | 10200601 | 322130 |  |  | 133 | 100 |  | N | N |  | 48.4 | 0.10096 | 0.048 | 1159 | Northwest Gas Nonpeaking | Northwest Gas Nonpeaking | Northwest_gas_nonpeak
| MANE-VU | MA | 25005 |  |  | TAUNTON MUNICIPAL LIGHT PLANT | 5058811 | 87718413 | 83872812 | 119016514 | 20100201 | 221112 |  |  | 125 | 120 |  | N | Y | gas | 48.16 | 0.83265 | 0.14
1167_B_7 | West North Central | IA | 19139 | 1167 | 7 | MUSCATINE POWER & WATER | 7892811 | 2592713 | 2497712 | 42659614 | 10100225 | 221112 | Coal Steam | Subbituminous | 125 | 100 | N | N | N | coal | 47.95 | 2.06 | 62 | 384 | West North Central Composite Peaking | West North Central Composite Peaking | West North Central_comp_peak
58023_B_1 | MANE-VU | PA | 42011 | 58023 | 1 | UNITED CORRSTACK LLC/READING | 3872711 | 94876413 | 91672212 | 129919314 | 10201201 | 322211 | Biomass | Biomass | 133 | 100 | Y | N | N |  | 46.3 | 23.3 | 12.1 | 8111 | daily flat | diurnal flat | MANE-VU_other_nonpeak
10554_G_TBG6 | South | TX | 48057 | 10554 | TBG6 | FORMOSA POINT COMFORT PLANT | 5633411 | 70061913 | 64414812 | 97119914 | 20200203 | 325211 | Combined Cycle | Natural Gas | 173 | 120 | Y | N | N |  | 46.14 | 6.68 | 1.28 | 8760 | daily flat | diurnal flat | South_gas_nonpeak
50134_G_GTCG | West | CA | 06029 | 50134 | GTCG | SYCAMORE COGENERATION CO | 3945411 | 35565913 | 33858412 | 58343314 | 20100201 | 221112 | Combustion Turbine | Natural Gas | 125 | 120 | Y | N | N | gas | 45.9729 | 13.9223 | 1.2286 | 8736 | daily flat | diurnal flat | West_gas_peak
50150_G_GE11 | South | TX | 48057 | 50150 | GE11 | SEADRIFT PLANT | 5846511 | 22434313 | 21568512 | 9522514 | 20100201 | 325110 | Combined Cycle | Natural Gas | 129 | 120 | Y | N | N |  | 45.1029 | 21.8587 |  | 8760 | daily flat | diurnal flat | South_gas_nonpeak
54781_G_SU1 | MANE-VU | VA | 51800 | 54781 | SU1 | Pow Gen (Suffolk) & Suff Energy Partners | 6894711 | 12959313 | 12833512 | 2040014 | 20100202 | 221112 | Landfill Gas | Landfill Gas | 125 | 160 | N | N | N | gas | 44.7 | 4.23 | 7.76 |  | MANE-VU Gas Peaking | MANE-VU Gas Peaking | MANE-VU_gas_peak
10496_G_GTDG | West | CA | 06029 | 10496 | GTDG | KERN RIVER COGENERATION CO | 4197011 | 33772613 | 32227712 | 57085514 | 20100201 | 221122 | Combustion Turbine | Natural Gas | 125 | 120 | Y | N | N |  | 44.6578 | 15.6233 | 0.79409 | 8736 | daily flat | diurnal flat | West_gas_nonpeak
56237_G_ST01 | Southwest | UT | 49049 | 56237 | ST01 | PacifiCorp Energy- Lake Side Power Plant | 12730611 | 72104113 | 66232012 | 99842114 | 10100604 | 221112 | Combined Cycle | Natural Gas | 125 | 100 | N | N | N | gas | 44.627 | 3.3916 | 0.26776 | 8760 | Southwest Gas Peaking | Southwest Gas Peaking | Southwest_gas_peak
60100_B_B-1 | West | CA | 06107 | 60100 | B-1 | CRES INC DBA DINUBA ENERGY | 15995111 | 101923413 | 105316512 | 143044914 | 10100903 | 221117 | Biomass | Biomass | 125 | 100 | N | N | N |  | 44.6065 | 2.1364 |  | 8736 | West Other Nonpeaking | West Other Nonpeaking | West_other_nonpeak
56038_G_1 | MANE-VU | MD | 24033 | 56038 | 1 | University of Maryland | 6011811 | 88000013 | 84177612 | 119416914 | 20300203 | 611310 | Combustion Turbine | Natural Gas, Distillate Fuel Oil | 148 | 120 | Y | N | N |  | 44.431 | 5.0664 | 1.5151 | 2080 | daily flat | diurnal flat | MANE-VU_gas_nonpeak
50134_G_GTAG | West | CA | 06029 | 50134 | GTAG | SYCAMORE COGENERATION CO | 3945411 | 35566313 | 33858512 | 58342914 | 20100201 | 221112 | Combustion Turbine | Natural Gas | 125 | 120 | Y | N | N | gas | 44.0475 | 13.6934 | 2.027 | 8736 | daily flat | diurnal flat | West_gas_peak
10397_B_6HPB | LADCO | IN | 18089 | 10397 | 6HPB | ARCELORMITTAL INDIANA HARBOR LLC | 3986611 | 32566913 | 31130512 | 124181514 | 10200601 | 331110 | Fossil Waste | Fossil Waste | 138 | 100 | Y | N | N |  | 43.82 | 1.1894 | 0.0939 |  | daily flat | diurnal flat | LADCO_gas_nonpeak
50628_G_GEN1 | MANE-VU | NJ | 34015 | 50628 | GEN1 | Paulsboro Refining Company LLC | 7201311 | 10077613 | 9932912 | 22483114 | 10200701 | 324110 | Combustion Turbine | Natural Gas, Distillate Fuel Oil | 126 | 100 | Y | N | N |  | 43.62 | 7.42 | 1.19 |  | daily flat | diurnal flat | MANE-VU_comp_nonpeak
50628_G_GEN1 | MANE-VU | NJ | 34015 | 50628 | GEN1 | Paulsboro Refining Company LLC | 7201311 | 10077613 | 9932912 | 22483614 | 10200701 | 324110 | Combustion Turbine | Natural Gas, Distillate Fuel Oil | 126 | 100 | Y | N | N |  | 43.57 | 7.42 | 1.19 |  | daily flat | diurnal flat | MANE-VU_comp_nonpeak
50273_G_DLV1C | MANE-VU | MA | 25013 |  |  | COVANTA SPRINGFIELD LLC | 8389611 | 87740913 | 83889312 | 119048114 | 50300103 | 562213 |  |  | 103 | 270 |  | N | N |  | 42.7611 | 1.7735 | 4.6255 |  | MANE-VU Other Nonpeaking | MANE-VU Other Nonpeaking | MANE-VU_other_nonpeak
50628_G_GEN1 | MANE-VU | NJ | 34015 | 50628 | GEN1 | Paulsboro Refining Company LLC | 7201311 | 10077613 | 9932912 | 22483414 | 10200701 | 324110 | Combustion Turbine | Natural Gas, Distillate Fuel Oil | 126 | 100 | Y | N | N |  | 42.64 | 7.46 | 1.2 |  | daily flat | diurnal flat | MANE-VU_comp_nonpeak
54464_B_B003 | SESARM | GA | 13021 | 54464 | B003 | Graphic Packaging Macon Mill | 7414811 | 9232813 | 9115912 | 46282714 | 10201201 | 322130 | Non-Fossil Waste | Non-Fossil Waste | 133 | 100 | Y | N | N |  | 42.5 | 12.91 | 0.0665 | 8222 | daily flat | diurnal flat | SESARM_comp_nonpeak
10769_B_CFB | West | CA | 06029 |  |  | RIO BRAVO POSO | 4196911 | 33773113 | 32229712 | 57084714 | 10100301 | 221112 |  |  | 125 | 100 |  | N | N | coal | 42.21 | 1.2049 | 16.1755 | 8736 | West Composite Peaking | West Composite Peaking | West_comp_peak
50431_G_TG10 | LADCO | MI | 26161 | 50431 | TG10 | UNIVERSITY OF MICHIGAN | 8146111 | 6974313 | 109198012 | 26930914 | 10300601 | 611310 | Combined Cycle | Natural Gas, Distillate Fuel Oil | 148 | 100 | Y | N | N |  | 41.225 | 1.6395 | 0.12945 | 8760 | daily flat | diurnal flat | LADCO_gas_nonpeak
50431_G_TG10 | LADCO | MI | 26161 | 50431 | TG10 | UNIVERSITY OF MICHIGAN | 8146111 | 6974313 | 6908512 | 26930914 | 10300601 | 611310 | Combined Cycle | Natural Gas, Distillate Fuel Oil | 148 | 100 | Y | N | N |  | 41.225 | 1.6395 | 0.12945 | 8760 | daily flat | diurnal flat | LADCO_gas_nonpeak
50396_B_BLR1 | Northwest | OR | 41019 | 50396 | BLR1 | Dillard | 8219211 | 68314613 | 62712512 | 94189214 | 10200601 | 321113 | Biomass | Biomass | 134 | 100 | Y | N | N |  | 41.2 | 0.412 | 0.247 |  | daily flat | diurnal flat | Northwest_comp_nonpeak
58310_B_B-1 | South | LA | 22019 | 58310 | B-1 | Rain CII Carbon LLC - Lake Charles Calcining Plant | 7355211 | 80706513 | 71823412 | 104115714 | 30601401 | 324199 | Non-Fossil Waste | Non-Fossil Waste | 157 | 220 | N | N | N |  | 40.7854 | 18.2246 | 1777.94 | 7728 | South Composite Nonpeaking | South Composite Nonpeaking | South_comp_nonpeak
7549_B_3 | LADCO | WI | 55079 |  |  | MILWAUKEE REGIONAL MEDICAL CENTER THERMAL | 4879611 | 29304713 | 28079712 | 66198414 | 10300209 | 221330 |  |  | 125 | 100 |  | N | N |  | 40.35 | 0.19708 | 63.308 |  | LADCO Coal Nonpeaking | LADCO Coal Nonpeaking | LADCO_coal_nonpeak
50273_G_DLV1 | MANE-VU | MA | 25013 | 50273 | DLV1 | COVANTA SPRINGFIELD LLC | 8389611 | 87741013 | 83889312 | 119048214 | 50300103 | 562213 | Municipal Solid Waste | MSW | 103 | 270 | N | Y | N |  | 40.2248 | 1.6596 | 4.3512 |  | daily flat | diurnal flat | MANE-VU_other_nonpeak
7549_B_1 | LADCO | WI | 55079 |  |  | MILWAUKEE REGIONAL MEDICAL CENTER THERMAL | 4879611 | 29304413 | 28079812 | 66198714 | 10300209 | 221330 |  |  | 125 | 100 |  | N | N |  | 39.76 | 0.18663 | 61.69 |  | LADCO Coal Nonpeaking | LADCO Coal Nonpeaking | LADCO_coal_nonpeak
1979_B_2 | LADCO | MN | 27137 | 1979 | 2 | Hibbing Public Utilities Commission | 6236711 | 16153713 | 15759112 | 27439914 | 10100224 | 221122 | Coal Steam | Subbituminous | 125 | 100 | Y | N | N |  | 39.5 | 0.4502 | 37.33 |  | daily flat | diurnal flat | LADCO_coal_nonpeak
50475_G_GEN1 | South | TX | 48355 | 50475 | GEN1 | CORPUS CHRISTI PLANT | 5862111 | 22253413 | 21366312 | 2462014 | 10200601 | 325110 | Combustion Turbine | Natural Gas | 129 | 100 | Y | N | N |  | 39.07 | 2.27 | 0.03 | 3552 | daily flat | diurnal flat | South_gas_nonpeak
54627_B_C | SESARM | FL | 12099 | 54627 | C | NEW HOPE POWER COMPANY | 919611 | 46528213 | 44205912 | 46009114 | 10100601 | 2211 | Biomass | Biomass | 125 | 100 | Y | N | N |  | 38.4009 | 5.2724 | 6.3087 | 7189 | daily flat | diurnal flat | SESARM_comp_nonpeak
50273_G_DLV1B | MANE-VU | MA | 25013 |  |  | COVANTA SPRINGFIELD LLC | 8389611 | 87740813 | 83889312 | 119048014 | 50300103 | 562213 |  |  | 103 | 270 |  | N | N |  | 38.2264 | 1.5855 | 4.135 |  | MANE-VU Other Nonpeaking | MANE-VU Other Nonpeaking | MANE-VU_other_nonpeak
50770_B_B1 | LADCO | MI | 26113 | 50770 | B1 | Viking Energy of McBain | 8226611 | 6629413 | 6596912 | 29163114 | 10101201 | 221118 | Biomass | Biomass | 125 | 100 | N | N | N |  | 37.785 | 2.202 | 206.65 | 8592 | LADCO Other Nonpeaking | LADCO Other Nonpeaking | LADCO_other_nonpeak
54350_G_GTB | West | NV | 32003 | 54350 | GTB | Nevada Cogeneration Associates #1 | 7756911 | 67156913 | 1760212 | 92566714 | 20300203 | 22111 | Combined Cycle | Natural Gas | 125 | 120 | Y | N | N | gas | 37.72 | 16.42 | 2.92 |  | daily flat | diurnal flat | West_gas_peak
54350_G_GTC | West | NV | 32003 | 54350 | GTC | Nevada Cogeneration Associates #1 | 7756911 | 67157013 | 1760512 | 92566814 | 20300203 | 22111 | Combined Cycle | Natural Gas | 125 | 120 | Y | N | N | gas | 37.48 | 16.63 | 2.96 |  | daily flat | diurnal flat | West_gas_peak
10436_G_GT44 | South | TX | 48201 | 10436 | GT44 | BAYTOWN REFINERY | 4924411 | 31434313 | 30061912 | 6129414 | 20100201 | 324110 | Combustion Turbine | Natural Gas, Distillate Fuel Oil | 126 | 120 | Y | N | N |  | 37.478 | 7.8834 | 1.1565 | 8760 | daily flat | diurnal flat | South_gas_nonpeak
| MANE-VU | NY | 36047 |  |  | KINGS PLAZA TOTAL ENERGY PLANT | 7944011 | 2535513 | 2446312 | 88937314 | 20200254 | 221112 |  |  | 125 | 160 |  | N | Y | gas | 37.062 | 1.606 | 0.0945
55122_G_UN1 | South | TX | 48245 | 55122 | UN1 | BASF TOTAL NAFTA REGION OLEFINS COMPLEX | 6445411 | 16643013 | 16191212 | 4391814 | 20200203 | 325110 | Combustion Turbine | Natural Gas | 129 | 120 | Y | N | N |  | 36.6144 | 11.5045 | 0.2434 | 7891 | daily flat | diurnal flat | South_gas_nonpeak
10766_B_CFB001 | MANE-VU | ME | 23019 | 10766 | CFB001 | STORED SOLAR J&WE, LLC - WEST ENFIELD | 7718411 | 2956413 | 2825112 | 125455914 | 10100903 | 221117 | Biomass | Biomass | 125 | 100 | N | N | N |  | 36.54 | 2.5908 | 9.3664 |  | MANE-VU Other Nonpeaking | MANE-VU Other Nonpeaking | MANE-VU_other_nonpeak
54350_G_GTA | West | NV | 32003 | 54350 | GTA | Nevada Cogeneration Associates #1 | 7756911 | 67156613 | 61800712 | 92566414 | 20300203 | 22111 | Combined Cycle | Natural Gas | 125 | 120 | Y | N | N | gas | 36.53 | 16.61 | 2.96 |  | daily flat | diurnal flat | West_gas_peak
10436_G_GT38 | South | TX | 48201 | 10436 | GT38 | BAYTOWN REFINERY | 4924411 | 31409913 | 30114112 | 8945114 | 20100201 | 324110 | Combustion Turbine | Natural Gas, Distillate Fuel Oil | 126 | 120 | Y | N | N |  | 36.403 | 12.6221 | 1.7116 | 8760 | daily flat | diurnal flat | South_gas_nonpeak
57897_G_UNT1 | MANE-VU | VA | 51087 | 57897 | UNT1 | Richmond Energy LLC | 16662411 | 118539913 | 116826912 | 167202114 | 10300811 | 221118 | Landfill Gas | Landfill Gas |  | 160 | N | N | N |  | 36.1 | 5.1 | 3.5 |  | MANE-VU Other Nonpeaking | MANE-VU Other Nonpeaking | MANE-VU_other_nonpeak
| South | KS | 20085 |  |  | Holton Mun. Power Plant | 3018311 | 38503313 | 112321612 | 37653914 | 20200402 | 221112 |  |  | 125 | 160 |  | N | Y | oil | 36.0849 | 1.0821 | 0.0011978 | 8736
| South | MO | 29510 |  |  | BRANDONVIEW, LLC GALLERY 720 BUILDING | 7833811 | 59217613 | 58187912 | 87880714 | 20200253 | 221112 |  |  |  | 160 |  | N | Y | gas | 35.6387 | 0.30472 | 0.00924
56957_G_LFG1 | MANE-VU | PA | 42011 | 56957 | LFG1 | PIONEER CROSSING ENERGY LLC/EXETER | 12791811 | 67407813 | 62009912 | 92976414 | 20100802 | 221118 | Landfill Gas | Landfill Gas | 125 | 160 | N | N | N |  | 35.5 | 4.5 | 47.8 | 7961 | MANE-VU Other Nonpeaking | MANE-VU Other Nonpeaking | MANE-VU_other_nonpeak
| West | CA | 06073 |  |  | CALPINE CORP FOR THE OMG PROJ | 17193711 | 118707713 | 117180912 | 167420614 | 20200201 | 221112 |  |  |  | 999 |  | N | Y | gas | 35.4 | 42.8544 | 0.5 | 8736
50279_B_MAIN | MANE-VU | PA | 42069 | 50279 | MAIN | PEI POWER CORP/ARCHBALD | 3022411 | 38353913 | 36624412 | 13987614 | 10100701 | 221112 | Landfill Gas | Landfill Gas | 125 | 100 | N | N | N |  | 35.3413 | 10.7613 | 44.2787 | 7018 | MANE-VU Other Nonpeaking | MANE-VU Other Nonpeaking | MANE-VU_other_nonpeak
| West | CA | 06073 |  |  | CALPINE CORP FOR THE OMG PROJ | 17193711 | 118707813 | 117181012 | 167420714 | 20200201 | 221112 |  |  |  | 999 |  | N | Y | gas | 35.1 | 42.8544 | 0.2 | 8736
55589_G_3 | MANE-VU | MA | 25005 | 55589 | 3 | GAS RECOVERY SERVICES | 6119111 | 87623713 | 83809712 | 118849814 | 20100801 | 221118 | Landfill Gas | Landfill Gas | 125 | 120 | N | N | N |  | 35.0788 | 11.0769 | 3.3911 |  | MANE-VU Other Nonpeaking | MANE-VU Other Nonpeaking | MANE-VU_other_nonpeak
2936_B_5 | LADCO | OH | 39085 | 2936 | 5 | PAINESVILLE MUNICIPAL ELECTRIC PLANT (0243110008) | 8149311 | 5945213 | 68131612 | 100548914 | 10100202 | 221112 | Coal Steam | Bituminous | 125 | 100 | N | N | N | coal | 35.0757 | 9.8142 | 161.865 | 567 | LADCO Coal Peaking | LADCO Coal Peaking | LADCO_coal_peak
50676_G_GEN1 | Southwest | CO | 08123 |  |  | THERMO POWER & ELEC (SEE ALSO 123/0321) | 2568111 | 40903213 | 39021012 | 48095514 | 20200203 | 221112 |  |  | 125 | 160 |  | N | N | gas | 35 | 1.9 | 2 |  | Southwest Gas Peaking | Southwest Gas Peaking | Southwest_gas_peak
50676_G_GEN2 | Southwest | CO | 08123 |  |  | THERMO POWER & ELEC (SEE ALSO 123/0321) | 2568111 | 40903313 | 39020912 | 48095414 | 20200203 | 221112 |  |  | 125 | 160 |  | N | N | gas | 35 | 1.9 | 2 |  | Southwest Gas Peaking | Southwest Gas Peaking | Southwest_gas_peak
54349_G_GTA | West | NV | 32003 | 54349 | GTA | Nevada Cogeneration Associates #2 | 7758511 | 67157513 | 61802112 | 92568414 | 20300203 | 22111 | Combined Cycle | Natural Gas | 125 | 120 | Y | N | N | gas | 34.9 | 16.53 | 2.95 |  | daily flat | diurnal flat | West_gas_peak
50625_G_TG24 | South | TX | 48245 | 50625 | TG24 | BEAUMONT REFINERY | 4862411 | 29518213 | 28265112 | 5479214 | 20200203 | 324110 | Combustion Turbine | Natural Gas | 126 | 120 | Y | N | N |  | 34.7 | 6.76 | 6.27 | 8687 | daily flat | diurnal flat | South_gas_nonpeak
54349_G_GTC | West | NV | 32003 | 54349 | GTC | Nevada Cogeneration Associates #2 | 7758511 | 67158013 | 1753912 | 92568914 | 20300203 | 22111 | Combined Cycle | Natural Gas | 125 | 120 | Y | N | N | gas | 34.7 | 16.62 | 2.96 |  | daily flat | diurnal flat | West_gas_peak
54349_G_GTB | West | NV | 32003 | 54349 | GTB | Nevada Cogeneration Associates #2 | 7758511 | 67157913 | 1753412 | 92568814 | 20300203 | 22111 | Combined Cycle | Natural Gas | 125 | 120 | Y | N | N | gas | 34.7 | 16.53 | 2.95 |  | daily flat | diurnal flat | West_gas_peak
50413_G_TGI | LADCO | MN | 27109 | 50413 | TGI | Olmsted Waste-to-Energy Facility | 8483411 | 1088313 | 987112 | 26811514 | 50100105 | 562213 | Municipal Solid Waste | MSW | 103 | 270 | Y | Y | N |  | 34.38 | 0.5471 | 0.8454 |  | daily flat | diurnal flat | LADCO_other_nonpeak
50141_G_WGN1 | South | TX | 48203 | 50141 | WGN1 | SNIDER INDUSTRIES SAWMILL | 4846511 | 29653913 | 28420212 | 4738614 | 10200902 | 321113 | Biomass | Biomass | 135 | 100 | Y | N | N |  | 34.32 | 13.61 | 2.746 | 7584 | daily flat | diurnal flat | South_comp_nonpeak
50772_B_B1 | LADCO | MI | 26001 | 50772 | B1 | Viking Energy of Lincoln, LLC | 5737411 | 22977113 | 22025112 | 30290414 | 10101201 | 221117 | Biomass | Biomass | 125 | 100 | N | N | N |  | 34.09 | 3.4855 | 140.85 | 8592 | LADCO Other Nonpeaking | LADCO Other Nonpeaking | LADCO_other_nonpeak
54723_G_UNT1 | MANE-VU | VA | 51059 | 54723 | UNT1 | Michigan Cogeneration Systems Inc | 6743811 | 13420413 | 13238312 | 150252114 | 20100802 | 221112 | Landfill Gas | Landfill Gas | 125 | 160 | N | N | N |  | 34.0734 |  |  |  | MANE-VU Other Nonpeaking | MANE-VU Other Nonpeaking | MANE-VU_other_nonpeak
54518_G_GT2 | South | LA | 22033 | 54518 | GT2 | Formosa Plastics Corp Louisiana | 7354711 | 79967613 | 71096512 | 103282114 | 20100201 | 325211 | Combustion Turbine | Natural Gas | 173 | 120 | Y | N | N |  | 33.627 | 1.045 | 0.871 | 8736 | daily flat | diurnal flat | South_gas_nonpeak
50849_G_GEN1 | West | CA | 06001 | 50849 | GEN1 | PE BERKELEY, INC | 10707511 | 58653313 | 75211212 | 76839614 | 20300203 | 221112 | Combined Cycle | Natural Gas, Distillate Fuel Oil | 125 | 140 | Y | N | N | gas | 33.4824 | 10.9735 | 0.4463 | 8736 | daily flat | diurnal flat | West_gas_peak
54004_G_GEN2 | SESARM | GA | 13175 | 54004 | GEN2 | WestRock Southeast, LLC | 2613811 | 40723613 | 60111512 | 46437714 | 20200201 | 322130 | Combustion Turbine | Natural Gas, Distillate Fuel Oil | 133 | 140 | Y | N | N |  | 33.4 | 9.08 | 18.15 | 108 | daily flat | diurnal flat | SESARM_gas_nonpeak
10765_B_CFB002 | MANE-VU | ME | 23029 | 10765 | CFB002 | STORED SOLAR J&WE, LLC - JONESBORO | 5974111 | 24218613 | 23232812 | 125455514 | 10100903 | 221117 | Biomass | Biomass | 125 | 100 | N | N | N |  | 33.213 | 1.8505 | 6.69 |  | MANE-VU Other Nonpeaking | MANE-VU Other Nonpeaking | MANE-VU_other_nonpeak
| South | TX | 48141 |  |  | NEWMAN STATION | 4837411 | 90282813 | 86242412 | 122234014 | 20100201 | 22111 |  |  | 125 | 120 |  | N | Y | gas | 32.7842 | 5.5269 | 0.427 | 1817
| South | MO | 29510 |  |  | BRANDONVIEW, LLC GALLERY 720 BUILDING | 7833811 | 59217613 | 58188212 | 87880714 | 20200253 | 221112 |  |  |  | 160 |  | N | Y | gas | 32.3988 | 0.27702 | 0.0084
54974_G_UNT1 | LADCO | OH | 39051 | 54974 | UNT1 | Sauder Woodworking Cogeneration Facility (0326000079) | 10698611 | 58689313 | 68267412 | 157775114 | 10100908 | 221112 | Biomass | Biomass | 125 | 100 | Y | N | N |  | 31.4 | 4.091 | 6.013 | 8392 | daily flat | diurnal flat | LADCO_comp_peak
120_G_GT3 | Southwest | AZ | 04027 | 120 | GT3 | APS - YUCCA POWER PLANT | 1013411 | 88711113 | 84999612 | 120391414 | 20100201 | 221112 | Combustion Turbine | Natural Gas, Distillate Fuel Oil | 125 | 120 | N | N | N | gas | 31.2764 | 0.64508 | 0.058643 | 512 | Southwest Gas Peaking | Southwest Gas Peaking | Southwest_gas_peak
| West | CA | 06085 |  |  | SAN JOSE STATE UNIVERSITY (COGEN PLANT) | 1984411 | 42613713 | 75430012 | 50141014 | 20300203 | 221112 |  |  |  | 999 |  | N | Y | gas | 31.1414 | 2.7498 | 0.11184 | 8064
10033_B_11 | LADCO | MI | 26163 | 10033 | 11 | DETROIT RENEWABLE POWER, LLC | 8171811 | 4506613 | 4381712 | 29287214 | 10100501 | 562213 | Municipal Solid Waste | MSW | 103 | 100 | Y | Y | N |  | 30.695 | 0.23865 | 3.217 | 8760 | daily flat | diurnal flat | LADCO_other_nonpeak
54627_B_B | SESARM | FL | 12099 | 54627 | B | NEW HOPE POWER COMPANY | 919611 | 46528113 | 44206012 | 46009714 | 10100601 | 2211 | Biomass | Biomass | 125 | 100 | Y | N | N |  | 30.5007 | 4.4081 | 4.3572 | 6182 | daily flat | diurnal flat | SESARM_comp_nonpeak
| West | CA | 06085 |  |  | CITY OF SANTA CLARA | 1282811 | 43482013 | 41320512 | 49468514 | 20300203 | 221112 |  |  |  | 120 |  | N | Y | gas | 30.1271 | 2.8019 | 0.11396 | 8064
10129_G_GEN4 | MANE-VU | PA | 42063 | 10129 | GEN4 | PA STATE SYS OF HIGHER ED/INDIANA UNIV | 3019411 | 38365213 | 36636412 | 13550714 | 20100201 | 611310 | Combustion Turbine | Natural Gas, Distillate Fuel Oil | 148 | 120 | Y | N | N |  | 29.4511 | 1.8169 | 0.62657 | 1503 | daily flat | diurnal flat | MANE-VU_gas_nonpeak
10129_G_GEN2 | MANE-VU | PA | 42063 | 10129 | GEN2 | PA STATE SYS OF HIGHER ED/INDIANA UNIV | 3019411 | 38365613 | 36636412 | 13549414 | 20100201 | 611310 | Combustion Turbine | Natural Gas, Distillate Fuel Oil | 148 | 120 | Y | N | N |  | 29.3945 | 1.8137 | 0.52054 | 1400 | daily flat | diurnal flat | MANE-VU_gas_nonpeak
54974_G_UNT2 | LADCO | OH | 39051 | 54974 | UNT2 | Sauder Woodworking Cogeneration Facility (0326000079) | 10698611 | 58689413 | 68267412 | 157775214 | 10100908 | 221112 | Biomass | Biomass | 125 | 100 | Y | N | N |  | 29.2 | 4.049 | 5.94 | 8475 | daily flat | diurnal flat | LADCO_comp_peak
| South | MO | 29510 |  |  | BRANDONVIEW, LLC GALLERY 720 BUILDING | 7833811 | 59217613 | 58187712 | 87880714 | 20200253 | 221112 |  |  |  | 160 |  | N | Y | gas | 29.1589 | 0.24932 | 0.00756
| MANE-VU | NY | 36103 |  |  | EAST HAMPTON GT FACILITY | 8474611 | 118548213 | 306312 | 182078714 | 20100102 | 221112 |  |  | 125 | 160 |  | N | Y | oil | 28.587 | 1.0774 | 0.013
| West | CA | 06085 |  |  | CITY OF SANTA CLARA | 1282811 | 43481913 | 41320412 | 49468614 | 20300203 | 221112 |  |  |  | 120 |  | N | Y | gas | 28.4583 | 2.6467 | 0.10764 | 8064
2935_B_13 | LADCO | OH | 39169 | 2935 | 13 | Department of Public Utilities, City of Orrville, Ohio (0285010188) | 3950711 | 34858313 | 68191212 | 100600914 | 10100601 | 221112 | Coal Steam | Bituminous | 125 | 100 | N | N | N | gas | 28.37 | 0.57788 | 0.06079 | 1410 | LADCO Coal Peaking | LADCO Coal Peaking | LADCO_coal_peak
10397_B_8HPB | LADCO | IN | 18089 | 10397 | 8HPB | ARCELORMITTAL INDIANA HARBOR LLC | 3986611 | 32566313 | 31132812 | 124182214 | 10200704 | 331110 | Fossil Waste | Fossil Waste | 138 | 100 | Y | N | N |  | 28.101 | 162.3942 | 464.998 |  | daily flat | diurnal flat | LADCO_comp_nonpeak
10768_B_CFB | West | CA | 06029 | 10768 | CFB | RIO BRAVO JASMIN | 5815411 | 21413013 | 20539512 | 59932414 | 10100301 | 221112 | Biomass | Biomass | 125 | 100 | Y | N | N | coal | 28.0434 | 0.95603 | 12.747 | 2856 | daily flat | diurnal flat | West_comp_peak
10562_B_REC5 | SESARM | FL | 12089 | 10562 | REC5 | RAYONIER PERFORMANCE FIBERS, LLC | 845811 | 46189213 | 43858512 | 48813514 | 39000499 | 3221 | Biomass | Biomass | 133 | 100 | Y | N | N |  | 27.8968 | 1.5303 | 1.37 | 7608 | daily flat | diurnal flat | SESARM_comp_nonpeak
1772_B_1 | LADCO | MI | 26013 | 1772 | 1 | L ANSE WARDEN ELECTRIC COMPANY LLC | 4994411 | 30809713 | 29484412 | 106192014 | 10201201 | 221117 | Biomass | Biomass | 125 | 100 | N | N | N |  | 27.825 | 1.261 | 241.95 | 6552 | LADCO Other Nonpeaking | LADCO Other Nonpeaking | LADCO_other_nonpeak
55122_G_UN2 | South | TX | 48245 | 55122 | UN2 | BASF TOTAL NAFTA REGION OLEFINS COMPLEX | 6445411 | 16642913 | 16191112 | 4391914 | 20200203 | 325110 | Combustion Turbine | Natural Gas | 129 | 120 | Y | N | N |  | 27.0952 | 15.613 | 0.1935 | 8601 | daily flat | diurnal flat | South_gas_nonpeak
| West | CA | 06037 |  |  | THUMS LONG BEACH CO | 10226411 | 77380113 | 117716712 | 114914114 | 20200201 | 22111 |  |  | 125 | 999 |  | N | Y | gas | 26.9431 | 9.8748 | 2.0511 | 8736
10436_G_GT45 | South | TX | 48201 | 10436 | GT45 | BAYTOWN REFINERY | 4924411 | 31496613 | 30114012 | 5998514 | 10100601 | 324110 | Combustion Turbine | Natural Gas, Distillate Fuel Oil | 126 | 120 | Y | N | N |  | 26.8691 | 13.8749 | 1.8188 | 8760 | daily flat | diurnal flat | South_gas_nonpeak
10349_G_GEN1 | West | CA | 06101 | 10349 | GEN1 | CALPINE GREENLEAF UNIT II & Yuba City Energy Ctr | 1371711 | 43619513 | 41449612 | 49851214 | 20100201 | 221118 | Combustion Turbine | Natural Gas | 125 | 120 | Y | N | N |  | 26.7665 | 3.0033 | 0.354 | 8736 | daily flat | diurnal flat | West_gas_nonpeak
58084_G_GT200 | MANE-VU | CT | 09005 | 58084 | GT200 | KIMBERLY-CLARK CORP | 845911 | 99511713 | 85090112 | 140153714 | 20200201 | 32212 | Combustion Turbine | Natural Gas, Distillate Fuel Oil | 133 | 120 | Y | N | N |  | 26.6612 | 0.83637 | 0.31474 |  | daily flat | diurnal flat | MANE-VU_gas_nonpeak
56243_G_1B | LADCO | MN | 27111 |  |  | Perham Resource Recovery Facility | 8482511 | 1109013 | 998912 | 27600614 | 50100104 | 562213 |  |  | 103 | 270 |  | N | N |  | 26.57 | 1.3748 | 6.687 |  | LADCO Other Nonpeaking | LADCO Other Nonpeaking | LADCO_other_nonpeak
56248_G_101G | South | LA | 22005 | 56248 | 101G | Shell Chemical LP - Geismar Plant | 7445611 | 80858213 | 72002012 | 104280314 | 10200604 | 325110 | Combustion Turbine | Natural Gas | 129 | 120 | Y | N | N |  | 26.2609 | 21.0549 | 1.2419 | 8736 | daily flat | diurnal flat | South_gas_nonpeak
54627_B_A | SESARM | FL | 12099 | 54627 | A | NEW HOPE POWER COMPANY | 919611 | 46528013 | 44205712 | 92700014 | 10100601 | 2211 | Biomass | Biomass | 125 | 100 | Y | N | N |  | 26.1001 | 3.6093 | 4.3187 | 5908 | daily flat | diurnal flat | SESARM_comp_nonpeak
| South | TX | 48141 |  |  | NEWMAN STATION | 4837411 | 90282913 | 86242512 | 122234114 | 20100201 | 22111 |  |  | 125 | 120 |  | N | Y | gas | 25.9884 | 4.8704 | 0.3763 | 1669
| Southwest | CO | 08123 |  |  | THERMO COGEN PARTNERSHIP - JM SHAFER | 4223811 | 121601213 | 123887412 | 172836114 | 20200254 | 221112 |  |  | 125 | 160 |  | N | Y | gas | 25.97 | 0.13
1881_G_8 | LADCO | MI | 26117 | 1881 | 8 | Wolverine Power, Vestaburg Power Plant | 5215711 | 25695913 | 24634612 | 28889114 | 20100201 | 221112 | Combustion Turbine | Natural Gas, Distillate Fuel Oil | 125 | 120 | N | N | N | gas | 25.88 | 0.363 | 0.18335 | 378 | LADCO Gas Peaking | LADCO Gas Peaking | LADCO_gas_peak
52051_G_UNT1 | MANE-VU | VA | 51059 | 52051 | UNT1 | Michigan Cogeneration Systems Inc | 6743811 | 13420513 | 13238412 | 150252014 | 20100802 | 221112 | Landfill Gas | Landfill Gas | 125 | 160 | N | N | N |  | 25.7803 |  |  |  | MANE-VU Other Nonpeaking | MANE-VU Other Nonpeaking | MANE-VU_other_nonpeak
| LADCO | MI | 26061 |  |  | UPPCO PORTAGE STATION | 6059111 | 124463513 | 73663312 | 177289814 | 20100101 | 221112 |  |  | 125 | 999 |  | N | Y | oil | 25.73 | 0.32365 | 0.04429 | 328
10436_G_GT43 | South | TX | 48201 | 10436 | GT43 | BAYTOWN REFINERY | 4924411 | 31434413 | 30079712 | 6129314 | 20100201 | 324110 | Combustion Turbine | Natural Gas, Distillate Fuel Oil | 126 | 120 | Y | N | N |  | 25.6885 | 8.5751 | 1.1841 | 8760 | daily flat | diurnal flat | South_gas_nonpeak
| LADCO | IL | 17097 |  |  | Energy Systems Group LLC | 10716911 | 58619713 | 54486512 | 76997914 | 20100201 | 221112 |  |  |  | 120 |  | N | Y | gas | 25.5792 | 2.0148 | 0.0876 | 8760
52193_B_BLR2 | MANE-VU | DE | 10003 | 52193 | BLR2 | Delaware City Refinery | 588311 | 46180313 | 43834312 | 49135814 | 10100701 | 32411 | Fossil Waste | Fossil Waste | 126 | 100 | Y | N | N |  | 25.05 | 12.39 | 10.59 | 8784 | daily flat | diurnal flat | MANE-VU_other_nonpeak
10501_G_K100 | West | CA | 06029 | 10501 | K100 | MID-SET COGENERATION COMPANY | 13847911 | 84891013 | 77477912 | 111667614 | 20200203 | 221111 | Combustion Turbine | Natural Gas | 125 | 120 | Y | N | N |  | 24.5645 | 8.9408 | 0.19868 | 8736 | daily flat | diurnal flat | West_gas_nonpeak
56248_G_201G | South | LA | 22005 | 56248 | 201G | Shell Chemical LP - Geismar Plant | 7445611 | 80854713 | 71961012 | 104276814 | 10200604 | 325110 | Combustion Turbine | Natural Gas | 129 | 120 | Y | N | N |  | 24.4124 | 20.0584 | 1.1833 | 8736 | daily flat | diurnal flat | South_gas_nonpeak
54423_G_GT1 | SESARM | FL | 12069 |  |  | QUANTUM LAKE POWER, LP | 1970211 | 41785513 | 39844912 | 48384614 | 20100201 | 221118 |  |  | 125 | 140 |  | N | N |  | 24.3 | 3.5126 | 0.17 | 1334 | SESARM Gas Nonpeaking | SESARM Gas Nonpeaking | SESARM_gas_nonpeak
| South | MO | 29510 |  |  | BRANDONVIEW, LLC GALLERY 720 BUILDING | 7833811 | 59217613 | 58187812 | 87880714 | 20200253 | 221112 |  |  |  | 160 |  | N | Y | gas | 24.2991 | 0.20777 | 0.0063
| South | MO | 29510 |  |  | BRANDONVIEW, LLC GALLERY 720 BUILDING | 7833811 | 59217613 | 58188012 | 87880714 | 20200253 | 221112 |  |  |  | 160 |  | N | Y | gas | 24.2991 | 0.20777 | 0.0063
54663_G_GEN6 | MANE-VU | NH | 33017 | 54663 | GEN6 | TURNKEY RECYCLING & ENVIRONMENTAL ENTERP | 7237811 | 7568313 | 7489812 | 22126814 | 20300801 | 562212 | Landfill Gas | Landfill Gas | 104 | 120 | N | N | N |  | 24.2856 | 3.5922 | 30.4699 |  | MANE-VU Other Nonpeaking | MANE-VU Other Nonpeaking | MANE-VU_other_nonpeak
| West | NV | 32029 |  |  | WESTERN 102 POWER PLANT | 12762111 | 97806713 | 95041812 | 136600814 | 20100202 | 221112 |  |  |  | 160 |  | N | Y | gas | 24.2305 | 41.9662 | 9.3675
10033_B_12 | LADCO | MI | 26163 | 10033 | 12 | DETROIT RENEWABLE POWER, LLC | 8171811 | 4506513 | 4381912 | 29287414 | 10100501 | 562213 | Municipal Solid Waste | MSW | 103 | 100 | Y | Y | N |  | 24.215 | 0.185 | 3.0495 | 8760 | daily flat | diurnal flat | LADCO_other_nonpeak
54423_G_GT2 | SESARM | FL | 12069 |  |  | QUANTUM LAKE POWER, LP | 1970211 | 41785413 | 39844812 | 48384714 | 20100201 | 221118 |  |  | 125 | 140 |  | N | N |  | 23.8 | 3.4034 | 0.168 | 1338 | SESARM Gas Nonpeaking | SESARM Gas Nonpeaking | SESARM_gas_nonpeak
10436_G_GT42 | South | TX | 48201 | 10436 | GT42 | BAYTOWN REFINERY | 4924411 | 31452713 | 30062012 | 6506114 | 20100201 | 324110 | Combustion Turbine | Natural Gas, Distillate Fuel Oil | 126 | 120 | Y | N | N |  | 23.5971 | 8.5035 | 1.2693 | 8760 | daily flat | diurnal flat | South_gas_nonpeak
57022_G_GEN1 | MANE-VU | VA | 51099 | 57022 | GEN1 | King George Landfill & Recycling Center | 7107911 | 105977513 | 109678112 | 150290414 | 20300801 | 562212 | Landfill Gas | Landfill Gas | 104 | 120 | N | N | N |  | 23.5698 | 3.8645 | 6.9498 |  | MANE-VU Other Nonpeaking | MANE-VU Other Nonpeaking | MANE-VU_other_nonpeak
10033_B_13 | LADCO | MI | 26163 | 10033 | 13 | DETROIT RENEWABLE POWER, LLC | 8171811 | 4506413 | 4381612 | 29287714 | 10100501 | 562213 | Municipal Solid Waste | MSW | 103 | 100 | Y | Y | N |  | 23.28 | 0.1987 | 2.8625 | 8760 | daily flat | diurnal flat | LADCO_other_nonpeak
2018_B_7 | LADCO | MN | 27137 | 2018 | 7 | Virginia Department of Public Utilities | 6236811 | 16152813 | 15758512 | 27439314 | 10100224 | 221121 | Biomass | Biomass | 125 | 100 | Y | N | N |  | 23.11 | 1.4344 | 39.05 |  | daily flat | diurnal flat | LADCO_coal_nonpeak
2098_B_5 | South | MO | 29021 | 2098 | 5 | KCP AND L GREATER MISSOURI OPERATIONS CO LAKE ROAD GENERATING STATION | 6346411 | 15422013 | 15088312 | 25249014 | 10100601 | 221112 | O/G Steam | Natural Gas | 125 | 100 | Y | N | N | gas | 23.1073 | 0.6272 | 0.0495 |  | daily flat | diurnal flat | South_comp_peak
1555_G_GT2 | MANE-VU | MD | 24005 | 1555 | GT2 | Constellation - Notch Cliff | 5154811 | 87894113 | 84030212 | 119301514 | 20100201 | 221112 | Combustion Turbine | Natural Gas | 125 | 120 | N | N | N | gas | 22.981 | 0.32046 | 0.0294 | 2080 | MANE-VU Gas Peaking | MANE-VU Gas Peaking | MANE-VU_gas_peak
10003_B_BLR5 | Southwest | CO | 08059 | 10003 | BLR5 | COLORADO ENERGY NATIONS -GOLDEN FACILITY | 896111 | 46618513 | 44301612 | 182358814 | 10100601 | 221330 | O/G Steam | Natural Gas | 183 | 100 | Y | N | N |  | 22.8238 | 0.0066 | 1.107 |  | daily flat | diurnal flat | Southwest_coal_nonpeak
| SESARM | MS | 28067 |  |  | South Mississippi Electric Power Association, Moselle Plant | 7139511 | 99118313 | 96041512 | 138754314 | 20100201 | 221112 |  |  | 125 | 120 |  | N | Y | gas | 22.8 | 31.4496 | 1 | 8760
| LADCO | IL | 17031 |  |  | Energy Systems Group Inc | 14989411 | 91259613 | 87446912 | 124396314 | 20300202 | 221112 |  |  | 125 | 120 |  | N | Y | gas | 22.7322 | 1.2921 | 0.03066 | 8760
| South | LA | 22075 |  |  | Buras Electrical Generating Plant | 5836611 | 80560913 | 71679412 | 130029714 | 20100201 | 221112 |  |  | 125 | 100 |  | N | Y | gas | 22.72 | 0.5336 | 0.2749 | 196
54574_G_GEN3 | MANE-VU | NY | 36019 | 54574 | GEN3 | SARANAC POWER PARTNERS COGENERATION FAC | 8375111 | 1671413 | 1592712 | 17848714 | 10200601 | 221112 | Combined Cycle | Natural Gas | 125 | 100 | N | N | N | gas | 22.5881 | 2.6383 | 0.5115 |  | MANE-VU Gas Peaking | MANE-VU Gas Peaking | MANE-VU_gas_peak
54748_G_G1 | South | TX | 48245 | 54748 | G1 | PORT NECHES ASU COGEN PLANT | 6158311 | 15887413 | 15504812 | 4709914 | 20100201 | 325120 | Combustion Turbine | Natural Gas |  | 120 | Y | N | N |  | 22.46 | 23.58 | 0.1721 | 8269 | daily flat | diurnal flat | South_gas_nonpeak
2022_B_3 | LADCO | MN | 27067 | 2022 | 3 | Willmar Municipal Utilities | 6454411 | 16569113 | 16114512 | 26985714 | 10100601 | 221122 | Coal Steam | Bituminous, Subbituminous | 125 | 100 | Y | N | N |  | 22.4 | 0.02736 | 0.048 |  | daily flat | diurnal flat | LADCO_coal_nonpeak
| LADCO | IL | 17143 |  |  | Advanced Tri-Gen Power Systems Cogen Plant | 5423811 | 91360613 | 109596612 | 124498514 | 20100201 | 221112 |  |  | 125 | 120 |  | N | Y | gas | 22.3815 | 0.779 | 0.23161 | 4211
57119_B_1111 | LADCO | MN | 27139 | 57119 | 1111 | Koda Energy LLC | 16000011 | 102928113 | 106638012 | 144428114 | 10100601 | 221118 | Biomass | Biomass | 125 | 100 | Y | N | N |  | 22.35 | 0.000436 | 9.77 |  | daily flat | diurnal flat | LADCO_comp_nonpeak
50170_G_GEN1 | West | CA | 06029 | 50170 | GEN1 | LINN OPERATING, INC | 295911 | 50803613 | 47796212 | 60649614 | 20100201 | 221210 | Combustion Turbine | Natural Gas |  | 120 | Y | N | N |  | 22.2257 | 18.8087 | 5.7324 | 8736 | daily flat | diurnal flat | West_gas_nonpeak
2936_B_4 | LADCO | OH | 39085 | 2936 | 4 | PAINESVILLE MUNICIPAL ELECTRIC PLANT (0243110008) | 8149311 | 5945413 | 68131412 | 100549014 | 10100204 | 221112 | Coal Steam | Bituminous | 125 | 100 | N | N | N | coal | 21.9978 | 1.8746 | 113.652 | 319 | LADCO Coal Peaking | LADCO Coal Peaking | LADCO_coal_peak
50373_G_GEN2 | MANE-VU | PA | 42043 | 50373 | GEN2 | NRG ENERGY CTR PAXTON LLC/HARRISBURG | 6465211 | 18718113 | 18162212 | 14065914 | 10100601 | 221330 | Combustion Turbine | Natural Gas, Distillate Fuel Oil | 125 | 100 | Y | N | N |  | 21.8813 | 0.615 | 0.0707 | 4289 | daily flat | diurnal flat | MANE-VU_gas_nonpeak
57022_G_GEN3 | MANE-VU | VA | 51099 | 57022 | GEN3 | King George Landfill & Recycling Center | 7107911 | 105977713 | 109678312 | 150290814 | 20300801 | 562212 | Landfill Gas | Landfill Gas | 104 | 120 | N | N | N |  | 21.7606 | 3.8718 | 6.9628 |  | MANE-VU Other Nonpeaking | MANE-VU Other Nonpeaking | MANE-VU_other_nonpeak
58503_G_GEN1 | Northwest | OR | 41049 | 58503 | GEN1 | PGE Boardman | 8171111 | 126787713 | 116859912 | 182092214 | 20100201 | 221112 | Combined Cycle | Natural Gas | 125 | 120 | N | N | N | gas | 21.7 | 25.2 | 10 |  | Northwest Gas Peaking | Northwest Gas Peaking | Northwest_gas_peak
2098_B_8 | South | MO | 29021 | 2098 | 8 | KCP AND L GREATER MISSOURI OPERATIONS CO LAKE ROAD GENERATING STATION | 6346411 | 58923713 | 54761312 | 87787114 | 10100601 | 221112 | O/G Steam | Natural Gas | 125 | 100 | Y | N | N | gas | 21.6971 | 3.782 | 0.2986 |  | daily flat | diurnal flat | South_gas_peak
1555_G_GT7 | MANE-VU | MD | 24005 | 1555 | GT7 | Constellation - Notch Cliff | 5154811 | 87894613 | 84031312 | 119302014 | 20100201 | 221112 | Combustion Turbine | Natural Gas | 125 | 120 | N | N | N | gas | 21.573 | 0.3008 | 0.0282 | 2080 | MANE-VU Gas Peaking | MANE-VU Gas Peaking | MANE-VU_gas_peak
| LADCO | IL | 17197 |  |  | Exelon Generation Co LLC | 4591611 | 28410013 | 27240612 | 43264214 | 20100102 | 221112 |  |  | 125 | 160 |  | N | Y | oil | 21.4512 | 0.3727 | 0.004905 | 327
1555_G_GT8 | MANE-VU | MD | 24005 | 1555 | GT8 | Constellation - Notch Cliff | 5154811 | 87894713 | 84031512 | 119302114 | 20100201 | 221112 | Combustion Turbine | Natural Gas | 125 | 120 | N | N | N | gas | 21.436 | 0.299 | 0.0276 | 2080 | MANE-VU Gas Peaking | MANE-VU Gas Peaking | MANE-VU_gas_peak
| South | OK | 40109 |  |  | HORSESHOE LAKE GNRTNG STA | 8185411 | 123420013 | 125474212 | 175620614 | 20200254 | 221112 |  |  | 125 | 160 |  | N | Y | gas | 21.247 | 0.481 | 0.028 | 8694
10346_B_BOIL01 | LADCO | MI | 26119 | 10346 | BOIL01 | HILLMAN POWER CO | 5216811 | 25694213 | 24632912 | 28886414 | 10101202 | 221117 | Biomass | Biomass | 125 | 100 | N | N | N |  | 21.05 | 2.3044 | 96.55 | 8208 | LADCO Other Nonpeaking | LADCO Other Nonpeaking | LADCO_other_nonpeak
7932_G_2 | LADCO | MI | 26137 | 7932 | 2 | Wolverine Power, Gaylord Generating Station | 8062511 | 7179613 | 7126312 | 28839614 | 20100201 | 221112 | Combustion Turbine | Natural Gas | 125 | 120 | N | N | N | gas | 21.02 | 0.3477 | 0.193 | 376 | LADCO Gas Peaking | LADCO Gas Peaking | LADCO_gas_peak
2098_B_4 | South | MO | 29021 | 2098 | 4 | KCP AND L GREATER MISSOURI OPERATIONS CO LAKE ROAD GENERATING STATION | 6346411 | 15422813 | 15089412 | 25247714 | 10100601 | 221112 | O/G Steam | Natural Gas, Distillate Fuel Oil | 125 | 100 | Y | N | N | gas | 20.9395 | 0.5684 | 0.0449 |  | daily flat | diurnal flat | South_gas_peak
52193_G_CT1 | MANE-VU | DE | 10003 | 52193 | CT1 | Delaware City Refinery | 588311 | 46178313 | 43841112 | 87425014 | 20200201 | 32411 | Combustion Turbine | Natural Gas, Distillate Fuel Oil | 126 | 140 | Y | N | N |  | 20.91 | 11.63 | 11.0874 | 8778 | daily flat | diurnal flat | MANE-VU_gas_nonpeak
3602_G_GT2 | South | TX | 48303 | 3602 | GT2 | COOKE STATION 2 | 5655211 | 19731113 | 19064212 | 5450514 | 20100201 | 22111 | Combustion Turbine | Natural Gas | 125 | 120 | N | N | N | gas | 20.4699 | 0.4222 | 0.0384 | 723 | South Gas Peaking | South Gas Peaking | South_gas_peak
1296_G_6 | South | KS | 20095 | 1296 | 6 | Kingman Mun. Power Plant | 4878111 | 30474313 | 29225912 | 38269814 | 20200402 | 221112 | Combustion Turbine | Natural Gas, Distillate Fuel Oil | 125 | 160 | N | N | N | oil | 20.4226 | 0.42055 | 0.0047055 | 556 | South Oil Peaking | South Oil Peaking | South_oil_peak
| Southwest | CO | 08123 |  |  | THERMO COGEN PARTNERSHIP - JM SHAFER | 4223811 | 126900513 | 128640412 | 182364714 | 20200401 | 221112 |  |  | 125 | 160 |  | N | Y | oil | 20.1 | 0.10001
54464_B_B002 | SESARM | GA | 13021 | 54464 | B002 | Graphic Packaging Macon Mill | 7414811 | 9232713 | 112216912 | 46283014 | 10200601 | 322130 | Non-Fossil Waste | Non-Fossil Waste | 133 | 100 | Y | N | N |  | 20.01 | 0.3536 | 0.043 | 1696 | daily flat | diurnal flat | SESARM_gas_nonpeak
57022_G_GEN2 | MANE-VU | VA | 51099 | 57022 | GEN2 | King George Landfill & Recycling Center | 7107911 | 105977613 | 109678212 | 150290614 | 20300801 | 562212 | Landfill Gas | Landfill Gas | 104 | 120 | N | N | N |  | 19.7199 | 3.8709 | 6.9612 |  | MANE-VU Other Nonpeaking | MANE-VU Other Nonpeaking | MANE-VU_other_nonpeak
| Southwest | NM | 35001 |  |  | Rio Bravo Generating Station | 7532811 | 86709013 | 82775412 | 117003614 | 20100201 | 221112 |  |  | 125 | 120 |  | N | Y | gas | 19.7 | 2.608 | 0.38 | 997
10883_B_HSG2 | MANE-VU | MA | 25025 | 10883 | HSG2 | MEDICAL AREA TOTAL ENERGY PLANT | 7887011 | 87498413 | 83722912 | 118609414 | 10100601 | 221112 | O/G Steam | Natural Gas | 125 | 100 | Y | N | N | gas | 19.55 | 3.9 | 0.1712 |  | daily flat | diurnal flat | MANE-VU_gas_peak
7932_G_1 | LADCO | MI | 26137 | 7932 | 1 | Wolverine Power, Gaylord Generating Station | 8062511 | 7179513 | 7126012 | 28839714 | 20100201 | 221112 | Combustion Turbine | Natural Gas | 125 | 120 | N | N | N | gas | 19.495 | 0.32245 | 0.179 | 371 | LADCO Gas Peaking | LADCO Gas Peaking | LADCO_gas_peak
10129_G_GEN1 | MANE-VU | PA | 42063 | 10129 | GEN1 | PA STATE SYS OF HIGHER ED/INDIANA UNIV | 3019411 | 38365313 | 36636412 | 13550214 | 20100201 | 611310 | Combustion Turbine | Natural Gas, Distillate Fuel Oil | 148 | 120 | Y | N | N |  | 19.3814 | 1.1959 | 0.94139 | 1855 | daily flat | diurnal flat | MANE-VU_gas_nonpeak
58246_G_CAT1 | MANE-VU | MD | 24003 | 58246 | CAT1 | Millersville Landfill Gas to Electric Project | 16881011 | 110225213 | 113831712 | 156012214 | 20100802 | 221118 | Landfill Gas | Landfill Gas |  | 160 | N | N | N |  | 19.3632 | 2.9455 | 2.3908 | 2080 | MANE-VU Other Nonpeaking | MANE-VU Other Nonpeaking | MANE-VU_other_nonpeak
54627_B_A | SESARM | FL | 12099 | 54627 | A | NEW HOPE POWER COMPANY | 919611 | 46528013 | 44205712 | 46009914 | 10100903 | 2211 | Biomass | Biomass | 125 | 100 | Y | N | N |  | 19.2732 | 0.88883 | 3.1891 | 5908 | daily flat | diurnal flat | SESARM_comp_nonpeak
1843_B_2 | LADCO | MI | 26103 | 1843 | 2 | MARQUETTE BOARD OF LIGHT & POWER | 7779711 | 3628213 | 3495112 | 29361414 | 10100204 | 221112 | Coal Steam | Bituminous, Subbituminous | 125 | 100 | N | N | N | coal | 18.66 | 0.01332 | 74.15 | 672 | LADCO Coal Peaking | LADCO Coal Peaking | LADCO_coal_peak
| West | CA | 06037 |  |  | Pebbly Beach Station | 5784411 | 20305813 | 102514712 | 55256114 | 20100102 | 221112 |  |  | 125 | 160 |  | N | Y | oil | 18.5226 | 0.11436 | 0.0388 | 8736
2001_B_4 | LADCO | MN | 27015 | 2001 | 4 | New Ulm Public Utilities - Municipal Power | 7011011 | 14899113 | 14571212 | 26371414 | 10100601 | 221118 | O/G Steam | Natural Gas | 125 | 100 | Y | N | N |  | 18.51 | 0.021295 | 0.03966 |  | daily flat | diurnal flat | LADCO_gas_nonpeak
99_G_1 | Northwest | WA | 53053 | 99 | 1 | Puget Sound Energy Frederickson | 12618611 | 63640013 | 58323512 | 87673914 | 10100601 | 221112 | Combustion Turbine | Natural Gas, Distillate Fuel Oil | 125 | 120 | N | N | N | gas | 18.2645 | 0 | 0 | 3360 | Northwest Gas Peaking | Northwest Gas Peaking | Northwest_gas_peak
| SESARM | KY | 21017 |  |  | City of Paris Combined Utilities | 15518811 | 97238013 | 94253612 | 135647514 | 20100102 | 221112 |  |  |  | 999 |  | N | Y | oil | 18.2644 | 0.61525 | 2.8824
613_G_6E | SESARM | FL | 12011 | 613 | 6E | FLORIDA POWER & LIGHT COMPANY | 591711 | 125612913 | 127464212 | 180603614 | 20100101 | 2211 | Combustion Turbine | Natural Gas | 125 | 999 | N | N | N |  | 18.2539 | 0.31809 | 0.068452 | 186 | SESARM Composite Nonpeaking | SESARM Composite Nonpeaking | SESARM_comp_nonpeak
7932_G_3 | LADCO | MI | 26137 | 7932 | 3 | Wolverine Power, Gaylord Generating Station | 8062511 | 7179713 | 7126212 | 28839514 | 20100201 | 221112 | Combustion Turbine | Natural Gas | 125 | 120 | N | N | N | gas | 18.13 | 0.2999 | 0.1665 | 352 | LADCO Gas Peaking | LADCO Gas Peaking | LADCO_gas_peak
| South | KS | 20001 |  |  | Iola Mun. Power Plant #1 | 2959911 | 38601313 | 112336112 | 37437614 | 20200254 | 221112 |  |  | 125 | 160 |  | N | Y | gas | 18.0739 | 0.044232 | 0.0026031 | 8736
1010_G_1 | LADCO | IN | 18167 |  |  | Wabash River Combined Cycle Plant | 12766611 | 65429413 | 60033412 | 90708714 | 10200601 | 221112 |  |  | 125 | 100 |  | N | N | gas | 18.0362 | 0.48955 | 0.038649 |  | LADCO Gas Peaking | LADCO Gas Peaking | LADCO_gas_peak
10436_G_GT41 | South | TX | 48201 | 10436 | GT41 | BAYTOWN REFINERY | 4924411 | 31452813 | 30106812 | 6506014 | 20100201 | 324110 | Combustion Turbine | Natural Gas, Distillate Fuel Oil | 126 | 120 | Y | N | N |  | 17.8653 | 8.5713 | 1.1734 | 8760 | daily flat | diurnal flat | South_gas_nonpeak
117_G_3B | Southwest | AZ | 04013 | 117 | 3B | APS WEST PHOENIX POWER PLANT | 1139111 | 46679913 | 44350212 | 62131214 | 20100201 | 221112 | Combined Cycle | Natural Gas, Distillate Fuel Oil | 125 | 140 | N | N | N | gas | 17.756 | 0.40504 | 0.2125 |  | Southwest Gas Peaking | Southwest Gas Peaking | Southwest_gas_peak
50537_G_GEN1 | West | CA | 06081 | 50537 | GEN1 | IPT SRI COGENERATION INC | 575411 | 45868113 | 43581712 | 53033514 | 20300203 | 221112 | Combustion Turbine | Natural Gas | 125 | 120 | Y | N | N | gas | 17.5954 | 2.9146 | 0.11854 | 8064 | daily flat | diurnal flat | West_gas_peak
50489_G_C1 | South | LA | 22019 | 50489 | C1 | Eagle US 2 LLC - Lake Charles Complex | 7354911 | 82296913 | 73328412 | 105822214 | 10100604 | 32518 | Combustion Turbine | Natural Gas | 164 | 100 | Y | N | N |  | 17.5241 | 0.78421 | 0.061605 | 8736 | daily flat | diurnal flat | South_gas_nonpeak
60084_B_7040 | SESARM | GA | 13185 | 60084 | 7040 | PCA Valdosta Mill | 555311 | 98190613 | 95520312 | 137239114 | 30700110 | 322130 | Non-Fossil Waste | Non-Fossil Waste | 133 | 200 | Y | N | N |  | 17.442 |  | 0.05 | 8612 | daily flat | diurnal flat | SESARM_comp_nonpeak
52193_G_CT2 | MANE-VU | DE | 10003 | 52193 | CT2 | Delaware City Refinery | 588311 | 46177613 | 43841212 | 87425114 | 20200201 | 32411 | Combustion Turbine | Natural Gas, Distillate Fuel Oil | 126 | 140 | Y | N | N |  | 17.24 | 13.18 | 9.5387 | 8777 | daily flat | diurnal flat | MANE-VU_gas_nonpeak
1073_B_5 | West North Central | IA | 19113 |  |  | IPL - PRAIRIE CREEK GENERATING STATION | 3940211 | 37605213 | 35876412 | 137043014 | 10100601 | 221112 |  |  | 125 | 100 |  | N | N | gas | 17.218 | 0.59753 | 0.11951 | 3729 | West North Central Gas Peaking | West North Central Gas Peaking | West North Central_gas_peak
60025_G_01 | SESARM | FL | 12089 | 60025 | 01 | EIGHT FLAGS ENERGY LLC | 17879311 | 125618613 | 127469912 | 180614414 | 20200203 | 2211 | Combustion Turbine | Natural Gas, Distillate Fuel Oil | 125 | 120 | Y | N | N |  | 17.06 | 13.3588 | 2.32 | 3905 | daily flat | diurnal flat | SESARM_gas_nonpeak
| LADCO | MN | 27085 |  |  | Hutchinson Utilities Commission - Plant 1 | 7625811 | 11463313 | 11364012 | 27072714 | 20200402 | 221112 |  |  | 125 | 160 |  | N | Y | oil | 17 | 0.36761 | 1.917e-05
| LADCO | IL | 17143 |  |  | Advanced Tri-Gen Power Systems Cogen Plant | 5423811 | 91360513 | 109596512 | 124498414 | 20100201 | 221112 |  |  | 125 | 120 |  | N | Y | gas | 16.842 | 0.7059 | 0.18153 | 4034
| LADCO | MN | 27085 |  |  | Hutchinson Utilities Commission - Plant 1 | 7625811 | 11464513 | 11362912 | 26379414 | 20100201 | 221112 |  |  | 125 | 120 |  | N | Y | gas | 16.65 | 0.01932 | 8.047
612_G_PFM3C | SESARM | FL | 12071 | 612 | PFM3C | FLORIDA POWER & LIGHT | 922311 | 125617813 | 127469212 | 180612814 | 20100101 | 2211 | Combustion Turbine | Natural Gas | 125 | 120 | N | N | N |  | 16.5235 | 0.464 | 0.089227 | 133 | SESARM Composite Nonpeaking | SESARM Composite Nonpeaking | SESARM_comp_nonpeak
| SESARM | MS | 28067 |  |  | South Mississippi Electric Power Association, Moselle Plant | 7139511 | 99117913 | 96041412 | 138754214 | 20100201 | 221112 |  |  | 125 | 120 |  | N | Y | gas | 16.5 | 37.8378 | 1.3 | 8760
10649_G_GEN1 | West | CA | 06029 | 10649 | GEN1 | BEAR MOUNTAIN LIMITED | 458111 | 48843613 | 46255212 | 60776214 | 20100201 | 221122 | Combustion Turbine | Natural Gas |  | 120 | Y | N | N |  | 16.4949 | 1.1717 | 8.7317 | 8736 | daily flat | diurnal flat | West_gas_nonpeak
1555_G_GT1 | MANE-VU | MD | 24005 | 1555 | GT1 | Constellation - Notch Cliff | 5154811 | 87894013 | 84030012 | 119301414 | 20100201 | 221112 | Combustion Turbine | Natural Gas | 125 | 120 | N | N | N | gas | 16.422 | 0.22916 | 0.0204 | 2080 | MANE-VU Gas Peaking | MANE-VU Gas Peaking | MANE-VU_gas_peak
| South | MO | 29121 |  |  | MACON MUNICIPAL UTILITIES | 6698811 | 108730713 | 112201912 | 154008414 | 20100201 | 221112 |  |  | 125 | 120 |  | N | Y | gas | 16.3752 | 3.0189 | 0.2691
57754_G_1 | MANE-VU | VA | 51069 | 57754 | 1 | Frederick County Regional Landfill | 6759311 | 105977113 | 109677712 | 150289814 | 20200254 | 562212 | Landfill Gas | Landfill Gas | 104 | 160 | N | N | N |  | 16.343 | 4.2093 | 1.559 |  | MANE-VU Gas Nonpeaking | MANE-VU Gas Nonpeaking | MANE-VU_gas_nonpeak
1880_G_6 | LADCO | MI | 26005 | 1880 | 6 | Vandyke Generating Plant | 5749211 | 20405913 | 19665612 | 30165114 | 20100201 | 221112 | Combined Cycle | Natural Gas | 125 | 140 | N | N | N | gas | 16.34 | 0.33695 | 0.175 | 500 | LADCO Gas Peaking | LADCO Gas Peaking | LADCO_gas_peak
| South | MO | 29019 |  |  | UNIVERSITY OF MISSOURI (MU) POWER PLANT | 7164611 | 14382913 | 14118912 | 25320514 | 20300202 | 221112 |  |  | 125 | 120 |  | N | Y | gas | 16.2253 | 0.0017 | 0.1544
| South | MO | 29510 |  |  | BRANDONVIEW, LLC GALLERY 720 BUILDING | 7833811 | 59217613 | 58188112 | 87880714 | 20200253 | 221112 |  |  |  | 160 |  | N | Y | gas | 16.1994 | 0.13851 | 0.0042
621_G_IC1 | SESARM | FL | 12086 |  |  | FLORIDA POWER & LIGHT (PTF) | 900011 | 46584713 | 44266212 | 48879714 | 20100102 | 2211 |  |  | 125 | 160 |  | N | N |  | 16.1811 | 1.9913 | 1.6497 | 234 | SESARM Composite Nonpeaking | SESARM Composite Nonpeaking | SESARM_comp_nonpeak
| LADCO | WI | 55123 |  |  | DAIRYLAND POWER COOP GENOA STATION-EOP | 7711211 | 91438813 | 88963812 | 124594514 | 20200401 | 221112 |  |  | 125 | 100 |  | N | Y | oil | 16.0958 | 0.24943 | 0.007607
10129_G_GEN3 | MANE-VU | PA | 42063 | 10129 | GEN3 | PA STATE SYS OF HIGHER ED/INDIANA UNIV | 3019411 | 38365413 | 36636412 | 13549714 | 20100201 | 611310 | Combustion Turbine | Natural Gas, Distillate Fuel Oil | 148 | 120 | Y | N | N |  | 16.0639 | 0.99117 | 0.63726 | 1632 | daily flat | diurnal flat | MANE-VU_gas_nonpeak
10745_G_BP15 | LADCO | MI | 26111 | 10745 | BP15 | Midland Cogeneration Venture | 6473711 | 17729813 | 17249112 | 177289714 | 10100601 | 221112 | Combined Cycle | Natural Gas | 125 | 100 | Y | N | N | gas | 16.03 | 1.033 | 0.08152 | 880 | daily flat | diurnal flat | LADCO_gas_peak
10745_G_BP15 | LADCO | MI | 26111 | 10745 | BP15 | Midland Cogeneration Venture | 6473711 | 17729813 | 109205912 | 177289714 | 10100601 | 221112 | Combined Cycle | Natural Gas | 125 | 100 | Y | N | N | gas | 16.03 | 1.033 | 0.08152 | 880 | daily flat | diurnal flat | LADCO_gas_peak
10745_G_BP15 | LADCO | MI | 26111 | 10745 | BP15 | Midland Cogeneration Venture | 6473711 | 17729813 | 109205812 | 177289714 | 10100601 | 221112 | Combined Cycle | Natural Gas | 125 | 100 | Y | N | N | gas | 16.03 | 1.033 | 0.08152 | 880 | daily flat | diurnal flat | LADCO_gas_peak
10745_G_BP15 | LADCO | MI | 26111 | 10745 | BP15 | Midland Cogeneration Venture | 6473711 | 17729813 | 109205712 | 177289714 | 10100601 | 221112 | Combined Cycle | Natural Gas | 125 | 100 | Y | N | N | gas | 16.03 | 1.033 | 0.08152 | 880 | daily flat | diurnal flat | LADCO_gas_peak
10745_G_BP15 | LADCO | MI | 26111 | 10745 | BP15 | Midland Cogeneration Venture | 6473711 | 17729813 | 109205312 | 177289714 | 10100601 | 221112 | Combined Cycle | Natural Gas | 125 | 100 | Y | N | N | gas | 16.03 | 1.033 | 0.08152 | 880 | daily flat | diurnal flat | LADCO_gas_peak
50396_B_BLR6 | Northwest | OR | 41019 | 50396 | BLR6 | Dillard | 8219211 | 68314813 | 62712712 | 94189614 | 10200601 | 321113 | Biomass | Biomass | 134 | 100 | Y | N | N |  | 15.6 | 0.229 | 0.137 |  | daily flat | diurnal flat | Northwest_comp_nonpeak
10613_B_3RB | MANE-VU | ME | 23029 | 10613 | 3RB | WOODLAND PULP LLC | 5974211 | 24218213 | 23232112 | 139237214 | 10200601 | 322110 | Non-Fossil Waste | Non-Fossil Waste | 133 | 100 | Y | N | N |  | 15.589 | 0.55007 | 0.06681 |  | daily flat | diurnal flat | MANE-VU_comp_nonpeak
56427_G_Unit3 | LADCO | WI | 55105 | 56427 | Unit3 | AMERESCO JANESVILLE LLC | 12691411 | 64763313 | 59445512 | 89831814 | 20300801 | 221117 | Landfill Gas | Landfill Gas | 125 | 160 | N | N | N |  | 15.4669 | 1.8489 |  |  | LADCO Other Nonpeaking | LADCO Other Nonpeaking | LADCO_other_nonpeak
58236_G_CC1x | West North Central | IA | 19127 |  |  | IPL - MARSHALLTOWN GENERATING STATION | 3779111 | 124117513 | 125904612 | 176742514 | 20100201 | 221112 |  |  | 125 | 140 |  | N | N | gas | 15.4204 | 0.31805 | 0.028346 | 121 | West North Central Gas Peaking | West North Central Gas Peaking | West North Central_gas_peak
58236_G_CC1 | West North Central | IA | 19127 |  |  | IPL - MARSHALLTOWN GENERATING STATION | 3779111 | 124118013 | 125904912 | 176743014 | 20100201 | 221112 |  |  | 125 | 140 |  | N | N | gas | 15.4204 | 0.31805 | 0.028346 | 121 | West North Central Gas Peaking | West North Central Gas Peaking | West North Central_gas_peak
1830_B_4 | LADCO | MI | 26139 | 1830 | 4 | Holland BPW, Generating Station & WWTP | 8129311 | 6902813 | 6850112 | 29230214 | 10100202 | 221112 | Coal Steam | Bituminous, Subbituminous | 125 | 100 | N | N | N | coal | 15.41 | 0.076949 | 14.175 | 336 | LADCO Coal Peaking | LADCO Coal Peaking | LADCO_coal_peak
7721_G_2B | SESARM | AL | 01097 |  |  | Ala Power - Theodore Cogen | 1062911 | 47282413 | 44819512 | 61634714 | 10200604 | 221112 |  |  | 125 | 100 |  | N | N | gas | 15.3 | 1.625 | 0.14 |  | SESARM Gas Peaking | SESARM Gas Peaking | SESARM_gas_peak
56846_G_GTG2 | MANE-VU | MD | 24017 | 56846 | GTG2 | CPV Maryland, LLC - St. Charles Project | 17878111 | 125590413 | 127439312 | 180575814 | 20100201 | 221112 | Combined Cycle | Natural Gas | 125 | 120 | N | N | N | gas | 15.0884 | 0.3264 | 0.0508 | 2080 | MANE-VU Gas Peaking | MANE-VU Gas Peaking | MANE-VU_gas_peak
10549_G_3010 | MANE-VU | NY | 36071 |  |  | AL TURI LANDFILL & LFGTE FACILITY | 8427411 | 64129913 | 58850012 | 88948414 | 20100202 | 562212 |  |  | 104 | 160 |  | N | N |  | 15.0835 | 0.704 | 0.06957 |  | MANE-VU Gas Nonpeaking | MANE-VU Gas Nonpeaking | MANE-VU_gas_nonpeak
55765_G_TG2 | MANE-VU | PA | 42095 | 55765 | TG2 | GREEN KNIGHT/PLAINFIELD LANDFILL GAS | 3883611 | 37138313 | 35390612 | 13501614 | 10100702 | 221118 | Landfill Gas | Landfill Gas | 125 | 120 | N | N | N |  | 14.8 | 4.42 | 12.4 | 8208 | MANE-VU Other Nonpeaking | MANE-VU Other Nonpeaking | MANE-VU_other_nonpeak
56516_G_2G14 | Southwest | CO | 08059 | 56516 | 2G14 | PLAINS END, LLC | 3834311 | 96071213 | 92860312 | 134083814 | 20200202 | 221112 | Combustion Turbine | Natural Gas | 125 | 160 | N | N | N | gas | 14.7 | 15.76 | 0.26 |  | Southwest Gas Peaking | Southwest Gas Peaking | Southwest_gas_peak
| MANE-VU | NY | 36049 |  |  | LYONSDALE BIOMASS LLC | 8469711 | 569413 | 58873912 | 20969314 | 20200102 | 221112 |  |  | 125 | 160 |  | N | Y | oil | 14.682 | 0.0073313 | 0.96548
57489_G_G1x | South | KS | 20037 |  |  | Oak Grove Power Producers | 16605111 | 108774013 | 127223412 | 154043214 | 20100802 | 221118 |  |  | 125 | 160 |  | N | N |  | 14.6796 | 2.4941 | 0.78386 | 7126 | South Composite Nonpeaking | South Composite Nonpeaking | South_comp_nonpeak
| South | KS | 20067 |  |  | Mid-Kansas Electric - Rubart | 17700211 | 122580713 | 124824712 | 174631514 | 20200254 | 221112 |  |  |  | 160 |  | N | Y | gas | 14.6307 | 2.2502 | 0.00026783 | 911
1555_G_GT3 | MANE-VU | MD | 24005 | 1555 | GT3 | Constellation - Notch Cliff | 5154811 | 87894213 | 84030412 | 119301614 | 20100201 | 221112 | Combustion Turbine | Natural Gas | 125 | 120 | N | N | N | gas | 14.628 | 0.20389 | 0.01725 | 2080 | MANE-VU Gas Peaking | MANE-VU Gas Peaking | MANE-VU_gas_peak
10819_G_GEN2 | LADCO | MI | 26081 | 10819 | GEN2 | ADA COGENERATION LIMITED PARTNERSHIP | 4151711 | 35916413 | 34213612 | 28458014 | 10100602 | 221112 | Combined Cycle | Natural Gas |  | 100 | Y | N | N | gas | 14.6 | 0.5 | 0.05645 | 8760 | daily flat | diurnal flat | LADCO_gas_peak
56497_G_1 | South | KS | 20051 | 56497 | 1 | Midwest Energy - Hays (Goodman Energy Center) | 12657411 | 98357013 | 112259412 | 138268014 | 20200254 | 221112 | Combustion Turbine | Natural Gas | 125 | 160 | N | N | N | gas | 14.5114 | 6.9982 | 0.41157 | 1 | South Gas Peaking | South Gas Peaking | South_gas_peak
1131_B_7x | West North Central | IA | 19013 |  |  | CEDAR FALLS MUNICIPAL ELECTRIC UTILITY | 12806211 | 67677913 | 62280012 | 93390014 | 10100601 | 221112 |  |  | 125 | 100 |  | N | N | gas | 14.5 | 0.34728 | 0.027417 |  | West North Central Gas Peaking | West North Central Gas Peaking | West North Central_gas_peak
| LADCO | MN | 27085 |  |  | Hutchinson Utilities Commission - Plant 1 | 7625811 | 11463613 | 11363512 | 27072414 | 20200402 | 221112 |  |  | 125 | 160 |  | N | Y | oil | 14.5 | 0.31352 | 1.635e-05
54627_B_C | SESARM | FL | 12099 | 54627 | C | NEW HOPE POWER COMPANY | 919611 | 46528213 | 44205912 | 46009314 | 10100903 | 2211 | Biomass | Biomass | 125 | 100 | Y | N | N |  | 14.4079 | 0.74808 | 2.367 | 7189 | daily flat | diurnal flat | SESARM_comp_nonpeak
4150_B_5 | West North Central | WY | 56005 |  |  | Neil Simpson One | 8317511 | 72219713 | 122470712 | 172091214 | 10100222 | 221112 |  |  | 125 | 100 |  | N | N | coal | 14.4 | 0 | 52 | 1578 | West North Central Composite Peaking | West North Central Composite Peaking | West North Central_comp_peak
| South | KS | 20131 |  |  | Sabetha Mun. Power Plant | 3092111 | 37973713 | 112305112 | 37778814 | 20200402 | 221112 |  |  | 125 | 160 |  | N | Y | oil | 14.3976 | 0.43175 | 0.00047793 | 1
1877_G_10 | LADCO | MI | 26133 | 1877 | 10 | Wolverine Power Supply - Hersey | 7824811 | 2847613 | 2738312 | 29069314 | 20100201 | 221112 | Combustion Turbine | Natural Gas | 125 | 120 | N | N | N | gas | 14.39 | 0.7885 | 0.41 | 1212 | LADCO Gas Peaking | LADCO Gas Peaking | LADCO_gas_peak
7549_B_2 | LADCO | WI | 55079 |  |  | MILWAUKEE REGIONAL MEDICAL CENTER THERMAL | 4879611 | 29304613 | 28079612 | 66198514 | 10300209 | 221330 |  |  | 125 | 100 |  | N | N |  | 14.33 | 0.071501 | 22.9687 |  | LADCO Coal Nonpeaking | LADCO Coal Nonpeaking | LADCO_coal_nonpeak
| LADCO | MI | 26133 |  |  | Wolverine Power Supply - Hersey | 7824811 | 2847713 | 2737412 | 29069214 | 20100201 | 221112 |  |  | 125 | 120 |  | N | Y | gas | 14.305 | 0.7835 | 0.4053 | 1140
1555_G_GT4 | MANE-VU | MD | 24005 | 1555 | GT4 | Constellation - Notch Cliff | 5154811 | 87894313 | 84030612 | 119301714 | 20100201 | 221112 | Combustion Turbine | Natural Gas | 125 | 120 | N | N | N | gas | 14.07 | 0.1962 | 0.018 | 2080 | MANE-VU Gas Peaking | MANE-VU Gas Peaking | MANE-VU_gas_peak
613_G_6C | SESARM | FL | 12011 | 613 | 6C | FLORIDA POWER & LIGHT COMPANY | 591711 | 125612713 | 127464012 | 180603214 | 20100101 | 2211 | Combustion Turbine | Natural Gas | 125 | 120 | N | N | N |  | 14.0572 | 0.24496 | 0.052714 | 139 | SESARM Composite Nonpeaking | SESARM Composite Nonpeaking | SESARM_comp_nonpeak
99_G_2 | Northwest | WA | 53053 | 99 | 2 | Puget Sound Energy Frederickson | 12618611 | 63640113 | 58323612 | 87674114 | 10100601 | 221112 | Combustion Turbine | Natural Gas, Distillate Fuel Oil | 125 | 120 | N | N | N | gas | 13.9335 | 0 | 0 | 3360 | Northwest Gas Peaking | Northwest Gas Peaking | Northwest_gas_peak
| LADCO | IL | 17143 |  |  | Advanced Tri-Gen Power Systems Cogen Plant | 5423811 | 26808913 | 25724012 | 42892614 | 20100201 | 221112 |  |  | 125 | 120 |  | N | Y | gas | 13.817 | 0.8105 | 0.14138 | 1885
54768_G_GEN1 | West | CA | 06029 | 54768 | GEN1 | LIVE OAK LIMITED | 456011 | 48853413 | 46265312 | 60604014 | 20100201 | 221111 | Combustion Turbine | Natural Gas |  | 120 | Y | N | N |  | 13.6671 | 0.44453 | 5.9427 | 8736 | daily flat | diurnal flat | West_gas_nonpeak
54371_G_ODC1 | West | CA | 06029 |  |  | OILDALE ENERGY LLC | 424911 | 49800013 | 47071812 | 58809314 | 20100201 | 221112 |  |  | 125 | 120 |  | N | N | gas | 13.6572 | 7.5915 | 1.1352 | 8736 | West Gas Peaking | West Gas Peaking | West_gas_peak
10397_B_7HPB | LADCO | IN | 18089 | 10397 | 7HPB | ARCELORMITTAL INDIANA HARBOR LLC | 3986611 | 32566813 | 31131812 | 124181914 | 10200704 | 331110 | Fossil Waste | Fossil Waste | 138 | 100 | Y | N | N |  | 13.3936 | 77.4007 | 221.628 |  | daily flat | diurnal flat | LADCO_comp_nonpeak
10883_B_PSG2 | MANE-VU | MA | 25025 | 10883 | PSG2 | MEDICAL AREA TOTAL ENERGY PLANT | 7887011 | 87498113 | 83722912 | 118608814 | 10100601 | 221112 | O/G Steam | Natural Gas | 125 | 100 | Y | N | N | gas | 13.34 | 2.912 | 0.08 |  | daily flat | diurnal flat | MANE-VU_gas_peak
2935_B_11 | LADCO | OH | 39169 | 2935 | 11 | Department of Public Utilities, City of Orrville, Ohio (0285010188) | 3950711 | 34858513 | 68191112 | 100601114 | 10100204 | 221112 | Coal Steam | Bituminous | 125 | 100 | N | N | N | coal | 13.33 | 1.2834 | 169.4 | 210 | LADCO Coal Peaking | LADCO Coal Peaking | LADCO_coal_peak
7721_G_2 | SESARM | AL | 01097 | 7721 | 2 | Ala Power - Theodore Cogen | 1062911 | 47282513 | 44819612 | 61634614 | 10200604 | 221112 | Combined Cycle | Natural Gas | 125 | 100 | Y | N | N | gas | 13.31 | 1.625 | 0.16 |  | daily flat | diurnal flat | SESARM_gas_peak
| South | LA | 22101 |  |  | LA Energy & Power Authority (LEPA) - Morgan City Power Plant | 17905111 | 126306013 | 127949612 | 181487114 | 20100201 | 221112 |  |  |  | 120 |  | N | Y | gas | 13.3 | 3.3 | 0.3 | 4200
55216_G_STG1 | LADCO | IL | 17063 | 55216 | STG1 | Morris Cogeneration LLC | 3348811 | 91319913 | 87506612 | 124457814 | 10200601 | 221112 | Combined Cycle | Natural Gas | 125 | 100 | Y | N | N | gas | 13.2653 | 1.1054 | 0.20727 | 6909 | daily flat | diurnal flat | LADCO_gas_peak
50094_G_7213 | MANE-VU | NJ | 34021 |  |  | Veolia Energy Trenton, L.P. | 8238011 | 5148413 | 4978512 | 20094614 | 10100602 | 221330 |  |  | 183 | 160 |  | N | N |  | 13.14 | 0.46 | 0.12 |  | MANE-VU Gas Nonpeaking | MANE-VU Gas Nonpeaking | MANE-VU_gas_nonpeak
7991_G_CT2 | LADCO | WI | 55025 | 7991 | CT2 | WEST CAMPUS COGENERATION FACILITY | 9018111 | 54743013 | 52021812 | 71810614 | 20100201 | 221112 | Combined Cycle | Natural Gas, Distillate Fuel Oil |  | 160 | Y | N | N | gas | 13.1 | 3.2862 |  |  | daily flat | diurnal flat | LADCO_gas_peak
613_G_6B | SESARM | FL | 12011 | 613 | 6B | FLORIDA POWER & LIGHT COMPANY | 591711 | 125612613 | 127463912 | 180603014 | 20100101 | 2211 | Combustion Turbine | Natural Gas | 125 | 120 | N | N | N |  | 13.0361 | 0.22716 | 0.048885 | 134 | SESARM Composite Nonpeaking | SESARM Composite Nonpeaking | SESARM_comp_nonpeak
3163_G_1 | MANE-VU | PA | 42091 | 3163 | 1 | EXELON GENERATION CO/MOSER GENERATING STATION | 3692211 | 37043713 | 35301712 | 13735414 | 20100101 | 221112 | Combustion Turbine | Distillate Fuel Oil | 125 | 120 | N | N | N | oil | 12.9566 | 0.3282 | 1.5104 | 162 | MANE-VU Oil Peaking | MANE-VU Oil Peaking | MANE-VU_oil_peak
10883_B_PSG3 | MANE-VU | MA | 25025 | 10883 | PSG3 | MEDICAL AREA TOTAL ENERGY PLANT | 7887011 | 87498213 | 83722912 | 118609014 | 10100601 | 221112 | O/G Steam | Natural Gas | 125 | 100 | Y | N | N | gas | 12.94 | 0.598 | 0.08 |  | daily flat | diurnal flat | MANE-VU_gas_peak
| LADCO | MN | 27085 |  |  | Hutchinson Utilities Commission - Plant 1 | 7625811 | 112814813 | 115727512 | 159176214 | 20100202 | 221112 |  |  | 125 | 160 |  | N | Y | gas | 12.82 | 0.0058943 | 0.009336
7991_G_STG1 | LADCO | WI | 55025 | 7991 | STG1 | WEST CAMPUS COGENERATION FACILITY | 9018111 | 54742913 | 51995412 | 71810414 | 20200203 | 221112 | Combined Cycle | Natural Gas, Distillate Fuel Oil |  | 160 | Y | N | N | gas | 12.8 | 3.1817 |  |  | daily flat | diurnal flat | LADCO_gas_peak
50900_B_1RB | MANE-VU | VA | 51580 | 50900 | 1RB | Meadwestvaco Packaging Resource Group | 5798711 | 21497613 | 20607812 | 159136114 | 10200604 | 322121 | Non-Fossil Waste | Non-Fossil Waste | 133 | 100 | Y | N | N |  | 12.67 |  |  |  | daily flat | diurnal flat | MANE-VU_comp_nonpeak
56683_G_1 | MANE-VU | VA | 51036 | 56683 | 1 | INGENCO - Charles City | 9089211 | 58367913 | 49270512 | 68285114 | 20100101 | 221112 | Landfill Gas | Landfill Gas | 125 | 120 | N | N | N | oil | 12.64 | 0.92115 | 5.5269 |  | MANE-VU Gas Peaking | MANE-VU Gas Peaking | MANE-VU_gas_peak
56426_G_Unit1 | MANE-VU | MA | 25013 | 56426 | Unit1 | AMERESCO CHICOPEE ENERGY INC | 6027911 | 87817113 | 83943612 | 119190114 | 20100802 | 221118 | Landfill Gas | Landfill Gas | 125 | 160 | N | N | N |  | 12.64 | 1.6744 | 2.95 |  | MANE-VU Other Nonpeaking | MANE-VU Other Nonpeaking | MANE-VU_other_nonpeak
54464_B_B003 | SESARM | GA | 13021 | 54464 | B003 | Graphic Packaging Macon Mill | 7414811 | 9232813 | 9115912 | 46282614 | 10200601 | 322130 | Non-Fossil Waste | Non-Fossil Waste | 133 | 100 | Y | N | N |  | 12.62 | 0.03016 | 0.0367 | 8222 | daily flat | diurnal flat | SESARM_comp_nonpeak
| MANE-VU | NY | 36103 |  |  | PE - BAYSHORE LLC | 8475011 | 118514313 | 58821412 | 167015914 | 20200403 | 221112 |  |  | 125 | 160 |  | N | Y | oil | 12.599 | 0.24624 | 1.3345
10650_G_GEN1 | West | CA | 06029 | 10650 | GEN1 | BADGER CREEK LIMITED | 412511 | 49172513 | 46529812 | 60129014 | 20100201 | 221112 | Combustion Turbine | Natural Gas |  | 120 | Y | N | N | gas | 12.5886 | 1.4623 | 5.7221 | 8736 | daily flat | diurnal flat | West_gas_peak
| LADCO | MI | 26115 |  |  | DTE Electric Company - Monroe Power Plant | 7888311 | 112724513 | 3178112 | 159054214 | 20200401 | 221112 |  |  | 125 | 999 |  | N | Y | oil | 12.53 | 0.21595 | 0.00592 | 6084
2135_G_2 | South | MO | 29095 | 2135 | 2 | INDEPENDENCE POWER AND LIGHT SUB STATION H | 7577311 | 11539913 | 11437712 | 26251114 | 20100201 | 221112 | Combustion Turbine | Natural Gas, Distillate Fuel Oil | 125 | 120 | N | N | N | gas | 12.4146 | 0.2561 | 0.0228 |  | South Gas Peaking | South Gas Peaking | South_gas_peak
| South | MO | 29019 |  |  | UNIVERSITY OF MISSOURI (MU) POWER PLANT | 7164611 | 14382513 | 14119312 | 25321214 | 20300202 | 221112 |  |  | 125 | 120 |  | N | Y | gas | 12.3139 | 0.0013 | 0.1112
54365_G_APC3 | SESARM | FL | 12105 | 54365 | APC3 | ORANGE COGENERATION LIMITED PARTNERSHIP | 3197811 | 67212913 | 61848112 | 92667114 | 10200604 | 2211 | Combined Cycle | Natural Gas | 125 | 100 | Y | N | N |  | 12.3025 | 0.4303 | 0.052277 | 3515 | daily flat | diurnal flat | SESARM_gas_nonpeak
| Southwest | UT | 49053 |  |  | St. George City Power- Red Rock Power Generation Station | 6987011 | 72066113 | 84537612 | 99803414 | 20100201 | 22111 |  |  | 125 | 290 |  | N | Y | gas | 12.2743 | 1.2509 | 0.17816 | 1052
| West | CA | 06037 |  |  | Pebbly Beach Station | 5784411 | 101210413 | 102515112 | 142042114 | 20100102 | 221112 |  |  | 125 | 999 |  | N | Y | oil | 12.2501 | 0.32116 | 0.02993 | 8736
| West North Central | MT | 30093 |  |  | BASIN CREEK POWER SERVICES | 9412011 | 87298413 | 83520312 | 118223814 | 20200254 | 221112 |  |  | 125 | 160 |  | N | Y | gas | 12.2144 | 0.9816 | 0.029
56897_G_2 | West | CA | 06013 | 56897 | 2 | AMERESCO KELLER CANYON LLC | 15748811 | 100732613 | 100813912 | 141137314 | 20100802 | 221118 | Landfill Gas | Landfill Gas | 125 | 160 | N | N | N |  | 12.0213 | 2.5284 | 0.026031 | 8736 | West Other Nonpeaking | West Other Nonpeaking | West_other_nonpeak
55765_G_TG1 | MANE-VU | PA | 42095 | 55765 | TG1 | GREEN KNIGHT/PLAINFIELD LANDFILL GAS | 3883611 | 37138513 | 35390712 | 13501414 | 10100702 | 221118 | Landfill Gas | Landfill Gas | 125 | 120 | N | N | N |  | 12 | 3.64 | 10.1 | 6480 | MANE-VU Other Nonpeaking | MANE-VU Other Nonpeaking | MANE-VU_other_nonpeak
992_B_17 | LADCO | IN | 18097 | 992 | 17 | Citizens Thermal | 4885311 | 100805913 | 30985012 | 175556414 | 10200601 | 22133 | O/G Steam | Natural Gas | 125 | 100 | N | N | N |  | 11.998 | 0.32566 | 0.02571 |  | LADCO Gas Nonpeaking | LADCO Gas Nonpeaking | LADCO_gas_nonpeak
2519_G_1 | MANE-VU | NY | 36103 | 2519 | 1 | SOUTHAMPTON GT FACILITY | 7942611 | 2539113 | 2450112 | 17826614 | 20100901 | 221112 | Combustion Turbine | Distillate Fuel Oil | 125 | 120 | N | N | N | gas | 11.9775 | 0.41602 | 0.021 |  | MANE-VU Gas Peaking | MANE-VU Gas Peaking | MANE-VU_gas_peak
1880_G_8 | LADCO | MI | 26005 | 1880 | 8 | Vandyke Generating Plant | 5749211 | 20405713 | 19665712 | 30165314 | 20200201 | 221112 | Combustion Turbine | Natural Gas | 125 | 120 | N | N | N | gas | 11.955 | 0.19105 | 0.0994 | 204 | LADCO Gas Peaking | LADCO Gas Peaking | LADCO_gas_peak
| West | CA | 06037 |  |  | POMONA POWER GENERATION LLC | 10318511 | 77890713 | 101841212 | 115558714 | 20100201 | 221112 |  |  | 125 | 120 |  | N | Y | gas | 11.9529 | 0.71432 | 0.30255 | 3250
612_G_PFM3D | SESARM | FL | 12071 | 612 | PFM3D | FLORIDA POWER & LIGHT | 922311 | 125617913 | 127469312 | 180613014 | 20100101 | 2211 | Combustion Turbine | Natural Gas | 125 | 120 | N | N | N |  | 11.9262 | 0.3349 | 0.064401 | 98 | SESARM Composite Nonpeaking | SESARM Composite Nonpeaking | SESARM_comp_nonpeak
3325_G_GT1 | West North Central | SD | 46103 | 3325 | GT1 | Black Hill Power & Light Company (Ben French) | 6195711 | 15200113 | 14854312 | 11738714 | 20100201 | 221112 | Combustion Turbine | Natural Gas, Distillate Fuel Oil | 125 | 120 | N | N | N | gas | 11.9 | 2.73 | 0.1 |  | West North Central Gas Peaking | West North Central Gas Peaking | West North Central_gas_peak
57022_G_GEN4 | MANE-VU | VA | 51099 | 57022 | GEN4 | King George Landfill & Recycling Center | 7107911 | 105977813 | 109678412 | 150291014 | 20300801 | 562212 | Landfill Gas | Landfill Gas | 104 | 120 | N | N | N |  | 11.8371 | 3.888 | 6.9921 |  | MANE-VU Other Nonpeaking | MANE-VU Other Nonpeaking | MANE-VU_other_nonpeak
2322_G_GT8 | West | NV | 32003 | 2322 | GT8 | Nevada Power Clark Station | 8211211 | 67143413 | 61796112 | 92551614 | 20100201 | 22111 | Combined Cycle | Natural Gas | 125 | 120 | N | N | N | gas | 11.7 | 16.24 | 1.08 |  | West Gas Peaking | West Gas Peaking | West_gas_peak
| West | CA | 06037 |  |  | BICENT (CALIFORNIA) MALBURG LLC | 16016511 | 101034013 | 117982812 | 141824614 | 20100201 | 221112 |  |  | 125 | 999 |  | N | Y | gas | 11.6629 | 11.1428 | 0.42519 | 8232
56897_G_1 | West | CA | 06013 | 56897 | 1 | AMERESCO KELLER CANYON LLC | 15748811 | 100732513 | 100813812 | 141137214 | 20100802 | 221118 | Landfill Gas | Landfill Gas | 125 | 160 | N | N | N |  | 11.608 | 2.506 | 0.025801 | 8736 | West Other Nonpeaking | West Other Nonpeaking | West_other_nonpeak
3782_G_BYV3 | MANE-VU | VA | 51131 | 3782 | BYV3 | Calpine Mid-Atlantic Generation LLC - Bayview | 7665411 | 12168713 | 12072212 | 1005814 | 20100102 | 221112 | Combustion Turbine | Distillate Fuel Oil | 125 | 160 | N | N | N | oil | 11.5488 | 0.17287 | 0.0029161 |  | MANE-VU Oil Peaking | MANE-VU Oil Peaking | MANE-VU_oil_peak
613_G_6D | SESARM | FL | 12011 | 613 | 6D | FLORIDA POWER & LIGHT COMPANY | 591711 | 125612813 | 127464112 | 180603414 | 20100101 | 2211 | Combustion Turbine | Natural Gas | 125 | 120 | N | N | N |  | 11.5241 | 0.20082 | 0.043215 | 170 | SESARM Composite Nonpeaking | SESARM Composite Nonpeaking | SESARM_comp_nonpeak
55650_G_GE20 | Southwest | CO | 08059 | 55650 | GE20 | PLAINS END, LLC | 3834311 | 36962913 | 35220012 | 47400514 | 20100202 | 221112 | Combustion Turbine | Natural Gas | 125 | 160 | N | N | N | gas | 11.51 | 4.94 | 0.1 |  | Southwest Gas Peaking | Southwest Gas Peaking | Southwest_gas_peak
| South | TX | 48157 |  |  | WA PARISH ELECTRIC GENERATING STATION | 3968411 | 126642013 | 128244012 | 181910114 | 20100201 | 22111 |  |  | 125 | 120 |  | N | Y | gas | 11.5 | 1.2147 | 0.2505 | 1040
7399_G_GEN3 | LADCO | MI | 26017 | 7399 | GEN3 | BAY CITY ELECTRIC LIGHT & POWER | 4140111 | 34964213 | 33261112 | 30440514 | 20100202 | 221118 | Combustion Turbine | Natural Gas, Distillate Fuel Oil | 125 | 160 | N | N | N |  | 11.445 | 0.085 | 0.0024 | 50 | LADCO Gas Nonpeaking | LADCO Gas Nonpeaking | LADCO_gas_nonpeak
3782_G_BYV2 | MANE-VU | VA | 51131 | 3782 | BYV2 | Calpine Mid-Atlantic Generation LLC - Bayview | 7665411 | 12168213 | 12072012 | 1006314 | 20100102 | 221112 | Combustion Turbine | Distillate Fuel Oil | 125 | 160 | N | N | N | oil | 11.4336 | 0.17115 | 0.002887 |  | MANE-VU Oil Peaking | MANE-VU Oil Peaking | MANE-VU_oil_peak
54464_B_D001 | SESARM | GA | 13021 | 54464 | D001 | Graphic Packaging Macon Mill | 7414811 | 9231513 | 9114912 | 46133814 | 30700110 | 322130 | Non-Fossil Waste | Non-Fossil Waste | 133 | 100 | Y | N | N |  | 11.34 | 1.5003 | 0.368 | 8575 | daily flat | diurnal flat | SESARM_comp_nonpeak
3782_G_BAYV | MANE-VU | VA | 51131 | 3782 | BAYV | Calpine Mid-Atlantic Generation LLC - Bayview | 7665411 | 12168313 | 12072312 | 1006214 | 20100102 | 221112 | Combustion Turbine | Distillate Fuel Oil | 125 | 160 | N | N | N | oil | 11.336 | 0.16969 | 0.0028623 |  | MANE-VU Oil Peaking | MANE-VU Oil Peaking | MANE-VU_oil_peak
1555_G_GT5 | MANE-VU | MD | 24005 | 1555 | GT5 | Constellation - Notch Cliff | 5154811 | 87894413 | 84030912 | 119301814 | 20100201 | 221112 | Combustion Turbine | Natural Gas | 125 | 120 | N | N | N | gas | 11.316 | 0.15755 | 0.0138 | 2080 | MANE-VU Gas Peaking | MANE-VU Gas Peaking | MANE-VU_gas_peak
56684_G_1 | MANE-VU | VA | 51041 | 56684 | 1 | INGENCO - Chester Plant | 10642911 | 58488213 | 54235412 | 76754114 | 20100101 | 221112 | Landfill Gas | Landfill Gas | 125 | 120 | N | N | N | oil | 11.2857 | 2.159 | 4.8663 |  | MANE-VU Gas Peaking | MANE-VU Gas Peaking | MANE-VU_gas_peak
| West | CA | 06079 |  |  | SUM OF ALL BACK UP GENERATORS | 13582611 | 78943413 | 97249212 | 102001114 | 20200102 | 221112 |  |  |  | 160 |  | N | Y | oil | 11.246 | 0.80938 | 0.631 | 8736
56931_B_BoilA | South | TX | 48005 | 56931 | BoilA | LUFKIN GENERATING PLANT | 14749111 | 109797613 | 113196512 | 155405814 | 10100903 | 22111 | Biomass | Biomass | 125 | 100 | N | N | N |  | 11.2155 | 6.4731 | 7.4354 | 1740 | South Composite Nonpeaking | South Composite Nonpeaking | South_comp_nonpeak
| West North Central | MT | 30093 |  |  | BASIN CREEK POWER SERVICES | 9412011 | 87298913 | 83520812 | 118224314 | 20200254 | 221112 |  |  | 125 | 160 |  | N | Y | gas | 11.1122 | 1 | 0.0296
57489_G_G1 | South | KS | 20037 | 57489 | G1 | Oak Grove Power Producers | 16605111 | 106452313 | 109972312 | 150715514 | 20100802 | 221118 | Landfill Gas | Landfill Gas | 125 | 160 | N | N | N |  | 11.1073 | 2.0065 | 0.64494 | 7166 | South Composite Nonpeaking | South Composite Nonpeaking | South_comp_nonpeak
7131_G_1 | South | TX | 48303 | 7131 | 1 | BRANDON STATION | 6382211 | 15315313 | 14984412 | 5278714 | 20100201 | 22111 | Combustion Turbine | Natural Gas | 125 | 120 | Y | N | N | gas | 11.1065 | 0.8066 | 0.0733 | 1299 | daily flat | diurnal flat | South_gas_peak
3120_G_1 | MANE-VU | PA | 42117 | 3120 | 1 | NRG REMA LLC/BLOSSBURG GEN STA | 3878511 | 37458813 | 35729512 | 14599214 | 20100201 | 221112 | Combustion Turbine | Natural Gas | 125 | 120 | N | N | N | gas | 11.05 | 0.2 | 0.1 | 288 | MANE-VU Gas Peaking | MANE-VU Gas Peaking | MANE-VU_gas_peak
2139_G_10 | South | MO | 29069 | 2139 | 10 | KENNETT GENERATING PLANT ANTHONY STREET | 6031511 | 24467713 | 23491012 | 25831914 | 20100102 | 221112 | Combustion Turbine | Natural Gas, Distillate Fuel Oil | 125 | 160 | N | N | N | oil | 10.9874 | 0.2547 | 0.7222 |  | South Oil Peaking | South Oil Peaking | South_oil_peak
| SESARM | NC | 37195 |  |  | City of Wilson - Bridgestone/Firestone Genset | 15616911 | 98474313 | 95795112 | 138443514 | 20100102 | 221112 |  |  |  | 160 |  | N | Y | oil | 10.97 | 0.32 | 0.01
| SESARM | NC | 37195 |  |  | City of Wilson - Bridgestone/Firestone Genset | 15616911 | 98474413 | 95795212 | 138443614 | 20100102 | 221112 |  |  |  | 160 |  | N | Y | oil | 10.97 | 0.32 | 0.01
| SESARM | NC | 37195 |  |  | City of Wilson - Bridgestone/Firestone Genset | 15616911 | 98474513 | 95795312 | 138443714 | 20100102 | 221112 |  |  |  | 160 |  | N | Y | oil | 10.97 | 0.32 | 0.01
50003_G_GEN1 | West | CA | 06029 | 50003 | GEN1 | CHALK CLIFF LIMITED | 492111 | 48640813 | 46074512 | 58811214 | 20100201 | 221112 | Combustion Turbine | Natural Gas |  | 120 | Y | N | N | gas | 10.8882 | 0.9003 | 3.5172 | 8736 | daily flat | diurnal flat | West_gas_peak
58944_B_2771 | South | TX | 48457 | 58944 | 2771 | WOODVILLE RENEWABLE POWER PROJECT | 16870811 | 112931013 | 115806812 | 159281214 | 10100902 | 22111 | Biomass | Biomass | 125 | 100 | N | N | N |  | 10.7381 | 0.9055 | 0.1811 | 1377 | South Composite Nonpeaking | South Composite Nonpeaking | South_comp_nonpeak
| South | KS | 20181 |  |  | Goodland Mun. Power Plant | 3840411 | 37481713 | 35752412 | 40111614 | 20200402 | 221112 |  |  | 125 | 160 |  | N | Y | oil | 10.5997 | 0.31786 | 0.00035186 | 1
7080_G_2 | Southwest | UT | 49053 | 7080 | 2 | St. George City Power- Red Rock Power Generation Station | 6987011 | 13903213 | 13692712 | 3382714 | 20200401 | 22111 | Combustion Turbine | Distillate Fuel Oil | 125 | 160 | N | N | N | oil | 10.4126 | 0.49235 | 0.007255 | 155 | Southwest Composite Peaking | Southwest Composite Peaking | Southwest_comp_peak
| West North Central | MT | 30093 |  |  | BASIN CREEK POWER SERVICES | 9412011 | 87298313 | 83520212 | 118223714 | 20200254 | 221112 |  |  | 125 | 160 |  | N | Y | gas | 10.3712 | 0.8913 | 0.0263
10061_G_GEN1 | MANE-VU | NJ | 34041 | 10061 | GEN1 | Mars Chocolate NA LLC | 7399311 | 9291313 | 60237712 | 20181314 | 20100109 | 311352 | Combined Cycle | Natural Gas | 147 | 120 | Y | N | N |  | 10.338 | 5.822 | 1.434 |  | daily flat | diurnal flat | MANE-VU_oil_nonpeak
50465_B_PB | SESARM | GA | 13193 | 50465 | PB | Weyerhaeuser NR Company - Flint River Operations | 8352311 | 432113 | 435912 | 137250214 | 10200601 | 322110 | Biomass | Biomass | 133 | 100 | Y | N | N |  | 10.31 | 1.21 | 0.55 | 8163 | daily flat | diurnal flat | SESARM_comp_nonpeak
| SESARM | SC | 45019 |  |  | SCE&G HAGOOD | 2916211 | 38254413 | 96788412 | 15250714 | 20100201 | 221112 |  |  | 125 | 120 |  | N | Y | gas | 10.26 | 0.9 | 0.4 | 232
| Southwest | UT | 49051 |  |  | Heber Light and Power Company- Power Plant | 9067811 | 55056913 | 51522812 | 68597114 | 20200254 | 221112 |  |  | 125 | 290 |  | N | Y | gas | 10.215 | 0.044942 | 0.002646 | 8299
10883_G_DEG4 | MANE-VU | MA | 25025 | 10883 | DEG4 | MEDICAL AREA TOTAL ENERGY PLANT | 7887011 | 87498813 | 83722912 | 118610214 | 20200401 | 221112 | Combustion Turbine | Distillate Fuel Oil | 125 | 160 | Y | N | N | oil | 10.21 | 0.029459 | 1.88 |  | daily flat | diurnal flat | MANE-VU_oil_peak
56682_G_1 | MANE-VU | VA | 51025 |  |  | INGENCO - Brunswick Plant | 10641711 | 58486313 | 54234412 | 76751614 | 20100101 | 221112 |  |  | 125 | 120 |  | N | N | oil | 10.1922 | 1.1223 | 0.1349 |  | MANE-VU Gas Peaking | MANE-VU Gas Peaking | MANE-VU_gas_peak
3782_G_BYV5 | MANE-VU | VA | 51131 | 3782 | BYV5 | Calpine Mid-Atlantic Generation LLC - Bayview | 7665411 | 12168513 | 12072112 | 1006014 | 20100102 | 221112 | Combustion Turbine | Distillate Fuel Oil | 125 | 160 | N | N | N | oil | 10.1696 | 0.15223 | 0.0025678 |  | MANE-VU Oil Peaking | MANE-VU Oil Peaking | MANE-VU_oil_peak
| West North Central | MT | 30093 |  |  | BASIN CREEK POWER SERVICES | 9412011 | 87298713 | 83520612 | 118224114 | 20200254 | 221112 |  |  | 125 | 160 |  | N | Y | gas | 10.1465 | 0.8345 | 0.0247
3782_G_BYV4 | MANE-VU | VA | 51131 | 3782 | BYV4 | Calpine Mid-Atlantic Generation LLC - Bayview | 7665411 | 12168613 | 12071912 | 1005914 | 20100102 | 221112 | Combustion Turbine | Distillate Fuel Oil | 125 | 160 | N | N | N | oil | 9.9936 | 0.14959 | 0.0025234 |  | MANE-VU Oil Peaking | MANE-VU Oil Peaking | MANE-VU_oil_peak
54663_G_GEN5 | MANE-VU | NH | 33017 | 54663 | GEN5 | TURNKEY RECYCLING & ENVIRONMENTAL ENTERP | 7237811 | 7568413 | 7490212 | 22126714 | 20300801 | 562212 | Landfill Gas | Landfill Gas | 104 | 120 | N | N | N |  | 9.9593 | 1.6343 | 13.8561 |  | MANE-VU Other Nonpeaking | MANE-VU Other Nonpeaking | MANE-VU_other_nonpeak
10883_G_DEG3 | MANE-VU | MA | 25025 | 10883 | DEG3 | MEDICAL AREA TOTAL ENERGY PLANT | 7887011 | 87498713 | 83722912 | 118610114 | 20200401 | 221112 | Combustion Turbine | Distillate Fuel Oil | 125 | 160 | Y | N | N | oil | 9.86 | 0.032462 | 1.82 |  | daily flat | diurnal flat | MANE-VU_oil_peak
50900_B_2RB | MANE-VU | VA | 51580 | 50900 | 2RB | Meadwestvaco Packaging Resource Group | 5798711 | 91850313 | 20608312 | 125275014 | 30799901 | 322121 | Non-Fossil Waste | Non-Fossil Waste | 133 | 100 | Y | N | N |  | 9.82 | 0.034125 | 38.5435 |  | daily flat | diurnal flat | MANE-VU_comp_nonpeak
| South | TX | 48149 |  |  | FAYETTE POWER PROJECT | 4144811 | 92052313 | 89106212 | 125656414 | 20100102 | 22111 |  |  | 125 | 160 |  | N | Y | oil | 9.8065 | 0.7 | 0.6485 | 2812
2322_G_GT7 | West | NV | 32003 | 2322 | GT7 | Nevada Power Clark Station | 8211211 | 67143313 | 61796012 | 92551514 | 20100201 | 22111 | Combined Cycle | Natural Gas | 125 | 120 | N | N | N | gas | 9.8 | 15.15 | 1.01 |  | West Gas Peaking | West Gas Peaking | West_gas_peak
2135_G_1 | South | MO | 29095 | 2135 | 1 | INDEPENDENCE POWER AND LIGHT SUB STATION H | 7577311 | 11540013 | 11437612 | 26250914 | 20100201 | 221112 | Combustion Turbine | Natural Gas, Distillate Fuel Oil | 125 | 120 | N | N | N | gas | 9.774 | 0.2016 | 0.018 |  | South Gas Peaking | South Gas Peaking | South_gas_peak
6125_G_5 | MANE-VU | MA | 25027 | 6125 | 5 | SHREWSBURY ELECTRIC AND CABLE OPERATIONS | 5096411 | 87700813 | 83861312 | 118988014 | 20100102 | 221112 | Combustion Turbine | Distillate Fuel Oil | 125 | 160 | N | N | N | oil | 9.7144 | 0.24222 | 0.6385 |  | MANE-VU Oil Peaking | MANE-VU Oil Peaking | MANE-VU_oil_peak
10864_G_GEN7 | West North Central | IA | 19113 | 10864 | GEN7 | ADM CORN PROCESSING - CEDAR RAPIDS | 8121311 | 125661413 | 127505512 | 180670314 | 20100201 | 311221 | Combustion Turbine | Natural Gas, Distillate Fuel Oil | 127 | 120 | N | N | N |  | 9.59 | 4.36 | 1.48 | 2104 | West North Central Gas Nonpeaking | West North Central Gas Nonpeaking | West North Central_gas_nonpeak
56426_G_Unit3 | MANE-VU | MA | 25013 | 56426 | Unit3 | AMERESCO CHICOPEE ENERGY INC | 6027911 | 87817313 | 83943812 | 119190314 | 20100802 | 221118 | Landfill Gas | Landfill Gas | 125 | 160 | N | N | N |  | 9.56 | 1.9437 | 2.74 |  | MANE-VU Other Nonpeaking | MANE-VU Other Nonpeaking | MANE-VU_other_nonpeak
3782_G_BYV6 | MANE-VU | VA | 51131 | 3782 | BYV6 | Calpine Mid-Atlantic Generation LLC - Bayview | 7665411 | 12168413 | 12072412 | 1006114 | 20100102 | 221112 | Combustion Turbine | Distillate Fuel Oil | 125 | 160 | N | N | N | oil | 9.4512 | 0.14147 | 0.0023864 |  | MANE-VU Oil Peaking | MANE-VU Oil Peaking | MANE-VU_oil_peak
54627_B_B | SESARM | FL | 12099 | 54627 | B | NEW HOPE POWER COMPANY | 919611 | 46528113 | 44206012 | 46009614 | 10100903 | 2211 | Biomass | Biomass | 125 | 100 | Y | N | N |  | 9.4408 | 0.63538 | 1.3487 | 6182 | daily flat | diurnal flat | SESARM_comp_nonpeak
| SESARM | MS | 28083 |  |  | Greenwood Utilities, Henderson Station | 8231311 | 5675313 | 5512212 | 25424714 | 20100201 | 22111 |  |  | 125 | 120 |  | N | Y | gas | 9.44 | 0.3458 | 0 | 8760
2322_G_GT5 | West | NV | 32003 | 2322 | GT5 | Nevada Power Clark Station | 8211211 | 67143113 | 6682312 | 92551314 | 20100201 | 22111 | Combined Cycle | Natural Gas | 125 | 120 | N | N | N | gas | 9.4 | 14.37 | 0.95 |  | West Gas Peaking | West Gas Peaking | West_gas_peak
6125_G_2 | MANE-VU | MA | 25027 | 6125 | 2 | SHREWSBURY ELECTRIC AND CABLE OPERATIONS | 5096411 | 87700613 | 83861212 | 118987814 | 20100102 | 221112 | Combustion Turbine | Distillate Fuel Oil | 125 | 160 | N | N | N | oil | 9.3771 | 0.23383 | 0.6163 |  | MANE-VU Oil Peaking | MANE-VU Oil Peaking | MANE-VU_oil_peak
| LADCO | MN | 27053 |  |  | Maple Grove Tower Site | 17069111 | 112703013 | 115624812 | 159026014 | 20300101 | 221112 |  |  |  | 999 |  | N | Y | oil | 9.311 | 0.67136 | 0.612
10567_G_STG | MANE-VU | CT | 09003 | 10567 | STG | ALGONQUIN POWER WINDSOR LOCKS | 589711 | 46138413 | 43813012 | 49008614 | 10200601 | 221112 | Combined Cycle | Natural Gas, Distillate Fuel Oil | 125 | 100 | Y | N | N | gas | 9.3061 | 0.9234 | 0.07047 |  | daily flat | diurnal flat | MANE-VU_gas_peak
| South | TX | 48321 |  |  | SOUTH TEXAS PROJECT | 6152311 | 16288913 | 15881612 | 5328714 | 20200102 | 22111 |  |  |  | 160 |  | N | Y | oil | 9.2893 | 0.2023 | 0.0081 | 118
3163_G_2 | MANE-VU | PA | 42091 | 3163 | 2 | EXELON GENERATION CO/MOSER GENERATING STATION | 3692211 | 37043513 | 35301812 | 13735614 | 20100101 | 221112 | Combustion Turbine | Distillate Fuel Oil | 125 | 120 | N | N | N | oil | 9.2708 | 0.2345 | 1.0807 | 113 | MANE-VU Oil Peaking | MANE-VU Oil Peaking | MANE-VU_oil_peak
992_B_18 | LADCO | IN | 18097 | 992 | 18 | Citizens Thermal | 4885311 | 100806013 | 30985012 | 160445014 | 10200601 | 22133 | O/G Steam | Natural Gas | 125 | 999 | N | N | N |  | 9.2526 | 0.25114 | 0.019827 |  | LADCO Gas Nonpeaking | LADCO Gas Nonpeaking | LADCO_gas_nonpeak
7399_G_GEN4 | LADCO | MI | 26017 | 7399 | GEN4 | BAY CITY ELECTRIC LIGHT & POWER | 4140111 | 34964113 | 33261112 | 30440714 | 20100202 | 221118 | Combustion Turbine | Natural Gas, Distillate Fuel Oil | 125 | 160 | N | N | N |  | 9.235 | 0.0654 | 0.00195 | 68 | LADCO Gas Nonpeaking | LADCO Gas Nonpeaking | LADCO_gas_nonpeak
6125_G_1 | MANE-VU | MA | 25027 | 6125 | 1 | SHREWSBURY ELECTRIC AND CABLE OPERATIONS | 5096411 | 87700513 | 83860912 | 118987714 | 20100102 | 221112 | Combustion Turbine | Distillate Fuel Oil | 125 | 160 | N | N | N | oil | 9.2261 | 0.23007 | 0.6064 |  | MANE-VU Oil Peaking | MANE-VU Oil Peaking | MANE-VU_oil_peak
50431_G_TG9 | LADCO | MI | 26161 | 50431 | TG9 | UNIVERSITY OF MICHIGAN | 8146111 | 6974413 | 109198012 | 26930714 | 10300601 | 611310 | Combined Cycle | Natural Gas, Distillate Fuel Oil | 148 | 100 | Y | N | N |  | 9.205 | 0.5245 | 0.041425 | 8664 | daily flat | diurnal flat | LADCO_gas_nonpeak
50094_G_7213 | MANE-VU | NJ | 34021 |  |  | Veolia Energy Trenton, L.P. | 8238011 | 5148413 | 4978512 | 20095014 | 20100202 | 221330 |  |  | 183 | 160 |  | N | N |  | 9.15 | 0.22 | 0.02 |  | MANE-VU Gas Nonpeaking | MANE-VU Gas Nonpeaking | MANE-VU_gas_nonpeak
2237_G_6 | West North Central | NE | 31147 | 2237 | 6 | Falls City Power Plant | 7629411 | 12544613 | 12454912 | 24512414 | 20200402 | 926130 | Combustion Turbine | Natural Gas, Distillate Fuel Oil | 125 | 160 | N | N | N |  | 9.1393 | 0.16248 | 0.10155 |  | West North Central Composite Nonpeaking | West North Central Composite Nonpeaking | West North Central_comp_nonpeak
| South | TX | 48205 |  |  | LARSEN FARMS POWER GENERATING FACILITY PLANT 1 | 17909711 | 126666813 | 128267612 | 181938914 | 20100202 | 22111 |  |  |  | 160 |  | N | Y | gas | 9.138 | 0.0018 | 0.68 | 6800
6125_G_3 | MANE-VU | MA | 25027 | 6125 | 3 | SHREWSBURY ELECTRIC AND CABLE OPERATIONS | 5096411 | 87700713 | 83861112 | 118987914 | 20100102 | 221112 | Combustion Turbine | Distillate Fuel Oil | 125 | 160 | N | N | N | oil | 9.1349 | 0.2277 | 0.6004 |  | MANE-VU Oil Peaking | MANE-VU Oil Peaking | MANE-VU_oil_peak
56896_G_1 | South | MO | 29051 | 56896 | 1 | AMERESCO JEFFERSON CITY LLC | 13577611 | 79204913 | 82833312 | 118017714 | 20100802 | 221118 | Landfill Gas | Landfill Gas | 125 | 160 | N | N | N |  | 9.1324 | 2.0048 | 1.1857 |  | South Composite Nonpeaking | South Composite Nonpeaking | South_comp_nonpeak
56426_G_Unit2 | MANE-VU | MA | 25013 | 56426 | Unit2 | AMERESCO CHICOPEE ENERGY INC | 6027911 | 87817213 | 83943712 | 119190214 | 20100802 | 221118 | Landfill Gas | Landfill Gas | 125 | 160 | N | N | N |  | 9.13 | 1.6926 | 2.5 |  | MANE-VU Other Nonpeaking | MANE-VU Other Nonpeaking | MANE-VU_other_nonpeak
| South | MO | 29097 |  |  | CARTHAGE WATER AND ELECTRIC | 5339111 | 59039713 | 58119812 | 87819814 | 20100102 | 221112 |  |  | 125 | 160 |  | N | Y | oil | 9.1204 | 0.2114 | 0.5995
50451_G_GEN2 | MANE-VU | NY | 36029 | 50451 | GEN2 | INDECK-YERKES ENERGY SERVICES | 8504111 | 549813 | 548012 | 21199914 | 10200602 | 221112 | Combined Cycle | Natural Gas, Distillate Fuel Oil | 125 | 100 | Y | N | N | gas | 9.0785 | 0.27889 | 0.0985 |  | daily flat | diurnal flat | MANE-VU_gas_peak
56896_G_3 | South | MO | 29051 | 56896 | 3 | AMERESCO JEFFERSON CITY LLC | 13577611 | 79205113 | 82833512 | 118018014 | 20100802 | 221118 | Landfill Gas | Landfill Gas | 125 | 160 | N | N | N |  | 9.0726 | 1.9285 | 1.1406 |  | South Composite Nonpeaking | South Composite Nonpeaking | South_comp_nonpeak
| Southwest | UT | 49027 |  |  | Intermountain Power Service Corporation- Intermountain Generation Station | 7558311 | 72019313 | 66139812 | 99754314 | 20200102 | 221112 |  |  | 125 | 290 |  | N | Y | oil | 9.0277 | 1.1095 | 0.98382 | 4334
| West | CA | 06037 |  |  | Pebbly Beach Station | 5784411 | 20306413 | 118656512 | 55255514 | 20100102 | 221112 |  |  | 125 | 160 |  | N | Y | oil | 9.0166 | 1.0675 | 0.11007 | 8736
| West | CA | 06065 |  |  | CORONA ENERGY PARTNERS, LTD | 2372211 | 39920413 | 120461712 | 54274014 | 20100201 | 221112 |  |  | 125 | 100 |  | N | Y | gas | 9.0154 | 0.57559 | 0.03868 | 8736
50396_B_BLR2 | Northwest | OR | 41019 | 50396 | BLR2 | Dillard | 8219211 | 68314713 | 62712612 | 94189414 | 10200601 | 321113 | Biomass | Biomass | 134 | 100 | Y | N | N |  | 8.96 | 0.131 | 0.079 |  | daily flat | diurnal flat | Northwest_comp_nonpeak
| South | TX | 48205 |  |  | LARSEN FARMS POWER GENERATING FACILITY PLANT 1 | 17909711 | 126666513 | 128267312 | 181938614 | 20100202 | 22111 |  |  |  | 160 |  | N | Y | gas | 8.951 | 0.0018 | 0.706 | 6800
10495_B_CRECV | MANE-VU | ME | 23017 | 10495 | CRECV | CATALYST PAPER OPERATIONS INC. - RUMFORD | 8026411 | 3772813 | 3650012 | 125439414 | 10200401 | 322121 | Non-Fossil Waste | Non-Fossil Waste | 133 | 100 | Y | N | N |  | 8.86 | 0.025608 | 4.14 |  | daily flat | diurnal flat | MANE-VU_comp_nonpeak
| West North Central | MT | 30093 |  |  | BASIN CREEK POWER SERVICES | 9412011 | 87299013 | 83520912 | 118224414 | 20200254 | 221112 |  |  | 125 | 160 |  | N | Y | gas | 8.8547 | 0.8602 | 0.0254
7396_G_2 | MANE-VU | MA | 25013 | 7396 | 2 | CHICOPEE ELECTRIC LIGHT | 5920611 | 87848513 | 83966112 | 119241014 | 20100102 | 221112 | Combustion Turbine | Distillate Fuel Oil | 125 | 160 | N | N | N | oil | 8.8105 | 0.12272 | 0.9033 |  | MANE-VU Oil Peaking | MANE-VU Oil Peaking | MANE-VU_oil_peak
6619_G_2 | Southwest | CO | 08063 | 6619 | 2 | TRI STATE GENERATION BURLINGTON | 2761411 | 40836513 | 38956112 | 48075514 | 20100101 | 221112 | Combustion Turbine | Distillate Fuel Oil | 125 | 160 | N | N | N | oil | 8.8015 | 0.12002 | 0.3 |  | Southwest Composite Peaking | Southwest Composite Peaking | Southwest_comp_peak
2322_G_GT6 | West | NV | 32003 | 2322 | GT6 | Nevada Power Clark Station | 8211211 | 67143213 | 6682012 | 92551414 | 20100201 | 22111 | Combined Cycle | Natural Gas | 125 | 120 | N | N | N | gas | 8.8 | 14.16 | 0.94 |  | West Gas Peaking | West Gas Peaking | West_gas_peak
| SESARM | NC | 37065 |  |  | City of Wilson - Pinetops Genset | 9348611 | 55342913 | 124770412 | 68675714 | 20300101 | 221112 |  |  | 125 | 160 |  | N | Y | oil | 8.78 | 0.26 |  | 208
| SESARM | NC | 37195 |  |  | City of Wilson - Bridgestone/Firestone Genset | 15616911 | 98474113 | 95794912 | 138443314 | 20100102 | 221112 |  |  |  | 160 |  | N | Y | oil | 8.78 | 0.26
| SESARM | NC | 37195 |  |  | City of Wilson - Bridgestone/Firestone Genset | 15616911 | 98474213 | 95795012 | 138443414 | 20100102 | 221112 |  |  |  | 160 |  | N | Y | oil | 8.78 | 0.26
7080_G_1 | Southwest | UT | 49053 | 7080 | 1 | St. George City Power- Red Rock Power Generation Station | 6987011 | 13903113 | 13692812 | 3382814 | 20200401 | 22111 | Combustion Turbine | Distillate Fuel Oil | 125 | 160 | N | N | N | oil | 8.7612 | 0.40404 | 0.005954 | 130 | Southwest Composite Peaking | Southwest Composite Peaking | Southwest_comp_peak
2049_B_1 | SESARM | MS | 28047 |  |  | Mississippi Power Company, Plant Jack Watson | 6788111 | 13581713 | 13391412 | 27761814 | 10100601 | 221112 |  |  | 125 | 100 |  | N | N | gas | 8.7 | 0.142 | 0 | 8760 | SESARM Gas Peaking | SESARM Gas Peaking | SESARM_gas_peak
| West North Central | MT | 30093 |  |  | BASIN CREEK POWER SERVICES | 9412011 | 87299213 | 83521212 | 118224614 | 20200254 | 221112 |  |  | 125 | 160 |  | N | Y | gas | 8.6844 | 0.7194 | 0.0213
7396_G_3 | MANE-VU | MA | 25013 | 7396 | 3 | CHICOPEE ELECTRIC LIGHT | 5920611 | 87848613 | 83966312 | 119241114 | 20100102 | 221112 | Combustion Turbine | Distillate Fuel Oil | 125 | 160 | N | N | N | oil | 8.6626 | 0.15306 | 0.9322 |  | MANE-VU Oil Peaking | MANE-VU Oil Peaking | MANE-VU_oil_peak
330_B_4 | West | CA | 06037 |  |  | EL SEGUNDO POWER, LLC | 4084611 | 85780813 | 117537012 | 114832814 | 10100601 | 221112 |  |  | 125 | 100 |  | N | N | gas | 8.524 | 7.4936 | 0.5916 | 8736 | West Gas Peaking | West Gas Peaking | West_gas_peak
6619_G_1 | Southwest | CO | 08063 | 6619 | 1 | TRI STATE GENERATION BURLINGTON | 2761411 | 40836613 | 38956012 | 48075414 | 20100101 | 221112 | Combustion Turbine | Distillate Fuel Oil | 125 | 160 | N | N | N | oil | 8.5 | 0.1 | 0.2 |  | Southwest Composite Peaking | Southwest Composite Peaking | Southwest_comp_peak
10328_G_GEN6 | LADCO | MI | 26065 | 10328 | GEN6 | Michigan State University | 8157711 | 82809813 | 73806712 | 106445614 | 20200203 | 611310 | Combustion Turbine | Natural Gas | 148 | 140 | N | N | N |  | 8.475 | 2.0925 | 0.00149 | 5376 | LADCO Gas Nonpeaking | LADCO Gas Nonpeaking | LADCO_gas_nonpeak
| West North Central | MT | 30093 |  |  | BASIN CREEK POWER SERVICES | 9412011 | 87299113 | 83521112 | 118224514 | 20200254 | 221112 |  |  | 125 | 160 |  | N | Y | gas | 8.4584 | 0.7749 | 0.0229
50299_G_GEN1 | West | CA | 06077 | 50299 | GEN1 | RIPON COGENERATION | 1224911 | 43730413 | 41548312 | 52284114 | 20200203 | 221112 | Combustion Turbine | Natural Gas | 125 | 120 | Y | N | N | gas | 8.4555 | 3.586 | 0.31594 | 8736 | daily flat | diurnal flat | West_gas_peak
56426_G_UNIT4 | MANE-VU | MA | 25013 | 56426 | UNIT4 | AMERESCO CHICOPEE ENERGY INC | 6027911 | 96904313 | 93820912 | 135063114 | 20100802 | 221118 | Landfill Gas | Landfill Gas | 125 | 160 | N | N | N |  | 8.44 | 2.3135 | 2.53 |  | MANE-VU Other Nonpeaking | MANE-VU Other Nonpeaking | MANE-VU_other_nonpeak
| West North Central | MT | 30093 |  |  | BASIN CREEK POWER SERVICES | 9412011 | 87298213 | 83520112 | 118223614 | 20200254 | 221112 |  |  | 125 | 160 |  | N | Y | gas | 8.4226 | 0.8423 | 0.0249
10755_G_GT4 | Southwest | CO | 08045 | 10755 | GT4 | TRI-STATE GENERATION & TRANS./CO GREENHO | 4223411 | 36293813 | 34550312 | 50563814 | 20200201 | 221112 | Combined Cycle | Natural Gas | 125 | 120 | Y | N | N | gas | 8.4 | 0.42254 | 0.022556 |  | daily flat | diurnal flat | Southwest_gas_peak
960_G_7 | LADCO | IL | 17141 | 960 | 7 | Rochelle Municipal Diesel Plant | 5039111 | 29822613 | 28580412 | 43228614 | 20100202 | 221112 | Combustion Turbine | Natural Gas, Distillate Fuel Oil | 125 | 160 | N | N | N | gas | 8.366 | 0.4554 | 0.007744 | 170 | LADCO Gas Peaking | LADCO Gas Peaking | LADCO_gas_peak
56896_G_2 | South | MO | 29051 | 56896 | 2 | AMERESCO JEFFERSON CITY LLC | 13577611 | 79205013 | 82833412 | 118017914 | 20100802 | 221118 | Landfill Gas | Landfill Gas | 125 | 160 | N | N | N |  | 8.3353 | 1.9879 | 1.1757 |  | South Composite Nonpeaking | South Composite Nonpeaking | South_comp_nonpeak
50184_B_PKG | SESARM | MS | 28087 | 50184 | PKG | International Paper, Columbus Mill | 8215811 | 5737713 | 5561912 | 24804814 | 10200601 | 322121 | O/G Steam | Natural Gas | 133 | 100 | Y | N | N |  | 8.33 | 0.45 | 8.94 | 1176 | daily flat | diurnal flat | SESARM_gas_nonpeak
| South | MO | 29097 |  |  | CARTHAGE WATER AND ELECTRIC | 5339111 | 59039813 | 58119712 | 87819614 | 20100102 | 221112 |  |  | 125 | 160 |  | N | Y | oil | 8.3231 | 0.1929 | 0.5471
10755_G_GT2 | Southwest | CO | 08045 | 10755 | GT2 | TRI-STATE GENERATION & TRANS./CO GREENHO | 4223411 | 36293313 | 34550212 | 50564314 | 20200201 | 221112 | Combined Cycle | Natural Gas | 125 | 120 | Y | N | N | gas | 8.3 | 0.44433 | 0.023702 |  | daily flat | diurnal flat | Southwest_gas_peak
7018_G_9 | South | KS | 20133 | 7018 | 9 | Chanute Mun. Power Plant #3 | 5414611 | 27354513 | 26249412 | 37689714 | 20200402 | 221112 | Combustion Turbine | Natural Gas, Distillate Fuel Oil | 125 | 160 | N | N | N | oil | 8.2023 | 0.16891 | 0.0056201 | 720 | South Oil Peaking | South Oil Peaking | South_oil_peak
1557_G_GT2 | MANE-VU | MD | 24510 | 1557 | GT2 | Constellation Energy Group - Philadelphia Road | 6435511 | 88060013 | 84266312 | 119486414 | 10100504 | 221112 | Combustion Turbine | Distillate Fuel Oil | 125 | 100 | N | N | N | oil | 8.19 | 0.156 | 0.117 | 2080 | MANE-VU Oil Peaking | MANE-VU Oil Peaking | MANE-VU_oil_peak
3161_G_30 | MANE-VU | PA | 42045 | 3161 | 30 | EXELON GENERATION CO/EDDYSTONE | 6662011 | 17765213 | 17273512 | 13780014 | 20100101 | 221112 | Combustion Turbine | Distillate Fuel Oil | 125 | 120 | N | N | N | oil | 8.189 | 0.2076 | 2.3186 | 106 | MANE-VU Oil Peaking | MANE-VU Oil Peaking | MANE-VU_oil_peak
| South | KS | 20193 |  |  | Colby Mun. Power Plant | 5446911 | 26792713 | 112290212 | 39519614 | 20200402 | 221112 |  |  | 125 | 160 |  | N | Y | oil | 8.1791 | 0.24527 | 0.0002715 | 1
508_G_5 | Southwest | CO | 08099 |  |  | LAMAR LIGHT & POWER/ARKANSAS RIVER POWER | 4229911 | 36114313 | 34377712 | 48138014 | 20200202 | 221112 |  |  | 125 | 120 |  | N | N | gas | 8.1548 | 3.4444 | 3.8637 |  | Southwest Gas Peaking | Southwest Gas Peaking | Southwest_gas_peak
| South | TX | 48321 |  |  | SOUTH TEXAS PROJECT | 6152311 | 16289113 | 15880712 | 5328514 | 20200102 | 22111 |  |  |  | 160 |  | N | Y | oil | 8.1385 | 0.1773 | 0.0071 | 103
| South | TX | 48205 |  |  | LARSEN FARMS POWER GENERATING FACILITY PLANT 1 | 17909711 | 126666413 | 128267212 | 181938514 | 20100202 | 22111 |  |  |  | 160 |  | N | Y | gas | 8.081 | 0.0018 | 0.688 | 6800
| LADCO | IL | 17011 |  |  | Princeton Muncipal Electric Utility | 2363611 | 59310413 | 55895712 | 85397614 | 20100201 | 221112 |  |  | 125 | 160 |  | N | Y | gas | 8.0551 | 0.4385 | 0.000223 | 89
| South | TX | 48205 |  |  | LARSEN FARMS POWER GENERATING FACILITY PLANT 1 | 17909711 | 126666713 | 128267512 | 181938814 | 20100202 | 22111 |  |  |  | 160 |  | N | Y | gas | 8.052 | 0.0017 | 0.64 | 6800
50612_G_GEN1 | West | CA | 06029 | 50612 | GEN1 | MCKITTRICK LIMITED | 13890611 | 85205713 | 77946212 | 112258014 | 20100201 | 221113 | Combustion Turbine | Natural Gas |  | 120 | Y | N | N |  | 8.0509 | 1.3729 | 3.4422 | 8736 | daily flat | diurnal flat | West_gas_nonpeak
2312_G_4 | West North Central | NE | 31179 | 2312 | 4 | Wayne Municipal Power Plant | 6727011 | 12753113 | 12661112 | 21288014 | 20200401 | 221118 | Combustion Turbine | Distillate Fuel Oil | 125 | 160 | N | N | N |  | 8 | 0.10397 | 0.33 |  | West North Central Composite Nonpeaking | West North Central Composite Nonpeaking | West North Central_comp_nonpeak
1557_G_GT3 | MANE-VU | MD | 24510 | 1557 | GT3 | Constellation Energy Group - Philadelphia Road | 6435511 | 88060113 | 84266412 | 119486514 | 10100504 | 221112 | Combustion Turbine | Distillate Fuel Oil | 125 | 100 | N | N | N | oil | 7.986 | 0.176 | 0.11 | 2080 | MANE-VU Oil Peaking | MANE-VU Oil Peaking | MANE-VU_oil_peak
| LADCO | MN | 27065 |  |  | Mora Municipal Utilities | 6450611 | 102653913 | 106346512 | 144141314 | 20300101 | 221112 |  |  | 125 | 999 |  | N | Y | oil | 7.973 | 0.57492 | 0.524
56846_G_GTG1 | MANE-VU | MD | 24017 | 56846 | GTG1 | CPV Maryland, LLC - St. Charles Project | 17878111 | 125590313 | 127439212 | 180575714 | 20100201 | 221112 | Combined Cycle | Natural Gas | 125 | 120 | N | N | N | gas | 7.8677 | 0.09672 | 0.02574 | 2080 | MANE-VU Gas Peaking | MANE-VU Gas Peaking | MANE-VU_gas_peak
| Southwest | CO | 08031 |  |  | 910 GENERATION COMPANY | 1202711 | 43147513 | 41041012 | 51391914 | 20200401 | 221112 |  |  |  | 160 |  | N | Y | oil | 7.8492 | 0.30617 | 0.16175
3109_G_1 | MANE-VU | PA | 42001 | 3109 | 1 | NRG REMA LLC/HAMILTON | 4713311 | 28152013 | 26996512 | 17148114 | 20100101 | 221112 | Combustion Turbine | Distillate Fuel Oil | 125 | 100 | N | N | N | oil | 7.81 | 0.14 | 0.62 | 77 | MANE-VU Oil Peaking | MANE-VU Oil Peaking | MANE-VU_oil_peak
3112_G_1 | MANE-VU | PA | 42001 | 3112 | 1 | NRG REMA LLC/ORRTANNA | 4713411 | 28151913 | 26996412 | 17148014 | 20100101 | 221112 | Combustion Turbine | Distillate Fuel Oil | 125 | 100 | N | N | N | oil | 7.81 | 0.15 | 0.4 | 87 | MANE-VU Oil Peaking | MANE-VU Oil Peaking | MANE-VU_oil_peak
50189_B_5REC | SESARM | NC | 37117 | 50189 | 5REC | Domtar Paper Company, LLC | 8049311 | 6351713 | 69384612 | 101451514 | 30700110 | 322121 | Non-Fossil Waste | Non-Fossil Waste | 133 | 100 | Y | N | N |  | 7.74 | 0 |  | 8736 | daily flat | diurnal flat | SESARM_comp_nonpeak
2400_G_34 | MANE-VU | NJ | 34023 |  |  | PSEG FOSSIL LLC EDISON GENERATING STATION | 7620911 | 11840313 | 11746612 | 20031614 | 20100201 | 221112 |  |  | 125 | 120 |  | N | N | gas | 7.7336 | 0.2001 | 0.0182 |  | MANE-VU Gas Peaking | MANE-VU Gas Peaking | MANE-VU_gas_peak
| South | TX | 48321 |  |  | SOUTH TEXAS PROJECT | 6152311 | 16288313 | 15880812 | 5329314 | 20200102 | 22111 |  |  |  | 160 |  | N | Y | oil | 7.7018 | 0.1678 | 0.0067 | 98
55309_G_GEN2 | South | TX | 48245 |  |  | AIR PRODUCTS PORT ARTHUR FACILITY | 5611511 | 22191713 | 21296012 | 5039314 | 20200201 | 325120 |  |  |  | 120 |  | N | N |  | 7.6968 | 5.1496 | 2.9921 | 8760 | South Gas Nonpeaking | South Gas Nonpeaking | South_gas_nonpeak
55216_G_STG1y | LADCO | IL | 17063 |  |  | Morris Cogeneration LLC | 3348811 | 91319813 | 87506512 | 124457714 | 10200601 | 221112 |  |  | 125 | 100 |  | N | N | gas | 7.695 | 0.8244 | 0.14798 | 4228 | LADCO Gas Peaking | LADCO Gas Peaking | LADCO_gas_peak
1557_G_GT4 | MANE-VU | MD | 24510 | 1557 | GT4 | Constellation Energy Group - Philadelphia Road | 6435511 | 88060213 | 84266512 | 119486614 | 10100504 | 221112 | Combustion Turbine | Distillate Fuel Oil | 125 | 100 | N | N | N | oil | 7.581 | 0.152 | 0.095 | 2080 | MANE-VU Oil Peaking | MANE-VU Oil Peaking | MANE-VU_oil_peak
7396_G_1 | MANE-VU | MA | 25013 | 7396 | 1 | CHICOPEE ELECTRIC LIGHT | 5920611 | 87848413 | 83966012 | 119240914 | 20100102 | 221112 | Combustion Turbine | Distillate Fuel Oil | 125 | 160 | N | N | N | oil | 7.5748 | 0.10659 | 0.868 |  | MANE-VU Oil Peaking | MANE-VU Oil Peaking | MANE-VU_oil_peak
2132_B_1 | South | MO | 29095 | 2132 | 1 | INDEPENDENCE POWER AND LIGHT BLUE VALLEY STATION | 8100311 | 6089413 | 5944912 | 25731214 | 10100604 | 221112 | O/G Steam | Natural Gas | 125 | 100 | N | N | N | gas | 7.5607 | 0.262 | 0.0272 |  | South Gas Peaking | South Gas Peaking | South_gas_peak
55885_G_GEJGC | MANE-VU | MD | 24031 | 55885 | GEJGC | Oaks Landfill (Gas to Energy) | 6011111 | 110237413 | 113845312 | 156030214 | 20100802 | 562212 | Landfill Gas | Landfill Gas | 104 | 160 | N | N | N |  | 7.5539 | 0.46683 | 0.02457 | 2080 | MANE-VU Other Nonpeaking | MANE-VU Other Nonpeaking | MANE-VU_other_nonpeak
| LADCO | IN | 18103 |  |  | PERU UTILITIES POWER PLANT | 4552711 | 100792213 | 101260212 | 141239814 | 20100102 | 221112 |  |  | 125 | 999 |  | N | Y | oil | 7.55 | 0.17091 | 0.49625
| South | TX | 48205 |  |  | LARSEN FARMS POWER GENERATING FACILITY PLANT 1 | 17909711 | 126665913 | 128266712 | 181938014 | 20100202 | 22111 |  |  |  | 160 |  | N | Y | gas | 7.503 | 0.0018 | 0.686 | 6800
56681_G_1 | MANE-VU | VA | 51007 | 56681 | 1 | INGENCO - Amelia | 6216811 | 16510613 | 16066512 | 754814 | 20100101 | 221112 | Landfill Gas | Landfill Gas | 125 | 160 | N | N | N | oil | 7.4963 | 1.0623 | 0.10281 |  | MANE-VU Gas Peaking | MANE-VU Gas Peaking | MANE-VU_gas_peak
259_B_3 | West | CA | 06079 |  |  | DYNEGY MORRO BAY LLC | 7123811 | 15065713 | 14726912 | 52467014 | 10100601 | 221112 |  |  | 125 | 100 |  | N | N | gas | 7.424 | 1.9788 | 0.161 | 8736 | West Gas Peaking | West Gas Peaking | West_gas_peak
56430_G_2C | MANE-VU | DE | 10001 | 56430 | 2C | Ameresco Delaware Energy-Central | 16812111 | 108717513 | 112194512 | 153957214 | 20100802 | 221112 | Landfill Gas | Landfill Gas | 125 | 160 | N | N | N |  | 7.4 | 1.87 | 1.02 | 7624 | MANE-VU Other Nonpeaking | MANE-VU Other Nonpeaking | MANE-VU_other_nonpeak
10755_G_GT3 | Southwest | CO | 08045 | 10755 | GT3 | TRI-STATE GENERATION & TRANS./CO GREENHO | 4223411 | 36293713 | 34550112 | 50563914 | 20200201 | 221112 | Combined Cycle | Natural Gas | 125 | 120 | Y | N | N | gas | 7.4 | 0.40295 | 0.021487 |  | daily flat | diurnal flat | Southwest_gas_peak
10554_G_BO3 | South | TX | 48057 | 10554 | BO3 | FORMOSA POINT COMFORT PLANT | 5633411 | 20806413 | 20012812 | 9713514 | 10200602 | 325211 | Combined Cycle | Natural Gas | 173 | 100 | Y | N | N |  | 7.39 | 0.97 | 0.08 | 8760 | daily flat | diurnal flat | South_gas_nonpeak
2400_G_34 | MANE-VU | NJ | 34023 |  |  | PSEG FOSSIL LLC EDISON GENERATING STATION | 7620911 | 11840313 | 11746012 | 20031114 | 20100201 | 221112 |  |  | 125 | 120 |  | N | N | gas | 7.3776 | 0.1909 | 0.0174 |  | MANE-VU Gas Peaking | MANE-VU Gas Peaking | MANE-VU_gas_peak
3161_G_40 | MANE-VU | PA | 42045 | 3161 | 40 | EXELON GENERATION CO/EDDYSTONE | 6662011 | 17765113 | 17273412 | 13780114 | 20100101 | 221112 | Combustion Turbine | Distillate Fuel Oil | 125 | 120 | N | N | N | oil | 7.3363 | 0.2632 | 2.0772 | 82 | MANE-VU Oil Peaking | MANE-VU Oil Peaking | MANE-VU_oil_peak
1317__G_IC2 | South | KS | 20151 |  |  | Pratt Mun. Power Plant | 5372811 | 98342813 | 112303812 | 138242314 | 20200402 | 221112 |  |  | 125 | 160 |  | N | N | oil | 7.3353 | 0.21997 | 0.0002435 | 8736 | South Oil Peaking | South Oil Peaking | South_oil_peak
54372_G_GT2 | Southwest | CO | 08013 | 54372 | GT2 | UNIV OF COLO BOULDER - CAMPUS | 1342411 | 44038413 | 41836112 | 51350814 | 20200203 | 611310 | Combined Cycle | Natural Gas, Distillate Fuel Oil | 183 | 120 | Y | N | N |  | 7.27 | 0.28 | 0.14 |  | daily flat | diurnal flat | Southwest_gas_nonpeak
| SESARM | SC | 45019 |  |  | SCE&G HAGOOD | 2916211 | 38254413 | 96788412 | 15250614 | 20100101 | 221112 |  |  | 125 | 120 |  | N | Y | oil | 7.24 |  | 0.04 | 232
| South | TX | 48321 |  |  | SOUTH TEXAS PROJECT | 6152311 | 16288113 | 15881112 | 5329514 | 20200102 | 22111 |  |  |  | 160 |  | N | Y | oil | 7.1797 | 0.1564 | 0.0063 | 91
1555_G_GT6 | MANE-VU | MD | 24005 | 1555 | GT6 | Constellation - Notch Cliff | 5154811 | 87894513 | 84031112 | 119301914 | 20100201 | 221112 | Combustion Turbine | Natural Gas | 125 | 120 | N | N | N | gas | 7.176 | 0.10023 | 0.00975 | 2080 | MANE-VU Gas Peaking | MANE-VU Gas Peaking | MANE-VU_gas_peak
56527_G_GEN1 | MANE-VU | MA | 25027 | 56527 | GEN1 | RESOURCE CONTROL INC-WESTMINSTER | 5088111 | 87793313 | 83927012 | 119153014 | 50100410 | 562212 | Landfill Gas | Landfill Gas | 104 | 160 | N | N | N |  | 7.1428 | 6.5564 | 1.3659 |  | MANE-VU Other Nonpeaking | MANE-VU Other Nonpeaking | MANE-VU_other_nonpeak
693_G_5 | SESARM | FL | 12061 |  |  | CITY OF VERO BEACH | 1968211 | 41788713 | 39847912 | 48670614 | 20100201 | 2211 |  |  | 125 | 120 |  | N | N |  | 7.14 | 0.24843 | 0.04 | 352 | SESARM Gas Nonpeaking | SESARM Gas Nonpeaking | SESARM_gas_nonpeak
3163_G_3 | MANE-VU | PA | 42091 | 3163 | 3 | EXELON GENERATION CO/MOSER GENERATING STATION | 3692211 | 37043613 | 35301912 | 13735514 | 20100101 | 221112 | Combustion Turbine | Distillate Fuel Oil | 125 | 120 | N | N | N | oil | 7.1027 | 0.1796 | 0.828 | 88 | MANE-VU Oil Peaking | MANE-VU Oil Peaking | MANE-VU_oil_peak
2062_B_H3 | SESARM | MS | 28083 | 2062 | H3 | Greenwood Utilities, Henderson Station | 8231311 | 5675413 | 5511912 | 25424614 | 10100601 | 22111 | O/G Steam | Natural Gas | 125 | 100 | N | N | N | gas | 7.07 | 0.494 | 0.02 | 8760 | SESARM Gas Peaking | SESARM Gas Peaking | SESARM_gas_peak
| South | TX | 48321 |  |  | SOUTH TEXAS PROJECT | 6152311 | 16287913 | 15880612 | 5329714 | 20200102 | 22111 |  |  |  | 160 |  | N | Y | oil | 7.0574 | 0.1537 | 0.0062 | 89
| South | TX | 48205 |  |  | LARSEN FARMS POWER GENERATING FACILITY PLANT 1 | 17909711 | 126666613 | 128267412 | 181938714 | 20100202 | 22111 |  |  |  | 160 |  | N | Y | gas | 7.056 | 0.0019 | 0.627 | 6800
2400_G_34 | MANE-VU | NJ | 34023 |  |  | PSEG FOSSIL LLC EDISON GENERATING STATION | 7620911 | 11840313 | 11747112 | 20031214 | 20100201 | 221112 |  |  | 125 | 120 |  | N | N | gas | 7.0541 | 0.1825 | 0.0166 |  | MANE-VU Gas Peaking | MANE-VU Gas Peaking | MANE-VU_gas_peak
| West | CA | 06073 |  |  | APPLIED ENERGY LLC NORTH ISLAND | 7111111 | 101894913 | 105222112 | 142986914 | 20200201 | 221112 |  |  |  | 999 |  | N | Y | gas | 7.03 | 13.9178 | 0.84 | 8736
| LADCO | MI | 26029 |  |  | Great Lakes Energy | 14737111 | 110176713 | 86042712 | 155891014 | 20100107 | 221112 |  |  |  | 999 |  | N | Y | oil | 6.985 |  | 0.38 | 105
7018_G_11 | South | KS | 20133 | 7018 | 11 | Chanute Mun. Power Plant #3 | 5414611 | 27354413 | 26249212 | 37689814 | 20200402 | 221112 | Combustion Turbine | Natural Gas, Distillate Fuel Oil | 125 | 160 | N | N | N | oil | 6.8974 | 0.14204 | 0.004726 | 864 | South Oil Peaking | South Oil Peaking | South_oil_peak
| LADCO | IL | 17057 |  |  | Illinois Power Resources Generating LLC | 3206511 | 125331113 | 127155412 | 179111214 | 20200102 | 221112 |  |  | 125 | 999 |  | N | Y | oil | 6.8387 | 0.2137 | 0.003234 | 28
| LADCO | IL | 17011 |  |  | Princeton Muncipal Electric Utility | 2363611 | 59310513 | 55895212 | 85397414 | 20100201 | 221112 |  |  | 125 | 160 |  | N | Y | gas | 6.8362 | 0.3721 | 0.000188 | 99
50094_G_7213 | MANE-VU | NJ | 34021 |  |  | Veolia Energy Trenton, L.P. | 8238011 | 5148413 | 4978512 | 20094814 | 10100602 | 221330 |  |  | 183 | 160 |  | N | N |  | 6.8 | 0.25 | 0.04 |  | MANE-VU Gas Nonpeaking | MANE-VU Gas Nonpeaking | MANE-VU_gas_nonpeak
2400_G_24 | MANE-VU | NJ | 34023 |  |  | PSEG FOSSIL LLC EDISON GENERATING STATION | 7620911 | 11840713 | 11746912 | 20030414 | 20100201 | 221112 |  |  | 125 | 120 |  | N | N | gas | 6.789 | 0.1757 | 0.016 |  | MANE-VU Gas Peaking | MANE-VU Gas Peaking | MANE-VU_gas_peak
| Southwest | CO | 08089 |  |  | BLACK HILLS ELECTRIC- ROCKY FORD STATION | 3717611 | 36842613 | 35105412 | 47531214 | 20100102 | 221112 |  |  | 125 | 160 |  | N | Y | oil | 6.78 | 0.23 | 0.01
1316_G_IC7 | South | KS | 20059 | 1316 | IC7 | Ottawa Mun. Power Plant | 3734911 | 37538213 | 35813312 | 37757814 | 20200402 | 221112 | Combustion Turbine | Natural Gas, Distillate Fuel Oil | 125 | 160 | N | N | N | oil | 6.7584 | 0.13917 | 0.0013016 | 124 | South Oil Peaking | South Oil Peaking | South_oil_peak
| West North Central | MT | 30093 |  |  | BASIN CREEK POWER SERVICES | 9412011 | 87298613 | 83520512 | 118224014 | 20200254 | 221112 |  |  | 125 | 160 |  | N | Y | gas | 6.7301 | 0.5929 | 0.0175
55216_G_STG1x | LADCO | IL | 17063 |  |  | Morris Cogeneration LLC | 3348811 | 38906313 | 37164412 | 45390814 | 10200601 | 221112 |  |  | 125 | 100 |  | N | N | gas | 6.7232 | 0.6444 | 0.12888 | 4296 | LADCO Gas Peaking | LADCO Gas Peaking | LADCO_gas_peak
50851_G_GEN2 | West | CA | 06111 | 50851 | GEN2 | CI POWER COGENERATION PLANT | 1605311 | 45209713 | 97721012 | 50044814 | 20100201 | 221122 | Combined Cycle | Natural Gas | 125 | 120 | Y | N | N |  | 6.6675 | 4.5332 | 0.4495 | 6240 | daily flat | diurnal flat | West_gas_nonpeak
2400_G_14 | MANE-VU | NJ | 34023 |  |  | PSEG FOSSIL LLC EDISON GENERATING STATION | 7620911 | 11841213 | 11747012 | 20029414 | 20100201 | 221112 |  |  | 125 | 120 |  | N | N | gas | 6.643 | 0.172 | 0.016 |  | MANE-VU Gas Peaking | MANE-VU Gas Peaking | MANE-VU_gas_peak
2400_G_24 | MANE-VU | NJ | 34023 |  |  | PSEG FOSSIL LLC EDISON GENERATING STATION | 7620911 | 11840713 | 11746212 | 20030514 | 20100201 | 221112 |  |  | 125 | 120 |  | N | N | gas | 6.6377 | 0.1718 | 0.0156 |  | MANE-VU Gas Peaking | MANE-VU Gas Peaking | MANE-VU_gas_peak
2400_G_14 | MANE-VU | NJ | 34023 |  |  | PSEG FOSSIL LLC EDISON GENERATING STATION | 7620911 | 11841213 | 11747212 | 20028914 | 20100201 | 221112 |  |  | 125 | 120 |  | N | N | gas | 6.6241 | 0.1714 | 0.0156 |  | MANE-VU Gas Peaking | MANE-VU Gas Peaking | MANE-VU_gas_peak
3160_G_9 | MANE-VU | PA | 42101 | 3160 | 9 | EXELON GENERATION CO/DELAWARE STA | 6559511 | 103757413 | 107434712 | 146816414 | 20100101 | 221118 | Combustion Turbine | Distillate Fuel Oil | 125 | 100 | N | N | N |  | 6.6226 | 0.1675 | 0.6925 |  | MANE-VU Oil Nonpeaking | MANE-VU Oil Nonpeaking | MANE-VU_oil_nonpeak
56527_G_GEN2 | MANE-VU | MA | 25027 | 56527 | GEN2 | RESOURCE CONTROL INC-WESTMINSTER | 5088111 | 87793413 | 83926812 | 119153114 | 50100410 | 562212 | Landfill Gas | Landfill Gas | 104 | 160 | N | N | N |  | 6.6158 | 5.6388 | 1.2541 |  | MANE-VU Other Nonpeaking | MANE-VU Other Nonpeaking | MANE-VU_other_nonpeak
464_G_CT1 | Southwest | CO | 08003 | 464 | CT1 | PUBLIC SERVICE CO ALAMOSA PLT | 2136511 | 43024113 | 40932412 | 50403614 | 20100201 | 221112 | Combustion Turbine | Natural Gas, Distillate Fuel Oil | 125 | 160 | N | N | N | gas | 6.6 | 0.040084 | 0.18 |  | Southwest Gas Peaking | Southwest Gas Peaking | Southwest_gas_peak
| South | KS | 20025 |  |  | Ashland Mun. Power Plant | 4571611 | 28429113 | 112331312 | 38590114 | 20200401 | 221112 |  |  | 125 | 160 |  | N | Y | oil | 6.572 | 0.1475 | 0.0033064 | 1
56430_G_4C | MANE-VU | DE | 10001 | 56430 | 4C | Ameresco Delaware Energy-Central | 16812111 | 113545613 | 116403312 | 160087114 | 20100802 | 221112 | Landfill Gas | Landfill Gas | 125 | 160 | N | N | N |  | 6.55 | 1.76 | 0.88 | 6756 | MANE-VU Other Nonpeaking | MANE-VU Other Nonpeaking | MANE-VU_other_nonpeak
| Southwest | UT | 49027 |  |  | Intermountain Power Service Corporation- Intermountain Generation Station | 7558311 | 72019113 | 66139612 | 99754114 | 20200102 | 221112 |  |  | 125 | 290 |  | N | Y | oil | 6.5347 | 1.1894 | 0.62926 | 6915
| LADCO | IL | 17103 |  |  | Invenergy Nelson LLC | 10824211 | 125346913 | 109570112 | 179128414 | 20100201 | 221112 |  |  | 125 | 999 |  | N | Y | gas | 6.5346 | 0.14245 | 0.050279 | 367
| LADCO | IL | 17103 |  |  | Invenergy Nelson LLC | 10824211 | 125346913 | 109569612 | 179128414 | 20100201 | 221112 |  |  | 125 | 999 |  | N | Y | gas | 6.5346 | 0.14245 | 0.050279 | 367
56429_G_4 | MANE-VU | DE | 10005 | 56429 | 4 | Ameresco Delaware Energy-Southern | 16810211 | 108719113 | 112196512 | 153959514 | 20100802 | 221112 | Landfill Gas | Landfill Gas | 125 | 160 | N | N | N |  | 6.53 | 1.64 | 5.93 | 6728 | MANE-VU Other Nonpeaking | MANE-VU Other Nonpeaking | MANE-VU_other_nonpeak
3110_G_2 | MANE-VU | PA | 42001 | 3110 | 2 | NRG WHOLESALE GEN LP/HUNTERSTOWN PLT | 4713111 | 94841613 | 91637612 | 129869414 | 20100101 | 221112 | Combustion Turbine | Natural Gas, Distillate Fuel Oil | 125 | 120 | N | N | N | oil | 6.4794 | 0.0955 | 1.08 | 69 | MANE-VU Oil Peaking | MANE-VU Oil Peaking | MANE-VU_oil_peak
2400_G_14 | MANE-VU | NJ | 34023 |  |  | PSEG FOSSIL LLC EDISON GENERATING STATION | 7620911 | 11841213 | 11745612 | 20029214 | 20100201 | 221112 |  |  | 125 | 120 |  | N | N | gas | 6.4555 | 0.167 | 0.0152 |  | MANE-VU Gas Peaking | MANE-VU Gas Peaking | MANE-VU_gas_peak
1258_G_IC1 | South | KS | 20077 | 1258 | IC1 | Anthony Mun. Power Plant | 2975211 | 38086913 | 36346012 | 154070014 | 20200402 | 221112 | Combustion Turbine | Natural Gas, Distillate Fuel Oil | 125 | 160 | N | N | N | oil | 6.4436 | 0.13269 | 0.0071595 | 1152 | South Oil Peaking | South Oil Peaking | South_oil_peak
56429_G_5 | MANE-VU | DE | 10005 | 56429 | 5 | Ameresco Delaware Energy-Southern | 16810211 | 108719013 | 112196812 | 153959414 | 20100802 | 221112 | Landfill Gas | Landfill Gas | 125 | 160 | N | N | N |  | 6.44 | 1.72 | 6.2 | 6642 | MANE-VU Other Nonpeaking | MANE-VU Other Nonpeaking | MANE-VU_other_nonpeak
3110_G_1 | MANE-VU | PA | 42001 | 3110 | 1 | NRG WHOLESALE GEN LP/HUNTERSTOWN PLT | 4713111 | 94841513 | 91637512 | 129869214 | 20100101 | 221112 | Combustion Turbine | Natural Gas, Distillate Fuel Oil | 125 | 120 | N | N | N | oil | 6.432 | 0.0961 | 1.11 | 69 | MANE-VU Oil Peaking | MANE-VU Oil Peaking | MANE-VU_oil_peak
| South | TX | 48205 |  |  | LARSEN FARMS POWER GENERATING FACILITY PLANT 1 | 17909711 | 126667013 | 128267812 | 181939114 | 20100107 | 22111 |  |  |  | 160 |  | N | Y | oil | 6.418 | 0.1832 | 0.0047 | 850
55040_G_ST1 | SESARM | GA | 13153 | 55040 | ST1 | Mid-Georgia Cogen LP | 15560111 | 98129413 | 95461812 | 137133714 | 10100602 | 221112 | Combined Cycle | Natural Gas, Distillate Fuel Oil | 125 | 100 | Y | N | N | gas | 6.4 | 0.34 | 0.82 | 8253 | daily flat | diurnal flat | SESARM_gas_peak
1317__G_IC3 | South | KS | 20151 |  |  | Pratt Mun. Power Plant | 5372811 | 98342913 | 112303812 | 138242414 | 20200401 | 221112 |  |  | 125 | 160 |  | N | N | oil | 6.3644 | 0.14284 | 0.003202 | 8736 | South Oil Peaking | South Oil Peaking | South_oil_peak
1296_G_8 | South | KS | 20095 | 1296 | 8 | Kingman Mun. Power Plant | 4878111 | 30474713 | 29225712 | 38269414 | 20200402 | 221112 | Combustion Turbine | Natural Gas, Distillate Fuel Oil | 125 | 160 | N | N | N | oil | 6.3522 | 0.13081 | 0.0014636 | 245 | South Oil Peaking | South Oil Peaking | South_oil_peak
118_G_GT1 | Southwest | AZ | 04021 | 118 | GT1 | Saguaro Power Plant | 998011 | 48102113 | 57591612 | 61158414 | 20100201 | 221112 | Combustion Turbine | Natural Gas, Distillate Fuel Oil | 125 | 120 | N | N | N | gas | 6.3366 | 0.13069 | 0.011168 |  | Southwest Gas Peaking | Southwest Gas Peaking | Southwest_gas_peak
2400_G_34 | MANE-VU | NJ | 34023 |  |  | PSEG FOSSIL LLC EDISON GENERATING STATION | 7620911 | 11840313 | 11745712 | 20031014 | 20100201 | 221112 |  |  | 125 | 120 |  | N | N | gas | 6.3094 | 0.1633 | 0.0148 |  | MANE-VU Gas Peaking | MANE-VU Gas Peaking | MANE-VU_gas_peak
2400_G_24 | MANE-VU | NJ | 34023 |  |  | PSEG FOSSIL LLC EDISON GENERATING STATION | 7620911 | 11840713 | 11746812 | 20029914 | 20100201 | 221112 |  |  | 125 | 120 |  | N | N | gas | 6.2868 | 0.1627 | 0.0148 |  | MANE-VU Gas Peaking | MANE-VU Gas Peaking | MANE-VU_gas_peak
50806_B_RBF | SESARM | SC | 45041 | 50806 | RBF | WESTROCK CP LLC | 4758811 | 32072313 | 63990212 | 11750714 | 30700105 | 322110 | Non-Fossil Waste | Non-Fossil Waste | 133 | 100 | Y | N | N |  | 6.2591 | 14.77 | 0.0626 | 8540 | daily flat | diurnal flat | SESARM_comp_nonpeak
| LADCO | IL | 17031 |  |  | Winnetka Electric Plant | 2701711 | 59454013 | 39303112 | 85547714 | 20200103 | 221112 |  |  | 125 | 160 |  | N | Y | oil | 6.2213 | 0.1114 | 0.002916 | 170
2049_B_2 | SESARM | MS | 28047 |  |  | Mississippi Power Company, Plant Jack Watson | 6788111 | 13581513 | 13390912 | 27762014 | 10100601 | 221112 |  |  | 125 | 100 |  | N | N | gas | 6.2 | 0.1 | 0 | 8760 | SESARM Gas Peaking | SESARM Gas Peaking | SESARM_gas_peak
1559_G_GT7 | MANE-VU | MD | 24005 | 1559 | GT7 | Constellation - Riverside | 5154911 | 87894813 | 84031612 | 119302214 | 10100504 | 221112 | Combustion Turbine | Distillate Fuel Oil | 125 | 100 | N | N | N | oil | 6.1625 | 0.0935 | 0.051 | 2080 | MANE-VU Oil Peaking | MANE-VU Oil Peaking | MANE-VU_oil_peak
7397_G_6 | MANE-VU | PA | 42055 | 7397 | 6 | CHAMBERSBURG BORO/FALLING SPRING 2ND ST DIESEL POWER PLT | 3769511 | 37866613 | 36122512 | 14005714 | 20100202 | 221112 | Combustion Turbine | Natural Gas, Distillate Fuel Oil | 125 | 160 | N | N | N | gas | 6.1535 | 0.0268 | 0.0066 | 267 | MANE-VU Gas Peaking | MANE-VU Gas Peaking | MANE-VU_gas_peak
50118_G_GEN10 | South | TX | 48453 | 50118 | GEN10 | HAL C WEAVER POWER PLANT | 4181711 | 71521713 | 65745412 | 99009214 | 20100201 | 22111 | Combined Cycle | Natural Gas | 125 | 120 | Y | N | N | gas | 6.1399 | 2.7016 | 0.1645 | 2313 | daily flat | diurnal flat | South_gas_peak
7398_G_GEN2 | LADCO | MI | 26017 | 7398 | GEN2 | BAY CITY ELECTRIC LIGHT & POWER | 4171511 | 35921713 | 34219112 | 30446514 | 20100202 | 221118 | Combustion Turbine | Natural Gas, Distillate Fuel Oil | 125 | 160 | N | N | N |  | 6.09 | 0.043115 | 0.001285 | 19 | LADCO Gas Nonpeaking | LADCO Gas Nonpeaking | LADCO_gas_nonpeak
7397_G_5 | MANE-VU | PA | 42055 | 7397 | 5 | CHAMBERSBURG BORO/FALLING SPRING 2ND ST DIESEL POWER PLT | 3769511 | 37866713 | 36122412 | 14005414 | 20100202 | 221112 | Combustion Turbine | Natural Gas, Distillate Fuel Oil | 125 | 160 | N | N | N | gas | 6.0879 | 0.1613 | 0.0062 | 264 | MANE-VU Gas Peaking | MANE-VU Gas Peaking | MANE-VU_gas_peak
3169_G_11 | MANE-VU | PA | 42101 | 3169 | 11 | EXELON GENERATION CO/SCHUYLKILL STA | 6559811 | 103757713 | 107435012 | 146816814 | 20100101 | 221118 | Combustion Turbine | Distillate Fuel Oil | 125 | 120 | N | N | N |  | 6.0877 | 0.1461 | 0.1296 |  | MANE-VU Oil Nonpeaking | MANE-VU Oil Nonpeaking | MANE-VU_oil_nonpeak
| LADCO | IL | 17103 |  |  | Invenergy Nelson LLC | 10824211 | 125346813 | 109570012 | 179128314 | 20100201 | 221112 |  |  | 125 | 999 |  | N | Y | gas | 6.0473 | 0.16465 | 0.049376 | 399
| LADCO | IL | 17103 |  |  | Invenergy Nelson LLC | 10824211 | 125346813 | 109569512 | 179128314 | 20100201 | 221112 |  |  | 125 | 999 |  | N | Y | gas | 6.0473 | 0.16465 | 0.049376 | 399
2018_B_10 | LADCO | MN | 27137 | 2018 | 10 | Virginia Department of Public Utilities | 6236811 | 16153213 | 15758612 | 27438914 | 10100601 | 221121 | Biomass | Biomass | 125 | 100 | Y | N | N |  | 6.03 | 0.06517 | 0.09093 |  | daily flat | diurnal flat | LADCO_gas_nonpeak
56430_G_1C | MANE-VU | DE | 10001 | 56430 | 1C | Ameresco Delaware Energy-Central | 16812111 | 108717313 | 112194312 | 153957014 | 20100802 | 221112 | Landfill Gas | Landfill Gas | 125 | 160 | N | N | N |  | 5.98 | 1.55 | 0.86 | 6160 | MANE-VU Other Nonpeaking | MANE-VU Other Nonpeaking | MANE-VU_other_nonpeak
56430_G_5C | MANE-VU | DE | 10001 | 56430 | 5C | Ameresco Delaware Energy-Central | 16812111 | 113545713 | 116403412 | 160087214 | 20100802 | 221112 | Landfill Gas | Landfill Gas | 125 | 160 | N | N | N |  | 5.96 | 1.6 | 0.82 | 6147 | MANE-VU Other Nonpeaking | MANE-VU Other Nonpeaking | MANE-VU_other_nonpeak
| West | CA | 06037 |  |  | Pebbly Beach Station | 5784411 | 20307213 | 118657312 | 55254714 | 20100102 | 221112 |  |  | 125 | 160 |  | N | Y | oil | 5.9137 | 0.15484 | 0.01329 | 8736
1552_G_GT1 | MANE-VU | MD | 24005 | 1552 | GT1 | C.P. Crane LLC | 5155011 | 87895413 | 84032212 | 119303014 | 10100504 | 221112 | Combustion Turbine | Distillate Fuel Oil | 125 | 120 | N | N | N | oil | 5.904 | 0.07497 | 0.45 | 2080 | MANE-VU Oil Peaking | MANE-VU Oil Peaking | MANE-VU_oil_peak
| LADCO | MN | 27171 |  |  | Albertville Mall Generation | 9466711 | 102553613 | 106206812 | 144032314 | 20300101 | 221112 |  |  | 125 | 999 |  | N | Y | oil | 5.895 | 0.4251 | 0.3875
56429_G_3 | MANE-VU | DE | 10005 | 56429 | 3 | Ameresco Delaware Energy-Southern | 16810211 | 108718613 | 112196412 | 153958914 | 20100802 | 221112 | Landfill Gas | Landfill Gas | 125 | 160 | N | N | N |  | 5.89 | 1.45 | 5.22 | 6068 | MANE-VU Other Nonpeaking | MANE-VU Other Nonpeaking | MANE-VU_other_nonpeak
54663_G_GEN4 | MANE-VU | NH | 33017 | 54663 | GEN4 | TURNKEY RECYCLING & ENVIRONMENTAL ENTERP | 7237811 | 7569113 | 7490112 | 22125814 | 20300802 | 562212 | Landfill Gas | Landfill Gas | 104 | 160 | N | N | N |  | 5.8312 | 0.56201 | 6.147 |  | MANE-VU Other Nonpeaking | MANE-VU Other Nonpeaking | MANE-VU_other_nonpeak
| LADCO | MN | 27171 |  |  | Albertville Mall Generation | 9466711 | 102553713 | 106206912 | 144032414 | 20300101 | 221112 |  |  | 125 | 999 |  | N | Y | oil | 5.82 | 0.41966 | 0.3825
693_B_4 | SESARM | FL | 12061 |  |  | CITY OF VERO BEACH | 1968211 | 41788413 | 39848112 | 48623914 | 10100601 | 2211 |  |  | 125 | 100 |  | N | N |  | 5.81 | 0.1577 | 0.01245 | 211 | SESARM Gas Nonpeaking | SESARM Gas Nonpeaking | SESARM_gas_nonpeak
1316_G_IC6 | South | KS | 20059 | 1316 | IC6 | Ottawa Mun. Power Plant | 3734911 | 37538113 | 35813412 | 37758014 | 20200402 | 221112 | Combustion Turbine | Natural Gas, Distillate Fuel Oil | 125 | 160 | N | N | N | oil | 5.7838 | 0.1191 | 0.0011139 | 97 | South Oil Peaking | South Oil Peaking | South_oil_peak
10883_G_DEG2 | MANE-VU | MA | 25025 | 10883 | DEG2 | MEDICAL AREA TOTAL ENERGY PLANT | 7887011 | 87498613 | 83722912 | 118609914 | 20200401 | 221112 | Combustion Turbine | Distillate Fuel Oil | 125 | 160 | Y | N | N | oil | 5.78 | 0.027264 | 0.95 |  | daily flat | diurnal flat | MANE-VU_oil_peak
| Southwest | AZ | 04013 |  |  | New Harquahala Generating Co | 10704011 | 58571813 | 54286512 | 77230814 | 20200401 | 221112 |  |  | 125 | 160 |  | N | Y | oil | 5.7705 | 0.14569 | 0.0975
58151_G_GTG01 | South | TX | 48041 | 58151 | GTG01 | TEXAS A & M UNIVERSITY | 6584511 | 99161313 | 96089912 | 138803714 | 20100201 | 22111 | Combined Cycle | Natural Gas, Distillate Fuel Oil |  | 120 | Y | N | N | gas | 5.64 | 7.64 | 10.88 | 8760 | daily flat | diurnal flat | South_gas_peak
| South | KS | 20067 |  |  | Mid-Kansas Electric - Rubart | 17700211 | 122580713 | 124824712 | 174631414 | 20200254 | 221112 |  |  |  | 160 |  | N | Y | gas | 5.6306 | 3.0938 | 0.0018191 | 6188
| South | TX | 48205 |  |  | LARSEN FARMS POWER GENERATING FACILITY PLANT 1 | 17909711 | 126666913 | 128267712 | 181939014 | 20100107 | 22111 |  |  |  | 160 |  | N | Y | oil | 5.572 | 0.159 | 0.0041 | 850
| LADCO | MN | 27065 |  |  | Mora Municipal Utilities | 6450611 | 102654013 | 106346612 | 144141414 | 20300201 | 221112 |  |  | 125 | 999 |  | N | Y | gas | 5.548 | 0.00037118 | 0.001172
2176_G_GT1 | West North Central | MT | 30021 | 2176 | GT1 | MDU - GLENDIVE | 8150511 | 5485713 | 5298012 | 24606914 | 20100201 | 221112 | Combustion Turbine | Natural Gas, Distillate Fuel Oil | 125 | 120 | N | N | N | gas | 5.5448 | 0.0796 | 0.041 |  | West North Central Gas Peaking | West North Central Gas Peaking | West North Central_gas_peak
50884_B_B102 | SESARM | FL | 12103 | 50884 | B102 | PINELLAS CO. BOARD OF CO. COMMISSIONERS | 843011 | 46213913 | 43881312 | 92658014 | 10100602 | 562219 | Municipal Solid Waste | MSW | 103 | 270 | N | Y | N |  | 5.542 | 0.24776 | 0.01956 | 6632 | daily flat | diurnal flat | SESARM_other_nonpeak
50884_B_B103 | SESARM | FL | 12103 | 50884 | B103 | PINELLAS CO. BOARD OF CO. COMMISSIONERS | 843011 | 46214613 | 43881512 | 92658114 | 10100602 | 562219 | Municipal Solid Waste | MSW | 103 | 270 | N | Y | N |  | 5.5318 | 0.2473 | 0.019524 | 6620 | daily flat | diurnal flat | SESARM_other_nonpeak
| SESARM | NC | 37161 |  |  | Town of Forest City - Beaver Street | 16599911 | 106263013 | 109839512 | 150580614 | 20200401 | 221112 |  |  |  | 160 |  | N | Y | oil | 5.53 | 0.16 | 0.09
50806_B_RBF | SESARM | SC | 45041 | 50806 | RBF | WESTROCK CP LLC | 4758811 | 32072313 | 30698012 | 11751514 | 10200401 | 322110 | Non-Fossil Waste | Non-Fossil Waste | 133 | 100 | Y | N | N |  | 5.5179 | 0.19 | 30.6712 | 8507 | daily flat | diurnal flat | SESARM_comp_nonpeak
| MANE-VU | NY | 36061 |  |  | CON ED-EAST RIVER GENERATING STATION | 7994011 | 4096913 | 58849112 | 18113114 | 20100102 | 221112 |  |  | 125 | 999 |  | N | Y | oil | 5.5179 | 0.089972 | 0.55825
50884_B_B101 | SESARM | FL | 12103 | 50884 | B101 | PINELLAS CO. BOARD OF CO. COMMISSIONERS | 843011 | 46213813 | 43881912 | 92657914 | 10100602 | 562219 | Municipal Solid Waste | MSW | 103 | 270 | N | Y | N |  | 5.502 | 0.24597 | 0.019419 | 6584 | daily flat | diurnal flat | SESARM_other_nonpeak
58252_G_JEN1 | MANE-VU | MD | 24027 | 58252 | JEN1 | Alpha Ridge Landfill | 5997511 | 102973613 | 106688212 | 144480114 | 20100802 | 562212 | Landfill Gas | Landfill Gas | 104 | 160 | N | N | N |  | 5.5018 | 1.0915 | 0.19175 | 2080 | MANE-VU Other Nonpeaking | MANE-VU Other Nonpeaking | MANE-VU_other_nonpeak
56680_G_1 | MANE-VU | MD | 24045 | 56680 | 1 | Ingenco Wicomico Plant | 14533411 | 88041913 | 84236812 | 119465114 | 20100802 | 221118 | Landfill Gas | Landfill Gas | 125 | 160 | N | N | N |  | 5.4649 | 0.19436 | 0.33032 | 2080 | MANE-VU Other Nonpeaking | MANE-VU Other Nonpeaking | MANE-VU_other_nonpeak
56680_G_1 | MANE-VU | MD | 24045 | 56680 | 1 | Ingenco Wicomico Plant | 14533411 | 88041913 | 84236712 | 119465114 | 20100802 | 221118 | Landfill Gas | Landfill Gas | 125 | 160 | N | N | N |  | 5.4649 | 0.19436 | 0.33032 | 2080 | MANE-VU Other Nonpeaking | MANE-VU Other Nonpeaking | MANE-VU_other_nonpeak
56680_G_13 | MANE-VU | MD | 24045 | 56680 | 13 | Ingenco Wicomico Plant | 14533411 | 88042113 | 84237112 | 119465714 | 20100802 | 221118 | Landfill Gas | Landfill Gas | 125 | 160 | N | N | N |  | 5.4649 | 0.19436 | 0.33032 | 2080 | MANE-VU Other Nonpeaking | MANE-VU Other Nonpeaking | MANE-VU_other_nonpeak
56680_G_13 | MANE-VU | MD | 24045 | 56680 | 13 | Ingenco Wicomico Plant | 14533411 | 88042113 | 84237212 | 119465714 | 20100802 | 221118 | Landfill Gas | Landfill Gas | 125 | 160 | N | N | N |  | 5.4649 | 0.19436 | 0.33032 | 2080 | MANE-VU Other Nonpeaking | MANE-VU Other Nonpeaking | MANE-VU_other_nonpeak
56680_G_7 | MANE-VU | MD | 24045 | 56680 | 7 | Ingenco Wicomico Plant | 14533411 | 88042013 | 84236912 | 119465514 | 20100802 | 221118 | Landfill Gas | Landfill Gas | 125 | 160 | N | N | N |  | 5.4649 | 0.19436 | 0.33032 | 2080 | MANE-VU Other Nonpeaking | MANE-VU Other Nonpeaking | MANE-VU_other_nonpeak
56680_G_7 | MANE-VU | MD | 24045 | 56680 | 7 | Ingenco Wicomico Plant | 14533411 | 88042013 | 84237012 | 119465514 | 20100802 | 221118 | Landfill Gas | Landfill Gas | 125 | 160 | N | N | N |  | 5.4649 | 0.19436 | 0.33032 | 2080 | MANE-VU Other Nonpeaking | MANE-VU Other Nonpeaking | MANE-VU_other_nonpeak
56884_G_GEN1 | MANE-VU | NJ | 34011 | 56884 | GEN1 | CUMBERLAND GAS TO ENERGY PLANT | 12741811 | 66074113 | 61082712 | 91531114 | 20100802 | 221118 | Landfill Gas | Landfill Gas | 125 | 160 | N | N | N |  | 5.45 | 0.79 | 4.06 |  | MANE-VU Other Nonpeaking | MANE-VU Other Nonpeaking | MANE-VU_other_nonpeak
56884_G_GEN1 | MANE-VU | NJ | 34011 | 56884 | GEN1 | CUMBERLAND GAS TO ENERGY PLANT | 12741811 | 66074113 | 61082712 | 91531014 | 20100802 | 221118 | Landfill Gas | Landfill Gas | 125 | 160 | N | N | N |  | 5.41 | 0.79 | 4.03 |  | MANE-VU Other Nonpeaking | MANE-VU Other Nonpeaking | MANE-VU_other_nonpeak
56527_G_GEN3 | MANE-VU | MA | 25027 | 56527 | GEN3 | RESOURCE CONTROL INC-WESTMINSTER | 5088111 | 90635613 | 86759912 | 122902314 | 50100410 | 562212 | Landfill Gas | Landfill Gas | 104 | 160 | N | N | N |  | 5.4089 | 6.4544 | 1.3264 |  | MANE-VU Other Nonpeaking | MANE-VU Other Nonpeaking | MANE-VU_other_nonpeak
| LADCO | OH | 39017 |  |  | City of Hamilton Department of Public Utilities (1409040243) | 8454911 | 304713 | 85935512 | 121898514 | 20100201 | 221112 |  |  | 125 | 120 |  | N | Y | gas | 5.371 | 0.29439 | 0.005837 | 169
| South | TX | 48321 |  |  | SOUTH TEXAS PROJECT | 6152311 | 16288213 | 15881212 | 5329414 | 20200102 | 22111 |  |  |  | 160 |  | N | Y | oil | 5.3502 | 0.1165 | 0.0047 | 68
259_B_4 | West | CA | 06079 |  |  | DYNEGY MORRO BAY LLC | 7123811 | 15065813 | 14726812 | 52466914 | 10100601 | 221112 |  |  | 125 | 100 |  | N | N | gas | 5.343 | 1.3671 | 0.113 | 8736 | West Gas Peaking | West Gas Peaking | West_gas_peak
| Southwest | UT | 49027 |  |  | Intermountain Power Service Corporation- Intermountain Generation Station | 7558311 | 72019413 | 66139912 | 99754414 | 20200102 | 221112 |  |  | 125 | 290 |  | N | Y | oil | 5.3357 | 1.1283 | 0.64334 | 2779
| SESARM | SC | 45007 |  |  | SANTEE COOPER RAINEY | 4075711 | 69627113 | 63903212 | 139748614 | 20100101 | 221112 |  |  | 125 | 999 |  | N | Y | oil | 5.32 |  | 0.84 | 8760
55230_G_ST1 | South | TX | 48237 | 55230 | ST1 | JACK COUNTY GENERATION FACILITY | 13385011 | 71004013 | 65283812 | 98378714 | 10100601 | 22111 | Combined Cycle | Natural Gas | 125 | 100 | N | N | N | gas | 5.3 | 2.41 | 0.2 | 1419 | South Gas Peaking | South Gas Peaking | South_gas_peak
55230_G_ST1B | South | TX | 48237 |  |  | JACK COUNTY GENERATION FACILITY | 13385011 | 71004213 | 65285412 | 98378914 | 10100601 | 22111 |  |  | 125 | 100 |  | N | N | gas | 5.3 | 2.06 | 0.2 | 1404 | South Gas Peaking | South Gas Peaking | South_gas_peak
7018_G_10 | South | KS | 20133 | 7018 | 10 | Chanute Mun. Power Plant #3 | 5414611 | 27354313 | 26249512 | 37689914 | 20200402 | 221112 | Combustion Turbine | Natural Gas, Distillate Fuel Oil | 125 | 160 | N | N | N | oil | 5.2585 | 0.10829 | 0.0036031 | 720 | South Oil Peaking | South Oil Peaking | South_oil_peak
3325_G_GT2 | West North Central | SD | 46103 | 3325 | GT2 | Black Hill Power & Light Company (Ben French) | 6195711 | 15200213 | 14853812 | 11738414 | 20100201 | 221112 | Combustion Turbine | Natural Gas, Distillate Fuel Oil | 125 | 120 | N | N | N | gas | 5.2 | 0.182 | 0.1 |  | West North Central Gas Peaking | West North Central Gas Peaking | West North Central_gas_peak
2400_G_24 | MANE-VU | NJ | 34023 |  |  | PSEG FOSSIL LLC EDISON GENERATING STATION | 7620911 | 11840713 | 11746412 | 20030314 | 20100201 | 221112 |  |  | 125 | 120 |  | N | N | gas | 5.1985 | 0.1345 | 0.0122 |  | MANE-VU Gas Peaking | MANE-VU Gas Peaking | MANE-VU_gas_peak
6586_G_2 | MANE-VU | MA | 25009 | 6586 | 2 | MARBLEHEAD MUNICIPAL WILKINS | 6523111 | 87589013 | 83782712 | 118784914 | 20100102 | 221112 | Combustion Turbine | Distillate Fuel Oil | 125 | 160 | N | N | N | oil | 5.1917 | 0.12939 | 0.3412 |  | MANE-VU Oil Peaking | MANE-VU Oil Peaking | MANE-VU_oil_peak
50118_G_GEN7 | South | TX | 48453 | 50118 | GEN7 | HAL C WEAVER POWER PLANT | 4181711 | 33862613 | 32318312 | 3665014 | 10100601 | 22111 | Combined Cycle | Natural Gas | 125 | 100 | Y | N | N | gas | 5.088 | 0.9026 | 0.0392 | 7849 | daily flat | diurnal flat | South_gas_peak
6586_G_1 | MANE-VU | MA | 25009 | 6586 | 1 | MARBLEHEAD MUNICIPAL WILKINS | 6523111 | 87588913 | 83782812 | 118784814 | 20100102 | 221112 | Combustion Turbine | Distillate Fuel Oil | 125 | 160 | N | N | N | oil | 5.0528 | 0.12595 | 0.3321 |  | MANE-VU Oil Peaking | MANE-VU Oil Peaking | MANE-VU_oil_peak
55047_G_STG2 | South | TX | 48201 | 55047 | STG2 | PASADENA COGENERATION | 6422111 | 16816613 | 16367612 | 8904214 | 10200601 | 22111 | Combined Cycle | Natural Gas | 125 | 100 | Y | N | N | gas | 5.0446 | 0.13 | 0.04 | 8067 | daily flat | diurnal flat | South_gas_peak
2132_B_2 | South | MO | 29095 | 2132 | 2 | INDEPENDENCE POWER AND LIGHT BLUE VALLEY STATION | 8100311 | 6089813 | 5944712 | 25730314 | 10100604 | 221112 | O/G Steam | Natural Gas | 125 | 100 | N | N | N | gas | 5.0439 | 0.1748 | 0.0181 |  | South Gas Peaking | South Gas Peaking | South_gas_peak
665_G_17 | SESARM | FL | 12086 | 665 | 17 | HOMESTEAD CITY UTILITIES | 3532711 | 36553813 | 34813512 | 48878414 | 20100102 | 2211 | Combustion Turbine | Natural Gas, Distillate Fuel Oil | 125 | 160 | N | N | N |  | 5.0313 | 0.11815 | 0.3307 | 1822 | SESARM Composite Nonpeaking | SESARM Composite Nonpeaking | SESARM_comp_nonpeak
55964_G_1 | MANE-VU | MD | 24033 | 55964 | 1 | Brown Station Road Sanitary Landfill | 6413511 | 94905113 | 91711212 | 129960314 | 20100802 | 562212 | Landfill Gas | Landfill Gas | 104 | 160 | N | N | N |  | 5.0005 | 0.2993 | 0.52998 | 2080 | MANE-VU Other Nonpeaking | MANE-VU Other Nonpeaking | MANE-VU_other_nonpeak
54547_G_6 | MANE-VU | NY | 36075 | 54547 | 6 | INDEPENDENCE STATION | 8539211 | 461013 | 467512 | 20334114 | 10200601 | 221112 | Combined Cycle | Natural Gas | 125 | 100 | Y | N | N | gas | 4.996 | 0.32007 | 0.0056234 |  | daily flat | diurnal flat | MANE-VU_gas_peak
1258_G_IC3 | South | KS | 20077 | 1258 | IC3 | Anthony Mun. Power Plant | 2975211 | 38086713 | 36346112 | 154069914 | 20200402 | 221112 | Combustion Turbine | Natural Gas, Distillate Fuel Oil | 125 | 160 | N | N | N | oil | 4.9909 | 0.10278 | 0.0055455 | 1152 | South Oil Peaking | South Oil Peaking | South_oil_peak
| SESARM | SC | 45013 |  |  | SANTEE COOPER HILTON HEAD | 8306411 | 95166213 | 221212 | 130350314 | 20100102 | 221112 |  |  | 125 | 160 |  | N | Y | oil | 4.98 | 0.12146 | 0.32748 | 1
| SESARM | SC | 45013 |  |  | SANTEE COOPER HILTON HEAD | 8306411 | 95166413 | 221312 | 130350514 | 20100102 | 221112 |  |  | 125 | 160 |  | N | Y | oil | 4.98 | 0.12146 | 0.32748 | 1
55885_G_CAT35 | MANE-VU | MD | 24031 | 55885 | CAT35 | Oaks Landfill (Gas to Energy) | 6011111 | 110237513 | 113845412 | 156030314 | 20100802 | 562212 | Landfill Gas | Landfill Gas | 104 | 160 | N | N | N |  | 4.9466 | 0.84157 | 0.045325 | 2080 | MANE-VU Other Nonpeaking | MANE-VU Other Nonpeaking | MANE-VU_other_nonpeak
| LADCO | MI | 26153 |  |  | CLOVERLAND ELECTRIC - MANISTIQUE DIESEL PEAKERS | 14736211 | 90036813 | 86040312 | 121483114 | 20100102 | 221112 |  |  |  | 160 |  | N | Y | oil | 4.9225 | 0.37258 | 0.32355 | 104
| MANE-VU | MA | 25025 |  |  | EXELON NEW BOSTON LLC | 6404711 | 87478113 | 83711412 | 118579914 | 20100109 | 221112 |  |  | 125 | 120 |  | N | Y | oil | 4.92 | 0.08339 | 0.34
| LADCO | MN | 27053 |  |  | Willow Substation | 13597811 | 102641413 | 106334212 | 144129114 | 20200401 | 221112 |  |  |  | 999 |  | N | Y | oil | 4.897 | 0.08441 | 0.349
3148_G_CTG2 | MANE-VU | PA | 42095 | 3148 | CTG2 | MARTINS CREEK LLC/MARTINS CREEK | 3881711 | 37151413 | 35402712 | 13620314 | 20100201 | 221112 | Combustion Turbine | Natural Gas | 125 | 120 | N | N | N | gas | 4.8654 | 0.0893 |  | 151 | MANE-VU Gas Peaking | MANE-VU Gas Peaking | MANE-VU_gas_peak
| LADCO | MN | 27053 |  |  | Willow Substation | 13597811 | 102641613 | 106334312 | 144129314 | 20200401 | 221112 |  |  |  | 999 |  | N | Y | oil | 4.842 | 0.08346 | 0.3451
55075_G_ST01 | South | AR | 05069 | 55075 | ST01 | PINE BLUFF ENERGY CENTER | 7785211 | 2877913 | 2772012 | 62154314 | 10200602 | 221112 | Combined Cycle | Natural Gas, Distillate Fuel Oil | 125 | 100 | Y | N | N | gas | 4.84 | 0.56222 | 0.11 | 1716 | daily flat | diurnal flat | South_gas_peak
2240_B_7 | West North Central | NE | 31053 | 2240 | 7 | Lon D Wright Power Plant | 7766111 | 1753313 | 1670512 | 21381214 | 10100601 | 221112 | Coal Steam | Subbituminous | 125 | 100 | N | N | N | gas | 4.84 |  | 0.01 |  | West North Central Composite Peaking | West North Central Composite Peaking | West North Central_comp_peak
56430_G_3C | MANE-VU | DE | 10001 | 56430 | 3C | Ameresco Delaware Energy-Central | 16812111 | 108717413 | 112194412 | 153957114 | 20100802 | 221112 | Landfill Gas | Landfill Gas | 125 | 160 | N | N | N |  | 4.83 | 1.22 | 0.67 | 4978 | MANE-VU Other Nonpeaking | MANE-VU Other Nonpeaking | MANE-VU_other_nonpeak
2240_B_6 | West North Central | NE | 31053 | 2240 | 6 | Lon D Wright Power Plant | 7766111 | 1753613 | 1670512 | 21380714 | 10100601 | 221112 | Coal Steam | Subbituminous | 125 | 100 | N | N | N | gas | 4.83 |  | 0.01 |  | West North Central Composite Peaking | West North Central Composite Peaking | West North Central_comp_peak
| LADCO | MN | 27053 |  |  | Willow Substation | 13597811 | 102641513 | 106334412 | 144129214 | 20200401 | 221112 |  |  |  | 999 |  | N | Y | oil | 4.816 | 0.08301 | 0.3432
| LADCO | MI | 26099 |  |  | DTE Electric Company - Northeast Peaking Facility | 5689511 | 107244113 | 22136812 | 151878114 | 20100101 | 221112 |  |  | 125 | 120 |  | N | Y | oil | 4.8115 | 0.0605 | 0.00828 | 50
55765_G_TG3 | MANE-VU | PA | 42095 | 55765 | TG3 | GREEN KNIGHT/PLAINFIELD LANDFILL GAS | 3883611 | 37138413 | 35390512 | 13501514 | 10100702 | 221118 | Landfill Gas | Landfill Gas | 125 | 120 | N | N | N |  | 4.8 | 1.3 | 4.1 | 2856 | MANE-VU Other Nonpeaking | MANE-VU Other Nonpeaking | MANE-VU_other_nonpeak
50279_G_GEN5 | MANE-VU | PA | 42069 | 50279 | GEN5 | PEI POWER CORP/ARCHBALD | 3022411 | 94863613 | 91658212 | 129901214 | 10100702 | 221112 | Landfill Gas | Landfill Gas | 125 | 100 | N | N | N |  | 4.79 | 1.7574 | 2.5 | 7953 | MANE-VU Other Nonpeaking | MANE-VU Other Nonpeaking | MANE-VU_other_nonpeak
2400_G_14 | MANE-VU | NJ | 34023 |  |  | PSEG FOSSIL LLC EDISON GENERATING STATION | 7620911 | 11841213 | 11745512 | 20028714 | 20100201 | 221112 |  |  | 125 | 120 |  | N | N | gas | 4.7564 | 0.1231 | 0.0112 |  | MANE-VU Gas Peaking | MANE-VU Gas Peaking | MANE-VU_gas_peak
57138_B_HRSG1 | SESARM | SC | 45003 | 57138 | HRSG1 | AMERESCO BIOMASS COGENERATION FACILITY | 16614911 | 106473013 | 109998912 | 150759814 | 10201202 | 221330 | Biomass | Biomass | 125 | 100 | Y | N | N |  | 4.74 | 0.85 | 1.05 | 8425 | daily flat | diurnal flat | SESARM_other_nonpeak
3142_G_UNT1 | MANE-VU | PA | 42107 | 3142 | UNT1 | MARTINS CREEK LLC/FISHBACH CTS | 4736011 | 27907713 | 26790212 | 14772214 | 20100101 | 221112 | Combustion Turbine | Distillate Fuel Oil | 125 | 120 | N | N | N | oil | 4.74 | 0.0802 | 0.747 | 52 | MANE-VU Oil Peaking | MANE-VU Oil Peaking | MANE-VU_oil_peak
6092_G_2 | West North Central | SD | 46027 | 6092 | 2 | Basin Electric Power Cooperative - Spirit Mound | 15647011 | 99777713 | 96651112 | 139561314 | 20100101 | 221112 | Combustion Turbine | Distillate Fuel Oil | 125 | 120 | N | N | N | oil | 4.7 | 0.21512 | 2.1 |  | West North Central Oil Peaking | West North Central Oil Peaking | West North Central_oil_peak
1449_B_4 | South | LA | 22101 |  |  | Joseph J Cefalu Sr Municipal Steam Plant | 5060411 | 80432713 | 71554012 | 103807514 | 10100601 | 221112 |  |  | 125 | 100 |  | N | N | gas | 4.7 | 0.274 | 0 | 8736 | South Gas Peaking | South Gas Peaking | South_gas_peak
| West | CA | 06037 |  |  | Pebbly Beach Station | 5784411 | 20307713 | 118657012 | 55254214 | 20100102 | 221112 |  |  | 125 | 400 |  | N | Y | oil | 4.6881 | 0.11596 | 0.01825 | 8736
| LADCO | MN | 27053 |  |  | CH Robinson Generation Facility | 13596811 | 102547413 | 106200612 | 144026114 | 20300101 | 221112 |  |  |  | 999 |  | N | Y | oil | 4.63 | 0.33389 | 0.3043
10883_B_HSG1 | MANE-VU | MA | 25025 | 10883 | HSG1 | MEDICAL AREA TOTAL ENERGY PLANT | 7887011 | 87498313 | 83722912 | 118609314 | 10100601 | 221112 | O/G Steam | Natural Gas | 125 | 100 | Y | N | N | gas | 4.62 | 1.404 | 0.0388 |  | daily flat | diurnal flat | MANE-VU_gas_peak
56571_G_2 | MANE-VU | MD | 24005 | 56571 | 2 | Eastern Landfill Gas, LLC | 14528711 | 87919313 | 84066912 | 119327714 | 20100102 | 221118 | Landfill Gas | Landfill Gas | 125 | 160 | N | N | N |  | 4.5917 | 0.36785 | 0.0219 | 2080 | MANE-VU Oil Nonpeaking | MANE-VU Oil Nonpeaking | MANE-VU_oil_nonpeak
54526_B_00001 | MANE-VU | NY | 36049 | 54526 | 00001 | LYONSDALE BIOMASS LLC | 8469711 | 569513 | 58873812 | 88970714 | 10100902 | 221112 | Biomass | Biomass | 125 | 100 | Y | N | N |  | 4.5892 | 14.7263 | 0.22946 |  | daily flat | diurnal flat | MANE-VU_comp_peak
4195_B_1 | South | TX | 48231 | 4195 | 1 | POWER LANE STEAM PLANT | 5655711 | 19719813 | 19053112 | 4890514 | 10100601 | 22111 | O/G Steam | Natural Gas, Distillate Fuel Oil | 125 | 100 | N | N | N | gas | 4.5835 | 0.1244 | 0.0098 | 90 | South Gas Peaking | South Gas Peaking | South_gas_peak
| West | CA | 06061 |  |  | LIBERTY UTILITIES | 14140411 | 100266313 | 98199912 | 140425214 | 20100102 | 221112 |  |  |  | 999 |  | N | Y | oil | 4.56 | 0.008917 |  | 8736
2695_G_8 | MANE-VU | NY | 36059 | 2695 | 8 | ROCKVILLE CENTRE POWER PLANT | 7221911 | 7561913 | 58811612 | 20753214 | 20200401 | 221112 | Combustion Turbine | Distillate Fuel Oil | 125 | 160 | N | N | N | oil | 4.5495 | 0.15988 | 0.098 |  | MANE-VU Oil Peaking | MANE-VU Oil Peaking | MANE-VU_oil_peak
56571_G_3 | MANE-VU | MD | 24005 | 56571 | 3 | Eastern Landfill Gas, LLC | 14528711 | 87919413 | 84067012 | 119327814 | 20100102 | 221118 | Landfill Gas | Landfill Gas | 125 | 160 | N | N | N |  | 4.5096 | 0.37153 | 0.0219 | 2080 | MANE-VU Oil Nonpeaking | MANE-VU Oil Nonpeaking | MANE-VU_oil_nonpeak
3291_G_GT1 | SESARM | SC | 45039 | 3291 | GT1 | SCE&G PARR COMBUSTION TURBINE FACILITY | 8332811 | 100013 | 95412 | 158269314 | 20100101 | 221112 | Combustion Turbine | Natural Gas, Distillate Fuel Oil | 125 | 120 | N | N | N | oil | 4.5077 | 0.036881 | 0.010347 | 62 | SESARM Oil Peaking | SESARM Oil Peaking | SESARM_oil_peak
6092_G_1 | West North Central | SD | 46027 | 6092 | 1 | Basin Electric Power Cooperative - Spirit Mound | 15647011 | 99777613 | 96651012 | 139561214 | 20100101 | 221112 | Combustion Turbine | Distillate Fuel Oil | 125 | 120 | N | N | N | oil | 4.5 | 0.21512 | 2.1 |  | West North Central Oil Peaking | West North Central Oil Peaking | West North Central_oil_peak
57138_B_HRSG2 | SESARM | SC | 45003 | 57138 | HRSG2 | AMERESCO BIOMASS COGENERATION FACILITY | 16614911 | 106473513 | 109998712 | 150760814 | 10201202 | 221330 | Biomass | Biomass | 125 | 100 | Y | N | N |  | 4.46 | 0.8 | 1 | 8437 | daily flat | diurnal flat | SESARM_other_nonpeak
58084_G_GT100 | MANE-VU | CT | 09005 | 58084 | GT100 | KIMBERLY-CLARK CORP | 845911 | 99512113 | 85090012 | 140154114 | 20200203 | 32212 | Combined Cycle | Natural Gas | 133 | 140 | Y | N | N |  | 4.4398 | 0.8687 | 0.32691 |  | daily flat | diurnal flat | MANE-VU_gas_nonpeak
| LADCO | IL | 17141 |  |  | Rochelle Municipal Diesel Plant | 5039111 | 29822713 | 28580312 | 43228314 | 20100202 | 221112 |  |  | 125 | 160 |  | N | Y | gas | 4.3664 | 0.2377 | 0.004039 | 153
2520_G_1 | MANE-VU | NY | 36103 | 2520 | 1 | SOUTHOLD GT FACILITY | 7942711 | 2538913 | 2449812 | 17826414 | 20100901 | 221112 | Combustion Turbine | Distillate Fuel Oil | 125 | 120 | N | N | N | gas | 4.3595 | 0.15122 | 0.007 |  | MANE-VU Gas Peaking | MANE-VU Gas Peaking | MANE-VU_gas_peak
3291_G_GT1 | SESARM | SC | 45039 | 3291 | GT1 | SCE&G PARR COMBUSTION TURBINE FACILITY | 8332811 | 100013 | 95312 | 158269714 | 20100101 | 221112 | Combustion Turbine | Natural Gas, Distillate Fuel Oil | 125 | 120 | N | N | N | oil | 4.3545 | 0.035627 | 0.0099954 | 62 | SESARM Oil Peaking | SESARM Oil Peaking | SESARM_oil_peak
3161_G_10 | MANE-VU | PA | 42045 | 3161 | 10 | EXELON GENERATION CO/EDDYSTONE | 6662011 | 17764213 | 17272712 | 13781814 | 20100101 | 221112 | Combustion Turbine | Distillate Fuel Oil | 125 | 120 | N | N | N | oil | 4.3455 | 0.1546 | 1.4688 | 73 | MANE-VU Oil Peaking | MANE-VU Oil Peaking | MANE-VU_oil_peak
| Southwest | UT | 49015 |  |  | PacifiCorp- Hunter Power Plant | 5050511 | 72014313 | 66133812 | 99748514 | 20200102 | 221112 |  |  | 125 | 290 |  | N | Y | oil | 4.3326 | 1.065 | 0.47216 | 2080
| LADCO | MI | 26153 |  |  | CLOVERLAND ELECTRIC - MANISTIQUE DIESEL PEAKERS | 14736211 | 90036713 | 86040312 | 121483014 | 20100102 | 221112 |  |  |  | 160 |  | N | Y | oil | 4.3185 | 0.32687 | 0.28385 | 104
1037_B_2 | LADCO | IN | 18103 |  |  | PERU UTILITIES POWER PLANT | 4552711 | 28437313 | 27263012 | 123704414 | 10100202 | 221112 |  |  | 125 | 100 |  | N | N | coal | 4.29 | 0.016506 | 16.5243 |  | LADCO Coal Peaking | LADCO Coal Peaking | LADCO_coal_peak
2098_B_2 | South | MO | 29021 | 2098 | 2 | KCP AND L GREATER MISSOURI OPERATIONS CO LAKE ROAD GENERATING STATION | 6346411 | 15422613 | 15089512 | 25248014 | 10100601 | 221112 | O/G Steam | Natural Gas, Distillate Fuel Oil | 125 | 100 | Y | N | N | gas | 4.2872 | 0.1164 | 0.0092 |  | daily flat | diurnal flat | South_gas_peak
10769_B_CFB | West | CA | 06029 |  |  | RIO BRAVO POSO | 4196911 | 33773113 | 32229712 | 111797814 | 10100217 | 221112 |  |  | 125 | 100 |  | N | N | coal | 4.2638 | 0.12172 | 1.634 | 8736 | West Composite Peaking | West Composite Peaking | West_comp_peak
56693_G_1 | MANE-VU | VA | 51810 | 56693 | 1 | INGENCO - Virginia Beach | 6908211 | 12957013 | 12831212 | 150273914 | 30107002 | 221112 | Landfill Gas | Landfill Gas | 125 | 160 | N | N | N |  | 4.25 |  |  |  | MANE-VU Other Nonpeaking | MANE-VU Other Nonpeaking | MANE-VU_other_nonpeak
55309_G_GEN4 | South | TX | 48245 | 55309 | GEN4 | AIR PRODUCTS PORT ARTHUR FACILITY | 5611511 | 70662813 | 64976412 | 159426614 | 20200201 | 325120 | Combined Cycle | Natural Gas |  | 120 | Y | N | N |  | 4.2288 | 4.2101 | 2.0162 | 4234 | daily flat | diurnal flat | South_gas_nonpeak
7440_G_V3 | MANE-VU | VA | 51153 | 7440 | V3 | Manassas City VMEA | 7520711 | 12373013 | 12307312 | 1041614 | 20200401 | 221112 | Combustion Turbine | Distillate Fuel Oil | 125 | 160 | N | N | N | oil | 4.2025 | 0.095152 | 0.73749 |  | MANE-VU Oil Peaking | MANE-VU Oil Peaking | MANE-VU_oil_peak
| LADCO | MI | 26093 |  |  | DTE - Electric Company COLFAX PEAKERS | 5887311 | 107289613 | 22372612 | 151945914 | 20200401 | 221112 |  |  | 125 | 200 |  | N | Y | oil | 4.115 | 0.07095 | 0.001945 | 87
1572_G_GT1 | MANE-VU | MD | 24031 |  |  | NRG Dickerson Generating Station | 5998011 | 87978413 | 84150212 | 119392814 | 10100504 | 221112 |  |  | 125 | 100 |  | N | N | oil | 4.0964 | 0.05352 | 0.42316 | 2080 | MANE-VU Oil Peaking | MANE-VU Oil Peaking | MANE-VU_oil_peak
3170_G_4 | MANE-VU | PA | 42101 | 3170 | 4 | EXELON GENERATION CO/SOUTHWARK | 6597011 | 103758013 | 107435312 | 146817114 | 20100101 | 221118 | Combustion Turbine | Distillate Fuel Oil | 125 | 100 | N | N | N |  | 4.0801 | 0.1447 | 0.7318 |  | MANE-VU Oil Nonpeaking | MANE-VU Oil Nonpeaking | MANE-VU_oil_nonpeak
55187_G_GT1a | South | TX | 48201 |  |  | CHANNELVIEW COGENERATION FACILITY | 4057511 | 33490513 | 31934612 | 8764914 | 10100601 | 22111 |  |  | 125 | 100 |  | N | N | gas | 4.07 | 1.73 | 0.21 | 5364 | South Gas Peaking | South Gas Peaking | South_gas_peak
| MANE-VU | PA | 42045 |  |  | EXELON GENERATING STA/ CHESTER | 4724311 | 27722413 | 26607212 | 13703514 | 20100101 | 221112 |  |  | 125 | 120 |  | N | Y | oil | 4.0641 | 0.1449 | 1.3388 | 62
56571_G_1 | MANE-VU | MD | 24005 | 56571 | 1 | Eastern Landfill Gas, LLC | 14528711 | 87919213 | 84066812 | 119327614 | 20100102 | 221118 | Landfill Gas | Landfill Gas | 125 | 160 | N | N | N |  | 4.0515 | 0.32923 | 0.020075 | 2080 | MANE-VU Oil Nonpeaking | MANE-VU Oil Nonpeaking | MANE-VU_oil_nonpeak
10496_G_GTCG | West | CA | 06029 | 10496 | GTCG | KERN RIVER COGENERATION CO | 4197011 | 33772513 | 32227412 | 57085614 | 20100201 | 221122 | Combustion Turbine | Natural Gas | 125 | 120 | Y | N | N |  | 4.0067 | 1.4516 | 0.10634 | 8736 | daily flat | diurnal flat | West_gas_nonpeak
| West North Central | NE | 31153 |  |  | OPPD Sarpy County Station | 7631011 | 12532413 | 12453312 | 21596214 | 20100101 | 221112 |  |  | 125 | 120 |  | N | Y | oil | 4 |  | 0.04
| West North Central | NE | 31153 |  |  | OPPD Sarpy County Station | 7631011 | 12531113 | 12453312 | 21597614 | 20100201 | 221112 |  |  | 125 | 120 |  | N | Y | gas | 4 |  | 0.03
3160_G_10 | MANE-VU | PA | 42101 | 3160 | 10 | EXELON GENERATION CO/DELAWARE STA | 6559511 | 103757313 | 107434612 | 146816314 | 20100101 | 221118 | Combustion Turbine | Distillate Fuel Oil | 125 | 100 | N | N | N |  | 3.9665 | 0.1408 | 0.4951 |  | MANE-VU Oil Nonpeaking | MANE-VU Oil Nonpeaking | MANE-VU_oil_nonpeak
2062_G_H11 | SESARM | MS | 28083 | 2062 | H11 | Greenwood Utilities, Henderson Station | 8231311 | 5674713 | 60025012 | 25425314 | 20100202 | 22111 | Combustion Turbine | Natural Gas | 125 | 160 | N | N | N | gas | 3.93 | 0.182 | 0.01 | 7488 | SESARM Gas Peaking | SESARM Gas Peaking | SESARM_gas_peak
| South | MO | 29175 |  |  | THOMAS HILL ENERGY CENTER POWER DIVISION THOMAS HILL | 6688411 | 12908713 | 12783112 | 24358414 | 20300101 | 221112 |  |  | 125 | 160 |  | N | Y | oil | 3.926 | 0.2763 | 0.2581
| LADCO | MI | 26093 |  |  | DTE - Electric Company COLFAX PEAKERS | 5887311 | 107289913 | 22372612 | 151946214 | 20200401 | 221112 |  |  | 125 | 160 |  | N | Y | oil | 3.918 | 0.06755 | 0.00185 | 84
1554_G_GT1 | MANE-VU | MD | 24003 | 1554 | GT1 | Raven Power Fort Smallwood LLC | 6084311 | 87886613 | 84021412 | 119292814 | 20100101 | 221112 | Combustion Turbine | Distillate Fuel Oil | 125 | 120 | N | N | N | oil | 3.905 | 0.05005 | 0.374 | 2080 | MANE-VU Oil Peaking | MANE-VU Oil Peaking | MANE-VU_oil_peak
56884_G_GEN1 | MANE-VU | NJ | 34011 | 56884 | GEN1 | CUMBERLAND GAS TO ENERGY PLANT | 12741811 | 66074113 | 61082712 | 91531214 | 20100802 | 221118 | Landfill Gas | Landfill Gas | 125 | 160 | N | N | N |  | 3.9 | 0.57 | 2.9 |  | MANE-VU Other Nonpeaking | MANE-VU Other Nonpeaking | MANE-VU_other_nonpeak
| West North Central | NE | 31153 |  |  | OPPD Sarpy County Station | 7631011 | 12530913 | 12453312 | 21597814 | 20100201 | 221112 |  |  | 125 | 120 |  | N | Y | gas | 3.9 |  | 0.03
| LADCO | MI | 26033 |  |  | CLOVERLAND ELECTRIC COOPERATIVE - DAFTER | 15635011 | 99486813 | 96393412 | 139226614 | 20100102 | 221112 |  |  |  | 160 |  | N | Y | oil | 3.896 | 0.29487 | 0.25605 | 104
2237_G_1 | West North Central | NE | 31147 | 2237 | 1 | Falls City Power Plant | 7629411 | 12544813 | 12454912 | 24512214 | 20200402 | 926130 | Combustion Turbine | Distillate Fuel Oil | 125 | 160 | N | N | N |  | 3.8848 | 0.069062 | 0.043164 |  | West North Central Composite Nonpeaking | West North Central Composite Nonpeaking | West North Central_comp_nonpeak
3160_G_12 | MANE-VU | PA | 42101 | 3160 | 12 | EXELON GENERATION CO/DELAWARE STA | 6559511 | 103757113 | 107434412 | 146816114 | 20100101 | 221118 | Combustion Turbine | Distillate Fuel Oil | 125 | 100 | N | N | N |  | 3.8815 | 0.1378 | 0.4845 |  | MANE-VU Oil Nonpeaking | MANE-VU Oil Nonpeaking | MANE-VU_oil_nonpeak
| LADCO | MI | 26093 |  |  | DTE - Electric Company COLFAX PEAKERS | 5887311 | 107289813 | 22372612 | 151946114 | 20200401 | 221112 |  |  | 125 | 160 |  | N | Y | oil | 3.861 | 0.06655 | 0.001825 | 81
| LADCO | IL | 17039 |  |  | Exelon Generation Co LLC | 2561311 | 41103713 | 39203112 | 44692514 | 20100102 | 221112 |  |  | 125 | 160 |  | N | Y | oil | 3.8592 | 0.12053 | 0.01969 | 144
| MANE-VU | VA | 51181 |  |  | Surry Power Station and Gravel Neck | 4937411 | 32379613 | 30964912 | 625014 | 20200101 | 221112 |  |  | 125 | 120 |  | N | Y | oil | 3.8544 | 0.069018 | 0.00294
990_G_GT1 | LADCO | IN | 18097 | 990 | GT1 | INDIANAPOLIS POWER & LIGHT CO HARDIN | 7255211 | 91608213 | 87281512 | 124834614 | 20100101 | 221112 | Combustion Turbine | Distillate Fuel Oil | 125 | 120 | N | N | N | oil | 3.843 | 0.04851 | 0.1323 |  | LADCO Oil Peaking | LADCO Oil Peaking | LADCO_oil_peak
3148_G_CTG1 | MANE-VU | PA | 42095 | 3148 | CTG1 | MARTINS CREEK LLC/MARTINS CREEK | 3881711 | 37150713 | 35402312 | 13621414 | 20100201 | 221112 | Combustion Turbine | Natural Gas | 125 | 120 | N | N | N | gas | 3.84 | 0.0706 |  | 118 | MANE-VU Gas Peaking | MANE-VU Gas Peaking | MANE-VU_gas_peak
3162_G_3 | MANE-VU | PA | 42017 | 3162 | 3 | EXELON GENERATION CO/FALLS TWP PEAK PWR PLT | 2878411 | 37949413 | 36207512 | 17210114 | 20100101 | 221112 | Combustion Turbine | Distillate Fuel Oil | 125 | 120 | N | N | N | oil | 3.8356 | 0.0974 | 0.6291 | 347 | MANE-VU Oil Peaking | MANE-VU Oil Peaking | MANE-VU_oil_peak
55187_G_GT3a | South | TX | 48201 |  |  | CHANNELVIEW COGENERATION FACILITY | 4057511 | 33490113 | 31935012 | 8765414 | 10100601 | 22111 |  |  | 125 | 100 |  | N | N | gas | 3.82 | 1.75 | 0.21 | 5375 | South Gas Peaking | South Gas Peaking | South_gas_peak
3169_G_10 | MANE-VU | PA | 42101 | 3169 | 10 | EXELON GENERATION CO/SCHUYLKILL STA | 6559811 | 103757613 | 107434912 | 146816714 | 20100101 | 221118 | Combustion Turbine | Distillate Fuel Oil | 125 | 120 | N | N | N |  | 3.8111 | 0.0375 | 0.0968 |  | MANE-VU Oil Nonpeaking | MANE-VU Oil Nonpeaking | MANE-VU_oil_nonpeak
10883_G_CT1 | MANE-VU | MA | 25025 | 10883 | CT1 | MEDICAL AREA TOTAL ENERGY PLANT | 7887011 | 87498913 | 83722912 | 118611014 | 20100209 | 221112 | Combustion Turbine | Natural Gas, Distillate Fuel Oil | 125 | 120 | Y | N | N | gas | 3.81 | 2.3114 | 0.35 |  | daily flat | diurnal flat | MANE-VU_gas_peak
3162_G_2 | MANE-VU | PA | 42017 | 3162 | 2 | EXELON GENERATION CO/FALLS TWP PEAK PWR PLT | 2878411 | 37949513 | 36207712 | 17210014 | 20100101 | 221112 | Combustion Turbine | Distillate Fuel Oil | 125 | 120 | N | N | N | oil | 3.7972 | 0.0965 | 0.6228 | 339 | MANE-VU Oil Peaking | MANE-VU Oil Peaking | MANE-VU_oil_peak
613_G_6A | SESARM | FL | 12011 | 613 | 6A | FLORIDA POWER & LIGHT COMPANY | 591711 | 125613013 | 127464312 | 180603714 | 20100201 | 2211 | Combustion Turbine | Natural Gas | 125 | 120 | N | N | N |  | 3.787 | 0.43652 | 0.070692 | 131 | SESARM Gas Nonpeaking | SESARM Gas Nonpeaking | SESARM_gas_nonpeak
7818_G_4 | LADCO | IL | 17171 | 7818 | 4 | Prairie Power Inc | 5457411 | 27026513 | 25930212 | 43875614 | 20100201 | 221112 | Combustion Turbine | Natural Gas, Distillate Fuel Oil | 125 | 120 | N | N | N | gas | 3.7865 | 0.0795 | 0.001125 | 150 | LADCO Gas Peaking | LADCO Gas Peaking | LADCO_gas_peak
50806_B_PB3 | SESARM | SC | 45041 | 50806 | PB3 | WESTROCK CP LLC | 4758811 | 32072713 | 30697412 | 11687314 | 10200601 | 322110 | Biomass | Biomass | 133 | 100 | Y | N | N |  | 3.7782 | 0.07717 | 0.0080962 | 134 | daily flat | diurnal flat | SESARM_other_nonpeak
3162_G_1 | MANE-VU | PA | 42017 | 3162 | 1 | EXELON GENERATION CO/FALLS TWP PEAK PWR PLT | 2878411 | 37949613 | 36207612 | 17209914 | 20100101 | 221112 | Combustion Turbine | Distillate Fuel Oil | 125 | 120 | N | N | N | oil | 3.7554 | 0.0954 | 0.616 | 342 | MANE-VU Oil Peaking | MANE-VU Oil Peaking | MANE-VU_oil_peak
55299_G_ST-1 | South | TX | 48201 | 55299 | ST-1 | CHANNEL ENERGY CENTER | 6510011 | 17458813 | 16983412 | 9193914 | 10200604 | 22111 | Combined Cycle | Natural Gas | 125 | 100 | Y | N | N | gas | 3.7532 | 4.83 | 0.03 | 7577 | daily flat | diurnal flat | South_gas_peak
3148_G_CTG3 | MANE-VU | PA | 42095 | 3148 | CTG3 | MARTINS CREEK LLC/MARTINS CREEK | 3881711 | 37151313 | 35402212 | 13620414 | 20100201 | 221112 | Combustion Turbine | Natural Gas | 125 | 120 | N | N | N | gas | 3.7339 | 0.0685 |  | 109 | MANE-VU Gas Peaking | MANE-VU Gas Peaking | MANE-VU_gas_peak
7408_G_86-1 | Southwest | UT | 49049 | 7408 | 86-1 | Payson City Corporation- Payson City Power | 6983311 | 13932613 | 13735912 | 575314 | 20200402 | 221112 | Combustion Turbine | Natural Gas, Distillate Fuel Oil | 125 | 160 | N | N | N | oil | 3.7318 | 0.029478 | 0.000893 | 8760 | Southwest Composite Peaking | Southwest Composite Peaking | Southwest_comp_peak
10883_G_CT2 | MANE-VU | MA | 25025 | 10883 | CT2 | MEDICAL AREA TOTAL ENERGY PLANT | 7887011 | 87499013 | 83722912 | 118611214 | 20100209 | 221112 | Combustion Turbine | Natural Gas, Distillate Fuel Oil | 125 | 120 | Y | N | N | gas | 3.72 | 3.2578 | 0.34 |  | daily flat | diurnal flat | MANE-VU_gas_peak
| South | KS | 20095 |  |  | Kingman Mun. Power Plant | 4878111 | 63942613 | 29225812 | 88647014 | 20200402 | 221112 |  |  | 125 | 160 |  | N | Y | oil | 3.7167 |  |  | 384
3139_G_CTG1 | MANE-VU | PA | 42077 | 3139 | CTG1 | MARTINS CREEK LLC/ALLENTOWN CTG SITE | 5452111 | 27541713 | 26434112 | 13468614 | 20100101 | 221112 | Combustion Turbine | Distillate Fuel Oil | 125 | 120 | N | N | N | oil | 3.71 | 0.086 | 0.79 | 63 | MANE-VU Oil Peaking | MANE-VU Oil Peaking | MANE-VU_oil_peak
| LADCO | IN | 18165 |  |  | Duke Energy Indiana LLC - Cayuga Genera | 7248511 | 7458413 | 7393112 | 123723714 | 20100201 | 221112 |  |  | 125 | 999 |  | N | Y | gas | 3.7 | 0.40018 | 0.035837
| LADCO | MI | 26093 |  |  | DTE - Electric Company COLFAX PEAKERS | 5887311 | 107289713 | 22372612 | 151946014 | 20200401 | 221112 |  |  | 125 | 160 |  | N | Y | oil | 3.6615 | 0.0631 | 0.00173 | 78
56429_G_1 | MANE-VU | DE | 10005 | 56429 | 1 | Ameresco Delaware Energy-Southern | 16810211 | 108718813 | 112196312 | 153959114 | 20100802 | 221112 | Landfill Gas | Landfill Gas | 125 | 160 | N | N | N |  | 3.65 | 0.9 | 3.33 | 3759 | MANE-VU Other Nonpeaking | MANE-VU Other Nonpeaking | MANE-VU_other_nonpeak
| MANE-VU | PA | 42045 |  |  | EXELON GENERATING STA/ CHESTER | 4724311 | 27722213 | 26607412 | 13703714 | 20100101 | 221112 |  |  | 125 | 120 |  | N | Y | oil | 3.6454 | 0.1298 | 1.2009 | 60
3281_G_1 | SESARM | SC | 45079 | 3281 | 1 | SCE&G COIT | 3426211 | 38861013 | 37120112 | 15314914 | 20100101 | 221112 | Combustion Turbine | Natural Gas, Distillate Fuel Oil | 125 | 120 | N | N | N | oil | 3.6388 | 0.029772 | 0.008353 | 124 | SESARM Oil Peaking | SESARM Oil Peaking | SESARM_oil_peak
54372_G_GT1 | Southwest | CO | 08013 | 54372 | GT1 | UNIV OF COLO BOULDER - CAMPUS | 1342411 | 44038313 | 41835912 | 51350914 | 20200203 | 611310 | Combined Cycle | Natural Gas, Distillate Fuel Oil | 183 | 120 | Y | N | N |  | 3.63 | 0.15 | 0.08 |  | daily flat | diurnal flat | Southwest_gas_nonpeak
| LADCO | MI | 26099 |  |  | DTE Electric Company - Northeast Peaking Facility | 5689511 | 107243713 | 22136812 | 151877714 | 20100101 | 221112 |  |  | 125 | 120 |  | N | Y | oil | 3.611 | 0.04542 | 0.006215 | 38
| South | KS | 20031 |  |  | KEPCo - Sharpe | 4648811 | 27797713 | 112265712 | 37965014 | 20200401 | 221112 |  |  | 125 | 160 |  | N | Y | oil | 3.6016 | 0.080835 | 0.001812 | 6552
3325_G_GT3 | West North Central | SD | 46103 | 3325 | GT3 | Black Hill Power & Light Company (Ben French) | 6195711 | 15200313 | 14853312 | 11738214 | 20100201 | 221112 | Combustion Turbine | Natural Gas, Distillate Fuel Oil | 125 | 120 | N | N | N | gas | 3.6 | 0.91 | 0 |  | West North Central Gas Peaking | West North Central Gas Peaking | West North Central_gas_peak
3139_G_CTG2 | MANE-VU | PA | 42077 | 3139 | CTG2 | MARTINS CREEK LLC/ALLENTOWN CTG SITE | 5452111 | 27541513 | 26433812 | 13468814 | 20100101 | 221112 | Combustion Turbine | Distillate Fuel Oil | 125 | 120 | N | N | N | oil | 3.59 | 0.0834 | 0.77 | 60 | MANE-VU Oil Peaking | MANE-VU Oil Peaking | MANE-VU_oil_peak
2062_G_H10 | SESARM | MS | 28083 | 2062 | H10 | Greenwood Utilities, Henderson Station | 8231311 | 5674813 | 60025012 | 25425214 | 20100202 | 22111 | Combustion Turbine | Natural Gas | 125 | 160 | N | N | N | gas | 3.59 | 0.1638 | 0.01 | 7488 | SESARM Gas Peaking | SESARM Gas Peaking | SESARM_gas_peak
1559_G_GT8 | MANE-VU | MD | 24005 | 1559 | GT8 | Constellation - Riverside | 5154911 | 87894913 | 84031712 | 119302314 | 10100504 | 221112 | Combustion Turbine | Distillate Fuel Oil | 125 | 120 | N | N | N | oil | 3.57 | 0.0595 | 0.0255 | 2080 | MANE-VU Oil Peaking | MANE-VU Oil Peaking | MANE-VU_oil_peak
7818_G_3 | LADCO | IL | 17171 | 7818 | 3 | Prairie Power Inc | 5457411 | 27026613 | 25930112 | 43875414 | 20100201 | 221112 | Combustion Turbine | Natural Gas, Distillate Fuel Oil | 125 | 120 | N | N | N | gas | 3.5661 | 0.0888 | 0.001238 | 165 | LADCO Gas Peaking | LADCO Gas Peaking | LADCO_gas_peak
1573_G_GT2 | MANE-VU | MD | 24017 | 1573 | GT2 | NRG Morgantown Generating Station | 6011511 | 87935613 | 84090712 | 119344714 | 10100504 | 221112 | Combustion Turbine | Distillate Fuel Oil | 125 | 100 | N | N | N | oil | 3.531 | 0.0462 | 0.341 | 2080 | MANE-VU Oil Peaking | MANE-VU Oil Peaking | MANE-VU_oil_peak
7690_G_1 | MANE-VU | PA | 42017 | 7690 | 1 | EXELON GENERATION CO/PENNSBURY POWER PLT | 2918911 | 38124713 | 36381112 | 17251614 | 20100201 | 221112 | Landfill Gas | Landfill Gas | 125 | 120 | N | N | N | gas | 3.5104 | 0.5519 | 0.5777 | 1318 | MANE-VU Gas Peaking | MANE-VU Gas Peaking | MANE-VU_gas_peak
7398_G_GEN1 | LADCO | MI | 26017 | 7398 | GEN1 | BAY CITY ELECTRIC LIGHT & POWER | 4171511 | 35921813 | 34219112 | 30446314 | 20100202 | 221118 | Combustion Turbine | Natural Gas, Distillate Fuel Oil | 125 | 160 | N | N | N |  | 3.509 | 0.024845 | 0.00074 | 51 | LADCO Gas Nonpeaking | LADCO Gas Nonpeaking | LADCO_gas_nonpeak
3170_G_6 | MANE-VU | PA | 42101 | 3170 | 6 | EXELON GENERATION CO/SOUTHWARK | 6597011 | 103758213 | 107435512 | 146817314 | 20100101 | 221118 | Combustion Turbine | Distillate Fuel Oil | 125 | 100 | N | N | N |  | 3.5088 | 0.1245 | 0.6293 |  | MANE-VU Oil Nonpeaking | MANE-VU Oil Nonpeaking | MANE-VU_oil_nonpeak
3325_G_GT4 | West North Central | SD | 46103 | 3325 | GT4 | Black Hill Power & Light Company (Ben French) | 6195711 | 15200413 | 14854212 | 11738014 | 20100101 | 221112 | Combustion Turbine | Natural Gas, Distillate Fuel Oil | 125 | 120 | N | N | N | oil | 3.5 | 0.21512 | 0 |  | West North Central Oil Peaking | West North Central Oil Peaking | West North Central_oil_peak
| West North Central | NE | 31153 |  |  | OPPD Sarpy County Station | 7631011 | 12531013 | 12453312 | 21597714 | 20100201 | 221112 |  |  | 125 | 120 |  | N | Y | gas | 3.5 |  | 0.02
3161_G_20 | MANE-VU | PA | 42045 | 3161 | 20 | EXELON GENERATION CO/EDDYSTONE | 6662011 | 17764113 | 17273112 | 13781914 | 20100101 | 221112 | Combustion Turbine | Distillate Fuel Oil | 125 | 120 | N | N | N | oil | 3.4991 | 0.1685 | 1.1827 | 63 | MANE-VU Oil Peaking | MANE-VU Oil Peaking | MANE-VU_oil_peak
3110_G_3 | MANE-VU | PA | 42001 | 3110 | 3 | NRG WHOLESALE GEN LP/HUNTERSTOWN PLT | 4713111 | 94841713 | 91637712 | 129869614 | 20100101 | 221112 | Combustion Turbine | Natural Gas, Distillate Fuel Oil | 125 | 120 | N | N | N | oil | 3.4659 | 0.0571 | 0.61 | 41 | MANE-VU Oil Peaking | MANE-VU Oil Peaking | MANE-VU_oil_peak
464_G_CT2 | Southwest | CO | 08003 | 464 | CT2 | PUBLIC SERVICE CO ALAMOSA PLT | 2136511 | 43024213 | 40932312 | 50403514 | 20100201 | 221112 | Combustion Turbine | Natural Gas, Distillate Fuel Oil | 125 | 160 | N | N | N | gas | 3.4648 | 0.021043 | 0.08 |  | Southwest Gas Peaking | Southwest Gas Peaking | Southwest_gas_peak
493_B_3 | Southwest | CO | 08041 | 493 | 3 | COLO SPRINGS UTILITIES - BIRDSALL PLANT | 4391611 | 36145813 | 34410612 | 50297114 | 10100601 | 221112 | O/G Steam | Natural Gas | 125 | 100 | N | N | N | gas | 3.4533 | 0.094834 | 0.00654 |  | Southwest Gas Peaking | Southwest Gas Peaking | Southwest_gas_peak
| South | KS | 20143 |  |  | Minneapolis Mun. Power Plant | 4108611 | 34110413 | 112304512 | 37617714 | 20200402 | 221112 |  |  | 125 | 160 |  | N | Y | oil | 3.4532 | 0.10355 | 0.00011463 | 504
3143_G_CTG4 | MANE-VU | PA | 42043 |  |  | MARTINS CREEK LLC/HARRISBURG CTG SITE | 6660711 | 17773313 | 116532312 | 13899914 | 20100101 | 221112 |  |  | 125 | 120 |  | N | N | oil | 3.45 | 0.0828 | 0.64 | 114 | MANE-VU Oil Peaking | MANE-VU Oil Peaking | MANE-VU_oil_peak
50127_G_GTB | South | TX | 48485 | 50127 | GTB | WF COGENERATION PLANT | 5127311 | 25206213 | 24183012 | 3231814 | 20200203 | 22111 | Combined Cycle | Natural Gas | 125 | 120 | N | N | N | gas | 3.4458 | 0.0874 | 0.009 | 214 | South Gas Peaking | South Gas Peaking | South_gas_peak
| LADCO | IN | 18029 |  |  | Lawrenceberg Power LLC | 10715711 | 125829413 | 127612112 | 180972114 | 20200102 | 221112 |  |  | 125 | 999 |  | N | Y | oil | 3.444 | 0.24796 | 0.22637
| LADCO | MI | 26033 |  |  | CLOVERLAND ELECTRIC COOPERATIVE - DAFTER | 15635011 | 99486713 | 96393412 | 139226514 | 20100102 | 221112 |  |  |  | 160 |  | N | Y | oil | 3.443 | 0.26056 | 0.2263 | 104
1979_B_3 | LADCO | MN | 27137 | 1979 | 3 | Hibbing Public Utilities Commission | 6236711 | 16153513 | 15759012 | 181431114 | 10100601 | 221122 | Coal Steam | Subbituminous | 125 | 100 | Y | N | N |  | 3.413 | 0.003968 | 0.007314 |  | daily flat | diurnal flat | LADCO_coal_nonpeak
| LADCO | IL | 17141 |  |  | Rochelle Municipal Diesel Plant | 5039111 | 110418313 | 114041112 | 156247914 | 20100101 | 221112 |  |  | 125 | 160 |  | N | Y | oil | 3.405 | 0.1853 | 0.003155 | 116
6791_G_3 | South | KS | 20015 | 6791 | 3 | Augusta Mun. Power Plant #2 | 3670511 | 37387813 | 35660112 | 37831014 | 20200402 | 221112 | Combustion Turbine | Natural Gas, Distillate Fuel Oil | 125 | 160 | N | N | N | oil | 3.3964 | 0.069941 | 0.00065727 | 52 | South Oil Peaking | South Oil Peaking | South_oil_peak
4195_G_EP2 | South | TX | 48231 | 4195 | EP2 | POWER LANE STEAM PLANT | 5655711 | 91523513 | 88483312 | 124713214 | 20100202 | 22111 | Combustion Turbine | Natural Gas | 125 | 160 | N | N | N | gas | 3.3929 | 1.9665 | 0.0171 | 588 | South Gas Peaking | South Gas Peaking | South_gas_peak
| LADCO | IL | 17141 |  |  | Rochelle Municipal Diesel Plant | 5039111 | 110418213 | 114041012 | 156247814 | 20100101 | 221112 |  |  | 125 | 160 |  | N | Y | oil | 3.3922 | 0.1846 | 0.003141 | 114
960_G_10 | LADCO | IL | 17141 | 960 | 10 | Rochelle Municipal Diesel Plant | 5039111 | 29822513 | 28579712 | 43228714 | 20100101 | 221112 | Combustion Turbine | Natural Gas, Distillate Fuel Oil | 125 | 160 | N | N | N | oil | 3.3845 | 0.1068 | 0.018681 | 153 | LADCO Oil Peaking | LADCO Oil Peaking | LADCO_oil_peak
3160_G_11 | MANE-VU | PA | 42101 | 3160 | 11 | EXELON GENERATION CO/DELAWARE STA | 6559511 | 103757213 | 107434512 | 146816214 | 20100101 | 221118 | Combustion Turbine | Distillate Fuel Oil | 125 | 100 | N | N | N |  | 3.3812 | 0.1201 | 0.4221 |  | MANE-VU Oil Nonpeaking | MANE-VU Oil Nonpeaking | MANE-VU_oil_nonpeak
2177_G_1 | West North Central | MT | 30017 | 2177 | 1 | MDU - MILES CITY | 7398611 | 9302913 | 9190712 | 21803814 | 20100201 | 221112 | Combustion Turbine | Natural Gas, Distillate Fuel Oil | 125 | 120 | N | N | N | gas | 3.378 | 0.0485 | 0.025 |  | West North Central Gas Peaking | West North Central Gas Peaking | West North Central_gas_peak
10567_G_GTG2 | MANE-VU | CT | 09003 | 10567 | GTG2 | ALGONQUIN POWER WINDSOR LOCKS | 589711 | 107238913 | 110772412 | 151861814 | 20100201 | 221112 | Combined Cycle | Natural Gas, Distillate Fuel Oil | 125 | 120 | Y | N | N | gas | 3.3769 | 9.6067 | 0.35239 |  | daily flat | diurnal flat | MANE-VU_gas_peak
6125_G_4 | MANE-VU | MA | 25027 | 6125 | 4 | SHREWSBURY ELECTRIC AND CABLE OPERATIONS | 5096411 | 87701013 | 83861012 | 118988214 | 20100102 | 221112 | Combustion Turbine | Distillate Fuel Oil | 125 | 160 | N | N | N | oil | 3.3764 | 0.084218 | 0.2219 |  | MANE-VU Oil Peaking | MANE-VU Oil Peaking | MANE-VU_oil_peak
3148_G_CTG4 | MANE-VU | PA | 42095 | 3148 | CTG4 | MARTINS CREEK LLC/MARTINS CREEK | 3881711 | 37150413 | 35402112 | 13621914 | 20100201 | 221112 | Combustion Turbine | Natural Gas | 125 | 120 | N | N | N | gas | 3.356 | 0.0616 |  | 97 | MANE-VU Gas Peaking | MANE-VU Gas Peaking | MANE-VU_gas_peak
2909_G_1 | LADCO | OH | 39035 | 2909 | 1 | Cleveland Public Power - Service Center (1318000133) | 8250711 | 62813 | 85890612 | 100962614 | 20100201 | 221112 | Combustion Turbine | Natural Gas, Distillate Fuel Oil | 125 | 120 | N | N | N | gas | 3.341 | 0.069 | 0.002944 | 211 | LADCO Gas Peaking | LADCO Gas Peaking | LADCO_gas_peak
960_G_3 | LADCO | IL | 17141 | 960 | 3 | Rochelle Municipal Diesel Plant | 5039111 | 29822313 | 28580212 | 43229114 | 20100202 | 221112 | Combustion Turbine | Natural Gas, Distillate Fuel Oil | 125 | 160 | N | N | N | gas | 3.3406 | 0.1818 | 0.003094 | 119 | LADCO Gas Peaking | LADCO Gas Peaking | LADCO_gas_peak
1563_G_CRIS | MANE-VU | MD | 24039 | 1563 | CRIS | Crisfield Energy Center | 6414911 | 88023513 | 84209112 | 119444314 | 20200101 | 221112 | Combustion Turbine | Distillate Fuel Oil | 125 | 160 | N | N | N | oil | 3.325 | 0.11375 | 0.00105 | 2080 | MANE-VU Oil Peaking | MANE-VU Oil Peaking | MANE-VU_oil_peak
1563_G_CRIS | MANE-VU | MD | 24039 | 1563 | CRIS | Crisfield Energy Center | 6414911 | 88023513 | 84209212 | 119444314 | 20200101 | 221112 | Combustion Turbine | Distillate Fuel Oil | 125 | 160 | N | N | N | oil | 3.325 | 0.11375 | 0.00105 | 2080 | MANE-VU Oil Peaking | MANE-VU Oil Peaking | MANE-VU_oil_peak
| LADCO | IL | 17141 |  |  | Rochelle Municipal Diesel Plant | 5039111 | 125359313 | 127183712 | 179141714 | 20100102 | 221112 |  |  | 125 | 999 |  | N | Y | oil | 3.3029 | 0.0271 | 0.001657 | 126
| LADCO | MI | 26093 |  |  | DTE - Electric Company COLFAX PEAKERS | 5887311 | 107289513 | 22372612 | 151945814 | 20200401 | 221112 |  |  | 125 | 160 |  | N | Y | oil | 3.3005 | 0.0569 | 0.00156 | 69
| LADCO | OH | 39093 |  |  | Oberlin Municipal Light & Power System (0247100320) | 9273411 | 55508113 | 68160912 | 100571414 | 20200402 | 221112 |  |  | 125 | 999 |  | N | Y | oil | 3.291 | 0.025885 | 1.246e-06 | 78
972_B_5 | LADCO | IL | 17031 | 972 | 5 | Winnetka Electric Plant | 2701711 | 41212413 | 39303112 | 46717014 | 10200601 | 221112 | O/G Steam | Natural Gas | 125 | 100 | N | N | N | gas | 3.2871 | 0.0892 | 0.007044 | 366 | LADCO Gas Peaking | LADCO Gas Peaking | LADCO_gas_peak
| LADCO | IL | 17011 |  |  | Princeton Muncipal Electric Utility | 2363611 | 59310313 | 55895612 | 85397214 | 20100101 | 221112 |  |  | 125 | 160 |  | N | Y | oil | 3.2795 | 0.0562 | 0.001538 | 62
| West | CA | 06013 |  |  | PACIFIC GAS AND ELECTRIC COMPANY | 216311 | 120153313 | 121464212 | 170658014 | 20100102 | 221112 |  |  |  | 999 |  | N | Y | oil | 3.2737 | 0.079007 | 0.0038425 | 8736
613_G_6E | SESARM | FL | 12011 | 613 | 6E | FLORIDA POWER & LIGHT COMPANY | 591711 | 125612913 | 127464212 | 180603514 | 20100201 | 2211 | Combustion Turbine | Natural Gas | 125 | 999 | N | N | N |  | 3.2652 | 0.41532 | 0.067258 | 186 | SESARM Composite Nonpeaking | SESARM Composite Nonpeaking | SESARM_comp_nonpeak
55187_G_GT2a | South | TX | 48201 |  |  | CHANNELVIEW COGENERATION FACILITY | 4057511 | 33490413 | 31934712 | 8765014 | 10100601 | 22111 |  |  | 125 | 100 |  | N | N | gas | 3.26 | 1.39 | 0.17 | 4196 | South Gas Peaking | South Gas Peaking | South_gas_peak
| South | LA | 22089 |  |  | Entergy Louisiana LLC - Waterford 1 & 2 Electric Generating Plant | 5609311 | 94955713 | 91760512 | 130033914 | 20100201 | 221112 |  |  | 125 | 120 |  | N | Y | gas | 3.26 | 0.25 | 0.32 | 1248
673_G_GT2 | SESARM | FL | 12099 | 673 | GT2 | CITY OF LAKE WORTH UTILITIES | 919411 | 46529013 | 44207312 | 48791714 | 20100101 | 221112 | Combined Cycle | Natural Gas, Distillate Fuel Oil | 125 | 120 | N | N | N | oil | 3.2538 | 0.047724 | 0.45849 | 17 | SESARM Oil Peaking | SESARM Oil Peaking | SESARM_oil_peak
1317__G_IC1 | South | KS | 20151 |  |  | Pratt Mun. Power Plant | 5372811 | 27388413 | 112303812 | 37535214 | 20100201 | 221112 |  |  | 125 | 160 |  | N | N | gas | 3.2459 | 0.047674 | 0.014279 | 8736 | South Gas Peaking | South Gas Peaking | South_gas_peak
990_G_GT2 | LADCO | IN | 18097 | 990 | GT2 | INDIANAPOLIS POWER & LIGHT CO HARDIN | 7255211 | 91608313 | 87281612 | 124834714 | 20100101 | 221112 | Combustion Turbine | Distillate Fuel Oil | 125 | 120 | N | N | N | oil | 3.233 | 0.04081 | 0.1113 |  | LADCO Oil Peaking | LADCO Oil Peaking | LADCO_oil_peak
1573_G_GT1 | MANE-VU | MD | 24017 | 1573 | GT1 | NRG Morgantown Generating Station | 6011511 | 87935713 | 84090812 | 119344814 | 10100504 | 221112 | Combustion Turbine | Distillate Fuel Oil | 125 | 100 | N | N | N | oil | 3.223 | 0.04235 | 0.286 | 2080 | MANE-VU Oil Peaking | MANE-VU Oil Peaking | MANE-VU_oil_peak
1563_G_CRS2 | MANE-VU | MD | 24039 | 1563 | CRS2 | Crisfield Energy Center | 6414911 | 88023613 | 84209412 | 119444414 | 20200101 | 221112 | Combustion Turbine | Distillate Fuel Oil | 125 | 160 | N | N | N | oil | 3.2 | 0.1096 | 0.001 | 2080 | MANE-VU Oil Peaking | MANE-VU Oil Peaking | MANE-VU_oil_peak
1563_G_CRS2 | MANE-VU | MD | 24039 | 1563 | CRS2 | Crisfield Energy Center | 6414911 | 88023613 | 84209312 | 119444414 | 20200101 | 221112 | Combustion Turbine | Distillate Fuel Oil | 125 | 160 | N | N | N | oil | 3.2 | 0.1096 | 0.001 | 2080 | MANE-VU Oil Peaking | MANE-VU Oil Peaking | MANE-VU_oil_peak
1563_G_CRS3 | MANE-VU | MD | 24039 | 1563 | CRS3 | Crisfield Energy Center | 6414911 | 88023713 | 84209512 | 119444514 | 20200101 | 221112 | Combustion Turbine | Distillate Fuel Oil | 125 | 160 | N | N | N | oil | 3.1939 | 0.10956 | 0.00102 | 2080 | MANE-VU Oil Peaking | MANE-VU Oil Peaking | MANE-VU_oil_peak
1563_G_CRS3 | MANE-VU | MD | 24039 | 1563 | CRS3 | Crisfield Energy Center | 6414911 | 88023713 | 84209612 | 119444514 | 20200101 | 221112 | Combustion Turbine | Distillate Fuel Oil | 125 | 160 | N | N | N | oil | 3.1939 | 0.10956 | 0.00102 | 2080 | MANE-VU Oil Peaking | MANE-VU Oil Peaking | MANE-VU_oil_peak
613_G_6B | SESARM | FL | 12011 | 613 | 6B | FLORIDA POWER & LIGHT COMPANY | 591711 | 125612613 | 127463912 | 180602914 | 20100201 | 2211 | Combustion Turbine | Natural Gas | 125 | 120 | N | N | N |  | 3.1846 | 0.3688 | 0.059725 | 134 | SESARM Composite Nonpeaking | SESARM Composite Nonpeaking | SESARM_comp_nonpeak
| MANE-VU | NY | 36103 |  |  | PE - BAYSHORE LLC | 8475011 | 118514413 | 116816312 | 167016214 | 20200403 | 221112 |  |  | 125 | 160 |  | N | Y | oil | 3.18 | 0.062084 | 0.295
| MANE-VU | PA | 42045 |  |  | EXELON GENERATING STA/ CHESTER | 4724311 | 27722313 | 26607312 | 13703614 | 20100101 | 221112 |  |  | 125 | 120 |  | N | Y | oil | 3.1696 | 0.1134 | 1.0441 | 51
| South | MO | 29097 |  |  | CARTHAGE WATER AND ELECTRIC | 5339111 | 59039813 | 58119712 | 87819714 | 20100202 | 221112 |  |  | 125 | 160 |  | N | Y | gas | 3.1609 | 0.0224 | 0.0007
| LADCO | IL | 17141 |  |  | Rochelle Municipal Diesel Plant | 5039111 | 125359413 | 127183812 | 179141814 | 20100102 | 221112 |  |  | 125 | 999 |  | N | Y | oil | 3.1535 | 0.0259 | 0.001581 | 127
3170_G_5 | MANE-VU | PA | 42101 | 3170 | 5 | EXELON GENERATION CO/SOUTHWARK | 6597011 | 103758113 | 107435412 | 146817214 | 20100101 | 221118 | Combustion Turbine | Distillate Fuel Oil | 125 | 100 | N | N | N |  | 3.1317 | 0.111 | 0.5617 |  | MANE-VU Oil Nonpeaking | MANE-VU Oil Nonpeaking | MANE-VU_oil_nonpeak
50127_G_GTA | South | TX | 48485 | 50127 | GTA | WF COGENERATION PLANT | 5127311 | 25206313 | 24183112 | 3231714 | 20200203 | 22111 | Combined Cycle | Natural Gas | 125 | 120 | N | N | N | gas | 3.1238 | 0.0867 | 0.0089 | 213 | South Gas Peaking | South Gas Peaking | South_gas_peak
3170_G_3 | MANE-VU | PA | 42101 | 3170 | 3 | EXELON GENERATION CO/SOUTHWARK | 6597011 | 103757913 | 107435212 | 146817014 | 20100101 | 221118 | Combustion Turbine | Distillate Fuel Oil | 125 | 100 | N | N | N |  | 3.1183 | 0.1106 | 0.5593 |  | MANE-VU Oil Nonpeaking | MANE-VU Oil Nonpeaking | MANE-VU_oil_nonpeak
| West | CA | 06037 |  |  | Pebbly Beach Station | 5784411 | 20306813 | 102513412 | 55255114 | 20100102 | 221112 |  |  | 125 | 450 |  | N | Y | oil | 3.1128 | 0.033816 | 0.01112 | 8736
3144_G_CTG1 | MANE-VU | PA | 42079 | 3144 | CTG1 | MARTINS CREEK LLC/HARWOOD CTS | 4473111 | 27692413 | 62121312 | 14172114 | 20100101 | 221112 | Combustion Turbine | Distillate Fuel Oil | 125 | 120 | N | N | N | oil | 3.108 | 0.0746 | 0.586 | 53 | MANE-VU Oil Peaking | MANE-VU Oil Peaking | MANE-VU_oil_peak
| South | MO | 29097 |  |  | CARTHAGE WATER AND ELECTRIC | 5339111 | 59039713 | 58119812 | 87819914 | 20100202 | 221112 |  |  | 125 | 160 |  | N | Y | gas | 3.0942 | 0.0219 | 0.0007
52056_G_ST1 | MANE-VU | NY | 36059 | 52056 | ST1 | TRIGEN CENTRL UTILITY PLT - MITCHL FIELD | 7222111 | 7561313 | 128493912 | 20966414 | 10300602 | 221112 | Combined Cycle | Natural Gas, Distillate Fuel Oil | 125 | 100 | Y | N | N | gas | 3.0825 | 0.23427 | 0.018495 |  | daily flat | diurnal flat | MANE-VU_gas_peak
| SESARM | MS | 28149 |  |  | Entergy Mississippi Inc, Baxter Wilson Plant | 8233711 | 5615713 | 5469212 | 25039814 | 20200102 | 221112 |  |  | 125 | 160 |  | N | Y | oil | 3.08 | 0.22 | 0.2 | 336
| LADCO | IL | 17141 |  |  | Rochelle Municipal Diesel Plant | 5039111 | 125359513 | 127183912 | 179141914 | 20100102 | 221112 |  |  | 125 | 999 |  | N | Y | oil | 3.0728 | 0.0252 | 0.001544 | 123
4195_G_EP3 | South | TX | 48231 | 4195 | EP3 | POWER LANE STEAM PLANT | 5655711 | 91523613 | 88483412 | 124713314 | 20100202 | 22111 | Combustion Turbine | Natural Gas | 125 | 160 | N | N | N | gas | 3.0553 | 1.9493 | 0.0169 | 601 | South Gas Peaking | South Gas Peaking | South_gas_peak
3139_G_CTG3 | MANE-VU | PA | 42077 | 3139 | CTG3 | MARTINS CREEK LLC/ALLENTOWN CTG SITE | 5452111 | 27541813 | 26434012 | 13468514 | 20100101 | 221112 | Combustion Turbine | Distillate Fuel Oil | 125 | 120 | N | N | N | oil | 3.05 | 0.0715 | 0.65 | 51 | MANE-VU Oil Peaking | MANE-VU Oil Peaking | MANE-VU_oil_peak
| South | TX | 48321 |  |  | SOUTH TEXAS PROJECT | 6152311 | 71279113 | 65535912 | 98715714 | 20200102 | 22111 |  |  |  | 160 |  | N | Y | oil | 3.0449 | 0.0663 | 0.0027 | 1513
2062_G_H9 | SESARM | MS | 28083 | 2062 | H9 | Greenwood Utilities, Henderson Station | 8231311 | 5674313 | 60025012 | 25425714 | 20100202 | 22111 | Combustion Turbine | Natural Gas | 125 | 160 | N | N | N | gas | 3.03 | 0.1274 | 0 | 7488 | SESARM Gas Peaking | SESARM Gas Peaking | SESARM_gas_peak
10496_G_GTBG | West | CA | 06029 | 10496 | GTBG | KERN RIVER COGENERATION CO | 4197011 | 33772413 | 32227912 | 57085714 | 20100201 | 221122 | Combustion Turbine | Natural Gas | 125 | 120 | Y | N | N |  | 3.0211 | 0.38242 | 0.095797 | 8736 | daily flat | diurnal flat | West_gas_nonpeak
1131_B_6x | West North Central | IA | 19013 |  |  | CEDAR FALLS MUNICIPAL ELECTRIC UTILITY | 12806211 | 67677213 | 62280012 | 93389314 | 10100601 | 221112 |  |  | 125 | 100 |  | N | N | gas | 3.0187 | 0.00032774 | 0.0064686 |  | West North Central Gas Peaking | West North Central Gas Peaking | West North Central_gas_peak
| SESARM | NC | 37065 |  |  | City of Wilson - Pinetops Genset | 9348611 | 122441013 | 124770612 | 174528414 | 20100107 | 221112 |  |  | 125 | 160 |  | N | Y | oil | 3.015 | 0.09 |  | 208
| SESARM | NC | 37065 |  |  | City of Wilson - Pinetops Genset | 9348611 | 122441013 | 124770512 | 174528414 | 20100107 | 221112 |  |  | 125 | 160 |  | N | Y | oil | 3.015 | 0.09 |  | 208
613_G_6C | SESARM | FL | 12011 | 613 | 6C | FLORIDA POWER & LIGHT COMPANY | 591711 | 125612713 | 127464012 | 180603114 | 20100201 | 2211 | Combustion Turbine | Natural Gas | 125 | 120 | N | N | N |  | 3.0025 | 0.3552 | 0.057522 | 139 | SESARM Composite Nonpeaking | SESARM Composite Nonpeaking | SESARM_comp_nonpeak
3144_G_CTG2 | MANE-VU | PA | 42079 | 3144 | CTG2 | MARTINS CREEK LLC/HARWOOD CTS | 4473111 | 27692313 | 62121312 | 14172214 | 20100101 | 221112 | Combustion Turbine | Distillate Fuel Oil | 125 | 120 | N | N | N | oil | 3.001 | 0.072 | 0.566 | 51 | MANE-VU Oil Peaking | MANE-VU Oil Peaking | MANE-VU_oil_peak
55086_G_STG | South | TX | 48409 | 55086 | STG | GREGORY POWER FACILITY | 5780011 | 21678313 | 20776712 | 3595114 | 10100601 | 221121 | Combined Cycle | Natural Gas | 125 | 100 | Y | N | N |  | 2.9824 | 0.3884 | 0.0466 | 1068 | daily flat | diurnal flat | South_gas_nonpeak
116_G_GT1 | Southwest | AZ | 04013 | 116 | GT1 | Ocotillo Power Plant | 547311 | 48303213 | 45800612 | 62016514 | 20100201 | 221112 | Combustion Turbine | Natural Gas, Distillate Fuel Oil | 125 | 120 | N | N | N | gas | 2.9775 | 0.0615 | 0.0055 |  | Southwest Gas Peaking | Southwest Gas Peaking | Southwest_gas_peak
1557_G_GT1 | MANE-VU | MD | 24510 | 1557 | GT1 | Constellation Energy Group - Philadelphia Road | 6435511 | 88059913 | 84266212 | 119486314 | 10100504 | 221112 | Combustion Turbine | Distillate Fuel Oil | 125 | 100 | N | N | N | oil | 2.975 | 0.0625 | 0.0375 | 2080 | MANE-VU Oil Peaking | MANE-VU Oil Peaking | MANE-VU_oil_peak
118_G_GT2 | Southwest | AZ | 04021 | 118 | GT2 | Saguaro Power Plant | 998011 | 67644113 | 57591712 | 93346214 | 20100201 | 221112 | Combustion Turbine | Natural Gas, Distillate Fuel Oil | 125 | 120 | N | N | N | gas | 2.9672 | 0.061199 | 0.0052297 |  | Southwest Gas Peaking | Southwest Gas Peaking | Southwest_gas_peak
| LADCO | IL | 17149 |  |  | Prairie Power Inc | 7807411 | 2246713 | 2165012 | 43090214 | 20100101 | 221112 |  |  | 125 | 120 |  | N | Y | oil | 2.9466 | 0.0401 | 0.00507 | 30
2039_B_1 | LADCO | MN | 27141 | 2039 | 1 | Great River Energy | 8162511 | 6843113 | 6795712 | 144053714 | 10100601 | 562213 | Municipal Solid Waste | MSW | 103 | 270 | N | Y | N |  | 2.9323 | 0.0033623 | 0.0018851 |  | daily flat | diurnal flat | LADCO_other_nonpeak
8067_G_2 | Southwest | CO | 08123 | 8067 | 2 | PUBLIC SERVICE CO - FT LUPTON STATION | 3551311 | 36795213 | 35058612 | 48149714 | 20100201 | 221112 | Combustion Turbine | Natural Gas, Distillate Fuel Oil | 125 | 120 | N | N | N | gas | 2.9104 | 0.017699 | 0.045 |  | Southwest Gas Peaking | Southwest Gas Peaking | Southwest_gas_peak
2380_G_CED1 | MANE-VU | NJ | 34029 |  |  | Cedar Energy Center | 7903511 | 3262213 | 3156212 | 19956414 | 20200101 | 221112 |  |  | 125 | 120 |  | N | N | oil | 2.906 | 0.1415 | 0.2381 |  | MANE-VU Oil Peaking | MANE-VU Oil Peaking | MANE-VU_oil_peak
| West | CA | 06001 |  |  | DYNEGY OAKLAND LLC | 772011 | 46267513 | 43942512 | 109360914 | 20100101 | 221112 |  |  | 125 | 120 |  | N | Y | oil | 2.9032 | 0.51263 | 0.86565 | 416
10148_B_BLR 1 | LADCO | MI | 26131 |  |  | WHITE PINE ELECTRIC POWER LLC | 7870111 | 3372213 | 3260112 | 29219914 | 10200602 | 221112 |  |  | 125 | 100 |  | N | N | gas | 2.9 | 0.2204 | 0.0174 | 504 | LADCO Gas Peaking | LADCO Gas Peaking | LADCO_gas_peak
| Southwest | NM | 35001 |  |  | Rio Bravo Generating Station | 7532811 | 86709113 | 82775412 | 117003714 | 20100101 | 221112 |  |  | 125 | 120 |  | N | Y | oil | 2.9 | 0.167 | 0.071 | 37
613_G_6D | SESARM | FL | 12011 | 613 | 6D | FLORIDA POWER & LIGHT COMPANY | 591711 | 125612813 | 127464112 | 180603314 | 20100201 | 2211 | Combustion Turbine | Natural Gas | 125 | 120 | N | N | N |  | 2.8972 | 0.41527 | 0.067249 | 170 | SESARM Composite Nonpeaking | SESARM Composite Nonpeaking | SESARM_comp_nonpeak
| South | OK | 40143 |  |  | PSO TULSA PWR STA | 8416111 | 650213 | 649712 | 16107914 | 20100102 | 221112 |  |  | 125 | 160 |  | N | Y | oil | 2.894 | 0.05 | 0.032 | 68
| LADCO | MN | 27095 |  |  | Princeton Public Utilities Commission | 6961811 | 79613113 | 70687212 | 102794014 | 20200401 | 221112 |  |  | 125 | 160 |  | N | Y | oil | 2.884 | 0.049714 | 0.001363
| LADCO | MI | 26025 |  |  | Marshall City, Electric Powerplant | 6416311 | 124467413 | 17570912 | 177295214 | 20100202 | 221112 |  |  | 125 | 999 |  | N | Y | gas | 2.8825 | 0.02041 | 0.00061 | 8760
1830_B_3 | LADCO | MI | 26139 |  |  | Holland BPW, Generating Station & WWTP | 8129311 | 6903113 | 6849912 | 29229414 | 10100601 | 221112 |  |  | 125 | 100 |  | N | N | gas | 2.8805 | 0.1152 | 0.009095 | 5 | LADCO Coal Peaking | LADCO Coal Peaking | LADCO_coal_peak
116_G_GT2 | Southwest | AZ | 04013 | 116 | GT2 | Ocotillo Power Plant | 547311 | 48302613 | 45800512 | 62017314 | 20100201 | 221112 | Combustion Turbine | Natural Gas, Distillate Fuel Oil | 125 | 120 | N | N | N | gas | 2.876 | 0.0595 | 0.0055 |  | Southwest Gas Peaking | Southwest Gas Peaking | Southwest_gas_peak
50127_G_GTC | South | TX | 48485 | 50127 | GTC | WF COGENERATION PLANT | 5127311 | 25206113 | 24182912 | 3231914 | 20200203 | 22111 | Combined Cycle | Natural Gas | 125 | 120 | N | N | N | gas | 2.8755 | 0.077 | 0.0079 | 182 | South Gas Peaking | South Gas Peaking | South_gas_peak
| SESARM | SC | 45019 |  |  | SCE&G HAGOOD | 2916211 | 112045313 | 96788212 | 158247014 | 20100201 | 221112 |  |  | 125 | 120 |  | N | Y | gas | 2.8669 | 0.19792 | 0.023 | 290
2935_B_10 | LADCO | OH | 39169 | 2935 | 10 | Department of Public Utilities, City of Orrville, Ohio (0285010188) | 3950711 | 34858413 | 68191112 | 100601014 | 10100204 | 221112 | Coal Steam | Bituminous | 125 | 100 | N | N | N | coal | 2.865 | 0.27593 | 36.43 | 210 | LADCO Coal Peaking | LADCO Coal Peaking | LADCO_coal_peak
477_G_6 | Southwest | CO | 08013 | 477 | 6 | PUBLIC SERVICE CO - VALMONT STATION | 778211 | 45916213 | 43631712 | 156034014 | 20100201 | 221112 | Combustion Turbine | Natural Gas | 125 | 120 | N | N | N | gas | 2.86 | 0.019578 | 0.03 |  | Southwest Gas Peaking | Southwest Gas Peaking | Southwest_gas_peak
665_G_19 | SESARM | FL | 12086 | 665 | 19 | HOMESTEAD CITY UTILITIES | 3532711 | 36554113 | 34813212 | 48878114 | 20100102 | 2211 | Combustion Turbine | Natural Gas, Distillate Fuel Oil | 125 | 160 | N | N | N |  | 2.859 | 0.067136 | 0.18792 | 272 | SESARM Composite Nonpeaking | SESARM Composite Nonpeaking | SESARM_comp_nonpeak
3630_B_3 | South | TX | 48163 | 3630 | 3 | PEARSALL POWER PLANT | 3930211 | 37423613 | 35695812 | 8197514 | 10100601 | 22111 | O/G Steam | Natural Gas, Distillate Fuel Oil | 125 | 100 | N | N | N | gas | 2.8575 | 0.0776 | 0.0061 | 118 | South Gas Peaking | South Gas Peaking | South_gas_peak
7339_G_6 | South | KS | 20191 | 7339 | 6 | Wellington Mun. Power Plant #2 | 5444811 | 26794813 | 25710012 | 39521814 | 20100201 | 221112 | Combustion Turbine | Natural Gas, Distillate Fuel Oil | 125 | 120 | N | N | N | gas | 2.8547 | 0.14493 | 0.014449 | 317 | South Gas Peaking | South Gas Peaking | South_gas_peak
3115_G_5 | MANE-VU | PA | 42011 | 3115 | 5 | NRG REMA LLC/TITUS GEN STA | 3857011 | 37799613 | 36051112 | 17168514 | 20100101 | 221112 | Combustion Turbine | Natural Gas, Distillate Fuel Oil | 125 | 120 | N | N | N | oil | 2.84 | 0.04 | 1.11 | 41 | MANE-VU Oil Peaking | MANE-VU Oil Peaking | MANE-VU_oil_peak
493_B_1 | Southwest | CO | 08041 | 493 | 1 | COLO SPRINGS UTILITIES - BIRDSALL PLANT | 4391611 | 36145613 | 34410312 | 50297314 | 10100601 | 221112 | O/G Steam | Natural Gas | 125 | 100 | N | N | N | gas | 2.84 | 0.08 | 0.01 |  | Southwest Gas Peaking | Southwest Gas Peaking | Southwest_gas_peak
| LADCO | MI | 26161 |  |  | CITY OF CHELSEA | 9508511 | 57852013 | 52559212 | 76239814 | 20100102 | 221112 |  |  |  | 160 |  | N | Y | oil | 2.8355 | 0.21463 | 0.1864 | 14
2039_B_3 | LADCO | MN | 27141 | 2039 | 3 | Great River Energy | 8162511 | 6842913 | 6795612 | 144054114 | 10100601 | 562213 | Municipal Solid Waste | MSW | 103 | 270 | N | Y | N |  | 2.8336 | 0.0032495 | 0.0018216 |  | daily flat | diurnal flat | LADCO_other_nonpeak
4195_G_EP | South | TX | 48231 | 4195 | EP | POWER LANE STEAM PLANT | 5655711 | 91523413 | 88483212 | 124713114 | 20100202 | 22111 | Combustion Turbine | Natural Gas | 125 | 160 | N | N | N | gas | 2.8133 | 1.6864 | 0.0146 | 507 | South Gas Peaking | South Gas Peaking | South_gas_peak
10768_B_CFB | West | CA | 06029 | 10768 | CFB | RIO BRAVO JASMIN | 5815411 | 21413013 | 20539512 | 112073414 | 10100801 | 221112 | Biomass | Biomass | 125 | 100 | Y | N | N |  | 2.8025 | 0.095541 | 1.2739 | 2856 | daily flat | diurnal flat | West_comp_peak
493_B_2 | Southwest | CO | 08041 | 493 | 2 | COLO SPRINGS UTILITIES - BIRDSALL PLANT | 4391611 | 36145713 | 34410412 | 50297214 | 10100601 | 221112 | O/G Steam | Natural Gas | 125 | 100 | N | N | N | gas | 2.789 | 0.075286 | 0.006844 |  | Southwest Gas Peaking | Southwest Gas Peaking | Southwest_gas_peak
| West | CA | 06073 |  |  | QUALCOMM INC | 17203511 | 118736213 | 117272512 | 167454214 | 20100201 | 221112 |  |  |  | 999 |  | N | Y | gas | 2.78 | 1.2102 | 0.1 | 8736
2136_G_2 | South | MO | 29095 | 2136 | 2 | INDEPENDENCE POWER AND LIGHT SUB STATION I | 7577211 | 11540213 | 11437912 | 26251214 | 20100101 | 221112 | Combustion Turbine | Distillate Fuel Oil | 125 | 120 | N | N | N | oil | 2.7717 | 0.1889 | 0.1586 |  | South Oil Peaking | South Oil Peaking | South_oil_peak
460_G_IC5 | Southwest | CO | 08101 | 460 | IC5 | BLACK HILLS ELECTRIC- PUEBLO POWER PLANT | 4368111 | 36419413 | 34678612 | 47961114 | 20100102 | 221112 | Combustion Turbine | Distillate Fuel Oil | 125 | 160 | N | N | N | oil | 2.77 | 0.1 |  |  | Southwest Composite Peaking | Southwest Composite Peaking | Southwest_comp_peak
2237_G_4 | West North Central | NE | 31147 | 2237 | 4 | Falls City Power Plant | 7629411 | 12544513 | 12454912 | 24512514 | 20200402 | 926130 | Combustion Turbine | Natural Gas, Distillate Fuel Oil | 125 | 160 | N | N | N |  | 2.7655 | 0.049164 | 0.030728 |  | West North Central Composite Nonpeaking | West North Central Composite Nonpeaking | West North Central_comp_nonpeak
1319_G_11 | South | KS | 20167 | 1319 | 11 | Russell Mun. Power Plant #1 | 3105611 | 38158013 | 112301512 | 88586214 | 20200402 | 221112 | Combustion Turbine | Natural Gas, Distillate Fuel Oil | 125 | 160 | N | N | N | oil | 2.7539 | 0.082583 | 9.1416e-05 | 1 | South Oil Peaking | South Oil Peaking | South_oil_peak
| LADCO | MN | 27095 |  |  | Princeton Public Utilities Commission | 6961811 | 79613213 | 70687312 | 102794114 | 20200401 | 221112 |  |  | 125 | 160 |  | N | Y | oil | 2.748 | 0.047379 | 0.001299
| West North Central | IA | 19013 |  |  | CEDAR FALLS MUNICIPAL ELECTRIC UTILITY - CTS | 12806111 | 67678013 | 62280212 | 93390214 | 20100201 | 221112 |  |  | 125 | 120 |  | N | Y | gas | 2.74 | 0.035043 | 0.018052
3114_G_1 | MANE-VU | PA | 42089 | 3114 | 1 | NRG REMA LLC/SHAWNEE | 3748611 | 37854913 | 36111512 | 13885814 | 20100101 | 221112 | Combustion Turbine | Distillate Fuel Oil | 125 | 100 | N | N | N | oil | 2.73 | 0.05 | 0.09 | 30 | MANE-VU Oil Peaking | MANE-VU Oil Peaking | MANE-VU_oil_peak
1563_G_CRS4 | MANE-VU | MD | 24039 | 1563 | CRS4 | Crisfield Energy Center | 6414911 | 88023813 | 84209712 | 119444614 | 20200101 | 221112 | Combustion Turbine | Distillate Fuel Oil | 125 | 160 | N | N | N | oil | 2.718 | 0.09288 | 0.00088 | 2080 | MANE-VU Oil Peaking | MANE-VU Oil Peaking | MANE-VU_oil_peak
1563_G_CRS4 | MANE-VU | MD | 24039 | 1563 | CRS4 | Crisfield Energy Center | 6414911 | 88023813 | 84209812 | 119444614 | 20200101 | 221112 | Combustion Turbine | Distillate Fuel Oil | 125 | 160 | N | N | N | oil | 2.718 | 0.09288 | 0.00088 | 2080 | MANE-VU Oil Peaking | MANE-VU Oil Peaking | MANE-VU_oil_peak
| LADCO | MI | 26025 |  |  | Marshall City, Electric Powerplant | 6416311 | 124467413 | 17570912 | 177295114 | 20100102 | 221112 |  |  | 125 | 999 |  | N | Y | oil | 2.718 | 0.20571 | 0.17865 | 8760
8067_G_1 | Southwest | CO | 08123 | 8067 | 1 | PUBLIC SERVICE CO - FT LUPTON STATION | 3551311 | 36795313 | 35058712 | 48149614 | 20100201 | 221112 | Combustion Turbine | Natural Gas, Distillate Fuel Oil | 125 | 120 | N | N | N | gas | 2.7161 | 0.016518 | 0.04 |  | Southwest Gas Peaking | Southwest Gas Peaking | Southwest_gas_peak
2136_G_1 | South | MO | 29095 | 2136 | 1 | INDEPENDENCE POWER AND LIGHT SUB STATION I | 7577211 | 11540113 | 11437812 | 26251314 | 20100101 | 221112 | Combustion Turbine | Distillate Fuel Oil | 125 | 120 | N | N | N | oil | 2.7131 | 0.1849 | 0.1553 |  | South Oil Peaking | South Oil Peaking | South_oil_peak
| LADCO | MI | 26139 |  |  | J. H. Campbell Plant | 8125511 | 82890513 | 6898612 | 106576414 | 20200102 | 221112 |  |  | 125 | 999 |  | N | Y | oil | 2.713 | 0.19533 | 0.17835 | 40
55309_G_GEN4 | South | TX | 48245 | 55309 | GEN4 | AIR PRODUCTS PORT ARTHUR FACILITY | 5611511 | 70662813 | 64978612 | 159426514 | 20200201 | 325120 | Combined Cycle | Natural Gas |  | 120 | Y | N | N |  | 2.7108 | 0.0514 | 0.6116 | 4234 | daily flat | diurnal flat | South_gas_nonpeak
2098_B_1 | South | MO | 29021 | 2098 | 1 | KCP AND L GREATER MISSOURI OPERATIONS CO LAKE ROAD GENERATING STATION | 6346411 | 15422513 | 15089912 | 25248114 | 10100601 | 221112 | O/G Steam | Natural Gas, Distillate Fuel Oil | 125 | 100 | Y | N | N | gas | 2.6975 | 0.0732 | 0.0058 |  | daily flat | diurnal flat | South_gas_peak
3631_G_1 | South | TX | 48469 | 3631 | 1 | SOUTH TEXAS ELECTRIC COOP | 5863011 | 22230713 | 21346712 | 3268214 | 20100201 | 22111 | Combustion Turbine | Natural Gas, Distillate Fuel Oil | 125 | 120 | N | N | N | gas | 2.6955 | 0.0556 | 0.0048 | 96 | South Gas Peaking | South Gas Peaking | South_gas_peak
3142_G_UNT2 | MANE-VU | PA | 42107 | 3142 | UNT2 | MARTINS CREEK LLC/FISHBACH CTS | 4736011 | 27907813 | 26790112 | 14772114 | 20100101 | 221112 | Combustion Turbine | Distillate Fuel Oil | 125 | 120 | N | N | N | oil | 2.68 | 0.0454 | 0.423 | 30 | MANE-VU Oil Peaking | MANE-VU Oil Peaking | MANE-VU_oil_peak
7028_G_K1 | Southwest | UT | 49049 | 7028 | K1 | Springville City Corporation- Whitehead Power Plant | 6983111 | 13935413 | 13739112 | 4049614 | 20200202 | 22111 | Combustion Turbine | Natural Gas | 125 | 160 | N | N | N | gas | 2.6744 | 0.051398 | 0.00366 | 1 | Southwest Gas Peaking | Southwest Gas Peaking | Southwest_gas_peak
| South | KS | 20015 |  |  | Augusta Mun. Power Plant #2 | 3670511 | 63894213 | 58459312 | 88495114 | 20200402 | 221112 |  |  | 125 | 160 |  | N | Y | oil | 2.6718 | 0.055019 | 0.00051704 | 46
| LADCO | MI | 26125 |  |  | DTE - Electric Company Hancock Peaker Station | 6093411 | 107276013 | 22809212 | 151926314 | 20100201 | 221112 |  |  | 125 | 120 |  | N | Y | gas | 2.657 | 0.0548 | 0.004685 | 81
10613_B_9PB | MANE-VU | ME | 23029 | 10613 | 9PB | WOODLAND PULP LLC | 5974211 | 24218413 | 23231912 | 125430014 | 10201201 | 322110 | Non-Fossil Waste | Non-Fossil Waste | 133 | 100 | Y | N | N |  | 2.64 | 0.781 | 0.3 |  | daily flat | diurnal flat | MANE-VU_other_nonpeak
3631_G_2 | South | TX | 48469 | 3631 | 2 | SOUTH TEXAS ELECTRIC COOP | 5863011 | 22230513 | 21346112 | 3268414 | 20100201 | 22111 | Combustion Turbine | Natural Gas, Distillate Fuel Oil | 125 | 120 | N | N | N | gas | 2.6257 | 0.0542 | 0.0046 | 87 | South Gas Peaking | South Gas Peaking | South_gas_peak
3281_G_1 | SESARM | SC | 45079 | 3281 | 1 | SCE&G COIT | 3426211 | 38861013 | 37120012 | 139794214 | 20100101 | 221112 | Combustion Turbine | Natural Gas, Distillate Fuel Oil | 125 | 120 | N | N | N | oil | 2.6244 | 0.021473 | 0.006024 | 124 | SESARM Oil Peaking | SESARM Oil Peaking | SESARM_oil_peak
| South | KS | 20131 |  |  | Sabetha Mun. Power Plant | 3092111 | 37973713 | 112305112 | 37778714 | 20200401 | 221112 |  |  | 125 | 160 |  | N | Y | oil | 2.6227 | 0.058864 | 0.0013195 | 1
2380_G_CED1x | MANE-VU | NJ | 34029 |  |  | Cedar Energy Center | 7903511 | 3262713 | 3156812 | 19955814 | 20100101 | 221112 |  |  | 125 | 120 |  | N | N | oil | 2.61 | 0.1415 | 0.1429 |  | MANE-VU Oil Peaking | MANE-VU Oil Peaking | MANE-VU_oil_peak
50447_B_21 | MANE-VU | ME | 23005 | 50447 | 21 | S D WARREN CO - WESTBROOK | 7946611 | 1913213 | 1819412 | 125545114 | 10200401 | 322121 | Biomass | Biomass | 133 | 100 | Y | N | N |  | 2.6 | 0.42231 | 41.3 |  | daily flat | diurnal flat | MANE-VU_other_nonpeak
3139_G_CTG4 | MANE-VU | PA | 42077 | 3139 | CTG4 | MARTINS CREEK LLC/ALLENTOWN CTG SITE | 5452111 | 27541613 | 26433912 | 13468714 | 20100101 | 221112 | Combustion Turbine | Distillate Fuel Oil | 125 | 120 | N | N | N | oil | 2.6 | 0.0609 | 0.56 | 43 | MANE-VU Oil Peaking | MANE-VU Oil Peaking | MANE-VU_oil_peak
| West | NV | 32003 |  |  | Las Vegas Power Company-Apex Generating Station | 9398511 | 55599213 | 51001612 | 68506514 | 20200102 | 22111 |  |  | 125 | 180 |  | N | Y | oil | 2.6 | 0.04 | 0.04
1873_G_GT4 | LADCO | MI | 26031 | 1873 | GT4 | Wolverine Power, Tower Power Plant | 4184811 | 32644613 | 31197012 | 28035914 | 20100101 | 221112 | Combustion Turbine | Distillate Fuel Oil | 125 | 120 | N | N | N | oil | 2.5865 | 0.03253 | 0.8905 | 28 | LADCO Oil Peaking | LADCO Oil Peaking | LADCO_oil_peak
| LADCO | IL | 17097 |  |  | Energy Systems Group LLC | 10716911 | 58619613 | 54482812 | 76997814 | 20100201 | 221112 |  |  |  | 120 |  | N | Y | gas | 2.5842 | 0.3416 | 0.010074 | 8760
3291_G_GT1 | SESARM | SC | 45039 | 3291 | GT1 | SCE&G PARR COMBUSTION TURBINE FACILITY | 8332811 | 100013 | 95312 | 158269614 | 20100201 | 221112 | Combustion Turbine | Natural Gas, Distillate Fuel Oil | 125 | 120 | N | N | N | gas | 2.5697 | 0.053 | 0.027303 | 62 | SESARM Oil Peaking | SESARM Oil Peaking | SESARM_oil_peak
| West North Central | IA | 19079 |  |  | WEBSTER CITY COMBUSTION TURBINE | 5383211 | 67834513 | 62389412 | 93599514 | 20100101 | 221112 |  |  | 125 | 120 |  | N | Y | oil | 2.5621 | 0.17888 | 0.14 | 24
3630_B_2 | South | TX | 48163 | 3630 | 2 | PEARSALL POWER PLANT | 3930211 | 37423713 | 35695712 | 8197414 | 10100601 | 22111 | O/G Steam | Natural Gas, Distillate Fuel Oil | 125 | 100 | N | N | N | gas | 2.5616 | 0.0695 | 0.0695 | 105 | South Gas Peaking | South Gas Peaking | South_gas_peak
50748_G_GEN2 | West | CA | 06085 | 50748 | GEN2 | O L S ENERGY-AGNEWS | 1267311 | 43493813 | 41334412 | 110905314 | 20300203 | 221112 | Combined Cycle | Natural Gas |  | 140 | N | N | N | gas | 2.5535 | 0.98321 | 0.039988 | 8736 | West Gas Peaking | West Gas Peaking | West_gas_peak
55470_G_ST805A | South | TX | 48167 |  |  | SOUTH HOUSTON GREEN POWER SITE | 9132111 | 57493513 | 51597712 | 75834014 | 20200203 | 221121 |  |  | 125 | 120 |  | N | N |  | 2.5475 | 0.1594 | 0.1367 | 1419 | South Gas Nonpeaking | South Gas Nonpeaking | South_gas_nonpeak
7408_G_86-4 | Southwest | UT | 49049 | 7408 | 86-4 | Payson City Corporation- Payson City Power | 6983311 | 13932913 | 13735812 | 575014 | 20200402 | 221112 | Combustion Turbine | Natural Gas, Distillate Fuel Oil | 125 | 160 | N | N | N | oil | 2.5371 | 0.014517 | 0.00044 | 8760 | Southwest Composite Peaking | Southwest Composite Peaking | Southwest_comp_peak
| Southwest | UT | 49007 |  |  | Sunnyside Cogeneration Associates- Sunnyside Cogeneration Facility | 5066411 | 71990213 | 66103612 | 99724214 | 20200102 | 221112 |  |  | 125 | 290 |  | N | Y | oil | 2.5345 | 0.4613 | 0.24406 | 2682
1264_G_3 | South | KS | 20123 | 1264 | 3 | Beloit Mun. Power Plant | 4527711 | 27615613 | 26506712 | 38472614 | 20200402 | 221112 | Combustion Turbine | Natural Gas, Distillate Fuel Oil | 125 | 160 | N | N | N | oil | 2.5312 | 0.052124 | 0.00035558 | 122 | South Oil Peaking | South Oil Peaking | South_oil_peak
141_G_AF4 | Southwest | AZ | 04013 | 141 | AF4 | SRP Agua Fria Generating Station | 1139311 | 46674813 | 44349012 | 62027414 | 20100201 | 221112 | Combustion Turbine | Natural Gas, Distillate Fuel Oil | 125 | 120 | N | N | N | gas | 2.522 |  | 0.0045 |  | Southwest Gas Peaking | Southwest Gas Peaking | Southwest_gas_peak
| MANE-VU | NY | 36029 |  |  | INDECK-YERKES ENERGY SERVICES | 8504111 | 118521813 | 58916012 | 167007614 | 20200201 | 221112 |  |  | 125 | 120 |  | N | Y | gas | 2.5204 | 0.3681 | 0.0098
| LADCO | IL | 17161 |  |  | Exelon- Quad Cities Station-Cordova | 4579311 | 28240013 | 55677712 | 43153914 | 20200101 | 221112 |  |  | 125 | 120 |  | N | Y | oil | 2.5186 | 0.037674 | 0.00078676 | 231
6049_G_UN2 | MANE-VU | MA | 25007 | 6049 | UN2 | NRG CANAL LLC - WEST TISBURY | 5239211 | 87594613 | 83787412 | 118795514 | 20100102 | 221112 | Combustion Turbine | Distillate Fuel Oil | 125 | 160 | N | N | N | oil | 2.5 | 0.099061 | 0.261 |  | MANE-VU Oil Peaking | MANE-VU Oil Peaking | MANE-VU_oil_peak
54817_G_ST-1 | South | TX | 48251 | 54817 | ST-1 | JOHNSON COUNTY GENERATION FACILITY | 6364211 | 15353213 | 15020712 | 5348514 | 10100601 | 22111 | Combined Cycle | Natural Gas, Distillate Fuel Oil | 125 | 100 | N | N | N | gas | 2.5 | 0.491 | 0.05 | 741 | South Gas Peaking | South Gas Peaking | South_gas_peak
| West North Central | NE | 31153 |  |  | OPPD Sarpy County Station | 7631011 | 12531613 | 12453312 | 21597014 | 20100201 | 221112 |  |  | 125 | 120 |  | N | Y | gas | 2.5 |  | 0.02
2937_G_8 | LADCO | OH | 39109 | 2937 | 8 | Piqua Municipal Power System (0855100041) | 8497311 | 1570113 | 82017212 | 117206714 | 20100101 | 221112 | Combustion Turbine | Distillate Fuel Oil | 125 | 120 | N | N | N | oil | 2.488 | 0.0326 | 0.2855 | 22 | LADCO Oil Peaking | LADCO Oil Peaking | LADCO_oil_peak
| LADCO | MN | 27095 |  |  | Princeton Public Utilities Commission | 6961811 | 79612813 | 70686912 | 102793714 | 20200401 | 221112 |  |  | 125 | 160 |  | N | Y | oil | 2.473 | 0.042627 | 0.001169
3291_G_GT1 | SESARM | SC | 45039 | 3291 | GT1 | SCE&G PARR COMBUSTION TURBINE FACILITY | 8332811 | 100013 | 95212 | 158269514 | 20100101 | 221112 | Combustion Turbine | Natural Gas, Distillate Fuel Oil | 125 | 120 | N | N | N | oil | 2.4489 | 0.020036 | 0.0056213 | 62 | SESARM Oil Peaking | SESARM Oil Peaking | SESARM_oil_peak
55309_G_GEN4 | South | TX | 48245 | 55309 | GEN4 | AIR PRODUCTS PORT ARTHUR FACILITY | 5611511 | 70662813 | 64976212 | 97963114 | 20200201 | 325120 | Combined Cycle | Natural Gas |  | 120 | Y | N | N |  | 2.4369 | 0.4689 | 0.0525 | 4234 | daily flat | diurnal flat | South_gas_nonpeak
3115_G_4 | MANE-VU | PA | 42011 | 3115 | 4 | NRG REMA LLC/TITUS GEN STA | 3857011 | 37800113 | 36051012 | 17184114 | 20100101 | 221112 | Combustion Turbine | Natural Gas, Distillate Fuel Oil | 125 | 120 | N | N | N | oil | 2.43 | 0.035 | 0.88 | 34 | MANE-VU Oil Peaking | MANE-VU Oil Peaking | MANE-VU_oil_peak
| LADCO | IL | 17161 |  |  | Exelon- Quad Cities Station-Cordova | 4579311 | 28240013 | 55677612 | 43153914 | 20200101 | 221112 |  |  | 125 | 120 |  | N | Y | oil | 2.4217 | 0.036225 | 0.0007565 | 231
| LADCO | IL | 17161 |  |  | Exelon- Quad Cities Station-Cordova | 4579311 | 28240013 | 27081312 | 43153914 | 20200101 | 221112 |  |  | 125 | 120 |  | N | Y | oil | 2.4217 | 0.036225 | 0.0007565 | 231
57505_G_1 | SESARM | NC | 37179 | 57505 | 1 | NC Municipal Power Agency No.1-Monroe Ashcraft Facility | 16600711 | 106275313 | 109845712 | 150586314 | 20100201 | 221122 | Combustion Turbine | Natural Gas, Distillate Fuel Oil |  | 120 | N | N | N |  | 2.42 | 0.15 | 0.07 |  | SESARM Gas Nonpeaking | SESARM Gas Nonpeaking | SESARM_gas_nonpeak
55997_G_9 | MANE-VU | PA | 42055 | 55997 | 9 | CHAMBERSBURG BORO/ORCHARD PARK GENERATING STA | 10722111 | 58850513 | 54441312 | 76872414 | 20100202 | 221112 | Combustion Turbine | Natural Gas, Distillate Fuel Oil | 125 | 160 | N | N | N | gas | 2.4157 | 0.062 | 0.01 | 332 | MANE-VU Gas Peaking | MANE-VU Gas Peaking | MANE-VU_gas_peak
10686_B_8 | LADCO | MN | 27061 | 10686 | 8 | Blandin Paper Co/MN Power - Rapids Energy Center | 6169011 | 15287013 | 14953812 | 26424914 | 10200601 | 322121 | Biomass | Biomass | 133 | 100 | Y | N | N |  | 2.41 | 0.036955 | 0.05157 |  | daily flat | diurnal flat | LADCO_gas_nonpeak
| West | CA | 06073 |  |  | SDG&E MIRAMAR | 13561211 | 118748513 | 117311312 | 167468414 | 20100201 | 221112 |  |  | 125 | 999 |  | N | Y | gas | 2.39 | 8.313 | 0.15 | 8736
55997_G_11 | MANE-VU | PA | 42055 | 55997 | 11 | CHAMBERSBURG BORO/ORCHARD PARK GENERATING STA | 10722111 | 58850713 | 54441712 | 76872614 | 20100202 | 221112 | Combustion Turbine | Natural Gas, Distillate Fuel Oil | 125 | 160 | N | N | N | gas | 2.3889 | 0.0694 | 0.0084 | 327 | MANE-VU Gas Peaking | MANE-VU Gas Peaking | MANE-VU_gas_peak
2139_G_12 | South | MO | 29069 | 2139 | 12 | KENNETT GENERATING PLANT ANTHONY STREET | 6031511 | 24467313 | 23491412 | 25832414 | 20100202 | 221112 | Combustion Turbine | Natural Gas | 125 | 160 | N | N | N | gas | 2.383 | 0.0358 | 0.0049 |  | South Gas Peaking | South Gas Peaking | South_gas_peak
| SESARM | SC | 45031 |  |  | DUKE ENERGY PROGRESS LLC | 4951511 | 95168913 | 63962912 | 180891014 | 20200401 | 221112 |  |  | 125 | 999 |  | N | Y | oil | 2.3805 | 0.040996 | 0.00045832 | 60
960_G_9 | LADCO | IL | 17141 | 960 | 9 | Rochelle Municipal Diesel Plant | 5039111 | 29822213 | 28580012 | 43385114 | 20100101 | 221112 | Combustion Turbine | Natural Gas, Distillate Fuel Oil | 125 | 160 | N | N | N | oil | 2.3747 | 0.0749 | 0.01311 | 157 | LADCO Oil Peaking | LADCO Oil Peaking | LADCO_oil_peak
| South | MO | 29510 |  |  | BRANDONVIEW, LLC GALLERY 720 BUILDING | 7833811 | 59217413 | 58188412 | 87880814 | 20200253 | 221112 |  |  |  | 160 |  | N | Y | gas | 2.3715 | 0.020294 | 0.000657
| Southwest | CO | 08123 |  |  | TRI-STATE GENERATION & TRANSMISSION | 17492611 | 121717513 | 124117212 | 173056614 | 20200401 | 221112 |  |  |  | 160 |  | N | Y | oil | 2.3667 | 0.021273 | 0.058509
| LADCO | IL | 17167 |  |  | City Water Light & Power | 4483911 | 28068613 | 26936012 | 43970314 | 20100101 | 221112 |  |  | 125 | 120 |  | N | Y | oil | 2.3582 | 0.0746 | 0.98256 | 27
| LADCO | OH | 39093 |  |  | Oberlin Municipal Light & Power System (0247100320) | 9273411 | 55508013 | 68160812 | 100571214 | 20100202 | 221112 |  |  | 125 | 999 |  | N | Y | gas | 2.347 | 0.016621 | 0.0004959 | 83
120_G_GT1 | Southwest | AZ | 04027 | 120 | GT1 | APS - YUCCA POWER PLANT | 1013411 | 88710713 | 84999412 | 120391014 | 20100201 | 221112 | Combustion Turbine | Natural Gas, Distillate Fuel Oil | 125 | 120 | N | N | N | gas | 2.341 | 0.048282 | 0.0043893 | 91 | Southwest Gas Peaking | Southwest Gas Peaking | Southwest_gas_peak
| West | CA | 06037 |  |  | PASADENA CITY, DWP-Glenarm and Broadway | 5683111 | 76193413 | 103083912 | 113283514 | 20100201 | 221112 |  |  | 125 | 120 |  | N | Y | gas | 2.3408 | 1.9642 | 0.01788 | 8736
| MANE-VU | NJ | 34003 |  |  | Haworth Facility | 17169111 | 118501713 | 116773012 | 177756014 | 20100202 | 221112 |  |  |  | 160 |  | N | Y | gas | 2.3352
| LADCO | MN | 27085 |  |  | Glencoe Light & Power Commission | 7626111 | 11460813 | 11361212 | 27071514 | 20200402 | 221112 |  |  | 125 | 160 |  | N | Y | oil | 2.325 | 0.050261 | 0.001292
56898_G_1 | West | CA | 06037 | 56898 | 1 | AMERESCO CHIQUITA ENERGY LLC | 16015611 | 100969713 | 101852412 | 141753914 | 20100801 | 221117 | Landfill Gas | Landfill Gas | 125 | 160 | N | N | N |  | 2.3146 | 0.70376 | 4.1549 | 8736 | West Other Nonpeaking | West Other Nonpeaking | West_other_nonpeak
| South | KS | 20133 |  |  | Erie Energy Center | 5415511 | 27352413 | 26247212 | 37687914 | 20200401 | 221112 |  |  | 125 | 160 |  | N | Y | oil | 2.3078 | 0.051797 | 0.0011611 | 1
117_G_GT2 | Southwest | AZ | 04013 | 117 | GT2 | APS WEST PHOENIX POWER PLANT | 1139111 | 46680913 | 44350112 | 62130214 | 20100201 | 221112 | Combustion Turbine | Natural Gas, Distillate Fuel Oil | 125 | 120 | N | N | N | gas | 2.3045 | 0.0475 | 0.0045 |  | Southwest Gas Peaking | Southwest Gas Peaking | Southwest_gas_peak
57953_G_GT | West North Central | IA | 19111 | 57953 | GT | ROQUETTE AMERICA, INC | 3939711 | 68055913 | 62550412 | 93900214 | 20200203 | 311221 | Combined Cycle | Natural Gas | 159 | 120 | Y | N | N |  | 2.28 | 0.535 | 0.13745 | 8736 | daily flat | diurnal flat | West North Central_gas_nonpeak
57953_G_GT | West North Central | IA | 19111 | 57953 | GT | ROQUETTE AMERICA, INC | 3939711 | 68055913 | 126061612 | 93900214 | 20200203 | 311221 | Combined Cycle | Natural Gas | 159 | 120 | Y | N | N |  | 2.28 | 0.535 | 0.13745 | 8736 | daily flat | diurnal flat | West North Central_gas_nonpeak
2139_G_13 | South | MO | 29069 | 2139 | 13 | KENNETT GENERATING PLANT ANTHONY STREET | 6031511 | 24467213 | 23491312 | 25832514 | 20100202 | 221112 | Combustion Turbine | Natural Gas | 125 | 160 | N | N | N | gas | 2.279 | 0.1007 | 0.0046 |  | South Gas Peaking | South Gas Peaking | South_gas_peak
1855_G_1 | LADCO | MI | 26149 |  |  | Sturgis Municipal Power Plant | 6356811 | 15701413 | 15344512 | 29240014 | 20100102 | 221112 |  |  | 125 | 160 |  | N | N | oil | 2.2785 | 0.17247 | 0.0006645 | 3 | LADCO Oil Peaking | LADCO Oil Peaking | LADCO_oil_peak
| LADCO | MI | 26125 |  |  | DTE - Electric Company PLACID STATION | 6093311 | 107274713 | 22809312 | 151925014 | 20200401 | 221112 |  |  | 125 | 160 |  | N | Y | oil | 2.2775 | 0.03926 | 0.001075 | 54
| LADCO | IL | 17195 |  |  | City Of Rock Falls | 3977311 | 60358013 | 55794512 | 86488614 | 20300102 | 221112 |  |  | 125 | 160 |  | N | Y | oil | 2.27 | 0.0342 | 0.001255 | 94
57505_G_2 | SESARM | NC | 37179 | 57505 | 2 | NC Municipal Power Agency No.1-Monroe Ashcraft Facility | 16600711 | 106275413 | 109845912 | 150586514 | 20100201 | 221122 | Combustion Turbine | Natural Gas, Distillate Fuel Oil |  | 120 | N | N | N |  | 2.25 | 0.13 | 0.07 |  | SESARM Gas Nonpeaking | SESARM Gas Nonpeaking | SESARM_gas_nonpeak
| LADCO | MN | 27075 |  |  | Louisiana-Pacific Generators | 17076211 | 112797013 | 115709212 | 159156114 | 20300101 | 221112 |  |  |  | 999 |  | N | Y | oil | 2.238 | 0.16141 | 0.1471
| LADCO | MI | 26125 |  |  | DTE - Electric Company Hancock Peaker Station | 6093411 | 107275813 | 22809212 | 151926114 | 20100201 | 221112 |  |  | 125 | 120 |  | N | Y | gas | 2.2275 | 0.045945 | 0.003925 | 69
| LADCO | MN | 27075 |  |  | Louisiana-Pacific Generators | 17076211 | 112796913 | 115709112 | 159156014 | 20300101 | 221112 |  |  |  | 999 |  | N | Y | oil | 2.226 | 0.16049 | 0.1463
54033_B_BLR1 | SESARM | FL | 12011 |  |  | WHEELABRATOR NORTH BROWARD, INC. | 537611 | 48409613 | 45868512 | 48516814 | 10100601 | 562219 |  |  | 103 | 270 |  | N | N |  | 2.2239 | 0.31389 | 0.009531 | 3872 | SESARM Other Nonpeaking | SESARM Other Nonpeaking | SESARM_other_nonpeak
| LADCO | MN | 27171 |  |  | Wal-Mart Generation Facility | 9467411 | 103062813 | 106776212 | 144588814 | 20300101 | 221112 |  |  | 125 | 999 |  | N | Y | oil | 2.222 | 0.16028 | 0.1461
55187_G_ST1 | South | TX | 48201 | 55187 | ST1 | CHANNELVIEW COGENERATION FACILITY | 4057511 | 33490313 | 31935412 | 8765114 | 10100601 | 22111 | Combined Cycle | Natural Gas | 125 | 100 | Y | N | N | gas | 2.22 | 1.02 | 0.12 | 2911 | daily flat | diurnal flat | South_gas_peak
2062_B_H1 | SESARM | MS | 28083 | 2062 | H1 | Greenwood Utilities, Henderson Station | 8231311 | 5674613 | 5511812 | 25425414 | 10100601 | 22111 | O/G Steam | Natural Gas | 125 | 100 | N | N | N | gas | 2.22 | 0.156 | 0 | 8760 | SESARM Gas Peaking | SESARM Gas Peaking | SESARM_gas_peak
7408_G_86-2 | Southwest | UT | 49049 | 7408 | 86-2 | Payson City Corporation- Payson City Power | 6983311 | 13932713 | 13735512 | 575214 | 20200402 | 221112 | Combustion Turbine | Natural Gas, Distillate Fuel Oil | 125 | 160 | N | N | N | oil | 2.2096 | 0.02655 | 0.000804 | 8760 | Southwest Composite Peaking | Southwest Composite Peaking | Southwest_comp_peak
50407_B_8PB | SESARM | AL | 01097 | 50407 | 8PB | Mobile Energy Services Company | 1060811 | 47308213 | 44849012 | 61123414 | 30700110 | 322121 | Biomass | Biomass | 125 | 100 | Y | N | N |  | 2.2 | 0.441 | 0.035 |  | daily flat | diurnal flat | SESARM_comp_nonpeak
3325_G_GT4 | West North Central | SD | 46103 | 3325 | GT4 | Black Hill Power & Light Company (Ben French) | 6195711 | 15200413 | 14854212 | 11738114 | 20100201 | 221112 | Combustion Turbine | Natural Gas, Distillate Fuel Oil | 125 | 120 | N | N | N | gas | 2.2 | 0.91 | 0 |  | West North Central Oil Peaking | West North Central Oil Peaking | West North Central_oil_peak
| LADCO | MI | 26125 |  |  | DTE - Electric Company PLACID STATION | 6093311 | 107274813 | 22809312 | 151925114 | 20200401 | 221112 |  |  | 125 | 160 |  | N | Y | oil | 2.1965 | 0.037865 | 0.00104 | 52
| LADCO | MI | 26125 |  |  | DTE - Electric Company PLACID STATION | 6093311 | 107275013 | 22809312 | 151925314 | 20200401 | 221112 |  |  | 125 | 160 |  | N | Y | oil | 2.1965 | 0.037865 | 0.00104 | 54
| LADCO | MI | 26147 |  |  | ST. CLAIR / BELLE RIVER POWER PLANT | 7239111 | 107290113 | 7459512 | 151946414 | 20200401 | 221112 |  |  | 125 | 100 |  | N | Y | oil | 2.1935 | 0.037805 | 0.001035 | 58
50002_G_GEN4 | MANE-VU | MA | 25003 | 50002 | GEN4 | PITTSFIELD GENERATING COMPANY LP | 7220511 | 87515213 | 9835012 | 118635214 | 10200603 | 221112 | Combined Cycle | Natural Gas, Distillate Fuel Oil | 125 | 100 | Y | N | N | gas | 2.19 | 0.442 | 0.01 |  | daily flat | diurnal flat | MANE-VU_gas_peak
50482_B_B7 | SESARM | FL | 12051 | 50482 | B7 | U.S. SUGAR CORPORATION | 769911 | 46276413 | 43951312 | 48496414 | 10200501 | 311314 | Biomass | Biomass | 154 | 100 | Y | N | N |  | 2.1882 | 0.14132 | 0.008661 | 6439 | daily flat | diurnal flat | SESARM_comp_nonpeak
55997_G_8 | MANE-VU | PA | 42055 | 55997 | 8 | CHAMBERSBURG BORO/ORCHARD PARK GENERATING STA | 10722111 | 58850413 | 54441212 | 76872314 | 20100202 | 221112 | Combustion Turbine | Natural Gas, Distillate Fuel Oil | 125 | 160 | N | N | N | gas | 2.1768 | 0.0575 | 0.0186 | 303 | MANE-VU Gas Peaking | MANE-VU Gas Peaking | MANE-VU_gas_peak
| LADCO | MI | 26147 |  |  | ST. CLAIR / BELLE RIVER POWER PLANT | 7239111 | 107290313 | 7459512 | 151946614 | 20200401 | 221112 |  |  | 125 | 160 |  | N | Y | oil | 2.1705 | 0.03742 | 0.001025 | 58
117_G_GT1 | Southwest | AZ | 04013 | 117 | GT1 | APS WEST PHOENIX POWER PLANT | 1139111 | 46680513 | 44350012 | 62130614 | 20100201 | 221112 | Combustion Turbine | Natural Gas, Distillate Fuel Oil | 125 | 120 | N | N | N | gas | 2.1685 | 0.033775 | 0.004 |  | Southwest Gas Peaking | Southwest Gas Peaking | Southwest_gas_peak
| LADCO | MI | 26125 |  |  | DTE - Electric Company PLACID STATION | 6093311 | 107274913 | 22809312 | 151925214 | 20200401 | 221112 |  |  | 125 | 160 |  | N | Y | oil | 2.155 | 0.037145 | 0.00102 | 51
56429_G_2 | MANE-VU | DE | 10005 | 56429 | 2 | Ameresco Delaware Energy-Southern | 16810211 | 108718713 | 112196412 | 153959014 | 20100802 | 221112 | Landfill Gas | Landfill Gas | 125 | 160 | N | N | N |  | 2.14 | 0.52 | 1.82 | 2208 | MANE-VU Other Nonpeaking | MANE-VU Other Nonpeaking | MANE-VU_other_nonpeak
2068_G_1 | SESARM | MS | 28039 | 2068 | 1 | Cooperative Energy, Benndale Peaking Station | 7490811 | 11257413 | 11201612 | 25115414 | 20100201 | 221112 | Combustion Turbine | Natural Gas | 125 | 120 | N | N | N | gas | 2.13 | 0.091 | 0.06 | 40 | SESARM Gas Peaking | SESARM Gas Peaking | SESARM_gas_peak
57138_B_HRSG1 | SESARM | SC | 45003 | 57138 | HRSG1 | AMERESCO BIOMASS COGENERATION FACILITY | 16614911 | 106473013 | 109998912 | 150759914 | 10200505 | 221330 | Biomass | Biomass | 125 | 100 | Y | N | N |  | 2.13 | 0.011555 | 0.000151 | 8425 | daily flat | diurnal flat | SESARM_other_nonpeak
55997_G_10 | MANE-VU | PA | 42055 | 55997 | 10 | CHAMBERSBURG BORO/ORCHARD PARK GENERATING STA | 10722111 | 58850613 | 54441412 | 76872514 | 20100202 | 221112 | Combustion Turbine | Natural Gas, Distillate Fuel Oil | 125 | 160 | N | N | N | gas | 2.1245 | 0.0655 | 0.0035 | 283 | MANE-VU Gas Peaking | MANE-VU Gas Peaking | MANE-VU_gas_peak
2134_G_1 | South | MO | 29095 | 2134 | 1 | INDEPENDENCE POWER AND LIGHT SUB STATION J | 7577411 | 11539713 | 11437512 | 26250714 | 20100101 | 221112 | Combustion Turbine | Distillate Fuel Oil | 125 | 120 | N | N | N | oil | 2.1235 | 0.1447 | 0.1215 |  | South Oil Peaking | South Oil Peaking | South_oil_peak
10052_B_BLR1 | West | CA | 06023 | 10052 | BLR1 | DG FAIRHAVEN POWER COMPANY | 155811 | 51444813 | 76826312 | 60486714 | 10100602 | 221118 | Biomass | Biomass | 125 | 100 | N | N | N |  | 2.1225 | 0.16131 | 0.012735 | 8736 | West Other Nonpeaking | West Other Nonpeaking | West_other_nonpeak
1580_G_13 | MANE-VU | MD | 24041 | 1580 | 13 | Easton Utilities - Washington Street | 6415311 | 88027913 | 84215812 | 119448714 | 20100102 | 221112 | Combustion Turbine | Natural Gas, Distillate Fuel Oil | 125 | 160 | N | N | N | oil | 2.109 | 0.03669 | 0.0333 | 2080 | MANE-VU Oil Peaking | MANE-VU Oil Peaking | MANE-VU_oil_peak
1580_G_13 | MANE-VU | MD | 24041 | 1580 | 13 | Easton Utilities - Washington Street | 6415311 | 88027913 | 84215712 | 119448714 | 20100102 | 221112 | Combustion Turbine | Natural Gas, Distillate Fuel Oil | 125 | 160 | N | N | N | oil | 2.109 | 0.03669 | 0.0333 | 2080 | MANE-VU Oil Peaking | MANE-VU Oil Peaking | MANE-VU_oil_peak
| MANE-VU | NY | 36103 |  |  | PE - BAYSHORE LLC | 8475011 | 118514513 | 305412 | 167016614 | 20200403 | 221112 |  |  | 125 | 160 |  | N | Y | oil | 2.106 | 0.04112 | 0.184
|  | TB | 88582 |  |  | Morongo Casino Cogeneration Facility | 17092411 | 113330313 | 115942312 | 159493714 | 20100202 | 22111 |  |  |  | 160 |  | N | Y | gas | 2.1 | 0.8 | 0.2
|  | TB | 88582 |  |  | Morongo Casino Cogeneration Facility | 17092411 | 113330513 | 115942412 | 159493914 | 20100202 | 22111 |  |  |  | 160 |  | N | Y | gas | 2.1 | 0.8 | 0.2
| LADCO | IL | 17195 |  |  | City Of Rock Falls | 3977311 | 32603513 | 31167612 | 43903014 | 20300102 | 221112 |  |  | 125 | 120 |  | N | Y | oil | 2.09 | 0.0315 | 0.001157 | 90
1296_G_7 | South | KS | 20095 | 1296 | 7 | Kingman Mun. Power Plant | 4878111 | 30474613 | 29225612 | 38269514 | 20200402 | 221112 | Combustion Turbine | Natural Gas, Distillate Fuel Oil | 125 | 160 | N | N | N | oil | 2.0883 | 0.043004 | 0.00048117 | 88 | South Oil Peaking | South Oil Peaking | South_oil_peak
| South | KS | 20209 |  |  | Kansas City BPU - Nearman | 4633811 | 63911913 | 109983312 | 88545514 | 20100102 | 221112 |  |  | 125 | 160 |  | N | Y | oil | 2.0868 | 0.052026 | 0.00071864 | 52
3631_G_4 | South | TX | 48469 | 3631 | 4 | SOUTH TEXAS ELECTRIC COOP | 5863011 | 22230213 | 21345912 | 3268714 | 20300101 | 22111 | Combustion Turbine | Distillate Fuel Oil | 125 | 160 | N | N | N | oil | 2.0715 | 0.0357 | 0.0005 | 107 | South Oil Peaking | South Oil Peaking | South_oil_peak
50279_G_GEN6 | MANE-VU | PA | 42069 | 50279 | GEN6 | PEI POWER CORP/ARCHBALD | 3022411 | 94863713 | 91658312 | 129901314 | 10100702 | 221112 | Landfill Gas | Landfill Gas | 125 | 100 | N | N | N |  | 2.07 | 3.6233 | 2.75 | 7759 | MANE-VU Other Nonpeaking | MANE-VU Other Nonpeaking | MANE-VU_other_nonpeak
| MANE-VU | NJ | 34003 |  |  | Haworth Facility | 17169111 | 118501713 | 116773012 | 177755814 | 20100202 | 221112 |  |  |  | 160 |  | N | Y | gas | 2.0695
1264_G_4 | South | KS | 20123 | 1264 | 4 | Beloit Mun. Power Plant | 4527711 | 27615513 | 26507312 | 38472714 | 20200402 | 221112 | Combustion Turbine | Natural Gas, Distillate Fuel Oil | 125 | 160 | N | N | N | oil | 2.0666 | 0.042556 | 0.00029031 | 63 | South Oil Peaking | South Oil Peaking | South_oil_peak
7982_G_5 | LADCO | MN | 27127 | 7982 | 5 | Redwood Falls Public Utilities - S Plant | 7175611 | 14985713 | 14643612 | 27822514 | 20100102 | 221121 | Combustion Turbine | Distillate Fuel Oil | 125 | 160 | N | N | N |  | 2.06 | 0.051337 | 0.1354 |  | LADCO Other Nonpeaking | LADCO Other Nonpeaking | LADCO_comp_nonpeak
7982_G_3 | LADCO | MN | 27127 | 7982 | 3 | Redwood Falls Public Utilities - S Plant | 7175611 | 14985913 | 14643512 | 27822314 | 20100102 | 221121 | Combustion Turbine | Distillate Fuel Oil | 125 | 160 | N | N | N |  | 2.057 | 0.051262 | 0.1352 |  | LADCO Other Nonpeaking | LADCO Other Nonpeaking | LADCO_comp_nonpeak
| LADCO | MI | 26147 |  |  | ST. CLAIR / BELLE RIVER POWER PLANT | 7239111 | 107290513 | 7459512 | 151946814 | 20200401 | 221112 |  |  | 125 | 100 |  | N | Y | oil | 2.0465 | 0.035275 | 0.000965 | 54
| LADCO | IL | 17141 |  |  | Rochelle Municipal Diesel Plant | 5039111 | 125359813 | 127184212 | 179142214 | 20100101 | 221112 |  |  | 125 | 999 |  | N | Y | oil | 2.0448 | 0.0819 | 0.001795 | 143
| LADCO | IL | 17141 |  |  | Rochelle Municipal Diesel Plant | 5039111 | 125359613 | 127184012 | 179142014 | 20100101 | 221112 |  |  | 125 | 999 |  | N | Y | oil | 2.0415 | 0.0818 | 0.001793 | 144
10883_B_PSG3 | MANE-VU | MA | 25025 | 10883 | PSG3 | MEDICAL AREA TOTAL ENERGY PLANT | 7887011 | 87498213 | 83722912 | 118609114 | 10100501 | 221112 | O/G Steam | Natural Gas | 125 | 100 | Y | N | N | oil | 2.04 | 0.50807 | 0.0256 |  | daily flat | diurnal flat | MANE-VU_gas_peak
7982_G_4 | LADCO | MN | 27127 | 7982 | 4 | Redwood Falls Public Utilities - S Plant | 7175611 | 14986013 | 14643712 | 27822214 | 20100102 | 221121 | Combustion Turbine | Distillate Fuel Oil | 125 | 160 | N | N | N |  | 2.039 | 0.05081 | 0.134 |  | LADCO Other Nonpeaking | LADCO Other Nonpeaking | LADCO_comp_nonpeak
1855_G_1 | LADCO | MI | 26149 |  |  | Sturgis Municipal Power Plant | 6356811 | 15701413 | 15344512 | 29239914 | 20100202 | 221112 |  |  | 125 | 160 |  | N | N | gas | 2.039 | 0.01444 | 0.00043 | 3 | LADCO Oil Peaking | LADCO Oil Peaking | LADCO_oil_peak
3631_G_5 | South | TX | 48469 | 3631 | 5 | SOUTH TEXAS ELECTRIC COOP | 5863011 | 22230313 | 21345512 | 3268614 | 20200401 | 22111 | Combustion Turbine | Distillate Fuel Oil | 125 | 160 | N | N | N | oil | 2.0354 | 0.0351 | 0.0005 | 103 | South Oil Peaking | South Oil Peaking | South_oil_peak
57138_B_HRSG2 | SESARM | SC | 45003 | 57138 | HRSG2 | AMERESCO BIOMASS COGENERATION FACILITY | 16614911 | 106473513 | 109998712 | 150760614 | 10200505 | 221330 | Biomass | Biomass | 125 | 100 | Y | N | N |  | 2.03 | 0.011013 | 0.000144 | 8437 | daily flat | diurnal flat | SESARM_other_nonpeak
| LADCO | OH | 39093 |  |  | Oberlin Municipal Light & Power System (0247100320) | 9273411 | 55508113 | 68160912 | 100571314 | 20100102 | 221112 |  |  | 125 | 999 |  | N | Y | oil | 2.009 | 0.07556 | 0.132 | 79
471_G_1 | Southwest | CO | 08077 | 471 | 1 | PUBLIC SERVICE CO FRUITA STA | 4456711 | 36379513 | 34637712 | 48300514 | 20100201 | 221112 | Combustion Turbine | Natural Gas, Distillate Fuel Oil | 125 | 120 | N | N | N | gas | 2 | 0.04 | 0.33 |  | Southwest Gas Peaking | Southwest Gas Peaking | Southwest_gas_peak
55230_G_ST2 | South | TX | 48237 | 55230 | ST2 | JACK COUNTY GENERATION FACILITY | 13385011 | 99311113 | 96230312 | 138995914 | 10100601 | 22111 | Combined Cycle | Natural Gas | 125 | 100 | N | N | N | gas | 2 | 1.74 | 0.2 | 1653 | South Gas Peaking | South Gas Peaking | South_gas_peak
7697_G_2 | SESARM | AL | 01129 | 7697 | 2 | Alabama Power - Washington Cty Cogen | 949511 | 47870613 | 45415012 | 61547314 | 10100601 | 221112 | Combined Cycle | Natural Gas | 125 | 100 | Y | N | N | gas | 2 |  | 0.04 |  | daily flat | diurnal flat | SESARM_gas_peak
| South | OK | 40079 |  |  | CCTI TEST UNIT | 17914011 | 126763013 | 128345112 | 182060814 | 20200102 | 221112 |  |  |  | 160 |  | N | Y | oil | 2 | 0.1 | 0.6 | 8760
|  | TB | 88582 |  |  | Morongo Casino Cogeneration Facility | 17092411 | 113330713 | 115942612 | 159494114 | 20100202 | 22111 |  |  |  | 160 |  | N | Y | gas | 2 | 0.7 | 0.2
6791_G_2 | South | KS | 20015 | 6791 | 2 | Augusta Mun. Power Plant #2 | 3670511 | 37387713 | 35660212 | 37831114 | 20200402 | 221112 | Combustion Turbine | Natural Gas, Distillate Fuel Oil | 125 | 160 | N | N | N | oil | 1.9885 | 0.040949 | 0.00038481 | 48 | South Oil Peaking | South Oil Peaking | South_oil_peak
3291_G_GT1 | SESARM | SC | 45039 | 3291 | GT1 | SCE&G PARR COMBUSTION TURBINE FACILITY | 8332811 | 100013 | 95212 | 158269414 | 20100201 | 221112 | Combustion Turbine | Natural Gas, Distillate Fuel Oil | 125 | 120 | N | N | N | gas | 1.9842 | 0.040925 | 0.021083 | 62 | SESARM Oil Peaking | SESARM Oil Peaking | SESARM_oil_peak
| LADCO | MI | 26161 |  |  | DTE - Electric Company SUPERIOR | 7104111 | 107276513 | 13935812 | 151926814 | 20100101 | 221112 |  |  | 125 | 120 |  | N | Y | oil | 1.976 | 0.024855 | 0.0034 | 21
54693_G_GT#6 | MANE-VU | PA | 42133 | 54693 | GT#6 | YORK PLT HOLDINGS LLC/SPRINGETTSBURY TWP | 2986311 | 38380813 | 62211912 | 15375114 | 20200203 | 221112 | Combined Cycle | Natural Gas | 125 | 100 | N | N | N | gas | 1.9645 | 0.39421 | 0.0093 | 288 | MANE-VU Gas Peaking | MANE-VU Gas Peaking | MANE-VU_gas_peak
| West | CA | 06001 |  |  | DYNEGY OAKLAND LLC | 772011 | 46267713 | 43942812 | 109361014 | 20100101 | 221112 |  |  | 125 | 120 |  | N | Y | oil | 1.9549 | 0.34519 | 0.5829 | 416
3291_G_GT1 | SESARM | SC | 45039 | 3291 | GT1 | SCE&G PARR COMBUSTION TURBINE FACILITY | 8332811 | 100013 | 95512 | 11760214 | 20100101 | 221112 | Combustion Turbine | Natural Gas, Distillate Fuel Oil | 125 | 120 | N | N | N | oil | 1.9455 | 0.015918 | 0.003349 | 62 | SESARM Oil Peaking | SESARM Oil Peaking | SESARM_oil_peak
| LADCO | MI | 26147 |  |  | ST. CLAIR / BELLE RIVER POWER PLANT | 7239111 | 107290213 | 7459512 | 151946514 | 20200401 | 221112 |  |  | 125 | 100 |  | N | Y | oil | 1.945 | 0.033525 | 0.00092 | 52
3630_B_1 | South | TX | 48163 | 3630 | 1 | PEARSALL POWER PLANT | 3930211 | 37423513 | 35695612 | 8197614 | 10100601 | 22111 | O/G Steam | Natural Gas, Distillate Fuel Oil | 125 | 100 | N | N | N | gas | 1.9421 | 0.0527 | 0.0042 | 74 | South Gas Peaking | South Gas Peaking | South_gas_peak
| LADCO | OH | 39109 |  |  | PIQUA MUNICIPAL POWER SYSTEM #5 (0855780419) | 14713611 | 89881913 | 85874412 | 121831914 | 20100101 | 221112 |  |  |  | 120 |  | N | Y | oil | 1.939 | 0.0255 | 0.2225 | 20
| LADCO | OH | 39093 |  |  | Oberlin Municipal Light & Power System (0247100320) | 9273411 | 55507613 | 68161012 | 100570514 | 20100102 | 221112 |  |  | 125 | 999 |  | N | Y | oil | 1.939 | 0.07294 | 0.1274 | 80
| LADCO | MI | 26115 |  |  | DTE Electric Company - Monroe Power Plant | 7888311 | 107272913 | 113519512 | 151922914 | 20200401 | 221112 |  |  | 125 | 160 |  | N | Y | oil | 1.939 | 0.03343 | 0.00061 | 48
| LADCO | MI | 26115 |  |  | DTE Electric Company - Monroe Power Plant | 7888311 | 107273113 | 113519712 | 151923114 | 20200401 | 221112 |  |  | 125 | 160 |  | N | Y | oil | 1.939 | 0.03343 | 0.00061 | 48
120_G_GT2 | Southwest | AZ | 04027 | 120 | GT2 | APS - YUCCA POWER PLANT | 1013411 | 88710913 | 84999512 | 120391214 | 20100201 | 221112 | Combustion Turbine | Natural Gas, Distillate Fuel Oil | 125 | 120 | N | N | N | gas | 1.935 | 0.039909 | 0.0036281 | 69 | Southwest Gas Peaking | Southwest Gas Peaking | Southwest_gas_peak
| LADCO | MN | 27031 |  |  | Great River Energy - Arrowhead Station | 13595611 | 102473813 | 106076412 | 143941514 | 20200401 | 221112 |  |  |  | 999 |  | N | Y | oil | 1.934 | 0.056092 | 0.002051
2380_G_CED2 | MANE-VU | NJ | 34029 |  |  | Cedar Energy Center | 7903511 | 3262613 | 3156512 | 19955914 | 20100101 | 221112 |  |  | 125 | 120 |  | N | N | oil | 1.93 | 0.0783 | 0.0791 |  | MANE-VU Oil Peaking | MANE-VU Oil Peaking | MANE-VU_oil_peak
| South | OK | 40031 |  |  | PSO COMANCHE PWR STA | 7320211 | 8336513 | 8222512 | 17357514 | 20100102 | 221112 |  |  | 125 | 160 |  | N | Y | oil | 1.93 | 0.029 | 0.011 | 65
| LADCO | IL | 17039 |  |  | Exelon Generation Co LLC | 2561311 | 41103713 | 55062812 | 44692514 | 20100102 | 221112 |  |  | 125 | 160 |  | N | Y | oil | 1.9267 | 0.060173 | 0.0098302 | 144
| West | CA | 06037 |  |  | PASADENA CITY, DWP-Glenarm and Broadway | 5683111 | 20583313 | 119285812 | 56915114 | 20100201 | 221112 |  |  | 125 | 160 |  | N | Y | gas | 1.9189 | 0.25504 | 0.0131 | 8736
| LADCO | IL | 17195 |  |  | City Of Rock Falls | 3977311 | 60358313 | 55794112 | 86488814 | 20300102 | 221112 |  |  | 125 | 160 |  | N | Y | oil | 1.915 | 0.0288 | 0.001059 | 77
| LADCO | MI | 26163 |  |  | DTE - Electric Company TRENTON CHANNEL | 7422511 | 107280513 | 10849012 | 151932414 | 20200401 | 221112 |  |  | 125 | 160 |  | N | Y | oil | 1.9095 | 0.03292 | 0.000905 | 38
| LADCO | MI | 26163 |  |  | DTE - Electric Company TRENTON CHANNEL | 7422511 | 107280813 | 10849012 | 151932714 | 20200401 | 221112 |  |  | 125 | 160 |  | N | Y | oil | 1.9095 | 0.03292 | 0.000905 | 38
55230_G_ST2B | South | TX | 48237 |  |  | JACK COUNTY GENERATION FACILITY | 13385011 | 99311213 | 96230412 | 138996014 | 10100601 | 22111 |  |  | 125 | 100 |  | N | N | gas | 1.9 | 2.91 | 0.2 | 1343 | South Gas Peaking | South Gas Peaking | South_gas_peak
| West North Central | ND | 38055 |  |  | Coal Creek Station | 8011011 | 64296813 | 59075112 | 89246214 | 20100102 | 221112 |  |  | 125 | 160 |  | N | Y | oil | 1.9 |  | 0.1
| LADCO | MI | 26115 |  |  | DTE Electric Company - Monroe Power Plant | 7888311 | 107272813 | 113519412 | 151922814 | 20200401 | 221112 |  |  | 125 | 160 |  | N | Y | oil | 1.8985 | 0.03273 | 0.0006 | 47
| West | CA | 06025 |  |  | IMPERIAL IRRIGATION DISTRICT | 16054411 | 100101813 | 117166412 | 140230314 | 20100201 | 221112 |  |  |  | 999 |  | N | Y | gas | 1.898 | 0.1182 |  | 8736
58125_G_1 | Southwest | NM | 35037 | 58125 | 1 | SPS - Quay County Generating Plant | 17750411 | 123574813 | 125532212 | 175787214 | 20100201 | 221122 | Combustion Turbine | Distillate Fuel Oil | 125 | 120 | N | N | N |  | 1.89 | 0.04 | 0.005 | 17 | Southwest Gas Nonpeaking | Southwest Gas Nonpeaking | Southwest_gas_nonpeak
| LADCO | MI | 26161 |  |  | DTE - Electric Company SUPERIOR | 7104111 | 107276313 | 13935812 | 151926614 | 20100101 | 221112 |  |  | 125 | 120 |  | N | Y | oil | 1.8745 | 0.02358 | 0.003225 | 20
9038_G_12 | MANE-VU | MA | 25017 | 9038 | 12 | HUDSON LIGHT & POWER DEPARTMENT | 4100911 | 87365213 | 83628012 | 118411014 | 20100102 | 221112 | Combustion Turbine | Natural Gas, Distillate Fuel Oil | 125 | 160 | N | N | N | oil | 1.871 | 0.032535 | 0.031 |  | MANE-VU Oil Peaking | MANE-VU Oil Peaking | MANE-VU_oil_peak
2308_G_5A | West North Central | NE | 31097 | 2308 | 5A | Tecumseh Plant | 6718911 | 12850813 | 12752612 | 22161714 | 20200402 | 926130 | Combustion Turbine | Natural Gas, Distillate Fuel Oil | 125 | 160 | N | N | N |  | 1.87 | 0.04621 |  |  | West North Central Composite Nonpeaking | West North Central Composite Nonpeaking | West North Central_comp_nonpeak
120_G_GT4 | Southwest | AZ | 04027 | 120 | GT4 | APS - YUCCA POWER PLANT | 1013411 | 88711313 | 84999712 | 120391614 | 20100101 | 221112 | Combustion Turbine | Distillate Fuel Oil | 125 | 120 | N | N | N | oil | 1.8661 | 0.025447 | 0.049903 | 13 | Southwest Composite Peaking | Southwest Composite Peaking | Southwest_comp_peak
56462_G_GEN 2 | LADCO | IL | 17089 | 56462 | GEN 2 | Geneva Generating Plant | 9731711 | 53868913 | 52104412 | 71811414 | 20100201 | 221112 | Combustion Turbine | Natural Gas | 125 | 120 | N | N | N | gas | 1.8641 | 0.0561 | 0.005725 | 229 | LADCO Gas Peaking | LADCO Gas Peaking | LADCO_gas_peak
| LADCO | MI | 26115 |  |  | DTE Electric Company - Monroe Power Plant | 7888311 | 107272713 | 113519012 | 151922714 | 20200401 | 221112 |  |  | 125 | 160 |  | N | Y | oil | 1.8585 | 0.032035 | 0.000585 | 46
| LADCO | MI | 26115 |  |  | DTE Electric Company - Monroe Power Plant | 7888311 | 107273013 | 113519612 | 151923014 | 20200401 | 221112 |  |  | 125 | 160 |  | N | Y | oil | 1.8585 | 0.032035 | 0.000585 | 46
| SESARM | SC | 45031 |  |  | DUKE ENERGY PROGRESS LLC | 4951511 | 95168913 | 63962912 | 180891114 | 20200401 | 221112 |  |  | 125 | 999 |  | N | Y | oil | 1.85 | 0.031861 | 0.00035619 | 77
| LADCO | MI | 26157 |  |  | DTE - Electric Company WILMOT PEAK | 7186011 | 107275113 | 13875612 | 151925414 | 20200401 | 221112 |  |  | 125 | 160 |  | N | Y | oil | 1.8475 | 0.031845 | 0.000875 | 45
| LADCO | MI | 26157 |  |  | DTE - Electric Company WILMOT PEAK | 7186011 | 107275213 | 13875612 | 151925514 | 20200401 | 221112 |  |  | 125 | 160 |  | N | Y | oil | 1.8475 | 0.031845 | 0.000875 | 45
141_G_AF5 | Southwest | AZ | 04013 | 141 | AF5 | SRP Agua Fria Generating Station | 1139311 | 46675513 | 44349112 | 62026614 | 20100201 | 221112 | Combustion Turbine | Natural Gas, Distillate Fuel Oil | 125 | 120 | N | N | N | gas | 1.823 |  | 0.0035 |  | Southwest Gas Peaking | Southwest Gas Peaking | Southwest_gas_peak
550_G_2 | Northwest | WA | 53065 | 550 | 2 | Avista | 6210511 | 15570713 | 15228712 | 2143014 | 20100209 | 221118 | Combustion Turbine | Natural Gas | 125 | 120 | N | N | N |  | 1.82 | 0.12 | 0 | 555 | Northwest Gas Nonpeaking | Northwest Gas Nonpeaking | Northwest_gas_nonpeak
6211_G_GEN2 | West | CA | 06001 | 6211 | GEN2 | DYNEGY OAKLAND LLC | 772011 | 46268013 | 43942712 | 59458414 | 20100101 | 221112 | Combustion Turbine | Distillate Fuel Oil | 125 | 120 | N | N | N | oil | 1.8165 | 0.31428 | 0.5307 | 416 | West Composite Peaking | West Composite Peaking | West_comp_peak
| LADCO | MN | 27145 |  |  | Melrose Public Utilities | 6455011 | 102542113 | 106195212 | 144020814 | 20300101 | 221112 |  |  | 125 | 999 |  | N | Y | oil | 1.812 | 0.13067 | 0.1191
| SESARM | NC | 37161 |  |  | Town of Forest City - Lawing Road | 16604111 | 106263413 | 109839612 | 150580714 | 20100107 | 221112 |  |  |  | 160 |  | N | Y | oil | 1.81 | 0.05 | 0.03
| LADCO | MI | 26163 |  |  | DTE - Electric Company TRENTON CHANNEL | 7422511 | 107280413 | 10849012 | 151932314 | 20200401 | 221112 |  |  | 125 | 160 |  | N | Y | oil | 1.809 | 0.031185 | 0.000855 | 36
1670_G_2 | MANE-VU | MA | 25009 | 1670 | 2 | IPSWICH MUNICIPAL LIGHT | 6521911 | 87725113 | 83877512 | 119024914 | 20100102 | 221112 | Combustion Turbine | Natural Gas, Distillate Fuel Oil | 125 | 160 | N | N | N | oil | 1.8087 | 0.031052 | 0.0009 |  | MANE-VU Oil Peaking | MANE-VU Oil Peaking | MANE-VU_oil_peak
3143_G_CTG2 | MANE-VU | PA | 42043 | 3143 | CTG2 | MARTINS CREEK LLC/HARRISBURG CTG SITE | 6660711 | 17773413 | 116532112 | 13899814 | 20100101 | 221112 | Combustion Turbine | Distillate Fuel Oil | 125 | 120 | N | N | N | oil | 1.8 | 0.0429 | 0.33 | 50 | MANE-VU Oil Peaking | MANE-VU Oil Peaking | MANE-VU_oil_peak
55667_G_G3a | MANE-VU | PA | 42095 |  |  | LOWER MT BETHEL ENERGY LLC/BANGOR | 12796911 | 89392713 | 62166012 | 121121714 | 20100201 | 221112 |  |  | 125 | 120 |  | N | N | gas | 1.8 | 0.796 | 0.1 | 2194 | MANE-VU Gas Peaking | MANE-VU Gas Peaking | MANE-VU_gas_peak
| MANE-VU | PA | 42079 |  |  | MARTINS CREEK LLC/JENKINS CTG | 4473211 | 110200113 | 116532512 | 155945714 | 20100101 | 221112 |  |  | 125 | 120 |  | N | Y | oil | 1.791 | 0.048 | 0.351 | 28
50397_B_REC037 | MANE-VU | PA | 42133 | 50397 | REC037 | PH GLATFELTER CO/SPRING GROVE | 4966111 | 28925813 | 27701012 | 14418614 | 10200401 | 322121 | O/G Steam | Natural Gas | 133 | 100 | Y | N | N |  | 1.7906 | 1.5802 | 6.2977 | 8451 | daily flat | diurnal flat | MANE-VU_comp_nonpeak
| LADCO | MI | 26157 |  |  | DTE Electric Company - Putnam Peaking Station | 7186111 | 107277113 | 13875512 | 151927414 | 20200401 | 221112 |  |  | 125 | 160 |  | N | Y | oil | 1.789 | 0.03084 | 0.000845 | 45
| LADCO | IL | 17161 |  |  | Exelon- Quad Cities Station-Cordova | 4579311 | 60293713 | 55678212 | 86365814 | 20200101 | 221112 |  |  | 125 | 160 |  | N | Y | oil | 1.779 | 0.125 | 0.117 | 393
| LADCO | OH | 39011 |  |  | OMEGA JV2-ST MARYS (0306010062) | 14684811 | 96943113 | 93861812 | 135120414 | 20100201 | 221112 |  |  |  | 120 |  | N | Y | gas | 1.771 | 0.10198 | 0.002081 | 61
56462_G_GEN 1 | LADCO | IL | 17089 | 56462 | GEN 1 | Geneva Generating Plant | 9731711 | 53868813 | 51926912 | 71811014 | 20100201 | 221112 | Combustion Turbine | Natural Gas | 125 | 120 | N | N | N | gas | 1.7702 | 0.0534 | 0.00545 | 218 | LADCO Gas Peaking | LADCO Gas Peaking | LADCO_gas_peak
10883_B_PSG1 | MANE-VU | MA | 25025 | 10883 | PSG1 | MEDICAL AREA TOTAL ENERGY PLANT | 7887011 | 96706213 | 83722912 | 134812114 | 10100601 | 221112 | O/G Steam | Natural Gas | 125 | 100 | Y | N | N | gas | 1.77 | 1.534 | 0.29 |  | daily flat | diurnal flat | MANE-VU_gas_peak
| South | AR | 05093 |  |  | PLUM POINT ENERGY STATION STATION UNIT 1 | 15259811 | 95994713 | 92783712 | 133984614 | 20100102 | 221112 |  |  | 125 | 160 |  | N | Y | oil | 1.7682 | 0.047592 | 0.0724 | 273
| MANE-VU | PA | 42079 |  |  | MARTINS CREEK LLC/JENKINS CTG | 4473211 | 110200013 | 116532412 | 155945614 | 20100101 | 221112 |  |  | 125 | 120 |  | N | Y | oil | 1.767 | 0.0476 | 0.346 | 28
56102_G_ST1 | Southwest | UT | 49023 | 56102 | ST1 | PacifiCorp- Currant Creek Power Plant | 9093511 | 72099513 | 66227712 | 99837414 | 10100604 | 221112 | Combined Cycle | Natural Gas | 125 | 100 | N | N | N | gas | 1.766 | 0.13422 | 0.010596 | 7083 | Southwest Gas Peaking | Southwest Gas Peaking | Southwest_gas_peak
| LADCO | MI | 26157 |  |  | DTE - Electric Company WILMOT PEAK | 7186011 | 107275413 | 13875612 | 151925714 | 20200401 | 221112 |  |  | 125 | 160 |  | N | Y | oil | 1.7655 | 0.03043 | 0.000835 | 42
1484_G_GT4 | MANE-VU | ME | 23005 | 1484 | GT4 | FPL ENERGY CAPE LLC | 5824011 | 22915713 | 21968412 | 129281014 | 20100101 | 221112 | Combustion Turbine | Distillate Fuel Oil | 125 | 120 | N | N | N | oil | 1.764 | 0.1087 | 0.35052 |  | MANE-VU Oil Peaking | MANE-VU Oil Peaking | MANE-VU_oil_peak
613_G_6A | SESARM | FL | 12011 | 613 | 6A | FLORIDA POWER & LIGHT COMPANY | 591711 | 125613013 | 127464312 | 180603814 | 20100101 | 2211 | Combustion Turbine | Natural Gas | 125 | 120 | N | N | N |  | 1.7519 | 0.052681 | 0.011387 | 131 | SESARM Gas Nonpeaking | SESARM Gas Nonpeaking | SESARM_gas_nonpeak
6211_G_GEN1 | West | CA | 06001 | 6211 | GEN1 | DYNEGY OAKLAND LLC | 772011 | 46268113 | 43942912 | 59458314 | 20100101 | 221112 | Combustion Turbine | Distillate Fuel Oil | 125 | 120 | N | N | N | oil | 1.742 | 0.3014 | 0.50895 | 416 | West Composite Peaking | West Composite Peaking | West_comp_peak
| MANE-VU | NJ | 34003 |  |  | Haworth Facility | 17169111 | 118501713 | 116773012 | 177755914 | 20100202 | 221112 |  |  |  | 160 |  | N | Y | gas | 1.7365
2039_B_2 | LADCO | MN | 27141 | 2039 | 2 | Great River Energy | 8162511 | 6843213 | 6795712 | 144053914 | 10100601 | 562213 | Municipal Solid Waste | MSW | 103 | 270 | N | Y | N |  | 1.7363 | 0.0019911 | 0.0011162 |  | daily flat | diurnal flat | LADCO_other_nonpeak
3154_G_CTG1 | MANE-VU | PA | 42041 | 3154 | CTG1 | MARTINS CREEK LLC/WEST SHORE CTG SITE | 6464511 | 18718913 | 18163312 | 16817114 | 20100101 | 221112 | Combustion Turbine | Distillate Fuel Oil | 125 | 120 | N | N | N | oil | 1.736 | 0.0353 | 0.367 | 22 | MANE-VU Oil Peaking | MANE-VU Oil Peaking | MANE-VU_oil_peak
56505_G_SN01 | South | AR | 05031 | 56505 | SN01 | JONESBORO CITY WATER AND LIGHT-NW SUBSTA | 976311 | 112831113 | 44657812 | 159196914 | 20100201 | 221112 | Combustion Turbine | Natural Gas, Distillate Fuel Oil | 125 | 120 | N | N | N | gas | 1.7351 | 0.074846 | 0.038557 | 167 | South Gas Peaking | South Gas Peaking | South_gas_peak
| LADCO | OH | 39157 |  |  | Dover Municipal Light Plant (0679010146) | 7345511 | 125514413 | 127360012 | 180233114 | 20100201 | 221112 |  |  | 125 | 120 |  | N | Y | gas | 1.73 | 0.0357 | 0.0184 | 61
| LADCO | MI | 26157 |  |  | DTE - Electric Company WILMOT PEAK | 7186011 | 107275513 | 13875612 | 151925814 | 20200401 | 221112 |  |  | 125 | 160 |  | N | Y | oil | 1.724 | 0.02972 | 0.000815 | 42
50887_B_BLR3 | SESARM | FL | 12011 | 50887 | BLR3 | WHEELABRATOR SOUTH BROWARD, INC | 716911 | 46339913 | 44014112 | 48517214 | 10100601 | 562219 | Municipal Solid Waste | MSW | 103 | 270 | N | Y | N |  | 1.7143 | 0.16286 | 0.007347 | 8019 | daily flat | diurnal flat | SESARM_other_nonpeak
3155_G_CTG2 | MANE-VU | PA | 42081 | 3155 | CTG2 | PPL MARTINS CREEK LLC/WILLIAMSPORT CTS | 5450811 | 27550113 | 26441812 | 14169014 | 20100101 | 221112 | Combustion Turbine | Distillate Fuel Oil | 125 | 120 | N | N | N | oil | 1.713 | 0.0394 | 0.376 | 44 | MANE-VU Oil Peaking | MANE-VU Oil Peaking | MANE-VU_oil_peak
| South | TX | 48485 |  |  | WF COGENERATION PLANT | 5127311 | 96339613 | 93457512 | 134493314 | 20200253 | 22111 |  |  | 125 | 160 |  | N | Y | gas | 1.7119 | 0.004 | 0.0003 | 288
| LADCO | MI | 26163 |  |  | DTE - Electric Company TRENTON CHANNEL | 7422511 | 107280713 | 10849012 | 151932614 | 20200401 | 221112 |  |  | 125 | 160 |  | N | Y | oil | 1.7085 | 0.029455 | 0.00081 | 34
| LADCO | MI | 26157 |  |  | DTE Electric Company - Putnam Peaking Station | 7186111 | 107276813 | 13875512 | 151927114 | 20200401 | 221112 |  |  | 125 | 160 |  | N | Y | oil | 1.708 | 0.029445 | 0.000805 | 42
| LADCO | MI | 26157 |  |  | DTE Electric Company - Putnam Peaking Station | 7186111 | 107276913 | 13875512 | 151927214 | 20200401 | 221112 |  |  | 125 | 160 |  | N | Y | oil | 1.708 | 0.029445 | 0.000805 | 42
| LADCO | MI | 26157 |  |  | DTE Electric Company - Putnam Peaking Station | 7186111 | 107277013 | 13875512 | 151927314 | 20200401 | 221112 |  |  | 125 | 160 |  | N | Y | oil | 1.708 | 0.029445 | 0.000805 | 42
1296_G_4 | South | KS | 20095 | 1296 | 4 | Kingman Mun. Power Plant | 4878111 | 30474513 | 29225512 | 38269614 | 20200402 | 221112 | Combustion Turbine | Natural Gas, Distillate Fuel Oil | 125 | 160 | N | N | N | oil | 1.7077 | 0.035167 | 0.00039348 | 83 | South Oil Peaking | South Oil Peaking | South_oil_peak
10823_G_G201 | MANE-VU | MA | 25025 | 10823 | G201 | MWRA DEER ISLAND | 4064511 | 35269413 | 33494712 | 119166114 | 20100109 | 221320 | Combustion Turbine | Natural Gas, Distillate Fuel Oil | 105 | 120 | N | N | N |  | 1.7 | 0.33248 | 0.016 |  | MANE-VU Oil Nonpeaking | MANE-VU Oil Nonpeaking | MANE-VU_oil_nonpeak
56462_G_GEN 3 | LADCO | IL | 17089 | 56462 | GEN 3 | Geneva Generating Plant | 9731711 | 53869013 | 52180012 | 71811714 | 20100201 | 221112 | Combustion Turbine | Natural Gas | 125 | 120 | N | N | N | gas | 1.6976 | 0.0551 | 0.005625 | 225 | LADCO Gas Peaking | LADCO Gas Peaking | LADCO_gas_peak
2695_G_8 | MANE-VU | NY | 36059 | 2695 | 8 | ROCKVILLE CENTRE POWER PLANT | 7221911 | 7561913 | 58811612 | 20753114 | 20200402 | 221112 | Combustion Turbine | Distillate Fuel Oil | 125 | 160 | N | N | N | oil | 1.6955 | 0.0049636 |  |  | MANE-VU Oil Peaking | MANE-VU Oil Peaking | MANE-VU_oil_peak
| South | OK | 40107 |  |  | PSO WELEETKA POWER STA | 933911 | 47383913 | 44934412 | 130382714 | 20100102 | 221112 |  |  | 125 | 160 |  | N | Y | oil | 1.695 | 0.029 | 0.214 | 58
| LADCO | OH | 39157 |  |  | Dover Municipal Light Plant (0679010146) | 7345511 | 125514513 | 124882812 | 180233214 | 20100102 | 221112 |  |  | 125 | 999 |  | N | Y | oil | 1.692 | 0.02937 | 0.000365 | 51
| South | MO | 29143 |  |  | NEW MADRID POWER PLANT MARSTON | 5363811 | 26290113 | 25225612 | 26156414 | 20100102 | 221112 |  |  | 125 | 160 |  | N | Y | oil | 1.6821 | 0.039 | 0.1106
7397_G_7 | MANE-VU | PA | 42055 | 7397 | 7 | CHAMBERSBURG BORO/FALLING SPRING 2ND ST DIESEL POWER PLT | 3769511 | 37866813 | 36122612 | 14005314 | 20100202 | 221112 | Combustion Turbine | Natural Gas, Distillate Fuel Oil | 125 | 160 | N | N | N | gas | 1.681 | 0.023 | 0.0007 | 148 | MANE-VU Oil Peaking | MANE-VU Oil Peaking | MANE-VU_oil_peak
10883_B_PSG1 | MANE-VU | MA | 25025 | 10883 | PSG1 | MEDICAL AREA TOTAL ENERGY PLANT | 7887011 | 96706213 | 83722912 | 134812214 | 10100501 | 221112 | O/G Steam | Natural Gas | 125 | 100 | Y | N | N | oil | 1.68 | 0.61042 | 0.04 |  | daily flat | diurnal flat | MANE-VU_gas_peak
| SESARM | SC | 45015 |  |  | SANTEE COOPER CROSS GENERATING STATION | 4120411 | 91528513 | 63905212 | 124724914 | 20100102 | 221112 |  |  | 125 | 160 |  | N | Y | oil | 1.6729 | 0.040802 | 0.11001
10686_B_7 | LADCO | MN | 27061 | 10686 | 7 | Blandin Paper Co/MN Power - Rapids Energy Center | 6169011 | 15286513 | 14953912 | 26425814 | 10200601 | 322121 | Biomass | Biomass | 133 | 100 | Y | N | N |  | 1.67 | 0.038511 | 0.05373 |  | daily flat | diurnal flat | LADCO_gas_nonpeak
| West | CA | 06073 |  |  | SDG&E MIRAMAR | 13561211 | 118748413 | 117311212 | 167468314 | 20200202 | 221112 |  |  | 125 | 999 |  | N | Y | gas | 1.67 | 0.01984 | 0.00031 | 8736
10502_B_02 | West | CA | 06077 | 10502 | 02 | THERMAL ENERGY DEV PARTNERSHIP LP | 13860411 | 84985113 | 124303112 | 111836314 | 10100601 | 221112 | Biomass | Biomass | 125 | 100 | N | N | N | gas | 1.6667 | 0.090478 | 0.007143 | 8736 | West Other Nonpeaking | West Other Nonpeaking | West_other_nonpeak
2831_G_4 | LADCO | OH | 39017 | 2831 | 4 | Dicks Creek Energy Facility (1409010078) | 9303211 | 55575813 | 68614312 | 101020014 | 20100201 | 221112 | Combustion Turbine | Distillate Fuel Oil | 125 | 120 | N | N | N | gas | 1.653 | 0.034083 | 0.01 | 40 | LADCO Gas Peaking | LADCO Gas Peaking | LADCO_gas_peak
| West | CA | 06013 |  |  | WAREHAM PROPERTY GROUP - EPA LAB | 13749411 | 83405313 | 74652312 | 108621414 | 20300204 | 221112 |  |  |  | 120 |  | N | Y | gas | 1.6515 | 0.034217 | 0.0019483 | 8736
| LADCO | MI | 26065 |  |  | LBWL - Eckert Station and REO Town Plant | 5985211 | 110192813 | 113531712 | 155917714 | 20100202 | 221112 |  |  | 125 | 100 |  | N | Y | gas | 1.6475 | 1.4305 | 0.0675 | 8760
1710_G_A | LADCO | MI | 26139 | 1710 | A | J. H. Campbell Plant | 8125511 | 6964913 | 6898112 | 29226514 | 20100101 | 221112 | Combustion Turbine | Distillate Fuel Oil | 125 | 120 | N | N | N | oil | 1.6435 | 0.020675 | 0.00283 | 14 | LADCO Oil Peaking | LADCO Oil Peaking | LADCO_oil_peak
665_G_13 | SESARM | FL | 12086 | 665 | 13 | HOMESTEAD CITY UTILITIES | 3532711 | 36554613 | 34813912 | 48877614 | 20100102 | 2211 | Combustion Turbine | Natural Gas, Distillate Fuel Oil | 125 | 160 | N | N | N |  | 1.6308 | 0.038295 | 0.10719 | 450 | SESARM Composite Nonpeaking | SESARM Composite Nonpeaking | SESARM_comp_nonpeak
| South | KS | 20149 |  |  | Wamego Mun. Power Plant | 5406911 | 122585313 | 124829212 | 174636714 | 20200402 | 221112 |  |  | 125 | 160 |  | N | Y | oil | 1.6304 | 0.048911 | 5.412e-05 | 36
56339_G_1 | SESARM | NC | 37167 | 56339 | 1 | NC Municipal Power Agency No. 1 - Albemarle Hospital Unit | 14662211 | 89451913 | 116616612 | 121201114 | 20200401 | 221118 | Combustion Turbine | Distillate Fuel Oil |  | 160 | N | N | N |  | 1.63 | 0.03 |  | 8736 | SESARM Composite Nonpeaking | SESARM Composite Nonpeaking | SESARM_comp_nonpeak
54663_G_GEN1 | MANE-VU | NH | 33017 | 54663 | GEN1 | TURNKEY RECYCLING & ENVIRONMENTAL ENTERP | 7237811 | 7568813 | 7488812 | 22126314 | 20300802 | 562212 | Landfill Gas | Landfill Gas | 104 | 160 | N | N | N |  | 1.6245 | 0.21838 | 2.4532 |  | MANE-VU Other Nonpeaking | MANE-VU Other Nonpeaking | MANE-VU_other_nonpeak
54693_G_GT#2 | MANE-VU | PA | 42133 | 54693 | GT#2 | YORK PLT HOLDINGS LLC/SPRINGETTSBURY TWP | 2986311 | 38381013 | 62211712 | 15374914 | 20200203 | 221112 | Combined Cycle | Natural Gas | 125 | 100 | N | N | N | gas | 1.6171 | 0.31704 | 0.0075 | 240 | MANE-VU Gas Peaking | MANE-VU Gas Peaking | MANE-VU_gas_peak
| SESARM | SC | 45019 |  |  | SCE&G HAGOOD | 2916211 | 112045313 | 96788312 | 158246814 | 20100201 | 221112 |  |  | 125 | 120 |  | N | Y | gas | 1.6165 | 0.04 | 0.0403 | 290
3291_G_GT1 | SESARM | SC | 45039 | 3291 | GT1 | SCE&G PARR COMBUSTION TURBINE FACILITY | 8332811 | 100013 | 95512 | 11760314 | 20100201 | 221112 | Combustion Turbine | Natural Gas, Distillate Fuel Oil | 125 | 120 | N | N | N | gas | 1.6163 | 0.033337 | 0.017174 | 62 | SESARM Oil Peaking | SESARM Oil Peaking | SESARM_oil_peak
3281_G_1 | SESARM | SC | 45079 | 3281 | 1 | SCE&G COIT | 3426211 | 38861013 | 37120112 | 15315014 | 20100201 | 221112 | Combustion Turbine | Natural Gas, Distillate Fuel Oil | 125 | 120 | N | N | N | gas | 1.6121 | 0.03325 | 0.017129 | 124 | SESARM Oil Peaking | SESARM Oil Peaking | SESARM_oil_peak
| South | KS | 20037 |  |  | Girard Mun. Power Plant | 4753711 | 27887713 | 26772612 | 37740214 | 20200402 | 221112 |  |  | 125 | 160 |  | N | Y | oil | 1.6089 | 0.048247 | 0.00014687 | 1
| LADCO | IL | 17195 |  |  | City Of Rock Falls | 3977311 | 60358113 | 55794312 | 86489114 | 20300102 | 221112 |  |  | 125 | 160 |  | N | Y | oil | 1.6068 | 0.0242 | 0.000888 | 66
7392_G_1 | South | MO | 29023 | 7392 | 1 | POPLAR BLUFF MUNICIPAL UTILITIES GENERATING PLANT | 6321511 | 16016813 | 15638112 | 25459514 | 20100202 | 221112 | Combustion Turbine | Natural Gas, Distillate Fuel Oil | 125 | 160 | N | N | N | gas | 1.6046 | 0.0114 | 0.0003 |  | South Gas Peaking | South Gas Peaking | South_gas_peak
2022_B_2 | LADCO | MN | 27067 | 2022 | 2 | Willmar Municipal Utilities | 6454411 | 16569213 | 16114612 | 26985614 | 10100602 | 221122 | O/G Steam | Natural Gas | 125 | 100 | Y | N | N |  | 1.6 | 0.00688 | 0.0096 |  | daily flat | diurnal flat | LADCO_gas_nonpeak
3325_G_GT1 | West North Central | SD | 46103 | 3325 | GT1 | Black Hill Power & Light Company (Ben French) | 6195711 | 15200113 | 14854312 | 11738614 | 20100101 | 221112 | Combustion Turbine | Natural Gas, Distillate Fuel Oil | 125 | 120 | N | N | N | oil | 1.6 | 0.10756 | 0 |  | West North Central Gas Peaking | West North Central Gas Peaking | West North Central_gas_peak
| MANE-VU | MA | 25005 |  |  | TAUNTON MUNICIPAL LIGHT PLANT | 5058811 | 87718413 | 83872812 | 119016414 | 20100101 | 221112 |  |  | 125 | 120 |  | N | Y | oil | 1.6 | 0.09026 | 0.9
|  | TB | 88582 |  |  | Morongo Casino Cogeneration Facility | 17092411 | 113330613 | 115942512 | 159494014 | 20100202 | 22111 |  |  |  | 160 |  | N | Y | gas | 1.6 | 0.6 | 0.1
57865_G_E03 | South | TX | 48189 | 57865 | E03 | ANTELOPE STATION | 15625011 | 99192313 | 96117812 | 138835814 | 20100202 | 22111 | Combustion Turbine | Natural Gas | 125 | 160 | N | N | N | gas | 1.595 | 1.4459 | 0.6664 | 998 | South Gas Peaking | South Gas Peaking | South_gas_peak
50900_B_1RB | MANE-VU | VA | 51580 | 50900 | 1RB | Meadwestvaco Packaging Resource Group | 5798711 | 21497613 | 20607812 | 125274514 | 30799901 | 322121 | Non-Fossil Waste | Non-Fossil Waste | 133 | 100 | Y | N | N |  | 1.5918 | 0.0055315 | 6.2478 |  | daily flat | diurnal flat | MANE-VU_comp_nonpeak
7397_G_7 | MANE-VU | PA | 42055 | 7397 | 7 | CHAMBERSBURG BORO/FALLING SPRING 2ND ST DIESEL POWER PLT | 3769511 | 37866813 | 36122612 | 14005214 | 20100102 | 221112 | Combustion Turbine | Natural Gas, Distillate Fuel Oil | 125 | 160 | N | N | N | oil | 1.589 | 0.1661 | 0.2093 | 94 | MANE-VU Oil Peaking | MANE-VU Oil Peaking | MANE-VU_oil_peak
| LADCO | IL | 17027 |  |  | Breese Municipal Power Plant | 1946811 | 59352513 | 39653712 | 85440914 | 20100102 | 221112 |  |  | 125 | 160 |  | N | Y | oil | 1.5857 | 0.0273 | 0.000743 | 46
| LADCO | MI | 26157 |  |  | DTE Electric Company - Putnam Peaking Station | 7186111 | 107276713 | 13875512 | 151927014 | 20200401 | 221112 |  |  | 125 | 160 |  | N | Y | oil | 1.5855 | 0.02733 | 0.00075 | 39
2382_G_MID2 | MANE-VU | NJ | 34009 |  |  | Middle Energy Center | 5133111 | 25810013 | 60445512 | 22290314 | 20100101 | 221112 |  |  | 125 | 120 |  | N | N | oil | 1.58 | 0.0543 | 0.0823 |  | MANE-VU Oil Peaking | MANE-VU Oil Peaking | MANE-VU_oil_peak
7392_G_2 | South | MO | 29023 | 7392 | 2 | POPLAR BLUFF MUNICIPAL UTILITIES GENERATING PLANT | 6321511 | 16016613 | 15638212 | 25459914 | 20100202 | 221112 | Combustion Turbine | Natural Gas, Distillate Fuel Oil | 125 | 160 | N | N | N | gas | 1.5762 | 0.0112 | 0.0003 |  | South Gas Peaking | South Gas Peaking | South_gas_peak
| South | KS | 20145 |  |  | Larned Mun. Power Plant | 4594311 | 98346113 | 112304712 | 138247214 | 20200401 | 221112 |  |  | 125 | 999 |  | N | Y | oil | 1.5758 | 0.035368 | 0.0007928 | 1
| South | KS | 20045 |  |  | Baldwin City Mun. Power Plant #2 | 9638611 | 53844213 | 112264312 | 71120414 | 20200402 | 221112 |  |  | 125 | 160 |  | N | Y | oil | 1.5751 | 0.047232 | 5.2284e-05 | 2080
| LADCO | IL | 17195 |  |  | City Of Rock Falls | 3977311 | 60358513 | 55794412 | 86488914 | 20300102 | 221112 |  |  | 125 | 160 |  | N | Y | oil | 1.5723 | 0.0237 | 0.000871 | 65
992_B_18 | LADCO | IN | 18097 | 992 | 18 | Citizens Thermal | 4885311 | 100806013 | 30985012 | 160444914 | 10200501 | 22133 | O/G Steam | Natural Gas | 125 | 999 | N | N | N |  | 1.572 | 0.10153 | 0 |  | LADCO Gas Nonpeaking | LADCO Gas Nonpeaking | LADCO_gas_nonpeak
| MANE-VU | NJ | 34017 |  |  | Hudson Generating Station | 7591411 | 118488213 | 61271412 | 177715914 | 20300101 | 221112 |  |  | 125 | 290 |  | N | Y | oil | 1.5699 | 0.0801 | 0.0027
| LADCO | IL | 17195 |  |  | City Of Rock Falls | 3977311 | 60358413 | 55794212 | 86489014 | 20300102 | 221112 |  |  | 125 | 160 |  | N | Y | oil | 1.568 | 0.0236 | 0.000867 | 64
6791_G_1 | South | KS | 20015 | 6791 | 1 | Augusta Mun. Power Plant #2 | 3670511 | 37387613 | 35660312 | 37831214 | 20200402 | 221112 | Combustion Turbine | Natural Gas, Distillate Fuel Oil | 125 | 160 | N | N | N | oil | 1.5656 | 0.032239 | 0.00030297 | 41 | South Oil Peaking | South Oil Peaking | South_oil_peak
8076_G_01 | West | CA | 06083 | 8076 | 01 | ELLWOOD GENERATING STATION | 1600811 | 44620813 | 97526912 | 53000714 | 20100201 | 221112 | Combustion Turbine | Natural Gas | 125 | 120 | N | N | N | gas | 1.5628 | 0.069609 | 0.1382 | 8736 | West Gas Peaking | West Gas Peaking | West_gas_peak
| LADCO | MI | 26157 |  |  | DTE - Electric Company WILMOT PEAK | 7186011 | 107275313 | 13875612 | 151925614 | 20200401 | 221112 |  |  | 125 | 160 |  | N | Y | oil | 1.56 | 0.02689 | 0.000735 | 39
| MANE-VU | NJ | 34003 |  |  | Haworth Facility | 17169111 | 118501713 | 116773012 | 177755714 | 20100202 | 221112 |  |  |  | 160 |  | N | Y | gas | 1.5592
| LADCO | MI | 26163 |  |  | DTE - Electric Company RIVER ROUGE | 8229311 | 107280113 | 6561712 | 151932014 | 20200401 | 221112 |  |  | 125 | 160 |  | N | Y | oil | 1.5555 | 0.026815 | 0.000735 | 44
| Southwest | UT | 49053 |  |  | St. George City Power- Red Rock Power Generation Station | 6987011 | 105550213 | 109277512 | 149856814 | 20100201 | 22111 |  |  | 125 | 120 |  | N | Y | gas | 1.548 | 1.5325 | 0.21827 | 1290
| South | MO | 29097 |  |  | CARTHAGE WATER AND ELECTRIC | 5339111 | 59040013 | 58119512 | 87819314 | 20100202 | 221112 |  |  | 125 | 160 |  | N | Y | gas | 1.5421 | 0.0109 | 0.0003
| MANE-VU | VA | 51181 |  |  | Surry Power Station and Gravel Neck | 4937411 | 32379413 | 30964812 | 625314 | 20200101 | 221112 |  |  | 125 | 120 |  | N | Y | oil | 1.5413 | 0.10834 | 0.10136
| South | KS | 20083 |  |  | Jetmore Mun. Power Plant | 12657611 | 98355913 | 95671912 | 138265014 | 20200401 | 221112 |  |  |  | 999 |  | N | Y | oil | 1.5411 | 0.034589 | 0.00077534 | 1
| LADCO | IL | 17195 |  |  | City Of Rock Falls | 3977311 | 60358213 | 55794012 | 86488714 | 20300102 | 221112 |  |  | 125 | 160 |  | N | Y | oil | 1.5411 | 0.0232 | 0.000854 | 61
| SESARM | SC | 45007 |  |  | SANTEE COOPER RAINEY | 4075711 | 69627113 | 63903212 | 139748514 | 20100101 | 221112 |  |  | 125 | 999 |  | N | Y | oil | 1.54 |  | 0.1 | 8760
57865_G_E06 | South | TX | 48189 | 57865 | E06 | ANTELOPE STATION | 15625011 | 99192613 | 96118112 | 138836114 | 20100202 | 22111 | Combustion Turbine | Natural Gas | 125 | 160 | N | N | N | gas | 1.5373 | 1.4474 | 0.6637 | 990 | South Gas Peaking | South Gas Peaking | South_gas_peak
| SESARM | SC | 45031 |  |  | DUKE ENERGY PROGRESS LLC | 4951511 | 95168913 | 63962912 | 139851014 | 20100102 | 221112 |  |  | 125 | 999 |  | N | Y | oil | 1.5325 | 0.037377 | 0.10078 | 8760
| LADCO | MI | 26125 |  |  | DTE - Electric Company Hancock Peaker Station | 6093411 | 107275713 | 22809212 | 151926014 | 20100201 | 221112 |  |  | 125 | 120 |  | N | Y | gas | 1.531 | 0.031575 | 0.0027 | 48
| South | TX | 48485 |  |  | WF COGENERATION PLANT | 5127311 | 96339513 | 93457412 | 134493214 | 20200253 | 22111 |  |  | 125 | 160 |  | N | Y | gas | 1.5285 | 0.0043 | 0.0003 | 291
| South | TX | 48021 |  |  | LOST PINES 1 POWER PLANT | 3981311 | 122856513 | 125016712 | 174890314 | 20100107 | 22111 |  |  | 125 | 160 |  | N | Y | oil | 1.5275 | 0.0108 | 0.0101 | 22
| LADCO | IL | 17195 |  |  | City Of Rock Falls | 3977311 | 96565313 | 93647012 | 134727014 | 20300102 | 221112 |  |  | 125 | 160 |  | N | Y | oil | 1.5262 | 0.0094 | 0.001451 | 89
688_G_GT1 | SESARM | FL | 12073 |  |  | CITY OF TALLAHASSEE | 715111 | 46366213 | 44043112 | 48977314 | 20100201 | 2211 |  |  | 125 | 120 |  | N | N |  | 1.5253 | 0.031461 | 0.016207 | 68 | SESARM Gas Nonpeaking | SESARM Gas Nonpeaking | SESARM_gas_nonpeak
| West | CA | 06037 |  |  | HARBOR COGENERATION CO, LLC | 13500111 | 77452413 | 117990912 | 114988914 | 20100201 | 221112 |  |  | 125 | 999 |  | N | Y | gas | 1.5156 | 0.18803 | 0.04549 | 8736
3561_G_7 | South | TX | 48041 | 3561 | 7 | ATKINS POWER STATION | 6598311 | 17346513 | 16868012 | 12928714 | 20100201 | 22111 | Combustion Turbine | Natural Gas | 125 | 120 | N | N | N | gas | 1.515 | 0.0312 | 0.0161 | 36 | South Gas Peaking | South Gas Peaking | South_gas_peak
| Southwest | UT | 49007 |  |  | Sunnyside Cogeneration Associates- Sunnyside Cogeneration Facility | 5066411 | 71990113 | 66103512 | 99724114 | 20200102 | 221112 |  |  | 125 | 290 |  | N | Y | oil | 1.5143 | 0.18611 | 0.16503 | 727
1706_G_1 | LADCO | MI | 26137 | 1706 | 1 | Consumers Energy Gaylord Combustion Turbine Plant | 7024811 | 15163813 | 109209212 | 28962314 | 20100201 | 221112 | Combustion Turbine | Natural Gas | 125 | 120 | N | N | N | gas | 1.5112 | 0.031162 | 0.044388 | 96 | LADCO Gas Peaking | LADCO Gas Peaking | LADCO_gas_peak
1706_G_1 | LADCO | MI | 26137 | 1706 | 1 | Consumers Energy Gaylord Combustion Turbine Plant | 7024811 | 15163813 | 109208812 | 28962314 | 20100201 | 221112 | Combustion Turbine | Natural Gas | 125 | 120 | N | N | N | gas | 1.5112 | 0.031162 | 0.044388 | 96 | LADCO Gas Peaking | LADCO Gas Peaking | LADCO_gas_peak
1706_G_1 | LADCO | MI | 26137 | 1706 | 1 | Consumers Energy Gaylord Combustion Turbine Plant | 7024811 | 15163813 | 109208912 | 28962314 | 20100201 | 221112 | Combustion Turbine | Natural Gas | 125 | 120 | N | N | N | gas | 1.5112 | 0.031162 | 0.044388 | 96 | LADCO Gas Peaking | LADCO Gas Peaking | LADCO_gas_peak
1706_G_1 | LADCO | MI | 26137 | 1706 | 1 | Consumers Energy Gaylord Combustion Turbine Plant | 7024811 | 15163813 | 109209112 | 28962314 | 20100201 | 221112 | Combustion Turbine | Natural Gas | 125 | 120 | N | N | N | gas | 1.5112 | 0.031162 | 0.044388 | 96 | LADCO Gas Peaking | LADCO Gas Peaking | LADCO_gas_peak
| LADCO | IN | 18165 |  |  | Duke Energy Indiana LLC - Cayuga Genera | 7248511 | 91183813 | 87275312 | 123724014 | 20100102 | 221112 |  |  | 125 | 999 |  | N | Y | oil | 1.51 | 0.037645 | 0.09925
| LADCO | IN | 18165 |  |  | Duke Energy Indiana LLC - Cayuga Genera | 7248511 | 91183913 | 87275312 | 123724114 | 20100102 | 221112 |  |  | 125 | 999 |  | N | Y | oil | 1.51 | 0.037645 | 0.09925
| LADCO | IN | 18165 |  |  | Duke Energy Indiana LLC - Cayuga Genera | 7248511 | 91184013 | 87275312 | 123724214 | 20100102 | 221112 |  |  | 125 | 999 |  | N | Y | oil | 1.51 | 0.037645 | 0.09925
| SESARM | NC | 37081 |  |  | NC Municipal Power Agency No. 1 - High Point Polo Plant | 15616011 | 98877613 | 95937312 | 138557214 | 20100102 | 221112 |  |  |  | 160 |  | N | Y | oil | 1.51 | 0.03 | 0.03
1597_G_UN1 | MANE-VU | MA | 25007 | 1597 | UN1 | NRG CANAL LLC - OAK BLUFFS | 5238711 | 87806113 | 83934212 | 119172014 | 20100102 | 221112 | Combustion Turbine | Distillate Fuel Oil | 125 | 160 | N | N | N | oil | 1.5 | 0.061201 | 0.1614 |  | MANE-VU Oil Peaking | MANE-VU Oil Peaking | MANE-VU_oil_peak
55667_G_G3 | MANE-VU | PA | 42095 | 55667 | G3 | LOWER MT BETHEL ENERGY LLC/BANGOR | 12796911 | 89392613 | 62165912 | 121121614 | 20100201 | 221112 | Combined Cycle | Natural Gas | 125 | 120 | N | N | N | gas | 1.5 | 0.874 | 0.1 | 2415 | MANE-VU Gas Peaking | MANE-VU Gas Peaking | MANE-VU_gas_peak
934_G_IC3 | LADCO | IL | 17027 | 934 | IC3 | Breese Municipal Power Plant | 1946811 | 41583513 | 55941712 | 46044814 | 20100102 | 221112 | Combustion Turbine | Distillate Fuel Oil | 125 | 160 | N | N | N | oil | 1.4956 | 0.0257 | 0.0007 | 34 | LADCO Oil Peaking | LADCO Oil Peaking | LADCO_oil_peak
1270_G_IC4 | South | KS | 20027 | 1270 | IC4 | Clay Center Mun. Power Plant | 4499711 | 28277313 | 27121412 | 38258314 | 20200402 | 221112 | Combustion Turbine | Natural Gas, Distillate Fuel Oil | 125 | 160 | N | N | N | oil | 1.4892 |  |  | 8736 | South Oil Peaking | South Oil Peaking | South_oil_peak
| LADCO | MI | 26163 |  |  | DTE - Electric Company RIVER ROUGE | 8229311 | 107280313 | 6561712 | 151932214 | 20200401 | 221112 |  |  | 125 | 160 |  | N | Y | oil | 1.485 | 0.025595 | 0.0007 | 42
1670_G_9 | MANE-VU | MA | 25009 | 1670 | 9 | IPSWICH MUNICIPAL LIGHT | 6521911 | 87725713 | 83878112 | 119025614 | 20100102 | 221112 | Combustion Turbine | Natural Gas, Distillate Fuel Oil | 125 | 160 | N | N | N | oil | 1.4816 | 0.028894 | 0.0008 |  | MANE-VU Oil Peaking | MANE-VU Oil Peaking | MANE-VU_oil_peak
| SESARM | NC | 37157 |  |  | Duke Energy Carolinas, LLC - Dan River Combined Cycle Facili | 8009611 | 75327513 | 69505112 | 181182514 | 20300101 | 221112 |  |  | 125 | 160 |  | N | Y | oil | 1.48 | 0.1 | 0.09 | 8736
| SESARM | SC | 45075 |  |  | ORANGEBURG DPU:ROWESVILLE ROAD | 4143111 | 113863213 | 64112012 | 160194114 | 20200254 | 221112 |  |  | 125 | 160 |  | N | Y | gas | 1.479 | 0.013 | 0.00039 | 250
| LADCO | MN | 27141 |  |  | Xcel Energy - Sherburne Generating Plant | 6990811 | 15177513 | 14824812 | 27486914 | 20200401 | 221112 |  |  | 125 | 160 |  | N | Y | oil | 1.472 | 0.025368 | 0.0006955
| LADCO | MN | 27141 |  |  | Xcel Energy - Sherburne Generating Plant | 6990811 | 15178313 | 14826712 | 27486114 | 20200401 | 221112 |  |  | 125 | 160 |  | N | Y | oil | 1.472 | 0.025368 | 0.0006955
| LADCO | IL | 17057 |  |  | Illinois Power Resources Generating LLC | 3206511 | 125331213 | 127155512 | 179111314 | 20200102 | 221112 |  |  | 125 | 999 |  | N | Y | oil | 1.4626 | 0.0457 | 0.000689 | 27
| West | CA | 06073 |  |  | CABRILLO POWER II LLC | 14068811 | 86050613 | 105190512 | 116138814 | 20100201 | 221112 |  |  |  | 120 |  | N | Y | gas | 1.46 | 0.08928 | 0.00867 | 8736
| West | CA | 06059 |  |  | CANYON POWER PLANT | 15993811 | 119584813 | 119890812 | 169543514 | 20100201 | 221112 |  |  | 125 | 999 |  | N | Y | gas | 1.4592 | 0.78651 | 0.08941 | 2080
| Southwest | CO | 08041 |  |  | COLORADO SPRINGS - 7723 N. CAREFREE CIR. | 17440911 | 121376513 | 123650012 | 172590014 | 20200102 | 221112 |  |  |  | 160 |  | N | Y | oil | 1.4583 | 0.012324 | 0.053403
10776_G_GTG | West | CA | 06111 | 10776 | GTG | E.F. OXNARD LLC | 1589611 | 100160213 | 97450712 | 140301814 | 20100201 | 221112 | Combustion Turbine | Natural Gas | 125 | 120 | Y | N | N | gas | 1.4558 | 4.5491 | 0.4367 | 3900 | daily flat | diurnal flat | West_gas_peak
2383_G_MISD | MANE-VU | NJ | 34001 |  |  | Missouri Energy Center | 7514511 | 11142213 | 60446012 | 22524714 | 20100101 | 221112 |  |  | 125 | 120 |  | N | N | oil | 1.45 | 0.0786 | 0.1322 |  | MANE-VU Oil Peaking | MANE-VU Oil Peaking | MANE-VU_oil_peak
| West | CA | 06073 |  |  | CABRILLO POWER I LLC ENCINA POWER PLANT | 5003711 | 86059913 | 105171112 | 116287414 | 20100201 | 221112 |  |  | 125 | 120 |  | N | Y | gas | 1.45 | 0.07936 | 0.0075 | 8736
10682_G_GT1 | Southwest | CO | 08087 | 10682 | GT1 | ALTAGAS BRUSH ENERGY - 1500 S CLAYTON ST | 3936111 | 36928213 | 35185112 | 47669314 | 20200203 | 221112 | Combined Cycle | Natural Gas | 125 | 120 | N | N | N | gas | 1.45 | 0.089999 | 0.01 |  | Southwest Gas Peaking | Southwest Gas Peaking | Southwest_gas_peak
50658_B_3 | MANE-VU | VA | 51059 | 50658 | 3 | Covanta Fairfax Inc | 6743611 | 13420913 | 13238812 | 331814 | 10200601 | 562213 | Municipal Solid Waste | MSW | 103 | 100 | N | Y | N |  | 1.4304 | 0.058238 | 0.0023663 |  | daily flat | diurnal flat | MANE-VU_other_nonpeak
50658_B_1 | MANE-VU | VA | 51059 | 50658 | 1 | Covanta Fairfax Inc | 6743611 | 13420713 | 13238612 | 332114 | 10200601 | 562213 | Municipal Solid Waste | MSW | 103 | 100 | N | Y | N |  | 1.4304 | 0.058238 | 0.0010667 |  | daily flat | diurnal flat | MANE-VU_other_nonpeak
| LADCO | OH | 39123 |  |  | Genoa Diesel Generating Station (0362000130) | 14691111 | 122615313 | 124859512 | 174789514 | 20100102 | 221112 |  |  |  | 999 |  | N | Y | oil | 1.43 | 0.11107 | 0.001 | 69
| LADCO | IL | 17195 |  |  | City Of Rock Falls | 3977311 | 96565413 | 93647112 | 134727114 | 20300102 | 221112 |  |  | 125 | 160 |  | N | Y | oil | 1.4285 | 0.0088 | 0.001361 | 83
1264_G_6 | South | KS | 20123 | 1264 | 6 | Beloit Mun. Power Plant | 4527711 | 27615313 | 26507212 | 38472914 | 20200402 | 221112 | Combustion Turbine | Natural Gas, Distillate Fuel Oil | 125 | 160 | N | N | N | oil | 1.4251 | 0.029347 | 0.00020021 | 33 | South Oil Peaking | South Oil Peaking | South_oil_peak
10012_B_2 | MANE-VU | NJ | 34041 | 10012 | 2 | Covanta Warren Energy Resource Co. L.P. | 7989511 | 5122213 | 4944512 | 91652114 | 50200102 | 562213 | Municipal Solid Waste | MSW | 103 | 270 | N | Y | N |  | 1.4238 | 0.1103 | 2.0202 |  | daily flat | diurnal flat | MANE-VU_other_nonpeak
6565_G_5A | MANE-VU | MD | 24047 | 6565 | 5A | Berlin Town Power Plant | 6572311 | 88042613 | 84237912 | 119466214 | 20100102 | 221112 | Combustion Turbine | Distillate Fuel Oil | 125 | 160 | N | N | N | oil | 1.4227 | 0.01989 | 0.085605 | 2080 | MANE-VU Oil Peaking | MANE-VU Oil Peaking | MANE-VU_oil_peak
6565_G_5A | MANE-VU | MD | 24047 | 6565 | 5A | Berlin Town Power Plant | 6572311 | 88042613 | 84238012 | 119466214 | 20100102 | 221112 | Combustion Turbine | Distillate Fuel Oil | 125 | 160 | N | N | N | oil | 1.4227 | 0.01989 | 0.085605 | 2080 | MANE-VU Oil Peaking | MANE-VU Oil Peaking | MANE-VU_oil_peak
10013_B_2 | LADCO | MN | 27053 | 10013 | 2 | Covanta Hennepin Energy Resource Co LP | 8482211 | 1113013 | 1001512 | 27019914 | 10300603 | 562213 | Municipal Solid Waste | MSW | 103 | 270 | N | Y | N |  | 1.416 | 0.0005682 | 0.005663 |  | daily flat | diurnal flat | LADCO_other_nonpeak
| LADCO | MI | 26163 |  |  | DTE (EMERGENCY GENERATORS AT FORD R&E CENTER | 13680011 | 82734013 | 73718012 | 106313914 | 20100102 | 221112 |  |  |  | 999 |  | N | Y | oil | 1.4155 | 0.055608 | 0.029075 | 12
6377_G_1 | SESARM | NC | 37095 | 6377 | 1 | NCEMC - Ocracoke | 8312611 | 189213 | 69016612 | 18530414 | 20100102 | 221122 | Combustion Turbine | Distillate Fuel Oil | 125 | 160 | N | N | N |  | 1.41 | 0.04 |  | 2548 | SESARM Composite Nonpeaking | SESARM Composite Nonpeaking | SESARM_comp_nonpeak
| SESARM | NC | 37183 |  |  | INGENCO Renewable Development, LLC - Apex | 16852911 | 123399113 | 125462212 | 175600614 | 20100102 | 221112 |  |  |  | 160 |  | N | Y | oil | 1.41 | 0.08 | 0.03 | 8736
| LADCO | OH | 39123 |  |  | Genoa Diesel Generating Station (0362000130) | 14691111 | 122615213 | 124859412 | 174789414 | 20100102 | 221112 |  |  |  | 999 |  | N | Y | oil | 1.41 | 0.11007 | 0.001 | 68
| LADCO | OH | 39103 |  |  | OMEGA JV2 - Seville (1652070028) | 14731711 | 122827413 | 109718512 | 174845314 | 20100102 | 221112 |  |  |  | 999 |  | N | Y | oil | 1.41 | 0.11007 | 0.001 | 68
| LADCO | OH | 39171 |  |  | OMEGA JV2-MONTPELIER (0386000069) | 14693011 | 106010313 | 109708812 | 150361814 | 20100102 | 221112 |  |  |  | 999 |  | N | Y | oil | 1.41 | 0.11007 | 0.001 | 68
| LADCO | OH | 39157 |  |  | OMEGA JV2- Dover Peaking Station (0679010304) | 14709011 | 106011913 | 109711112 | 150370114 | 20100102 | 221112 |  |  |  | 999 |  | N | Y | oil | 1.41 | 0.11007 | 0.001 | 68
| South | KS | 20031 |  |  | Burlington Mun. Power Plant | 4648211 | 27798313 | 26676812 | 138426614 | 20200402 | 221112 |  |  | 125 | 160 |  | N | Y | oil | 1.407 | 0.042194 | 4.6707e-05 | 8736
50658_B_2 | MANE-VU | VA | 51059 | 50658 | 2 | Covanta Fairfax Inc | 6743611 | 13421013 | 13238712 | 331614 | 10200601 | 562213 | Municipal Solid Waste | MSW | 103 | 100 | N | Y | N |  | 1.4069 | 0.057281 | 0.00063913 |  | daily flat | diurnal flat | MANE-VU_other_nonpeak
7399_G_GEN4 | LADCO | MI | 26017 | 7399 | GEN4 | BAY CITY ELECTRIC LIGHT & POWER | 4140111 | 34964113 | 33261112 | 30440814 | 20100102 | 221118 | Combustion Turbine | Natural Gas, Distillate Fuel Oil | 125 | 160 | N | N | N |  | 1.405 | 0.10632 | 0.09235 | 68 | LADCO Gas Nonpeaking | LADCO Gas Nonpeaking | LADCO_gas_nonpeak
| South | KS | 20157 |  |  | Belleville Mun. Power Plant | 2920211 | 98352813 | 112288712 | 138259914 | 20200402 | 221112 |  |  | 125 | 999 |  | N | Y | oil | 1.4008 | 0.042007 | 4.65e-05 | 1
6049_G_UN1 | MANE-VU | MA | 25007 | 6049 | UN1 | NRG CANAL LLC - WEST TISBURY | 5239211 | 87594513 | 83787312 | 118795414 | 20100102 | 221112 | Combustion Turbine | Distillate Fuel Oil | 125 | 160 | N | N | N | oil | 1.4 | 0.056791 | 0.1497 |  | MANE-VU Oil Peaking | MANE-VU Oil Peaking | MANE-VU_oil_peak
2385_G_GT2 | MANE-VU | NJ | 34023 |  |  | Werner Generating Station | 7620811 | 11842013 | 60504812 | 20032014 | 20100101 | 221112 |  |  | 125 | 120 |  | N | N | oil | 1.4 | 0.17 | 0.01 |  | MANE-VU Oil Peaking | MANE-VU Oil Peaking | MANE-VU_oil_peak
| LADCO | IL | 17141 |  |  | Rochelle Municipal Diesel Plant | 5039111 | 125359713 | 127184112 | 179142114 | 20100101 | 221112 |  |  | 125 | 999 |  | N | Y | oil | 1.3975 | 0.056 | 0.00123 | 98
56462_G_GEN 4 | LADCO | IL | 17089 | 56462 | GEN 4 | Geneva Generating Plant | 9731711 | 53869113 | 52232212 | 71812014 | 20100201 | 221112 | Combustion Turbine | Natural Gas | 125 | 120 | N | N | N | gas | 1.3951 | 0.0521 | 0.005325 | 213 | LADCO Gas Peaking | LADCO Gas Peaking | LADCO_gas_peak
| LADCO | MN | 27035 |  |  | Lindar Corp Generation Facility | 13620211 | 102544413 | 106197612 | 144023114 | 20300101 | 221112 |  |  |  | 999 |  | N | Y | oil | 1.395 | 0.10062 | 0.09171
50658_B_4 | MANE-VU | VA | 51059 | 50658 | 4 | Covanta Fairfax Inc | 6743611 | 13420813 | 13238912 | 331914 | 10200601 | 562213 | Municipal Solid Waste | MSW | 103 | 100 | N | Y | N |  | 1.3896 | 0.056578 | 0.0016557 |  | daily flat | diurnal flat | MANE-VU_other_nonpeak
| LADCO | OH | 39033 |  |  | OMEGA JV2-Galion (0317030059) | 14685411 | 122610813 | 124853312 | 174782414 | 20100102 | 221112 |  |  |  | 999 |  | N | Y | oil | 1.389 | 0.10807 | 0.001 | 67
| LADCO | OH | 39103 |  |  | OMEGA JV2 - Seville (1652070028) | 14731711 | 122827613 | 109718412 | 174845514 | 20100102 | 221112 |  |  |  | 999 |  | N | Y | oil | 1.389 | 0.10807 | 0.001 | 67
| LADCO | OH | 39171 |  |  | OMEGA JV2-BRYAN (0386010068) | 14693211 | 106010613 | 109709712 | 150362414 | 20100102 | 221112 |  |  |  | 999 |  | N | Y | oil | 1.389 | 0.10807 | 0.001 | 67
| LADCO | OH | 39171 |  |  | OMEGA JV2-BRYAN (0386010068) | 14693211 | 106010813 | 109709512 | 150362614 | 20100102 | 221112 |  |  |  | 999 |  | N | Y | oil | 1.389 | 0.10807 | 0.001 | 67
| LADCO | OH | 39171 |  |  | OMEGA JV2-BRYAN (0386010068) | 14693211 | 106011113 | 109709812 | 150362914 | 20100102 | 221112 |  |  |  | 999 |  | N | Y | oil | 1.389 | 0.10807 | 0.001 | 67
1316_G_IC3 | South | KS | 20059 | 1316 | IC3 | Ottawa Mun. Power Plant | 3734911 | 37538313 | 35813112 | 37757714 | 20200402 | 221112 | Combustion Turbine | Natural Gas, Distillate Fuel Oil | 125 | 160 | N | N | N | oil | 1.3831 | 0.028481 | 0.00026637 | 68 | South Oil Peaking | South Oil Peaking | South_oil_peak
1316_G_IC3 | South | KS | 20059 | 1316 | IC3 | Ottawa Mun. Power Plant | 3734911 | 37538313 | 35812912 | 88676814 | 20200402 | 221112 | Combustion Turbine | Natural Gas, Distillate Fuel Oil | 125 | 160 | N | N | N | oil | 1.3831 | 0.028481 | 0.00026637 | 68 | South Oil Peaking | South Oil Peaking | South_oil_peak
| West | CA | 06085 |  |  | OWL ENERGY RESOURCES INC | 14320911 | 120257213 | 121860312 | 170795614 | 20300204 | 221112 |  |  |  | 999 |  | N | Y | gas | 1.3777 | 0.18671 | 0.0052189 | 3840
57865_G_E02 | South | TX | 48189 | 57865 | E02 | ANTELOPE STATION | 15625011 | 99192213 | 96117712 | 138835714 | 20100202 | 22111 | Combustion Turbine | Natural Gas | 125 | 160 | N | N | N | gas | 1.374 | 1.4823 | 0.6781 | 1008 | South Gas Peaking | South Gas Peaking | South_gas_peak
| Southwest | CO | 08001 |  |  | PUBLIC SERVICE CO - CHEROKEE PLT | 3555811 | 121322313 | 123592112 | 172513314 | 20200102 | 221112 |  |  | 125 | 160 |  | N | Y | oil | 1.3739 | 0.032543 | 8e-06
934_G_6 | LADCO | IL | 17027 | 934 | 6 | Breese Municipal Power Plant | 1946811 | 41583713 | 39653612 | 46044614 | 20100102 | 221112 | Combustion Turbine | Distillate Fuel Oil | 125 | 160 | N | N | N | oil | 1.3715 | 0.0236 | 0.000644 | 39 | LADCO Oil Peaking | LADCO Oil Peaking | LADCO_oil_peak
2383_G_MISB | MANE-VU | NJ | 34001 |  |  | Missouri Energy Center | 7514511 | 11142613 | 60446012 | 22524314 | 20100101 | 221112 |  |  | 125 | 120 |  | N | N | oil | 1.37 | 0.0604 | 0.13 |  | MANE-VU Oil Peaking | MANE-VU Oil Peaking | MANE-VU_oil_peak
| LADCO | OH | 39157 |  |  | OMEGA JV2- Dover Peaking Station (0679010304) | 14709011 | 122635813 | 124882912 | 174817614 | 20100102 | 221112 |  |  |  | 999 |  | N | Y | oil | 1.368 | 0.10707 | 0.001 | 66
| LADCO | OH | 39171 |  |  | OMEGA JV2-BRYAN (0386010068) | 14693211 | 106011013 | 109709912 | 150362814 | 20100102 | 221112 |  |  |  | 999 |  | N | Y | oil | 1.368 | 0.10707 | 0.001 | 66
| LADCO | OH | 39157 |  |  | OMEGA JV2- Dover Peaking Station (0679010304) | 14709011 | 106011813 | 109711012 | 150370014 | 20100102 | 221112 |  |  |  | 999 |  | N | Y | oil | 1.368 | 0.10707 | 0.001 | 66
| LADCO | OH | 39157 |  |  | OMEGA JV2- Dover Peaking Station (0679010304) | 14709011 | 106012013 | 109711212 | 150370214 | 20100102 | 221112 |  |  |  | 999 |  | N | Y | oil | 1.368 | 0.10707 | 0.001 | 66
| LADCO | OH | 39157 |  |  | OMEGA JV2- Dover Peaking Station (0679010304) | 14709011 | 106012113 | 109711312 | 150370314 | 20100102 | 221112 |  |  |  | 999 |  | N | Y | oil | 1.368 | 0.10707 | 0.001 | 66
55263_G_CT2 | LADCO | OH | 39033 | 55263 | CT2 | AMP Galion Generation Station (0317030060) | 9289211 | 55698413 | 68238512 | 100645114 | 20100201 | 221112 | Combustion Turbine | Natural Gas | 125 | 120 | N | N | N | gas | 1.365 | 0.16846 | 0.003437 | 100 | LADCO Gas Peaking | LADCO Gas Peaking | LADCO_gas_peak
| LADCO | WI | 55123 |  |  | DAIRYLAND POWER COOP GENOA STATION-EOP | 7711211 | 91438113 | 88963112 | 124593814 | 20200401 | 221112 |  |  | 125 | 100 |  | N | Y | oil | 1.3628 | 0.021119 | 0.00064408
| SESARM | NC | 37183 |  |  | INGENCO Renewable Development, LLC - Apex | 16852911 | 109424413 | 112881112 | 154967414 | 20100102 | 221112 |  |  |  | 160 |  | N | Y | oil | 1.36 | 0.04 | 0.01 | 8736
| SESARM | NC | 37183 |  |  | INGENCO Renewable Development, LLC - Apex | 16852911 | 109424513 | 112881212 | 154967714 | 20100102 | 221112 |  |  |  | 160 |  | N | Y | oil | 1.36 | 0.04 | 0.01 | 8736
| SESARM | NC | 37183 |  |  | INGENCO Renewable Development, LLC - Apex | 16852911 | 109424613 | 112881012 | 154967814 | 20100102 | 221112 |  |  |  | 160 |  | N | Y | oil | 1.36 | 0.04 | 0.01 | 8736
| LADCO | IN | 18083 |  |  | Duke Energy Indiana LLC Edwardsport Gen | 4478911 | 114235013 | 116788412 | 166981914 | 20200202 | 221112 |  |  | 125 | 999 |  | N | Y | gas | 1.36 | 0.30336 | 0.02
| LADCO | MI | 26023 |  |  | COLDWATER PEAKING PLANT | 17690111 | 124489413 | 126192512 | 177326414 | 20100202 | 221112 |  |  |  | 999 |  | N | Y | gas | 1.353 | 0.035105 | 0.026325 | 1040
6211_G_GEN3 | West | CA | 06001 | 6211 | GEN3 | DYNEGY OAKLAND LLC | 772011 | 46267913 | 43943012 | 59458514 | 20100101 | 221112 | Combustion Turbine | Distillate Fuel Oil | 125 | 120 | N | N | N | oil | 1.3475 | 0.23957 | 0.40455 | 416 | West Composite Peaking | West Composite Peaking | West_comp_peak
| LADCO | OH | 39149 |  |  | OMEGA JV2 Jackson Center Peaking (0375010227) | 14698511 | 125508313 | 109714512 | 180216614 | 20100102 | 221112 |  |  |  | 999 |  | N | Y | oil | 1.347 | 0.10506 | 0.001 | 65
57865_G_E01 | South | TX | 48189 | 57865 | E01 | ANTELOPE STATION | 15625011 | 99191313 | 96116712 | 138834814 | 20100202 | 22111 | Combustion Turbine | Natural Gas | 125 | 160 | N | N | N | gas | 1.3416 | 1.6263 | 0.7629 | 1163 | South Gas Peaking | South Gas Peaking | South_gas_peak
50875_B_4 | SESARM | FL | 12057 | 50875 | 4 | MCKAY BAY REFUSE-TO-ENERGY FACILITY | 640811 | 46476013 | 44154312 | 48443114 | 10100602 | 562219 | Municipal Solid Waste | MSW | 103 | 270 | N | Y | N |  | 1.3363 | 0.12695 | 0.005727 | 7927 | daily flat | diurnal flat | SESARM_other_nonpeak
| LADCO | MN | 27093 |  |  | Litchfield city of | 7137511 | 79604813 | 70679612 | 102780814 | 20100102 | 22111 |  |  | 125 | 160 |  | N | Y | oil | 1.335 | 0.12922 | 0.001121
3110_G_2 | MANE-VU | PA | 42001 | 3110 | 2 | NRG WHOLESALE GEN LP/HUNTERSTOWN PLT | 4713111 | 94841613 | 91637612 | 129869514 | 20100201 | 221112 | Combustion Turbine | Natural Gas, Distillate Fuel Oil | 125 | 120 | N | N | N | gas | 1.3306 | 0.0545 |  | 23 | MANE-VU Oil Peaking | MANE-VU Oil Peaking | MANE-VU_oil_peak
7776_G_4 | LADCO | OH | 39069 | 7776 | 4 | OMEGA JV2-NAPOLEON (0335010055) | 14755911 | 106016313 | 109713712 | 150401614 | 20100102 | 221112 | Combustion Turbine | Distillate Fuel Oil | 125 | 160 | N | N | N | oil | 1.33 | 0.10348 | 0.0172 | 64 | LADCO Oil Peaking | LADCO Oil Peaking | LADCO_oil_peak
| SESARM | NC | 37169 |  |  | Duke Energy Carolinas, LLC - Belews Creek Steam Station | 8514011 | 74602413 | 69133512 | 181188114 | 20300101 | 221112 |  |  | 125 | 160 |  | N | Y | oil | 1.33 | 0.04 | 0.03 | 8736
1316_G_IC4 | South | KS | 20059 | 1316 | IC4 | Ottawa Mun. Power Plant | 3734911 | 37537913 | 35812812 | 37758414 | 20200402 | 221112 | Combustion Turbine | Natural Gas, Distillate Fuel Oil | 125 | 160 | N | N | N | oil | 1.3297 | 0.027382 | 0.0002561 | 84 | South Oil Peaking | South Oil Peaking | South_oil_peak
1316_G_IC4 | South | KS | 20059 | 1316 | IC4 | Ottawa Mun. Power Plant | 3734911 | 37537913 | 35813012 | 88677014 | 20200402 | 221112 | Combustion Turbine | Natural Gas, Distillate Fuel Oil | 125 | 160 | N | N | N | oil | 1.3297 | 0.027382 | 0.0002561 | 84 | South Oil Peaking | South Oil Peaking | South_oil_peak
| South | TX | 48321 |  |  | SOUTH TEXAS PROJECT | 6152311 | 90268513 | 86229612 | 122214214 | 20200102 | 22111 |  |  |  | 160 |  | N | Y | oil | 1.3295 | 0.0935 | 0.0008 | 251
54131_G_GEN2 | MANE-VU | NY | 36063 | 54131 | GEN2 | FORTISTAR NORTH TONAWANDA INC | 7417211 | 7979113 | 7875812 | 17441714 | 20100102 | 221112 | Combined Cycle | Natural Gas, Distillate Fuel Oil | 125 | 160 | Y | N | N | oil | 1.3274 | 0.030317 | 0.087291 |  | daily flat | diurnal flat | MANE-VU_oil_peak
| LADCO | OH | 39037 |  |  | OMEGA JV2 VERSAILLES PEAKING STATION (0819180235) | 14712011 | 125516813 | 109715112 | 180240214 | 20100102 | 221112 |  |  |  | 999 |  | N | Y | oil | 1.327 | 0.06903 | 0.001 | 30
| LADCO | OH | 39139 |  |  | OMEGA JV2 - SHELBY (0370020204) | 14692211 | 106009413 | 109708312 | 150359114 | 20100102 | 221112 |  |  |  | 999 |  | N | Y | oil | 1.327 | 0.10306 | 0.001 | 64
| LADCO | OH | 39171 |  |  | OMEGA JV2-BRYAN (0386010068) | 14693211 | 106010713 | 109709612 | 150362514 | 20100102 | 221112 |  |  |  | 999 |  | N | Y | oil | 1.327 | 0.10306 | 0.001 | 64
| South | KS | 20139 |  |  | Osage City Mun. Power Plant | 4675711 | 28173213 | 112306012 | 37679714 | 20200402 | 221112 |  |  | 125 | 160 |  | N | Y | oil | 1.3255 | 0.039748 | 4.4e-05 | 80
10013_B_1 | LADCO | MN | 27053 | 10013 | 1 | Covanta Hennepin Energy Resource Co LP | 8482211 | 1112413 | 1001412 | 27020714 | 10300603 | 562213 | Municipal Solid Waste | MSW | 103 | 270 | N | Y | N |  | 1.325 | 0.0005319 | 0.005301 |  | daily flat | diurnal flat | LADCO_other_nonpeak
| South | LA | 22019 |  |  | Entergy LA LLC - Nelson Industrial Steam Co (NISCO) | 7380711 | 122097213 | 124497512 | 174129314 | 20200102 | 221112 |  |  | 125 | 160 |  | N | Y | oil | 1.32 | 0.02 | 0.09 | 100
| SESARM | NC | 37147 |  |  | International Broadcasting Bureau - Transmitter Site B | 16600311 | 106270813 | 109844712 | 150583914 | 20300101 | 221112 |  |  |  | 160 |  | N | Y | oil | 1.32 | 0.02
665_G_21 | SESARM | FL | 12086 | 665 | 21 | HOMESTEAD CITY UTILITIES | 3532711 | 36554213 | 34814112 | 48878014 | 20100102 | 2211 | Combustion Turbine | Natural Gas, Distillate Fuel Oil | 125 | 160 | N | N | N |  | 1.3167 | 0.030919 | 0.086546 | 17 | SESARM Composite Nonpeaking | SESARM Composite Nonpeaking | SESARM_comp_nonpeak
| LADCO | IL | 17063 |  |  | Exelon-Dresden Station | 3349311 | 38904713 | 37162712 | 45387314 | 20100102 | 221112 |  |  | 125 | 120 |  | N | Y | oil | 1.3148 | 0.04104 | 0.0006188 | 119
| LADCO | IL | 17063 |  |  | Exelon-Dresden Station | 3349311 | 38904713 | 55156012 | 45387314 | 20100102 | 221112 |  |  | 125 | 120 |  | N | Y | oil | 1.3148 | 0.04104 | 0.0006188 | 119
| LADCO | IL | 17063 |  |  | Exelon-Dresden Station | 3349311 | 38904713 | 55155812 | 45387314 | 20100102 | 221112 |  |  | 125 | 120 |  | N | Y | oil | 1.3148 | 0.04104 | 0.0006188 | 119
50887_B_BLR2 | SESARM | FL | 12011 | 50887 | BLR2 | WHEELABRATOR SOUTH BROWARD, INC | 716911 | 46339613 | 44014012 | 48517614 | 10100601 | 562219 | Municipal Solid Waste | MSW | 103 | 270 | N | Y | N |  | 1.3125 | 0.12469 | 0.005625 | 8246 | daily flat | diurnal flat | SESARM_other_nonpeak
7776_G_5 | LADCO | OH | 39069 | 7776 | 5 | OMEGA JV2-NAPOLEON (0335010055) | 14755911 | 106016413 | 109713912 | 150401714 | 20100102 | 221112 | Combustion Turbine | Distillate Fuel Oil | 125 | 160 | N | N | N | oil | 1.31 | 0.10074 | 0.006 | 63 | LADCO Oil Peaking | LADCO Oil Peaking | LADCO_oil_peak
| LADCO | OH | 39169 |  |  | AMP Orrville Peaking Station (0285010399) | 14682511 | 106013413 | 109712612 | 150387014 | 20100102 | 221112 |  |  |  | 999 |  | N | Y | oil | 1.306 | 0.10206 | 0.0009 | 63
| LADCO | OH | 39169 |  |  | AMP Orrville Peaking Station (0285010399) | 14682511 | 106013613 | 109712412 | 150387214 | 20100102 | 221112 |  |  |  | 999 |  | N | Y | oil | 1.306 | 0.10206 | 0.0009 | 63
54663_G_GEN3 | MANE-VU | NH | 33017 | 54663 | GEN3 | TURNKEY RECYCLING & ENVIRONMENTAL ENTERP | 7237811 | 7569013 | 7490012 | 22125914 | 20300802 | 562212 | Landfill Gas | Landfill Gas | 104 | 160 | N | N | N |  | 1.3052 | 0.15305 | 1.721 |  | MANE-VU Other Nonpeaking | MANE-VU Other Nonpeaking | MANE-VU_other_nonpeak
6584_G_MSD1 | SESARM | FL | 12087 | 6584 | MSD1 | FLORIDA MUNICIPAL POWER AGENCY | 554011 | 48241213 | 45764112 | 48978814 | 20200401 | 2211 | Combustion Turbine | Distillate Fuel Oil | 125 | 160 | N | N | N |  | 1.305 | 0.032457 | 0.000659 | 22 | SESARM Composite Nonpeaking | SESARM Composite Nonpeaking | SESARM_comp_nonpeak
2783_G_5A | SESARM | NC | 37055 | 2783 | 5A | NCEMC - Buxton | 8135811 | 5494513 | 95919012 | 18305314 | 20100102 | 221122 | Combustion Turbine | Distillate Fuel Oil | 125 | 160 | N | N | N |  | 1.304 | 0.034 |  | 375 | SESARM Composite Nonpeaking | SESARM Composite Nonpeaking | SESARM_comp_nonpeak
2783_G_5A | SESARM | NC | 37055 | 2783 | 5A | NCEMC - Buxton | 8135811 | 5494513 | 95919212 | 18305314 | 20100102 | 221122 | Combustion Turbine | Distillate Fuel Oil | 125 | 160 | N | N | N |  | 1.304 | 0.034 |  | 375 | SESARM Composite Nonpeaking | SESARM Composite Nonpeaking | SESARM_comp_nonpeak
2783_G_5A | SESARM | NC | 37055 | 2783 | 5A | NCEMC - Buxton | 8135811 | 5494513 | 95918912 | 18305314 | 20100102 | 221122 | Combustion Turbine | Distillate Fuel Oil | 125 | 160 | N | N | N |  | 1.304 | 0.034 |  | 375 | SESARM Composite Nonpeaking | SESARM Composite Nonpeaking | SESARM_comp_nonpeak
2783_G_5A | SESARM | NC | 37055 | 2783 | 5A | NCEMC - Buxton | 8135811 | 5494513 | 95919112 | 18305314 | 20100102 | 221122 | Combustion Turbine | Distillate Fuel Oil | 125 | 160 | N | N | N |  | 1.304 | 0.034 |  | 375 | SESARM Composite Nonpeaking | SESARM Composite Nonpeaking | SESARM_comp_nonpeak
2783_G_5A | SESARM | NC | 37055 | 2783 | 5A | NCEMC - Buxton | 8135811 | 5494513 | 69016912 | 18305314 | 20100102 | 221122 | Combustion Turbine | Distillate Fuel Oil | 125 | 160 | N | N | N |  | 1.304 | 0.034 |  | 375 | SESARM Composite Nonpeaking | SESARM Composite Nonpeaking | SESARM_comp_nonpeak
57865_G_E05 | South | TX | 48189 | 57865 | E05 | ANTELOPE STATION | 15625011 | 99192513 | 96118012 | 138836014 | 20100202 | 22111 | Combustion Turbine | Natural Gas | 125 | 160 | N | N | N | gas | 1.3033 | 1.4839 | 0.674 | 995 | South Gas Peaking | South Gas Peaking | South_gas_peak
6031_G_GT1 | LADCO | OH | 39001 |  |  | DP&L, Killen Generating Station (0701000060) | 8101411 | 89864113 | 85856312 | 121813814 | 20100101 | 221112 |  |  | 125 | 120 |  | N | N | oil | 1.3 | 0.029 | 0.03 | 10 | LADCO Oil Peaking | LADCO Oil Peaking | LADCO_oil_peak
607_G_1 | Northwest | WA | 53057 | 607 | 1 | PSE FREDONIA | 8532811 | 942013 | 867412 | 2017814 | 20100101 | 221112 | Combustion Turbine | Natural Gas, Distillate Fuel Oil | 125 | 120 | N | N | N | oil | 1.3 | 0 | 0 | 840 | Northwest Gas Peaking | Northwest Gas Peaking | Northwest_gas_peak
1670_G_7 | MANE-VU | MA | 25009 | 1670 | 7 | IPSWICH MUNICIPAL LIGHT | 6521911 | 87725513 | 83877312 | 119025414 | 20100102 | 221112 | Combustion Turbine | Distillate Fuel Oil | 125 | 160 | N | N | N | oil | 1.2992 | 0.031813 | 0.0009 |  | MANE-VU Oil Peaking | MANE-VU Oil Peaking | MANE-VU_oil_peak
992_B_17 | LADCO | IN | 18097 | 992 | 17 | Citizens Thermal | 4885311 | 100805913 | 30985012 | 175556514 | 10200501 | 22133 | O/G Steam | Natural Gas | 125 | 100 | N | N | N |  | 1.296 | 0.0837 | 0 |  | LADCO Gas Nonpeaking | LADCO Gas Nonpeaking | LADCO_gas_nonpeak
| West | CA | 06073 |  |  | SDG&E MIRAMAR | 13561211 | 118748613 | 117311612 | 167468614 | 20100201 | 221112 |  |  | 125 | 999 |  | N | Y | gas | 1.29 | 5.4659 | 0.1 | 8736
| West | CA | 06001 |  |  | DYNEGY OAKLAND LLC | 772011 | 46267813 | 43942412 | 59458614 | 20100101 | 221112 |  |  | 125 | 120 |  | N | Y | oil | 1.2895 | 0.22927 | 0.38715 | 416
2231_G_1 | West North Central | NE | 31151 |  |  | Crete Municipal Plant | 7630111 | 12540713 | 12454212 | 24506814 | 20200401 | 221112 |  |  | 125 | 160 |  | N | N | oil | 1.2867 | 0.16516 | 0.050039 |  | West North Central Oil Peaking | West North Central Oil Peaking | West North Central_oil_peak
| LADCO | OH | 39033 |  |  | OMEGA JV2-Galion (0317030059) | 14685411 | 122610713 | 124853212 | 174782314 | 20100102 | 221112 |  |  |  | 999 |  | N | Y | oil | 1.286 | 0.10006 | 0.0009 | 62
| LADCO | OH | 39033 |  |  | OMEGA JV2-Galion (0317030059) | 14685411 | 122610613 | 124853112 | 174782214 | 20100102 | 221112 |  |  |  | 999 |  | N | Y | oil | 1.285 | 0.10006 | 0.0009 | 62
| LADCO | OH | 39037 |  |  | OMEGA JV2 VERSAILLES PEAKING STATION (0819180235) | 14712011 | 122826413 | 109715212 | 174820514 | 20100102 | 221112 |  |  |  | 999 |  | N | Y | oil | 1.285 | 0.10006 | 0.0009 | 62
| LADCO | OH | 39171 |  |  | OMEGA JV2-MONTPELIER (0386000069) | 14693011 | 106010213 | 109708912 | 150361714 | 20100102 | 221112 |  |  |  | 999 |  | N | Y | oil | 1.285 | 0.10006 | 0.0009 | 62
| LADCO | OH | 39169 |  |  | AMP Orrville Peaking Station (0285010399) | 14682511 | 106013513 | 109712512 | 150387114 | 20100102 | 221112 |  |  |  | 999 |  | N | Y | oil | 1.285 | 0.10006 | 0.0009 | 62
| LADCO | MN | 27095 |  |  | Princeton Public Utilities Commission | 6961811 | 79612913 | 70687012 | 102793814 | 20200401 | 221112 |  |  | 125 | 160 |  | N | Y | oil | 1.281 | 0.022081 | 0.0006055
7028_G_K3 | Southwest | UT | 49049 | 7028 | K3 | Springville City Corporation- Whitehead Power Plant | 6983111 | 13935613 | 66189712 | 4049314 | 20200202 | 22111 | Combustion Turbine | Natural Gas | 125 | 160 | N | N | N | gas | 1.2753 | 0.058341 | 0.004155 | 1 | Southwest Gas Peaking | Southwest Gas Peaking | Southwest_gas_peak
1829_G_5 | LADCO | MI | 26059 | 1829 | 5 | HILLSDALE CITY OF PUBLIC UTILITIES | 6056111 | 23807113 | 22840412 | 28136414 | 20100202 | 221112 | Combustion Turbine | Natural Gas, Distillate Fuel Oil | 125 | 160 | N | N | N | gas | 1.275 | 0.00903 | 0.00027 | 16 | LADCO Gas Peaking | LADCO Gas Peaking | LADCO_gas_peak
| LADCO | OH | 39037 |  |  | OMEGA JV2 VERSAILLES PEAKING STATION (0819180235) | 14712011 | 122826513 | 109715312 | 174820614 | 20100102 | 221112 |  |  |  | 999 |  | N | Y | oil | 1.265 | 0.09906 | 0.0009 | 61
| LADCO | OH | 39037 |  |  | AMP Arcanum Peaking Station (0819020236) | 14757011 | 122826313 | 109707912 | 174820114 | 20100102 | 221112 |  |  |  | 999 |  | N | Y | oil | 1.258 | 0.09706 | 0.0009 | 60
50051_B_BLR B | MANE-VU | ME | 23019 | 50051 | BLR B | PENOBSCOT ENERGY RECOVERY CO | 5760811 | 22595313 | 89320012 | 125965914 | 50190005 | 562213 | Municipal Solid Waste | MSW | 103 | 100 | N | Y | N |  | 1.2528 | 4.5814e-05 | 0.065251 |  | daily flat | diurnal flat | MANE-VU_other_nonpeak
| LADCO | IL | 17027 |  |  | Breese Municipal Power Plant | 1946811 | 108565013 | 112028112 | 153753214 | 20100102 | 221112 |  |  | 125 | 160 |  | N | Y | oil | 1.2514 | 0.0215 | 0.000586 | 37
| LADCO | OH | 39123 |  |  | Genoa Diesel Generating Station (0362000130) | 14691111 | 122615413 | 124859612 | 174789614 | 20100102 | 221112 |  |  |  | 999 |  | N | Y | oil | 1.244 | 0.09706 | 0.0009 | 60
| LADCO | OH | 39103 |  |  | OMEGA JV2 - Seville (1652070028) | 14731711 | 122827513 | 109718312 | 174845414 | 20100102 | 221112 |  |  |  | 999 |  | N | Y | oil | 1.244 | 0.09706 | 0.0009 | 60
| LADCO | OH | 39171 |  |  | OMEGA JV2-MONTPELIER (0386000069) | 14693011 | 106010013 | 109708612 | 150361514 | 20100102 | 221112 |  |  |  | 999 |  | N | Y | oil | 1.244 | 0.09696 | 0.0009 | 60
57865_G_E15 | South | TX | 48189 | 57865 | E15 | ANTELOPE STATION | 15625011 | 99191213 | 96117312 | 138834714 | 20100202 | 22111 | Combustion Turbine | Natural Gas | 125 | 160 | N | N | N | gas | 1.2415 | 1.2581 | 0.5659 | 828 | South Gas Peaking | South Gas Peaking | South_gas_peak
3143_G_CTG3 | MANE-VU | PA | 42043 | 3143 | CTG3 | MARTINS CREEK LLC/HARRISBURG CTG SITE | 6660711 | 17773213 | 116532212 | 13900014 | 20100101 | 221112 | Combustion Turbine | Distillate Fuel Oil | 125 | 120 | N | N | N | oil | 1.24 | 0.0297 | 0.23 | 28 | MANE-VU Oil Peaking | MANE-VU Oil Peaking | MANE-VU_oil_peak
7776_G_6 | LADCO | OH | 39069 | 7776 | 6 | OMEGA JV2-NAPOLEON (0335010055) | 14755911 | 106016513 | 109713812 | 150401814 | 20100102 | 221112 | Combustion Turbine | Distillate Fuel Oil | 125 | 160 | N | N | N | oil | 1.24 | 0.0958 | 0.006 | 60 | LADCO Oil Peaking | LADCO Oil Peaking | LADCO_oil_peak
3131_G_5 | MANE-VU | PA | 42033 | 3131 | 5 | NRG REMA LLC/SHAWVILLE GEN STA | 2985011 | 38387513 | 36658012 | 17041814 | 20100102 | 221112 | Combustion Turbine | Natural Gas, Distillate Fuel Oil | 125 | 160 | N | N | N | oil | 1.23 | 0.021512 | 0.06 | 35 | MANE-VU Oil Peaking | MANE-VU Oil Peaking | MANE-VU_oil_peak
57865_G_E04 | South | TX | 48189 | 57865 | E04 | ANTELOPE STATION | 15625011 | 99192413 | 96117912 | 138835914 | 20100202 | 22111 | Combustion Turbine | Natural Gas | 125 | 160 | N | N | N | gas | 1.2293 | 1.5793 | 0.7369 | 1116 | South Gas Peaking | South Gas Peaking | South_gas_peak
50498_G_STG | MANE-VU | CT | 09003 | 50498 | STG | CAP DIST ENERGY CTR COGEN ASSO | 844911 | 46196113 | 43865212 | 48271114 | 10300601 | 221330 | Combined Cycle | Natural Gas, Distillate Fuel Oil | 125 | 100 | Y | N | N |  | 1.222 | 0.28642 | 0.022613 |  | daily flat | diurnal flat | MANE-VU_gas_nonpeak
3281_G_1 | SESARM | SC | 45079 | 3281 | 1 | SCE&G COIT | 3426211 | 38861013 | 37120012 | 139794114 | 20100201 | 221112 | Combustion Turbine | Natural Gas, Distillate Fuel Oil | 125 | 120 | N | N | N | gas | 1.2126 | 0.02501 | 0.012884 | 124 | SESARM Oil Peaking | SESARM Oil Peaking | SESARM_oil_peak
9038_G_7 | MANE-VU | MA | 25017 | 9038 | 7 | HUDSON LIGHT & POWER DEPARTMENT | 4100911 | 87365513 | 83627412 | 118411314 | 20100102 | 221112 | Combustion Turbine | Distillate Fuel Oil | 125 | 160 | N | N | N | oil | 1.211 | 0.02246 | 0.02 |  | MANE-VU Oil Peaking | MANE-VU Oil Peaking | MANE-VU_oil_peak
54004_B_HRSG | SESARM | GA | 13175 | 54004 | HRSG | WestRock Southeast, LLC | 2613811 | 40723513 | 60111512 | 46437814 | 20200209 | 322130 | Biomass | Biomass | 133 | 150 | Y | N | N |  | 1.21 | 0.61 | 0.004 | 21 | daily flat | diurnal flat | SESARM_gas_nonpeak
7032_G_2 | MANE-VU | VA | 51181 | 7032 | 2 | Surry Power Station and Gravel Neck | 4937411 | 32379513 | 54203912 | 625214 | 20100109 | 221112 | Combustion Turbine | Distillate Fuel Oil | 125 | 120 | N | N | N | oil | 1.2066 | 0.016573 | 0.27898 |  | MANE-VU Oil Peaking | MANE-VU Oil Peaking | MANE-VU_oil_peak
| LADCO | MN | 27085 |  |  | Glencoe Light & Power Commission | 7626111 | 11461013 | 11360412 | 27071314 | 20200402 | 221112 |  |  | 125 | 160 |  | N | Y | oil | 1.204 | 0.026036 | 0.000669
1571_G_GT1 | MANE-VU | MD | 24033 | 1571 | GT1 | NRG Chalk Point, LLC | 6011911 | 88002113 | 84179812 | 119419714 | 10100504 | 221112 | Combustion Turbine | Distillate Fuel Oil | 125 | 100 | N | N | N | oil | 1.2025 | 0.0195 | 0.17 | 2080 | MANE-VU Oil Peaking | MANE-VU Oil Peaking | MANE-VU_oil_peak
| LADCO | OH | 39171 |  |  | OMEGA JV2-EDGERTON (0386000071) | 14693111 | 106010413 | 109709212 | 150361914 | 20100102 | 221112 |  |  |  | 999 |  | N | Y | oil | 1.202 | 0.09406 | 0.0009 | 58
| LADCO | MI | 26163 |  |  | DTE - Electric Company RIVER ROUGE | 8229311 | 107280013 | 6561712 | 151931914 | 20200401 | 221112 |  |  | 125 | 160 |  | N | Y | oil | 1.202 | 0.02072 | 0.00057 | 34
54693_G_GT#5 | MANE-VU | PA | 42133 | 54693 | GT#5 | YORK PLT HOLDINGS LLC/SPRINGETTSBURY TWP | 2986311 | 38381313 | 62211812 | 15374614 | 20200203 | 221112 | Combined Cycle | Natural Gas | 125 | 100 | N | N | N | gas | 1.2018 | 0.37965 | 0.0089 | 288 | MANE-VU Gas Peaking | MANE-VU Gas Peaking | MANE-VU_gas_peak
2053_G_GT1 | SESARM | MS | 28049 | 2053 | GT1 | Entergy Mississippi Inc, Rex Brown Plant | 6802311 | 13571113 | 13385412 | 25285914 | 20100201 | 221112 | Combustion Turbine | Distillate Fuel Oil | 125 | 120 | N | N | N | gas | 1.2 | 0.11 | 0.69 | 1344 | SESARM Gas Peaking | SESARM Gas Peaking | SESARM_gas_peak
55835_G_STG1 | Southwest | CO | 08123 | 55835 | STG1 | PUBLIC SERV - ROCKY MOUNTAIN ENERGY | 12868211 | 68880013 | 63247112 | 94877814 | 20100202 | 221112 | Combined Cycle | Natural Gas | 125 | 100 | N | N | N | gas | 1.2 | 0.99998 | 0.02895 |  | Southwest Gas Peaking | Southwest Gas Peaking | Southwest_gas_peak
3325_G_GT2 | West North Central | SD | 46103 | 3325 | GT2 | Black Hill Power & Light Company (Ben French) | 6195711 | 15200213 | 14853812 | 11738514 | 20100101 | 221112 | Combustion Turbine | Natural Gas, Distillate Fuel Oil | 125 | 120 | N | N | N | oil | 1.2 | 0.75291 | 0 |  | West North Central Gas Peaking | West North Central Gas Peaking | West North Central_gas_peak
| Southwest | CO | 08013 |  |  | PUBLIC SERVICE CO - VALMONT STATION | 778211 | 121340413 | 123612612 | 172542014 | 20100102 | 221112 |  |  | 125 | 160 |  | N | Y | oil | 1.2 | 0.1 | 0.1
57504_G_CHP1 | South | TX | 48201 | 57504 | CHP1 | CENTRAL PLANT | 4942411 | 92105313 | 89146512 | 125702014 | 20200203 | 221330 | Combustion Turbine | Natural Gas | 183 | 120 | Y | N | N |  | 1.1961 | 0.4693 | 0.1974 | 1783 | daily flat | diurnal flat | South_gas_nonpeak
| MANE-VU | NY | 36059 |  |  | FREEPORT POWER PLANT #1 | 7221211 | 7566013 | 7486712 | 20528214 | 20100102 | 221112 |  |  | 125 | 160 |  | N | Y | oil | 1.1931 | 0.02513 | 0.0014261
7399_G_GEN3 | LADCO | MI | 26017 | 7399 | GEN3 | BAY CITY ELECTRIC LIGHT & POWER | 4140111 | 34964213 | 33261112 | 30440614 | 20100102 | 221118 | Combustion Turbine | Natural Gas, Distillate Fuel Oil | 125 | 160 | N | N | N |  | 1.1915 | 0.090188 | 0.0783 | 25 | LADCO Gas Nonpeaking | LADCO Gas Nonpeaking | LADCO_gas_nonpeak
50051_B_BLR A | MANE-VU | ME | 23019 | 50051 | BLR A | PENOBSCOT ENERGY RECOVERY CO | 5760811 | 22595213 | 89320012 | 125965414 | 50190005 | 562213 | Municipal Solid Waste | MSW | 103 | 100 | N | Y | N |  | 1.1884 | 4.3455e-05 | 0.061895 |  | daily flat | diurnal flat | MANE-VU_other_nonpeak
| South | MO | 29117 |  |  | CHILLICOTHE MUNICIPAL UTILITIES | 7297211 | 109321913 | 57945912 | 154925114 | 20100101 | 221112 |  |  | 125 | 120 |  | N | Y | oil | 1.1873 | 0.011 | 0.4947
1131_B_6 | West North Central | IA | 19013 | 1131 | 6 | CEDAR FALLS MUNICIPAL ELECTRIC UTILITY | 12806211 | 67676513 | 62280012 | 93388614 | 10100204 | 221112 | Coal Steam | Bituminous, Subbituminous | 125 | 100 | N | N | N | coal | 1.1798 | 0.0024196 | 10.96 |  | West North Central Composite Peaking | West North Central Composite Peaking | West North Central_comp_peak
| MANE-VU | NY | 36047 |  |  | GOWANUS GENERATING STATION | 7992311 | 4113813 | 58836112 | 20757614 | 20100102 | 221112 |  |  | 125 | 999 |  | N | Y | oil | 1.178 | 0.083 | 0.077216
54693_G_GT#1 | MANE-VU | PA | 42133 | 54693 | GT#1 | YORK PLT HOLDINGS LLC/SPRINGETTSBURY TWP | 2986311 | 38380913 | 62211612 | 15375014 | 20200203 | 221112 | Combined Cycle | Natural Gas | 125 | 100 | N | N | N | gas | 1.1762 | 0.38784 | 0.0091 | 277 | MANE-VU Gas Peaking | MANE-VU Gas Peaking | MANE-VU_gas_peak
1867_G_10 | LADCO | MI | 26139 | 1867 | 10 | ZEELAND BOARD OF PUBLIC WORKS | 6348411 | 16365413 | 109247612 | 28932814 | 20200402 | 221112 | Combustion Turbine | Natural Gas, Distillate Fuel Oil | 125 | 160 | N | N | N | oil | 1.176 | 0.00924 | 0.045727 | 8760 | LADCO Oil Peaking | LADCO Oil Peaking | LADCO_oil_peak
1867_G_10 | LADCO | MI | 26139 | 1867 | 10 | ZEELAND BOARD OF PUBLIC WORKS | 6348411 | 16365413 | 109247812 | 28932814 | 20200402 | 221112 | Combustion Turbine | Natural Gas, Distillate Fuel Oil | 125 | 160 | N | N | N | oil | 1.176 | 0.00924 | 0.045727 | 8760 | LADCO Oil Peaking | LADCO Oil Peaking | LADCO_oil_peak
| LADCO | MI | 26161 |  |  | DTE - Electric Company SUPERIOR | 7104111 | 107276413 | 13935812 | 151926714 | 20100101 | 221112 |  |  | 125 | 120 |  | N | Y | oil | 1.173 | 0.014755 | 0.00202 | 13
57865_G_E16 | South | TX | 48189 | 57865 | E16 | ANTELOPE STATION | 15625011 | 99191913 | 96117412 | 138835414 | 20100202 | 22111 | Combustion Turbine | Natural Gas | 125 | 160 | N | N | N | gas | 1.1716 | 1.2567 | 0.5667 | 831 | South Gas Peaking | South Gas Peaking | South_gas_peak
57865_G_E17 | South | TX | 48189 | 57865 | E17 | ANTELOPE STATION | 15625011 | 99192013 | 96117512 | 138835514 | 20100202 | 22111 | Combustion Turbine | Natural Gas | 125 | 160 | N | N | N | gas | 1.1715 | 1.2281 | 0.5588 | 827 | South Gas Peaking | South Gas Peaking | South_gas_peak
50875_B_3 | SESARM | FL | 12057 | 50875 | 3 | MCKAY BAY REFUSE-TO-ENERGY FACILITY | 640811 | 46476313 | 44153812 | 48442414 | 10100602 | 562219 | Municipal Solid Waste | MSW | 103 | 270 | N | Y | N |  | 1.1704 | 0.11119 | 0.005016 | 7841 | daily flat | diurnal flat | SESARM_other_nonpeak
3131_G_6 | MANE-VU | PA | 42033 | 3131 | 6 | NRG REMA LLC/SHAWVILLE GEN STA | 2985011 | 38388013 | 36658012 | 17041114 | 20100102 | 221112 | Combustion Turbine | Natural Gas, Distillate Fuel Oil | 125 | 160 | N | N | N | oil | 1.17 | 0.021512 | 0.06 | 34 | MANE-VU Oil Peaking | MANE-VU Oil Peaking | MANE-VU_oil_peak
1400_B_1 | South | LA | 22101 |  |  | CLECO Power LLC - Teche Power Station | 7204011 | 80795613 | 71911712 | 104217114 | 10100601 | 221112 |  |  | 125 | 100 |  | N | N | gas | 1.17 | 0.07 | 0.01 | 8736 | South Gas Peaking | South Gas Peaking | South_gas_peak
10643_B_3 | MANE-VU | NJ | 34013 | 10643 | 3 | Covanta Essex Company | 8177011 | 6822113 | 6776112 | 91001014 | 50300112 | 562213 | Municipal Solid Waste | MSW | 103 | 270 | N | Y | N |  | 1.1668 | 0.16 | 0.345 |  | daily flat | diurnal flat | MANE-VU_other_nonpeak
936_G_1 | LADCO | IL | 17027 | 936 | 1 | Carlyle Municipal Electric Plant | 2612711 | 40726313 | 55942412 | 46043714 | 20100101 | 221112 | Combustion Turbine | Natural Gas, Distillate Fuel Oil | 125 | 120 | N | N | N | oil | 1.1631 | 0.02 | 0.000545 | 27 | LADCO Oil Peaking | LADCO Oil Peaking | LADCO_oil_peak
| LADCO | OH | 39171 |  |  | OMEGA JV2-MONTPELIER (0386000069) | 14693011 | 106009913 | 109709112 | 150361414 | 20100102 | 221112 |  |  |  | 999 |  | N | Y | oil | 1.161 | 0.09006 | 0.0008 | 56
50647_G_GEN1 | LADCO | IN | 18097 | 50647 | GEN1 | COVANTA INDIANAPOLIS INC | 7744611 | 1875013 | 1775612 | 124093514 | 10200601 | 562213 | Municipal Solid Waste | MSW | 103 | 100 | Y | Y | N |  | 1.1578 | 0.031426 | 0.002481 |  | daily flat | diurnal flat | LADCO_other_nonpeak
1264_G_7 | South | KS | 20123 | 1264 | 7 | Beloit Mun. Power Plant | 4527711 | 27615213 | 26507112 | 38473014 | 20200402 | 221112 | Combustion Turbine | Natural Gas, Distillate Fuel Oil | 125 | 160 | N | N | N | oil | 1.1567 | 0.02382 | 0.0001625 | 20 | South Oil Peaking | South Oil Peaking | South_oil_peak
57865_G_E18 | South | TX | 48189 | 57865 | E18 | ANTELOPE STATION | 15625011 | 99192113 | 96117612 | 138835614 | 20100202 | 22111 | Combustion Turbine | Natural Gas | 125 | 160 | N | N | N | gas | 1.1528 | 1.2439 | 0.5676 | 841 | South Gas Peaking | South Gas Peaking | South_gas_peak
3954_G_JF1 | SESARM | WV | 54023 | 3954 | JF1 | Dominion Resources, Inc. - MOUNT STORM POWER STATION | 6257011 | 71962013 | 109749812 | 99690914 | 20100901 | 221112 | Combustion Turbine | Distillate Fuel Oil | 125 | 120 | N | N | N | gas | 1.1508 | 0.015039 | 0.39625 | 15 | SESARM Gas Peaking | SESARM Gas Peaking | SESARM_gas_peak
| West North Central | NE | 31111 |  |  | NPPD Gerald Gentleman Station | 7766511 | 106582113 | 1653712 | 150964014 | 20100102 | 221112 |  |  | 125 | 160 |  | N | Y | oil | 1.15 | 0.076803 | 0.07
56680_G_1 | MANE-VU | MD | 24045 | 56680 | 1 | Ingenco Wicomico Plant | 14533411 | 88041913 | 84236712 | 119465314 | 20100102 | 221118 | Landfill Gas | Landfill Gas | 125 | 160 | N | N | N |  | 1.1498 | 0 | 0.06935 | 2080 | MANE-VU Other Nonpeaking | MANE-VU Other Nonpeaking | MANE-VU_other_nonpeak
| SESARM | MS | 28129 |  |  | Cooperative Energy, a Mississippi Electric Cooperative, Sylvarena Generating P | 7304911 | 11102213 | 11063212 | 27802614 | 20100102 | 221112 |  |  | 125 | 160 |  | N | Y | oil | 1.1479 | 0.0868 | 0.0755 | 60
57865_G_E08 | South | TX | 48189 | 57865 | E08 | ANTELOPE STATION | 15625011 | 99192813 | 96118312 | 138836314 | 20100202 | 22111 | Combustion Turbine | Natural Gas | 125 | 160 | N | N | N | gas | 1.1467 | 1.2161 | 0.5469 | 799 | South Gas Peaking | South Gas Peaking | South_gas_peak
936_G_7 | LADCO | IL | 17027 | 936 | 7 | Carlyle Municipal Electric Plant | 2612711 | 40726413 | 38849512 | 46043614 | 20300101 | 221112 | Combustion Turbine | Natural Gas, Distillate Fuel Oil | 125 | 160 | N | N | N | oil | 1.1411 | 0.0196 | 0.000535 | 31 | LADCO Oil Peaking | LADCO Oil Peaking | LADCO_oil_peak
| LADCO | OH | 39157 |  |  | OMEGA JV2- Dover Peaking Station (0679010304) | 14709011 | 106012213 | 109710912 | 150370414 | 20100102 | 221112 |  |  |  | 999 |  | N | Y | oil | 1.14 | 0.08905 | 0.0008 | 55
| MANE-VU | PA | 42063 |  |  | SEWARD GENERATING STATION | 3005111 | 113908213 | 116534212 | 160260514 | 20200102 | 221112 |  |  | 125 | 160 |  | N | Y | oil | 1.14 | 0.09209 |  | 1728
141_G_AF6 | Southwest | AZ | 04013 | 141 | AF6 | SRP Agua Fria Generating Station | 1139311 | 46675313 | 44348212 | 62026814 | 20100201 | 221112 | Combustion Turbine | Natural Gas, Distillate Fuel Oil | 125 | 120 | N | N | N | gas | 1.138 |  | 0.002 |  | Southwest Gas Peaking | Southwest Gas Peaking | Southwest_gas_peak
3110_G_1 | MANE-VU | PA | 42001 | 3110 | 1 | NRG WHOLESALE GEN LP/HUNTERSTOWN PLT | 4713111 | 94841513 | 91637512 | 129869314 | 20100201 | 221112 | Combustion Turbine | Natural Gas, Distillate Fuel Oil | 125 | 120 | N | N | N | gas | 1.138 | 0.0539 |  | 22 | MANE-VU Oil Peaking | MANE-VU Oil Peaking | MANE-VU_oil_peak
| South | TX | 48029 |  |  | LEON CREEK PLANT | 3000111 | 69917113 | 64284912 | 96870114 | 20200102 | 22111 |  |  | 125 | 160 |  | N | Y | oil | 1.1364 | 0.0806 | 0.0751 | 55
57865_G_E11 | South | TX | 48189 | 57865 | E11 | ANTELOPE STATION | 15625011 | 99191513 | 96116912 | 138835014 | 20100202 | 22111 | Combustion Turbine | Natural Gas | 125 | 160 | N | N | N | gas | 1.134 | 1.1965 | 0.5331 | 772 | South Gas Peaking | South Gas Peaking | South_gas_peak
57865_G_E07 | South | TX | 48189 | 57865 | E07 | ANTELOPE STATION | 15625011 | 99192713 | 96118212 | 138836214 | 20100202 | 22111 | Combustion Turbine | Natural Gas | 125 | 160 | N | N | N | gas | 1.1326 | 1.1494 | 0.509 | 735 | South Gas Peaking | South Gas Peaking | South_gas_peak
1580_G_14 | MANE-VU | MD | 24041 | 1580 | 14 | Easton Utilities - Washington Street | 6415311 | 88028013 | 84216012 | 119448814 | 20100102 | 221112 | Combustion Turbine | Natural Gas, Distillate Fuel Oil | 125 | 160 | N | N | N | oil | 1.13 | 0.01965 | 0.0178 | 2080 | MANE-VU Oil Peaking | MANE-VU Oil Peaking | MANE-VU_oil_peak
1580_G_14 | MANE-VU | MD | 24041 | 1580 | 14 | Easton Utilities - Washington Street | 6415311 | 88028013 | 84215912 | 119448814 | 20100102 | 221112 | Combustion Turbine | Natural Gas, Distillate Fuel Oil | 125 | 160 | N | N | N | oil | 1.13 | 0.01965 | 0.0178 | 2080 | MANE-VU Oil Peaking | MANE-VU Oil Peaking | MANE-VU_oil_peak
| LADCO | MN | 27037 |  |  | 3M Cuno Generation Facility | 15996611 | 102877613 | 106592512 | 144374914 | 20300101 | 221112 |  |  |  | 999 |  | N | Y | oil | 1.126 | 0.081186 | 0.074
| Southwest | UT | 49007 |  |  | Sunnyside Cogeneration Associates- Sunnyside Cogeneration Facility | 5066411 | 71989813 | 66103212 | 99723814 | 20200102 | 221112 |  |  | 125 | 290 |  | N | Y | oil | 1.1255 | 0.19258 | 0.13575 | 3157
| MANE-VU | PA | 42063 |  |  | SEWARD GENERATING STATION | 3005111 | 113907913 | 116533912 | 160260214 | 20200102 | 221112 |  |  | 125 | 160 |  | N | Y | oil | 1.12 | 0.061394 |  | 772
| West | CA | 06059 |  |  | CANYON POWER PLANT | 15993811 | 119584513 | 119890512 | 169543214 | 20100201 | 221112 |  |  | 125 | 999 |  | N | Y | gas | 1.1191 | 0.73809 | 0.0839 | 2080
57865_G_E14 | South | TX | 48189 | 57865 | E14 | ANTELOPE STATION | 15625011 | 99191813 | 96117212 | 138835314 | 20100202 | 22111 | Combustion Turbine | Natural Gas | 125 | 160 | N | N | N | gas | 1.1179 | 1.2154 | 0.5521 | 815 | South Gas Peaking | South Gas Peaking | South_gas_peak
| SESARM | SC | 45015 |  |  | SANTEE COOPER CROSS GENERATING STATION | 4120411 | 91527913 | 116779512 | 124724314 | 20100102 | 221112 |  |  | 125 | 160 |  | N | Y | oil | 1.1168 | 0.027761 | 0.073442
57865_G_E13 | South | TX | 48189 | 57865 | E13 | ANTELOPE STATION | 15625011 | 99191713 | 96117112 | 138835214 | 20100202 | 22111 | Combustion Turbine | Natural Gas | 125 | 160 | N | N | N | gas | 1.1141 | 1.268 | 0.5834 | 872 | South Gas Peaking | South Gas Peaking | South_gas_peak
| LADCO | IL | 17027 |  |  | Breese Municipal Power Plant | 1946811 | 88611013 | 84915012 | 120285314 | 20100102 | 221112 |  |  | 125 | 160 |  | N | Y | oil | 1.1134 | 0.0191 | 0.000522 | 31
| South | TX | 48315 |  |  | WILKES POWER PLANT | 5613211 | 109975013 | 113346412 | 155637314 | 20100107 | 22111 |  |  | 125 | 160 |  | N | Y | oil | 1.11 | 0.08 | 0.07 | 441
| SESARM | NC | 37027 |  |  | North Carolina Municipal Power Agency No. 1 - Granite Falls | 17024011 | 112196213 | 115334312 | 158528114 | 20100102 | 221112 |  |  |  | 160 |  | N | Y | oil | 1.11 | 0.02 | 0.02 | 300
| South | MO | 29117 |  |  | CHILLICOTHE MUNICIPAL UTILITIES | 7297211 | 109322013 | 57945812 | 154925314 | 20100101 | 221112 |  |  | 125 | 120 |  | N | Y | oil | 1.1094 | 0.0103 | 0.4623
57865_G_E12 | South | TX | 48189 | 57865 | E12 | ANTELOPE STATION | 15625011 | 99191613 | 96117012 | 138835114 | 20100202 | 22111 | Combustion Turbine | Natural Gas | 125 | 160 | N | N | N | gas | 1.1056 | 1.1802 | 0.5307 | 776 | South Gas Peaking | South Gas Peaking | South_gas_peak
10823_G_G101 | MANE-VU | MA | 25025 | 10823 | G101 | MWRA DEER ISLAND | 4064511 | 35269513 | 33494812 | 119166014 | 20100109 | 221320 | Combustion Turbine | Natural Gas, Distillate Fuel Oil | 105 | 120 | N | N | N |  | 1.105 | 0.21628 | 0.01 |  | MANE-VU Oil Nonpeaking | MANE-VU Oil Nonpeaking | MANE-VU_oil_nonpeak
54556_G_TG03 | LADCO | IL | 17031 | 54556 | TG03 | Ingredion Incorporated Argo Plant | 946411 | 47923013 | 45464312 | 47278614 | 20200201 | 311221 | Combustion Turbine | Natural Gas | 159 | 120 | N | N | N |  | 1.1012 | 0.2368 | 0.007182 | 252 | LADCO Gas Nonpeaking | LADCO Gas Nonpeaking | LADCO_gas_nonpeak
| LADCO | IL | 17027 |  |  | Carlyle Municipal Electric Plant | 2612711 | 59352913 | 55942512 | 85441514 | 20200401 | 221112 |  |  | 125 | 160 |  | N | Y | oil | 1.1004 | 0.0189 | 0.000516 | 31
7995_G_IC4 | Southwest | CO | 08101 | 7995 | IC4 | BLACK HILLS ELECTRIC- AIRPORT INDUSTRIAL | 4295211 | 36355913 | 34614012 | 48283314 | 20100102 | 221112 | Combustion Turbine | Distillate Fuel Oil | 125 | 160 | N | N | N | oil | 1.1 | 0.02 |  |  | Southwest Composite Peaking | Southwest Composite Peaking | Southwest_comp_peak
10002_B_CFB | West | CA | 06071 |  |  | ACE COGENERATION CO | 4841211 | 101746013 | 104480912 | 142786114 | 10100602 | 221112 |  |  | 125 | 100 |  | N | N | gas | 1.0998 | 0.080835 | 0.0065988 |  | West Composite Peaking | West Composite Peaking | West_comp_peak
1317_B_4 | South | KS | 20151 |  |  | Pratt Mun. Power Plant | 5372811 | 27388213 | 112303812 | 37535614 | 10100602 | 221112 |  |  | 125 | 100 |  | N | N | gas | 1.098 | 0.083448 | 0.006588 | 2184 | South Gas Peaking | South Gas Peaking | South_gas_peak
57865_G_E09 | South | TX | 48189 | 57865 | E09 | ANTELOPE STATION | 15625011 | 99192913 | 96118412 | 138836414 | 20100202 | 22111 | Combustion Turbine | Natural Gas | 125 | 160 | N | N | N | gas | 1.0976 | 1.17 | 0.5299 | 780 | South Gas Peaking | South Gas Peaking | South_gas_peak
1867_G_10 | LADCO | MI | 26139 | 1867 | 10 | ZEELAND BOARD OF PUBLIC WORKS | 6348411 | 16365413 | 109248012 | 28932814 | 20200402 | 221112 | Combustion Turbine | Natural Gas, Distillate Fuel Oil | 125 | 160 | N | N | N | oil | 1.0976 | 0.008624 | 0.042679 | 8760 | LADCO Oil Peaking | LADCO Oil Peaking | LADCO_oil_peak
1867_G_10 | LADCO | MI | 26139 | 1867 | 10 | ZEELAND BOARD OF PUBLIC WORKS | 6348411 | 16365413 | 109248112 | 28932814 | 20200402 | 221112 | Combustion Turbine | Natural Gas, Distillate Fuel Oil | 125 | 160 | N | N | N | oil | 1.0976 | 0.008624 | 0.042679 | 8760 | LADCO Oil Peaking | LADCO Oil Peaking | LADCO_oil_peak
1867_G_10 | LADCO | MI | 26139 | 1867 | 10 | ZEELAND BOARD OF PUBLIC WORKS | 6348411 | 16365413 | 109248212 | 28932814 | 20200402 | 221112 | Combustion Turbine | Natural Gas, Distillate Fuel Oil | 125 | 160 | N | N | N | oil | 1.0976 | 0.008624 | 0.042679 | 8760 | LADCO Oil Peaking | LADCO Oil Peaking | LADCO_oil_peak
1867_G_10 | LADCO | MI | 26139 | 1867 | 10 | ZEELAND BOARD OF PUBLIC WORKS | 6348411 | 16365413 | 109247712 | 28932814 | 20200402 | 221112 | Combustion Turbine | Natural Gas, Distillate Fuel Oil | 125 | 160 | N | N | N | oil | 1.0976 | 0.008624 | 0.042679 | 8760 | LADCO Oil Peaking | LADCO Oil Peaking | LADCO_oil_peak
1867_G_10 | LADCO | MI | 26139 | 1867 | 10 | ZEELAND BOARD OF PUBLIC WORKS | 6348411 | 16365413 | 109247912 | 28932814 | 20200402 | 221112 | Combustion Turbine | Natural Gas, Distillate Fuel Oil | 125 | 160 | N | N | N | oil | 1.0976 | 0.008624 | 0.042679 | 8760 | LADCO Oil Peaking | LADCO Oil Peaking | LADCO_oil_peak
| MANE-VU | VA | 51181 |  |  | Surry Power Station and Gravel Neck | 4937411 | 32379313 | 30964612 | 625414 | 20100102 | 221112 |  |  | 125 | 160 |  | N | Y | oil | 1.0976 | 0.019649 | 0.0005145
7408_G_86-3 | Southwest | UT | 49049 | 7408 | 86-3 | Payson City Corporation- Payson City Power | 6983311 | 13932813 | 13735712 | 575114 | 20200402 | 221112 | Combustion Turbine | Natural Gas, Distillate Fuel Oil | 125 | 160 | N | N | N | oil | 1.0885 | 0.006513 | 0.000197 | 8760 | Southwest Composite Peaking | Southwest Composite Peaking | Southwest_comp_peak
| MANE-VU | RI | 44007 |  |  | OCEAN STATE POWER | 3040211 | 88343113 | 36617312 | 119909614 | 20200102 | 221112 |  |  | 125 | 999 |  | N | Y | oil | 1.081 | 0.033694 | 0.083
| West | CA | 06059 |  |  | CANYON POWER PLANT | 15993811 | 119584713 | 119890712 | 169543414 | 20100201 | 221112 |  |  | 125 | 999 |  | N | Y | gas | 1.0808 | 0.69801 | 0.07935 | 2080
| LADCO | IL | 17073 |  |  | Geneseo Municipal Utilities | 2344911 | 59711113 | 55183812 | 85812714 | 20100202 | 221112 |  |  | 125 | 160 |  | N | Y | gas | 1.0791 | 0.0587 | 3e-05 | 21
| LADCO | MI | 26125 |  |  | DTE - Electric Company PLACID STATION | 6093311 | 107274613 | 22809312 | 151924914 | 20200401 | 221112 |  |  | 125 | 160 |  | N | Y | oil | 1.0775 | 0.018575 | 0.00051 | 26
55262_G_CT2 | LADCO | OH | 39173 | 55262 | CT2 | AMP Bowling Green Peaking Plant (0387020378) | 9253611 | 55202813 | 68352312 | 100739214 | 20100201 | 221112 | Combustion Turbine | Natural Gas | 125 | 120 | N | N | N | gas | 1.07 | 0.16163 | 0.003299 | 96 | LADCO Gas Peaking | LADCO Gas Peaking | LADCO_gas_peak
3138_G_EMDA | MANE-VU | PA | 42073 | 3138 | EMDA | NRG POWER MIDWEST LP/NEW CASTLE POWER PLT | 3776611 | 37248913 | 35502212 | 139627514 | 20200401 | 221112 | Combustion Turbine | Natural Gas, Distillate Fuel Oil | 125 | 160 | N | N | N | oil | 1.07 | 0.023105 |  | 24 | MANE-VU Oil Peaking | MANE-VU Oil Peaking | MANE-VU_oil_peak
50494_G_KF1 | West | CA | 06029 | 50494 | KF1 | KERN FRONT LIMITED | 5813711 | 21469513 | 20582912 | 59725614 | 20100201 | 221112 | Combustion Turbine | Natural Gas | 106 | 120 | N | N | N | gas | 1.0662 | 0.059117 | 0.32136 | 8736 | West Gas Peaking | West Gas Peaking | West_gas_peak
2832_G_GT6 | LADCO | OH | 39061 | 2832 | GT6 | Miami Fort Power Station (1431350093) | 7738711 | 2470913 | 85973712 | 121933514 | 20100101 | 221112 | Combustion Turbine | Distillate Fuel Oil | 125 | 120 | N | N | N | oil | 1.063 | 0.0134 | 0.0006 | 16 | LADCO Oil Peaking | LADCO Oil Peaking | LADCO_oil_peak
57865_G_E10 | South | TX | 48189 | 57865 | E10 | ANTELOPE STATION | 15625011 | 99191413 | 96116812 | 138834914 | 20100202 | 22111 | Combustion Turbine | Natural Gas | 125 | 160 | N | N | N | gas | 1.0626 | 1.1509 | 0.5247 | 777 | South Gas Peaking | South Gas Peaking | South_gas_peak
| West | CA | 06099 |  |  | Woodland Generation Station | 1218011 | 121053813 | 123194012 | 171799114 | 20100201 | 221112 |  |  | 125 | 999 |  | N | Y | gas | 1.0599 | 0.015453 | 0.030969 | 8736
| South | TX | 48293 |  |  | LIMESTONE ELECTRIC GENERATION STATION | 5650511 | 106762013 | 110319812 | 151196414 | 20200102 | 22111 |  |  | 125 | 160 |  | N | Y | oil | 1.0586 | 0.0533 | 0.0443 | 110
7690_G_2 | MANE-VU | PA | 42017 | 7690 | 2 | EXELON GENERATION CO/PENNSBURY POWER PLT | 2918911 | 38124813 | 36381012 | 17251514 | 20100201 | 221112 | Landfill Gas | Landfill Gas | 125 | 120 | N | N | N | gas | 1.0562 | 0.1661 | 0.1939 | 419 | MANE-VU Gas Peaking | MANE-VU Gas Peaking | MANE-VU_gas_peak
50882_B_2 | MANE-VU | NY | 36119 | 50882 | 2 | WHEELABRATOR WESTCHESTER LP | 8123611 | 4683613 | 4525812 | 20747814 | 39000699 | 562213 | Municipal Solid Waste | MSW | 103 | 270 | N | Y | N |  | 1.0555 | 0.020224 | 0.0045 |  | daily flat | diurnal flat | MANE-VU_other_nonpeak
| LADCO | MI | 26163 |  |  | DTE - Electric Company TRENTON CHANNEL | 7422511 | 107280613 | 10849012 | 151932514 | 20200401 | 221112 |  |  | 125 | 160 |  | N | Y | oil | 1.0555 | 0.01819 | 0.0005 | 21
2308_G_2 | West North Central | NE | 31097 | 2308 | 2 | Tecumseh Plant | 6718911 | 12850713 | 12752612 | 22161814 | 20200402 | 926130 | Combustion Turbine | Natural Gas, Distillate Fuel Oil | 125 | 160 | N | N | N |  | 1.05 | 0.023105 |  |  | West North Central Composite Nonpeaking | West North Central Composite Nonpeaking | West North Central_comp_nonpeak
| West | CA | 06099 |  |  | Woodland Generation Station | 1218011 | 121054313 | 123194512 | 171799614 | 20100201 | 221112 |  |  | 125 | 999 |  | N | Y | gas | 1.0499 | 0.10444 | 0.030039 | 8736
| LADCO | IN | 18153 |  |  | HOOSIER ENERGY REC INC MEROM GENERA | 8396211 | 114238313 | 116791612 | 166988614 | 20100202 | 221112 |  |  | 125 | 999 |  | N | Y | gas | 1.0487 | 0.28592 | 0.0115
9038_G_12 | MANE-VU | MA | 25017 | 9038 | 12 | HUDSON LIGHT & POWER DEPARTMENT | 4100911 | 87365213 | 83628012 | 118410914 | 20100202 | 221112 | Combustion Turbine | Natural Gas, Distillate Fuel Oil | 125 | 160 | N | N | N | gas | 1.043 | 0.03088 | 0 |  | MANE-VU Oil Peaking | MANE-VU Oil Peaking | MANE-VU_oil_peak
56898_G_2 | West | CA | 06037 | 56898 | 2 | AMERESCO CHIQUITA ENERGY LLC | 16015611 | 100969813 | 117829712 | 141754014 | 50300601 | 221117 | Landfill Gas | Landfill Gas | 125 | 160 | N | N | N |  | 1.0426 | 0.3374 | 1.0972 | 8736 | West Other Nonpeaking | West Other Nonpeaking | West_other_nonpeak
936_G_9 | LADCO | IL | 17027 | 936 | 9 | Carlyle Municipal Electric Plant | 2612711 | 40726213 | 55942312 | 46043814 | 20300101 | 221112 | Combustion Turbine | Distillate Fuel Oil | 125 | 160 | N | N | N | oil | 1.0404 | 0.0179 | 0.000487 | 28 | LADCO Oil Peaking | LADCO Oil Peaking | LADCO_oil_peak
| SESARM | MS | 28033 |  |  | TVA Southaven Combined Cycle Plant | 7184711 | 63441613 | 14077012 | 87388914 | 20100102 | 221112 |  |  | 125 | 160 |  | N | Y | oil | 1.04 | 0.02 | 0.01 | 500
| LADCO | MN | 27085 |  |  | Glencoe Light & Power Commission | 7626111 | 11460913 | 11361012 | 27071414 | 20200402 | 221112 |  |  | 125 | 160 |  | N | Y | oil | 1.04 | 0.022473 | 0.0005775
| SESARM | SC | 45015 |  |  | SANTEE COOPER JEFFERIES | 4834711 | 95169913 | 64083912 | 130364714 | 20100102 | 221112 |  |  | 125 | 160 |  | N | Y | oil | 1.0364 | 0.07285 | 0.06815 | 1
50647_G_GEN1B | LADCO | IN | 18097 |  |  | COVANTA INDIANAPOLIS INC | 7744611 | 1875213 | 1775412 | 124093714 | 10200601 | 562213 |  |  | 103 | 100 |  | N | N |  | 1.0332 | 0.028044 | 0.002214 |  | LADCO Other Nonpeaking | LADCO Other Nonpeaking | LADCO_other_nonpeak
| South | TX | 48321 |  |  | SOUTH TEXAS PROJECT | 6152311 | 16288413 | 15881512 | 5329214 | 20200102 | 22111 |  |  |  | 160 |  | N | Y | oil | 1.0313 | 0.0225 | 0.0009 | 86
2382_G_MID1 | MANE-VU | NJ | 34009 |  |  | Middle Energy Center | 5133111 | 25809913 | 60445512 | 22290414 | 20100101 | 221112 |  |  | 125 | 120 |  | N | N | oil | 1.03 | 0.06 | 0.0939 |  | MANE-VU Oil Peaking | MANE-VU Oil Peaking | MANE-VU_oil_peak
50115_G_GEN1 | West | CA | 06029 | 50115 | GEN1 | U.S. BORAX | 5813511 | 21476813 | 20588612 | 59804114 | 20100102 | 212391 | Combustion Turbine | Natural Gas | 170 | 160 | Y | N | N |  | 1.024 | 0.0039631 | 0.002 | 8736 | daily flat | diurnal flat | West_comp_nonpeak
| LADCO | OH | 39171 |  |  | OMEGA JV2-BRYAN (0386010068) | 14693211 | 106010913 | 109710012 | 150362714 | 20100102 | 221112 |  |  |  | 999 |  | N | Y | oil | 1.016 | 0.07905 | 0.0007 | 49
55178_G_ST-1 | South | MO | 29037 | 55178 | ST-1 | DOGWOOD ENERGY FACILITY PLEASANT HILL | 7359211 | 10993913 | 10948412 | 25099214 | 10100602 | 221112 | Combined Cycle | Natural Gas | 125 | 100 | N | N | N | gas | 1.0145 | 0.0771 | 0.0061 |  | South Gas Peaking | South Gas Peaking | South_gas_peak
| LADCO | IL | 17011 |  |  | Princeton Muncipal Electric Utility | 2363611 | 59310313 | 55895612 | 85397114 | 20100201 | 221112 |  |  | 125 | 160 |  | N | Y | gas | 1.0141 | 0.0552 | 2.8e-05 | 16
55068_G_GEN3 | MANE-VU | ME | 23019 | 55068 | GEN3 | MAINE INDEPENDENCE STATION | 7719211 | 2941613 | 2812712 | 129288714 | 10200602 | 221112 | Combined Cycle | Natural Gas | 125 | 100 | N | N | N | gas | 1.0127 | 0.13792 | 0.016752 |  | MANE-VU Gas Peaking | MANE-VU Gas Peaking | MANE-VU_gas_peak
| South | TX | 48029 |  |  | CALAVERAS PLANT | 5617211 | 69925513 | 64297212 | 96880414 | 20200102 | 22111 |  |  | 125 | 160 |  | N | Y | oil | 1.001 | 0.0292 | 0.0168 | 684
26_G_GT4 | SESARM | AL | 01117 | 26 | GT4 | Alabama Power Company | 949211 | 47874713 | 45417512 | 61465514 | 20100101 | 221112 | Combustion Turbine | Distillate Fuel Oil | 125 | 120 | N | N | N | oil | 1 |  | 0.02 |  | SESARM Oil Peaking | SESARM Oil Peaking | SESARM_oil_peak
2385_G_GT4 | MANE-VU | NJ | 34023 |  |  | Werner Generating Station | 7620811 | 11841813 | 60504812 | 20032214 | 20100101 | 221112 |  |  | 125 | 120 |  | N | N | oil | 1 | 0.08 | 0.01 |  | MANE-VU Oil Peaking | MANE-VU Oil Peaking | MANE-VU_oil_peak
| West North Central | SD | 46103 |  |  | Black Hill Power & Light Company (Ben French) | 6195711 | 15199713 | 14853412 | 11739314 | 20200401 | 221112 |  |  | 125 | 160 |  | N | Y | oil | 1 | 0 | 0
| South | TX | 48029 |  |  | VH BRAUNIG PLANT | 5616511 | 91501113 | 88463612 | 124678414 | 20100107 | 22111 |  |  | 125 | 160 |  | N | Y | oil | 1 |  |  | 60
| South | KS | 20189 |  |  | Hugoton Mun. Power Plant #2 | 5435311 | 27347213 | 26242012 | 38455314 | 20200402 | 221112 |  |  | 125 | 160 |  | N | Y | oil | 0.99555 | 0.029854 | 3.3047e-05 | 8736
2831_G_3 | LADCO | OH | 39017 | 2831 | 3 | Dicks Creek Energy Facility (1409010078) | 9303211 | 55575713 | 68614212 | 101019914 | 20100201 | 221112 | Combustion Turbine | Natural Gas, Distillate Fuel Oil | 125 | 120 | N | N | N | gas | 0.9926 | 0.020474 | 0.01 | 32 | LADCO Gas Peaking | LADCO Gas Peaking | LADCO_gas_peak
| South | KS | 20105 |  |  | Lincoln Mun. Power Plant | 4529311 | 27613513 | 112313812 | 37920014 | 20200402 | 221112 |  |  | 125 | 160 |  | N | Y | oil | 0.99051 | 0.029703 | 3.288e-05 | 1
| SESARM | NC | 37023 |  |  | North Carolina Municipal Power Agency No. 1 - Drexel | 17023611 | 112193913 | 115333212 | 158526914 | 20100107 | 221112 |  |  |  | 999 |  | N | Y | oil | 0.99 | 0.02 | 0.02 | 300
6584_G_MSD2 | SESARM | FL | 12087 | 6584 | MSD2 | FLORIDA MUNICIPAL POWER AGENCY | 554011 | 48241113 | 45764512 | 48978914 | 20200401 | 2211 | Combustion Turbine | Distillate Fuel Oil | 125 | 160 | N | N | N |  | 0.989 | 0.022748 | 0.000462 | 15 | SESARM Composite Nonpeaking | SESARM Composite Nonpeaking | SESARM_comp_nonpeak
6565_G_1A | MANE-VU | MD | 24047 | 6565 | 1A | Berlin Town Power Plant | 6572311 | 88042713 | 84238212 | 119466314 | 20100102 | 221112 | Combustion Turbine | Distillate Fuel Oil | 125 | 160 | N | N | N | oil | 0.98658 | 0.059595 | 0.023273 | 2080 | MANE-VU Oil Peaking | MANE-VU Oil Peaking | MANE-VU_oil_peak
6565_G_1A | MANE-VU | MD | 24047 | 6565 | 1A | Berlin Town Power Plant | 6572311 | 88042713 | 84238112 | 119466314 | 20100102 | 221112 | Combustion Turbine | Distillate Fuel Oil | 125 | 160 | N | N | N | oil | 0.98658 | 0.059595 | 0.023273 | 2080 | MANE-VU Oil Peaking | MANE-VU Oil Peaking | MANE-VU_oil_peak
| LADCO | MN | 27095 |  |  | Princeton Public Utilities Commission | 6961811 | 79613013 | 70687112 | 102793914 | 20200401 | 221112 |  |  | 125 | 160 |  | N | Y | oil | 0.9855 | 0.016983 | 0.0004658
| South | KS | 20157 |  |  | Belleville Mun. Power Plant | 2920211 | 98352813 | 112288712 | 138259814 | 20200401 | 221112 |  |  | 125 | 999 |  | N | Y | oil | 0.98518 | 0.022111 | 0.00049565 | 1
54464_B_D001 | SESARM | GA | 13021 | 54464 | D001 | Graphic Packaging Macon Mill | 7414811 | 9231513 | 9114912 | 46133914 | 30700110 | 322130 | Non-Fossil Waste | Non-Fossil Waste | 133 | 100 | Y | N | N |  | 0.983 | 0.12993 | 0.0319 | 8575 | daily flat | diurnal flat | SESARM_comp_nonpeak
2221_G_1 | West North Central | NE | 31041 | 2221 | 1 | Broken Bow Power Plant | 7460411 | 11695213 | 11601412 | 21585414 | 20200401 | 926130 | Combustion Turbine | Distillate Fuel Oil | 125 | 160 | N | N | N |  | 0.98 | 0.09511 | 0.04 |  | West North Central Composite Nonpeaking | West North Central Composite Nonpeaking | West North Central_comp_nonpeak
| MANE-VU | NJ | 34039 |  |  | Cogen Technologies Linden Venture, L.P. | 7990011 | 5105113 | 60847312 | 91353114 | 20200102 | 221112 |  |  | 125 | 160 |  | N | Y | oil | 0.98 | 0.07 | 0.003
| MANE-VU | NJ | 34039 |  |  | Cogen Technologies Linden Venture, L.P. | 7990011 | 5104813 | 60847312 | 91353014 | 20200102 | 221112 |  |  | 125 | 160 |  | N | Y | oil | 0.98 | 0.07 | 0.0003
| LADCO | IL | 17063 |  |  | Morris Cogeneration LLC | 3348811 | 110378713 | 114003612 | 156205514 | 20100201 | 221112 |  |  | 125 | 120 |  | N | Y | gas | 0.97801 | 0.0317 | 0.002885 | 577
| West North Central | IA | 19017 |  |  | WAVERLY LIGHT & POWER - NORTH & SOUTH PLANTS | 9658911 | 53723413 | 51520912 | 75488814 | 20200401 | 221112 |  |  | 125 | 160 |  | N | Y | oil | 0.97659 | 0.016816 | 0.00045778 | 11
| MANE-VU | NY | 36071 |  |  | ROSETON GENERATING STATION | 8427811 | 1624413 | 58837312 | 21098414 | 20100102 | 221112 |  |  | 125 | 999 |  | N | Y | oil | 0.975 | 0.091344 | 0.117
| West North Central | IA | 19125 |  |  | PELLA WEST SUBSTATION | 17718211 | 123952513 | 125793912 | 176463314 | 20100107 | 221112 |  |  |  | 999 |  | N | Y | oil | 0.97236 | 0.04392 | 0.03672 | 8736
10496_G_GTAG | West | CA | 06029 | 10496 | GTAG | KERN RIVER COGENERATION CO | 4197011 | 33772313 | 32227812 | 57085814 | 20100201 | 221122 | Combustion Turbine | Natural Gas | 125 | 120 | Y | N | N |  | 0.96961 | 0.079608 | 0.040271 | 8736 | daily flat | diurnal flat | West_gas_nonpeak
| South | MO | 29183 |  |  | AMEREN MISSOURI SIOUX PLANT | 6783411 | 59122113 | 57982312 | 87737414 | 20200102 | 221112 |  |  | 125 | 160 |  | N | Y | oil | 0.9696 | 0.2274 | 0.2124
55264_G_CT2 | LADCO | OH | 39069 | 55264 | CT2 | AMP Napoleon Peaking Plant (0335010056) | 9291911 | 55775113 | 68280312 | 100677414 | 20100201 | 221112 | Combustion Turbine | Natural Gas | 125 | 120 | N | N | N | gas | 0.965 | 0.149 | 0.00304 | 85 | LADCO Gas Peaking | LADCO Gas Peaking | LADCO_gas_peak
57872_G_UNIT5 | Southwest | NM | 35025 | 57872 | UNIT5 | Lea County Electric Cooperative Power Plant | 17129011 | 113939613 | 116563012 | 160293014 | 20100207 | 221122 | Combustion Turbine | Natural Gas |  | 160 | N | N | N |  | 0.963 | 1.399 | 0.03 | 2155 | Southwest Gas Nonpeaking | Southwest Gas Nonpeaking | Southwest_gas_nonpeak
57872_G_UNIT1 | Southwest | NM | 35025 | 57872 | UNIT1 | Lea County Electric Cooperative Power Plant | 17129011 | 113939413 | 116562812 | 160292814 | 20100207 | 221122 | Combustion Turbine | Natural Gas |  | 160 | N | N | N |  | 0.961 | 1.397 | 0.03 | 2107 | Southwest Gas Nonpeaking | Southwest Gas Nonpeaking | Southwest_gas_nonpeak
7111_G_2 | Southwest | UT | 49051 | 7111 | 2 | Heber Light and Power Company- Power Plant | 9067811 | 55056813 | 51659312 | 68597014 | 20200254 | 221112 | Combustion Turbine | Natural Gas | 125 | 160 | N | N | N | gas | 0.96074 | 0.029961 | 0.001764 | 315 | Southwest Gas Peaking | Southwest Gas Peaking | Southwest_gas_peak
1597_G_UN2 | MANE-VU | MA | 25007 | 1597 | UN2 | NRG CANAL LLC - OAK BLUFFS | 5238711 | 87806213 | 83934312 | 119172114 | 20100102 | 221112 | Combustion Turbine | Distillate Fuel Oil | 125 | 160 | N | N | N | oil | 0.96 | 0.021942 | 0.0578 |  | MANE-VU Oil Peaking | MANE-VU Oil Peaking | MANE-VU_oil_peak
57872_G_UNIT3 | Southwest | NM | 35025 | 57872 | UNIT3 | Lea County Electric Cooperative Power Plant | 17129011 | 113940213 | 116563512 | 160293614 | 20100207 | 221122 | Combustion Turbine | Natural Gas |  | 160 | N | N | N |  | 0.958 | 1.393 | 0.03 | 2113 | Southwest Gas Nonpeaking | Southwest Gas Nonpeaking | Southwest_gas_nonpeak
9038_G_8 | MANE-VU | MA | 25017 | 9038 | 8 | HUDSON LIGHT & POWER DEPARTMENT | 4100911 | 87364813 | 83627712 | 118410114 | 20100202 | 221112 | Combustion Turbine | Natural Gas, Distillate Fuel Oil | 125 | 160 | N | N | N | gas | 0.958 | 0.04872 | 0 |  | MANE-VU Gas Peaking | MANE-VU Gas Peaking | MANE-VU_gas_peak
1670_G_6 | MANE-VU | MA | 25009 | 1670 | 6 | IPSWICH MUNICIPAL LIGHT | 6521911 | 87725413 | 83877812 | 119025214 | 20100102 | 221112 | Combustion Turbine | Natural Gas, Distillate Fuel Oil | 125 | 160 | N | N | N | oil | 0.9551 | 0.023616 | 0.0007 |  | MANE-VU Oil Peaking | MANE-VU Oil Peaking | MANE-VU_oil_peak
1079_G_1 | West North Central | IA | 19103 | 1079 | 1 | MIDAMERICAN ENERGY CO - CORALVILLE TURBINES | 3925111 | 37692113 | 35953912 | 42245614 | 20100201 | 221112 | Combustion Turbine | Natural Gas | 125 | 120 | N | N | N | gas | 0.95317 | 0.019659 | 0.0017522 | 27 | West North Central Gas Peaking | West North Central Gas Peaking | West North Central_gas_peak
2679_G_3 | MANE-VU | NY | 36059 | 2679 | 3 | FREEPORT POWER PLANT #2 | 7221311 | 7565613 | 7486312 | 20527314 | 20100101 | 221112 | Combustion Turbine | Distillate Fuel Oil | 125 | 120 | N | N | N | oil | 0.95299 | 0.019818 | 0.0019961 |  | MANE-VU Oil Peaking | MANE-VU Oil Peaking | MANE-VU_oil_peak
| South | LA | 22079 |  |  | CLECO - Brame Energy Center | 7446811 | 109707413 | 113106012 | 155267214 | 20200107 | 221112 |  |  | 125 | 160 |  | N | Y | oil | 0.95 | 0.07 | 0.06 | 52
50494_G_KF2 | West | CA | 06029 | 50494 | KF2 | KERN FRONT LIMITED | 5813711 | 21469613 | 20582812 | 59725514 | 20100201 | 221112 | Combustion Turbine | Natural Gas | 106 | 120 | N | N | N | gas | 0.9486 | 0.072653 | 0.33385 | 8736 | West Gas Peaking | West Gas Peaking | West_gas_peak
| West North Central | IA | 19125 |  |  | PELLA WEST SUBSTATION | 17718211 | 123952413 | 125793812 | 176463214 | 20100107 | 221112 |  |  |  | 999 |  | N | Y | oil | 0.94535 | 0.0427 | 0.0357 | 8736
| West | CA | 06059 |  |  | CANYON POWER PLANT | 15993811 | 119584613 | 119890612 | 169543314 | 20100201 | 221112 |  |  | 125 | 999 |  | N | Y | gas | 0.94533 | 0.67414 | 0.07663 | 2080
10250_G_GEN1B | SESARM | FL | 12005 |  |  | BAY COUNTY SOLID WASTE | 2560011 | 41294313 | 39381512 | 48490314 | 10100602 | 562219 |  |  | 103 | 270 |  | N | N |  | 0.9435 | 0.12549 | 0.005661 | 6630 | SESARM Other Nonpeaking | SESARM Other Nonpeaking | SESARM_other_nonpeak
10250_G_GEN1 | SESARM | FL | 12005 |  |  | BAY COUNTY SOLID WASTE | 2560011 | 41294413 | 39381612 | 48490114 | 10100602 | 562219 |  |  | 103 | 270 |  | N | N |  | 0.9435 | 0.12549 | 0.005661 | 7020 | SESARM Other Nonpeaking | SESARM Other Nonpeaking | SESARM_other_nonpeak
| West | CA | 06037 |  |  | LA CITY, DWP HAYNES GENERATING STATION | 5796711 | 119397513 | 119191212 | 169042314 | 20100102 | 221112 |  |  | 125 | 999 |  | N | Y | oil | 0.94269 | 0.0073299 | 0.00042 | 8736
56692_G_1A | MANE-VU | VA | 51075 | 56692 | 1A | INGENCO - Rockville Plant | 6760511 | 58482613 | 13227112 | 76748114 | 20100101 | 221112 | Combustion Turbine | Distillate Fuel Oil | 125 | 120 | N | N | N | oil | 0.9415 | 0.0409 | 0.0016733 |  | MANE-VU Oil Peaking | MANE-VU Oil Peaking | MANE-VU_oil_peak
57872_G_UNIT2 | Southwest | NM | 35025 | 57872 | UNIT2 | Lea County Electric Cooperative Power Plant | 17129011 | 113940113 | 116563412 | 160293514 | 20100207 | 221122 | Combustion Turbine | Natural Gas |  | 160 | N | N | N |  | 0.941 | 1.367 | 0.03 | 2095 | Southwest Gas Nonpeaking | Southwest Gas Nonpeaking | Southwest_gas_nonpeak
| West | CA | 06099 |  |  | Woodland Generation Station | 1218011 | 121054213 | 123194412 | 171799514 | 20100201 | 221112 |  |  | 125 | 999 |  | N | Y | gas | 0.94007 | 0.19202 | 0.028954 | 8736
| West | CA | 06085 |  |  | FOOTHILL/DEANZA COMMUNITY COLLEGE DISTRICT | 9953911 | 54335113 | 99393412 | 68457014 | 20100201 | 221112 |  |  |  | 120 |  | N | Y | gas | 0.94006 | 0.031785 | 0.0012927 | 8736
| South | OK | 40145 |  |  | ONETA PWR LLC | 8350011 | 72371013 | 66499412 | 100169714 | 20200102 | 221112 |  |  | 125 | 160 |  | N | Y | oil | 0.94 | 0.027 |  | 47
| LADCO | OH | 39171 |  |  | OMEGA JV2-MONTPELIER (0386000069) | 14693011 | 106009813 | 109708712 | 150361314 | 20100102 | 221112 |  |  |  | 999 |  | N | Y | oil | 0.933 | 0.07304 | 0.0007 | 45
| LADCO | OH | 39171 |  |  | OMEGA JV2-MONTPELIER (0386000069) | 14693011 | 106010113 | 109709012 | 150361614 | 20100102 | 221112 |  |  |  | 999 |  | N | Y | oil | 0.933 | 0.07304 | 0.0007 | 45
| South | KS | 20149 |  |  | Westar Energy - Jeffrey | 5406811 | 106452213 | 109972112 | 150715414 | 20200102 | 221112 |  |  | 125 | 999 |  | N | Y | oil | 0.93239 | 0.067707 | 0.061658 | 8760
940_G_IC6 | LADCO | IL | 17191 | 940 | IC6 | Fairfield Municipal Light | 5573711 | 26943813 | 25848112 | 43582214 | 20100102 | 221112 | Combustion Turbine | Distillate Fuel Oil | 125 | 160 | N | N | N | oil | 0.9303 | 0.018 | 0.01204 | 28 | LADCO Oil Peaking | LADCO Oil Peaking | LADCO_oil_peak
54464_B_B004 | SESARM | GA | 13021 | 54464 | B004 | Graphic Packaging Macon Mill | 7414811 | 108742413 | 9114712 | 153966514 | 10200601 | 322130 | Biomass | Biomass | 133 | 100 | Y | N | N |  | 0.93 | 0.00026 | 0.0032 | 8500 | daily flat | diurnal flat | SESARM_other_nonpeak
| South | LA | 22019 |  |  | Entergy LA LLC - Calcasieu Generating Plant | 6397411 | 87200813 | 83354012 | 118034214 | 20100102 | 221112 |  |  | 125 | 999 |  | N | Y | oil | 0.93 | 0.07 | 0.06 | 520
2382_G_MID3 | MANE-VU | NJ | 34009 |  |  | Middle Energy Center | 5133111 | 25810113 | 60445512 | 22290214 | 20100101 | 221112 |  |  | 125 | 120 |  | N | N | oil | 0.929 | 0.0413 | 0.0625 |  | MANE-VU Oil Peaking | MANE-VU Oil Peaking | MANE-VU_oil_peak
2382_G_MID3 | MANE-VU | NJ | 34009 |  |  | Middle Energy Center | 5133111 | 25810113 | 60445512 | 22290114 | 20100101 | 221112 |  |  | 125 | 120 |  | N | N | oil | 0.929 | 0.0413 | 0.0625 |  | MANE-VU Oil Peaking | MANE-VU Oil Peaking | MANE-VU_oil_peak
| West | CA | 06085 |  |  | FOOTHILL/DEANZA COMMUNITY COLLEGE DISTRICT | 9953911 | 54335413 | 99393712 | 68457314 | 20100201 | 221112 |  |  |  | 120 |  | N | Y | gas | 0.92038 | 0.031119 | 0.0012657 | 8736
| West | CA | 06085 |  |  | FOOTHILL/DEANZA COMMUNITY COLLEGE DISTRICT | 9953911 | 54335313 | 99393612 | 68457214 | 20100201 | 221112 |  |  |  | 120 |  | N | Y | gas | 0.92038 | 0.031119 | 0.0012657 | 8736
| West | CA | 06085 |  |  | FOOTHILL/DEANZA COMMUNITY COLLEGE DISTRICT | 9953911 | 54335213 | 99393512 | 68457114 | 20100201 | 221112 |  |  |  | 120 |  | N | Y | gas | 0.92038 | 0.031119 | 0.0012657 | 8736
2308_G_4 | West North Central | NE | 31097 | 2308 | 4 | Tecumseh Plant | 6718911 | 12851113 | 12752612 | 22161414 | 20200402 | 926130 | Combustion Turbine | Natural Gas, Distillate Fuel Oil | 125 | 160 | N | N | N |  | 0.92 | 0.023105 |  |  | West North Central Composite Nonpeaking | West North Central Composite Nonpeaking | West North Central_comp_nonpeak
| LADCO | MI | 26163 |  |  | DTE - Electric Company RIVER ROUGE | 8229311 | 107280213 | 6561712 | 151932114 | 20200401 | 221112 |  |  | 125 | 160 |  | N | Y | oil | 0.919 | 0.015845 | 0.000435 | 26
10643_B_3 | MANE-VU | NJ | 34013 | 10643 | 3 | Covanta Essex Company | 8177011 | 6822113 | 6776112 | 22333114 | 50300112 | 562213 | Municipal Solid Waste | MSW | 103 | 270 | N | Y | N |  | 0.918 | 0.126 | 0.271 |  | daily flat | diurnal flat | MANE-VU_other_nonpeak
7398_G_GEN2 | LADCO | MI | 26017 | 7398 | GEN2 | BAY CITY ELECTRIC LIGHT & POWER | 4171511 | 35921713 | 34219112 | 30446614 | 20100102 | 221118 | Combustion Turbine | Natural Gas, Distillate Fuel Oil | 125 | 160 | N | N | N |  | 0.9125 | 0.069053 | 0.06 | 19 | LADCO Gas Nonpeaking | LADCO Gas Nonpeaking | LADCO_gas_nonpeak
54914_G_03 | MANE-VU | NY | 36047 | 54914 | 03 | BROOKLYN NAVY YARD COGENERATION PLANT | 8105011 | 4819813 | 4664112 | 167009014 | 20200104 | 221112 | Combined Cycle | Natural Gas, Distillate Fuel Oil | 125 | 120 | Y | N | N | oil | 0.9112 | 0.018551 | 0.016876 |  | daily flat | diurnal flat | MANE-VU_oil_peak
57872_G_UNIT4 | Southwest | NM | 35025 | 57872 | UNIT4 | Lea County Electric Cooperative Power Plant | 17129011 | 113939513 | 116562912 | 160292914 | 20100207 | 221122 | Combustion Turbine | Natural Gas |  | 160 | N | N | N |  | 0.911 | 1.325 | 0.029 | 2021 | Southwest Gas Nonpeaking | Southwest Gas Nonpeaking | Southwest_gas_nonpeak
7111_G_4 | Southwest | UT | 49051 | 7111 | 4 | Heber Light and Power Company- Power Plant | 9067811 | 55056413 | 51658912 | 68596614 | 20200254 | 221112 | Combustion Turbine | Natural Gas | 125 | 160 | N | N | N | gas | 0.91056 | 0.029961 | 0.001764 | 357 | Southwest Gas Peaking | Southwest Gas Peaking | Southwest_gas_peak
52176_G_GEN3 | South | TX | 48227 | 52176 | GEN3 | BIG SPRING COGENERATION | 5649311 | 19944913 | 19290812 | 4345814 | 20200902 | 22111 | Combined Cycle | Natural Gas, Distillate Fuel Oil | 125 | 160 | Y | N | N | gas | 0.9074 | 0.0083 | 0.0083 | 66 | daily flat | diurnal flat | South_gas_peak
| LADCO | IN | 18173 |  |  | ALCOA Warrick Power Plant AGC Div of Al | 8183111 | 5838313 | 5686912 | 123755814 | 20100102 | 221112 |  |  | 125 | 999 |  | N | Y | oil | 0.906 | 0.022587 | 0.05955
| West North Central | IA | 19125 |  |  | PELLA WEST SUBSTATION | 17718211 | 123951413 | 125793712 | 176462214 | 20100107 | 221112 |  |  |  | 999 |  | N | Y | oil | 0.90483 | 0.04087 | 0.03417 | 8736
3686_G_7 | Southwest | UT | 49049 |  |  | Provo City Power: Power Plant | 6282311 | 15488713 | 15150412 | 18214 | 20100201 | 221112 |  |  | 125 | 160 |  | N | N | gas | 0.9014 | 0 | 0.0003 | 86 | Southwest Gas Peaking | Southwest Gas Peaking | Southwest_gas_peak
56406_B_BLR1 | Northwest | WA | 53057 | 56406 | BLR1 | SIERRA PACIFIC INDUSTRIES | 12626311 | 63843413 | 58415012 | 122593214 | 10100602 | 321113 | Biomass | Biomass | 135 | 100 | Y | N | N |  | 0.9 | 0.1 | 0 | 8400 | daily flat | diurnal flat | Northwest_comp_nonpeak
| West North Central | IA | 19013 |  |  | CEDAR FALLS MUNICIPAL ELECTRIC UTILITY - CTS | 12806111 | 67678313 | 62280512 | 93390614 | 20100201 | 221112 |  |  | 125 | 120 |  | N | Y | gas | 0.9 | 0.01687 | 0.0086904
3470_G_GT1 | South | TX | 48157 | 3470 | GT1 | WA PARISH ELECTRIC GENERATING STATION | 3968411 | 34521513 | 32902212 | 8208114 | 20100201 | 22111 | Combustion Turbine | Natural Gas | 125 | 120 | N | N | N | gas | 0.8998 | 0.0255 | 0.0023 | 46 | South Gas Peaking | South Gas Peaking | South_gas_peak
10129_G_GEN1 | MANE-VU | PA | 42063 | 10129 | GEN1 | PA STATE SYS OF HIGHER ED/INDIANA UNIV | 3019411 | 38365313 | 36636412 | 13550414 | 20100101 | 611310 | Combustion Turbine | Natural Gas, Distillate Fuel Oil | 148 | 120 | Y | N | N |  | 0.89823 | 0.068362 | 0.94139 | 78 | daily flat | diurnal flat | MANE-VU_gas_nonpeak
50290_B_1 | MANE-VU | MA | 25023 | 50290 | 1 | SEMASS PARTNERSHIP | 8127611 | 87460713 | 83698612 | 156050214 | 10100601 | 562213 | Municipal Solid Waste | MSW | 103 | 100 | N | Y | N |  | 0.8965 | 0.12766 | 0.0054 |  | daily flat | diurnal flat | MANE-VU_other_nonpeak
| LADCO | MI | 26065 |  |  | LBWL - Eckert Station and REO Town Plant | 5985211 | 110192913 | 113531812 | 155917814 | 20100202 | 221112 |  |  | 125 | 160 |  | N | Y | gas | 0.8945 | 0.006335 | 0.00019 | 8760
| South | KS | 20119 |  |  | Meade Mun. Power Plant | 2836611 | 38438513 | 36714112 | 138416714 | 20200402 | 221112 |  |  | 125 | 160 |  | N | Y | oil | 0.8929 | 0.026776 | 2.964e-05 | 8736
| West North Central | IA | 19125 |  |  | PELLA WEST SUBSTATION | 17718211 | 123952113 | 125793412 | 176462914 | 20100107 | 221112 |  |  |  | 999 |  | N | Y | oil | 0.89133 | 0.04026 | 0.03366 | 8736
3147_G_CTG | MANE-VU | PA | 42035 | 3147 | CTG | PPL MARTINS CREEK LLC/LOCK HAVEN CTS | 6602011 | 19033913 | 18494012 | 16988414 | 20100101 | 221112 | Combustion Turbine | Distillate Fuel Oil | 125 | 120 | N | N | N | oil | 0.89 | 0.0163 | 0.1501 | 14 | MANE-VU Oil Peaking | MANE-VU Oil Peaking | MANE-VU_oil_peak
| West | CA | 06099 |  |  | Woodland Generation Station | 1218011 | 121054113 | 123194312 | 171799414 | 20100201 | 221112 |  |  | 125 | 999 |  | N | Y | gas | 0.88992 | 0.050411 | 0.027838 | 8736
56505_G_SN02 | South | AR | 05031 | 56505 | SN02 | JONESBORO CITY WATER AND LIGHT-NW SUBSTA | 976311 | 112830913 | 44657712 | 159196614 | 20100101 | 221112 | Combustion Turbine | Natural Gas, Distillate Fuel Oil | 125 | 120 | N | N | N | oil | 0.88566 | 6.1992e-05 | 0.023696 | 10 | South Oil Peaking | South Oil Peaking | South_oil_peak
| West North Central | MT | 30083 |  |  | MDU - LEWIS & CLARK STATION | 7618511 | 126770613 | 128352812 | 182068614 | 20100202 | 221112 |  |  | 125 | 160 |  | N | Y | gas | 0.885 | 0.584 | 0.3274
50495_G_HS2 | West | CA | 06029 | 50495 | HS2 | HIGH SIERRA LIMITED | 14108911 | 84884713 | 77471612 | 111655214 | 20100201 | 221112 | Combustion Turbine | Natural Gas |  | 120 | Y | N | N | gas | 0.88331 | 0.11814 | 0.32515 | 6048 | daily flat | diurnal flat | West_gas_peak
3630_G_11A | South | TX | 48163 | 3630 | 11A | PEARSALL POWER PLANT | 3930211 | 92108113 | 89149412 | 125706514 | 20100202 | 22111 | Combustion Turbine | Natural Gas | 125 | 160 | N | N | N | gas | 0.8786 | 1.7987 | 0.0315 | 2149 | South Gas Peaking | South Gas Peaking | South_gas_peak
3630_G_8A | South | TX | 48163 | 3630 | 8A | PEARSALL POWER PLANT | 3930211 | 92107813 | 89149112 | 125706214 | 20100202 | 22111 | Combustion Turbine | Natural Gas | 125 | 160 | N | N | N | gas | 0.8782 | 1.7978 | 0.0315 | 2142 | South Gas Peaking | South Gas Peaking | South_gas_peak
1079_G_2 | West North Central | IA | 19103 | 1079 | 2 | MIDAMERICAN ENERGY CO - CORALVILLE TURBINES | 3925111 | 37692213 | 35953612 | 42245314 | 20100201 | 221112 | Combustion Turbine | Natural Gas | 125 | 120 | N | N | N | gas | 0.87758 | 0.0181 | 0.0016132 | 20 | West North Central Gas Peaking | West North Central Gas Peaking | West North Central_gas_peak
| South | MO | 29510 |  |  | BRANDONVIEW, LLC GALLERY 720 BUILDING | 7833811 | 59217413 | 58188312 | 87880814 | 20200253 | 221112 |  |  |  | 160 |  | N | Y | gas | 0.87712 | 0.007506 | 0.000243
50875_B_2 | SESARM | FL | 12057 | 50875 | 2 | MCKAY BAY REFUSE-TO-ENERGY FACILITY | 640811 | 46476213 | 44154112 | 48442714 | 10100602 | 562219 | Municipal Solid Waste | MSW | 103 | 270 | N | Y | N |  | 0.875 | 0.083125 | 0.00375 | 8148 | daily flat | diurnal flat | SESARM_other_nonpeak
| LADCO | IL | 17043 |  |  | DuPage County Power Plant | 3218911 | 105847613 | 109525512 | 150125214 | 20200102 | 221112 |  |  | 125 | 160 |  | N | Y | oil | 0.87496 | 0.0214 | 0.00078 | 39
| LADCO | IL | 17043 |  |  | DuPage County Power Plant | 3218911 | 105847713 | 109525612 | 150125314 | 20200102 | 221112 |  |  | 125 | 160 |  | N | Y | oil | 0.87496 | 0.0214 | 0.00078 | 39
3630_G_7A | South | TX | 48163 | 3630 | 7A | PEARSALL POWER PLANT | 3930211 | 92107713 | 89149012 | 125706114 | 20100202 | 22111 | Combustion Turbine | Natural Gas | 125 | 160 | N | N | N | gas | 0.8731 | 1.7875 | 0.0313 | 2139 | South Gas Peaking | South Gas Peaking | South_gas_peak
2126_G_IC3 | South | MO | 29027 | 2126 | IC3 | FULTON POWER PLANT FULTON | 6323111 | 15998713 | 15620512 | 87898314 | 20100201 | 221112 | Combustion Turbine | Natural Gas, Distillate Fuel Oil | 125 | 120 | N | N | N | gas | 0.8723 | 0.018 | 0.0001 |  | South Gas Peaking | South Gas Peaking | South_gas_peak
3630_G_9A | South | TX | 48163 | 3630 | 9A | PEARSALL POWER PLANT | 3930211 | 92107913 | 89149212 | 125706314 | 20100202 | 22111 | Combustion Turbine | Natural Gas | 125 | 160 | N | N | N | gas | 0.8708 | 1.7827 | 0.0312 | 2146 | South Gas Peaking | South Gas Peaking | South_gas_peak
3630_G_12A | South | TX | 48163 | 3630 | 12A | PEARSALL POWER PLANT | 3930211 | 92108213 | 89149512 | 125706614 | 20100202 | 22111 | Combustion Turbine | Natural Gas | 125 | 160 | N | N | N | gas | 0.8706 | 1.7823 | 0.0312 | 2138 | South Gas Peaking | South Gas Peaking | South_gas_peak
2238_G_2 | West North Central | NE | 31061 | 2238 | 2 | Franklin Municipal Power Plant | 6713411 | 12868413 | 12760412 | 21350714 | 20100202 | 221118 | Combustion Turbine | Natural Gas, Distillate Fuel Oil | 125 | 160 | N | N | N |  | 0.87 | 0.0182 |  |  | West North Central Gas Nonpeaking | West North Central Gas Nonpeaking | West North Central_gas_nonpeak
3136_G_4 | MANE-VU | PA | 42005 | 3136 | 4 | GENON NE MGMT CO/KEYSTONE STA | 3866111 | 37164813 | 35416312 | 93011914 | 20100101 | 221112 | Combustion Turbine | Distillate Fuel Oil | 125 | 120 | N | N | N | oil | 0.87 | 0.011512 |  | 18 | MANE-VU Oil Peaking | MANE-VU Oil Peaking | MANE-VU_oil_peak
| South | TX | 48321 |  |  | SOUTH TEXAS PROJECT | 6152311 | 92193213 | 89232212 | 125823114 | 20200102 | 22111 |  |  |  | 160 |  | N | Y | oil | 0.8685 | 0.0611 | 0.0006 | 164
| West North Central | IA | 19125 |  |  | PELLA WEST SUBSTATION | 17718211 | 123951913 | 125792712 | 176462714 | 20100107 | 221112 |  |  |  | 999 |  | N | Y | oil | 0.86432 | 0.03904 | 0.03264 | 8736
54556_G_TG04 | LADCO | IL | 17031 | 54556 | TG04 | Ingredion Incorporated Argo Plant | 946411 | 59371913 | 55963712 | 85462014 | 20200201 | 311221 | Combustion Turbine | Natural Gas | 159 | 120 | N | N | N |  | 0.8621 | 0.185 | 0.005624 | 148 | LADCO Gas Nonpeaking | LADCO Gas Nonpeaking | LADCO_gas_nonpeak
3630_G_10A | South | TX | 48163 | 3630 | 10A | PEARSALL POWER PLANT | 3930211 | 92108013 | 89149312 | 125706414 | 20100202 | 22111 | Combustion Turbine | Natural Gas | 125 | 160 | N | N | N | gas | 0.8615 | 1.7637 | 0.0309 | 2122 | South Gas Peaking | South Gas Peaking | South_gas_peak
| West | CA | 06099 |  |  | Woodland Generation Station | 1218011 | 121053713 | 123193912 | 171799014 | 20100201 | 221112 |  |  | 125 | 999 |  | N | Y | gas | 0.86008 | 0.021277 | 0.03224 | 8736
2062_G_H4 | SESARM | MS | 28083 | 2062 | H4 | Greenwood Utilities, Henderson Station | 8231311 | 5675213 | 5511412 | 25424814 | 20100102 | 22111 | Combustion Turbine | Distillate Fuel Oil | 125 | 160 | N | N | N | oil | 0.86 | 0.10756 | 0.04 | 6000 | SESARM Oil Peaking | SESARM Oil Peaking | SESARM_oil_peak
2098_G_6 | South | MO | 29021 |  |  | KCP AND L GREATER MISSOURI OPERATIONS CO LAKE ROAD GENERATING STATION | 6346411 | 15422313 | 15089212 | 25248514 | 20100101 | 221112 |  |  | 125 | 120 |  | N | N | oil | 0.8584 | 0.0112 | 0.0099 |  | South Oil Peaking | South Oil Peaking | South_oil_peak
| South | TX | 48135 |  |  | QUAIL RUN ENERGY CENTER | 13408111 | 105173913 | 108705012 | 149393114 | 20200102 | 22111 |  |  | 125 | 160 |  | N | Y | oil | 0.8544 | 0.0151 | 0.0007 | 137
| LADCO | IL | 17043 |  |  | DuPage County Power Plant | 3218911 | 105847513 | 109525412 | 150125114 | 20200102 | 221112 |  |  | 125 | 160 |  | N | Y | oil | 0.85253 | 0.0209 | 0.00076 | 38
50290_B_2 | MANE-VU | MA | 25023 | 50290 | 2 | SEMASS PARTNERSHIP | 8127611 | 87460813 | 83698612 | 156050314 | 10100601 | 562213 | Municipal Solid Waste | MSW | 103 | 100 | N | Y | N |  | 0.8523 | 0.12148 | 0.0051 |  | daily flat | diurnal flat | MANE-VU_other_nonpeak
| West | CA | 06083 |  |  | ELLWOOD GENERATING STATION | 1600811 | 44620713 | 97527012 | 53000914 | 20100201 | 221112 |  |  | 125 | 120 |  | N | Y | gas | 0.85202 | 0.043406 |  | 8736
3686_G_8 | Southwest | UT | 49049 |  |  | Provo City Power: Power Plant | 6282311 | 15488813 | 15150212 | 18014 | 20100201 | 221112 |  |  | 125 | 160 |  | N | N | gas | 0.8516 | 0 | 0.0003 | 86 | Southwest Gas Peaking | Southwest Gas Peaking | Southwest_gas_peak
50290_B_3 | MANE-VU | MA | 25023 | 50290 | 3 | SEMASS PARTNERSHIP | 8127611 | 87460913 | 83698612 | 156050414 | 10100601 | 562213 | Municipal Solid Waste | MSW | 103 | 100 | N | Y | N |  | 0.8512 | 0.12112 | 0.0051 |  | daily flat | diurnal flat | MANE-VU_other_nonpeak
1670_G_10 | MANE-VU | MA | 25009 | 1670 | 10 | IPSWICH MUNICIPAL LIGHT | 6521911 | 87725813 | 83878012 | 119025914 | 20100102 | 221112 | Combustion Turbine | Natural Gas, Distillate Fuel Oil | 125 | 160 | N | N | N | oil | 0.8501 | 0.02642 | 0.0008 |  | MANE-VU Oil Peaking | MANE-VU Oil Peaking | MANE-VU_oil_peak
| West | CA | 06095 |  |  | COMMUNITY POWER CORPORATION | 16029811 | 118668513 | 117098212 | 167373414 | 20300202 | 221112 |  |  |  | 999 |  | N | Y | gas | 0.85 | 0.039919 | 0.47 | 8736
3630_G_5A | South | TX | 48163 | 3630 | 5A | PEARSALL POWER PLANT | 3930211 | 92107513 | 89148812 | 125705914 | 20100202 | 22111 | Combustion Turbine | Natural Gas | 125 | 160 | N | N | N | gas | 0.8487 | 1.7374 | 0.0304 | 2030 | South Gas Peaking | South Gas Peaking | South_gas_peak
| Southwest | AZ | 04013 |  |  | SRP Kyrene Generating Station | 1139411 | 46673213 | 44347712 | 62025614 | 20100201 | 221112 |  |  | 125 | 120 |  | N | Y | gas | 0.8475 | 0.017436 | 0.0015
| LADCO | OH | 39093 |  |  | Oberlin Municipal Light & Power System (0247100320) | 9273411 | 55507813 | 68161312 | 100570914 | 20200402 | 221112 |  |  | 125 | 999 |  | N | Y | oil | 0.8466 | 0.0066592 | 3.205e-07 | 78
| SESARM | SC | 45031 |  |  | DUKE ENERGY PROGRESS LLC | 4951511 | 95168913 | 63962912 | 180890914 | 20200401 | 221112 |  |  | 125 | 999 |  | N | Y | oil | 0.84611 | 0.014571 | 0.0001629 | 77
55010_G_STG1 | LADCO | MN | 27163 | 55010 | STG1 | LSP Cottage Grove Cogeneration Facility | 6785711 | 13590113 | 13395712 | 27735714 | 10100601 | 221122 | Combined Cycle | Natural Gas, Distillate Fuel Oil | 125 | 100 | Y | N | N |  | 0.8449 | 0.10418 | 0.05322 |  | daily flat | diurnal flat | LADCO_gas_nonpeak
50875_B_1 | SESARM | FL | 12057 | 50875 | 1 | MCKAY BAY REFUSE-TO-ENERGY FACILITY | 640811 | 46476113 | 44154212 | 48442914 | 10100602 | 562219 | Municipal Solid Waste | MSW | 103 | 270 | N | Y | N |  | 0.8421 | 0.08 | 0.003609 | 8096 | daily flat | diurnal flat | SESARM_other_nonpeak
3630_G_21A | South | TX | 48163 | 3630 | 21A | PEARSALL POWER PLANT | 3930211 | 92109013 | 89150412 | 125707414 | 20100202 | 22111 | Combustion Turbine | Natural Gas | 125 | 160 | N | N | N | gas | 0.8418 | 1.7233 | 0.0302 | 2096 | South Gas Peaking | South Gas Peaking | South_gas_peak
50495_G_HS1 | West | CA | 06029 | 50495 | HS1 | HIGH SIERRA LIMITED | 14108911 | 84884813 | 77471712 | 111655314 | 20100201 | 221112 | Combustion Turbine | Natural Gas |  | 120 | Y | N | N | gas | 0.84095 | 0.064559 | 0.31903 | 6048 | daily flat | diurnal flat | West_gas_peak
2062_G_H6 | SESARM | MS | 28083 | 2062 | H6 | Greenwood Utilities, Henderson Station | 8231311 | 5675113 | 5511412 | 25424914 | 20100102 | 22111 | Combustion Turbine | Distillate Fuel Oil | 125 | 160 | N | N | N | oil | 0.84 | 0.10756 | 0.04 | 6000 | SESARM Oil Peaking | SESARM Oil Peaking | SESARM_oil_peak
| LADCO | MI | 26117 |  |  | DTE Electric Company - Renaissance Power Plant | 7836711 | 2844213 | 2734712 | 28888414 | 20100102 | 221112 |  |  | 125 | 160 |  | N | Y | oil | 0.8395 | 0.063567 | 0.0552 | 12
50493_G_DC2 | West | CA | 06029 | 50493 | DC2 | DOUBLE C LIMITED | 410111 | 49233713 | 46588512 | 59725714 | 20100201 | 221113 | Combustion Turbine | Natural Gas |  | 120 | N | N | N |  | 0.83942 | 0.12066 | 0.32751 | 8736 | West Gas Nonpeaking | West Gas Nonpeaking | West_gas_nonpeak
3630_G_4A | South | TX | 48163 | 3630 | 4A | PEARSALL POWER PLANT | 3930211 | 92107413 | 89148712 | 125705814 | 20100202 | 22111 | Combustion Turbine | Natural Gas | 125 | 160 | N | N | N | gas | 0.8385 | 1.7166 | 0.0301 | 2023 | South Gas Peaking | South Gas Peaking | South_gas_peak
| West North Central | IA | 19125 |  |  | PELLA WEST SUBSTATION | 17718211 | 123951113 | 125794112 | 176461914 | 20100107 | 221112 |  |  |  | 999 |  | N | Y | oil | 0.83731 | 0.03782 | 0.03162 | 8736
3630_G_22A | South | TX | 48163 | 3630 | 22A | PEARSALL POWER PLANT | 3930211 | 92109113 | 89150512 | 125707514 | 20100202 | 22111 | Combustion Turbine | Natural Gas | 125 | 160 | N | N | N | gas | 0.8367 | 1.713 | 0.03 | 2076 | South Gas Peaking | South Gas Peaking | South_gas_peak
732_G_1 | SESARM | GA | 13051 | 732 | 1 | Ga Power Company - Plant Boulevard | 15504311 | 97066413 | 94078612 | 135413714 | 20100201 | 221112 | Combustion Turbine | Natural Gas, Distillate Fuel Oil | 125 | 120 | N | N | N | gas | 0.8365 | 0.0114 | 0.0313 | 10 | SESARM Gas Peaking | SESARM Gas Peaking | SESARM_gas_peak
3630_G_3A | South | TX | 48163 | 3630 | 3A | PEARSALL POWER PLANT | 3930211 | 92107313 | 89148612 | 125705714 | 20100202 | 22111 | Combustion Turbine | Natural Gas | 125 | 160 | N | N | N | gas | 0.835 | 1.7095 | 0.0299 | 2007 | South Gas Peaking | South Gas Peaking | South_gas_peak
3630_G_23A | South | TX | 48163 | 3630 | 23A | PEARSALL POWER PLANT | 3930211 | 92109213 | 89150612 | 125707614 | 20100202 | 22111 | Combustion Turbine | Natural Gas | 125 | 160 | N | N | N | gas | 0.8339 | 1.7072 | 0.0299 | 2069 | South Gas Peaking | South Gas Peaking | South_gas_peak
| Southwest | AZ | 04003 |  |  | APS - FAIRVIEW GENERATING STATION | 7735911 | 2895713 | 2781012 | 62000214 | 20100101 | 221112 |  |  | 125 | 120 |  | N | Y | oil | 0.83248 | 0.016297 | 0.013716 | 16
3630_G_1A | South | TX | 48163 | 3630 | 1A | PEARSALL POWER PLANT | 3930211 | 92107113 | 89148412 | 125705514 | 20100202 | 22111 | Combustion Turbine | Natural Gas | 125 | 160 | N | N | N | gas | 0.8315 | 1.7022 | 0.0298 | 2011 | South Gas Peaking | South Gas Peaking | South_gas_peak
3630_G_2A | South | TX | 48163 | 3630 | 2A | PEARSALL POWER PLANT | 3930211 | 92107213 | 89148512 | 125705614 | 20100202 | 22111 | Combustion Turbine | Natural Gas | 125 | 160 | N | N | N | gas | 0.8312 | 1.7017 | 0.0298 | 1997 | South Gas Peaking | South Gas Peaking | South_gas_peak
3630_G_19A | South | TX | 48163 | 3630 | 19A | PEARSALL POWER PLANT | 3930211 | 92108813 | 89150212 | 125707214 | 20100202 | 22111 | Combustion Turbine | Natural Gas | 125 | 160 | N | N | N | gas | 0.831 | 1.7012 | 0.0298 | 2062 | South Gas Peaking | South Gas Peaking | South_gas_peak
1743_G_11 | LADCO | MI | 26147 | 1743 | 11 | ST. CLAIR / BELLE RIVER POWER PLANT | 7239111 | 7536013 | 7459512 | 28558814 | 20100201 | 221112 | Combustion Turbine | Natural Gas, Distillate Fuel Oil | 125 | 120 | N | N | N | gas | 0.83 | 0.017115 | 0.001465 | 32 | LADCO Gas Peaking | LADCO Gas Peaking | LADCO_gas_peak
| LADCO | OH | 39171 |  |  | OMEGA JV2-EDGERTON (0386000071) | 14693111 | 106010513 | 109709312 | 150362014 | 20100102 | 221112 |  |  |  | 999 |  | N | Y | oil | 0.829 | 0.06504 | 0.0006 | 40
| LADCO | MI | 26075 |  |  | Consumers Energy Co. - Jackson Generating Station | 5695811 | 22025113 | 21109912 | 28088214 | 20200401 | 221112 |  |  | 125 | 160 |  | N | Y | oil | 0.8275 | 0.01425 | 0.0004 | 168
2098_G_7 | South | MO | 29021 | 2098 | 7 | KCP AND L GREATER MISSOURI OPERATIONS CO LAKE ROAD GENERATING STATION | 6346411 | 15422113 | 15090012 | 25248814 | 20100101 | 221112 | Combustion Turbine | Distillate Fuel Oil | 125 | 120 | N | N | N | oil | 0.8272 | 0.0108 | 0.0095 |  | South Oil Peaking | South Oil Peaking | South_oil_peak
9038_G_8 | MANE-VU | MA | 25017 | 9038 | 8 | HUDSON LIGHT & POWER DEPARTMENT | 4100911 | 87364813 | 83627712 | 118410214 | 20100102 | 221112 | Combustion Turbine | Natural Gas, Distillate Fuel Oil | 125 | 160 | N | N | N | oil | 0.827 | 0.015023 | 0.014 |  | MANE-VU Gas Peaking | MANE-VU Gas Peaking | MANE-VU_gas_peak
| West North Central | IA | 19125 |  |  | PELLA WEST SUBSTATION | 17718211 | 123951313 | 125794412 | 176462114 | 20100107 | 221112 |  |  |  | 999 |  | N | Y | oil | 0.82381 | 0.03721 | 0.03111 | 8736
3630_G_20A | South | TX | 48163 | 3630 | 20A | PEARSALL POWER PLANT | 3930211 | 92108913 | 89150312 | 125707314 | 20100202 | 22111 | Combustion Turbine | Natural Gas | 125 | 160 | N | N | N | gas | 0.8225 | 1.6839 | 0.0295 | 2056 | South Gas Peaking | South Gas Peaking | South_gas_peak
10643_B_3 | MANE-VU | NJ | 34013 | 10643 | 3 | Covanta Essex Company | 8177011 | 6822113 | 6776112 | 22332914 | 50300112 | 562213 | Municipal Solid Waste | MSW | 103 | 270 | N | Y | N |  | 0.822 | 0.113 | 0.243 |  | daily flat | diurnal flat | MANE-VU_other_nonpeak
2062_G_H5 | SESARM | MS | 28083 | 2062 | H5 | Greenwood Utilities, Henderson Station | 8231311 | 5675513 | 5511412 | 25424514 | 20100102 | 22111 | Combustion Turbine | Distillate Fuel Oil | 125 | 160 | N | N | N | oil | 0.82 | 0.10756 | 0.04 | 6000 | SESARM Oil Peaking | SESARM Oil Peaking | SESARM_oil_peak
2062_G_H8 | SESARM | MS | 28083 | 2062 | H8 | Greenwood Utilities, Henderson Station | 8231311 | 5674913 | 60024812 | 25425114 | 20100102 | 22111 | Combustion Turbine | Distillate Fuel Oil | 125 | 160 | N | N | N | oil | 0.82 | 0.10756 | 0.04 | 4000 | SESARM Oil Peaking | SESARM Oil Peaking | SESARM_oil_peak
| West | CA | 06095 |  |  | COMMUNITY POWER CORPORATION | 16029811 | 118668413 | 117098112 | 167373314 | 20300202 | 221112 |  |  |  | 999 |  | N | Y | gas | 0.82 | 0.039919 | 0.46 | 8736
3630_G_24A | South | TX | 48163 | 3630 | 24A | PEARSALL POWER PLANT | 3930211 | 92109313 | 89150712 | 125707714 | 20100202 | 22111 | Combustion Turbine | Natural Gas | 125 | 160 | N | N | N | gas | 0.8193 | 1.6773 | 0.0294 | 2067 | South Gas Peaking | South Gas Peaking | South_gas_peak
3630_G_6A | South | TX | 48163 | 3630 | 6A | PEARSALL POWER PLANT | 3930211 | 92107613 | 89148912 | 125706014 | 20100202 | 22111 | Combustion Turbine | Natural Gas | 125 | 160 | N | N | N | gas | 0.8124 | 1.6631 | 0.0291 | 1968 | South Gas Peaking | South Gas Peaking | South_gas_peak
50482_B_B1 | SESARM | FL | 12051 | 50482 | B1 | U.S. SUGAR CORPORATION | 769911 | 46276613 | 43951712 | 92831014 | 10200501 | 311314 | Biomass | Biomass | 154 | 100 | Y | N | N |  | 0.81065 | 0.05475 | 0.00166 | 5196 | daily flat | diurnal flat | SESARM_comp_nonpeak
| West North Central | IA | 19125 |  |  | PELLA WEST SUBSTATION | 17718211 | 123951013 | 125793212 | 176461814 | 20100107 | 221112 |  |  |  | 999 |  | N | Y | oil | 0.8103 | 0.0366 | 0.0306 | 8736
| South | KS | 20045 |  |  | Baldwin City Mun. Power Plant #2 | 9638611 | 53844213 | 112264312 | 68605514 | 20200401 | 221112 |  |  | 125 | 160 |  | N | Y | oil | 0.81018 | 0.018184 | 0.00040761 | 2080
7452_G_2 | West | CA | 06061 | 7452 | 2 | CITY OF ROSEVILLE - POWER PLANT | 14224811 | 84770513 | 98238912 | 111397214 | 20100201 | 221112 | Combustion Turbine | Natural Gas, Distillate Fuel Oil |  | 120 | N | N | N | gas | 0.81 | 0.069859 | 0.002 | 8736 | West Gas Peaking | West Gas Peaking | West_gas_peak
| SESARM | WV | 54079 |  |  | APPALACHIAN POWER COMPANY - JOHN E AMOS PLANT | 6789111 | 122141013 | 124458312 | 174060314 | 20100102 | 221112 |  |  | 125 | 160 |  | N | Y | oil | 0.81 | 0.007 | 0.0042 | 27
1104_G_GT2 | West North Central | IA | 19057 |  |  | IPL - BURLINGTON GENERATING STATION | 5511811 | 27179513 | 26078212 | 41674214 | 20100201 | 221112 |  |  | 125 | 120 |  | N | N | gas | 0.80761 | 0.040637 | 0.0036229 | 80 | West North Central Gas Peaking | West North Central Gas Peaking | West North Central_gas_peak
| LADCO | IL | 17043 |  |  | NRG Wholesale Generation LP-Aurora Generating Station | 3220911 | 59676113 | 55085712 | 85723714 | 20100101 | 221112 |  |  | 125 | 160 |  | N | Y | oil | 0.80704 | 0.0145 | 0.000485 | 97
696_G_3 | SESARM | FL | 12087 | 696 | 3 | FLORIDA KEYS ELECTRIC COOP ASSOC | 1858311 | 41757713 | 39816612 | 48978614 | 20100102 | 2211 | Combustion Turbine | Distillate Fuel Oil | 125 | 160 | N | N | N |  | 0.805 |  | 0.0004 | 13 | SESARM Composite Nonpeaking | SESARM Composite Nonpeaking | SESARM_comp_nonpeak
3686_G_5 | Southwest | UT | 49049 |  |  | Provo City Power: Power Plant | 6282311 | 15488513 | 15150512 | 18514 | 20100201 | 221112 |  |  | 125 | 160 |  | N | N | gas | 0.8041 | 0 | 0.0003 | 98 | Southwest Gas Peaking | Southwest Gas Peaking | Southwest_gas_peak
1484_G_GT5 | MANE-VU | ME | 23005 | 1484 | GT5 | FPL ENERGY CAPE LLC | 5824011 | 22915613 | 21968512 | 129281114 | 20100101 | 221112 | Combustion Turbine | Distillate Fuel Oil | 125 | 120 | N | N | N | oil | 0.80174 | 0.049403 | 0.15931 |  | MANE-VU Oil Peaking | MANE-VU Oil Peaking | MANE-VU_oil_peak
| South | TX | 48021 |  |  | SIM GIDEON POWER PLANT | 3981511 | 35536313 | 33808812 | 13265114 | 20100102 | 22111 |  |  | 125 | 160 |  | N | Y | oil | 0.801 | 0.0234 | 0.0405 | 89
2385_G_GT3 | MANE-VU | NJ | 34023 |  |  | Werner Generating Station | 7620811 | 11841713 | 60504812 | 20032314 | 20100101 | 221112 |  |  | 125 | 120 |  | N | N | oil | 0.8 | 0.08 | 0.01 |  | MANE-VU Oil Peaking | MANE-VU Oil Peaking | MANE-VU_oil_peak
3325_G_GT3 | West North Central | SD | 46103 | 3325 | GT3 | Black Hill Power & Light Company (Ben French) | 6195711 | 15200313 | 14853312 | 11738314 | 20100101 | 221112 | Combustion Turbine | Natural Gas, Distillate Fuel Oil | 125 | 120 | N | N | N | oil | 0.8 | 0.10756 | 0 |  | West North Central Gas Peaking | West North Central Gas Peaking | West North Central_gas_peak
2384_B_8 | MANE-VU | NJ | 34033 |  |  | Deepwater Energy Center | 7479811 | 11632613 | 61142312 | 20057814 | 10100601 | 221112 |  |  | 125 | 100 |  | N | N | gas | 0.8 | 0.039 | 0 |  | MANE-VU Gas Peaking | MANE-VU Gas Peaking | MANE-VU_gas_peak
56263_G_Unit1 | SESARM | NC | 37167 | 56263 | Unit1 | NC Municipal Power Agency No. 1, Albemarle Prime Power Park | 13441911 | 74083713 | 68867812 | 101221814 | 20300101 | 221118 | Combustion Turbine | Distillate Fuel Oil |  | 160 | N | N | N |  | 0.8 | 0.01 |  |  | SESARM Composite Nonpeaking | SESARM Composite Nonpeaking | SESARM_comp_nonpeak
| MANE-VU | VA | 51053 |  |  | INGENCO - Dinwiddie Power | 6742611 | 13426213 | 13242512 | 748614 | 20200102 | 221112 |  |  | 125 | 160 |  | N | Y | oil | 0.8 | 0.11 | 0.14
| South | KS | 20027 |  |  | Clay Center Mun. Power Plant | 4499711 | 63968013 | 115668912 | 88692614 | 20200402 | 221112 |  |  | 125 | 160 |  | N | Y | oil | 0.7995 |  |  | 8736
1670_G_11 | MANE-VU | MA | 25009 | 1670 | 11 | IPSWICH MUNICIPAL LIGHT | 6521911 | 18016113 | 17500412 | 119026014 | 20100102 | 221112 | Combustion Turbine | Natural Gas, Distillate Fuel Oil | 125 | 160 | N | N | N | oil | 0.799 | 0.026842 | 0.0008 |  | MANE-VU Oil Peaking | MANE-VU Oil Peaking | MANE-VU_oil_peak
| LADCO | MI | 26147 |  |  | ST. CLAIR / BELLE RIVER POWER PLANT | 7239111 | 107290613 | 7459512 | 151946914 | 20200401 | 221112 |  |  | 125 | 160 |  | N | Y | oil | 0.796 | 0.01372 | 0.000375 | 21
| Southwest | CO | 08011 |  |  | LAS ANIMAS MUNI P&L | 1258211 | 43832113 | 41662312 | 50864714 | 20100102 | 221112 |  |  | 125 | 160 |  | N | Y | oil | 0.795 | 0.0542 | 0.0529
| LADCO | MN | 27085 |  |  | Glencoe Light & Power Commission | 7626111 | 11461213 | 11360512 | 27071114 | 20200401 | 221112 |  |  | 125 | 160 |  | N | Y | oil | 0.795 | 0.013706 | 0.0003757
| South | MO | 29097 |  |  | CARTHAGE WATER AND ELECTRIC | 5339111 | 59039913 | 58119612 | 87819414 | 20100102 | 221112 |  |  | 125 | 160 |  | N | Y | oil | 0.7943 | 0.0184 | 0.0522
3800_G_GT1 | MANE-VU | VA | 51159 | 3800 | GT1 | Dominion - Northern Neck CT Station | 9049611 | 58389513 | 49269912 | 68517214 | 20100109 | 221112 | Combustion Turbine | Distillate Fuel Oil | 125 | 120 | N | N | N | oil | 0.79125 | 0.010945 | 0.18164 |  | MANE-VU Oil Peaking | MANE-VU Oil Peaking | MANE-VU_oil_peak
50493_G_DC1 | West | CA | 06029 | 50493 | DC1 | DOUBLE C LIMITED | 410111 | 49233613 | 46588412 | 59725814 | 20100201 | 221113 | Combustion Turbine | Natural Gas |  | 120 | N | N | N |  | 0.79121 | 0.06675 | 0.3253 | 8736 | West Gas Nonpeaking | West Gas Nonpeaking | West_gas_nonpeak
| SESARM | SC | 45031 |  |  | DUKE ENERGY PROGRESS LLC | 4951511 | 95168913 | 63962912 | 180891214 | 20200401 | 221112 |  |  | 125 | 999 |  | N | Y | oil | 0.78912 | 0.01359 | 0.00015193 | 20
4257_G_24 | MANE-VU | MD | 24041 | 4257 | 24 | Easton Utilities - Airport Park | 6415411 | 88028813 | 84217312 | 119449914 | 20100102 | 221112 | Combustion Turbine | Distillate Fuel Oil, Residual Fuel Oil | 125 | 160 | N | N | N | oil | 0.78453 | 0.0060375 | 0.008225 | 2080 | MANE-VU Oil Peaking | MANE-VU Oil Peaking | MANE-VU_oil_peak
4257_G_24 | MANE-VU | MD | 24041 | 4257 | 24 | Easton Utilities - Airport Park | 6415411 | 88028813 | 84217412 | 119449914 | 20100102 | 221112 | Combustion Turbine | Distillate Fuel Oil, Residual Fuel Oil | 125 | 160 | N | N | N | oil | 0.78453 | 0.0060375 | 0.008225 | 2080 | MANE-VU Oil Peaking | MANE-VU Oil Peaking | MANE-VU_oil_peak
| South | TX | 48157 |  |  | WA PARISH ELECTRIC GENERATING STATION | 3968411 | 92052413 | 89106412 | 125656614 | 20200102 | 22111 |  |  | 125 | 160 |  | N | Y | oil | 0.7839 | 0.0371 | 0.0299 | 110
| West North Central | IA | 19125 |  |  | PELLA WEST SUBSTATION | 17718211 | 123952213 | 125793512 | 176463014 | 20100107 | 221112 |  |  |  | 999 |  | N | Y | oil | 0.78329 | 0.03538 | 0.02958 | 8736
3155_G_CTG1 | MANE-VU | PA | 42081 | 3155 | CTG1 | PPL MARTINS CREEK LLC/WILLIAMSPORT CTS | 5450811 | 27550213 | 26441712 | 14168914 | 20100101 | 221112 | Combustion Turbine | Distillate Fuel Oil | 125 | 120 | N | N | N | oil | 0.781 | 0.0179 | 0.171 | 16 | MANE-VU Oil Peaking | MANE-VU Oil Peaking | MANE-VU_oil_peak
2297_G_1 | West North Central | NE | 31139 | 2297 | 1 | Plainview Municipal Power | 7627611 | 12556413 | 12456912 | 22074414 | 20100102 | 221118 | Combustion Turbine | Distillate Fuel Oil | 125 | 160 | N | N | N |  | 0.78 | 0.010756 | 1e-07 |  | West North Central Composite Nonpeaking | West North Central Composite Nonpeaking | West North Central_comp_nonpeak
| South | TX | 48321 |  |  | SOUTH TEXAS PROJECT | 6152311 | 16288013 | 15880912 | 5329614 | 20200102 | 22111 |  |  |  | 160 |  | N | Y | oil | 0.779 | 0.017 | 0.0007 | 65
689_G_9 | SESARM | FL | 12129 | 689 | 9 | TALLAHASSEE CITY PURDOM GENERATING STA. | 2731711 | 41201813 | 39293012 | 45894014 | 10100602 | 2211 | Combined Cycle | Natural Gas, Distillate Fuel Oil | 125 | 100 | N | N | N |  | 0.7784 | 0.059159 | 0.00467 | 2442 | SESARM Gas Nonpeaking | SESARM Gas Nonpeaking | SESARM_gas_nonpeak
55997_G_10 | MANE-VU | PA | 42055 | 55997 | 10 | CHAMBERSBURG BORO/ORCHARD PARK GENERATING STA | 10722111 | 58850613 | 54441412 | 76832914 | 20100102 | 221112 | Combustion Turbine | Natural Gas, Distillate Fuel Oil | 125 | 160 | N | N | N | oil | 0.7755 | 0.2265 | 0.3965 | 66 | MANE-VU Gas Peaking | MANE-VU Gas Peaking | MANE-VU_gas_peak
| MANE-VU | MD | 24033 |  |  | KMC Thermo, LLC | 6413611 | 112065013 | 115213412 | 158350414 | 20100102 | 221112 |  |  | 125 | 690 |  | N | Y | oil | 0.7751 | 0.02921 | 0.000368 | 2080
| MANE-VU | MA | 25013 |  |  | STONY BROOK ENERGY CENTER | 5979211 | 87356513 | 83623012 | 118396514 | 20200401 | 221112 |  |  | 125 | 160 |  | N | Y | oil | 0.7743 | 0.013363 | 0.0004
50647_G_GEN1C | LADCO | IN | 18097 |  |  | COVANTA INDIANAPOLIS INC | 7744611 | 1875113 | 1775512 | 124093914 | 10200601 | 562213 |  |  | 103 | 100 |  | N | N |  | 0.7728 | 0.020976 | 0.001656 |  | LADCO Other Nonpeaking | LADCO Other Nonpeaking | LADCO_other_nonpeak
55099_G_02 | South | LA | 22073 | 55099 | 02 | NRG Sterlington Power LLC - Sterlington Power Plant | 5836111 | 82087713 | 73130512 | 105606814 | 20100201 | 221112 | Combustion Turbine | Natural Gas | 125 | 120 | N | N | N | gas | 0.77199 | 0.027827 | 0.014335 | 8736 | South Gas Peaking | South Gas Peaking | South_gas_peak
| LADCO | IL | 17119 |  |  | Highland Electric Light Plant | 3955311 | 60109913 | 93610612 | 86171914 | 20100101 | 221112 |  |  | 125 | 160 |  | N | Y | oil | 0.77178 | 0.0132 | 0.000361 | 19
| West | CA | 06099 |  |  | Woodland Generation Station | 1218011 | 121054513 | 123194612 | 171799814 | 20100201 | 221112 |  |  | 125 | 999 |  | N | Y | gas | 0.77012 | 0.031247 | 0.03131 | 8736
7452_G_1 | West | CA | 06061 | 7452 | 1 | CITY OF ROSEVILLE - POWER PLANT | 14224811 | 84770413 | 98239012 | 111397014 | 20100201 | 221112 | Combustion Turbine | Natural Gas, Distillate Fuel Oil |  | 120 | N | N | N | gas | 0.77 | 0.069859 | 0.002 | 8736 | West Gas Peaking | West Gas Peaking | West_gas_peak
1270_G_IC3 | South | KS | 20027 | 1270 | IC3 | Clay Center Mun. Power Plant | 4499711 | 28276913 | 27121012 | 38258714 | 20200402 | 221112 | Combustion Turbine | Natural Gas, Distillate Fuel Oil | 125 | 160 | N | N | N | oil | 0.768 |  |  | 8736 | South Oil Peaking | South Oil Peaking | South_oil_peak
10642_B_3 | MANE-VU | NY | 36059 | 10642 | 3 | HEMPSTEAD RESOURCE RECOVERY FACILITY | 7993311 | 4102513 | 4000812 | 88909714 | 10200501 | 562213 | Municipal Solid Waste | MSW | 103 | 270 | N | Y | N |  | 0.76734 | 0.069525 | 0.0004 |  | daily flat | diurnal flat | MANE-VU_other_nonpeak
| LADCO | OH | 39035 |  |  | AMP Cleveland Generating Station (1318008238) | 14717211 | 122641513 | 124890412 | 174825914 | 20100102 | 221112 |  |  | 125 | 999 |  | N | Y | oil | 0.767 | 0.06004 | 0.0006 | 37
| LADCO | OH | 39035 |  |  | AMP Cleveland Generating Station (1318008238) | 14717211 | 122642013 | 124890912 | 174826414 | 20100102 | 221112 |  |  | 125 | 999 |  | N | Y | oil | 0.767 | 0.06004 | 0.0006 | 37
10642_B_3 | MANE-VU | NY | 36059 | 10642 | 3 | HEMPSTEAD RESOURCE RECOVERY FACILITY | 7993311 | 4102513 | 128494212 | 88909814 | 10200501 | 562213 | Municipal Solid Waste | MSW | 103 | 270 | N | Y | N |  | 0.76635 | 0.049493 | 0.000515 |  | daily flat | diurnal flat | MANE-VU_other_nonpeak
3110_G_3 | MANE-VU | PA | 42001 | 3110 | 3 | NRG WHOLESALE GEN LP/HUNTERSTOWN PLT | 4713111 | 94841713 | 91637712 | 129869714 | 20100201 | 221112 | Combustion Turbine | Natural Gas, Distillate Fuel Oil | 125 | 120 | N | N | N | gas | 0.7641 | 0.0329 |  | 17 | MANE-VU Oil Peaking | MANE-VU Oil Peaking | MANE-VU_oil_peak
55309_G_GEN2 | South | TX | 48245 |  |  | AIR PRODUCTS PORT ARTHUR FACILITY | 5611511 | 22191713 | 21295712 | 5039214 | 20200201 | 325120 |  |  |  | 120 |  | N | N |  | 0.7635 | 0.305 | 0.004 | 8760 | South Gas Nonpeaking | South Gas Nonpeaking | South_gas_nonpeak
| MANE-VU | NY | 36085 |  |  | ARTHUR KILL GENERATING STATION | 7844111 | 64122713 | 58829012 | 88926414 | 20100102 | 221112 |  |  | 125 | 160 |  | N | Y | oil | 0.7625 | 0.0285 | 0.0215
2308_G_3 | West North Central | NE | 31097 | 2308 | 3 | Tecumseh Plant | 6718911 | 12850913 | 12752612 | 22161614 | 20200402 | 926130 | Combustion Turbine | Natural Gas, Distillate Fuel Oil | 125 | 160 | N | N | N |  | 0.76 | 0.023105 |  |  | West North Central Composite Nonpeaking | West North Central Composite Nonpeaking | West North Central_comp_nonpeak
| West North Central | IA | 19125 |  |  | PELLA WEST SUBSTATION | 17718211 | 123951713 | 125793112 | 176462514 | 20100107 | 221112 |  |  |  | 999 |  | N | Y | oil | 0.75701 | 0.03721 | 0.03111 | 8736
54914_G_04 | MANE-VU | NY | 36047 | 54914 | 04 | BROOKLYN NAVY YARD COGENERATION PLANT | 8105011 | 4819913 | 4664212 | 167200714 | 20200104 | 221112 | Combined Cycle | Natural Gas, Distillate Fuel Oil | 125 | 120 | Y | N | N | oil | 0.75255 | 0.016334 | 0.01368 |  | daily flat | diurnal flat | MANE-VU_oil_peak
10642_B_3 | MANE-VU | NY | 36059 | 10642 | 3 | HEMPSTEAD RESOURCE RECOVERY FACILITY | 7993311 | 4102513 | 128494312 | 88909914 | 10200501 | 562213 | Municipal Solid Waste | MSW | 103 | 270 | N | Y | N |  | 0.75216 | 0.048577 | 0.000445 |  | daily flat | diurnal flat | MANE-VU_other_nonpeak
50858_B_MWC2C | SESARM | FL | 12057 | 50858 | MWC2C | HILLSBOROUGH CTY. RESOURCE RECOVERY FAC. | 920211 | 46520613 | 44198212 | 45922014 | 10100602 | 562219 | Municipal Solid Waste | MSW | 103 | 270 | N | Y | N |  | 0.75212 | 0.12402 | 0.004513 | 8053 | daily flat | diurnal flat | SESARM_other_nonpeak
| West North Central | MT | 30087 |  |  | COLSTRIP STEAM ELECTRIC STATION | 7765611 | 1786913 | 84516712 | 119839314 | 20100107 | 221112 |  |  | 125 | 160 |  | N | Y | oil | 0.75 | 0.0229 | 0.18
| West North Central | IA | 19181 |  |  | INDIANOLA MUNICIPAL UTILITIES | 15474111 | 98111313 | 95449712 | 137108814 | 20100101 | 221112 |  |  | 125 | 120 |  | N | Y | oil | 0.74888 | 0.010212 | 0.0012893 | 2
| South | MO | 29117 |  |  | CHILLICOTHE MUNICIPAL UTILITIES | 7297211 | 109321713 | 9758712 | 154924714 | 20100101 | 221112 |  |  | 125 | 120 |  | N | Y | oil | 0.7481 | 0.0069 | 0.3117
54033_B_BLR3 | SESARM | FL | 12011 |  |  | WHEELABRATOR NORTH BROWARD, INC. | 537611 | 48409813 | 45868412 | 48516514 | 10100601 | 562219 |  |  | 103 | 270 |  | N | N |  | 0.7462 | 0.10532 | 0.003198 | 2416 | SESARM Other Nonpeaking | SESARM Other Nonpeaking | SESARM_other_nonpeak
| LADCO | IL | 17011 |  |  | Princeton Muncipal Electric Utility | 2363611 | 59310113 | 55895412 | 85396914 | 20100201 | 221112 |  |  | 125 | 160 |  | N | Y | gas | 0.74603 | 0.0406 | 2.1e-05 | 11
959_G_2 | LADCO | IL | 17157 | 959 | 2 | City Of Red Bud | 4707611 | 27742213 | 26623812 | 42832814 | 20100102 | 921110 | Combustion Turbine | Distillate Fuel Oil |  | 160 | N | N | N |  | 0.74572 | 0.0128 | 0.000349 | 17 | LADCO Other Nonpeaking | LADCO Other Nonpeaking | LADCO_comp_nonpeak
1097_G_1 | West North Central | IA | 19067 | 1097 | 1 | MIDAMERICAN ENERGY CO - MERL PARR TURBINES | 5382011 | 26865313 | 25776912 | 42102614 | 20100201 | 22112 | Combustion Turbine | Natural Gas | 125 | 120 | N | N | N |  | 0.74554 | 0.015377 | 0.0013705 | 21 | West North Central Gas Nonpeaking | West North Central Gas Nonpeaking | West North Central_gas_nonpeak
54663_G_GEN2 | MANE-VU | NH | 33017 | 54663 | GEN2 | TURNKEY RECYCLING & ENVIRONMENTAL ENTERP | 7237811 | 7568713 | 7489412 | 22126414 | 20300802 | 562212 | Landfill Gas | Landfill Gas | 104 | 160 | N | N | N |  | 0.7445 | 0.069389 | 0.78523 |  | MANE-VU Other Nonpeaking | MANE-VU Other Nonpeaking | MANE-VU_other_nonpeak
| West North Central | IA | 19125 |  |  | PELLA WEST SUBSTATION | 17718211 | 123952013 | 125793612 | 176462814 | 20100107 | 221112 |  |  |  | 999 |  | N | Y | oil | 0.74277 | 0.03355 | 0.02805 | 8736
| LADCO | IL | 17063 |  |  | Morris Cogeneration LLC | 3348811 | 110378613 | 114003512 | 156205414 | 20100201 | 221112 |  |  | 125 | 120 |  | N | Y | gas | 0.7425 | 0.0237 | 0.00198 | 396
| SESARM | KY | 21049 |  |  | East KY Power - J K Smith Station | 5163011 | 109082913 | 112596212 | 154533814 | 20100101 | 221112 |  |  | 125 | 999 |  | N | Y | oil | 0.74229 | 0.0049273 | 0.0086292
2090_G_1 | South | MO | 29217 | 2090 | 1 | KCP AND L GREATER MISSOURI OPERATIONS CO NEVADA GAS TURBINE | 5204311 | 25407613 | 24362312 | 24386414 | 20100101 | 221112 | Combustion Turbine | Natural Gas, Distillate Fuel Oil | 125 | 120 | N | N | N | oil | 0.7416 | 0.0097 | 0.0085 |  | South Oil Peaking | South Oil Peaking | South_oil_peak
| LADCO | IL | 17027 |  |  | Breese Municipal Power Plant | 1946811 | 59352413 | 39654112 | 85440814 | 20100102 | 221112 |  |  | 125 | 160 |  | N | Y | oil | 0.74158 | 0.0127 | 0.000347 | 23
1104_G_GT4 | West North Central | IA | 19057 |  |  | IPL - BURLINGTON GENERATING STATION | 5511811 | 27181713 | 26079712 | 41922214 | 20100201 | 221112 |  |  | 125 | 120 |  | N | N | gas | 0.74015 | 0.037243 | 0.0033203 | 71 | West North Central Gas Peaking | West North Central Gas Peaking | West North Central_gas_peak
56263_G_Unit2 | SESARM | NC | 37167 | 56263 | Unit2 | NC Municipal Power Agency No. 1, Albemarle Prime Power Park | 13441911 | 74083613 | 68867912 | 101221714 | 20300101 | 221118 | Combustion Turbine | Distillate Fuel Oil |  | 160 | N | N | N |  | 0.74 | 0.01 |  |  | SESARM Composite Nonpeaking | SESARM Composite Nonpeaking | SESARM_comp_nonpeak
| South | KS | 20001 |  |  | Iola Mun. Power Plant #2 | 2960011 | 38601013 | 112336212 | 37437014 | 20200401 | 221112 |  |  | 125 | 160 |  | N | Y | oil | 0.73984 | 0.016605 | 0.00037222 | 1
10495_B_6 | MANE-VU | ME | 23017 | 10495 | 6 | CATALYST PAPER OPERATIONS INC. - RUMFORD | 8026411 | 3773013 | 3649612 | 125433414 | 10200405 | 322121 | Tires | Tires | 133 | 100 | Y | N | N |  | 0.73646 | 0.0010534 | 3.41 |  | daily flat | diurnal flat | MANE-VU_other_nonpeak
50290_B_3 | MANE-VU | MA | 25023 | 50290 | 3 | SEMASS PARTNERSHIP | 8127611 | 87460913 | 83698612 | 118552514 | 10100501 | 562213 | Municipal Solid Waste | MSW | 103 | 100 | N | Y | N |  | 0.7361 | 0.0319 | 0.7805 |  | daily flat | diurnal flat | MANE-VU_other_nonpeak
| South | LA | 22079 |  |  | Alexandria City of - DG Hunter Generating Station | 5740811 | 126375613 | 128017412 | 181582514 | 20100202 | 221112 |  |  | 125 | 160 |  | N | Y | gas | 0.73492 | 0.81471 | 0.029886 | 924
2001_G_5 | LADCO | MN | 27015 | 2001 | 5 | New Ulm Public Utilities - Municipal Power | 7011011 | 14899213 | 14571312 | 26371314 | 20100101 | 221118 | Combustion Turbine | Distillate Fuel Oil | 125 | 120 | N | N | N |  | 0.7339 | 0.0036516 | 0.008423 |  | LADCO Other Nonpeaking | LADCO Other Nonpeaking | LADCO_comp_nonpeak
| West North Central | IA | 19125 |  |  | PELLA WEST SUBSTATION | 17718211 | 123951513 | 125793312 | 176462314 | 20100107 | 221112 |  |  |  | 999 |  | N | Y | oil | 0.72927 | 0.03294 | 0.02754 | 8736
| LADCO | IL | 17011 |  |  | Princeton Muncipal Electric Utility | 2363611 | 59310213 | 55895312 | 85396614 | 20100101 | 221112 |  |  | 125 | 160 |  | N | Y | oil | 0.72896 | 0.0125 | 0.000342 | 26
| South | LA | 22079 |  |  | Alexandria City of - DG Hunter Generating Station | 5740811 | 126375113 | 128016912 | 181581514 | 20100202 | 221112 |  |  | 125 | 160 |  | N | Y | gas | 0.72852 | 0.80762 | 0.029626 | 924
| SESARM | MS | 28129 |  |  | Cooperative Energy, a Mississippi Electric Cooperative, Sylvarena Generating P | 7304911 | 11102613 | 11063112 | 27802214 | 20100102 | 221112 |  |  | 125 | 160 |  | N | Y | oil | 0.728 | 0.05507 | 0.047 | 500
| LADCO | OH | 39035 |  |  | AMP Cleveland Generating Station (1318008238) | 14717211 | 122641913 | 124890812 | 174826314 | 20100102 | 221112 |  |  | 125 | 999 |  | N | Y | oil | 0.726 | 0.05703 | 0.0005 | 35
| South | LA | 22079 |  |  | Alexandria City of - DG Hunter Generating Station | 5740811 | 126375713 | 128017512 | 181582714 | 20100202 | 221112 |  |  | 125 | 160 |  | N | Y | gas | 0.72274 | 0.80121 | 0.02939 | 924
| SESARM | KY | 21049 |  |  | East KY Power - J K Smith Station | 5163011 | 109083013 | 112596312 | 154533914 | 20100101 | 221112 |  |  | 125 | 999 |  | N | Y | oil | 0.72123 | 0.0066457 | 0.0043205
2215_G_7 | West North Central | NE | 31127 | 2215 | 7 | Auburn Generating Plant | 5105811 | 24688713 | 23710612 | 24468114 | 20200402 | 221112 | Combustion Turbine | Natural Gas, Distillate Fuel Oil | 125 | 160 | N | N | N | oil | 0.72 | 0.023105 | 0.01 |  | West North Central Oil Peaking | West North Central Oil Peaking | West North Central_oil_peak
3154_G_CTG2 | MANE-VU | PA | 42041 | 3154 | CTG2 | MARTINS CREEK LLC/WEST SHORE CTG SITE | 6464511 | 18719013 | 18163212 | 16817014 | 20100101 | 221112 | Combustion Turbine | Distillate Fuel Oil | 125 | 120 | N | N | N | oil | 0.718 | 0.0152 | 0.152 | 9 | MANE-VU Oil Peaking | MANE-VU Oil Peaking | MANE-VU_oil_peak
| LADCO | OH | 39001 |  |  | DP&L, J.M. Stuart Generating Station (0701000007) | 8101311 | 5526113 | 93886612 | 135152714 | 20100102 | 221112 |  |  | 125 | 999 |  | N | Y | oil | 0.716 | 0.013 | 0.005 | 14
| LADCO | OH | 39001 |  |  | DP&L, J.M. Stuart Generating Station (0701000007) | 8101311 | 5526413 | 93886712 | 135152814 | 20100102 | 221112 |  |  | 125 | 999 |  | N | Y | oil | 0.716 | 0.013 | 0.005 | 14
| LADCO | OH | 39001 |  |  | DP&L, J.M. Stuart Generating Station (0701000007) | 8101311 | 5526313 | 93886812 | 135152914 | 20100102 | 221112 |  |  | 125 | 999 |  | N | Y | oil | 0.716 | 0.013 | 0.005 | 14
| LADCO | OH | 39001 |  |  | DP&L, J.M. Stuart Generating Station (0701000007) | 8101311 | 5526213 | 93886912 | 135153014 | 20100102 | 221112 |  |  | 125 | 999 |  | N | Y | oil | 0.716 | 0.013 | 0.005 | 14
| LADCO | IN | 18167 |  |  | Duke Energy Indiana, LLC- Wabash River | 4147311 | 33172313 | 31668412 | 123937214 | 20100102 | 221112 |  |  | 125 | 999 |  | N | Y | oil | 0.71574 | 0.017844 | 0.047045
| LADCO | IN | 18167 |  |  | Duke Energy Indiana, LLC- Wabash River | 4147311 | 33172513 | 31668412 | 123937314 | 20100102 | 221112 |  |  | 125 | 999 |  | N | Y | oil | 0.71574 | 0.017844 | 0.047045
| LADCO | IN | 18167 |  |  | Duke Energy Indiana, LLC- Wabash River | 4147311 | 33172013 | 31668412 | 123937414 | 20100102 | 221112 |  |  | 125 | 999 |  | N | Y | oil | 0.71574 | 0.017844 | 0.047045
54033_B_BLR2 | SESARM | FL | 12011 |  |  | WHEELABRATOR NORTH BROWARD, INC. | 537611 | 48409713 | 45868612 | 48516614 | 10100601 | 562219 |  |  | 103 | 270 |  | N | N |  | 0.7154 | 0.10097 | 0.003066 | 5707 | SESARM Other Nonpeaking | SESARM Other Nonpeaking | SESARM_other_nonpeak
| South | LA | 22079 |  |  | Alexandria City of - DG Hunter Generating Station | 5740811 | 126375513 | 128017312 | 181582314 | 20100202 | 221112 |  |  | 125 | 160 |  | N | Y | gas | 0.71526 | 0.79292 | 0.029086 | 616
| South | LA | 22079 |  |  | Alexandria City of - DG Hunter Generating Station | 5740811 | 126375313 | 128017112 | 181581914 | 20100202 | 221112 |  |  | 125 | 160 |  | N | Y | gas | 0.71295 | 0.79036 | 0.028992 | 924
7296_G_2-3 | South | MO | 29097 | 7296 | 2-3 | EMPIRE DISTRICT ELECTRIC CO STATE LINE FACILITY | 5339011 | 26480813 | 25403212 | 95885114 | 20300101 | 221112 | Combined Cycle | Natural Gas | 125 | 160 | N | N | N | oil | 0.7127 | 0.0502 | 0.0468 |  | South Oil Peaking | South Oil Peaking | South_oil_peak
| West North Central | IA | 19125 |  |  | PELLA WEST SUBSTATION | 17718211 | 123951813 | 125794212 | 176462614 | 20100107 | 221112 |  |  |  | 999 |  | N | Y | oil | 0.71242 | 0.030975 | 0.03009 | 8736
2383_G_MISC | MANE-VU | NJ | 34001 |  |  | Missouri Energy Center | 7514511 | 11142513 | 60446012 | 22524414 | 20100101 | 221112 |  |  | 125 | 120 |  | N | N | oil | 0.71 | 0.04 | 0.07 |  | MANE-VU Oil Peaking | MANE-VU Oil Peaking | MANE-VU_oil_peak
147_G_KY5 | Southwest | AZ | 04013 | 147 | KY5 | SRP Kyrene Generating Station | 1139411 | 46674213 | 44347412 | 62024414 | 20100201 | 221112 | Combustion Turbine | Natural Gas, Distillate Fuel Oil | 125 | 120 | N | N | N | gas | 0.7095 | 0.01475 | 0.00125 |  | Southwest Gas Peaking | Southwest Gas Peaking | Southwest_gas_peak
147_G_KY5 | Southwest | AZ | 04013 | 147 | KY5 | SRP Kyrene Generating Station | 1139411 | 46674213 | 44347312 | 62024314 | 20100201 | 221112 | Combustion Turbine | Natural Gas, Distillate Fuel Oil | 125 | 120 | N | N | N | gas | 0.7095 | 0.01475 | 0.00125 |  | Southwest Gas Peaking | Southwest Gas Peaking | Southwest_gas_peak
10503_B_SG201A | MANE-VU | NY | 36115 | 10503 | SG201A | WHEELABRATOR HUDSON FALLS | 7982111 | 6451913 | 6409612 | 89018214 | 39000699 | 562213 | Municipal Solid Waste | MSW | 103 | 270 | N | Y | N |  | 0.7085 | 0.019004 | 0.004251 |  | daily flat | diurnal flat | MANE-VU_other_nonpeak
| South | LA | 22079 |  |  | Alexandria City of - DG Hunter Generating Station | 5740811 | 126375413 | 128017212 | 181582114 | 20100202 | 221112 |  |  | 125 | 160 |  | N | Y | gas | 0.70648 | 0.78318 | 0.028729 | 924
55047_G_STG1 | South | TX | 48201 | 55047 | STG1 | PASADENA COGENERATION | 6422111 | 16816513 | 16367612 | 8904314 | 10200601 | 22111 | Combined Cycle | Natural Gas | 125 | 100 | Y | N | N | gas | 0.7061 | 0.02 | 0.01 | 2367 | daily flat | diurnal flat | South_gas_peak
| South | LA | 22077 |  |  | Louisiana Generating LLC - Big Cajun II Power Plant | 8020711 | 111401813 | 114636112 | 157369214 | 20100102 | 221112 |  |  | 125 | 160 |  | N | Y | oil | 0.7056 | 0.004939 | 0.16649 | 8736
| South | LA | 22077 |  |  | Louisiana Generating LLC - Big Cajun II Power Plant | 8020711 | 81504413 | 72600912 | 104968314 | 20100102 | 221112 |  |  | 125 | 160 |  | N | Y | oil | 0.7056 | 0.004939 | 0.16649 | 8736
| South | TX | 48321 |  |  | SOUTH TEXAS PROJECT | 6152311 | 92193313 | 89232312 | 125823214 | 20200102 | 22111 |  |  |  | 160 |  | N | Y | oil | 0.7002 | 0.0492 | 0.0004 | 144
| West North Central | SD | 46103 |  |  | Black Hill Power & Light Company (Ben French) | 6195711 | 15199513 | 14853912 | 11739514 | 20200401 | 221112 |  |  | 125 | 160 |  | N | Y | oil | 0.7 | 0 | 0
| West North Central | IA | 19155 |  |  | WALTER SCOTT JR ENERGY CTR | 2992611 | 67982113 | 62493212 | 93795314 | 20100102 | 221112 |  |  | 125 | 160 |  | N | Y | oil | 0.69688 | 0.018062 | 0.00066562 | 52
| South | KS | 20209 |  |  | Kansas City BPU - Nearman | 4633811 | 28397613 | 112289812 | 38707414 | 20100102 | 221112 |  |  | 125 | 160 |  | N | Y | oil | 0.69551 | 0.01734 | 0.00023951 | 52
3799_G_GT1 | MANE-VU | VA | 51005 | 3799 | GT1 | Dominion - Low Moor CT Station | 9047011 | 57565413 | 49270012 | 68284114 | 20100101 | 221112 | Combustion Turbine | Distillate Fuel Oil | 125 | 120 | N | N | N | oil | 0.693 | 0.00945 | 0.15907 |  | MANE-VU Oil Peaking | MANE-VU Oil Peaking | MANE-VU_oil_peak
57072_B_PB-1 | LADCO | IL | 17119 | 57072 | PB-1 | Granite City Works of United States Steel Corp | 8191211 | 91730213 | 88709412 | 125003914 | 10200602 | 331110 | Fossil Waste | Fossil Waste | 138 | 100 | Y | N | N |  | 0.68766 | 1.66 | 9.5002 | 8760 | daily flat | diurnal flat | LADCO_gas_nonpeak
50482_B_B2 | SESARM | FL | 12051 | 50482 | B2 | U.S. SUGAR CORPORATION | 769911 | 46275813 | 43951612 | 92831214 | 10200501 | 311314 | Biomass | Biomass | 154 | 100 | Y | N | N |  | 0.68755 | 0.056792 | 0.001722 | 4912 | daily flat | diurnal flat | SESARM_comp_nonpeak
| LADCO | OH | 39035 |  |  | AMP Cleveland Generating Station (1318008238) | 14717211 | 122641713 | 124890612 | 174826114 | 20100102 | 221112 |  |  | 125 | 999 |  | N | Y | oil | 0.684 | 0.05303 | 0.0005 | 33
| LADCO | WI | 55079 |  |  | WISCONSIN ELECTRIC POWER COMPANY D/B/A WE ENERGIES-OAK CREEK STATION (INCL ELM | 6330411 | 64782213 | 59463012 | 89854314 | 20300101 | 221112 |  |  | 125 | 100 |  | N | Y | oil | 0.68 | 0.039065
| South | MO | 29117 |  |  | CHILLICOTHE MUNICIPAL UTILITIES | 7297211 | 109321813 | 9758012 | 154924814 | 20100201 | 221112 |  |  | 125 | 120 |  | N | Y | gas | 0.6791 | 0.0064 | 0.0006
10397_B_6HPB | LADCO | IN | 18089 | 10397 | 6HPB | ARCELORMITTAL INDIANA HARBOR LLC | 3986611 | 32566913 | 31130512 | 124181614 | 10200704 | 331110 | Fossil Waste | Fossil Waste | 138 | 100 | Y | N | N |  | 0.6783 | 3.9199 | 11.2241 |  | daily flat | diurnal flat | LADCO_gas_nonpeak
6515_G_GT3 | Southwest | AZ | 04023 | 6515 | GT3 | VALENCIA POWER PLANT | 1032911 | 103916313 | 45644912 | 147211014 | 20100101 | 221112 | Combustion Turbine | Natural Gas, Distillate Fuel Oil | 125 | 120 | N | N | N | oil | 0.6767 | 0.00087396 | 0.0122 | 8736 | Southwest Composite Peaking | Southwest Composite Peaking | Southwest_comp_peak
3686_G_6 | Southwest | UT | 49049 |  |  | Provo City Power: Power Plant | 6282311 | 15488613 | 15150312 | 18314 | 20100201 | 221112 |  |  | 125 | 160 |  | N | N | gas | 0.6746 | 0 | 0.0002 | 71 | Southwest Gas Peaking | Southwest Gas Peaking | Southwest_gas_peak
50629_B_1 | SESARM | FL | 12069 | 50629 | 1 | COVANTA LAKE II, INC. | 552811 | 48257713 | 45775212 | 46069414 | 10100602 | 562219 | Municipal Solid Waste | MSW | 103 | 270 | N | Y | N |  | 0.6745 | 0.058536 | 0.00213 | 8000 | daily flat | diurnal flat | SESARM_other_nonpeak
1097_G_2 | West North Central | IA | 19067 | 1097 | 2 | MIDAMERICAN ENERGY CO - MERL PARR TURBINES | 5382011 | 26865413 | 25776712 | 42102314 | 20100201 | 22112 | Combustion Turbine | Natural Gas | 125 | 120 | N | N | N |  | 0.6743 | 0.013907 | 0.0012395 | 20 | West North Central Gas Nonpeaking | West North Central Gas Nonpeaking | West North Central_gas_nonpeak
637_G_P1 | SESARM | FL | 12095 |  |  | DUKE ENERGY FLORIDA, INC. | 2754011 | 41000213 | 39105212 | 45814714 | 20100101 | 2211 |  |  | 125 | 120 |  | N | N |  | 0.67412 | 0.008809 | 0.079531 | 7 | SESARM Composite Nonpeaking | SESARM Composite Nonpeaking | SESARM_comp_nonpeak
| West | CA | 06013 |  |  | CITY OF BRENTWOOD | 10515211 | 84436113 | 101058512 | 110644614 | 20100102 | 221112 |  |  | 105 | 160 |  | N | Y | oil | 0.67351 | 0.0090126 | 0.00031222 | 100
50373_G_GEN2 | MANE-VU | PA | 42043 | 50373 | GEN2 | NRG ENERGY CTR PAXTON LLC/HARRISBURG | 6465211 | 18718113 | 18162212 | 155833014 | 10100401 | 221330 | Combustion Turbine | Natural Gas, Distillate Fuel Oil | 125 | 100 | Y | N | N |  | 0.6687 | 0.615 | 5.1693 | 185 | daily flat | diurnal flat | MANE-VU_gas_nonpeak
| South | LA | 22079 |  |  | Alexandria City of - DG Hunter Generating Station | 5740811 | 126375213 | 128017012 | 181581714 | 20100202 | 221112 |  |  | 125 | 160 |  | N | Y | gas | 0.66747 | 0.73994 | 0.027143 | 616
| South | TX | 48135 |  |  | QUAIL RUN ENERGY CENTER | 13408111 | 105173813 | 108704912 | 149393014 | 20200102 | 22111 |  |  | 125 | 160 |  | N | Y | oil | 0.6673 | 0.0118 | 0.0006 | 107
2935_B_12 | LADCO | OH | 39169 | 2935 | 12 | Department of Public Utilities, City of Orrville, Ohio (0285010188) | 3950711 | 34858213 | 68191212 | 100600714 | 10100601 | 221112 | Coal Steam | Bituminous | 125 | 100 | N | N | N | gas | 0.6653 | 0.013545 | 0.001426 | 7617 | LADCO Coal Peaking | LADCO Coal Peaking | LADCO_coal_peak
1829_G_4 | LADCO | MI | 26059 | 1829 | 4 | HILLSDALE CITY OF PUBLIC UTILITIES | 6056111 | 23806813 | 22840212 | 28136914 | 20100202 | 221112 | Combustion Turbine | Natural Gas, Distillate Fuel Oil | 125 | 160 | N | N | N | gas | 0.6645 | 0.004705 | 0.00014 | 16 | LADCO Gas Peaking | LADCO Gas Peaking | LADCO_gas_peak
1104_G_GT3 | West North Central | IA | 19057 |  |  | IPL - BURLINGTON GENERATING STATION | 5511811 | 27179713 | 26078912 | 41674014 | 20100201 | 221112 |  |  | 125 | 120 |  | N | N | gas | 0.66364 | 0.033393 | 0.0029771 | 64 | West North Central Gas Peaking | West North Central Gas Peaking | West North Central_gas_peak
| LADCO | OH | 39035 |  |  | AMP Cleveland Generating Station (1318008238) | 14717211 | 122641813 | 124890712 | 174826214 | 20100102 | 221112 |  |  | 125 | 999 |  | N | Y | oil | 0.663 | 0.05203 | 0.0005 | 32
| West North Central | IA | 19125 |  |  | PELLA WEST SUBSTATION | 17718211 | 123952613 | 125794012 | 176463414 | 20100107 | 221112 |  |  |  | 999 |  | N | Y | oil | 0.66175 | 0.024255 | 0.02499 | 8736
2134_G_2 | South | MO | 29095 | 2134 | 2 | INDEPENDENCE POWER AND LIGHT SUB STATION J | 7577411 | 11539813 | 11437412 | 26250614 | 20100101 | 221112 | Combustion Turbine | Distillate Fuel Oil | 125 | 120 | N | N | N | oil | 0.6597 | 0.045 | 0.0378 |  | South Oil Peaking | South Oil Peaking | South_oil_peak
| LADCO | IN | 18153 |  |  | HOOSIER ENERGY REC INC MEROM GENERA | 8396211 | 114238313 | 116791512 | 166988314 | 20100202 | 221112 |  |  | 125 | 999 |  | N | Y | gas | 0.6575 | 0.18855 | 0.0076
| LADCO | IL | 17063 |  |  | Exelon-Dresden Station | 3349311 | 38904713 | 109553612 | 45387314 | 20100102 | 221112 |  |  | 125 | 120 |  | N | Y | oil | 0.65742 | 0.02052 | 0.0003094 | 119
| LADCO | IL | 17063 |  |  | Exelon-Dresden Station | 3349311 | 38904713 | 109553712 | 45387314 | 20100102 | 221112 |  |  | 125 | 120 |  | N | Y | oil | 0.65742 | 0.02052 | 0.0003094 | 119
| LADCO | IL | 17063 |  |  | Exelon-Dresden Station | 3349311 | 38904713 | 55155612 | 45387314 | 20100102 | 221112 |  |  | 125 | 120 |  | N | Y | oil | 0.65742 | 0.02052 | 0.0003094 | 119
| LADCO | IL | 17063 |  |  | Exelon-Dresden Station | 3349311 | 38904713 | 55155712 | 45387314 | 20100102 | 221112 |  |  | 125 | 120 |  | N | Y | oil | 0.65742 | 0.02052 | 0.0003094 | 119
| South | TX | 48209 |  |  | HAYS ENERGY FACILITY | 4927111 | 70934913 | 65221412 | 98304714 | 20200102 | 22111 |  |  | 125 | 160 |  | N | Y | oil | 0.6537 | 0.0464 | 0.0432 | 77
| LADCO | MN | 27003 |  |  | National Sports Center Generators | 15993911 | 102856413 | 106554712 | 144352214 | 20300101 | 221112 |  |  |  | 999 |  | N | Y | oil | 0.6532 | 0.047101 | 0.04294
| LADCO | MN | 27003 |  |  | National Sports Center Generators | 15993911 | 102856513 | 106554612 | 144352314 | 20300101 | 221112 |  |  |  | 999 |  | N | Y | oil | 0.6532 | 0.047101 | 0.04294
2062_G_H7 | SESARM | MS | 28083 | 2062 | H7 | Greenwood Utilities, Henderson Station | 8231311 | 5675013 | 60024812 | 25425014 | 20100102 | 22111 | Combustion Turbine | Distillate Fuel Oil | 125 | 160 | N | N | N | oil | 0.65 | 0.086047 | 0.03 | 4000 | SESARM Oil Peaking | SESARM Oil Peaking | SESARM_oil_peak
2215_G_4A | West North Central | NE | 31127 | 2215 | 4A | Auburn Generating Plant | 5105811 | 24688313 | 23710612 | 24479714 | 20200402 | 221112 | Combustion Turbine | Natural Gas, Distillate Fuel Oil | 125 | 160 | N | N | N | oil | 0.65 | 0.011552 | 0.01 |  | West North Central Oil Peaking | West North Central Oil Peaking | West North Central_oil_peak
7891_G_2 | LADCO | IL | 17113 |  |  | Corn Belt Energy Corp | 4907511 | 31538013 | 30150412 | 45593514 | 20100102 | 221112 |  |  | 125 | 160 |  | N | N | oil | 0.65 | 0.0036 | 0.01 | 59 | LADCO Oil Peaking | LADCO Oil Peaking | LADCO_oil_peak
303_G_KEA3 | West | CA | 06073 |  |  | CABRILLO POWER II LLC KEARNY MESA GTS | 592411 | 78560813 | 104937012 | 116187114 | 20100201 | 221122 |  |  | 125 | 120 |  | N | N |  | 0.65 | 0.03968 | 0.00413 | 8736 | West Gas Nonpeaking | West Gas Nonpeaking | West_gas_nonpeak
54998_B_12500 | MANE-VU | VA | 51740 | 54998 | 12500 | Wheelabrator Portsmouth Inc, RDF Facility | 4183011 | 32657613 | 31209212 | 150272114 | 10100501 | 221330 | Municipal Solid Waste | MSW | 103 | 100 | Y | Y | N |  | 0.64812 | 0.041858 | 0.0057521 |  | daily flat | diurnal flat | MANE-VU_comp_nonpeak
7398_G_GEN1 | LADCO | MI | 26017 | 7398 | GEN1 | BAY CITY ELECTRIC LIGHT & POWER | 4171511 | 35921813 | 34219112 | 30446414 | 20100102 | 221118 | Combustion Turbine | Natural Gas, Distillate Fuel Oil | 125 | 160 | N | N | N |  | 0.647 | 0.048961 | 0.04252 | 17 | LADCO Gas Nonpeaking | LADCO Gas Nonpeaking | LADCO_gas_nonpeak
| LADCO | OH | 39093 |  |  | Oberlin Municipal Light & Power System (0247100320) | 9273411 | 55507713 | 68161312 | 100570714 | 20200402 | 221112 |  |  | 125 | 999 |  | N | Y | oil | 0.6432 | 0.0050597 | 2.435e-07 | 78
| South | MO | 29019 |  |  | COLUMBIA ENERGY CENTER PEABODY ROAD | 6345611 | 109324013 | 15094112 | 154928214 | 20100201 | 221112 |  |  | 125 | 120 |  | N | Y | gas | 0.6426 | 0.1414 | 0.0728
899_G_GT3 | LADCO | IL | 17161 | 899 | GT3 | Moline Combustion Turbines | 4574611 | 28253213 | 27095212 | 43372314 | 20100201 | 221112 | Combustion Turbine | Natural Gas | 125 | 120 | N | N | N | gas | 0.64253 | 0.0111 | 0.00091 | 14 | LADCO Gas Peaking | LADCO Gas Peaking | LADCO_gas_peak
| SESARM | GA | 13033 |  |  | Southern Nuclear - Allen B. Wilson Plant | 15028311 | 91734513 | 88713012 | 125008114 | 20100102 | 221112 |  |  | 125 | 160 |  | N | Y | oil | 0.641 | 0.0115 | 0.018 | 16
7930_G_T-1 | South | KS | 20167 | 7930 | T-1 | Russell Energy Center | 3119511 | 38157713 | 112269812 | 39425114 | 20100201 | 221112 | Combustion Turbine | Natural Gas | 125 | 120 | Y | N | N | gas | 0.6402 | 0.013204 | 0.0028163 | 1 | daily flat | diurnal flat | South_gas_peak
| South | KS | 20149 |  |  | Westar Energy - Jeffrey | 5406811 | 108786013 | 112302912 | 154060514 | 20200102 | 221112 |  |  | 125 | 999 |  | N | Y | oil | 0.63912 | 0.04641 | 0.042264 | 8760
| West | CA | 06029 |  |  | MT POSO COGENERATION COMPANY | 4197111 | 120891313 | 123021012 | 171492214 | 20100102 | 221112 |  |  | 125 | 999 |  | N | Y | oil | 0.6384 | 0.019617 | 0.001272 | 8736
| Southwest | AZ | 04013 |  |  | SRP Kyrene Generating Station | 1139411 | 46674013 | 44347912 | 62024714 | 20100201 | 221112 |  |  | 125 | 120 |  | N | Y | gas | 0.63825 | 0.01325 | 0.00125
| Southwest | AZ | 04013 |  |  | SRP Kyrene Generating Station | 1139411 | 46674013 | 44347612 | 62024614 | 20100201 | 221112 |  |  | 125 | 120 |  | N | Y | gas | 0.63825 | 0.01325 | 0.00125
1006_G_5 | LADCO | IN | 18169 | 1006 | 5 | Duke Energy Indiana LLC - Miami Wabash | 8181711 | 5863013 | 5709612 | 123984614 | 20100101 | 221112 | Combustion Turbine | Distillate Fuel Oil | 125 | 120 | N | N | N | oil | 0.63531 | 0.005999 | 0.72905 |  | LADCO Oil Peaking | LADCO Oil Peaking | LADCO_oil_peak
1270_G_IC5 | South | KS | 20027 | 1270 | IC5 | Clay Center Mun. Power Plant | 4499711 | 28277013 | 27121312 | 38258614 | 20200402 | 221112 | Combustion Turbine | Natural Gas, Distillate Fuel Oil | 125 | 160 | N | N | N | oil | 0.6351 |  |  | 8736 | South Oil Peaking | South Oil Peaking | South_oil_peak
| MANE-VU | NJ | 34017 |  |  | Hudson Generating Station | 7591411 | 118488213 | 61271412 | 166861314 | 20300101 | 221112 |  |  | 125 | 290 |  | N | Y | oil | 0.6348 | 0.0324 | 0.0011
50887_B_BLR1 | SESARM | FL | 12011 | 50887 | BLR1 | WHEELABRATOR SOUTH BROWARD, INC | 716911 | 46339513 | 44013912 | 48517814 | 10100601 | 562219 | Municipal Solid Waste | MSW | 103 | 270 | N | Y | N |  | 0.6342 | 0.060249 | 0.002718 | 8193 | daily flat | diurnal flat | SESARM_other_nonpeak
1167_B_7 | West North Central | IA | 19139 | 1167 | 7 | MUSCATINE POWER & WATER | 7892811 | 2592713 | 2497712 | 42659414 | 10100601 | 221112 | Coal Steam | Subbituminous | 125 | 100 | N | N | N | gas | 0.6342 | 0.017214 | 0 | 46 | West North Central Composite Peaking | West North Central Composite Peaking | West North Central_comp_peak
50770_B_B1 | LADCO | MI | 26113 | 50770 | B1 | Viking Energy of McBain | 8226611 | 6629413 | 6596912 | 29163314 | 10100601 | 221118 | Biomass | Biomass | 125 | 100 | N | N | N |  | 0.6315 | 0.026 | 0 | 8592 | LADCO Other Nonpeaking | LADCO Other Nonpeaking | LADCO_other_nonpeak
| South | MO | 29117 |  |  | CHILLICOTHE MUNICIPAL UTILITIES | 7297211 | 109321713 | 9758712 | 154924614 | 20100201 | 221112 |  |  | 125 | 120 |  | N | Y | gas | 0.6314 | 0.0059 | 0.0005
| South | OK | 40015 |  |  | PSO SOUTHWESTERN PWR STA | 8536511 | 478913 | 482312 | 16025914 | 20100102 | 221112 |  |  | 125 | 160 |  | N | Y | oil | 0.631 | 0.011 | 0.027 | 21
| South | TX | 48501 |  |  | MUSTANG ELECTRIC STATION | 5129311 | 110128713 | 116734712 | 166829414 | 20200102 | 22111 |  |  | 125 | 160 |  | N | Y | oil | 0.6301 | 0.02 | 0.0147 | 82
| MANE-VU | NJ | 34015 |  |  | West Depford Energy Station | 17169211 | 124737113 | 116760512 | 177708714 | 20100102 | 221112 |  |  | 125 | 290 |  | N | Y | oil | 0.63 | 0.005 | 0
| South | OK | 40119 |  |  | MUNICIPAL ELEC PWR STA | 8506211 | 533713 | 530112 | 130385014 | 20100202 | 221112 |  |  | 125 | 160 |  | N | Y | gas | 0.63 |  | 0.01 | 17
9038_G_11 | MANE-VU | MA | 25017 | 9038 | 11 | HUDSON LIGHT & POWER DEPARTMENT | 4100911 | 87365113 | 83627812 | 118410714 | 20100102 | 221112 | Combustion Turbine | Natural Gas, Distillate Fuel Oil | 125 | 160 | N | N | N | oil | 0.626 | 0.011267 | 0.01 |  | MANE-VU Oil Peaking | MANE-VU Oil Peaking | MANE-VU_oil_peak
| MANE-VU | NY | 36047 |  |  | KINGS PLAZA TOTAL ENERGY PLANT | 7944011 | 2535513 | 2446312 | 88937214 | 20200102 | 221112 |  |  | 125 | 160 |  | N | Y | oil | 0.625 | 0.011 | 0.000295
| LADCO | WI | 55079 |  |  | WISCONSIN ELECTRIC POWER COMPANY D/B/A WE ENERGIES-OAK CREEK STATION (INCL ELM | 6330411 | 64782313 | 59463112 | 89854414 | 20300101 | 221112 |  |  | 125 | 100 |  | N | Y | oil | 0.62 | 0.039065
| West | CA | 06071 |  |  | HIGH DESERT POWER PROJECT | 13908211 | 85487513 | 78700812 | 113121914 | 20100102 | 221112 |  |  | 125 | 160 |  | N | Y | oil | 0.616 |  | 0.0006125 | 52
7111_G_1 | Southwest | UT | 49051 | 7111 | 1 | Heber Light and Power Company- Power Plant | 9067811 | 55056713 | 51659212 | 68596914 | 20200254 | 221112 | Combustion Turbine | Natural Gas | 125 | 160 | N | N | N | gas | 0.61373 | 0.029961 | 0.001764 | 274 | Southwest Gas Peaking | Southwest Gas Peaking | Southwest_gas_peak
946_G_IC5 | LADCO | IL | 17119 | 946 | IC5 | Highland Electric Light Plant | 3955311 | 33702813 | 32158312 | 42958814 | 20100101 | 221112 | Combustion Turbine | Natural Gas, Distillate Fuel Oil | 125 | 120 | N | N | N | oil | 0.61342 | 0.0105 | 0.000286 | 11 | LADCO Oil Peaking | LADCO Oil Peaking | LADCO_oil_peak
| LADCO | MI | 26163 |  |  | WYANDOTTE DEPT MUNI POWER PLANT | 7902611 | 82880713 | 73892312 | 155885814 | 20200401 | 221112 |  |  | 125 | 999 |  | N | Y | oil | 0.612 | 0.021595 | 0.000625 | 44
4257_G_23 | MANE-VU | MD | 24041 | 4257 | 23 | Easton Utilities - Airport Park | 6415411 | 88028713 | 84217112 | 119449714 | 20100102 | 221112 | Combustion Turbine | Distillate Fuel Oil, Residual Fuel Oil | 125 | 160 | N | N | N | oil | 0.6111 | 0.004755 | 0.00645 | 2080 | MANE-VU Oil Peaking | MANE-VU Oil Peaking | MANE-VU_oil_peak
4257_G_23 | MANE-VU | MD | 24041 | 4257 | 23 | Easton Utilities - Airport Park | 6415411 | 88028713 | 84217212 | 119449714 | 20100102 | 221112 | Combustion Turbine | Distillate Fuel Oil, Residual Fuel Oil | 125 | 160 | N | N | N | oil | 0.6111 | 0.004755 | 0.00645 | 2080 | MANE-VU Oil Peaking | MANE-VU Oil Peaking | MANE-VU_oil_peak
2215_G_5 | West North Central | NE | 31127 | 2215 | 5 | Auburn Generating Plant | 5105811 | 24688513 | 23710612 | 24479514 | 20200402 | 221112 | Combustion Turbine | Natural Gas, Distillate Fuel Oil | 125 | 160 | N | N | N | oil | 0.61 | 0.011552 | 0.01 |  | West North Central Oil Peaking | West North Central Oil Peaking | West North Central_oil_peak
696_G_6 | SESARM | FL | 12087 | 696 | 6 | FLORIDA KEYS ELECTRIC COOP ASSOC | 1858311 | 41758413 | 39817012 | 48977914 | 20100102 | 2211 | Combustion Turbine | Distillate Fuel Oil | 125 | 160 | N | N | N |  | 0.61 |  | 0.0003 | 13 | SESARM Composite Nonpeaking | SESARM Composite Nonpeaking | SESARM_comp_nonpeak
| MANE-VU | NJ | 34015 |  |  | West Depford Energy Station | 17169211 | 124737113 | 116760512 | 177708814 | 20100102 | 221112 |  |  | 125 | 290 |  | N | Y | oil | 0.61 | 0.005 | 0
| LADCO | IL | 17073 |  |  | Geneseo Municipal Utilities | 2344911 | 59711013 | 55183512 | 85812314 | 20100202 | 221112 |  |  | 125 | 160 |  | N | Y | gas | 0.60738 | 0.033 | 1.7e-05 | 13
| South | MO | 29187 |  |  | FARMINGTON LIGHT AND POWER | 10734711 | 59225113 | 58112212 | 88179514 | 20100102 | 221112 |  |  | 125 | 160 |  | N | Y | oil | 0.6071 | 0.0279 | 0.079
10129_G_GEN3 | MANE-VU | PA | 42063 | 10129 | GEN3 | PA STATE SYS OF HIGHER ED/INDIANA UNIV | 3019411 | 38365413 | 36636412 | 93065314 | 20100101 | 611310 | Combustion Turbine | Natural Gas, Distillate Fuel Oil | 148 | 120 | Y | N | N |  | 0.60598 | 0.046107 | 0.63726 | 67 | daily flat | diurnal flat | MANE-VU_gas_nonpeak
50629_B_2 | SESARM | FL | 12069 | 50629 | 2 | COVANTA LAKE II, INC. | 552811 | 48257813 | 45775312 | 46069214 | 10100602 | 562219 | Municipal Solid Waste | MSW | 103 | 270 | N | Y | N |  | 0.6023 | 0.057111 | 0.001902 | 7756 | daily flat | diurnal flat | SESARM_other_nonpeak
50447_B_21 | MANE-VU | ME | 23005 | 50447 | 21 | S D WARREN CO - WESTBROOK | 7946611 | 1913213 | 1819412 | 125545014 | 10200501 | 322121 | Biomass | Biomass | 133 | 100 | Y | N | N |  | 0.6 | 0.46429 | 16.3 |  | daily flat | diurnal flat | MANE-VU_other_nonpeak
56098_G_1 | West North Central | ND | 38097 | 56098 | 1 | Peak Load Generators | 10613311 | 64319513 | 59089412 | 89272814 | 20100102 | 221112 | Combustion Turbine | Distillate Fuel Oil | 125 | 160 | N | N | N | oil | 0.6 |  | 0.2 |  | West North Central Oil Peaking | West North Central Oil Peaking | West North Central_oil_peak
56098_G_2 | West North Central | ND | 38097 | 56098 | 2 | Peak Load Generators | 10613311 | 64319613 | 59089512 | 89272914 | 20100102 | 221112 | Combustion Turbine | Distillate Fuel Oil | 125 | 160 | N | N | N | oil | 0.6 |  | 0.2 |  | West North Central Oil Peaking | West North Central Oil Peaking | West North Central_oil_peak
303_G_KEA2 | West | CA | 06073 |  |  | CABRILLO POWER II LLC KEARNY MESA GTS | 592411 | 78561213 | 104935912 | 116186314 | 20100201 | 221122 |  |  | 125 | 120 |  | N | N |  | 0.6 | 0.02976 | 0.00321 | 8736 | West Gas Nonpeaking | West Gas Nonpeaking | West_gas_nonpeak
| West North Central | SD | 46103 |  |  | Black Hill Power & Light Company (Ben French) | 6195711 | 15200013 | 14854112 | 11738814 | 20200401 | 221112 |  |  | 125 | 160 |  | N | Y | oil | 0.6 | 0 | 0
1225_G_GT1 | South | KS | 20193 | 1225 | GT1 | Midwest Energy - Colby | 9615511 | 53881313 | 112291812 | 68460914 | 20100201 | 221112 | Combustion Turbine | Natural Gas, Distillate Fuel Oil | 125 | 120 | N | N | N | gas | 0.5995 | 0.012365 | 0.11955 | 1 | South Gas Peaking | South Gas Peaking | South_gas_peak
| South | KS | 20013 |  |  | Horton Mun. Power Plant | 3181311 | 38693813 | 112334012 | 38207714 | 20200401 | 221112 |  |  | 125 | 160 |  | N | Y | oil | 0.59657 | 0.01339 | 0.00030014 | 4368
| South | LA | 22077 |  |  | Louisiana Generating LLC - Big Cajun II Power Plant | 8020711 | 111401613 | 114635912 | 157369014 | 20100102 | 221112 |  |  | 125 | 160 |  | N | Y | oil | 0.59567 | 0.010146 | 0.039391 | 8736
959_G_7 | LADCO | IL | 17157 | 959 | 7 | City Of Red Bud | 4707611 | 27742013 | 55663012 | 42833014 | 20100102 | 921110 | Combustion Turbine | Distillate Fuel Oil |  | 160 | N | N | N |  | 0.59522 | 0.0102 | 0.000279 | 18 | LADCO Other Nonpeaking | LADCO Other Nonpeaking | LADCO_comp_nonpeak
7954_G_1 | SESARM | FL | 12127 | 7954 | 1 | UTILITIES COMMISSION, CITY OF NEW SMYRNA | 2798211 | 40823513 | 38942612 | 46168314 | 20100101 | 2211 | Combustion Turbine | Distillate Fuel Oil | 125 | 120 | N | N | N |  | 0.594 | 7.5291e-06 | 3e-05 | 11 | SESARM Composite Nonpeaking | SESARM Composite Nonpeaking | SESARM_comp_nonpeak
50882_B_3 | MANE-VU | NY | 36119 | 50882 | 3 | WHEELABRATOR WESTCHESTER LP | 8123611 | 4684013 | 4526312 | 20747214 | 39000699 | 562213 | Municipal Solid Waste | MSW | 103 | 270 | N | Y | N |  | 0.5935 | 0.011382 | 0.00255 |  | daily flat | diurnal flat | MANE-VU_other_nonpeak
1079_G_4 | West North Central | IA | 19103 | 1079 | 4 | MIDAMERICAN ENERGY CO - CORALVILLE TURBINES | 3925111 | 37692413 | 35953812 | 42245014 | 20100201 | 221112 | Combustion Turbine | Natural Gas | 125 | 120 | N | N | N | gas | 0.59008 | 0.01217 | 0.0010847 | 12 | West North Central Gas Peaking | West North Central Gas Peaking | West North Central_gas_peak
| West North Central | IA | 19097 |  |  | MAQUOKETA MUNICIPAL ELEC UTILITY | 12806911 | 67853813 | 62401712 | 93625614 | 20200401 | 221112 |  |  | 125 | 160 |  | N | Y | oil | 0.59007 | 0.024457 | 0.00042168 | 10
| MANE-VU | NJ | 34015 |  |  | West Depford Energy Station | 17169211 | 124737113 | 116760512 | 177708914 | 20100102 | 221112 |  |  | 125 | 290 |  | N | Y | oil | 0.59 | 0.005 | 0
3630_G_15A | South | TX | 48163 | 3630 | 15A | PEARSALL POWER PLANT | 3930211 | 92109613 | 89149812 | 125708014 | 20100202 | 22111 | Combustion Turbine | Natural Gas | 125 | 160 | N | N | N | gas | 0.5876 | 1.203 | 0.0211 | 1295 | South Gas Peaking | South Gas Peaking | South_gas_peak
| LADCO | MI | 26125 |  |  | DTE - Electric Company Hancock Peaker Station | 6093411 | 107275913 | 22809212 | 151926214 | 20100201 | 221112 |  |  | 125 | 160 |  | N | Y | gas | 0.5875 | 0.01212 | 0.001035 | 18
10129_G_GEN4 | MANE-VU | PA | 42063 | 10129 | GEN4 | PA STATE SYS OF HIGHER ED/INDIANA UNIV | 3019411 | 38365213 | 36636412 | 93065414 | 20100101 | 611310 | Combustion Turbine | Natural Gas, Distillate Fuel Oil | 148 | 120 | Y | N | N |  | 0.58618 | 0.044616 | 0.62657 | 59 | daily flat | diurnal flat | MANE-VU_gas_nonpeak
3630_G_16A | South | TX | 48163 | 3630 | 16A | PEARSALL POWER PLANT | 3930211 | 92108513 | 89149912 | 125706914 | 20100202 | 22111 | Combustion Turbine | Natural Gas | 125 | 160 | N | N | N | gas | 0.5842 | 1.1961 | 0.0209 | 1278 | South Gas Peaking | South Gas Peaking | South_gas_peak
3291_G_GT1 | SESARM | SC | 45039 | 3291 | GT1 | SCE&G PARR COMBUSTION TURBINE FACILITY | 8332811 | 100013 | 95412 | 158269214 | 20100201 | 221112 | Combustion Turbine | Natural Gas, Distillate Fuel Oil | 125 | 120 | N | N | N | gas | 0.58368 | 0.012038 | 0.0062015 | 62 | SESARM Oil Peaking | SESARM Oil Peaking | SESARM_oil_peak
| LADCO | WI | 55079 |  |  | WISCONSIN ELECTRIC POWER COMPANY D/B/A WE ENERGIES-VALLEY STATION | 6330511 | 64783013 | 59463812 | 89855114 | 20200401 | 221112 |  |  | 125 | 100 |  | N | Y | oil | 0.58305 | 0.031508
3630_G_17A | South | TX | 48163 | 3630 | 17A | PEARSALL POWER PLANT | 3930211 | 92108613 | 89150012 | 125707014 | 20100202 | 22111 | Combustion Turbine | Natural Gas | 125 | 160 | N | N | N | gas | 0.5821 | 1.1918 | 0.0209 | 1285 | South Gas Peaking | South Gas Peaking | South_gas_peak
| West | CA | 06075 |  |  | 808 RENEWABLE ENERGY | 10040011 | 54141213 | 76678212 | 68727914 | 20300204 | 221112 |  |  |  | 160 |  | N | Y | gas | 0.58171 | 0.034147 | 0.0019443 | 8736
| LADCO | IL | 17161 |  |  | Exelon- Quad Cities Station-Cordova | 4579311 | 28240013 | 55678112 | 43153914 | 20200101 | 221112 |  |  | 125 | 120 |  | N | Y | oil | 0.58121 | 0.008694 | 0.00018156 | 231
| LADCO | IL | 17161 |  |  | Exelon- Quad Cities Station-Cordova | 4579311 | 28240013 | 55678012 | 43153914 | 20200101 | 221112 |  |  | 125 | 120 |  | N | Y | oil | 0.58121 | 0.008694 | 0.00018156 | 231
| LADCO | IL | 17161 |  |  | Exelon- Quad Cities Station-Cordova | 4579311 | 28240013 | 55677912 | 43153914 | 20200101 | 221112 |  |  | 125 | 120 |  | N | Y | oil | 0.58121 | 0.008694 | 0.00018156 | 231
| LADCO | IL | 17161 |  |  | Exelon- Quad Cities Station-Cordova | 4579311 | 28240013 | 55677812 | 43153914 | 20200101 | 221112 |  |  | 125 | 120 |  | N | Y | oil | 0.58121 | 0.008694 | 0.00018156 | 231
3630_G_13A | South | TX | 48163 | 3630 | 13A | PEARSALL POWER PLANT | 3930211 | 92108313 | 89149612 | 125706714 | 20100202 | 22111 | Combustion Turbine | Natural Gas | 125 | 160 | N | N | N | gas | 0.5802 | 1.1878 | 0.0208 | 1280 | South Gas Peaking | South Gas Peaking | South_gas_peak
2385_G_GT1 | MANE-VU | NJ | 34023 |  |  | Werner Generating Station | 7620811 | 11841913 | 60504812 | 20032114 | 20100101 | 221112 |  |  | 125 | 120 |  | N | N | oil | 0.58 | 0.06 | 0 |  | MANE-VU Oil Peaking | MANE-VU Oil Peaking | MANE-VU_oil_peak
| SESARM | NC | 37083 |  |  | Roanoke Valley Energy Facility | 8048111 | 75303313 | 69496212 | 101511714 | 20100102 | 221112 |  |  | 125 | 160 |  | N | Y | oil | 0.58 |  | 0.04 | 8736
| South | LA | 22073 |  |  | Entergy Louisiana LLC - Sterlington Generating Plant | 7432611 | 126322613 | 127965012 | 181506814 | 20200253 | 221112 |  |  | 125 | 160 |  | N | Y | gas | 0.58 | 0.04 | 0.04 | 52
3630_G_18A | South | TX | 48163 | 3630 | 18A | PEARSALL POWER PLANT | 3930211 | 92108713 | 89150112 | 125707114 | 20100202 | 22111 | Combustion Turbine | Natural Gas | 125 | 160 | N | N | N | gas | 0.5796 | 1.1865 | 0.0208 | 1276 | South Gas Peaking | South Gas Peaking | South_gas_peak
10503_B_SG201B | MANE-VU | NY | 36115 | 10503 | SG201B | WHEELABRATOR HUDSON FALLS | 7982111 | 6451713 | 6409412 | 89018314 | 39000699 | 562213 | Municipal Solid Waste | MSW | 103 | 270 | N | Y | N |  | 0.5785 | 0.015517 | 0.003471 |  | daily flat | diurnal flat | MANE-VU_other_nonpeak
7111_G_NA5 | Southwest | UT | 49051 | 7111 | NA5 | Heber Light and Power Company- Power Plant | 9067811 | 55056113 | 51658612 | 68596414 | 20200254 | 221112 | Combustion Turbine | Natural Gas | 125 | 160 | N | N | N | gas | 0.57515 | 0.029961 | 0.001764 | 346 | Southwest Gas Peaking | Southwest Gas Peaking | Southwest_gas_peak
56680_G_13 | MANE-VU | MD | 24045 | 56680 | 13 | Ingenco Wicomico Plant | 14533411 | 88042113 | 84237112 | 119465614 | 20100802 | 221118 | Landfill Gas | Landfill Gas | 125 | 160 | N | N | N |  | 0.57488 | 0 | 0.034675 | 2080 | MANE-VU Other Nonpeaking | MANE-VU Other Nonpeaking | MANE-VU_other_nonpeak
56680_G_13 | MANE-VU | MD | 24045 | 56680 | 13 | Ingenco Wicomico Plant | 14533411 | 88042113 | 84237212 | 119465614 | 20100802 | 221118 | Landfill Gas | Landfill Gas | 125 | 160 | N | N | N |  | 0.57488 | 0 | 0.034675 | 2080 | MANE-VU Other Nonpeaking | MANE-VU Other Nonpeaking | MANE-VU_other_nonpeak
56680_G_7 | MANE-VU | MD | 24045 | 56680 | 7 | Ingenco Wicomico Plant | 14533411 | 88042013 | 84236912 | 119465414 | 20100802 | 221118 | Landfill Gas | Landfill Gas | 125 | 160 | N | N | N |  | 0.57488 | 0 | 0.034675 | 2080 | MANE-VU Other Nonpeaking | MANE-VU Other Nonpeaking | MANE-VU_other_nonpeak
56680_G_7 | MANE-VU | MD | 24045 | 56680 | 7 | Ingenco Wicomico Plant | 14533411 | 88042013 | 84237012 | 119465414 | 20100802 | 221118 | Landfill Gas | Landfill Gas | 125 | 160 | N | N | N |  | 0.57488 | 0 | 0.034675 | 2080 | MANE-VU Other Nonpeaking | MANE-VU Other Nonpeaking | MANE-VU_other_nonpeak
| South | KS | 20159 |  |  | Sterling Mun. Power Plant | 3804011 | 37829513 | 112287012 | 38600114 | 20200402 | 221112 |  |  | 125 | 160 |  | N | Y | oil | 0.57348 | 0.017197 | 1.9037e-05 | 1
2137_G_7 | South | MO | 29031 | 2137 | 7 | JACKSON MUNICIPAL UTILITIES-JACKSON | 6339311 | 15967313 | 15589212 | 26001314 | 20200401 | 221112 | Combustion Turbine | Natural Gas, Distillate Fuel Oil | 125 | 160 | N | N | N | oil | 0.5725 | 0.0099 | 0.0003 |  | South Oil Peaking | South Oil Peaking | South_oil_peak
| LADCO | MI | 26057 |  |  | CITY OF ST. LOUIS | 9555711 | 57792913 | 126186712 | 75959214 | 20200202 | 221112 |  |  |  | 160 |  | N | Y | gas | 0.57239 | 0.0040477 | 0.0001207 | 10
| LADCO | MI | 26057 |  |  | CITY OF ST. LOUIS | 9555711 | 57792913 | 126186612 | 75959214 | 20200202 | 221112 |  |  |  | 160 |  | N | Y | gas | 0.57239 | 0.0040477 | 0.0001207 | 10
| LADCO | MI | 26057 |  |  | CITY OF ST. LOUIS | 9555711 | 57792913 | 126186512 | 75959214 | 20200202 | 221112 |  |  |  | 160 |  | N | Y | gas | 0.57239 | 0.0040477 | 0.0001207 | 10
| LADCO | MI | 26057 |  |  | CITY OF ST. LOUIS | 9555711 | 57792913 | 126186412 | 75959214 | 20200202 | 221112 |  |  |  | 160 |  | N | Y | gas | 0.57239 | 0.0040477 | 0.0001207 | 10
969_G_6 | LADCO | IL | 17139 | 969 | 6 | Sullivan Power Plant | 4657211 | 28182413 | 27026112 | 42927714 | 20200401 | 221112 | Combustion Turbine | Natural Gas, Distillate Fuel Oil | 125 | 160 | N | N | N | oil | 0.57211 | 0.0098 | 0.000268 | 10 | LADCO Oil Peaking | LADCO Oil Peaking | LADCO_oil_peak
546_G_11 | MANE-VU | CT | 09011 | 546 | 11 | MONTVILLE POWER, LLC | 552611 | 48259213 | 45777112 | 48212014 | 20100102 | 221112 | Combustion Turbine | Distillate Fuel Oil | 125 | 160 | N | N | N | oil | 0.57125 | 0.022785 | 0.00038897 |  | MANE-VU Oil Peaking | MANE-VU Oil Peaking | MANE-VU_oil_peak
3469_G_GT1 | South | TX | 48201 | 3469 | GT1 | TH WHARTON ELECTRIC GENERATING STATION | 4926511 | 31238113 | 29877712 | 6822214 | 20100201 | 22111 | Combustion Turbine | Natural Gas | 125 | 120 | N | N | N | gas | 0.5707 | 0.0147 | 0.0013 | 27 | South Gas Peaking | South Gas Peaking | South_gas_peak
| MANE-VU | NY | 36083 |  |  | RENSSELAER COGEN FACILITY | 7863911 | 3601413 | 3466112 | 20640314 | 20100102 | 221112 |  |  | 125 | 160 |  | N | Y | oil | 0.56632 | 0.0098397 | 0.00027824
10300_B_BLR2 | West | CA | 06065 | 10300 | BLR2 | DESERT VIEW POWER | 15776111 | 101659413 | 121051612 | 170458714 | 10100601 | 221112 | Biomass | Biomass | 125 | 100 | N | N | N | gas | 0.566 | 0.04301 | 0.00339 | 8400 | West Other Nonpeaking | West Other Nonpeaking | West_other_nonpeak
| South | KS | 20045 |  |  | Baldwin City Mun. Power Plant #1 | 4826811 | 28460513 | 27290112 | 38567614 | 20200402 | 221112 |  |  | 125 | 160 |  | N | Y | oil | 0.56571 | 0.016964 | 1.8779e-05 | 2080
| South | TX | 48139 |  |  | MIDLOTHIAN ENERGY FACILITY | 6494211 | 70325113 | 64656712 | 97478114 | 20100102 | 22111 |  |  | 125 | 160 |  | N | Y | oil | 0.5616 | 0.0399 | 0.0371 | 74
55882_B_BLR1 | Northwest | WA | 53027 | 55882 | BLR1 | Sierra Pacific Industries - Cogeneration | 9048311 | 58390413 | 51251712 | 150849714 | 10100601 | 221117 | Biomass | Biomass | 125 | 100 | Y | N | N |  | 0.56 | 0.0048 | 0.07 |  | daily flat | diurnal flat | Northwest_comp_nonpeak
| South | TX | 48407 |  |  | SAN JACINTO COUNTY PEAKING FACILITY | 14748511 | 105258913 | 108791712 | 149501014 | 20100102 | 22111 |  |  | 125 | 160 |  | N | Y | oil | 0.5598 | 0.0162 | 0.0004 | 92
| LADCO | MI | 26163 |  |  | DTE ENERGY SERV-FORD MOTOR CO WORLD HEADQUARTERS | 13655111 | 82732413 | 109089112 | 106312014 | 20100102 | 221112 |  |  | 125 | 999 |  | N | Y | oil | 0.55975 | 0.021993 | 0.0115 | 12
| LADCO | MI | 26163 |  |  | DTE ENERGY SERV-FORD MOTOR CO WORLD HEADQUARTERS | 13655111 | 82732413 | 109089212 | 106312014 | 20100102 | 221112 |  |  | 125 | 999 |  | N | Y | oil | 0.55975 | 0.021993 | 0.0115 | 12
546_G_10 | MANE-VU | CT | 09011 | 546 | 10 | MONTVILLE POWER, LLC | 552611 | 48259413 | 45777312 | 48211714 | 20100102 | 221112 | Combustion Turbine | Distillate Fuel Oil | 125 | 160 | N | N | N | oil | 0.55929 | 0.022785 | 0.00038897 |  | MANE-VU Oil Peaking | MANE-VU Oil Peaking | MANE-VU_oil_peak
| MANE-VU | MA | 25005 |  |  | DARTMOUTH POWER ASSOCATES | 5057311 | 87522413 | 83738012 | 118658214 | 20200401 | 221112 |  |  | 125 | 160 |  | N | Y | oil | 0.5578 | 0.0095885 | 0.0003
6565_G_2A | MANE-VU | MD | 24047 | 6565 | 2A | Berlin Town Power Plant | 6572311 | 88042813 | 84238412 | 119466414 | 20100102 | 221112 | Combustion Turbine | Distillate Fuel Oil | 125 | 160 | N | N | N | oil | 0.5577 | 0.010205 | 0.025415 | 2080 | MANE-VU Oil Peaking | MANE-VU Oil Peaking | MANE-VU_oil_peak
6565_G_2A | MANE-VU | MD | 24047 | 6565 | 2A | Berlin Town Power Plant | 6572311 | 88042813 | 84238312 | 119466414 | 20100102 | 221112 | Combustion Turbine | Distillate Fuel Oil | 125 | 160 | N | N | N | oil | 0.5577 | 0.010205 | 0.025415 | 2080 | MANE-VU Oil Peaking | MANE-VU Oil Peaking | MANE-VU_oil_peak
3686_G_7 | Southwest | UT | 49049 |  |  | Provo City Power: Power Plant | 6282311 | 15488713 | 15150412 | 99799614 | 20100102 | 221112 |  |  | 125 | 160 |  | N | N | oil | 0.5575 | 0.0388 | 0 | 86 | Southwest Gas Peaking | Southwest Gas Peaking | Southwest_gas_peak
1084_G_5 | West North Central | IA | 19153 | 1084 | 5 | MIDAMERICAN ENERGY CO - RIVER HILLS TURBINES | 3163711 | 38794913 | 37072712 | 42604514 | 20100201 | 221112 | Combustion Turbine | Natural Gas | 125 | 120 | N | N | N | gas | 0.55656 | 0.011479 | 0.0010231 | 20 | West North Central Gas Peaking | West North Central Gas Peaking | West North Central_gas_peak
| LADCO | OH | 39093 |  |  | Oberlin Municipal Light & Power System (0247100320) | 9273411 | 55507913 | 68161112 | 100571114 | 20200402 | 221112 |  |  | 125 | 999 |  | N | Y | oil | 0.5542 | 0.0043587 | 2.098e-07 | 47
55099_G_04 | South | LA | 22073 | 55099 | 04 | NRG Sterlington Power LLC - Sterlington Power Plant | 5836111 | 82087913 | 73129712 | 105607014 | 20100201 | 221112 | Combustion Turbine | Natural Gas | 125 | 120 | N | N | N | gas | 0.55019 | 0.025523 | 0.013148 | 8736 | South Gas Peaking | South Gas Peaking | South_gas_peak
50482_B_B4 | SESARM | FL | 12051 | 50482 | B4 | U.S. SUGAR CORPORATION | 769911 | 46275913 | 43952012 | 92831314 | 10200501 | 311314 | Biomass | Biomass | 154 | 100 | Y | N | N |  | 0.54984 | 0.059 | 0.000895 | 5418 | daily flat | diurnal flat | SESARM_comp_nonpeak
3466_G_PHR2 | South | TX | 48167 | 3466 | PHR2 | PH ROBINSON STATION ELECTRIC GENERATING STATION | 4021011 | 126664413 | 128265212 | 181936214 | 20100201 | 22111 | Combustion Turbine | Natural Gas, Distillate Fuel Oil | 125 | 120 | N | N | N | gas | 0.5491 | 0.0052 | 0.0005 | 21 | South Gas Peaking | South Gas Peaking | South_gas_peak
10190_G_GEN2 | MANE-VU | NY | 36083 | 10190 | GEN2 | EPCOR POWER CASTLETON | 7864311 | 3599813 | 3464612 | 135447614 | 10200602 | 221112 | Combined Cycle | Natural Gas, Distillate Fuel Oil | 125 | 100 | N | N | N | gas | 0.5488 | 0.0298 | 0.00235 |  | MANE-VU Gas Peaking | MANE-VU Gas Peaking | MANE-VU_gas_peak
2678_G_3 | MANE-VU | NY | 36059 | 2678 | 3 | FREEPORT POWER PLANT #1 | 7221211 | 7565813 | 7486512 | 20528414 | 20100102 | 221112 | Combustion Turbine | Distillate Fuel Oil | 125 | 160 | N | N | N | oil | 0.54839 | 0.014655 | 0.00069488 |  | MANE-VU Oil Peaking | MANE-VU Oil Peaking | MANE-VU_oil_peak
50447_B_17 | MANE-VU | ME | 23005 | 50447 | 17 | S D WARREN CO - WESTBROOK | 7946611 | 1913113 | 1819212 | 125544014 | 10200401 | 322121 | Biomass | Biomass | 133 | 100 | Y | N | N |  | 0.5445 | 0.41382 | 1.331 |  | daily flat | diurnal flat | MANE-VU_oil_nonpeak
50447_B_18 | MANE-VU | ME | 23005 | 50447 | 18 | S D WARREN CO - WESTBROOK | 7946611 | 1913013 | 1819212 | 125544314 | 10200401 | 322121 | Biomass | Biomass | 133 | 100 | Y | N | N |  | 0.5445 | 0.41382 | 1.331 |  | daily flat | diurnal flat | MANE-VU_oil_nonpeak
| LADCO | WI | 55079 |  |  | WISCONSIN ELECTRIC POWER COMPANY D/B/A WE ENERGIES-OAK CREEK STATION (INCL ELM | 6330411 | 64781713 | 59462612 | 89853814 | 20300101 | 221112 |  |  | 125 | 100 |  | N | Y | oil | 0.54 |  | 0.0006
1079_G_3 | West North Central | IA | 19103 | 1079 | 3 | MIDAMERICAN ENERGY CO - CORALVILLE TURBINES | 3925111 | 37692313 | 35954012 | 42245114 | 20100201 | 221112 | Combustion Turbine | Natural Gas | 125 | 120 | N | N | N | gas | 0.53994 | 0.011136 | 0.00099253 | 12 | West North Central Gas Peaking | West North Central Gas Peaking | West North Central_gas_peak
| LADCO | MI | 26057 |  |  | CITY OF ST. LOUIS | 9555711 | 57792913 | 126186912 | 75959214 | 20200202 | 221112 |  |  |  | 160 |  | N | Y | gas | 0.53872 | 0.0038096 | 0.0001136 | 10
| LADCO | MI | 26057 |  |  | CITY OF ST. LOUIS | 9555711 | 57792913 | 126186812 | 75959214 | 20200202 | 221112 |  |  |  | 160 |  | N | Y | gas | 0.53872 | 0.0038096 | 0.0001136 | 10
| LADCO | MI | 26057 |  |  | CITY OF ST. LOUIS | 9555711 | 57792913 | 126186412 | 75881814 | 20200401 | 221112 |  |  |  | 160 |  | N | Y | oil | 0.53788 | 0.0092735 | 0.00025415 | 10
| LADCO | MI | 26057 |  |  | CITY OF ST. LOUIS | 9555711 | 57792913 | 126186712 | 75881814 | 20200401 | 221112 |  |  |  | 160 |  | N | Y | oil | 0.53788 | 0.0092735 | 0.00025415 | 10
| LADCO | MI | 26057 |  |  | CITY OF ST. LOUIS | 9555711 | 57792913 | 126186512 | 75881814 | 20200401 | 221112 |  |  |  | 160 |  | N | Y | oil | 0.53788 | 0.0092735 | 0.00025415 | 10
| LADCO | MI | 26057 |  |  | CITY OF ST. LOUIS | 9555711 | 57792913 | 126186612 | 75881814 | 20200401 | 221112 |  |  |  | 160 |  | N | Y | oil | 0.53788 | 0.0092735 | 0.00025415 | 10
| South | MO | 29097 |  |  | CARTHAGE WATER AND ELECTRIC | 5339111 | 59040013 | 58119512 | 87819214 | 20100102 | 221112 |  |  | 125 | 160 |  | N | Y | oil | 0.5376 | 0.0125 | 0.0353
| West | CA | 06025 |  |  | IMPERIAL IRRIGATION DISTRICT | 16054411 | 100101913 | 117166512 | 140230514 | 20100101 | 221112 |  |  |  | 999 |  | N | Y | oil | 0.53655 | 0.01982 |  | 8736
| LADCO | IL | 17011 |  |  | Princeton Muncipal Electric Utility | 2363611 | 59310513 | 55895212 | 85397314 | 20100101 | 221112 |  |  | 125 | 160 |  | N | Y | oil | 0.53631 | 0.0092 | 0.000252 | 9
| West | CA | 06037 |  |  | Pebbly Beach Station | 5784411 | 119256413 | 118657112 | 168637614 | 20201001 | 221112 |  |  | 125 | 999 |  | N | Y | gas | 0.53402 | 0.54388 | 0.03838 | 8736
| LADCO | MN | 27037 |  |  | Xcel Energy - Inver Hills Generating Plt | 6276011 | 15794313 | 15419812 | 29002514 | 20200401 | 221112 |  |  | 125 | 999 |  | N | Y | oil | 0.5326 | 0.009181 | 0.00839
| Southwest | UT | 49027 |  |  | Intermountain Power Service Corporation- Intermountain Generation Station | 7558311 | 72019613 | 66140112 | 99754614 | 20200102 | 221112 |  |  | 125 | 290 |  | N | Y | oil | 0.53182 | 0.087431 | 0.044973 | 629
2236_B_1 | West North Central | NE | 31095 | 2236 | 1 | Fairbury Municipal Power Plant | 6718211 | 12852013 | 12753412 | 22078914 | 10100601 | 221118 | O/G Steam | Natural Gas | 125 | 100 | N | N | N |  | 0.53 | 0.0377 |  |  | West North Central Gas Nonpeaking | West North Central Gas Nonpeaking | West North Central_gas_nonpeak
| Southwest | CO | 08123 |  |  | SPINDLE HILL ENERGY, LLC | 13331311 | 121639613 | 123957612 | 172901814 | 20200102 | 221112 |  |  | 125 | 160 |  | N | Y | oil | 0.53 | 0.02 | 0.06
| SESARM | NC | 37161 |  |  | Duke Energy Carolinas, LLC, Cliffside Steam Station | 8300611 | 74589713 | 69132612 | 154992214 | 20200401 | 221112 |  |  | 125 | 160 |  | N | Y | oil | 0.53 | 0.03 | 0.02 | 8736
| LADCO | IL | 17011 |  |  | Princeton Muncipal Electric Utility | 2363611 | 59310213 | 55895312 | 85396514 | 20100201 | 221112 |  |  | 125 | 160 |  | N | Y | gas | 0.52829 | 0.0287 | 1.5e-05 | 14
56038_G_1 | MANE-VU | MD | 24033 | 56038 | 1 | University of Maryland | 6011811 | 88000013 | 84177612 | 174345214 | 20300102 | 611310 | Combustion Turbine | Natural Gas, Distillate Fuel Oil | 148 | 120 | Y | N | N |  | 0.528 | 0.04074 | 0.003675 | 2080 | daily flat | diurnal flat | MANE-VU_gas_nonpeak
1084_G_3 | West North Central | IA | 19153 | 1084 | 3 | MIDAMERICAN ENERGY CO - RIVER HILLS TURBINES | 3163711 | 38794713 | 37072412 | 42604814 | 20100201 | 221112 | Combustion Turbine | Natural Gas | 125 | 120 | N | N | N | gas | 0.52705 | 0.01087 | 0.00096885 | 16 | West North Central Gas Peaking | West North Central Gas Peaking | West North Central_gas_peak
3686_G_8 | Southwest | UT | 49049 |  |  | Provo City Power: Power Plant | 6282311 | 15488813 | 15150212 | 18114 | 20100102 | 221112 |  |  | 125 | 160 |  | N | N | oil | 0.5268 | 0.0394 | 0 | 86 | Southwest Gas Peaking | Southwest Gas Peaking | Southwest_gas_peak
| South | KS | 20009 |  |  | Hoisington Mun. Power Plant | 3788011 | 37522413 | 35796712 | 38505714 | 20200402 | 221112 |  |  | 125 | 160 |  | N | Y | oil | 0.52442 | 0.015726 | 1.7408e-05 | 2080
2678_G_2 | MANE-VU | NY | 36059 | 2678 | 2 | FREEPORT POWER PLANT #1 | 7221211 | 7565913 | 7486812 | 20528314 | 20100102 | 221112 | Combustion Turbine | Distillate Fuel Oil | 125 | 160 | N | N | N | oil | 0.52295 | 0.01165 | 0.00044096 |  | MANE-VU Oil Peaking | MANE-VU Oil Peaking | MANE-VU_oil_peak
3800_G_GT2 | MANE-VU | VA | 51159 | 3800 | GT2 | Dominion - Northern Neck CT Station | 9049611 | 58389613 | 50416312 | 68517314 | 20100109 | 221112 | Combustion Turbine | Distillate Fuel Oil | 125 | 120 | N | N | N | oil | 0.52284 | 0.0071463 | 0.12002 |  | MANE-VU Oil Peaking | MANE-VU Oil Peaking | MANE-VU_oil_peak
171_G_4 | South | AR | 05119 |  |  | ENTERGY ARK-MABELVALE | 863611 | 47485913 | 45020112 | 62158114 | 20100201 | 221112 |  |  | 125 | 120 |  | N | N | gas | 0.5184 | 0.010692 | 0.00010355 | 16 | South Gas Peaking | South Gas Peaking | South_gas_peak
171_G_1 | South | AR | 05119 |  |  | ENTERGY ARK-MABELVALE | 863611 | 47485613 | 45020212 | 62158414 | 20100201 | 221112 |  |  | 125 | 120 |  | N | N | gas | 0.5184 | 0.010692 | 0.00010355 | 16 | South Gas Peaking | South Gas Peaking | South_gas_peak
1084_G_1 | West North Central | IA | 19153 | 1084 | 1 | MIDAMERICAN ENERGY CO - RIVER HILLS TURBINES | 3163711 | 38794513 | 37072912 | 42605314 | 20100201 | 221112 | Combustion Turbine | Natural Gas | 125 | 120 | N | N | N | gas | 0.51799 | 0.010684 | 0.00095219 | 24 | West North Central Gas Peaking | West North Central Gas Peaking | West North Central_gas_peak
| LADCO | OH | 39093 |  |  | Oberlin Municipal Light & Power System (0247100320) | 9273411 | 55507813 | 68161312 | 100570814 | 20100102 | 221112 |  |  | 125 | 999 |  | N | Y | oil | 0.5167 | 0.01298 | 0.03396 | 81
50051_B_BLR B | MANE-VU | ME | 23019 | 50051 | BLR B | PENOBSCOT ENERGY RECOVERY CO | 5760811 | 22595313 | 89320012 | 125966314 | 50100103 | 562213 | Municipal Solid Waste | MSW | 103 | 100 | N | Y | N |  | 0.51507 | 0.16878 | 0.05841 |  | daily flat | diurnal flat | MANE-VU_other_nonpeak
| West | CA | 06037 |  |  | PASADENA CITY, DWP-Glenarm and Broadway | 5683111 | 76192813 | 119284412 | 113284114 | 20100201 | 221112 |  |  | 125 | 450 |  | N | Y | gas | 0.5138 | 0.1592 | 0.05611 | 8736
| LADCO | IL | 17193 |  |  | Carmi Light & Water | 5575611 | 60350813 | 25843112 | 86482214 | 20100101 | 221112 |  |  | 125 | 160 |  | N | Y | oil | 0.51338 | 0.036 | 0.033761 | 7
| LADCO | MI | 26041 |  |  | Upper Peninsula Power Company - Gladstone | 17688711 | 124474313 | 126183312 | 177305214 | 20100101 | 221112 |  |  |  | 999 |  | N | Y | oil | 0.5125 | 0.006445 | 0.000495 | 6
| LADCO | MN | 27037 |  |  | Xcel Energy - Inver Hills Generating Plt | 6276011 | 15794613 | 15420512 | 29002014 | 20200401 | 221112 |  |  | 125 | 999 |  | N | Y | oil | 0.5114 | 0.008815 | 0.008056
1670_G_12 | MANE-VU | MA | 25009 | 1670 | 12 | IPSWICH MUNICIPAL LIGHT | 6521911 | 18016213 | 17500812 | 119026214 | 20100102 | 221112 | Combustion Turbine | Natural Gas, Distillate Fuel Oil | 125 | 160 | N | N | N | oil | 0.5113 | 0.024907 | 0.0007 |  | MANE-VU Oil Peaking | MANE-VU Oil Peaking | MANE-VU_oil_peak
3131_G_7 | MANE-VU | PA | 42033 | 3131 | 7 | NRG REMA LLC/SHAWVILLE GEN STA | 2985011 | 38388113 | 36658012 | 17041014 | 20100102 | 221112 | Combustion Turbine | Natural Gas, Distillate Fuel Oil | 125 | 160 | N | N | N | oil | 0.51 | 0.010756 | 0.01 | 15 | MANE-VU Oil Peaking | MANE-VU Oil Peaking | MANE-VU_oil_peak
| South | OK | 40119 |  |  | MUNICIPAL ELEC PWR STA | 8506211 | 533913 | 530712 | 130384614 | 20100202 | 221112 |  |  | 125 | 160 |  | N | Y | gas | 0.51 |  | 0.01 | 16
535_G_1 | West | CA | 06067 | 535 | 1 | SACRAMENTO POWER AUTHORITY DBA WOOD GOUP POWER OP (F#5133) | 686311 | 45774913 | 76946812 | 54490614 | 20100201 | 221112 | Combustion Turbine | Natural Gas |  | 120 | N | N | N | gas | 0.5088 | 0.27974 | 0.0223 | 2340 | West Gas Peaking | West Gas Peaking | West_gas_peak
1084_G_6 | West North Central | IA | 19153 | 1084 | 6 | MIDAMERICAN ENERGY CO - RIVER HILLS TURBINES | 3163711 | 38795013 | 37072512 | 42604314 | 20100201 | 221112 | Combustion Turbine | Natural Gas | 125 | 120 | N | N | N | gas | 0.50821 | 0.010482 | 0.00093421 | 18 | West North Central Gas Peaking | West North Central Gas Peaking | West North Central_gas_peak
| LADCO | IL | 17011 |  |  | Princeton Muncipal Electric Utility | 2363611 | 59309913 | 38625712 | 85396314 | 20100201 | 221112 |  |  | 125 | 160 |  | N | Y | gas | 0.50809 | 0.0276 | 1.4e-05 | 14
3504_G_D5 | South | TX | 48073 | 3504 | D5 | STRYKER CREEK ELECTRIC STATION | 5729511 | 21907713 | 21009112 | 10075414 | 20100102 | 22111 | Combustion Turbine | Distillate Fuel Oil | 125 | 160 | N | N | N | oil | 0.5078 | 0.0059 | 0.0492 | 21 | South Oil Peaking | South Oil Peaking | South_oil_peak
3800_G_GT4 | MANE-VU | VA | 51159 | 3800 | GT4 | Dominion - Northern Neck CT Station | 9049611 | 58389813 | 49845712 | 68517514 | 20100109 | 221112 | Combustion Turbine | Distillate Fuel Oil | 125 | 120 | N | N | N | oil | 0.50758 | 0.0069388 | 0.1165 |  | MANE-VU Oil Peaking | MANE-VU Oil Peaking | MANE-VU_oil_peak
| LADCO | MI | 26057 |  |  | CITY OF ST. LOUIS | 9555711 | 57792913 | 126186912 | 75881814 | 20200401 | 221112 |  |  |  | 160 |  | N | Y | oil | 0.50624 | 0.008728 | 0.0002392 | 10
| LADCO | MI | 26057 |  |  | CITY OF ST. LOUIS | 9555711 | 57792913 | 126186812 | 75881814 | 20200401 | 221112 |  |  |  | 160 |  | N | Y | oil | 0.50624 | 0.008728 | 0.0002392 | 10
| Southwest | AZ | 04017 |  |  | APS - CHOLLA POWER PLANT | 863011 | 111574213 | 45044612 | 157735814 | 20200102 | 221112 |  |  | 125 | 160 |  | N | Y | oil | 0.50607 | 0.035574 | 0.033279 | 33
| LADCO | IL | 17073 |  |  | Geneseo Municipal Utilities | 2344911 | 59710613 | 55183612 | 85811914 | 20100202 | 221112 |  |  | 125 | 160 |  | N | Y | gas | 0.50511 | 0.0275 | 1.4e-05 | 13
345_G_03 | West | CA | 06111 | 345 | 03 | MANDALAY GENERATING STATION | 5705211 | 23051813 | 97659212 | 50040814 | 20100201 | 221112 | Combustion Turbine | Natural Gas | 125 | 120 | N | N | N | gas | 0.5036 | 0.21953 | 0.0065 | 8736 | West Gas Peaking | West Gas Peaking | West_gas_peak
| LADCO | MN | 27043 |  |  | Blue Earth Light & Water | 7145411 | 126087113 | 127722312 | 181230414 | 20200401 | 221112 |  |  | 125 | 160 |  | N | Y | oil | 0.503 | 0.008671 | 0.001585
| LADCO | IL | 17011 |  |  | Princeton Muncipal Electric Utility | 2363611 | 59310013 | 55895512 | 85396814 | 20100101 | 221112 |  |  | 125 | 160 |  | N | Y | oil | 0.50297 | 0.0086 | 0.000236 | 15
50109_G_GEN3 | South | TX | 48277 | 50109 | GEN3 | PARIS GENERATION | 6431011 | 16595413 | 16141312 | 5313614 | 20200102 | 22111 | Combined Cycle | Natural Gas, Distillate Fuel Oil | 125 | 160 | N | N | N | oil | 0.5023 | 0.0097 | 0.0777 | 21 | South Oil Peaking | South Oil Peaking | South_oil_peak
3140_G_BID1 | MANE-VU | PA | 42133 | 3140 | BID1 | BRUNNER ISLAND LLC/BRUNNER ISLAND | 3193911 | 38702213 | 36983812 | 14416514 | 20100102 | 221112 | Combustion Turbine | Distillate Fuel Oil | 125 | 100 | N | N | N | oil | 0.5 | 0.018285 | 0.01 | 13 | MANE-VU Oil Peaking | MANE-VU Oil Peaking | MANE-VU_oil_peak
3140_G_BID2 | MANE-VU | PA | 42133 | 3140 | BID2 | BRUNNER ISLAND LLC/BRUNNER ISLAND | 3193911 | 38702313 | 36983912 | 14416414 | 20100102 | 221112 | Combustion Turbine | Distillate Fuel Oil | 125 | 100 | N | N | N | oil | 0.5 | 0.017209 | 0.009 | 12 | MANE-VU Oil Peaking | MANE-VU Oil Peaking | MANE-VU_oil_peak
3140_G_BID3 | MANE-VU | PA | 42133 | 3140 | BID3 | BRUNNER ISLAND LLC/BRUNNER ISLAND | 3193911 | 38702413 | 36984212 | 14416314 | 20100102 | 221112 | Combustion Turbine | Distillate Fuel Oil | 125 | 100 | N | N | N | oil | 0.5 | 0.016134 | 0.009 | 11 | MANE-VU Oil Peaking | MANE-VU Oil Peaking | MANE-VU_oil_peak
| West | NV | 32003 |  |  | Nevada Power Silverhawk | 12770211 | 67165713 | 61811512 | 92578514 | 20200102 | 22111 |  |  | 125 | 160 |  | N | Y | oil | 0.5 | 0.04 | 0.01
| West North Central | SD | 46103 |  |  | Black Hill Power & Light Company (Ben French) | 6195711 | 15199813 | 14853512 | 11739214 | 20200401 | 221112 |  |  | 125 | 160 |  | N | Y | oil | 0.5 | 0 | 0
| LADCO | MI | 26047 |  |  | Consumers Energy Straits Combustion Turbine Plant | 14741611 | 90079013 | 86069212 | 121543314 | 20100201 | 221112 |  |  |  | 999 |  | N | Y | gas | 0.4997 | 0.010305 | 0.005205 | 11
3800_G_GT3 | MANE-VU | VA | 51159 | 3800 | GT3 | Dominion - Northern Neck CT Station | 9049611 | 58389713 | 50111312 | 68517414 | 20100109 | 221112 | Combustion Turbine | Distillate Fuel Oil | 125 | 120 | N | N | N | oil | 0.49968 | 0.0068309 | 0.11468 |  | MANE-VU Oil Peaking | MANE-VU Oil Peaking | MANE-VU_oil_peak
1580_G_12 | MANE-VU | MD | 24041 | 1580 | 12 | Easton Utilities - Washington Street | 6415311 | 88027813 | 84215612 | 119448614 | 20100102 | 221112 | Combustion Turbine | Natural Gas, Distillate Fuel Oil | 125 | 160 | N | N | N | oil | 0.4981 | 0.00866 | 0.0078 | 2080 | MANE-VU Oil Peaking | MANE-VU Oil Peaking | MANE-VU_oil_peak
1580_G_12 | MANE-VU | MD | 24041 | 1580 | 12 | Easton Utilities - Washington Street | 6415311 | 88027813 | 84215512 | 119448614 | 20100102 | 221112 | Combustion Turbine | Natural Gas, Distillate Fuel Oil | 125 | 160 | N | N | N | oil | 0.4981 | 0.00866 | 0.0078 | 2080 | MANE-VU Oil Peaking | MANE-VU Oil Peaking | MANE-VU_oil_peak
| MANE-VU | MA | 25013 |  |  | STONY BROOK ENERGY CENTER | 5979211 | 87356413 | 83623012 | 118396414 | 20200401 | 221112 |  |  | 125 | 160 |  | N | Y | oil | 0.4981 | 0.0085954 | 0.0002
3686_G_5 | Southwest | UT | 49049 |  |  | Provo City Power: Power Plant | 6282311 | 15488513 | 15150512 | 99799514 | 20100102 | 221112 |  |  | 125 | 160 |  | N | N | oil | 0.4973 | 0.0447 | 0 | 98 | Southwest Gas Peaking | Southwest Gas Peaking | Southwest_gas_peak
1084_G_4 | West North Central | IA | 19153 | 1084 | 4 | MIDAMERICAN ENERGY CO - RIVER HILLS TURBINES | 3163711 | 38794813 | 37072612 | 42604614 | 20100201 | 221112 | Combustion Turbine | Natural Gas | 125 | 120 | N | N | N | gas | 0.49687 | 0.010248 | 0.00091336 | 14 | West North Central Gas Peaking | West North Central Gas Peaking | West North Central_gas_peak
50858_B_MWC1B | SESARM | FL | 12057 | 50858 | MWC1B | HILLSBOROUGH CTY. RESOURCE RECOVERY FAC. | 920211 | 46521113 | 44197712 | 45921414 | 10100602 | 562219 | Municipal Solid Waste | MSW | 103 | 270 | N | Y | N |  | 0.49634 | 0.087732 | 0.002978 | 8243 | daily flat | diurnal flat | SESARM_other_nonpeak
| SESARM | AL | 01073 |  |  | ALABAMA POWER COMPANY HEADQUARTERS BUILDING | 1112211 | 63074913 | 57787912 | 86792414 | 20100102 | 221112 |  |  |  | 999 |  | N | Y | oil | 0.4944 | 0.011506 | 0.0528
| SESARM | AL | 01073 |  |  | ALABAMA POWER COMPANY HEADQUARTERS BUILDING | 1112211 | 63075013 | 57788012 | 86792514 | 20100102 | 221112 |  |  |  | 999 |  | N | Y | oil | 0.4944 | 0.011506 | 0.0528
| West | CA | 06081 |  |  | CITY OF FOSTER CITY | 10068011 | 83757313 | 98738412 | 109352914 | 20100102 | 221112 |  |  |  | 160 |  | N | Y | oil | 0.49405 | 0.0066111 | 0.00022903 | 100
| MANE-VU | VA | 51033 |  |  | Dominion - Ladysmith CT Station | 6866611 | 122304013 | 124699012 | 174368014 | 20100109 | 221112 |  |  | 125 | 160 |  | N | Y | oil | 0.49345 | 0.0032175 | 0.0004875
899_G_GT2 | LADCO | IL | 17161 | 899 | GT2 | Moline Combustion Turbines | 4574611 | 28253313 | 27094912 | 43372114 | 20100201 | 221112 | Combustion Turbine | Natural Gas | 125 | 120 | N | N | N | gas | 0.49334 | 0.0085 | 0.000675 | 9 | LADCO Gas Peaking | LADCO Gas Peaking | LADCO_gas_peak
| LADCO | MI | 26063 |  |  | DTE Electric Company - Oliver Peaking Station | 5952911 | 107274513 | 23571312 | 151924814 | 20200401 | 221112 |  |  | 125 | 160 |  | N | Y | oil | 0.4932 | 0.0085 | 0.000235 | 12
| MANE-VU | DE | 10003 |  |  | EDGE MOOR ENERGY CENTER | 827811 | 126837113 | 128479312 | 182249814 | 20200401 | 221112 |  |  | 125 | 160 |  | N | Y | oil | 0.49253 | 0.00849 | 0.00023277 | 3
10034_G_GEN2 | West | CA | 06085 | 10034 | GEN2 | CALPINE GILROY COGEN,LP & GILROY ENERGY CENTER LLC | 743011 | 45722813 | 43450812 | 53225314 | 10300602 | 221112 | Combined Cycle | Natural Gas | 125 | 100 | Y | N | N | gas | 0.49172 | 0.39734 | 0.075262 | 1764 | daily flat | diurnal flat | West_gas_peak
3143_G_CTG1 | MANE-VU | PA | 42043 | 3143 | CTG1 | MARTINS CREEK LLC/HARRISBURG CTG SITE | 6660711 | 17773513 | 116532012 | 13899714 | 20100101 | 221112 | Combustion Turbine | Distillate Fuel Oil | 125 | 120 | N | N | N | oil | 0.49 | 0.0114 | 0.09 | 2 | MANE-VU Oil Peaking | MANE-VU Oil Peaking | MANE-VU_oil_peak
696_G_11 | SESARM | FL | 12087 | 696 | 11 | FLORIDA KEYS ELECTRIC COOP ASSOC | 1858311 | 41757813 | 39816412 | 48978514 | 20100102 | 2211 | Combustion Turbine | Distillate Fuel Oil | 125 | 160 | N | N | N |  | 0.49 |  | 0.00024 | 11 | SESARM Composite Nonpeaking | SESARM Composite Nonpeaking | SESARM_comp_nonpeak
| West | NV | 32003 |  |  | Nevada Cogeneration Associates #1 | 7756911 | 67157113 | 1760312 | 92566914 | 20200102 | 22111 |  |  | 125 | 160 |  | N | Y | oil | 0.49 | 0.02 | 0.01
2039_B_2 | LADCO | MN | 27141 | 2039 | 2 | Great River Energy | 8162511 | 6843213 | 106236512 | 144053914 | 10100601 | 562213 | Municipal Solid Waste | MSW | 103 | 270 | N | Y | N |  | 0.48972 | 0.0005616 | 0.00031482 |  | daily flat | diurnal flat | LADCO_other_nonpeak
| MANE-VU | NY | 36081 |  |  | RAVENSWOOD GENERATING STATION | 8309011 | 202313 | 58830112 | 20876114 | 20200102 | 221112 |  |  | 125 | 160 |  | N | Y | oil | 0.4892 | 0.0087575 | 0.006725
| MANE-VU | NY | 36081 |  |  | RAVENSWOOD GENERATING STATION | 8309011 | 202313 | 58830112 | 20876014 | 20200102 | 221112 |  |  | 125 | 160 |  | N | Y | oil | 0.4892 | 0.0087575 | 0.006725
| MANE-VU | NY | 36081 |  |  | RAVENSWOOD GENERATING STATION | 8309011 | 64123013 | 58830312 | 88927314 | 20200102 | 221112 |  |  | 125 | 120 |  | N | Y | oil | 0.4892 | 0.0087575 | 0.006725
| LADCO | IL | 17163 |  |  | Village of Freeburg | 4909511 | 91367013 | 87549812 | 124504914 | 20100102 | 221112 |  |  | 125 | 160 |  | N | Y | oil | 0.48908 | 0.0074 | 0.000275 | 30
| South | LA | 22047 |  |  | Carville Energy LLC - Carville Energy Center | 5519911 | 80913413 | 72033012 | 104338514 | 20100107 | 22111 |  |  | 125 | 999 |  | N | Y | oil | 0.489 | 0.036 | 0.015 | 52
| South | OK | 40083 |  |  | SPRING CREEK PWR PLT | 8350311 | 911013 | 836512 | 15661814 | 20200102 | 221112 |  |  | 125 | 160 |  | N | Y | oil | 0.488 | 0.006 | 0.037 | 49
1084_G_8 | West North Central | IA | 19153 | 1084 | 8 | MIDAMERICAN ENERGY CO - RIVER HILLS TURBINES | 3163711 | 38794213 | 37073212 | 42577214 | 20100201 | 221112 | Combustion Turbine | Natural Gas | 125 | 120 | N | N | N | gas | 0.4867 | 0.010038 | 0.00089466 | 16 | West North Central Gas Peaking | West North Central Gas Peaking | West North Central_gas_peak
7392_G_1 | South | MO | 29023 | 7392 | 1 | POPLAR BLUFF MUNICIPAL UTILITIES GENERATING PLANT | 6321511 | 16016813 | 15638112 | 25459614 | 20100102 | 221112 | Combustion Turbine | Natural Gas, Distillate Fuel Oil | 125 | 160 | N | N | N | oil | 0.4862 | 0.0113 | 0.032 |  | South Gas Peaking | South Gas Peaking | South_gas_peak
9038_G_10 | MANE-VU | MA | 25017 | 9038 | 10 | HUDSON LIGHT & POWER DEPARTMENT | 4100911 | 87365013 | 83627512 | 118410514 | 20100102 | 221112 | Combustion Turbine | Natural Gas, Distillate Fuel Oil | 125 | 160 | N | N | N | oil | 0.486 | 0.008814 | 0.008 |  | MANE-VU Oil Peaking | MANE-VU Oil Peaking | MANE-VU_oil_peak
| SESARM | WV | 54061 |  |  | MONONGAHELA POWER CO.- FORT MARTIN POWER | 6773611 | 71939713 | 109748612 | 99661614 | 20100107 | 221112 |  |  | 125 | 999 |  | N | Y | oil | 0.48516 | 0.034086 | 0.031902 | 65
| Southwest | CO | 08071 |  |  | TRINIDAD MUNI P&L | 3506711 | 36734213 | 34997612 | 51256714 | 20100102 | 221112 |  |  |  | 160 |  | N | Y | oil | 0.48457 | 0.00468 | 0.006825
| West | CA | 06067 |  |  | SACRAMENTO POWER AUTHORITY DBA WOOD GOUP POWER OP (F#5133) | 686311 | 45775013 | 98317212 | 54490414 | 20100102 | 221112 |  |  |  | 160 |  | N | Y | oil | 0.4842 | 0.014069 | 0.0071 | 2340
10129_G_GEN2 | MANE-VU | PA | 42063 | 10129 | GEN2 | PA STATE SYS OF HIGHER ED/INDIANA UNIV | 3019411 | 38365613 | 36636412 | 93065214 | 20100101 | 611310 | Combustion Turbine | Natural Gas, Distillate Fuel Oil | 148 | 120 | Y | N | N |  | 0.48352 | 0.036737 | 0.52054 | 53 | daily flat | diurnal flat | MANE-VU_gas_nonpeak
| MANE-VU | VA | 51033 |  |  | Dominion - Ladysmith CT Station | 6866611 | 122304113 | 124699012 | 174368114 | 20100109 | 221112 |  |  | 125 | 160 |  | N | Y | oil | 0.48333 | 0.0031515 | 0.0004775
| South | KS | 20191 |  |  | Oxford Mun. Power Plant | 5444711 | 26794913 | 112291712 | 39521914 | 20200401 | 221112 |  |  | 125 | 160 |  | N | Y | oil | 0.483 | 0.01084 | 0.081 | 1
2120_G_7 | South | MO | 29033 | 2120 | 7 | CARROLLTON MUNICIPAL UTILITIES | 7326011 | 11021713 | 10975512 | 25216014 | 20100202 | 221112 | Combustion Turbine | Natural Gas, Distillate Fuel Oil | 125 | 160 | N | N | N | gas | 0.4828 | 0.0034 | 0.0001 |  | South Gas Peaking | South Gas Peaking | South_gas_peak
| South | KS | 20059 |  |  | Ottawa Mun. Power Plant | 3734911 | 37538013 | 35813212 | 37758214 | 20100201 | 221112 |  |  | 125 | 120 |  | N | Y | gas | 0.48248 | 0.0099512 | 0.0051264 | 37
| Southwest | CO | 08071 |  |  | TRINIDAD MUNI P&L | 3506711 | 36734113 | 34997512 | 51256914 | 20100102 | 221112 |  |  |  | 160 |  | N | Y | oil | 0.48237 | 0.032912 | 0.032089
| South | LA | 22101 |  |  | LEPA - Morgan City Diesel Plant | 5190411 | 80410513 | 71532512 | 103785214 | 20200402 | 221112 |  |  | 125 | 160 |  | N | Y | oil | 0.482 | 0.01297 | 0.152 | 400
| LADCO | IN | 18173 |  |  | ALCOA Warrick Power Plant AGC Div of Al | 8183111 | 91185513 | 87276812 | 123756014 | 20100102 | 221112 |  |  | 125 | 999 |  | N | Y | oil | 0.48 | 0.011821 | 0.031165
50279_B_MAIN | MANE-VU | PA | 42069 | 50279 | MAIN | PEI POWER CORP/ARCHBALD | 3022411 | 38353913 | 36624412 | 13987514 | 10100601 | 221112 | Landfill Gas | Landfill Gas | 125 | 100 | N | N | N | gas | 0.4787 |  | 0.0513 | 7018 | MANE-VU Other Nonpeaking | MANE-VU Other Nonpeaking | MANE-VU_other_nonpeak
| LADCO | MN | 27085 |  |  | Hutchinson Utilities Commission - Plant 1 | 7625811 | 11463413 | 11363612 | 27072614 | 20300201 | 221112 |  |  | 125 | 160 |  | N | Y | gas | 0.4771 | 3.192e-05 | 0.0001008
| West | CA | 06085 |  |  | OWL ENERGY RESOURCES INC | 14320911 | 84430013 | 76410112 | 110635014 | 20300204 | 221112 |  |  |  | 120 |  | N | Y | gas | 0.47646 | 0.11202 | 0.0063786 | 8736
1564_G_10 | MANE-VU | MD | 24019 | 1564 | 10 | NRG Vienna Generating Station | 7945511 | 87937613 | 84093512 | 119346714 | 10100504 | 221122 | Combustion Turbine | Distillate Fuel Oil | 125 | 120 | N | N | N |  | 0.474 | 0.00615 | 0.0708 | 2080 | MANE-VU Oil Nonpeaking | MANE-VU Oil Nonpeaking | MANE-VU_oil_nonpeak
| South | TX | 48089 |  |  | SKY GLOBAL POWER ONE | 17909411 | 126658613 | 128260012 | 181929514 | 20200254 | 22111 |  |  |  | 160 |  | N | Y | gas | 0.474 | 0.3356 | 0.0755 | 839
| West North Central | WY | 56037 |  |  | Jim Bridger Plant | 3962711 | 120547613 | 122581412 | 172173314 | 20200401 | 221112 |  |  | 125 | 160 |  | N | Y | oil | 0.47344 | 0.0098735 | 0.0079794 | 40
| MANE-VU | NY | 36029 |  |  | INDECK-YERKES ENERGY SERVICES | 8504111 | 64154413 | 58916212 | 89022614 | 20100107 | 221112 |  |  | 125 | 999 |  | N | Y | oil | 0.47295 | 0.00815 | 0.1493
| LADCO | MN | 27053 |  |  | Xcel Energy - General Office | 6849311 | 112700613 | 115622212 | 159023314 | 20200401 | 221112 |  |  |  | 999 |  | N | Y | oil | 0.4715 | 0.008134 | 0.001486
| South | AR | 05119 |  |  | ARK ELEC CO-OP-OSWALD GENERATING STATION | 210811 | 63447413 | 58218212 | 87393214 | 20100102 | 221112 |  |  | 125 | 160 |  | N | Y | oil | 0.47055 | 0.032304 | 0.030943 | 22
50051_B_BLR A | MANE-VU | ME | 23019 | 50051 | BLR A | PENOBSCOT ENERGY RECOVERY CO | 5760811 | 22595213 | 89320012 | 125965814 | 50100103 | 562213 | Municipal Solid Waste | MSW | 103 | 100 | N | Y | N |  | 0.47045 | 0.15416 | 0.05335 |  | daily flat | diurnal flat | MANE-VU_other_nonpeak
303_G_KEA1 | West | CA | 06073 |  |  | CABRILLO POWER II LLC KEARNY MESA GTS | 592411 | 78561113 | 104937612 | 116186514 | 20100201 | 221122 |  |  | 125 | 120 |  | N | N |  | 0.47 | 0.01984 | 0.00258 | 8736 | West Gas Nonpeaking | West Gas Nonpeaking | West_gas_nonpeak
| SESARM | NC | 37035 |  |  | PowerSecure, Inc. - Newton | 15616211 | 98886113 | 95938412 | 138559414 | 20100102 | 221112 |  |  |  | 160 |  | N | Y | oil | 0.47 | 0.01
| South | KS | 20163 |  |  | Stockton Mun. Power Plant | 2956511 | 38106113 | 112287612 | 39530114 | 20200402 | 221112 |  |  | 125 | 160 |  | N | Y | oil | 0.46863 | 0.014053 | 1.5556e-05 | 2184
| SESARM | SC | 45015 |  |  | SANTEE COOPER CROSS GENERATING STATION | 4120411 | 91528213 | 63905212 | 124724614 | 20100102 | 221112 |  |  | 125 | 290 |  | N | Y | oil | 0.46768 | 0.011407 | 0.030755
| LADCO | IL | 17099 |  |  | City Of Peru Generating Station | 5431911 | 91335513 | 87522212 | 124473414 | 20100102 | 221112 |  |  | 125 | 160 |  | N | Y | oil | 0.46635 | 0.005 | 0.000413 | 20
| LADCO | IL | 17099 |  |  | City Of Peru Generating Station | 5431911 | 91335613 | 87522312 | 124473514 | 20100102 | 221112 |  |  | 125 | 160 |  | N | Y | oil | 0.46635 | 0.005 | 0.000413 | 20
3630_G_14A | South | TX | 48163 | 3630 | 14A | PEARSALL POWER PLANT | 3930211 | 92108413 | 89149712 | 125706814 | 20100202 | 22111 | Combustion Turbine | Natural Gas | 125 | 160 | N | N | N | gas | 0.466 | 0.9539 | 0.0167 | 1065 | South Gas Peaking | South Gas Peaking | South_gas_peak
| SESARM | SC | 45015 |  |  | SANTEE COOPER CROSS GENERATING STATION | 4120411 | 91528013 | 63905212 | 124724414 | 20100102 | 221112 |  |  | 125 | 290 |  | N | Y | oil | 0.46437 | 0.011326 | 0.030537
| LADCO | MN | 27037 |  |  | 3M Cuno Generation Facility | 15996611 | 102877513 | 106592412 | 144374814 | 20300101 | 221112 |  |  |  | 999 |  | N | Y | oil | 0.4642 | 0.033471 | 0.03051
| MANE-VU | NY | 36039 |  |  | ATHENS GENERATING PLANT | 9333711 | 64139013 | 58869412 | 88967214 | 20200102 | 221112 |  |  | 125 | 160 |  | N | Y | oil | 0.464 | 0.016 | 0.01
| MANE-VU | PA | 42121 |  |  | SCRUBGRASS GENERATING CO LP/KENNERDELL PLT | 4760211 | 32054013 | 30668612 | 15140314 | 20100102 | 221112 |  |  | 125 | 160 |  | N | Y | oil | 0.4637 | 0.033027 | 0.0305 | 30
54998_B_12600 | MANE-VU | VA | 51740 | 54998 | 12600 | Wheelabrator Portsmouth Inc, RDF Facility | 4183011 | 32657513 | 31208412 | 150272514 | 10100501 | 221330 | Municipal Solid Waste | MSW | 103 | 100 | Y | Y | N |  | 0.46236 | 0.029861 | 0.0041034 |  | daily flat | diurnal flat | MANE-VU_comp_nonpeak
| LADCO | MN | 27053 |  |  | Xcel Energy - General Office | 6849311 | 112700513 | 115622312 | 159023214 | 20200401 | 221112 |  |  |  | 999 |  | N | Y | oil | 0.4623 | 0.007974 | 0.001457
2144_G_10 | South | MO | 29195 | 2144 | 10 | MARSHALL MUNICIPAL UTILITIES | 7593811 | 11517413 | 11415012 | 24580014 | 20200402 | 221112 | Combustion Turbine | Natural Gas, Distillate Fuel Oil | 125 | 160 | N | N | N | oil | 0.4622 | 0.0095 | 0.0002 |  | South Oil Peaking | South Oil Peaking | South_oil_peak
| LADCO | IL | 17073 |  |  | Geneseo Municipal Utilities | 2344911 | 59710813 | 55183912 | 85811714 | 20100202 | 221112 |  |  | 125 | 160 |  | N | Y | gas | 0.46193 | 0.0251 | 1.3e-05 | 12
696_G_7 | SESARM | FL | 12087 | 696 | 7 | FLORIDA KEYS ELECTRIC COOP ASSOC | 1858311 | 41757913 | 39816712 | 48978414 | 20100102 | 2211 | Combustion Turbine | Distillate Fuel Oil | 125 | 160 | N | N | N |  | 0.46 |  | 0.0002 | 12 | SESARM Composite Nonpeaking | SESARM Composite Nonpeaking | SESARM_comp_nonpeak
2215_G_6 | West North Central | NE | 31127 | 2215 | 6 | Auburn Generating Plant | 5105811 | 24688613 | 23710612 | 24468214 | 20200402 | 221112 | Combustion Turbine | Natural Gas, Distillate Fuel Oil | 125 | 160 | N | N | N | oil | 0.46 | 1.1552e-07 | 1e-07 |  | West North Central Oil Peaking | West North Central Oil Peaking | West North Central_oil_peak
2067_G_GT1 | SESARM | MS | 28163 | 2067 | GT1 | Yazoo City Public Service Commission | 6314111 | 15463113 | 15125312 | 26113014 | 20100201 | 221112 | Combined Cycle | Natural Gas, Distillate Fuel Oil | 125 | 120 | N | N | N | gas | 0.46 | 0.0364 | 0 | 54 | SESARM Gas Peaking | SESARM Gas Peaking | SESARM_gas_peak
| SESARM | KY | 21199 |  |  | East KY Power Coop - Cooper Station | 5787711 | 94726113 | 91514912 | 129678814 | 20100101 | 221112 |  |  | 125 | 999 |  | N | Y | oil | 0.45976 | 0.0075043 | 0.072556
| LADCO | IL | 17167 |  |  | City Water Light & Power | 4484211 | 28067413 | 26935112 | 43969114 | 20100101 | 221112 |  |  | 125 | 120 |  | N | Y | oil | 0.45572 | 0.0197 | 0.000525 | 5
| MANE-VU | VA | 51033 |  |  | Dominion - Ladysmith CT Station | 6866611 | 122304213 | 124699012 | 174368214 | 20100109 | 221112 |  |  | 125 | 160 |  | N | Y | oil | 0.45549 | 0.00297 | 0.00045
| MANE-VU | PA | 42011 |  |  | ONTELAUNEE POWER OPR CO LLC/ONTELAUNEE PLT | 3872411 | 37780613 | 36033412 | 13522614 | 20200202 | 221112 |  |  | 125 | 160 |  | N | Y | gas | 0.4549 | 0.0153 | 0.0002 | 92
| SESARM | SC | 45043 |  |  | SANTEE COOPER WINYAH GENERATING STATION | 6652811 | 112048213 | 64075812 | 158269814 | 20100102 | 221112 |  |  | 125 | 690 |  | N | Y | oil | 0.45467 | 0.011089 | 0.029899 | 52
| Southwest | AZ | 04017 |  |  | APS - CHOLLA POWER PLANT | 863011 | 111574413 | 45044612 | 157736014 | 20200102 | 221112 |  |  | 125 | 160 |  | N | Y | oil | 0.45454 | 0.031952 | 0.02989 | 24
2144_G_11 | South | MO | 29195 | 2144 | 11 | MARSHALL MUNICIPAL UTILITIES | 7593811 | 11517813 | 11415112 | 24579414 | 20200402 | 221112 | Combustion Turbine | Natural Gas, Distillate Fuel Oil | 125 | 160 | N | N | N | oil | 0.4538 | 0.0093 | 0.0002 |  | South Oil Peaking | South Oil Peaking | South_oil_peak
7111_G_NA6 | Southwest | UT | 49051 | 7111 | NA6 | Heber Light and Power Company- Power Plant | 9067811 | 55056213 | 51658712 | 68596514 | 20200254 | 221112 | Combustion Turbine | Natural Gas | 125 | 160 | N | N | N | gas | 0.45311 | 0.029961 | 0.001764 | 211 | Southwest Gas Peaking | Southwest Gas Peaking | Southwest_gas_peak
| MANE-VU | MA | 25017 |  |  | TANNER STREET GENERATION LLC | 5233811 | 87522913 | 83738412 | 118659514 | 20200102 | 221112 |  |  | 125 | 160 |  | N | Y | oil | 0.4527 | 0.032641 | 0.0298
54998_B_12300 | MANE-VU | VA | 51740 | 54998 | 12300 | Wheelabrator Portsmouth Inc, RDF Facility | 4183011 | 32657113 | 31208512 | 150271314 | 10100501 | 221330 | Municipal Solid Waste | MSW | 103 | 100 | Y | Y | N |  | 0.45264 | 0.029233 | 0.0040172 |  | daily flat | diurnal flat | MANE-VU_comp_nonpeak
| LADCO | MI | 26063 |  |  | DTE Electric Company - Oliver Peaking Station | 5952911 | 107274113 | 23571312 | 151924414 | 20200401 | 221112 |  |  | 125 | 160 |  | N | Y | oil | 0.45225 | 0.007795 | 0.000215 | 11
10012_B_2 | MANE-VU | NJ | 34041 | 10012 | 2 | Covanta Warren Energy Resource Co. L.P. | 7989511 | 5122213 | 4944212 | 20133014 | 50200102 | 562213 | Municipal Solid Waste | MSW | 103 | 270 | N | Y | N |  | 0.452 | 0.035 | 0.6415 |  | daily flat | diurnal flat | MANE-VU_other_nonpeak
| LADCO | IN | 18153 |  |  | HOOSIER ENERGY REC INC MEROM GENERA | 8396211 | 114238313 | 116791512 | 166988414 | 20100202 | 221112 |  |  | 125 | 999 |  | N | Y | gas | 0.452 | 0.11866 | 0.0048
2067_B_3 | SESARM | MS | 28163 |  |  | Yazoo City Public Service Commission | 6314111 | 15463213 | 15125412 | 26112914 | 10100601 | 221112 |  |  | 125 | 100 |  | N | N | gas | 0.45 | 0.026 | 0 | 54 | SESARM Gas Peaking | SESARM Gas Peaking | SESARM_gas_peak
| SESARM | NC | 37035 |  |  | Duke Energy Carolinas, LLC - Marshall Steam Station | 8370411 | 75331713 | 69506512 | 138510214 | 20100102 | 221112 |  |  | 125 | 160 |  | N | Y | oil | 0.45 | 0.02 | 0.01 | 8736
| SESARM | NC | 37035 |  |  | PowerSecure, Inc. - Newton | 15616211 | 98886213 | 95938512 | 138559514 | 20100102 | 221112 |  |  |  | 160 |  | N | Y | oil | 0.45 | 0.01
| South | AR | 05007 |  |  | FLINT CREEK POWER PLANT (SWEPCO) | 1015511 | 108761413 | 112234412 | 153991014 | 20100102 | 221112 |  |  | 125 | 160 |  | N | Y | oil | 0.4485 | 0.03079 | 0.029493 | 60
899_G_GT1 | LADCO | IL | 17161 | 899 | GT1 | Moline Combustion Turbines | 4574611 | 28253113 | 27095012 | 43372414 | 20100201 | 221112 | Combustion Turbine | Natural Gas | 125 | 120 | N | N | N | gas | 0.44825 | 0.0077 | 0.000605 | 11 | LADCO Gas Peaking | LADCO Gas Peaking | LADCO_gas_peak
4256_G_2 | West | CA | 06099 | 4256 | 2 | TURLOCK IRRIGATION DISTRICT | 5704811 | 23054613 | 22125412 | 49984414 | 20100201 | 221121 | Combustion Turbine | Natural Gas, Distillate Fuel Oil | 125 | 120 | N | N | N |  | 0.44795 | 0.036584 | 0.0016662 | 8736 | West Gas Nonpeaking | West Gas Nonpeaking | West_gas_nonpeak
| Southwest | UT | 49049 |  |  | PacifiCorp Energy- Lake Side Power Plant | 12730611 | 72104413 | 66232212 | 99842414 | 20200401 | 221112 |  |  | 125 | 290 |  | N | Y | oil | 0.447 | 0.013038 | 0.007534 | 25
| LADCO | WI | 55059 |  |  | WISCONSIN ELECTRIC POWER COMPANY D/B/A WE ENERGIES-PLEASANT PRAIRIE POWER PLANT | 7509411 | 122247813 | 124611912 | 174275214 | 20300101 | 221112 |  |  | 125 | 160 |  | N | Y | oil | 0.44615 | 0.025261 | 0.000355
| LADCO | IL | 17119 |  |  | Highland Electric Light Plant | 3955311 | 110410413 | 114032912 | 156239714 | 20100101 | 221112 |  |  | 125 | 160 |  | N | Y | oil | 0.4459 | 0.0076 | 0.00021 | 20
959_G_3 | LADCO | IL | 17157 | 959 | 3 | City Of Red Bud | 4707611 | 27742113 | 26624012 | 42832914 | 20100102 | 921110 | Combustion Turbine | Distillate Fuel Oil |  | 160 | N | N | N |  | 0.44398 | 0.0076 | 0.000208 | 14 | LADCO Other Nonpeaking | LADCO Other Nonpeaking | LADCO_comp_nonpeak
3295_G_GT1 | SESARM | SC | 45003 | 3295 | GT1 | SCE&G URQUHART | 5045611 | 32105713 | 30726012 | 96350414 | 20100201 | 221112 | Combustion Turbine | Natural Gas, Distillate Fuel Oil | 125 | 120 | N | N | N | gas | 0.44349 | 0.0091469 | 0.004712 | 8 | SESARM Gas Peaking | SESARM Gas Peaking | SESARM_gas_peak
| LADCO | MN | 27113 |  |  | Thief River Falls Power Plant | 7074411 | 102596213 | 106269812 | 144078114 | 20300101 | 221112 |  |  | 125 | 999 |  | N | Y | oil | 0.443 | 0.031944 | 0.02912
| LADCO | MI | 26159 |  |  | Eastern Generation, LLC | 9510111 | 57825413 | 52558912 | 75881114 | 20100102 | 221112 |  |  | 125 | 160 |  | N | Y | oil | 0.4418 | 0.03344 | 0.02904 | 9
1104_G_GT1 | West North Central | IA | 19057 |  |  | IPL - BURLINGTON GENERATING STATION | 5511811 | 27179313 | 26079812 | 41674614 | 20100201 | 221112 |  |  | 125 | 120 |  | N | N | gas | 0.44019 | 0.022149 | 0.0019747 | 39 | West North Central Gas Peaking | West North Central Gas Peaking | West North Central_gas_peak
| South | LA | 22079 |  |  | CLECO - Brame Energy Center | 7446811 | 109707313 | 113105812 | 155267114 | 20200107 | 221112 |  |  | 125 | 160 |  | N | Y | oil | 0.44 | 0.03 | 0.03 | 52
| SESARM | MS | 28071 |  |  | University Of Mississippi, The | 7153611 | 14088013 | 13891312 | 25180714 | 20300201 | 221112 |  |  | 148 | 160 |  | N | Y | gas | 0.44 | 0.0364 |  | 2400
955_G_IC1 | LADCO | IL | 17099 |  |  | City Of Peru Generating Station | 5431911 | 27563313 | 26453512 | 45460114 | 20100101 | 221112 |  |  | 125 | 120 |  | N | N | oil | 0.43956 | 0.0055 | 0.002018 | 6 | LADCO Oil Peaking | LADCO Oil Peaking | LADCO_oil_peak
| South | KS | 20001 |  |  | Iola Mun. Power Plant #1 | 2959911 | 38601813 | 112336112 | 37437114 | 20200401 | 221112 |  |  | 125 | 160 |  | N | Y | oil | 0.43858 | 0.0098435 | 0.00022065 | 8736
50858_B_MWC3D | SESARM | FL | 12057 | 50858 | MWC3D | HILLSBOROUGH CTY. RESOURCE RECOVERY FAC. | 920211 | 46520813 | 44198312 | 45921814 | 10100602 | 562219 | Municipal Solid Waste | MSW | 103 | 270 | N | Y | N |  | 0.43847 | 0.0723 | 0.002631 | 8043 | daily flat | diurnal flat | SESARM_other_nonpeak
4257_G_21 | MANE-VU | MD | 24041 | 4257 | 21 | Easton Utilities - Airport Park | 6415411 | 88028513 | 84216812 | 119449314 | 20100102 | 221112 | Combustion Turbine | Distillate Fuel Oil, Residual Fuel Oil | 125 | 160 | N | N | N | oil | 0.4376 | 0.00761 | 0.0069 | 2080 | MANE-VU Oil Peaking | MANE-VU Oil Peaking | MANE-VU_oil_peak
4257_G_21 | MANE-VU | MD | 24041 | 4257 | 21 | Easton Utilities - Airport Park | 6415411 | 88028513 | 84216712 | 119449314 | 20100102 | 221112 | Combustion Turbine | Distillate Fuel Oil, Residual Fuel Oil | 125 | 160 | N | N | N | oil | 0.4376 | 0.00761 | 0.0069 | 2080 | MANE-VU Oil Peaking | MANE-VU Oil Peaking | MANE-VU_oil_peak
| LADCO | IL | 17119 |  |  | Highland Electric Light Plant | 3955311 | 110410513 | 114033012 | 156239814 | 20100101 | 221112 |  |  | 125 | 160 |  | N | Y | oil | 0.43227 | 0.0062 | 0.000207 | 18
| South | TX | 48279 |  |  | TOLK STATION | 4930011 | 30286613 | 29063212 | 4992314 | 20100102 | 22111 |  |  | 125 | 100 |  | N | Y | oil | 0.4318 | 0.0304 | 0.0284 | 46
| South | MO | 29097 |  |  | CARTHAGE WATER AND ELECTRIC | 5339111 | 59039913 | 58119612 | 87819514 | 20100202 | 221112 |  |  | 125 | 160 |  | N | Y | gas | 0.4317 | 0.003 | 0.0001
50134_G_GTBG | West | CA | 06029 | 50134 | GTBG | SYCAMORE COGENERATION CO | 3945411 | 35566413 | 33858612 | 58465414 | 20100201 | 221112 | Combustion Turbine | Natural Gas | 125 | 120 | Y | N | N | gas | 0.43081 | 0.09474 | 0.016012 | 8736 | daily flat | diurnal flat | West_gas_peak
696_G_10 | SESARM | FL | 12087 | 696 | 10 | FLORIDA KEYS ELECTRIC COOP ASSOC | 1858311 | 41758213 | 39816312 | 48978114 | 20100102 | 2211 | Combustion Turbine | Distillate Fuel Oil | 125 | 160 | N | N | N |  | 0.43 |  | 0.0002 | 11 | SESARM Composite Nonpeaking | SESARM Composite Nonpeaking | SESARM_comp_nonpeak
2311_G_5 | West North Central | NE | 31051 | 2311 | 5 | Wakefield Municipal Power | 6703511 | 12886313 | 12770712 | 21593414 | 20200401 | 221112 | Combustion Turbine | Natural Gas, Distillate Fuel Oil | 125 | 160 | N | N | N | oil | 0.43 | 0.011552 | 1e-07 |  | West North Central Oil Peaking | West North Central Oil Peaking | West North Central_oil_peak
| West | CA | 06095 |  |  | COMMUNITY POWER CORPORATION | 16029811 | 100349613 | 117098312 | 140540814 | 20300202 | 221112 |  |  |  | 999 |  | N | Y | gas | 0.43 | 0.01996 | 0.17 | 8736
4257_G_22 | MANE-VU | MD | 24041 | 4257 | 22 | Easton Utilities - Airport Park | 6415411 | 88028613 | 84216912 | 119449514 | 20100102 | 221112 | Combustion Turbine | Distillate Fuel Oil, Residual Fuel Oil | 125 | 160 | N | N | N | oil | 0.4272 | 0.00743 | 0.0067 | 2080 | MANE-VU Oil Peaking | MANE-VU Oil Peaking | MANE-VU_oil_peak
4257_G_22 | MANE-VU | MD | 24041 | 4257 | 22 | Easton Utilities - Airport Park | 6415411 | 88028613 | 84217012 | 119449514 | 20100102 | 221112 | Combustion Turbine | Distillate Fuel Oil, Residual Fuel Oil | 125 | 160 | N | N | N | oil | 0.4272 | 0.00743 | 0.0067 | 2080 | MANE-VU Oil Peaking | MANE-VU Oil Peaking | MANE-VU_oil_peak
50118_G_GEN9 | South | TX | 48453 | 50118 | GEN9 | HAL C WEAVER POWER PLANT | 4181711 | 71521813 | 65745412 | 99009314 | 10100601 | 22111 | Combined Cycle | Natural Gas | 125 | 100 | Y | N | N | gas | 0.4271 | 0.1879 | 0.0114 | 2203 | daily flat | diurnal flat | South_gas_peak
| West North Central | WY | 56031 |  |  | Laramie River Station | 4207711 | 126905113 | 128645012 | 182368514 | 20200102 | 221112 |  |  | 125 | 160 |  | N | Y | oil | 0.42654 | 0 | 0.02806 | 61
| LADCO | IN | 18153 |  |  | HOOSIER ENERGY REC INC MEROM GENERA | 8396211 | 114238313 | 116791512 | 166988714 | 20100202 | 221112 |  |  | 125 | 999 |  | N | Y | gas | 0.4238 | 0.11266 | 0.0046
6565_G_4A | MANE-VU | MD | 24047 | 6565 | 4A | Berlin Town Power Plant | 6572311 | 88043013 | 84238712 | 119466614 | 20100102 | 221112 | Combustion Turbine | Distillate Fuel Oil | 125 | 160 | N | N | N | oil | 0.42345 | 0.0123 | 0.0075 | 2080 | MANE-VU Oil Peaking | MANE-VU Oil Peaking | MANE-VU_oil_peak
6565_G_4A | MANE-VU | MD | 24047 | 6565 | 4A | Berlin Town Power Plant | 6572311 | 88043013 | 84238812 | 119466614 | 20100102 | 221112 | Combustion Turbine | Distillate Fuel Oil | 125 | 160 | N | N | N | oil | 0.42345 | 0.0123 | 0.0075 | 2080 | MANE-VU Oil Peaking | MANE-VU Oil Peaking | MANE-VU_oil_peak
| LADCO | IN | 18147 |  |  | INDIANA MICHIGAN POWER DBA AEP ROCKPO | 8017211 | 3995313 | 3881712 | 123931814 | 20200401 | 221112 |  |  | 125 | 999 |  | N | Y | oil | 0.42223 | 0.0072782 | 0.0040295
7397_G_5 | MANE-VU | PA | 42055 | 7397 | 5 | CHAMBERSBURG BORO/FALLING SPRING 2ND ST DIESEL POWER PLT | 3769511 | 37866713 | 36122412 | 14005514 | 20100102 | 221112 | Combustion Turbine | Natural Gas, Distillate Fuel Oil | 125 | 160 | N | N | N | oil | 0.4221 | 0.1657 | 0.1338 | 11 | MANE-VU Gas Peaking | MANE-VU Gas Peaking | MANE-VU_gas_peak
| West North Central | IA | 19125 |  |  | MIDAMERICAN ENERGY CO - KNOXVILLE POWER STATION | 10702211 | 58603913 | 54512712 | 77309714 | 20100102 | 221112 |  |  | 125 | 160 |  | N | Y | oil | 0.42172 | 0.012112 | 0.00036099 | 22
| South | KS | 20155 |  |  | Westar Energy - Hutchinson | 5500911 | 26991013 | 109976912 | 37473814 | 20200401 | 221112 |  |  | 125 | 160 |  | N | Y | oil | 0.42137 | 0.0073213 | 0.00019949 | 8760
| LADCO | MN | 27085 |  |  | Glencoe Light & Power Commission | 7626111 | 79597013 | 70673612 | 102772214 | 20200401 | 221112 |  |  | 125 | 160 |  | N | Y | oil | 0.4205 | 0.007248 | 0.0001987
56184_G_IC12 | West | CA | 06103 | 56184 | IC12 | CALIFORNIA POWER HOLDINGS LLC | 765911 | 45531013 | 43251312 | 167375714 | 20100707 | 221111 | Combustion Turbine | Natural Gas | 125 | 160 | N | N | N |  | 0.42031 |  |  | 8736 | West Other Nonpeaking | West Other Nonpeaking | West_other_nonpeak
3096_G_1A | MANE-VU | PA | 42003 | 3096 | 1A | NRG POWER MIDWEST L.P../BRUNOT ISLE POWER PLT | 8404911 | 98943513 | 95971112 | 138616314 | 20100101 | 221121 | Combustion Turbine | Distillate Fuel Oil | 125 | 100 | N | N | N |  | 0.42 | 0.0099 | 0.04 | 12 | MANE-VU Oil Nonpeaking | MANE-VU Oil Nonpeaking | MANE-VU_oil_nonpeak
8010_G_2 | Southwest | UT | 49035 | 8010 | 2 | Murray City Power Department- Electrical Generation Plant | 7559011 | 11944713 | 11840712 | 16614 | 20100201 | 221112 | Combustion Turbine | Natural Gas | 125 | 120 | N | N | N | gas | 0.42 | 0.089136 | 0.004316 | 210 | Southwest Gas Peaking | Southwest Gas Peaking | Southwest_gas_peak
| South | OK | 40119 |  |  | MUNICIPAL ELEC PWR STA | 8506211 | 533513 | 530212 | 130385414 | 20100102 | 221112 |  |  | 125 | 160 |  | N | Y | oil | 0.42 | 0.01 | 0.02 | 4
| West North Central | NE | 31023 |  |  | David City Municipal Power | 7574511 | 125848913 | 11799112 | 181118814 | 20100102 | 221112 |  |  | 125 | 360 |  | N | Y | oil | 0.42 | 0.010756
50858_G_GEN2 | SESARM | FL | 12057 |  |  | HILLSBOROUGH CTY. RESOURCE RECOVERY FAC. | 920211 | 67270713 | 85395012 | 121131314 | 10100602 | 562219 |  |  | 103 | 270 |  | N | N |  | 0.41994 | 0.13849 | 0.005039 | 8104 | SESARM Other Nonpeaking | SESARM Other Nonpeaking | SESARM_other_nonpeak
| LADCO | IL | 17163 |  |  | Village of Freeburg | 4909511 | 91366913 | 87549712 | 124504814 | 20100102 | 221112 |  |  | 125 | 160 |  | N | Y | oil | 0.41918 | 0.0063 | 0.000235 | 24
50882_B_1 | MANE-VU | NY | 36119 | 50882 | 1 | WHEELABRATOR WESTCHESTER LP | 8123611 | 4684113 | 4525912 | 20747014 | 39000699 | 562213 | Municipal Solid Waste | MSW | 103 | 270 | N | Y | N |  | 0.41855 | 0.0080118 | 0.0018 |  | daily flat | diurnal flat | MANE-VU_other_nonpeak
| LADCO | IL | 17163 |  |  | Village of Freeburg | 4909511 | 88691613 | 84987812 | 120369914 | 20100102 | 221112 |  |  | 125 | 160 |  | N | Y | oil | 0.41808 | 0.0063 | 0.000234 | 24
1084_G_2 | West North Central | IA | 19153 | 1084 | 2 | MIDAMERICAN ENERGY CO - RIVER HILLS TURBINES | 3163711 | 38794613 | 37073112 | 42605014 | 20100201 | 221112 | Combustion Turbine | Natural Gas | 125 | 120 | N | N | N | gas | 0.41802 | 0.0086216 | 0.00076841 | 16 | West North Central Gas Peaking | West North Central Gas Peaking | West North Central_gas_peak
| LADCO | MI | 26163 |  |  | DEARBORN INDUSTRIAL GENERATION | 7778711 | 82754713 | 73742512 | 106344614 | 20200102 | 221112 |  |  | 125 | 160 |  | N | Y | oil | 0.4175 | 0.0048858 | 0.0037 | 13
3686_G_6 | Southwest | UT | 49049 |  |  | Provo City Power: Power Plant | 6282311 | 15488613 | 15150312 | 18414 | 20100102 | 221112 |  |  | 125 | 160 |  | N | N | oil | 0.417 | 0.0314 | 0 | 71 | Southwest Gas Peaking | Southwest Gas Peaking | Southwest_gas_peak
| South | TX | 48189 |  |  | ANTELOPE STATION | 15625011 | 123093913 | 125197812 | 175202214 | 20200102 | 22111 |  |  | 125 | 160 |  | N | Y | oil | 0.4168 | 0.0139 | 0.0101 | 38
| South | TX | 48029 |  |  | LEON CREEK PLANT | 3000111 | 69917213 | 64284612 | 96870214 | 20200102 | 22111 |  |  | 125 | 160 |  | N | Y | oil | 0.4166 | 0.0296 | 0.0276 | 192
2299_G_5 | West North Central | NE | 31181 | 2299 | 5 | Red Cloud Municipal Plant | 7515011 | 12752013 | 12660812 | 21283014 | 20100102 | 221112 | Combustion Turbine | Natural Gas, Distillate Fuel Oil | 125 | 160 | N | N | N | oil | 0.416 | 0.041137 | 0.039 |  | West North Central Oil Peaking | West North Central Oil Peaking | West North Central_oil_peak
| South | TX | 48029 |  |  | CALAVERAS PLANT | 5617211 | 69925413 | 64297112 | 96880314 | 20200102 | 22111 |  |  | 125 | 160 |  | N | Y | oil | 0.4157 | 0.0121 | 0.007 | 284
3295_G_GT2 | SESARM | SC | 45003 | 3295 | GT2 | SCE&G URQUHART | 5045611 | 32105513 | 30726412 | 96350814 | 20100201 | 221112 | Combustion Turbine | Natural Gas, Distillate Fuel Oil | 125 | 120 | N | N | N | gas | 0.41412 | 0.0085412 | 0.0044 | 14 | SESARM Gas Peaking | SESARM Gas Peaking | SESARM_gas_peak
| LADCO | IL | 17119 |  |  | Highland Electric Light Plant | 3955311 | 60109813 | 32158212 | 86171714 | 20100101 | 221112 |  |  | 125 | 160 |  | N | Y | oil | 0.41392 | 0.0071 | 0.000195 | 26
50458_G_GEN2 | MANE-VU | NY | 36091 | 50458 | GEN2 | INDECK-CORINTH ENERGY CENTER | 7819511 | 3429213 | 58898412 | 18074414 | 10500206 | 221112 | Combined Cycle | Natural Gas, Distillate Fuel Oil | 125 | 140 | Y | N | N |  | 0.41308 | 0.033373 | 2.65e-06 |  | daily flat | diurnal flat | MANE-VU_comp_peak
| LADCO | IL | 17073 |  |  | Geneseo Municipal Utilities | 2344911 | 59710913 | 55183712 | 85812114 | 20100202 | 221112 |  |  | 125 | 160 |  | N | Y | gas | 0.41152 | 0.0224 | 1.1e-05 | 19
| LADCO | MI | 26063 |  |  | DTE Electric Company - Oliver Peaking Station | 5952911 | 107274313 | 23571312 | 151924614 | 20200401 | 221112 |  |  | 125 | 160 |  | N | Y | oil | 0.41105 | 0.007085 | 0.000195 | 10
| LADCO | MI | 26063 |  |  | DTE Electric Company - Oliver Peaking Station | 5952911 | 107274413 | 23571312 | 151924714 | 20200401 | 221112 |  |  | 125 | 160 |  | N | Y | oil | 0.41105 | 0.007085 | 0.000195 | 10
3136_G_3 | MANE-VU | PA | 42005 | 3136 | 3 | GENON NE MGMT CO/KEYSTONE STA | 3866111 | 37165013 | 35416612 | 93011814 | 20100101 | 221112 | Combustion Turbine | Distillate Fuel Oil | 125 | 120 | N | N | N | oil | 0.41 | 0.010756 |  | 8 | MANE-VU Oil Peaking | MANE-VU Oil Peaking | MANE-VU_oil_peak
3136_G_6 | MANE-VU | PA | 42005 | 3136 | 6 | GENON NE MGMT CO/KEYSTONE STA | 3866111 | 37165513 | 35416212 | 93012114 | 20100101 | 221112 | Combustion Turbine | Distillate Fuel Oil | 125 | 120 | N | N | N | oil | 0.41 | 0.010756 |  | 9 | MANE-VU Oil Peaking | MANE-VU Oil Peaking | MANE-VU_oil_peak
| LADCO | MI | 26163 |  |  | DEARBORN INDUSTRIAL GENERATION | 7778711 | 82754813 | 73742612 | 106344714 | 20200102 | 221112 |  |  | 125 | 160 |  | N | Y | oil | 0.41 | 0.0047823 | 0.0036 | 13
| West North Central | NE | 31023 |  |  | David City Municipal Power | 7574511 | 125849113 | 11799112 | 181119014 | 20100102 | 221112 |  |  | 125 | 360 |  | N | Y | oil | 0.41 | 0.010756
| West North Central | IA | 19127 |  |  | INDUSTRIAL ENERGY APPLICATIONS, INC. - JBS USA | 16962211 | 111695013 | 114906712 | 157914614 | 20100102 | 221112 |  |  |  | 160 |  | N | Y | oil | 0.40804 | 0.0070897 | 0.00019318 | 25
957_G_8 | LADCO | IL | 17011 | 957 | 8 | Princeton Muncipal Electric Utility | 2363611 | 40498313 | 55895812 | 46484914 | 20100201 | 221112 | Combustion Turbine | Natural Gas, Distillate Fuel Oil | 125 | 120 | N | N | N | gas | 0.40456 | 0.022 | 1.1e-05 | 15 | LADCO Gas Peaking | LADCO Gas Peaking | LADCO_gas_peak
| South | KS | 20201 |  |  | Washington Mun. Power Plant | 4126811 | 34105013 | 112290812 | 39227914 | 20200402 | 221112 |  |  | 125 | 160 |  | N | Y | oil | 0.40248 | 0.012069 | 1.336e-05 | 1
| West | CA | 06081 |  |  | MCI DBA VERIZON BUSINESS | 13765311 | 83609813 | 75007312 | 109047714 | 20100102 | 221112 |  |  |  | 160 |  | N | Y | oil | 0.402 | 0.0085834 | 0.0004176 | 12
55099_G_01 | South | LA | 22073 | 55099 | 01 | NRG Sterlington Power LLC - Sterlington Power Plant | 5836111 | 82087213 | 73130412 | 105606314 | 20100201 | 221112 | Combustion Turbine | Natural Gas | 125 | 120 | N | N | N | gas | 0.40123 | 0.016053 | 0.00827 | 8736 | South Gas Peaking | South Gas Peaking | South_gas_peak
607_G_2 | Northwest | WA | 53057 | 607 | 2 | PSE FREDONIA | 8532811 | 942313 | 867312 | 2017214 | 20100101 | 221112 | Combustion Turbine | Natural Gas, Distillate Fuel Oil | 125 | 120 | N | N | N | oil | 0.4 | 0 | 0 | 840 | Northwest Gas Peaking | Northwest Gas Peaking | Northwest_gas_peak
| South | OK | 40079 |  |  | CCTI TEST UNIT | 17914011 | 126763113 | 128345212 | 182060914 | 20200102 | 221112 |  |  |  | 160 |  | N | Y | oil | 0.4 | 0.02 | 2.5 | 8760
| South | TX | 48315 |  |  | WILKES POWER PLANT | 5613211 | 91506113 | 88468612 | 124685114 | 20100107 | 22111 |  |  | 125 | 160 |  | N | Y | oil | 0.4 | 0.02 | 0.0003 | 16
|  | TB | 88582 |  |  | Morongo Casino Cogeneration Facility | 17092411 | 113330813 | 115942812 | 159494214 | 20100102 | 22111 |  |  |  | 160 |  | N | Y | oil | 0.4 | 0 | 0
|  | TB | 88582 |  |  | Morongo Casino Cogeneration Facility | 17092411 | 113330913 | 115942912 | 159494314 | 20100102 | 22111 |  |  |  | 160 |  | N | Y | oil | 0.4 | 0 | 0
| West North Central | SD | 46103 |  |  | Black Hill Power & Light Company (Ben French) | 6195711 | 15199613 | 14854012 | 11739414 | 20200401 | 221112 |  |  | 125 | 160 |  | N | Y | oil | 0.4 | 0 | 0
| Northwest | WA | 53041 |  |  | TransAlta Centralia Generation, LLC | 6281311 | 99766913 | 96642012 | 139549514 | 20200102 | 221112 |  |  | 125 | 160 |  | N | Y | oil | 0.4 | 0.01 | 0
| West North Central | NE | 31023 |  |  | David City Municipal Power | 7574511 | 125849213 | 11799112 | 181119114 | 20100102 | 221112 |  |  | 125 | 360 |  | N | Y | oil | 0.4 | 0.010756
| SESARM | NC | 37019 |  |  | CPI USA North Carolina - Southport Plant | 8176711 | 6824313 | 69495412 | 17766114 | 20100102 | 221112 |  |  | 125 | 160 |  | N | Y | oil | 0.4 | 0.03 |  | 39
| LADCO | IL | 17133 |  |  | Waterloo City Light Plant | 5546111 | 60195013 | 55584212 | 86264414 | 20100101 | 221112 |  |  | 125 | 160 |  | N | Y | oil | 0.39947 | 0.006 | 0.000221 | 20
7392_G_2 | South | MO | 29023 | 7392 | 2 | POPLAR BLUFF MUNICIPAL UTILITIES GENERATING PLANT | 6321511 | 16016613 | 15638212 | 25460014 | 20100102 | 221112 | Combustion Turbine | Natural Gas, Distillate Fuel Oil | 125 | 160 | N | N | N | oil | 0.3986 | 0.0092 | 0.0262 |  | South Gas Peaking | South Gas Peaking | South_gas_peak
1615_G_13 | MANE-VU | MA | 25019 | 1615 | 13 | NANTUCKET ELECTRIC COMPANY | 6110111 | 87827113 | 83950212 | 119208114 | 20300102 | 221112 | Combustion Turbine | Distillate Fuel Oil | 125 | 120 | N | N | N | oil | 0.3981 | 0.067328 | 0.0807 |  | MANE-VU Oil Peaking | MANE-VU Oil Peaking | MANE-VU_oil_peak
| South | TX | 48321 |  |  | SOUTH TEXAS PROJECT | 6152311 | 71279013 | 65535812 | 98715614 | 20200102 | 22111 |  |  |  | 160 |  | N | Y | oil | 0.3978 | 0.0087 | 0.0003 | 96
| South | KS | 20173 |  |  | Westar Energy - Gordon Evans | 5603211 | 63925313 | 58553812 | 88587314 | 20200401 | 221112 |  |  | 125 | 160 |  | N | Y | oil | 0.3973 | 0.0069032 | 0.0001881 | 8760
7397_G_6 | MANE-VU | PA | 42055 | 7397 | 6 | CHAMBERSBURG BORO/FALLING SPRING 2ND ST DIESEL POWER PLT | 3769511 | 37866613 | 36122512 | 14005614 | 20100102 | 221112 | Combustion Turbine | Natural Gas, Distillate Fuel Oil | 125 | 160 | N | N | N | oil | 0.3965 | 0.0302 | 0.1334 | 11 | MANE-VU Gas Peaking | MANE-VU Gas Peaking | MANE-VU_gas_peak
| West North Central | IA | 19097 |  |  | MAQUOKETA MUNICIPAL ELEC UTILITY | 12806911 | 67853913 | 62401812 | 93625714 | 20200401 | 221112 |  |  | 125 | 160 |  | N | Y | oil | 0.39592 | 0.0045166 | 0.00012296 | 13
| West North Central | IA | 19127 |  |  | INDUSTRIAL ENERGY APPLICATIONS, INC. - JBS USA | 16962211 | 111695313 | 114907012 | 157914914 | 20100102 | 221112 |  |  |  | 160 |  | N | Y | oil | 0.39457 | 0.0068556 | 0.0001868 | 25
56184_G_IC11 | West | CA | 06103 | 56184 | IC11 | CALIFORNIA POWER HOLDINGS LLC | 765911 | 45532213 | 43251412 | 49690014 | 20100707 | 221111 | Combustion Turbine | Natural Gas | 125 | 160 | N | N | N |  | 0.39398 |  |  | 8736 | West Other Nonpeaking | West Other Nonpeaking | West_other_nonpeak
| LADCO | IN | 18147 |  |  | INDIANA MICHIGAN POWER DBA AEP ROCKPO | 8017211 | 3995113 | 3881612 | 123931714 | 20200401 | 221112 |  |  | 125 | 999 |  | N | Y | oil | 0.39398 | 0.0067912 | 0.0037599
| LADCO | OH | 39093 |  |  | Oberlin Municipal Light & Power System (0247100320) | 9273411 | 55507713 | 68161312 | 100570614 | 20100102 | 221112 |  |  | 125 | 999 |  | N | Y | oil | 0.3926 | 0.0151 | 0.02581 | 78
| LADCO | IN | 18083 |  |  | Duke Energy Indiana LLC Edwardsport Gen | 4478911 | 28309213 | 112715112 | 123762714 | 20100102 | 221112 |  |  | 125 | 999 |  | N | Y | oil | 0.39169 | 0.0097652 | 0.025745
| SESARM | AL | 01073 |  |  | ALABAMA POWER COMPANY HEADQUARTERS BUILDING | 1112211 | 63074613 | 57787612 | 86792114 | 20100102 | 221112 |  |  |  | 999 |  | N | Y | oil | 0.3914 | 0.0091062 | 0.0418
2237_G_3 | West North Central | NE | 31147 | 2237 | 3 | Falls City Power Plant | 7629411 | 12545013 | 12454912 | 24512014 | 20200402 | 926130 | Combustion Turbine | Natural Gas, Distillate Fuel Oil | 125 | 160 | N | N | N |  | 0.39082 | 0.006948 | 0.0043425 |  | West North Central Composite Nonpeaking | West North Central Composite Nonpeaking | West North Central_comp_nonpeak
| West North Central | IA | 19127 |  |  | INDUSTRIAL ENERGY APPLICATIONS, INC. - JBS USA | 16962211 | 111695213 | 114906912 | 157914814 | 20100102 | 221112 |  |  |  | 160 |  | N | Y | oil | 0.39015 | 0.0067789 | 0.00018471 | 24
50885_B_BLR2 | MANE-VU | NJ | 34015 | 50885 | BLR2 | WHEELABRATOR GLOUCESTER COMPANY L P | 7701011 | 12110213 | 7087012 | 91555614 | 10100601 | 562213 | Municipal Solid Waste | MSW | 103 | 100 | N | Y | N |  | 0.39 | 0.03 | 0.005 |  | daily flat | diurnal flat | MANE-VU_other_nonpeak
| South | TX | 48315 |  |  | WILKES POWER PLANT | 5613211 | 91505913 | 88468412 | 124684914 | 20100107 | 22111 |  |  | 125 | 160 |  | N | Y | oil | 0.39 | 0.02 | 0.0003 | 14
| MANE-VU | PA | 42063 |  |  | GENON NE MGMT CO/CONEMAUGH PLT | 2905911 | 38673413 | 36955612 | 93065714 | 20100102 | 221112 |  |  | 125 | 160 |  | N | Y | oil | 0.39 | 0.010756 |  | 12
| LADCO | IL | 17011 |  |  | Princeton Muncipal Electric Utility | 2363611 | 59310013 | 55895512 | 85396714 | 20100201 | 221112 |  |  | 125 | 160 |  | N | Y | gas | 0.38936 | 0.0211 | 1.1e-05 | 10
| SESARM | KY | 21067 |  |  | KY Utilities Co - Haefling Station | 6643411 | 17791713 | 67618312 | 39235714 | 20200101 | 221112 |  |  | 125 | 999 |  | N | Y | oil | 0.38931 | 0.0048721 | 0.44363
969_G_12 | LADCO | IL | 17139 | 969 | 12 | Sullivan Power Plant | 4657211 | 28182313 | 27025912 | 42927814 | 20200401 | 221112 | Combustion Turbine | Natural Gas, Distillate Fuel Oil | 125 | 160 | N | N | N | oil | 0.38876 | 0.0066 | 0.000182 | 12 | LADCO Oil Peaking | LADCO Oil Peaking | LADCO_oil_peak
| SESARM | WV | 54023 |  |  | Dominion Resources, Inc. - MOUNT STORM POWER STATION | 6257011 | 71961513 | 109749812 | 99690014 | 20100102 | 221112 |  |  | 125 | 999 |  | N | Y | oil | 0.38784 | 0.0067387 | 0.024482 | 1
56184_G_IC9 | West | CA | 06103 | 56184 | IC9 | CALIFORNIA POWER HOLDINGS LLC | 765911 | 45532113 | 43251212 | 167376914 | 20100707 | 221111 | Combustion Turbine | Natural Gas | 125 | 160 | N | N | N |  | 0.38747 |  |  | 8736 | West Other Nonpeaking | West Other Nonpeaking | West_other_nonpeak
3799_G_GT2 | MANE-VU | VA | 51005 | 3799 | GT2 | Dominion - Low Moor CT Station | 9047011 | 57565513 | 49270012 | 68284214 | 20100101 | 221112 | Combustion Turbine | Distillate Fuel Oil | 125 | 120 | N | N | N | oil | 0.38676 | 0.005274 | 0.088779 |  | MANE-VU Oil Peaking | MANE-VU Oil Peaking | MANE-VU_oil_peak
| SESARM | FL | 12099 |  |  | CITY OF LAKE WORTH UTILITIES | 919411 | 106526313 | 110127612 | 150867014 | 20200102 | 221112 |  |  | 125 | 999 |  | N | Y | oil | 0.3865 | 0.011604 | 0.000184 | 66
2039_B_3 | LADCO | MN | 27141 | 2039 | 3 | Great River Energy | 8162511 | 6842913 | 6795712 | 144054114 | 10100601 | 562213 | Municipal Solid Waste | MSW | 103 | 270 | N | Y | N |  | 0.3864 | 0.00044312 | 0.0002484 |  | daily flat | diurnal flat | LADCO_other_nonpeak
| LADCO | IN | 18147 |  |  | INDIANA MICHIGAN POWER DBA AEP ROCKPO | 8017211 | 3995413 | 3881912 | 123931614 | 20200401 | 221112 |  |  | 125 | 999 |  | N | Y | oil | 0.3861 | 0.0066553 | 0.0036847
| LADCO | IL | 17073 |  |  | Geneseo Municipal Utilities | 2344911 | 59710513 | 55184112 | 85812514 | 20100202 | 221112 |  |  | 125 | 160 |  | N | Y | gas | 0.38228 | 0.0208 | 1.1e-05 | 12
3504_G_D3 | South | TX | 48073 | 3504 | D3 | STRYKER CREEK ELECTRIC STATION | 5729511 | 21907913 | 21008412 | 10075214 | 20100102 | 22111 | Combustion Turbine | Distillate Fuel Oil | 125 | 160 | N | N | N | oil | 0.3821 | 0.0064 | 0.0535 | 22 | South Oil Peaking | South Oil Peaking | South_oil_peak
| LADCO | OH | 39093 |  |  | Oberlin Municipal Light & Power System (0247100320) | 9273411 | 55508213 | 68160712 | 100571614 | 20200402 | 221112 |  |  | 125 | 999 |  | N | Y | oil | 0.381 | 0.002997 | 1.442e-07 | 76
| West North Central | IA | 19127 |  |  | INDUSTRIAL ENERGY APPLICATIONS, INC. - JBS USA | 16962211 | 111695113 | 114906812 | 157914714 | 20100102 | 221112 |  |  |  | 160 |  | N | Y | oil | 0.38044 | 0.0066101 | 0.00018011 | 22
54464_B_B003 | SESARM | GA | 13021 | 54464 | B003 | Graphic Packaging Macon Mill | 7414811 | 9232813 | 9115912 | 46282514 | 10200401 | 322130 | Non-Fossil Waste | Non-Fossil Waste | 133 | 100 | Y | N | N |  | 0.38 | 0.000326 | 0.283 | 8222 | daily flat | diurnal flat | SESARM_comp_nonpeak
2322_G_GT4 | West | NV | 32003 | 2322 | GT4 | Nevada Power Clark Station | 8211211 | 67143013 | 6682512 | 92551214 | 20100201 | 22111 | Combustion Turbine | Natural Gas | 125 | 120 | N | N | N | gas | 0.38 | 0.14 | 0.01 |  | West Gas Peaking | West Gas Peaking | West_gas_peak
8010_G_3 | Southwest | UT | 49035 | 8010 | 3 | Murray City Power Department- Electrical Generation Plant | 7559011 | 11944913 | 66145012 | 16414 | 20100201 | 221112 | Combustion Turbine | Natural Gas | 125 | 120 | N | N | N | gas | 0.38 | 0.073128 | 0.003541 | 174 | Southwest Gas Peaking | Southwest Gas Peaking | Southwest_gas_peak
3000_B_1 | South | OK | 40119 |  |  | BOOMER LAKE STATION | 5615011 | 21312413 | 20462912 | 15685514 | 10100601 | 221112 |  |  | 125 | 100 |  | N | N | gas | 0.38 | 0.042 | 0.003 | 210 | South Gas Peaking | South Gas Peaking | South_gas_peak
52010_B_BLR2 | SESARM | FL | 12071 | 52010 | BLR2 | LEE COUNTY DEPT. OF SOLID WASTE MGT. | 922411 | 46492913 | 44171812 | 49133714 | 50190010 | 562219 | Municipal Solid Waste | MSW | 103 | 270 | N | Y | N |  | 0.38 | 0.028516 | 3e-05 | 8114 | daily flat | diurnal flat | SESARM_other_nonpeak
| South | TX | 48315 |  |  | WILKES POWER PLANT | 5613211 | 91506013 | 88468512 | 124685014 | 20100107 | 22111 |  |  | 125 | 160 |  | N | Y | oil | 0.38 | 0.02 | 0.0003 | 14
| MANE-VU | NJ | 34011 |  |  | Sherman Energy Center | 8094711 | 7143313 | 60835112 | 23000814 | 20200202 | 221112 |  |  | 125 | 290 |  | N | Y | gas | 0.38 | 0.08 | 0.0026
| West North Central | IA | 19017 |  |  | WAVERLY LIGHT & POWER - NORTH & SOUTH PLANTS | 9658911 | 53723313 | 51520512 | 75488714 | 20200402 | 221112 |  |  | 125 | 160 |  | N | Y | oil | 0.37977 | 0.0078204 | 0.00014066 | 12
50860_B_BLR1 | LADCO | MI | 26081 | 50860 | BLR1 | Kent County Waste to Energy Facility | 4151611 | 35916713 | 34214112 | 28458914 | 10300602 | 562213 | Municipal Solid Waste | MSW | 103 | 270 | N | Y | N |  | 0.37835 | 0.028755 | 0.00227 | 52 | daily flat | diurnal flat | LADCO_other_nonpeak
50860_B_BLR2 | LADCO | MI | 26081 | 50860 | BLR2 | Kent County Waste to Energy Facility | 4151611 | 35916813 | 34214012 | 28458714 | 10300602 | 562213 | Municipal Solid Waste | MSW | 103 | 270 | N | Y | N |  | 0.3783 | 0.02875 | 0.00227 | 52 | daily flat | diurnal flat | LADCO_other_nonpeak
| LADCO | IN | 18173 |  |  | SIGECO - Culley, Newburgh | 8183011 | 5840113 | 5687812 | 123727314 | 20100102 | 221112 |  |  | 125 | 999 |  | N | Y | oil | 0.3775 | 0.0094114 | 0.024813
| LADCO | IL | 17119 |  |  | Highland Electric Light Plant | 3955311 | 60109413 | 114032712 | 86172114 | 20100101 | 221112 |  |  | 125 | 160 |  | N | Y | oil | 0.37643 | 0.0064 | 0.000179 | 21
1330_B_4 | South | KS | 20191 | 1330 | 4 | Wellington Mun. Power Plant #1 | 5444311 | 26795713 | 25711212 | 39523114 | 10100601 | 221112 | O/G Steam | Natural Gas | 125 | 100 | N | N | N | gas | 0.37597 | 0.02041 | 0.0016113 | 234 | South Gas Peaking | South Gas Peaking | South_gas_peak
| LADCO | IL | 17133 |  |  | Waterloo City Light Plant | 5546111 | 60194813 | 55583812 | 86264214 | 20100101 | 221112 |  |  | 125 | 160 |  | N | Y | oil | 0.37542 | 0.0056 | 0.000208 | 19
| LADCO | IL | 17133 |  |  | Waterloo City Light Plant | 5546111 | 60195113 | 55584112 | 86264614 | 20100101 | 221112 |  |  | 125 | 160 |  | N | Y | oil | 0.37475 | 0.0056 | 0.000207 | 19
| West North Central | IA | 19017 |  |  | WAVERLY LIGHT & POWER - NORTH & SOUTH PLANTS | 9658911 | 53723113 | 51521012 | 75488314 | 20200402 | 221112 |  |  | 125 | 160 |  | N | Y | oil | 0.37396 | 0.003241 | 0.00013851 | 12
676_G_IC1 | SESARM | FL | 12105 | 676 | IC1 | C.D. MCINTOSH, JR. POWER PLANT | 643111 | 46453513 | 44132712 | 45840014 | 20100102 | 2211 | Combustion Turbine | Distillate Fuel Oil | 125 | 160 | N | N | N |  | 0.37388 | 0.009321 | 0.004677 | 7 | SESARM Composite Nonpeaking | SESARM Composite Nonpeaking | SESARM_comp_nonpeak
1829_G_5 | LADCO | MI | 26059 | 1829 | 5 | HILLSDALE CITY OF PUBLIC UTILITIES | 6056111 | 23807113 | 22840412 | 28136514 | 20100102 | 221112 | Combustion Turbine | Natural Gas, Distillate Fuel Oil | 125 | 160 | N | N | N | oil | 0.37355 | 0.028272 | 0.024555 | 16 | LADCO Gas Peaking | LADCO Gas Peaking | LADCO_gas_peak
943_G_8 | LADCO | IL | 17163 | 943 | 8 | Village of Freeburg | 4909511 | 31529413 | 30141712 | 43822014 | 20100102 | 221112 | Combustion Turbine | Distillate Fuel Oil | 125 | 160 | N | N | N | oil | 0.37347 | 0.0056 | 0.0002065 | 37 | LADCO Oil Peaking | LADCO Oil Peaking | LADCO_oil_peak
943_G_8 | LADCO | IL | 17163 | 943 | 8 | Village of Freeburg | 4909511 | 31529413 | 93636712 | 43822014 | 20100102 | 221112 | Combustion Turbine | Distillate Fuel Oil | 125 | 160 | N | N | N | oil | 0.37347 | 0.0056 | 0.0002065 | 37 | LADCO Oil Peaking | LADCO Oil Peaking | LADCO_oil_peak
55418_G_ST1 | South | AR | 05059 | 55418 | ST1 | Entergy Arkansas, Inc. - Hot Spring Energy Facility | 1119311 | 46771413 | 44381212 | 62633114 | 10100602 | 221112 | Combined Cycle | Natural Gas | 125 | 100 | N | N | N | gas | 0.37332 | 0.026022 | 0.00028 | 203 | South Gas Peaking | South Gas Peaking | South_gas_peak
| South | AR | 05143 |  |  | Harry D. Mattison Power Plant | 10642811 | 63390813 | 57939412 | 87313114 | 20100107 | 221112 |  |  | 125 | 160 |  | N | Y | oil | 0.37311 | 0.02165 | 0.00029701 | 24
| LADCO | OH | 39035 |  |  | AMP Cleveland Generating Station (1318008238) | 14717211 | 122641613 | 124890512 | 174826014 | 20100102 | 221112 |  |  | 125 | 999 |  | N | Y | oil | 0.373 | 0.02902 | 0.0003 | 18
| SESARM | KY | 21167 |  |  | KY Utilities Co - Brown Station | 5933111 | 97281613 | 94294012 | 135752114 | 20200102 | 221112 |  |  | 125 | 999 |  | N | Y | oil | 0.37176 | 0.026998 | 0.00012721
2241_G_GT1 | West North Central | NE | 31079 | 2241 | GT1 | C W Burdick Generating Station | 6714711 | 12864613 | 12757112 | 21907614 | 20100201 | 221112 | Combustion Turbine | Natural Gas, Distillate Fuel Oil | 125 | 120 | N | N | N | gas | 0.37 | 1.82e-07 | 0.02 |  | West North Central Gas Peaking | West North Central Gas Peaking | West North Central_gas_peak
7883_G_10 | SESARM | TN | 47067 | 7883 | 10 | POWELL VALLEY ELECTRIC COOPERATIVE, INC. | 3787211 | 37839613 | 36095512 | 11513514 | 10100501 | 221112 | Combustion Turbine | Distillate Fuel Oil | 125 | 160 | N | N | N | oil | 0.37 | 0.000822 | 0.0064 |  | SESARM Oil Peaking | SESARM Oil Peaking | SESARM_oil_peak
7883_G_11 | SESARM | TN | 47067 | 7883 | 11 | POWELL VALLEY ELECTRIC COOPERATIVE, INC. | 3787211 | 37839813 | 36095112 | 11513314 | 10100501 | 221112 | Combustion Turbine | Distillate Fuel Oil | 125 | 160 | N | N | N | oil | 0.37 | 0.000822 | 0.0064 |  | SESARM Oil Peaking | SESARM Oil Peaking | SESARM_oil_peak
| LADCO | MI | 26063 |  |  | DTE Electric Company - Oliver Peaking Station | 5952911 | 107274213 | 23571312 | 151924514 | 20200401 | 221112 |  |  | 125 | 160 |  | N | Y | oil | 0.3699 | 0.006375 | 0.000175 | 9
3295_G_GT2 | SESARM | SC | 45003 | 3295 | GT2 | SCE&G URQUHART | 5045611 | 32105513 | 30726412 | 12473114 | 20100101 | 221112 | Combustion Turbine | Natural Gas, Distillate Fuel Oil | 125 | 120 | N | N | N | oil | 0.36804 | 0.0046298 | 0.00063361 | 6 | SESARM Gas Peaking | SESARM Gas Peaking | SESARM_gas_peak
| Southwest | AZ | 04017 |  |  | APS - CHOLLA POWER PLANT | 863011 | 111574313 | 45044612 | 157735914 | 20200102 | 221112 |  |  | 125 | 160 |  | N | Y | oil | 0.36791 | 0.025862 | 0.024194 | 24
3804_G_GT1 | MANE-VU | VA | 51153 | 3804 | GT1 | Dominion - Possum Point Power Station | 7520511 | 12374213 | 12307612 | 1110514 | 20100101 | 221112 | Combustion Turbine | Distillate Fuel Oil | 125 | 120 | N | N | N | oil | 0.36732 | 0.0050089 | 0.021079 |  | MANE-VU Oil Peaking | MANE-VU Oil Peaking | MANE-VU_oil_peak
3804_G_GT6 | MANE-VU | VA | 51153 | 3804 | GT6 | Dominion - Possum Point Power Station | 7520511 | 12373713 | 12307612 | 2113214 | 20100101 | 221112 | Combustion Turbine | Distillate Fuel Oil | 125 | 120 | N | N | N | oil | 0.36732 | 0.0050089 | 0.021079 |  | MANE-VU Oil Peaking | MANE-VU Oil Peaking | MANE-VU_oil_peak
1366_G_11 | SESARM | KY | 21111 | 1366 | 11 | Louisville Gas & Electric Co., Paddy s Run Station | 5702311 | 95159713 | 91981312 | 130328214 | 20100201 | 221122 | Combustion Turbine | Natural Gas | 125 | 120 | N | N | N |  | 0.3672 | 0.00021375 | 0.00075488 |  | SESARM Gas Nonpeaking | SESARM Gas Nonpeaking | SESARM_gas_nonpeak
| LADCO | IL | 17011 |  |  | Princeton Muncipal Electric Utility | 2363611 | 59310413 | 55895712 | 85397514 | 20100101 | 221112 |  |  | 125 | 160 |  | N | Y | oil | 0.36618 | 0.0063 | 0.000172 | 5
| West North Central | IA | 19125 |  |  | MIDAMERICAN ENERGY CO - KNOXVILLE POWER STATION | 10702211 | 58604413 | 54513212 | 77310214 | 20100102 | 221112 |  |  | 125 | 160 |  | N | Y | oil | 0.36579 | 0.010506 | 0.00031311 | 24
| West North Central | IA | 19125 |  |  | MIDAMERICAN ENERGY CO - KNOXVILLE POWER STATION | 10702211 | 58604313 | 54513112 | 77310114 | 20100102 | 221112 |  |  | 125 | 160 |  | N | Y | oil | 0.36579 | 0.010506 | 0.00031311 | 18
| South | TX | 48089 |  |  | SKY GLOBAL POWER ONE | 17909411 | 126658413 | 128259812 | 181929314 | 20200254 | 22111 |  |  |  | 160 |  | N | Y | gas | 0.3657 | 0.2636 | 0.0593 | 659
| South | TX | 48089 |  |  | SKY GLOBAL POWER ONE | 17909411 | 126658513 | 128259912 | 181929414 | 20200254 | 22111 |  |  |  | 160 |  | N | Y | gas | 0.3656 | 0.2612 | 0.0587 | 653
3504_G_D4 | South | TX | 48073 | 3504 | D4 | STRYKER CREEK ELECTRIC STATION | 5729511 | 21907813 | 21008912 | 10075314 | 20100102 | 22111 | Combustion Turbine | Distillate Fuel Oil | 125 | 160 | N | N | N | oil | 0.3651 | 0.0061 | 0.0511 | 21 | South Oil Peaking | South Oil Peaking | South_oil_peak
| Southwest | UT | 49035 |  |  | Pacificorp Energy- Gadsby Power Plant | 7559311 | 90424213 | 66149512 | 147007314 | 20200102 | 22111 |  |  | 125 | 290 |  | N | Y | oil | 0.3645 | 0.033413 | 0.031134 | 22
| LADCO | IL | 17119 |  |  | Highland Electric Light Plant | 3955311 | 60109513 | 114032812 | 86172214 | 20100101 | 221112 |  |  | 125 | 160 |  | N | Y | oil | 0.36347 | 0.0062 | 0.000171 | 19
| LADCO | IL | 17193 |  |  | Carmi Light & Water | 5575611 | 60351113 | 55787912 | 86481514 | 20100101 | 221112 |  |  | 125 | 160 |  | N | Y | oil | 0.36215 | 0.0254 | 0.023816 | 13
621_G_IC2 | SESARM | FL | 12086 |  |  | FLORIDA POWER & LIGHT (PTF) | 900011 | 46584813 | 44266412 | 48879614 | 20100102 | 2211 |  |  | 125 | 160 |  | N | N |  | 0.36211 | 0.025787 | 0.023812 | 79 | SESARM Composite Nonpeaking | SESARM Composite Nonpeaking | SESARM_comp_nonpeak
969_G_3 | LADCO | IL | 17139 | 969 | 3 | Sullivan Power Plant | 4657211 | 28183013 | 27026012 | 42926614 | 20200401 | 221112 | Combustion Turbine | Natural Gas, Distillate Fuel Oil | 125 | 160 | N | N | N | oil | 0.3608 | 0.0062 | 0.000169 | 11 | LADCO Oil Peaking | LADCO Oil Peaking | LADCO_oil_peak
| Southwest | UT | 49015 |  |  | PacifiCorp- Huntington Power Plant | 5050611 | 25903113 | 24839012 | 3914 | 20200102 | 221112 |  |  | 125 | 290 |  | N | Y | oil | 0.36036 | 0.010511 | 0.006074 | 26
| LADCO | MN | 27085 |  |  | Glencoe Light & Power Commission | 7626111 | 11461313 | 11360712 | 27071014 | 20200401 | 221112 |  |  | 125 | 160 |  | N | Y | oil | 0.3592 | 0.006191 | 0.0001697
3804_G_GT3 | MANE-VU | VA | 51153 | 3804 | GT3 | Dominion - Possum Point Power Station | 7520511 | 12373613 | 12307612 | 2113314 | 20100101 | 221112 | Combustion Turbine | Distillate Fuel Oil | 125 | 120 | N | N | N | oil | 0.35819 | 0.0048844 | 0.020555 |  | MANE-VU Oil Peaking | MANE-VU Oil Peaking | MANE-VU_oil_peak
56184_G_IC2 | West | CA | 06103 | 56184 | IC2 | CALIFORNIA POWER HOLDINGS LLC | 765911 | 45531113 | 117101612 | 167376214 | 20100707 | 221111 | Combustion Turbine | Natural Gas | 125 | 160 | N | N | N |  | 0.35802 |  |  | 8736 | West Other Nonpeaking | West Other Nonpeaking | West_other_nonpeak
2144_G_GT1 | South | MO | 29195 | 2144 | GT1 | MARSHALL MUNICIPAL UTILITIES | 7593811 | 11517513 | 11415312 | 24579914 | 20100201 | 221112 | Combustion Turbine | Natural Gas, Distillate Fuel Oil | 125 | 120 | N | N | N | gas | 0.3577 | 0.0106 | 0.0055 |  | South Gas Peaking | South Gas Peaking | South_gas_peak
| West | CA | 06075 |  |  | 808 RENEWABLE ENERGY | 10040011 | 54141313 | 76678112 | 68728414 | 20300204 | 221112 |  |  |  | 160 |  | N | Y | gas | 0.35753 | 0.020987 | 0.001195 | 8736
7883_G_8 | SESARM | TN | 47067 | 7883 | 8 | POWELL VALLEY ELECTRIC COOPERATIVE, INC. | 3787211 | 37840313 | 36095212 | 11512814 | 10100501 | 221112 | Combustion Turbine | Distillate Fuel Oil | 125 | 160 | N | N | N | oil | 0.357 | 0.000822 | 0.00618 |  | SESARM Oil Peaking | SESARM Oil Peaking | SESARM_oil_peak
| South | OK | 40143 |  |  | PSO RIVERSIDE JENKS PWR STA | 8186111 | 5349813 | 5183912 | 16108914 | 20100102 | 221112 |  |  | 125 | 160 |  | N | Y | oil | 0.357 | 0.006 | 0.015 | 24
935_G_7 | LADCO | IL | 17109 | 935 | 7 | Bushnell Municipal Electric Light & Power | 4702711 | 27765113 | 55401112 | 43084514 | 20200401 | 221112 | Combustion Turbine | Distillate Fuel Oil | 125 | 160 | N | N | N | oil | 0.35646 | 0.0061 | 0.000167 | 9 | LADCO Oil Peaking | LADCO Oil Peaking | LADCO_oil_peak
| MANE-VU | NY | 36067 |  |  | CARR STREET GENERATING STATION | 7435811 | 7948113 | 58890712 | 18152114 | 20100102 | 221112 |  |  | 125 | 160 |  | N | Y | oil | 0.35615 | 0.02504 | 5e-05
| West North Central | IA | 19125 |  |  | MIDAMERICAN ENERGY CO - KNOXVILLE POWER STATION | 10702211 | 58756913 | 54513412 | 77310414 | 20100102 | 221112 |  |  | 125 | 160 |  | N | Y | oil | 0.35597 | 0.010224 | 0.00030471 | 16
| South | TX | 48089 |  |  | SKY GLOBAL POWER ONE | 17909411 | 126658713 | 128260112 | 181929614 | 20200254 | 22111 |  |  |  | 160 |  | N | Y | gas | 0.3557 | 0.266 | 0.0598 | 665
2936_B_5 | LADCO | OH | 39085 | 2936 | 5 | PAINESVILLE MUNICIPAL ELECTRIC PLANT (0243110008) | 8149311 | 5945213 | 85697412 | 100548914 | 10100202 | 221112 | Coal Steam | Bituminous | 125 | 100 | N | N | N | coal | 0.3543 | 0.099133 | 1.635 | 567 | LADCO Coal Peaking | LADCO Coal Peaking | LADCO_coal_peak
3504_G_D2 | South | TX | 48073 | 3504 | D2 | STRYKER CREEK ELECTRIC STATION | 5729511 | 21908013 | 21008512 | 10075114 | 20100102 | 22111 | Combustion Turbine | Distillate Fuel Oil | 125 | 160 | N | N | N | oil | 0.3523 | 0.0059 | 0.0493 | 19 | South Oil Peaking | South Oil Peaking | South_oil_peak
56184_G_IC10 | West | CA | 06103 | 56184 | IC10 | CALIFORNIA POWER HOLDINGS LLC | 765911 | 45532313 | 43251612 | 167375614 | 20100707 | 221111 | Combustion Turbine | Natural Gas | 125 | 160 | N | N | N |  | 0.35186 |  |  | 8736 | West Other Nonpeaking | West Other Nonpeaking | West_other_nonpeak
| LADCO | IL | 17103 |  |  | Duke Energy Lee II LLC | 5483011 | 59971613 | 84960312 | 86030914 | 20200102 | 221112 |  |  | 125 | 160 |  | N | Y | oil | 0.35143 | 0.0109 | 0.031844 | 23
3803_G_6 | MANE-VU | VA | 51550 | 3803 | 6 | Dominion - Chesapeake Energy Center | 5040211 | 28681613 | 27499312 | 2059614 | 20100109 | 221112 | Combustion Turbine | Distillate Fuel Oil | 125 | 120 | N | N | N | oil | 0.35018 | 0.002983 | 0.042201 |  | MANE-VU Oil Peaking | MANE-VU Oil Peaking | MANE-VU_oil_peak
52010_B_BLR1 | SESARM | FL | 12071 | 52010 | BLR1 | LEE COUNTY DEPT. OF SOLID WASTE MGT. | 922411 | 46493013 | 44171612 | 49133514 | 50190010 | 562219 | Municipal Solid Waste | MSW | 103 | 270 | N | Y | N |  | 0.35 | 0.02679 | 3e-05 | 8229 | daily flat | diurnal flat | SESARM_other_nonpeak
7469_G_FM1 | West North Central | NE | 31119 | 7469 | FM1 | Madison Light & Power Plant | 5298011 | 25611213 | 24569912 | 21638514 | 20200401 | 221112 | Combustion Turbine | Natural Gas, Distillate Fuel Oil | 125 | 160 | N | N | N | oil | 0.35 | 0.011552 | 1e-07 |  | West North Central Oil Peaking | West North Central Oil Peaking | West North Central_oil_peak
| SESARM | MS | 28107 |  |  | COOPERATIVE ENERGY, BATESVILLE GENERATING STATION | 6993011 | 64274513 | 14581612 | 89222914 | 20200102 | 221112 |  |  | 125 | 160 |  | N | Y | oil | 0.35 | 0.020465 | 0.03 | 500
| West | NV | 32003 |  |  | Nevada Power Company (Harry Allen) | 9399011 | 55526913 | 50788012 | 68400614 | 20100102 | 221112 |  |  | 125 | 160 |  | N | Y | oil | 0.35 | 0.01 | 0.01
10495_B_7 | MANE-VU | ME | 23017 | 10495 | 7 | CATALYST PAPER OPERATIONS INC. - RUMFORD | 8026411 | 3773213 | 3649612 | 125434414 | 10200405 | 322121 | Tires | Tires | 133 | 100 | Y | N | N |  | 0.34954 | 0.000484 | 1.62 |  | daily flat | diurnal flat | MANE-VU_other_nonpeak
| LADCO | WI | 55089 |  |  | WISCONSIN ELECTRIC POWER COMPANY D/B/A WE ENERGIES-PORT WASHINGTON | 6229211 | 64827213 | 59510212 | 89916414 | 20300101 | 221112 |  |  | 125 | 160 |  | N | Y | oil | 0.34944 | 0.024014 | 0.022968
| South | KS | 20093 |  |  | Lakin Mun. Power Plant | 4768411 | 29817113 | 112315812 | 37940214 | 20200402 | 221112 |  |  | 125 | 160 |  | N | Y | oil | 0.34921 | 0.010472 | 0.003153 | 1
935_G_1 | LADCO | IL | 17109 | 935 | 1 | Bushnell Municipal Electric Light & Power | 4702711 | 27765013 | 26645112 | 43084614 | 20200401 | 221112 | Combustion Turbine | Distillate Fuel Oil | 125 | 160 | N | N | N | oil | 0.34748 | 0.0059 | 0.000163 | 9 | LADCO Oil Peaking | LADCO Oil Peaking | LADCO_oil_peak
1580_G_11 | MANE-VU | MD | 24041 | 1580 | 11 | Easton Utilities - Washington Street | 6415311 | 88027713 | 84215312 | 119448514 | 20100102 | 221112 | Combustion Turbine | Distillate Fuel Oil | 125 | 160 | N | N | N | oil | 0.3468 | 0.00603 | 0.005475 | 2080 | MANE-VU Oil Peaking | MANE-VU Oil Peaking | MANE-VU_oil_peak
1580_G_11 | MANE-VU | MD | 24041 | 1580 | 11 | Easton Utilities - Washington Street | 6415311 | 88027713 | 84215412 | 119448514 | 20100102 | 221112 | Combustion Turbine | Distillate Fuel Oil | 125 | 160 | N | N | N | oil | 0.3468 | 0.00603 | 0.005475 | 2080 | MANE-VU Oil Peaking | MANE-VU Oil Peaking | MANE-VU_oil_peak
| LADCO | IL | 17193 |  |  | Carmi Light & Water | 5575611 | 60351013 | 55787712 | 86481414 | 20100101 | 221112 |  |  | 125 | 160 |  | N | Y | oil | 0.34652 | 0.0243 | 0.022788 | 6
1615_G_12 | MANE-VU | MA | 25019 | 1615 | 12 | NANTUCKET ELECTRIC COMPANY | 6110111 | 87827013 | 83950512 | 119208014 | 20300102 | 221112 | Combustion Turbine | Distillate Fuel Oil | 125 | 120 | N | N | N | oil | 0.3448 | 0.064463 | 0.0771 |  | MANE-VU Oil Peaking | MANE-VU Oil Peaking | MANE-VU_oil_peak
7883_G_5 | SESARM | TN | 47067 | 7883 | 5 | POWELL VALLEY ELECTRIC COOPERATIVE, INC. | 3787211 | 37840613 | 36095712 | 11512514 | 10100501 | 221112 | Combustion Turbine | Distillate Fuel Oil | 125 | 160 | N | N | N | oil | 0.344 | 0.000693 | 0.00596 |  | SESARM Oil Peaking | SESARM Oil Peaking | SESARM_oil_peak
| LADCO | IL | 17049 |  |  | City of Altamont | 1781511 | 41417913 | 39504012 | 44709214 | 20200401 | 221112 |  |  | 125 | 160 |  | N | Y | oil | 0.34362 | 0.0051 | 0.00019 | 19
| West North Central | IA | 19013 |  |  | MIDAMERICAN ENERGY CO - WATERLOO LUNDQUIST STA. | 7889311 | 2742213 | 2661612 | 40487414 | 20100102 | 221112 |  |  | 125 | 160 |  | N | Y | oil | 0.34346 | 0.0098645 | 0.000294 | 21
1368_G_1 | SESARM | KY | 21111 | 1368 | 1 | Louisville Gas & Electric Co., Zorn Station | 6606011 | 18326113 | 17766712 | 34871614 | 20100201 | 221122 | Combustion Turbine | Natural Gas | 125 | 120 | N | N | N |  | 0.34174 | 0.00019893 | 0.00070149 |  | SESARM Gas Nonpeaking | SESARM Gas Nonpeaking | SESARM_gas_nonpeak
| West | NV | 32510 |  |  | BRUNSWICK SUBSTATION | 5180211 | 111125413 | 114228412 | 156925214 | 20200102 | 221112 |  |  | 125 | 160 |  | N | Y | oil | 0.34174 | 0.0072808 | 0.000105
| South | TX | 48321 |  |  | SOUTH TEXAS PROJECT | 6152311 | 123092513 | 125196412 | 175198514 | 20200102 | 22111 |  |  |  | 160 |  | N | Y | oil | 0.3406 | 0.0074 | 0.0003 | 28
| LADCO | IL | 17063 |  |  | Exelon-Dresden Station | 3349311 | 38904613 | 37162912 | 45387414 | 20100101 | 221112 |  |  | 125 | 120 |  | N | Y | oil | 0.34031 | 0.0239 | 0.0224 | 112
3136_G_5 | MANE-VU | PA | 42005 | 3136 | 5 | GENON NE MGMT CO/KEYSTONE STA | 3866111 | 37165113 | 35416512 | 93012014 | 20100101 | 221112 | Combustion Turbine | Distillate Fuel Oil | 125 | 120 | N | N | N | oil | 0.34 | 0.010756 |  | 7 | MANE-VU Oil Peaking | MANE-VU Oil Peaking | MANE-VU_oil_peak
| Southwest | NM | 35045 |  |  | PNM - San Juan Generating Station | 7991911 | 108970413 | 112479912 | 154350914 | 20100102 | 221112 |  |  | 125 | 160 |  | N | Y | oil | 0.34 |  | 0.02 | 33
56184_G_IC15 | West | CA | 06103 | 56184 | IC15 | CALIFORNIA POWER HOLDINGS LLC | 765911 | 45531913 | 43252612 | 167376014 | 20100707 | 221111 | Combustion Turbine | Natural Gas | 125 | 160 | N | N | N |  | 0.33962 |  |  | 8736 | West Other Nonpeaking | West Other Nonpeaking | West_other_nonpeak
| LADCO | OH | 39093 |  |  | Oberlin Municipal Light & Power System (0247100320) | 9273411 | 55507913 | 68161112 | 100571014 | 20100102 | 221112 |  |  | 125 | 999 |  | N | Y | oil | 0.3382 | 0.01284 | 0.02223 | 47
55099_G_07 | South | LA | 22073 | 55099 | 07 | NRG Sterlington Power LLC - Sterlington Power Plant | 5836111 | 82087113 | 73130112 | 105606214 | 20100201 | 221112 | Combustion Turbine | Natural Gas | 125 | 120 | N | N | N | gas | 0.3381 | 0.01693 | 0.008721 | 8736 | South Gas Peaking | South Gas Peaking | South_gas_peak
| South | TX | 48227 |  |  | BIG SPRING COGENERATION | 5649311 | 19944513 | 19290712 | 4346314 | 20100902 | 22111 |  |  | 125 | 160 |  | N | Y | gas | 0.3381 | 0.014 | 0.0054 | 22
56184_G_IC7 | West | CA | 06103 | 56184 | IC7 | CALIFORNIA POWER HOLDINGS LLC | 765911 | 45531313 | 43252312 | 167376714 | 20100707 | 221111 | Combustion Turbine | Natural Gas | 125 | 160 | N | N | N |  | 0.33798 |  |  | 8736 | West Other Nonpeaking | West Other Nonpeaking | West_other_nonpeak
| South | TX | 48321 |  |  | SOUTH TEXAS PROJECT | 6152311 | 123092713 | 125196612 | 175198714 | 20200102 | 22111 |  |  |  | 160 |  | N | Y | oil | 0.3376 | 0.0074 | 0.0003 | 28
3803_G_GT4 | MANE-VU | VA | 51550 | 3803 | GT4 | Dominion - Chesapeake Energy Center | 5040211 | 28680713 | 27499612 | 2061514 | 20100109 | 221112 | Combustion Turbine | Distillate Fuel Oil | 125 | 120 | N | N | N | oil | 0.33711 | 0.0029162 | 0.040627 |  | MANE-VU Oil Peaking | MANE-VU Oil Peaking | MANE-VU_oil_peak
| South | TX | 48021 |  |  | LOST PINES 1 POWER PLANT | 3981311 | 92018313 | 89074712 | 125572114 | 20200102 | 22111 |  |  | 125 | 160 |  | N | Y | oil | 0.3371 | 0.0024 | 0.0022 | 15
| West | CA | 06075 |  |  | 808 RENEWABLE ENERGY | 10040011 | 54141513 | 76677912 | 68729014 | 20300204 | 221112 |  |  |  | 160 |  | N | Y | gas | 0.33706 | 0.019786 | 0.0011266 | 8736
| South | TX | 48453 |  |  | DECKER CREEK POWER PLANT | 5021711 | 28728813 | 27543112 | 3619214 | 20100102 | 22111 |  |  | 125 | 160 |  | N | Y | oil | 0.337 | 0.0016 | 0.0059 | 60
969_G_9 | LADCO | IL | 17139 | 969 | 9 | Sullivan Power Plant | 4657211 | 28182713 | 27026412 | 42927014 | 20200401 | 221112 | Combustion Turbine | Natural Gas, Distillate Fuel Oil | 125 | 160 | N | N | N | oil | 0.33699 | 0.0058 | 0.000158 | 10 | LADCO Oil Peaking | LADCO Oil Peaking | LADCO_oil_peak
56184_G_IC1 | West | CA | 06103 | 56184 | IC1 | CALIFORNIA POWER HOLDINGS LLC | 765911 | 45532413 | 43251912 | 49689814 | 20100707 | 221111 | Combustion Turbine | Natural Gas | 125 | 160 | N | N | N |  | 0.33598 |  |  | 8736 | West Other Nonpeaking | West Other Nonpeaking | West_other_nonpeak
1084_G_7 | West North Central | IA | 19153 | 1084 | 7 | MIDAMERICAN ENERGY CO - RIVER HILLS TURBINES | 3163711 | 38795113 | 37073012 | 42604114 | 20100201 | 221112 | Combustion Turbine | Natural Gas | 125 | 120 | N | N | N | gas | 0.33572 | 0.0069242 | 0.00061713 | 10 | West North Central Gas Peaking | West North Central Gas Peaking | West North Central_gas_peak
50134_G_GTDG | West | CA | 06029 | 50134 | GTDG | SYCAMORE COGENERATION CO | 3945411 | 35566013 | 33858712 | 58343214 | 20100201 | 221112 | Combustion Turbine | Natural Gas | 125 | 120 | Y | N | N | gas | 0.33525 | 0.099837 | 0.0056322 | 8736 | daily flat | diurnal flat | West_gas_peak
55661_G_ST | MANE-VU | NH | 33015 | 55661 | ST | ESSENTIAL POWER NEWINGTON LLC | 7458511 | 12074113 | 11985212 | 22136814 | 10200602 | 221112 | Combined Cycle | Natural Gas, Distillate Fuel Oil | 125 | 100 | N | N | N | gas | 0.335 | 0.02547 | 0.00201 |  | MANE-VU Gas Peaking | MANE-VU Gas Peaking | MANE-VU_gas_peak
| MANE-VU | NY | 36083 |  |  | EMPIRE POWER PLANT | 15473111 | 96599113 | 93681412 | 134772614 | 20100102 | 221112 |  |  | 125 | 690 |  | N | Y | oil | 0.3339 | 0.00815 | 0.00035
899_G_GT4 | LADCO | IL | 17161 | 899 | GT4 | Moline Combustion Turbines | 4574611 | 28253413 | 27095112 | 43371914 | 20100201 | 221112 | Combustion Turbine | Natural Gas | 125 | 120 | N | N | N | gas | 0.33344 | 0.0057 | 0.000455 | 7 | LADCO Gas Peaking | LADCO Gas Peaking | LADCO_gas_peak
2083_G_1 | South | MO | 29001 | 2083 | 1 | AMEREN MISSOURI KIRKSVILLE COMBUSTION TURBINE | 6996211 | 14719913 | 14414412 | 25998914 | 20100201 | 221112 | Combustion Turbine | Natural Gas | 125 | 120 | N | N | N | gas | 0.3329 | 0.0049 | 0.0004 |  | South Gas Peaking | South Gas Peaking | South_gas_peak
| LADCO | MI | 26163 |  |  | DTE - Electric Company TRENTON CHANNEL | 7422511 | 110170113 | 10849012 | 155879214 | 20200401 | 221112 |  |  | 125 | 160 |  | N | Y | oil | 0.3329 | 0.00574 | 0.000155 | 12
| Southwest | UT | 49015 |  |  | PacifiCorp- Huntington Power Plant | 5050611 | 25903013 | 24837712 | 4014 | 20200102 | 221112 |  |  | 125 | 290 |  | N | Y | oil | 0.33264 | 0.009702 | 0.005606 | 24
| South | TX | 48089 |  |  | SKY GLOBAL POWER ONE | 17909411 | 126658813 | 128260212 | 181929714 | 20200254 | 22111 |  |  |  | 160 |  | N | Y | gas | 0.3326 | 0.2688 | 0.0604 | 672
3804_G_GT4 | MANE-VU | VA | 51153 | 3804 | GT4 | Dominion - Possum Point Power Station | 7520511 | 12373213 | 12307612 | 2114014 | 20100101 | 221112 | Combustion Turbine | Distillate Fuel Oil | 125 | 120 | N | N | N | oil | 0.33231 | 0.0045314 | 0.01907 |  | MANE-VU Oil Peaking | MANE-VU Oil Peaking | MANE-VU_oil_peak
56184_G_IC16 | West | CA | 06103 | 56184 | IC16 | CALIFORNIA POWER HOLDINGS LLC | 765911 | 45531813 | 43252012 | 167376114 | 20100707 | 221111 | Combustion Turbine | Natural Gas | 125 | 160 | N | N | N |  | 0.33213 |  |  | 8736 | West Other Nonpeaking | West Other Nonpeaking | West_other_nonpeak
7883_G_2 | SESARM | TN | 47067 | 7883 | 2 | POWELL VALLEY ELECTRIC COOPERATIVE, INC. | 3787211 | 37839913 | 36095312 | 11513214 | 10100501 | 221112 | Combustion Turbine | Distillate Fuel Oil | 125 | 160 | N | N | N | oil | 0.332 | 0.000693 | 0.00573 |  | SESARM Oil Peaking | SESARM Oil Peaking | SESARM_oil_peak
7883_G_4 | SESARM | TN | 47067 | 7883 | 4 | POWELL VALLEY ELECTRIC COOPERATIVE, INC. | 3787211 | 37840013 | 36095612 | 11513114 | 10100501 | 221112 | Combustion Turbine | Distillate Fuel Oil | 125 | 160 | N | N | N | oil | 0.332 | 0.000693 | 0.00573 |  | SESARM Oil Peaking | SESARM Oil Peaking | SESARM_oil_peak
7883_G_6 | SESARM | TN | 47067 | 7883 | 6 | POWELL VALLEY ELECTRIC COOPERATIVE, INC. | 3787211 | 37840413 | 36095012 | 11512714 | 10100501 | 221112 | Combustion Turbine | Distillate Fuel Oil | 125 | 160 | N | N | N | oil | 0.332 | 0.000693 | 0.00573 |  | SESARM Oil Peaking | SESARM Oil Peaking | SESARM_oil_peak
7883_G_7 | SESARM | TN | 47067 | 7883 | 7 | POWELL VALLEY ELECTRIC COOPERATIVE, INC. | 3787211 | 37840513 | 36094812 | 11512614 | 10100501 | 221112 | Combustion Turbine | Distillate Fuel Oil | 125 | 160 | N | N | N | oil | 0.332 | 0.000693 | 0.00573 |  | SESARM Oil Peaking | SESARM Oil Peaking | SESARM_oil_peak
1363_G_11 | SESARM | KY | 21111 | 1363 | 11 | Louisville Gas & Electric Co., Cane Run Station | 5702411 | 20510413 | 19768412 | 124378314 | 10200603 | 221122 | Combustion Turbine | Natural Gas, Distillate Fuel Oil | 125 | 120 | N | N | N |  | 0.33176 | 0.0014266 | 0.0019906 |  | SESARM Gas Nonpeaking | SESARM Gas Nonpeaking | SESARM_gas_nonpeak
| LADCO | IN | 18029 |  |  | Lawrenceberg Power LLC | 10715711 | 58636513 | 54368012 | 76999714 | 20200102 | 221112 |  |  | 125 | 999 |  | N | Y | oil | 0.33129 | 0.023853 | 0.021775
| West | CA | 06079 |  |  | DYNEGY MORRO BAY LLC | 7123811 | 15065613 | 97669812 | 52467114 | 20100102 | 221112 |  |  | 125 | 160 |  | N | Y | oil | 0.33021 | 0.021766 | 0.021057 | 29
7441_G_V1 | MANE-VU | VA | 51153 | 7441 | V1 | Manassas City VMEA | 7520711 | 12372813 | 12307212 | 1041814 | 20200401 | 221112 | Combustion Turbine | Distillate Fuel Oil | 125 | 160 | N | N | N | oil | 0.33004 | 0.0024204 | 0.0052055 |  | MANE-VU Oil Peaking | MANE-VU Oil Peaking | MANE-VU_oil_peak
50885_B_BLR2 | MANE-VU | NJ | 34015 | 50885 | BLR2 | WHEELABRATOR GLOUCESTER COMPANY L P | 7701011 | 12110213 | 12013512 | 91555514 | 10100601 | 562213 | Municipal Solid Waste | MSW | 103 | 100 | N | Y | N |  | 0.33 | 0.02 | 0.002 |  | daily flat | diurnal flat | MANE-VU_other_nonpeak
| SESARM | MS | 28019 |  |  | Choctaw Generation Limited Partnership, Red Hills Generation Facility | 7053011 | 14190313 | 60011312 | 27477414 | 20100102 | 221112 |  |  | 125 | 160 |  | N | Y | oil | 0.33 | 0.021512 | 0.02 | 52
| South | LA | 22101 |  |  | LA Energy & Power Authority (LEPA) - Morgan City Power Plant | 17905111 | 126306113 | 127949712 | 181487214 | 20200401 | 221112 |  |  |  | 160 |  | N | Y | oil | 0.33 |  |  | 30
| MANE-VU | PA | 42005 |  |  | GENON NE MGMT CO/KEYSTONE STA | 3866111 | 67435613 | 62041812 | 93012214 | 20100102 | 221112 |  |  | 125 | 160 |  | N | Y | oil | 0.33 | 0.021512 |  | 3207
| LADCO | MN | 27037 |  |  | Eagan Central Maintenance Campus | 17067611 | 112636613 | 115562712 | 158928414 | 20100101 | 221112 |  |  |  | 999 |  | N | Y | oil | 0.3298 | 0.0016403 | 0.08562
| LADCO | IL | 17073 |  |  | Geneseo Municipal Utilities | 2344911 | 40508613 | 55184012 | 85813014 | 20100202 | 221112 |  |  | 125 | 160 |  | N | Y | gas | 0.32884 | 0.0179 | 9e-06 | 11
| West North Central | IA | 19125 |  |  | MIDAMERICAN ENERGY CO - KNOXVILLE POWER STATION | 10702211 | 58604213 | 54513012 | 77310014 | 20100102 | 221112 |  |  | 125 | 160 |  | N | Y | oil | 0.32825 | 0.0094277 | 0.00028098 | 18
| West North Central | IA | 19125 |  |  | MIDAMERICAN ENERGY CO - KNOXVILLE POWER STATION | 10702211 | 58756813 | 54513312 | 77310314 | 20100102 | 221112 |  |  | 125 | 160 |  | N | Y | oil | 0.3269 | 0.0093889 | 0.00027982 | 16
2409_G_1 | MANE-VU | NJ | 34015 |  |  | National Park Generating Station | 7700711 | 12112013 | 61284312 | 91736714 | 20100101 | 221112 |  |  | 125 | 120 |  | N | N | oil | 0.326 | 0.067 | 0.077 |  | MANE-VU Oil Peaking | MANE-VU Oil Peaking | MANE-VU_oil_peak
56184_G_IC13 | West | CA | 06103 | 56184 | IC13 | CALIFORNIA POWER HOLDINGS LLC | 765911 | 45532013 | 43252412 | 167375814 | 20100707 | 221111 | Combustion Turbine | Natural Gas | 125 | 160 | N | N | N |  | 0.32595 |  |  | 8736 | West Other Nonpeaking | West Other Nonpeaking | West_other_nonpeak
| South | AR | 05047 |  |  | ARKANSAS ELECTRIC-THOMAS B FITZHUGH CORP | 1117411 | 112849813 | 115760012 | 159220814 | 20100102 | 221112 |  |  | 125 | 160 |  | N | Y | oil | 0.32568 | 0.022358 | 0.021417 | 46
55099_G_10 | South | LA | 22073 | 55099 | 10 | NRG Sterlington Power LLC - Sterlington Power Plant | 5836111 | 82088013 | 73130012 | 105607114 | 20100201 | 221112 | Combustion Turbine | Natural Gas | 125 | 120 | N | N | N | gas | 0.32532 | 0.024131 | 0.012431 | 8736 | South Gas Peaking | South Gas Peaking | South_gas_peak
50397_B_3PB033 | MANE-VU | PA | 42133 |  |  | PH GLATFELTER CO/SPRING GROVE | 4966111 | 28926113 | 27701212 | 93209214 | 10200501 | 322121 |  |  | 133 | 100 |  | N | N |  | 0.3244 | 2.3434 | 0.4092 | 1206 | MANE-VU Coal Nonpeaking | MANE-VU Coal Nonpeaking | MANE-VU_coal_nonpeak
3665_G_IC8 | Southwest | UT | 49011 |  |  | Bountiful City Light and Power- Power Plant | 5067311 | 25964613 | 24904012 | 173514 | 20100201 | 221112 |  |  | 125 | 160 |  | N | N | gas | 0.3241 | 0.0151 | 0.0085 | 34 | Southwest Gas Peaking | Southwest Gas Peaking | Southwest_gas_peak
50806_B_PB3 | SESARM | SC | 45041 | 50806 | PB3 | WESTROCK CP LLC | 4758811 | 32072713 | 30697712 | 11687414 | 10200401 | 322110 | Biomass | Biomass | 133 | 100 | Y | N | N |  | 0.32404 | 0.01 | 361.86 | 8194 | daily flat | diurnal flat | SESARM_other_nonpeak
| West | CA | 06001 |  |  | DEPARTMENT OF TRANSPORTATION | 17245111 | 120052513 | 121181012 | 170489114 | 20100102 | 221112 |  |  |  | 999 |  | N | Y | oil | 0.32294 | 0.0076188 | 0.00040716 | 50
1670_G_1 | MANE-VU | MA | 25009 | 1670 | 1 | IPSWICH MUNICIPAL LIGHT | 6521911 | 87725013 | 83877912 | 119024614 | 20100102 | 221112 | Combustion Turbine | Natural Gas, Distillate Fuel Oil | 125 | 160 | N | N | N | oil | 0.3226 | 0.00905 | 0.0003 |  | MANE-VU Oil Peaking | MANE-VU Oil Peaking | MANE-VU_oil_peak
| South | KS | 20121 |  |  | Osawatomie Mun. Power Plant | 4583711 | 28023013 | 112308112 | 138424814 | 20200401 | 221112 |  |  | 125 | 160 |  | N | Y | oil | 0.322 | 0.007227 | 0.000162 | 1
3804_G_GT5 | MANE-VU | VA | 51153 | 3804 | GT5 | Dominion - Possum Point Power Station | 7520511 | 12373813 | 12307612 | 2113114 | 20100101 | 221112 | Combustion Turbine | Distillate Fuel Oil | 125 | 120 | N | N | N | oil | 0.32088 | 0.0043756 | 0.018414 |  | MANE-VU Oil Peaking | MANE-VU Oil Peaking | MANE-VU_oil_peak
10883_B_PSG2 | MANE-VU | MA | 25025 | 10883 | PSG2 | MEDICAL AREA TOTAL ENERGY PLANT | 7887011 | 87498113 | 83722912 | 118608914 | 10100501 | 221112 | O/G Steam | Natural Gas | 125 | 100 | Y | N | N | oil | 0.32 | 0.10718 | 0.0045 |  | daily flat | diurnal flat | MANE-VU_gas_peak
| LADCO | MN | 27091 |  |  | Truman Public Utilities | 7122711 | 112815613 | 115728312 | 159177014 | 20300101 | 22111 |  |  | 125 | 999 |  | N | Y | oil | 0.3195 | 0.023038 | 0.021
7883_G_3 | SESARM | TN | 47067 | 7883 | 3 | POWELL VALLEY ELECTRIC COOPERATIVE, INC. | 3787211 | 37840113 | 36094712 | 11513014 | 10100501 | 221112 | Combustion Turbine | Distillate Fuel Oil | 125 | 160 | N | N | N | oil | 0.319 | 0.000665 | 0.00551 |  | SESARM Oil Peaking | SESARM Oil Peaking | SESARM_oil_peak
| South | KS | 20065 |  |  | Hill City Mun. Power Plant | 3031911 | 38015613 | 112324712 | 37530914 | 20200402 | 221112 |  |  | 125 | 160 |  | N | Y | oil | 0.31812 | 0.0095396 | 0.0035904 | 1
56184_G_IC3 | West | CA | 06103 | 56184 | IC3 | CALIFORNIA POWER HOLDINGS LLC | 765911 | 45531713 | 43251512 | 167376314 | 20100707 | 221111 | Combustion Turbine | Natural Gas | 125 | 160 | N | N | N |  | 0.31522 |  |  | 8736 | West Other Nonpeaking | West Other Nonpeaking | West_other_nonpeak
50666_B_B1 | SESARM | FL | 12101 | 50666 | B1 | PASCO COUNTY | 717311 | 46337213 | 44011112 | 92715514 | 10100601 | 562219 | Municipal Solid Waste | MSW | 103 | 270 | N | Y | N |  | 0.31255 | 0.032505 | 0.000987 | 8171 | daily flat | diurnal flat | SESARM_other_nonpeak
55997_G_11 | MANE-VU | PA | 42055 | 55997 | 11 | CHAMBERSBURG BORO/ORCHARD PARK GENERATING STA | 10722111 | 58850713 | 54441712 | 76833014 | 20100102 | 221112 | Combustion Turbine | Natural Gas, Distillate Fuel Oil | 125 | 160 | N | N | N | oil | 0.3111 | 0.1086 | 0.3416 | 27 | MANE-VU Gas Peaking | MANE-VU Gas Peaking | MANE-VU_gas_peak
1964_G_8 | LADCO | MN | 27151 | 1964 | 8 | Benson Light and Power | 7151411 | 14392113 | 14128612 | 27257814 | 20100102 | 2211 | Combustion Turbine | Distillate Fuel Oil | 125 | 160 | N | N | N |  | 0.3111 | 0.0077533 | 0.02045 |  | LADCO Other Nonpeaking | LADCO Other Nonpeaking | LADCO_comp_nonpeak
| South | TX | 48149 |  |  | FAYETTE POWER PROJECT | 4144811 | 34065313 | 32519112 | 8213314 | 20100102 | 22111 |  |  | 125 | 160 |  | N | Y | oil | 0.311 | 0.0091 | 0.0157 | 18
56184_G_IC4 | West | CA | 06103 | 56184 | IC4 | CALIFORNIA POWER HOLDINGS LLC | 765911 | 45531613 | 43251712 | 167376414 | 20100707 | 221111 | Combustion Turbine | Natural Gas | 125 | 160 | N | N | N |  | 0.31097 |  |  | 8736 | West Other Nonpeaking | West Other Nonpeaking | West_other_nonpeak
8010_G_1 | Southwest | UT | 49035 | 8010 | 1 | Murray City Power Department- Electrical Generation Plant | 7559011 | 11944613 | 11840212 | 16714 | 20100201 | 221112 | Combustion Turbine | Natural Gas | 125 | 120 | N | N | N | gas | 0.31 | 0.044332 | 0.002147 | 110 | Southwest Gas Peaking | Southwest Gas Peaking | Southwest_gas_peak
| South | LA | 22079 |  |  | CLECO - Brame Energy Center | 7446811 | 109707013 | 113105512 | 155266814 | 20200107 | 221112 |  |  | 125 | 160 |  | N | Y | oil | 0.31 | 0.02 | 0.02 | 52
| West North Central | WY | 56005 |  |  | Wyodak Plant | 8041911 | 120548313 | 122582412 | 172174214 | 20200401 | 221112 |  |  | 125 | 160 |  | N | Y | oil | 0.31 | 0.01 | 0.01 | 36
| West North Central | NE | 31001 |  |  | Whelan Energy Center | 8399211 | 724513 | 725812 | 21709314 | 20200102 | 221112 |  |  | 125 | 160 |  | N | Y | oil | 0.31 | 0.020465 | 1e-07
55874_G_8 | West | CA | 06019 | 55874 | 8 | WELLHEAD POWER PANOCHE, LLC. | 10436611 | 58173713 | 49382612 | 68462914 | 20100201 | 221111 | Combustion Turbine | Natural Gas | 125 | 120 | N | N | N |  | 0.30995 | 0.22962 | 0.0025765 | 416 | West Gas Nonpeaking | West Gas Nonpeaking | West_gas_nonpeak
| South | TX | 48089 |  |  | SKY GLOBAL POWER ONE | 17909411 | 126658313 | 128259712 | 181929214 | 20200254 | 22111 |  |  |  | 160 |  | N | Y | gas | 0.3091 | 0.2524 | 0.0567 | 631
| LADCO | IN | 18129 |  |  | Sigeco AB Brown South Indiana Gas & Ele | 8166111 | 5887513 | 5734212 | 123867114 | 20200401 | 221112 |  |  | 125 | 999 |  | N | Y | oil | 0.3085 | 0.022425 | 0.0204
| LADCO | IN | 18129 |  |  | Sigeco AB Brown South Indiana Gas & Ele | 8166111 | 91187013 | 87280012 | 123867314 | 20100102 | 221112 |  |  | 125 | 999 |  | N | Y | oil | 0.3085 | 0.023555 | 0.0204
| LADCO | IN | 18129 |  |  | Sigeco AB Brown South Indiana Gas & Ele | 8166111 | 91187113 | 87280112 | 123867414 | 20100102 | 221112 |  |  | 125 | 999 |  | N | Y | oil | 0.3085 | 0.023555 | 0.0204
676_G_GT1 | SESARM | FL | 12105 | 676 | GT1 | C.D. MCINTOSH, JR. POWER PLANT | 643111 | 46452913 | 44131512 | 45840714 | 20100201 | 2211 | Combustion Turbine | Natural Gas, Distillate Fuel Oil | 125 | 120 | N | N | N |  | 0.30796 | 0.006351 | 0.000109 | 10 | SESARM Gas Nonpeaking | SESARM Gas Nonpeaking | SESARM_gas_nonpeak
| West | NV | 32510 |  |  | BRUNSWICK SUBSTATION | 5180211 | 111125513 | 114228512 | 156925314 | 20200102 | 221112 |  |  | 125 | 160 |  | N | Y | oil | 0.30757 | 0.0065527 | 9.45e-05
| South | TX | 48453 |  |  | DECKER CREEK POWER PLANT | 5021711 | 28729413 | 27542412 | 3618614 | 20100102 | 22111 |  |  | 125 | 160 |  | N | Y | oil | 0.3068 | 0.0014 | 0.0054 | 55
| West North Central | IA | 19125 |  |  | MIDAMERICAN ENERGY CO - KNOXVILLE POWER STATION | 10702211 | 58604013 | 54512812 | 77309814 | 20100102 | 221112 |  |  | 125 | 160 |  | N | Y | oil | 0.30666 | 0.0088076 | 0.0002625 | 24
7883_G_1 | SESARM | TN | 47067 | 7883 | 1 | POWELL VALLEY ELECTRIC COOPERATIVE, INC. | 3787211 | 37840213 | 36094912 | 11512914 | 10100501 | 221112 | Combustion Turbine | Distillate Fuel Oil | 125 | 160 | N | N | N | oil | 0.306 | 0.000665 | 0.00529 |  | SESARM Oil Peaking | SESARM Oil Peaking | SESARM_oil_peak
| Southwest | UT | 49007 |  |  | Sunnyside Cogeneration Associates- Sunnyside Cogeneration Facility | 5066411 | 71990313 | 66103112 | 99724314 | 20200102 | 221112 |  |  | 125 | 290 |  | N | Y | oil | 0.30594 | 0.021506 | 0.020119 | 52
2142_G_8 | South | MO | 29069 | 2142 | 8 | MALDEN MUNICIPAL POWER AND LIGHT S BECKWITH | 6031211 | 24468213 | 23491912 | 25871614 | 20100102 | 221112 | Combustion Turbine | Natural Gas, Distillate Fuel Oil | 125 | 160 | N | N | N | oil | 0.305 | 0.0071 | 0.02 |  | South Oil Peaking | South Oil Peaking | South_oil_peak
| South | AR | 05143 |  |  | Harry D. Mattison Power Plant | 10642811 | 63390913 | 107129712 | 87313214 | 20100107 | 221112 |  |  | 125 | 160 |  | N | Y | oil | 0.30277 | 0.017568 | 0.00024102 | 20
| West | NV | 32019 |  |  | FORT CHURCHILL GENERATING STATION | 8209811 | 97830813 | 95075512 | 136634514 | 20200102 | 221112 |  |  | 125 | 160 |  | N | Y | oil | 0.30253 | 0.020769 | 0.019894
120_G_GT21 | Southwest | AZ | 04027 | 120 | GT21 | APS - YUCCA POWER PLANT | 1013411 | 88711413 | 84999812 | 120391714 | 20100101 | 221112 | Combustion Turbine | Distillate Fuel Oil | 125 | 120 | N | N | N | oil | 0.30219 | 0.0041208 | 0.0080812 | 5 | Southwest Composite Peaking | Southwest Composite Peaking | Southwest_comp_peak
| LADCO | IN | 18173 |  |  | ALCOA Warrick Power Plant AGC Div of Al | 8183111 | 91185213 | 87277212 | 123755614 | 20100102 | 221112 |  |  | 125 | 999 |  | N | Y | oil | 0.302 | 0.0075291 | 0.01985
| LADCO | IN | 18173 |  |  | ALCOA Warrick Power Plant AGC Div of Al | 8183111 | 91185413 | 87277412 | 123755914 | 20100102 | 221112 |  |  | 125 | 999 |  | N | Y | oil | 0.302 | 0.0075291 | 0.01985
| Southwest | UT | 49027 |  |  | Intermountain Power Service Corporation- Intermountain Generation Station | 7558311 | 72019213 | 66139712 | 99754214 | 20200102 | 221112 |  |  | 125 | 290 |  | N | Y | oil | 0.3016 | 0.051606 | 0.036378 | 846
2098_B_4 | South | MO | 29021 | 2098 | 4 | KCP AND L GREATER MISSOURI OPERATIONS CO LAKE ROAD GENERATING STATION | 6346411 | 15422813 | 15089412 | 25247614 | 10100501 | 221112 | O/G Steam | Natural Gas, Distillate Fuel Oil | 125 | 100 | Y | N | N | oil | 0.3012 | 0.0194 | 0.0901 |  | daily flat | diurnal flat | South_gas_peak
56038_G_2 | MANE-VU | MD | 24033 | 56038 | 2 | University of Maryland | 6011811 | 88000113 | 84177712 | 119417314 | 39000699 | 611310 | Combustion Turbine | Natural Gas, Distillate Fuel Oil | 148 | 120 | Y | N | N |  | 0.30012 | 0.55873 | 0.044101 | 2080 | daily flat | diurnal flat | MANE-VU_gas_nonpeak
8073_G_8 | Northwest | OR | 41009 | 8073 | 8 | Beaver Plant/Port Westward I Plant | 7393911 | 68311513 | 62709712 | 94185614 | 20100209 | 221112 | Combustion Turbine | Natural Gas | 125 | 120 | N | N | N | gas | 0.3 | 0.035949 | 0.013 |  | Northwest Gas Peaking | Northwest Gas Peaking | Northwest_gas_peak
8227_G_5 | MANE-VU | NJ | 34019 |  |  | Glen Gardner Combustion Turbine Site | 7604111 | 11864013 | 61106412 | 19781414 | 20100101 | 221112 |  |  | 125 | 120 |  | N | N | oil | 0.3 | 0.01 | 0.01 |  | MANE-VU Oil Peaking | MANE-VU Oil Peaking | MANE-VU_oil_peak
2059_G_9 | SESARM | MS | 28027 | 2059 | 9 | Clarksdale Public Utilities, Lewis L Wilkins Generating Station | 7167411 | 14339813 | 14086412 | 24974714 | 20100201 | 221112 | Combined Cycle | Natural Gas, Distillate Fuel Oil | 125 | 120 | N | N | N | gas | 0.3 | 0 | 0 | 8760 | SESARM Gas Peaking | SESARM Gas Peaking | SESARM_gas_peak
550_B_1 | Northwest | WA | 53065 | 550 | 1 | Avista | 6210511 | 15570613 | 15228812 | 88374614 | 10100601 | 221118 | Biomass | Biomass | 125 | 100 | N | N | N |  | 0.3 | 0.01 | 0 |  | Northwest Composite Nonpeaking | Northwest Composite Nonpeaking | Northwest_comp_nonpeak
| South | LA | 22079 |  |  | CLECO - Brame Energy Center | 7446811 | 109707213 | 113105712 | 155267014 | 20200107 | 221112 |  |  | 125 | 160 |  | N | Y | oil | 0.3 | 0.02 | 0.02 | 52
| Northwest | WA | 53041 |  |  | TransAlta Centralia Generation, LLC | 6281311 | 125751313 | 127546712 | 180774114 | 20200102 | 221112 |  |  | 125 | 160 |  | N | Y | oil | 0.3 | 0.02 | 0
|  | TB | 88582 |  |  | Morongo Casino Cogeneration Facility | 17092411 | 113330413 | 115942712 | 159493814 | 20100102 | 22111 |  |  |  | 160 |  | N | Y | oil | 0.3 | 0 | 0
| South | TX | 48321 |  |  | SOUTH TEXAS PROJECT | 6152311 | 123092813 | 125196712 | 175198814 | 20200102 | 22111 |  |  |  | 160 |  | N | Y | oil | 0.299 | 0.0065 | 0.0003 | 27
| MANE-VU | CT | 09009 |  |  | PSEG FOSSIL LLC/ POWER CT LLC | 643411 | 107237913 | 110771412 | 151860214 | 20200102 | 221112 |  |  | 125 | 160 |  | N | Y | oil | 0.29868 | 0.021016 | 0.019632
| West | NV | 32510 |  |  | BRUNSWICK SUBSTATION | 5180211 | 111125613 | 114228612 | 156925414 | 20200102 | 221112 |  |  | 125 | 160 |  | N | Y | oil | 0.2978 | 0.0063447 | 9.15e-05
| South | TX | 48339 |  |  | LEWIS CREEK PLANT | 7910511 | 71346013 | 65587712 | 98797314 | 20100102 | 22111 |  |  | 125 | 160 |  | N | Y | oil | 0.2978 | 0.0173 | 0.0002 | 29
10129_G_GEN4 | MANE-VU | PA | 42063 | 10129 | GEN4 | PA STATE SYS OF HIGHER ED/INDIANA UNIV | 3019411 | 38365213 | 36636212 | 13550714 | 20100201 | 611310 | Combustion Turbine | Natural Gas, Distillate Fuel Oil | 148 | 120 | Y | N | N |  | 0.29749 | 0.018353 | 0.006329 | 1503 | daily flat | diurnal flat | MANE-VU_gas_nonpeak
3803_G_GT2 | MANE-VU | VA | 51550 | 3803 | GT2 | Dominion - Chesapeake Energy Center | 5040211 | 28680613 | 27499512 | 2061714 | 20100109 | 221112 | Combustion Turbine | Distillate Fuel Oil | 125 | 120 | N | N | N | oil | 0.29744 | 0.0025976 | 0.035844 |  | MANE-VU Oil Peaking | MANE-VU Oil Peaking | MANE-VU_oil_peak
10129_G_GEN2 | MANE-VU | PA | 42063 | 10129 | GEN2 | PA STATE SYS OF HIGHER ED/INDIANA UNIV | 3019411 | 38365613 | 36636112 | 13549414 | 20100201 | 611310 | Combustion Turbine | Natural Gas, Distillate Fuel Oil | 148 | 120 | Y | N | N |  | 0.29691 | 0.01832 | 0.005258 | 1400 | daily flat | diurnal flat | MANE-VU_gas_nonpeak
54945_B_11 | MANE-VU | CT | 09003 | 54945 | 11 | MIRA / MID-CONNECTICUT | 715611 | 46362913 | 44038712 | 48106114 | 10100602 | 562213 | Municipal Solid Waste | MSW | 103 | 100 | N | Y | N |  | 0.29682 | 6.941e-05 | 0.00011946 |  | daily flat | diurnal flat | MANE-VU_other_nonpeak
| LADCO | IL | 17011 |  |  | Princeton Muncipal Electric Utility | 2363611 | 59309913 | 38625712 | 85396414 | 20100101 | 221112 |  |  | 125 | 160 |  | N | Y | oil | 0.29603 | 0.005 | 0.000139 | 9
| West North Central | IA | 19125 |  |  | MIDAMERICAN ENERGY CO - KNOXVILLE POWER STATION | 10702211 | 58604113 | 54512912 | 77309914 | 20100102 | 221112 |  |  | 125 | 160 |  | N | Y | oil | 0.29562 | 0.0084905 | 0.00025305 | 27
6515_G_GT1 | Southwest | AZ | 04023 | 6515 | GT1 | VALENCIA POWER PLANT | 1032911 | 48098513 | 45645112 | 61005214 | 20100201 | 221112 | Combustion Turbine | Natural Gas, Distillate Fuel Oil | 125 | 120 | N | N | N | gas | 0.2955 | 0.011007 | 0.0046 | 8736 | Southwest Gas Peaking | Southwest Gas Peaking | Southwest_gas_peak
| SESARM | WV | 54073 |  |  | ALLEGHENY ENERGY SUPPLY CO LLC-PLEASANTS POWER STA | 4782811 | 71785913 | 109748712 | 99412414 | 20100107 | 221112 |  |  | 125 | 999 |  | N | Y | oil | 0.295 | 0.0044 | 0.0046 | 24
| SESARM | WV | 54073 |  |  | ALLEGHENY ENERGY SUPPLY CO LLC-PLEASANTS POWER STA | 4782811 | 71786013 | 109748712 | 99412514 | 20100107 | 221112 |  |  | 125 | 999 |  | N | Y | oil | 0.295 | 0.0044 | 0.0046 | 24
| South | TX | 48321 |  |  | SOUTH TEXAS PROJECT | 6152311 | 123092613 | 125196512 | 175198614 | 20200102 | 22111 |  |  |  | 160 |  | N | Y | oil | 0.2946 | 0.0064 | 0.0003 | 24
| LADCO | IL | 17049 |  |  | City of Altamont | 1781511 | 59703813 | 55117712 | 85752814 | 20200401 | 221112 |  |  | 125 | 160 |  | N | Y | oil | 0.29448 | 0.0044 | 0.000163 | 16
| West North Central | IA | 19145 |  |  | MIDAMERICAN ENERGY CO - SHENANDOAH POWER STATION | 3781911 | 36979613 | 35237212 | 42474214 | 20100102 | 221112 |  |  | 125 | 160 |  | N | Y | oil | 0.2944 | 0.0084553 | 0.000252 | 16
3393_G_G10 | SESARM | TN | 47157 | 3393 | G10 | Allen Fossil Plant | 5720111 | 23031013 | 22091012 | 12024414 | 20100201 | 221112 | Combustion Turbine | Natural Gas, Distillate Fuel Oil | 125 | 120 | N | N | N | gas | 0.29424 | 0.0053756 | 0.00046941 |  | SESARM Gas Peaking | SESARM Gas Peaking | SESARM_gas_peak
3393_G_G11 | SESARM | TN | 47157 | 3393 | G11 | Allen Fossil Plant | 5720111 | 23031313 | 22090912 | 12023814 | 20100201 | 221112 | Combustion Turbine | Natural Gas, Distillate Fuel Oil | 125 | 120 | N | N | N | gas | 0.29424 | 0.0053756 | 0.00046941 |  | SESARM Gas Peaking | SESARM Gas Peaking | SESARM_gas_peak
3393_G_G12 | SESARM | TN | 47157 | 3393 | G12 | Allen Fossil Plant | 5720111 | 23029213 | 22090312 | 12027414 | 20100201 | 221112 | Combustion Turbine | Natural Gas, Distillate Fuel Oil | 125 | 120 | N | N | N | gas | 0.29424 | 0.0053756 | 0.00046941 |  | SESARM Gas Peaking | SESARM Gas Peaking | SESARM_gas_peak
3393_G_G13 | SESARM | TN | 47157 | 3393 | G13 | Allen Fossil Plant | 5720111 | 23028913 | 22090212 | 12028014 | 20100201 | 221112 | Combustion Turbine | Natural Gas, Distillate Fuel Oil | 125 | 120 | N | N | N | gas | 0.29424 | 0.0053756 | 0.00046941 |  | SESARM Gas Peaking | SESARM Gas Peaking | SESARM_gas_peak
3393_G_G14 | SESARM | TN | 47157 | 3393 | G14 | Allen Fossil Plant | 5720111 | 23029013 | 22090112 | 12027714 | 20100201 | 221112 | Combustion Turbine | Natural Gas, Distillate Fuel Oil | 125 | 120 | N | N | N | gas | 0.29424 | 0.0053756 | 0.00046941 |  | SESARM Gas Peaking | SESARM Gas Peaking | SESARM_gas_peak
3393_G_G15 | SESARM | TN | 47157 | 3393 | G15 | Allen Fossil Plant | 5720111 | 23030013 | 22090612 | 12026014 | 20100201 | 221112 | Combustion Turbine | Natural Gas, Distillate Fuel Oil | 125 | 120 | N | N | N | gas | 0.29424 | 0.0053756 | 0.00046941 |  | SESARM Gas Peaking | SESARM Gas Peaking | SESARM_gas_peak
3393_G_G16 | SESARM | TN | 47157 | 3393 | G16 | Allen Fossil Plant | 5720111 | 23030613 | 22090712 | 12025114 | 20100201 | 221112 | Combustion Turbine | Natural Gas, Distillate Fuel Oil | 125 | 120 | N | N | N | gas | 0.29424 | 0.0053756 | 0.00046941 |  | SESARM Gas Peaking | SESARM Gas Peaking | SESARM_gas_peak
3393_G_GT1 | SESARM | TN | 47157 | 3393 | GT1 | Allen Fossil Plant | 5720111 | 23030113 | 22092112 | 12025714 | 20100201 | 221112 | Combustion Turbine | Natural Gas, Distillate Fuel Oil | 125 | 120 | N | N | N | gas | 0.29424 | 0.0053756 | 0.00046941 |  | SESARM Gas Peaking | SESARM Gas Peaking | SESARM_gas_peak
3393_G_GT2 | SESARM | TN | 47157 | 3393 | GT2 | Allen Fossil Plant | 5720111 | 23029613 | 22092212 | 12026714 | 20100201 | 221112 | Combustion Turbine | Natural Gas, Distillate Fuel Oil | 125 | 120 | N | N | N | gas | 0.29424 | 0.0053756 | 0.00046941 |  | SESARM Gas Peaking | SESARM Gas Peaking | SESARM_gas_peak
3393_G_GT3 | SESARM | TN | 47157 | 3393 | GT3 | Allen Fossil Plant | 5720111 | 23029913 | 22090812 | 12026214 | 20100201 | 221112 | Combustion Turbine | Natural Gas, Distillate Fuel Oil | 125 | 120 | N | N | N | gas | 0.29424 | 0.0053756 | 0.00046941 |  | SESARM Gas Peaking | SESARM Gas Peaking | SESARM_gas_peak
3393_G_GT4 | SESARM | TN | 47157 | 3393 | GT4 | Allen Fossil Plant | 5720111 | 23031113 | 22091412 | 12024314 | 20100201 | 221112 | Combustion Turbine | Natural Gas, Distillate Fuel Oil | 125 | 120 | N | N | N | gas | 0.29424 | 0.0053756 | 0.00046941 |  | SESARM Gas Peaking | SESARM Gas Peaking | SESARM_gas_peak
3393_G_GT5 | SESARM | TN | 47157 | 3393 | GT5 | Allen Fossil Plant | 5720111 | 23030913 | 22091312 | 12024714 | 20100201 | 221112 | Combustion Turbine | Natural Gas, Distillate Fuel Oil | 125 | 120 | N | N | N | gas | 0.29424 | 0.0053756 | 0.00046941 |  | SESARM Gas Peaking | SESARM Gas Peaking | SESARM_gas_peak
3393_G_GT6 | SESARM | TN | 47157 | 3393 | GT6 | Allen Fossil Plant | 5720111 | 23031213 | 22092312 | 12024114 | 20100201 | 221112 | Combustion Turbine | Natural Gas, Distillate Fuel Oil | 125 | 120 | N | N | N | gas | 0.29424 | 0.0053756 | 0.00046941 |  | SESARM Gas Peaking | SESARM Gas Peaking | SESARM_gas_peak
3393_G_GT7 | SESARM | TN | 47157 | 3393 | GT7 | Allen Fossil Plant | 5720111 | 23029313 | 22091212 | 12027214 | 20100201 | 221112 | Combustion Turbine | Natural Gas, Distillate Fuel Oil | 125 | 120 | N | N | N | gas | 0.29424 | 0.0053756 | 0.00046941 |  | SESARM Gas Peaking | SESARM Gas Peaking | SESARM_gas_peak
3393_G_GT8 | SESARM | TN | 47157 | 3393 | GT8 | Allen Fossil Plant | 5720111 | 23028613 | 22091812 | 12028614 | 20100201 | 221112 | Combustion Turbine | Natural Gas, Distillate Fuel Oil | 125 | 120 | N | N | N | gas | 0.29424 | 0.0053756 | 0.00046941 |  | SESARM Gas Peaking | SESARM Gas Peaking | SESARM_gas_peak
3393_G_GT9 | SESARM | TN | 47157 | 3393 | GT9 | Allen Fossil Plant | 5720111 | 23028713 | 22092412 | 12028414 | 20100201 | 221112 | Combustion Turbine | Natural Gas, Distillate Fuel Oil | 125 | 120 | N | N | N | gas | 0.29424 | 0.0053756 | 0.00046941 |  | SESARM Gas Peaking | SESARM Gas Peaking | SESARM_gas_peak
54998_B_12400 | MANE-VU | VA | 51740 | 54998 | 12400 | Wheelabrator Portsmouth Inc, RDF Facility | 4183011 | 32657713 | 31208812 | 150271714 | 10100501 | 221330 | Municipal Solid Waste | MSW | 103 | 100 | Y | Y | N |  | 0.294 | 0.018988 | 0.0026093 |  | daily flat | diurnal flat | MANE-VU_comp_nonpeak
55099_G_09 | South | LA | 22073 | 55099 | 09 | NRG Sterlington Power LLC - Sterlington Power Plant | 5836111 | 82087613 | 73129812 | 105606714 | 20100201 | 221112 | Combustion Turbine | Natural Gas | 125 | 120 | N | N | N | gas | 0.2937 | 0.026348 | 0.013573 | 8736 | South Gas Peaking | South Gas Peaking | South_gas_peak
| LADCO | IL | 17109 |  |  | Bushnell Municipal Electric Light & Power | 4702711 | 60002613 | 55400912 | 86062114 | 20200401 | 221112 |  |  | 125 | 160 |  | N | Y | oil | 0.29297 | 0.005 | 0.000137 | 9
1268_G_7 | South | KS | 20133 | 1268 | 7 | Chanute Mun. Power Plant #2 | 5414711 | 27353913 | 26248912 | 37689514 | 20200402 | 221112 | Combustion Turbine | Natural Gas, Distillate Fuel Oil | 125 | 160 | N | N | N | oil | 0.29281 | 0.0060298 | 0.00020389 | 720 | South Oil Peaking | South Oil Peaking | South_oil_peak
1264_G_2 | South | KS | 20123 | 1264 | 2 | Beloit Mun. Power Plant | 4527711 | 27615713 | 26506812 | 38472514 | 20200402 | 221112 | Combustion Turbine | Natural Gas, Distillate Fuel Oil | 125 | 160 | N | N | N | oil | 0.29239 | 0.0060211 | 4.1076e-05 | 19 | South Oil Peaking | South Oil Peaking | South_oil_peak
| Southwest | CO | 08071 |  |  | TRINIDAD MUNI P&L | 3506711 | 36734113 | 34997512 | 51256814 | 20100202 | 221112 |  |  |  | 160 |  | N | Y | gas | 0.2907 | 0.000855 | 5.1e-05
1964_G_10 | LADCO | MN | 27151 | 1964 | 10 | Benson Light and Power | 7151411 | 14392513 | 14129112 | 27257414 | 20100102 | 2211 | Combustion Turbine | Distillate Fuel Oil | 125 | 160 | N | N | N |  | 0.2905 | 0.0072414 | 0.0191 |  | LADCO Other Nonpeaking | LADCO Other Nonpeaking | LADCO_comp_nonpeak
2255_G_8 | West North Central | NE | 31131 | 2255 | 8 | Nebraska City Power Plant No 1 | 5106711 | 24685213 | 23709712 | 21297014 | 20200402 | 221112 | Combustion Turbine | Natural Gas, Distillate Fuel Oil | 125 | 160 | N | N | N | oil | 0.29 | 0.034657 | 0.01 |  | West North Central Oil Peaking | West North Central Oil Peaking | West North Central_oil_peak
2446_G_3 | Southwest | NM | 35025 | 2446 | 3 | Southwestern Public Service Co - Maddox Station | 5228411 | 82518413 | 73535612 | 106042814 | 20100201 | 221112 | Combustion Turbine | Natural Gas | 125 | 120 | N | N | N | gas | 0.29 | 0.008 | 0.001 | 17 | Southwest Gas Peaking | Southwest Gas Peaking | Southwest_gas_peak
2295_G_5 | West North Central | NE | 31065 | 2295 | 5 | Oxford Light Plant | 6831311 | 13775113 | 13569312 | 21281514 | 20200402 | 221118 | Combustion Turbine | Natural Gas, Distillate Fuel Oil | 125 | 160 | N | N | N |  | 0.29 | 0.034657 |  |  | West North Central Composite Nonpeaking | West North Central Composite Nonpeaking | West North Central_comp_nonpeak
| South | LA | 22079 |  |  | CLECO - Brame Energy Center | 7446811 | 109707513 | 113105912 | 155267314 | 20200107 | 221112 |  |  | 125 | 160 |  | N | Y | oil | 0.29 | 0.02 | 0.02 | 52
| SESARM | MS | 28007 |  |  | Entergy Mississippi Attala Plant | 7036511 | 14202713 | 13984012 | 24864214 | 20200102 | 221112 |  |  | 125 | 160 |  | N | Y | oil | 0.29 | 0.020465 | 0.02 | 7392
1964_G_7 | LADCO | MN | 27151 | 1964 | 7 | Benson Light and Power | 7151411 | 14392313 | 14128412 | 27257614 | 20100102 | 2211 | Combustion Turbine | Distillate Fuel Oil | 125 | 160 | N | N | N |  | 0.2899 | 0.0072264 | 0.01906 |  | LADCO Other Nonpeaking | LADCO Other Nonpeaking | LADCO_comp_nonpeak
| LADCO | MN | 27093 |  |  | Litchfield city of | 7137511 | 102475613 | 106092612 | 143944614 | 20100102 | 22111 |  |  | 125 | 160 |  | N | Y | oil | 0.2891 | 0.006898 | 0.0004753
1964_G_11 | LADCO | MN | 27151 | 1964 | 11 | Benson Light and Power | 7151411 | 14392813 | 14129012 | 27257014 | 20100102 | 2211 | Combustion Turbine | Distillate Fuel Oil | 125 | 160 | N | N | N |  | 0.289 | 0.0072038 | 0.019 |  | LADCO Other Nonpeaking | LADCO Other Nonpeaking | LADCO_comp_nonpeak
| SESARM | NC | 37157 |  |  | Duke Energy Carolinas, LLC-Rockingham Co Comb. Turb. | 8493211 | 74610713 | 69134812 | 181183314 | 20300101 | 221112 |  |  | 125 | 160 |  | N | Y | oil | 0.289 | 0.0102 | 0.0068 | 8736
54945_B_13 | MANE-VU | CT | 09003 | 54945 | 13 | MIRA / MID-CONNECTICUT | 715611 | 46362713 | 44038712 | 48106614 | 10100602 | 562213 | Municipal Solid Waste | MSW | 103 | 100 | N | Y | N |  | 0.28895 | 6.7571e-05 | 6.9883e-05 |  | daily flat | diurnal flat | MANE-VU_other_nonpeak
1964_G_9 | LADCO | MN | 27151 | 1964 | 9 | Benson Light and Power | 7151411 | 14392413 | 14128512 | 27257514 | 20100102 | 2211 | Combustion Turbine | Distillate Fuel Oil | 125 | 160 | N | N | N |  | 0.2887 | 0.0071962 | 0.01898 |  | LADCO Other Nonpeaking | LADCO Other Nonpeaking | LADCO_comp_nonpeak
| South | TX | 48375 |  |  | HARRINGTON STATION POWER PLANT | 5745311 | 21837213 | 20929312 | 2969814 | 20100102 | 22111 |  |  | 125 | 160 |  | N | Y | oil | 0.2887 | 0.0203 | 0.019 | 41
| West North Central | IA | 19097 |  |  | MAQUOKETA MUNICIPAL ELEC UTILITY | 12806911 | 67853213 | 62401112 | 93624514 | 20200402 | 221112 |  |  | 125 | 160 |  | N | Y | oil | 0.28779 | 0.0059264 | 0.00010659 | 8
3466_G_PHR1 | South | TX | 48167 | 3466 | PHR1 | PH ROBINSON STATION ELECTRIC GENERATING STATION | 4021011 | 126664313 | 128265112 | 181936114 | 20100201 | 22111 | Combustion Turbine | Natural Gas, Distillate Fuel Oil | 125 | 120 | N | N | N | gas | 0.2867 | 0.0027 | 0.0002 | 51 | South Gas Peaking | South Gas Peaking | South_gas_peak
56184_G_IC6 | West | CA | 06103 | 56184 | IC6 | CALIFORNIA POWER HOLDINGS LLC | 765911 | 45531413 | 43252712 | 167376614 | 20100707 | 221111 | Combustion Turbine | Natural Gas | 125 | 160 | N | N | N |  | 0.28662 |  |  | 8736 | West Other Nonpeaking | West Other Nonpeaking | West_other_nonpeak
| LADCO | MI | 26081 |  |  | LOWELL LIGHT & POWER (LL&P) | 16876211 | 110159213 | 113507212 | 155860314 | 20100201 | 221112 |  |  |  | 120 |  | N | Y | gas | 0.28545 | 0.005885 | 0 | 20
| MANE-VU | NY | 36055 |  |  | Red-Rochester LLC At Eastman Business Park | 17052711 | 114204013 | 116625012 | 160366114 | 20100102 | 221112 |  |  | 183 | 160 |  | N | Y | oil | 0.2845 | 0.007813 | 0.0075
1268_G_8 | South | KS | 20133 | 1268 | 8 | Chanute Mun. Power Plant #2 | 5414711 | 27354113 | 26249112 | 37689314 | 20200402 | 221112 | Combustion Turbine | Natural Gas, Distillate Fuel Oil | 125 | 160 | N | N | N | oil | 0.28323 | 0.0058324 | 0.00019721 | 720 | South Oil Peaking | South Oil Peaking | South_oil_peak
| LADCO | MN | 27037 |  |  | Xcel Energy - Black Dog Generating Plant | 6275411 | 15815513 | 15441412 | 29095714 | 20200401 | 221112 |  |  | 125 | 160 |  | N | Y | oil | 0.283 | 0.019498 | 0.0001283
| West | CA | 06001 |  |  | EMC CORPORATION | 15717111 | 100425713 | 99008212 | 140648614 | 20100102 | 221112 |  |  |  | 999 |  | N | Y | oil | 0.28198 | 0.019668 | 0.00013072 | 8736
| SESARM | NC | 37157 |  |  | Duke Energy Carolinas, LLC-Rockingham Co Comb. Turb. | 8493211 | 74610713 | 69134512 | 181183314 | 20300101 | 221112 |  |  | 125 | 160 |  | N | Y | oil | 0.2805 | 0.0099 | 0.0066 | 8736
| SESARM | NC | 37157 |  |  | Duke Energy Carolinas, LLC-Rockingham Co Comb. Turb. | 8493211 | 74610713 | 89451012 | 181183314 | 20300101 | 221112 |  |  | 125 | 160 |  | N | Y | oil | 0.2805 | 0.0099 | 0.0066 | 8736
| LADCO | IL | 17109 |  |  | Bushnell Municipal Electric Light & Power | 4702711 | 60002713 | 55401212 | 86062414 | 20200401 | 221112 |  |  | 125 | 160 |  | N | Y | oil | 0.28032 | 0.0048 | 0.000131 | 9
50373_G_GEN1 | MANE-VU | PA | 42043 | 50373 | GEN1 | NRG ENERGY CTR PAXTON LLC/HARRISBURG | 6465211 | 18718213 | 18162312 | 14065814 | 10100401 | 221330 | Combustion Turbine | Natural Gas, Distillate Fuel Oil | 125 | 100 | Y | N | N |  | 0.28 | 0.035 | 0.82 | 75 | daily flat | diurnal flat | MANE-VU_oil_nonpeak
7307_G_3 | West | CA | 06089 | 7307 | 3 | REDDING POWER PLANT | 1549311 | 44370913 | 77156612 | 49773314 | 20100201 | 221112 | Combustion Turbine | Natural Gas | 125 | 120 | N | N | N | gas | 0.28 | 0.031037 | 1e-05 | 60 | West Gas Peaking | West Gas Peaking | West_gas_peak
2243_G_1 | West North Central | NE | 31001 | 2243 | 1 | Don Henry Power Center | 5099011 | 24698913 | 23715012 | 22163114 | 20200201 | 926130 | Combustion Turbine | Natural Gas, Distillate Fuel Oil | 125 | 120 | N | N | N |  | 0.28 | 0.0182 | 1e-07 |  | West North Central Gas Nonpeaking | West North Central Gas Nonpeaking | West North Central_gas_nonpeak
50094_G_7213 | MANE-VU | NJ | 34021 |  |  | Veolia Energy Trenton, L.P. | 8238011 | 5148413 | 4978512 | 20094914 | 20100102 | 221330 |  |  | 183 | 160 |  | N | N |  | 0.28 | 0 | 0 |  | MANE-VU Gas Nonpeaking | MANE-VU Gas Nonpeaking | MANE-VU_gas_nonpeak
| South | LA | 22079 |  |  | CLECO - Brame Energy Center | 7446811 | 109707113 | 113105612 | 155266914 | 20200107 | 221112 |  |  | 125 | 160 |  | N | Y | oil | 0.28 | 0.02 | 0.02 | 52
| South | TX | 48149 |  |  | FAYETTE POWER PROJECT | 4144811 | 34064813 | 32522712 | 8213814 | 20200102 | 22111 |  |  | 125 | 160 |  | N | Y | oil | 0.28 | 0.02 | 0.02 | 47
| South | TX | 48149 |  |  | FAYETTE POWER PROJECT | 4144811 | 34064313 | 32519612 | 8214314 | 20200102 | 22111 |  |  | 125 | 160 |  | N | Y | oil | 0.28 | 0.02 | 0.02 | 47
| West | NV | 32003 |  |  | Nevada Power (Chuck Lenzie) | 12768311 | 67165213 | 61810912 | 92578014 | 20201001 | 22111 |  |  | 125 | 160 |  | N | Y | gas | 0.28 | 0.01 | 0.01
| South | KS | 20209 |  |  | Kansas City BPU - Nearman | 4633811 | 122592213 | 124832712 | 174646114 | 20200102 | 221112 |  |  | 125 | 160 |  | N | Y | oil | 0.27995 | 0.020156 | 9.6408e-05 | 52
| West North Central | IA | 19013 |  |  | MIDAMERICAN ENERGY CO - WATERLOO LUNDQUIST STA. | 7889311 | 2744513 | 2659712 | 40697314 | 20100102 | 221112 |  |  | 125 | 160 |  | N | Y | oil | 0.27968 | 0.0080325 | 0.0002394 | 14
6584_G_GT1 | SESARM | FL | 12087 | 6584 | GT1 | FLORIDA MUNICIPAL POWER AGENCY | 554011 | 48241313 | 45764612 | 48978714 | 20100101 | 2211 | Combustion Turbine | Distillate Fuel Oil | 125 | 120 | N | N | N |  | 0.27952 | 0.0051736 | 0.021235 | 9 | SESARM Composite Nonpeaking | SESARM Composite Nonpeaking | SESARM_comp_nonpeak
| South | TX | 48221 |  |  | WOLF HOLLOW I | 9116611 | 57528313 | 51719912 | 75595714 | 20200102 | 22111 |  |  | 125 | 160 |  | N | Y | oil | 0.2791 | 0.0081 | 0.047 | 30
3393_G_G10 | SESARM | TN | 47157 | 3393 | G10 | Allen Fossil Plant | 5720111 | 23031013 | 22091012 | 12024514 | 20100102 | 221112 | Combustion Turbine | Natural Gas, Distillate Fuel Oil | 125 | 120 | N | N | N | oil | 0.27722 | 0.0052752 | 0.00037436 |  | SESARM Gas Peaking | SESARM Gas Peaking | SESARM_gas_peak
3393_G_G11 | SESARM | TN | 47157 | 3393 | G11 | Allen Fossil Plant | 5720111 | 23031313 | 22090912 | 12023914 | 20100102 | 221112 | Combustion Turbine | Natural Gas, Distillate Fuel Oil | 125 | 120 | N | N | N | oil | 0.27722 | 0.0052752 | 0.00037436 |  | SESARM Gas Peaking | SESARM Gas Peaking | SESARM_gas_peak
3393_G_G12 | SESARM | TN | 47157 | 3393 | G12 | Allen Fossil Plant | 5720111 | 23029213 | 22090312 | 12027514 | 20100102 | 221112 | Combustion Turbine | Natural Gas, Distillate Fuel Oil | 125 | 120 | N | N | N | oil | 0.27722 | 0.0052752 | 0.00037436 |  | SESARM Gas Peaking | SESARM Gas Peaking | SESARM_gas_peak
3393_G_G13 | SESARM | TN | 47157 | 3393 | G13 | Allen Fossil Plant | 5720111 | 23028913 | 22090212 | 12027914 | 20100102 | 221112 | Combustion Turbine | Natural Gas, Distillate Fuel Oil | 125 | 120 | N | N | N | oil | 0.27722 | 0.0052752 | 0.00037436 |  | SESARM Gas Peaking | SESARM Gas Peaking | SESARM_gas_peak
3393_G_G14 | SESARM | TN | 47157 | 3393 | G14 | Allen Fossil Plant | 5720111 | 23029013 | 22090112 | 12027814 | 20100102 | 221112 | Combustion Turbine | Natural Gas, Distillate Fuel Oil | 125 | 120 | N | N | N | oil | 0.27722 | 0.0052752 | 0.00037436 |  | SESARM Gas Peaking | SESARM Gas Peaking | SESARM_gas_peak
3393_G_G15 | SESARM | TN | 47157 | 3393 | G15 | Allen Fossil Plant | 5720111 | 23030013 | 22090612 | 12025914 | 20100102 | 221112 | Combustion Turbine | Natural Gas, Distillate Fuel Oil | 125 | 120 | N | N | N | oil | 0.27722 | 0.0052752 | 0.00037436 |  | SESARM Gas Peaking | SESARM Gas Peaking | SESARM_gas_peak
|  | PR | 72123 |  |  | PREPA Aguirre | 6958711 | 97211013 | 94226112 | 135597814 | 20100101 | 221112 |  |  | 125 | 120 |  | N | Y | oil | 764.4 | 9.61 | 14.9
|  | PR | 72127 |  |  | Puerto Rico Electric Power Authority, San Juan | 6878311 | 97213113 | 94228712 | 135599914 | 20100101 | 221112 |  |  | 125 | 120 |  | N | Y | oil | 746.23 | 63 | 290.51
3393_G_G16 | SESARM | TN | 47157 | 3393 | G16 | Allen Fossil Plant | 5720111 | 23030613 | 22090712 | 12025014 | 20100102 | 221112 | Combustion Turbine | Natural Gas, Distillate Fuel Oil | 125 | 120 | N | N | N | oil | 0.27722 | 0.0052752 | 0.00037436 |  | SESARM Gas Peaking | SESARM Gas Peaking | SESARM_gas_peak
|  | PR | 72123 |  |  | PREPA Aguirre | 6958711 | 97211113 | 94226212 | 135597914 | 20100101 | 221112 |  |  | 125 | 120 |  | N | Y | oil | 592.6 | 7.45 | 8.84
|  | PR | 72123 |  |  | PREPA Aguirre | 6958711 | 97210813 | 94226312 | 135597614 | 20100101 | 221112 |  |  | 125 | 120 |  | N | Y | oil | 538.8 | 6.77 | 5.31
|  | PR | 72123 |  |  | PREPA Aguirre | 6958711 | 97211313 | 94226012 | 135598114 | 20100101 | 221112 |  |  | 125 | 120 |  | N | Y | oil | 536.5 | 6.7 | 8
|  | HI | 15009 |  |  | MECO - Maalaea Generating Station | 7429011 | 9212413 | 9100712 | 122588214 | 20100102 | 221112 |  |  | 125 | 160 |  | N | Y | oil | 521.88 | 8.43 | 36.61 | 5258
|  | HI | 15009 |  |  | MECO - Maalaea Generating Station | 7429011 | 9212313 | 9100612 | 122588114 | 20100102 | 221112 |  |  | 125 | 160 |  | N | Y | oil | 417.85 | 6.75 | 29.31 | 4250
|  | HI | 15009 |  |  | MECO - Maalaea Generating Station | 7429011 | 9212613 | 9100912 | 89153314 | 20100102 | 221112 |  |  | 125 | 160 |  | N | Y | oil | 409.58 | 18.07 | 35.6 | 4850
|  | HI | 15009 |  |  | MECO - Maalaea Generating Station | 7429011 | 9212513 | 9100812 | 89153214 | 20100102 | 221112 |  |  | 125 | 160 |  | N | Y | oil | 356.39 | 14.93 | 30.66 | 4511
|  | PR | 72137 |  |  | Puerto Rico Electric Power Authority, Palo Seco | 7438511 | 97212913 | 94227612 | 135599714 | 20100101 | 221112 |  |  | 125 | 120 |  | N | Y | oil | 296.686 | 3.7322 | 4.4267
|  | AK | 02180 |  |  | Snake River Power Plant | 7735411 | 65314513 | 59983712 | 90488414 | 20100102 | 221112 |  |  | 125 | 160 |  | N | Y | oil | 281.49 | 1.2403 | 0.2
|  | PR | 72123 |  |  | PREPA Aguirre | 6958711 | 97211213 | 94225912 | 135598014 | 20100101 | 221112 |  |  | 125 | 120 |  | N | Y | oil | 267.2 | 3.36 | 3.98
|  | PR | 72137 |  |  | Puerto Rico Electric Power Authority, Palo Seco | 7438511 | 97212813 | 94227812 | 135599614 | 20100101 | 221112 |  |  | 125 | 120 |  | N | Y | oil | 262.716 | 3.3049 | 3.9198
|  | HI | 15007 |  |  | Kauai Island Utility Cooperative (KIUC) - Port Allen Generating Station | 947411 | 47910613 | 45449912 | 46562614 | 20100102 | 221112 |  |  | 125 | 160 |  | N | Y | oil | 259.16 | 10.758 | 5.454 | 7143
|  | AK | 02016 |  |  | Dutch Harbor Power Plant (DHPP) | 661511 | 97088913 | 94485512 | 135998414 | 20100102 | 221112 |  |  | 125 | 160 |  | N | Y | oil | 253.53 | 5.3812 | 0.06 | 8736
|  | AK | 02016 |  |  | Dutch Harbor Power Plant (DHPP) | 661511 | 97088813 | 94485312 | 135998214 | 20100102 | 221112 |  |  | 125 | 160 |  | N | Y | oil | 236.19 | 4.9808 | 0.06
|  | HI | 15007 |  |  | Kauai Island Utility Cooperative (KIUC) - Port Allen Generating Station | 947411 | 47910313 | 45450412 | 45818314 | 20100102 | 221112 |  |  | 125 | 160 |  | N | Y | oil | 230.61 | 8.29 | 4.17 | 5063
|  | HI | 15007 |  |  | Kauai Island Utility Cooperative (KIUC) - Port Allen Generating Station | 947411 | 47911013 | 45450312 | 46562214 | 20100102 | 221112 |  |  | 125 | 160 |  | N | Y | oil | 223.289 | 5.023 | 4.268 | 5130
|  | PR | 72123 |  |  | PREPA Aguirre | 6958711 | 97211513 | 94225812 | 135598314 | 20100101 | 221112 |  |  | 125 | 120 |  | N | Y | oil | 216.9 | 2.72 | 4.23
|  | PR | 72123 |  |  | PREPA Aguirre | 6958711 | 97210613 | 94226712 | 135597414 | 20100101 | 221112 |  |  | 125 | 120 |  | N | Y | oil | 204 | 2.56 | 2.81
|  | AK | 02090 |  |  | North Pole Power Plant | 678711 | 46415613 | 95350112 | 61360114 | 20100109 | 221112 |  |  | 125 | 120 |  | N | Y | oil | 201.45 | 2.745 | 92.035 | 2873
|  | AK | 02090 |  |  | North Pole Power Plant | 678711 | 46415613 | 95350212 | 61360114 | 20100109 | 221112 |  |  | 125 | 120 |  | N | Y | oil | 201.45 | 2.745 | 92.035 | 2873
|  | AK | 02050 |  |  | Bethel Power Plant | 12682211 | 64042213 | 58736612 | 88817714 | 20100102 | 221112 |  |  | 125 | 160 |  | N | Y | oil | 166.39 | 5.0785 | 9
|  | AK | 02050 |  |  | Bethel Power Plant | 12682211 | 64041713 | 58736112 | 88817214 | 20100102 | 221112 |  |  | 125 | 160 |  | N | Y | oil | 146.26 | 4.4632 | 7.91 | 5199
|  | PR | 72013 |  |  | PREPA Cambalache | 6982711 | 97211613 | 94227012 | 135598414 | 20100101 | 221112 |  |  | 125 | 120 |  | N | Y | oil | 138.18 | 4.24 | 128.2
|  | AK | 02050 |  |  | Bethel Power Plant | 12682211 | 64042113 | 58736512 | 88817614 | 20100102 | 221112 |  |  | 125 | 160 |  | N | Y | oil | 138.17 | 4.219 | 7.47
|  | AK | 02180 |  |  | Snake River Power Plant | 7735411 | 65314413 | 59983612 | 90488314 | 20100102 | 221112 |  |  | 125 | 160 |  | N | Y | oil | 137.69 | 0.60551 | 0.1
|  | AK | 02185 |  |  | Point Hope Power Plant | 10572511 | 64085713 | 115462112 | 88869314 | 20100102 | 221112 |  |  | 125 | 160 |  | N | Y | oil | 117.56 | 1.8263 | 15.07
|  | PR | 72123 |  |  | PREPA Aguirre | 6958711 | 97211413 | 94226812 | 135598214 | 20100101 | 221112 |  |  | 125 | 120 |  | N | Y | oil | 115 | 1.44 | 0.62
|  | HI | 15009 |  |  | MECO - Maalaea Generating Station | 7429011 | 9213513 | 9101012 | 122589514 | 20100102 | 221112 |  |  | 125 | 160 |  | N | Y | oil | 112.55 | 1.9536 | 6.63 | 2330
|  | HI | 15009 |  |  | MECO - Maalaea Generating Station | 7429011 | 9212813 | 9100012 | 122588614 | 20100101 | 221112 |  |  | 125 | 120 |  | N | Y | oil | 100.91 | 28.71 | 124.47 | 7126
|  | HI | 15009 |  |  | MECO - Maalaea Generating Station | 7429011 | 9213413 | 9099812 | 122589414 | 20100102 | 221112 |  |  | 125 | 160 |  | N | Y | oil | 98.5988 | 0.96103 | 2.49 | 1056
|  | PR | 72013 |  |  | PREPA Cambalache | 6982711 | 97211813 | 94226912 | 135598614 | 20100101 | 221112 |  |  | 125 | 120 |  | N | Y | oil | 97.44 | 3.32 | 90.42
|  | HI | 15003 |  |  | HECO - Waiau Power Plant | 7320911 | 8328313 | 8214712 | 122587014 | 20100101 | 221112 |  |  | 125 | 120 |  | N | Y | oil | 96.8758 | 1.2162 | 5.75 | 764
|  | HI | 15009 |  |  | MECO - Maalaea Generating Station | 7429011 | 9213213 | 9099612 | 122589214 | 20100102 | 221112 |  |  | 125 | 160 |  | N | Y | oil | 95.9983 | 1.2468 | 3.26 | 1383
|  | AK | 02016 |  |  | Dutch Harbor Power Plant (DHPP) | 661511 | 112519613 | 94485612 | 158755414 | 20100102 | 221112 |  |  | 125 | 160 |  | N | Y | oil | 95.05 | 4.8734 | 0.03 | 8736
|  | AK | 02016 |  |  | Dutch Harbor Power Plant (DHPP) | 661511 | 112519713 | 94485612 | 158755514 | 20100102 | 221112 |  |  | 125 | 160 |  | N | Y | oil | 95.05 | 4.8734 | 0.03 | 8736
|  | HI | 15009 |  |  | MECO - Maalaea Generating Station | 7429011 | 9212713 | 9099912 | 122588514 | 20100101 | 221112 |  |  | 125 | 120 |  | N | Y | oil | 93.98 | 32.64 | 124.02 | 7047
|  | PR | 72097 |  |  | PREPA Mayaguez | 15515011 | 97173413 | 94188712 | 135560214 | 20100101 | 221112 |  |  | 125 | 120 |  | N | Y | oil | 87.5 | 1.38 | 1.267
|  | HI | 15009 |  |  | MECO - Maalaea Generating Station | 7429011 | 9213013 | 9100512 | 122588814 | 20100101 | 221112 |  |  | 125 | 120 |  | N | Y | oil | 86.98 | 24.35 | 92.76 | 6733
|  | HI | 15009 |  |  | MECO - Maalaea Generating Station | 7429011 | 9213613 | 9101112 | 122589614 | 20100102 | 221112 |  |  | 125 | 160 |  | N | Y | oil | 86.8872 | 1.5081 | 5.12 | 1893
|  | HI | 15009 |  |  | MECO - Miki Basin Power Plant | 928711 | 47996213 | 45531512 | 154896114 | 20100102 | 221112 |  |  | 125 | 999 |  | N | Y | oil | 85.7 | 3.22 | 0.01 | 8087
|  | HI | 15009 |  |  | MECO - Miki Basin Power Plant | 928711 | 47996713 | 45531512 | 154895914 | 20100102 | 221112 |  |  | 125 | 999 |  | N | Y | oil | 85.35 | 2.03 | 0.01 | 7874
|  | AK | 02050 |  |  | Bethel Power Plant | 12682211 | 64042013 | 58736412 | 88817514 | 20100102 | 221112 |  |  | 125 | 160 |  | N | Y | oil | 83.7 | 2.5588 | 4.53 | 4580
|  | PR | 72097 |  |  | PREPA Mayaguez | 15515011 | 97173713 | 94189012 | 135560514 | 20100101 | 221112 |  |  | 125 | 120 |  | N | Y | oil | 82 | 1.3 | 1.18
|  | HI | 15009 |  |  | MECO - Palaau Power Plant | 559911 | 48134813 | 45686712 | 154892914 | 20100102 | 221112 |  |  | 125 | 160 |  | N | Y | oil | 78.8 | 1.83 | 0.008172 | 7194
|  | AK | 02261 |  |  | Glennallen Diesel Plant | 1025511 | 47331413 | 44876312 | 62662214 | 20100102 | 221112 |  |  | 125 | 160 |  | N | Y | oil | 75.33 | 20.4311 | 19.18
|  | HI | 15007 |  |  | Kauai Island Utility Cooperative (KIUC) - Port Allen Generating Station | 947411 | 47910413 | 45450012 | 45818214 | 20100102 | 221112 |  |  | 125 | 160 |  | N | Y | oil | 74.174 | 4.089 | 2.647 | 2841
|  | AK | 02050 |  |  | Bethel Power Plant | 12682211 | 64041913 | 58736312 | 88817414 | 20100102 | 221112 |  |  | 125 | 160 |  | N | Y | oil | 72.1 | 2.1974 | 3.9
|  | AK | 02050 |  |  | Bethel Power Plant | 12682211 | 64041813 | 58736212 | 88817314 | 20100102 | 221112 |  |  | 125 | 160 |  | N | Y | oil | 71.56 | 2.1877 | 3.87
|  | HI | 15009 |  |  | MECO - Palaau Power Plant | 559911 | 48135013 | 45687012 | 154893314 | 20100102 | 221112 |  |  | 125 | 160 |  | N | Y | oil | 68.46 | 1.13 | 0.0055947 | 5141
|  | AK | 02261 |  |  | CVEA Cogeneration Project | 1025411 | 47331713 | 44876712 | 62663114 | 20100101 | 221112 |  |  | 125 | 120 |  | N | Y | oil | 68.1 | 11.35 | 68.1
|  | AK | 02090 |  |  | Zehnder Facility | 10594311 | 52309513 | 50787912 | 71623814 | 20100101 | 221112 |  |  | 125 | 120 |  | N | Y | oil | 65.59 | 0.89 | 29.14 | 1137
|  | HI | 15009 |  |  | MECO - Palaau Power Plant | 559911 | 48134913 | 45686712 | 154893114 | 20100102 | 221112 |  |  | 125 | 160 |  | N | Y | oil | 65.52 | 1.62 | 0.0063501 | 5771
|  | PR | 72059 |  |  | South Coast Steam Power Plant | 7129111 | 97214013 | 94229612 | 135600814 | 20100101 | 221112 |  |  | 125 | 120 |  | N | Y | oil | 64.58 | 0.81 | 0.222
|  | AK | 02188 |  |  | Kotzebue Power Plant | 12682011 | 64079213 | 58772312 | 88859214 | 20100102 | 221112 |  |  | 125 | 160 |  | N | Y | oil | 64.54 | 1.2892 | 0.01
|  | AK | 02060 |  |  | Naknek Power Plant | 10598711 | 52280413 | 51186212 | 71662314 | 20100102 | 221112 |  |  | 125 | 160 |  | N | Y | oil | 64.13 | 0.47855 | 0.45 | 5031
|  | HI | 15003 |  |  | HECO - Waiau Power Plant | 7320911 | 8328413 | 8214812 | 122586314 | 20100101 | 221112 |  |  | 125 | 120 |  | N | Y | oil | 63.2546 | 0.79408 | 3.75 | 510
|  | AK | 02060 |  |  | Naknek Power Plant | 10598711 | 52280313 | 51081312 | 71661614 | 20100102 | 221112 |  |  | 125 | 160 |  | N | Y | oil | 62.82 | 0.46878 | 0.44
|  | HI | 15009 |  |  | MECO - Maalaea Generating Station | 7429011 | 9212913 | 9100412 | 122588714 | 20100101 | 221112 |  |  | 125 | 120 |  | N | Y | oil | 59.88 | 21.15 | 63.36 | 4652
|  | PR | 72059 |  |  | South Coast Steam Power Plant | 7129111 | 97214113 | 94229912 | 135600914 | 20100101 | 221112 |  |  | 125 | 120 |  | N | Y | oil | 57.5 | 0.72 | 0.065
|  | AK | 02185 |  |  | Point Hope Power Plant | 10572511 | 52263613 | 51073112 | 71626114 | 20100102 | 221112 |  |  | 125 | 160 |  | N | Y | oil | 55.08 | 1.6798 | 8.66
|  | AK | 02060 |  |  | Naknek Power Plant | 10598711 | 52280513 | 50920512 | 71662814 | 20100102 | 221112 |  |  | 125 | 160 |  | N | Y | oil | 54.4 | 0.41 | 0.38
|  | AK | 02185 |  |  | Kaktovik Power Plant | 17048311 | 112529213 | 115477412 | 158767014 | 20100102 | 221112 |  |  |  | 160 |  | N | Y | oil | 53.5 | 0.87897 | 11.5
|  | AK | 02185 |  |  | Point Hope Power Plant | 10572511 | 52263513 | 51401512 | 71625714 | 20100102 | 221112 |  |  | 125 | 160 |  | N | Y | oil | 52.8 | 1.6114 | 8.31
3393_G_GT1 | SESARM | TN | 47157 | 3393 | GT1 | Allen Fossil Plant | 5720111 | 23030113 | 22092112 | 12025814 | 20100102 | 221112 | Combustion Turbine | Natural Gas, Distillate Fuel Oil | 125 | 120 | N | N | N | oil | 0.27722 | 0.0052752 | 0.00037436 |  | SESARM Gas Peaking | SESARM Gas Peaking | SESARM_gas_peak
|  | AK | 02188 |  |  | Kotzebue Power Plant | 12682011 | 97990613 | 45823412 | 136938614 | 20100102 | 221112 |  |  | 125 | 160 |  | N | Y | oil | 48.93 | 1.045 | 0.01 | 8736
|  | AK | 02188 |  |  | Kotzebue Power Plant | 12682011 | 97990713 | 45823012 | 136938714 | 20100102 | 221112 |  |  | 125 | 160 |  | N | Y | oil | 48.71 | 0.75201 | 0.01 | 8736
|  | AK | 02016 |  |  | St. Paul Power Plant | 10606111 | 52259613 | 51109812 | 71625414 | 20100102 | 221112 |  |  | 125 | 160 |  | N | Y | oil | 47.5 | 0.87897 | 0 | 4982
|  | AK | 02261 |  |  | Orca Power Plant | 12660911 | 106042413 | 58748512 | 150513614 | 20100102 | 221112 |  |  | 125 | 160 |  | N | Y | oil | 46.23 | 3.8382 | 2.81 | 3072
|  | AK | 02060 |  |  | Naknek Power Plant | 10598711 | 52280913 | 51053812 | 71663914 | 20100102 | 221112 |  |  | 125 | 160 |  | N | Y | oil | 45.81 | 0.57 | 0.01 | 3167
|  | HI | 15003 |  |  | HECO - Campbell Industrial Park Generating Station | 15259311 | 95964113 | 92483012 | 131148114 | 20100101 | 221112 |  |  | 125 | 120 |  | N | Y | oil | 45.74 | 12.04 | 0.3 | 874
|  | AK | 02016 |  |  | Dutch Harbor Power Plant (DHPP) | 661511 | 46424713 | 44104512 | 60887614 | 20100102 | 221112 |  |  | 125 | 160 |  | N | Y | oil | 45.26 | 0.96686 | 0.01 | 8736
|  | AK | 02185 |  |  | Wainwright Power Plant | 10572711 | 52262513 | 51294912 | 71625214 | 20100102 | 221112 |  |  | 125 | 160 |  | N | Y | oil | 45.22 | 1.3771 | 7.12
|  | AK | 02185 |  |  | Wainwright Power Plant | 10572711 | 52262413 | 49858212 | 71624614 | 20100102 | 221112 |  |  | 125 | 160 |  | N | Y | oil | 45.22 | 1.3771 | 7.12
|  | AK | 02261 |  |  | Orca Power Plant | 12660911 | 106042313 | 58748412 | 150513514 | 20100102 | 221112 |  |  | 125 | 160 |  | N | Y | oil | 42.06 | 3.4963 | 2.56 | 3224
|  | AK | 02090 |  |  | North Pole Power Plant | 678711 | 46415513 | 95349912 | 61360314 | 20100109 | 221112 |  |  | 125 | 120 |  | N | Y | oil | 38.74 | 0.53 | 17.7 | 569
|  | AK | 02090 |  |  | North Pole Power Plant | 678711 | 46415513 | 95350012 | 61360314 | 20100109 | 221112 |  |  | 125 | 120 |  | N | Y | oil | 38.74 | 0.53 | 17.7 | 569
|  | AK | 02060 |  |  | Naknek Power Plant | 10598711 | 52281013 | 50693912 | 71664014 | 20100102 | 221112 |  |  | 125 | 160 |  | N | Y | oil | 38.32 | 0.48 | 0.01
|  | AK | 02261 |  |  | Orca Power Plant | 12660911 | 106042113 | 58748212 | 150513314 | 20100102 | 221112 |  |  | 125 | 160 |  | N | Y | oil | 38.17 | 3.6721 | 2.69 | 1114
|  | HI | 15007 |  |  | Kauai Island Utility Cooperative (KIUC) - Port Allen Generating Station | 947411 | 47910913 | 45449812 | 46562314 | 20100102 | 221112 |  |  | 125 | 160 |  | N | Y | oil | 37.9146 | 0.65814 | 0.012 | 1237
3393_G_GT2 | SESARM | TN | 47157 | 3393 | GT2 | Allen Fossil Plant | 5720111 | 23029613 | 22092212 | 12026614 | 20100102 | 221112 | Combustion Turbine | Natural Gas, Distillate Fuel Oil | 125 | 120 | N | N | N | oil | 0.27722 | 0.0052752 | 0.00037436 |  | SESARM Gas Peaking | SESARM Gas Peaking | SESARM_gas_peak
|  | AK | 02188 |  |  | Kotzebue Power Plant | 12682011 | 112510913 | 115464112 | 158743614 | 20100102 | 221112 |  |  | 125 | 160 |  | N | Y | oil | 35.7 | 0.75201 | 0.01 | 8736
|  | HI | 15007 |  |  | Kauai Island Utility Cooperative (KIUC) - Port Allen Generating Station | 947411 | 47910713 | 45449512 | 46562514 | 20100102 | 221112 |  |  | 125 | 160 |  | N | Y | oil | 35.2749 | 0.61232 | 0.011 | 1133
|  | HI | 15009 |  |  | MECO - Maalaea Generating Station | 7429011 | 9213313 | 9099712 | 122589314 | 20100102 | 221112 |  |  | 125 | 160 |  | N | Y | oil | 34.7569 | 0.60329 | 2.04 | 692
|  | AK | 02261 |  |  | Glennallen Diesel Plant | 1025511 | 47330713 | 44876512 | 62662914 | 20100102 | 221112 |  |  | 125 | 160 |  | N | Y | oil | 34.62 | 9.5124 | 5.3
|  | AK | 02016 |  |  | St. Paul Power Plant | 10606111 | 52259713 | 51109812 | 71625814 | 20100102 | 221112 |  |  | 125 | 160 |  | N | Y | oil | 32.3 | 0.68364 | 0 | 2869
|  | HI | 15001 |  |  | HELCO - Keahole Power Plant | 928911 | 96368013 | 93479012 | 154888714 | 20100101 | 221112 |  |  | 125 | 120 |  | N | Y | oil | 32.16 | 7.73 | 32.76 | 6796
|  | PR | 72123 |  |  | PREPA Aguirre | 6958711 | 97210513 | 94226612 | 135597314 | 20100101 | 221112 |  |  | 125 | 120 |  | N | Y | oil | 29.9 | 0.37 | 0.28
|  | AK | 02090 |  |  | North Pole Power Plant | 678711 | 46415613 | 95350112 | 61360214 | 20100101 | 221112 |  |  | 125 | 120 |  | N | Y | oil | 29.78 | 0.405 | 3.345 | 2873
|  | AK | 02090 |  |  | North Pole Power Plant | 678711 | 46415613 | 95350212 | 61360214 | 20100101 | 221112 |  |  | 125 | 120 |  | N | Y | oil | 29.78 | 0.405 | 3.345 | 2873
|  | PR | 72097 |  |  | PREPA Mayaguez | 15515011 | 97173513 | 94188812 | 135560314 | 20100101 | 221112 |  |  | 125 | 120 |  | N | Y | oil | 29.3 | 0.465 | 0.424
|  | AK | 02290 |  |  | Galena Electric Utility | 10548411 | 52349113 | 50971712 | 71625614 | 20100102 | 221112 |  |  | 125 | 160 |  | N | Y | oil | 29.02 | 0.87897 | 4.58 | 8736
|  | HI | 15001 |  |  | HELCO - Keahole Power Plant | 928911 | 96368113 | 93479112 | 154888614 | 20100101 | 221112 |  |  | 125 | 120 |  | N | Y | oil | 28.95 | 7.6 | 27.85 | 5759
3393_G_GT3 | SESARM | TN | 47157 | 3393 | GT3 | Allen Fossil Plant | 5720111 | 23029913 | 22090812 | 12026114 | 20100102 | 221112 | Combustion Turbine | Natural Gas, Distillate Fuel Oil | 125 | 120 | N | N | N | oil | 0.27722 | 0.0052752 | 0.00037436 |  | SESARM Gas Peaking | SESARM Gas Peaking | SESARM_gas_peak
|  | AK | 02290 |  |  | Galena Electric Utility | 10548411 | 52348913 | 50945512 | 71624514 | 20100102 | 221112 |  |  | 125 | 160 |  | N | Y | oil | 28.51 | 0.8692 | 4.5 | 8736
|  | HI | 15007 |  |  | Kauai Island Utility Cooperative (KIUC) - Port Allen Generating Station | 947411 | 47911413 | 45450212 | 46561814 | 20100101 | 221112 |  |  | 125 | 120 |  | N | Y | oil | 28.2393 | 0.35556 | 1.115 | 121
|  | AK | 02060 |  |  | Naknek Power Plant | 10598711 | 64042313 | 58736712 | 88817814 | 20100102 | 221112 |  |  | 125 | 160 |  | N | Y | oil | 26.03 | 0.21 | 0.38
|  | AK | 02261 |  |  | Valdez Diesel Power Plant | 1025611 | 47330513 | 44874812 | 61406514 | 20100102 | 221112 |  |  | 125 | 160 |  | N | Y | oil | 25.85 | 0.57621 | 4.11
3393_G_GT4 | SESARM | TN | 47157 | 3393 | GT4 | Allen Fossil Plant | 5720111 | 23031113 | 22091412 | 12024214 | 20100102 | 221112 | Combustion Turbine | Natural Gas, Distillate Fuel Oil | 125 | 120 | N | N | N | oil | 0.27722 | 0.0052752 | 0.00037436 |  | SESARM Gas Peaking | SESARM Gas Peaking | SESARM_gas_peak
|  | AK | 02060 |  |  | Naknek Power Plant | 10598711 | 64042413 | 58736812 | 88817914 | 20100102 | 221112 |  |  | 125 | 160 |  | N | Y | oil | 24.73 | 0.2 | 0.01 | 3783
|  | AK | 02261 |  |  | Valdez Diesel Power Plant | 1025611 | 47330113 | 44875012 | 61406914 | 20100102 | 221112 |  |  | 125 | 160 |  | N | Y | oil | 24.52 | 0.54691 | 3.9 | 855
|  | AK | 02185 |  |  | Kaktovik Power Plant | 17048311 | 112529313 | 115477512 | 158767114 | 20100102 | 221112 |  |  |  | 160 |  | N | Y | oil | 24.5 | 0.39065 | 5.9
|  | AK | 02105 |  |  | Hoonah Facility | 12662011 | 112508613 | 115462412 | 158741814 | 20100102 | 221112 |  |  | 125 | 160 |  | N | Y | oil | 23.63 | 0.71294 | 0.01
|  | AK | 02105 |  |  | Hoonah Facility | 12662011 | 64092413 | 58784312 | 88877014 | 20100102 | 221112 |  |  | 125 | 160 |  | N | Y | oil | 23.28 | 0.70317 | 0.01
|  | AK | 02105 |  |  | Hoonah Facility | 12662011 | 112508513 | 115462312 | 158741714 | 20100102 | 221112 |  |  | 125 | 160 |  | N | Y | oil | 22.52 | 0.68364 | 0.01
|  | AK | 02195 |  |  | Kake Power Plant | 12661811 | 96010413 | 58783812 | 134004614 | 20100102 | 221112 |  |  | 125 | 160 |  | N | Y | oil | 22.51 | 0.68364 | 0.01
3393_G_GT5 | SESARM | TN | 47157 | 3393 | GT5 | Allen Fossil Plant | 5720111 | 23030913 | 22091312 | 12024614 | 20100102 | 221112 | Combustion Turbine | Natural Gas, Distillate Fuel Oil | 125 | 120 | N | N | N | oil | 0.27722 | 0.0052752 | 0.00037436 |  | SESARM Gas Peaking | SESARM Gas Peaking | SESARM_gas_peak
|  | AK | 02180 |  |  | Unalakleet Power Plant | 12661411 | 97966113 | 95356012 | 136916814 | 20100102 | 221112 |  |  | 125 | 160 |  | N | Y | oil | 20.83 | 1.4259 | 2.41 | 8736
|  | AK | 02180 |  |  | Snake River Power Plant | 7735411 | 2900213 | 2784112 | 61763214 | 20100102 | 221112 |  |  | 125 | 160 |  | N | Y | oil | 20.66 | 0.34182 | 0
|  | AK | 02290 |  |  | Galena Electric Utility | 10548411 | 52348713 | 51113112 | 71623314 | 20100102 | 221112 |  |  | 125 | 160 |  | N | Y | oil | 20.36 | 0.61528 | 3.21
3393_G_GT6 | SESARM | TN | 47157 | 3393 | GT6 | Allen Fossil Plant | 5720111 | 23031213 | 22092312 | 12024014 | 20100102 | 221112 | Combustion Turbine | Natural Gas, Distillate Fuel Oil | 125 | 120 | N | N | N | oil | 0.27722 | 0.0052752 | 0.00037436 |  | SESARM Gas Peaking | SESARM Gas Peaking | SESARM_gas_peak
|  | HI | 15007 |  |  | Kauai Island Utility Cooperative (KIUC) - Port Allen Generating Station | 947411 | 47911513 | 45449412 | 46561714 | 20100102 | 221112 |  |  | 125 | 160 |  | N | Y | oil | 19.8843 | 0.34516 | 0.006 | 803
|  | AK | 02130 |  |  | Bailey Powerhouse | 540511 | 48367213 | 45832312 | 61763914 | 20100102 | 221112 |  |  | 125 | 160 |  | N | Y | oil | 19.8 | 0.39065 | 0
|  | HI | 15001 |  |  | HELCO - Keahole Power Plant | 928911 | 64238313 | 59035912 | 154888514 | 20100101 | 221112 |  |  | 125 | 120 |  | N | Y | oil | 19.71 | 3.15 | 7.36 | 1492
|  | AK | 02090 |  |  | North Pole Power Plant | 678711 | 64048713 | 58742212 | 136910714 | 20100109 | 221112 |  |  | 125 | 120 |  | N | Y | oil | 19.65 | 0.98 | 8.2 | 7829
|  | AK | 02180 |  |  | Unalakleet Power Plant | 12661411 | 97966213 | 95356112 | 136916914 | 20100102 | 221112 |  |  | 125 | 160 |  | N | Y | oil | 19.4 | 1.3282 | 2.24 | 8736
|  | AK | 02195 |  |  | Kake Power Plant | 12661811 | 64092113 | 58784012 | 88876714 | 20100102 | 221112 |  |  | 125 | 160 |  | N | Y | oil | 19.03 | 0.57621 | 0 | 8736
3393_G_GT7 | SESARM | TN | 47157 | 3393 | GT7 | Allen Fossil Plant | 5720111 | 23029313 | 22091212 | 12027314 | 20100102 | 221112 | Combustion Turbine | Natural Gas, Distillate Fuel Oil | 125 | 120 | N | N | N | oil | 0.27722 | 0.0052752 | 0.00037436 |  | SESARM Gas Peaking | SESARM Gas Peaking | SESARM_gas_peak
3393_G_GT8 | SESARM | TN | 47157 | 3393 | GT8 | Allen Fossil Plant | 5720111 | 23028613 | 22091812 | 12028514 | 20100102 | 221112 | Combustion Turbine | Natural Gas, Distillate Fuel Oil | 125 | 120 | N | N | N | oil | 0.27722 | 0.0052752 | 0.00037436 |  | SESARM Gas Peaking | SESARM Gas Peaking | SESARM_gas_peak
|  | HI | 15009 |  |  | MECO - Miki Basin Power Plant | 928711 | 47996013 | 45531412 | 154896414 | 20100102 | 221112 |  |  | 125 | 160 |  | N | Y | oil | 17.46 | 0.49711 | 0.0016996 | 2584
|  | AK | 02290 |  |  | Galena Electric Utility | 10548411 | 52349013 | 50998212 | 71625114 | 20100102 | 221112 |  |  | 125 | 160 |  | N | Y | oil | 17.04 | 0.51761 | 2.68
3393_G_GT9 | SESARM | TN | 47157 | 3393 | GT9 | Allen Fossil Plant | 5720111 | 23028713 | 22092412 | 12028314 | 20100102 | 221112 | Combustion Turbine | Natural Gas, Distillate Fuel Oil | 125 | 120 | N | N | N | oil | 0.27722 | 0.0052752 | 0.00037436 |  | SESARM Gas Peaking | SESARM Gas Peaking | SESARM_gas_peak
|  | AK | 02060 |  |  | Naknek Power Plant | 10598711 | 52280713 | 50994012 | 71664214 | 20100102 | 221112 |  |  | 125 | 160 |  | N | Y | oil | 16.55 | 0.13 | 0.01 | 2151
|  | AK | 02180 |  |  | Unalakleet Power Plant | 12661411 | 97966313 | 95356212 | 136917014 | 20100102 | 221112 |  |  | 125 | 160 |  | N | Y | oil | 16.25 | 1.1134 | 1.88 | 8736
|  | HI | 15007 |  |  | Kauai Island Utility Cooperative (KIUC) - Port Allen Generating Station | 947411 | 47910513 | 45449312 | 46562714 | 20100102 | 221112 |  |  | 125 | 160 |  | N | Y | oil | 16.1891 | 0.28102 | 0.005 | 671
| MANE-VU | MA | 25003 |  |  | PITTSFIELD GENERATING COMPANY LP | 7220511 | 87515513 | 83732912 | 118636814 | 20200401 | 221112 |  |  | 125 | 160 |  | N | Y | oil | 0.277 | 0.02195 | 0.018
|  | PR | 72057 |  |  | PREPA Jobos | 15514911 | 97173313 | 94188612 | 135560114 | 20100101 | 221112 |  |  | 125 | 120 |  | N | Y | oil | 15.1 | 0.19 | 0.39
|  | AK | 02180 |  |  | Unalakleet Power Plant | 12661411 | 97966413 | 95356312 | 136917114 | 20100102 | 221112 |  |  | 125 | 160 |  | N | Y | oil | 14.93 | 1.0255 | 1.73 | 8736
| West North Central | IA | 19145 |  |  | MIDAMERICAN ENERGY CO - SHENANDOAH POWER STATION | 3781911 | 36980013 | 35238912 | 42466314 | 20100102 | 221112 |  |  | 125 | 160 |  | N | Y | oil | 0.276 | 0.0079269 | 0.00023625 | 16
|  | HI | 15009 |  |  | MECO - Palaau Power Plant | 559911 | 48134313 | 45687112 | 154894714 | 20100102 | 221112 |  |  | 125 | 160 |  | N | Y | oil | 14.56 | 0.43456 | 0.0012519 | 2366
| West North Central | IA | 19127 |  |  | INDUSTRIAL ENERGY APPLICATIONS, INC. - JBS USA | 16962211 | 111695413 | 114907112 | 157915014 | 20100102 | 221112 |  |  |  | 160 |  | N | Y | oil | 0.27578 | 0.0047917 | 0.00013056 | 16
| LADCO | IL | 17103 |  |  | Duke Energy Lee II LLC | 5483011 | 88663213 | 84960512 | 120341014 | 20200102 | 221112 |  |  | 125 | 160 |  | N | Y | oil | 0.27543 | 0.0086 | 0.024957 | 18
|  | HI | 15001 |  |  | HELCO - Waimea Power Plant | 2775811 | 40929113 | 39048012 | 154890414 | 20100102 | 221112 |  |  | 125 | 160 |  | N | Y | oil | 14.3917 | 0.24997 | 0.0014269 | 364
|  | HI | 15007 |  |  | Kauai Island Utility Cooperative (KIUC) - Port Allen Generating Station | 947411 | 47910113 | 45449712 | 45818614 | 20100102 | 221112 |  |  | 125 | 160 |  | N | Y | oil | 14.1647 | 0.24588 | 0.004 | 559
|  | AK | 02240 |  |  | Tok Power Generating Station | 1024911 | 97983413 | 44878112 | 136930314 | 20100102 | 221112 |  |  | 125 | 160 |  | N | Y | oil | 13.77 | 0.36135 | 1.91
|  | AK | 02060 |  |  | Naknek Power Plant | 10598711 | 52280813 | 51048112 | 71663814 | 20100102 | 221112 |  |  | 125 | 160 |  | N | Y | oil | 13.71 | 0.4 | 0 | 1742
|  | AK | 02240 |  |  | Tok Power Generating Station | 1024911 | 47333413 | 44878412 | 61973014 | 20100102 | 221112 |  |  | 125 | 160 |  | N | Y | oil | 13.61 | 0.35159 | 1.85
|  | HI | 15009 |  |  | MECO - Miki Basin Power Plant | 928711 | 47996613 | 45531012 | 154896214 | 20100102 | 221112 |  |  | 125 | 160 |  | N | Y | oil | 12.9 | 0.38908 | 0.0013302 | 1856
|  | HI | 15009 |  |  | MECO - Palaau Power Plant | 559911 | 48134613 | 45686412 | 154893814 | 20100102 | 221112 |  |  | 125 | 160 |  | N | Y | oil | 12.83 | 0.49317 | 0.0014208 | 2548
|  | HI | 15009 |  |  | MECO - Maalaea Generating Station | 7429011 | 9212213 | 9100312 | 154891214 | 20100102 | 221112 |  |  | 125 | 160 |  | N | Y | oil | 12.7754 | 0.22183 | 0.0010037 | 364
55457_G_ST1 | South | OK | 40087 | 55457 | ST1 | MCCLAIN ENGRY FACLTY | 882511 | 47401413 | 44953212 | 17060814 | 10300602 | 221112 | Combined Cycle | Natural Gas | 125 | 100 | N | N | N | gas | 0.275 | 0.079 | 0.008 | 716 | South Gas Peaking | South Gas Peaking | South_gas_peak
| South | KS | 20041 |  |  | Chapman Mun. Power Plant | 12656711 | 98357713 | 112258312 | 138269014 | 20200401 | 221112 |  |  |  | 999 |  | N | Y | oil | 0.27476 | 0.0061668 | 0.00013824 | 8736
|  | AK | 02261 |  |  | Orca Power Plant | 12660911 | 97622513 | 94626512 | 136176514 | 20100102 | 221112 |  |  | 125 | 160 |  | N | Y | oil | 12.35 | 1.8165 | 1.65 | 592
| SESARM | AL | 01073 |  |  | ALABAMA POWER COMPANY HEADQUARTERS BUILDING | 1112211 | 63074813 | 57787812 | 86792314 | 20100102 | 221112 |  |  |  | 999 |  | N | Y | oil | 0.27398 | 0.0063828 | 0.02926
|  | HI | 15009 |  |  | MECO - Maalaea Generating Station | 7429011 | 9213113 | 9100212 | 154891314 | 20100102 | 221112 |  |  | 125 | 160 |  | N | Y | oil | 11.6985 | 0.20313 | 0.0009191 | 348
|  | AK | 02060 |  |  | Naknek Power Plant | 10598711 | 52280613 | 50996912 | 71663414 | 20100102 | 221112 |  |  | 125 | 160 |  | N | Y | oil | 11.47 | 0.04 | 0.09 | 1138
| MANE-VU | CT | 09009 |  |  | MILFORD POWER CO, LLC | 2708911 | 99521713 | 85099212 | 140166714 | 20200102 | 221112 |  |  | 125 | 999 |  | N | Y | oil | 0.27376 | 0.019263 | 0.017994
|  | AK | 02188 |  |  | Kotzebue Power Plant | 12682011 | 97990313 | 45822912 | 136938314 | 20100102 | 221112 |  |  | 125 | 160 |  | N | Y | oil | 11.12 | 0.30393 | 0 | 8736
|  | HI | 15009 |  |  | MECO - Miki Basin Power Plant | 928711 | 47996113 | 45530912 | 154896014 | 20100102 | 221112 |  |  | 125 | 160 |  | N | Y | oil | 11.07 | 0.6 | 0.00096864 | 1420
|  | HI | 15001 |  |  | HELCO - Keahole Power Plant | 928911 | 64238213 | 59035812 | 154889114 | 20100101 | 221112 |  |  | 125 | 120 |  | N | Y | oil | 11.03 | 1 | 4.3 | 946
|  | AK | 02090 |  |  | North Pole Power Plant | 678711 | 46415513 | 95350012 | 61360414 | 20100101 | 221112 |  |  | 125 | 120 |  | N | Y | oil | 11.005 | 0.15 | 1.235 | 569
|  | AK | 02090 |  |  | North Pole Power Plant | 678711 | 46415513 | 95349912 | 61360414 | 20100101 | 221112 |  |  | 125 | 120 |  | N | Y | oil | 11.005 | 0.15 | 1.235 | 569
|  | AK | 02261 |  |  | Glennallen Diesel Plant | 1025511 | 47330913 | 44875612 | 62662714 | 20100102 | 221112 |  |  | 125 | 160 |  | N | Y | oil | 10.97 | 3.0178 | 1.68
| LADCO | IL | 17049 |  |  | City of Altamont | 1781511 | 59703713 | 55117212 | 85752614 | 20200401 | 221112 |  |  | 125 | 160 |  | N | Y | oil | 0.27376 | 0.0041 | 0.000151 | 16
| LADCO | IL | 17049 |  |  | City of Altamont | 1781511 | 59703913 | 55117612 | 85752714 | 20200401 | 221112 |  |  | 125 | 160 |  | N | Y | oil | 0.27352 | 0.0041 | 0.000151 | 16
| West North Central | IA | 19145 |  |  | MIDAMERICAN ENERGY CO - SHENANDOAH POWER STATION | 3781911 | 36979913 | 35239012 | 42466414 | 20100102 | 221112 |  |  | 125 | 160 |  | N | Y | oil | 0.27232 | 0.0078212 | 0.0002331 | 14
|  | HI | 15009 |  |  | MECO - Miki Basin Power Plant | 928711 | 47996513 | 45531112 | 154896314 | 20100102 | 221112 |  |  | 125 | 160 |  | N | Y | oil | 10.85 | 0.29352 | 0.0010035 | 1420
|  | HI | 15009 |  |  | MECO - Miki Basin Power Plant | 928711 | 47996313 | 45531312 | 154895714 | 20100102 | 221112 |  |  | 125 | 160 |  | N | Y | oil | 10.66 | 0.30488 | 0.0010424 | 1492
| West North Central | IA | 19145 |  |  | MIDAMERICAN ENERGY CO - SHENANDOAH POWER STATION | 3781911 | 36979813 | 35236812 | 42474014 | 20100102 | 221112 |  |  | 125 | 160 |  | N | Y | oil | 0.27232 | 0.0078212 | 0.0002331 | 12
|  | HI | 15009 |  |  | MECO - Miki Basin Power Plant | 928711 | 47996413 | 45531212 | 154895814 | 20100102 | 221112 |  |  | 125 | 160 |  | N | Y | oil | 10.59 | 0.35956 | 0.0012293 | 1638
|  | AK | 02220 |  |  | Jarvis St. Diesel Plant | 17048211 | 112527913 | 115512112 | 158859714 | 20100102 | 221112 |  |  |  | 160 |  | N | Y | oil | 9.91 | 0.23439 | 0.08
1830_B_4 | LADCO | MI | 26139 | 1830 | 4 | Holland BPW, Generating Station & WWTP | 8129311 | 6902813 | 6850112 | 29230314 | 10100601 | 221112 | Coal Steam | Bituminous, Subbituminous | 125 | 100 | N | N | N | gas | 0.2721 | 0.010885 | 0.00086 | 72 | LADCO Coal Peaking | LADCO Coal Peaking | LADCO_coal_peak
|  | HI | 15003 |  |  | Kalaeloa Cogeneration Plant | 947711 | 47908013 | 45447312 | 45823314 | 20100101 | 221112 |  |  | 125 | 140 |  | N | Y | oil | 9.7418 | 2.2042 | 12.2431 | 240
|  | AK | 02185 |  |  | Point Hope Power Plant | 10572511 | 112508413 | 115462212 | 158741614 | 20100102 | 221112 |  |  | 125 | 160 |  | N | Y | oil | 9.74 | 0.29299 | 1.53 | 8736
| West North Central | IA | 19127 |  |  | INDUSTRIAL ENERGY APPLICATIONS, INC. - JBS USA | 16962211 | 111695513 | 114907212 | 157915114 | 20100102 | 221112 |  |  |  | 160 |  | N | Y | oil | 0.27114 | 0.0047111 | 0.00012837 | 16
| West North Central | WY | 56005 |  |  | Dry Fork Station | 15659411 | 120632313 | 122715612 | 172259614 | 20200102 | 221112 |  |  | 125 | 160 |  | N | Y | oil | 0.27084 | 0.00876 | 0.01068 | 24
|  | HI | 15003 |  |  | Kalaeloa Cogeneration Plant | 947711 | 47908113 | 45447212 | 45823214 | 20100101 | 221112 |  |  | 125 | 140 |  | N | Y | oil | 9.2301 | 2.6333 | 11.4547 | 304
|  | AK | 02185 |  |  | Deadhorse Power Plant | 10572911 | 97972213 | 95361912 | 136921014 | 20200401 | 221112 |  |  | 125 | 120 |  | N | Y | oil | 9.2 | 1.48 | 0.73 | 7981
| LADCO | MN | 27037 |  |  | Xcel Energy - Black Dog Generating Plant | 6275411 | 15814413 | 15440312 | 29097114 | 20200401 | 221112 |  |  | 125 | 160 |  | N | Y | oil | 0.2708 | 0.018667 | 0.0001228
|  | AK | 02185 |  |  | Deadhorse Power Plant | 10572911 | 64082613 | 58775712 | 88863914 | 20200401 | 221112 |  |  | 125 | 120 |  | N | Y | oil | 9.1 | 1.47 | 0.72
151_G_2 | West | CA | 06099 | 151 | 2 | MODESTO IRRIGATION DISTRICT | 3945911 | 35563913 | 33856612 | 53107614 | 20100201 | 221118 | Combustion Turbine | Natural Gas, Distillate Fuel Oil |  | 120 | N | N | N |  | 0.27007 | 0.08729 | 0.010571 | 7392 | West Gas Nonpeaking | West Gas Nonpeaking | West_gas_nonpeak
|  | HI | 15001 |  |  | HELCO - Waimea Power Plant | 2775811 | 40929213 | 39048212 | 154890014 | 20100102 | 221112 |  |  | 125 | 160 |  | N | Y | oil | 9.0214 | 0.15669 | 0.00089444 | 234
2713_G_GT1 | SESARM | NC | 37129 |  |  | Duke Energy Progress, LLC - L.V. Sutton Electric Plant | 8547211 | 1554113 | 69470812 | 18824714 | 20100101 | 221112 |  |  | 125 | 120 |  | N | N | oil | 0.27 |  | 0.31 | 8736 | SESARM Oil Peaking | SESARM Oil Peaking | SESARM_oil_peak
|  | AK | 02016 |  |  | St. Paul Power Plant | 10606111 | 52259213 | 51109812 | 71623014 | 20100102 | 221112 |  |  | 125 | 160 |  | N | Y | oil | 8.9 | 0.19533 | 0 | 969
| West North Central | WY | 56009 |  |  | Dave Johnston | 6418211 | 120544013 | 122575712 | 172168914 | 20100102 | 221112 |  |  | 125 | 160 |  | N | Y | oil | 0.27 | 0.02 | 0.02 | 34
55099_G_06 | South | LA | 22073 | 55099 | 06 | NRG Sterlington Power LLC - Sterlington Power Plant | 5836111 | 82087413 | 73130212 | 105606514 | 20100201 | 221112 | Combustion Turbine | Natural Gas | 125 | 120 | N | N | N | gas | 0.26965 | 0.015503 | 0.007986 | 8736 | South Gas Peaking | South Gas Peaking | South_gas_peak
| West | CA | 06075 |  |  | 808 RENEWABLE ENERGY | 10040011 | 54141413 | 76678012 | 68728814 | 20300204 | 221112 |  |  |  | 160 |  | N | Y | gas | 0.26833 | 0.015752 | 0.00089688 | 8736
|  | AK | 02016 |  |  | Dutch Harbor Power Plant (DHPP) | 661511 | 64029413 | 58723412 | 88800314 | 20100102 | 221112 |  |  | 125 | 160 |  | N | Y | oil | 8.52 | 0.41995 | 0 | 8736
|  | HI | 15001 |  |  | HELCO - Waimea Power Plant | 2775811 | 40929313 | 39048112 | 154890214 | 20100102 | 221112 |  |  | 125 | 160 |  | N | Y | oil | 8.3743 | 0.14546 | 0.00083029 | 213
7883_G_9 | SESARM | TN | 47067 | 7883 | 9 | POWELL VALLEY ELECTRIC COOPERATIVE, INC. | 3787211 | 37839713 | 36095412 | 11513414 | 10100501 | 221112 | Combustion Turbine | Distillate Fuel Oil | 125 | 160 | N | N | N | oil | 0.268 | 0.000609 | 0.00463 |  | SESARM Oil Peaking | SESARM Oil Peaking | SESARM_oil_peak
| MANE-VU | MA | 25003 |  |  | PITTSFIELD GENERATING COMPANY LP | 7220511 | 87515613 | 83733212 | 118636914 | 20200401 | 221112 |  |  | 125 | 160 |  | N | Y | oil | 0.268 | 0.02195 | 0.018
| SESARM | AL | 01073 |  |  | ALABAMA POWER COMPANY HEADQUARTERS BUILDING | 1112211 | 63074713 | 57787712 | 86792214 | 20100102 | 221112 |  |  |  | 999 |  | N | Y | oil | 0.2678 | 0.0062322 | 0.0286
|  | HI | 15009 |  |  | MECO - Palaau Power Plant | 559911 | 48134713 | 45686512 | 154894514 | 20100102 | 221112 |  |  | 125 | 160 |  | N | Y | oil | 8.1 | 0.38214 | 0.0011009 | 1893
698_G_1 | South | MO | 29079 | 698 | 1 | TRENTON MUNICIPAL UTILITIES TRENTON PEAKING PLANT | 7528911 | 11609113 | 11505912 | 25492814 | 20200401 | 221112 | Combustion Turbine | Distillate Fuel Oil | 125 | 160 | N | N | N | oil | 0.2676 | 0.0046 | 0.0001 |  | South Oil Peaking | South Oil Peaking | South_oil_peak
698_G_2 | South | MO | 29079 | 698 | 2 | TRENTON MUNICIPAL UTILITIES TRENTON PEAKING PLANT | 7528911 | 11609613 | 11505812 | 25492114 | 20200401 | 221112 | Combustion Turbine | Distillate Fuel Oil | 125 | 160 | N | N | N | oil | 0.2672 | 0.0046 | 0.0001 |  | South Oil Peaking | South Oil Peaking | South_oil_peak
8037_G_2 | South | KS | 20201 | 8037 | 2 | Mid-Kansas Electric - Clifton | 4126711 | 34105213 | 32570512 | 39228214 | 20200401 | 221112 | Combustion Turbine | Distillate Fuel Oil | 125 | 160 | N | N | N | oil | 0.266 | 0.0046218 | 0.026018 | 6 | South Oil Peaking | South Oil Peaking | South_oil_peak
|  | HI | 15007 |  |  | Kauai Island Utility Cooperative (KIUC) - Port Allen Generating Station | 947411 | 47911313 | 45449612 | 46561914 | 20100101 | 221112 |  |  | 125 | 120 |  | N | Y | oil | 7.6407 | 0.096205 | 0.302 | 30
56184_G_IC5 | West | CA | 06103 | 56184 | IC5 | CALIFORNIA POWER HOLDINGS LLC | 765911 | 45531513 | 43252212 | 167376514 | 20100707 | 221111 | Combustion Turbine | Natural Gas | 125 | 160 | N | N | N |  | 0.26562 |  |  | 8736 | West Other Nonpeaking | West Other Nonpeaking | West_other_nonpeak
|  | PR | 72145 |  |  | PREPA Vega Baja | 15515111 | 97173913 | 94189212 | 135560714 | 20100101 | 221112 |  |  | 125 | 120 |  | N | Y | oil | 7.4409 | 0.093603 | 0.032452
7307_G_2 | West | CA | 06089 | 7307 | 2 | REDDING POWER PLANT | 1549311 | 44371113 | 77156712 | 49773114 | 20100201 | 221112 | Combustion Turbine | Natural Gas | 125 | 120 | N | N | N | gas | 0.265 | 0.026646 | 0.0021 | 108 | West Gas Peaking | West Gas Peaking | West_gas_peak
| West North Central | IA | 19145 |  |  | MIDAMERICAN ENERGY CO - SHENANDOAH POWER STATION | 3781911 | 36980213 | 35238112 | 42466114 | 20100102 | 221112 |  |  | 125 | 160 |  | N | Y | oil | 0.26496 | 0.0076098 | 0.0002268 | 16
55997_G_9 | MANE-VU | PA | 42055 | 55997 | 9 | CHAMBERSBURG BORO/ORCHARD PARK GENERATING STA | 10722111 | 58850513 | 54441312 | 76832814 | 20100102 | 221112 | Combustion Turbine | Natural Gas, Distillate Fuel Oil | 125 | 160 | N | N | N | oil | 0.2643 | 0.088 | 0.34 | 23 | MANE-VU Gas Peaking | MANE-VU Gas Peaking | MANE-VU_gas_peak
| South | TX | 48187 |  |  | GUADALUPE GENERATING STATION | 4018911 | 92117013 | 89157012 | 125715914 | 20100102 | 22111 |  |  | 125 | 160 |  | N | Y | oil | 0.2638 | 0.0036 | 0.0002 | 13
|  | HI | 15009 |  |  | MECO - Maalaea Generating Station | 7429011 | 9213913 | 9100112 | 154891014 | 20100102 | 221112 |  |  | 125 | 160 |  | N | Y | oil | 6.9299 | 0.12033 | 0.00054445 | 208
| LADCO | IL | 17103 |  |  | Duke Energy Lee II LLC | 5483011 | 88663113 | 84960412 | 120340914 | 20200102 | 221112 |  |  | 125 | 160 |  | N | Y | oil | 0.26369 | 0.0082 | 0.023896 | 16
| LADCO | IL | 17099 |  |  | City Of Peru Generating Station | 5431911 | 91335013 | 87521712 | 124472914 | 20100102 | 221112 |  |  | 125 | 160 |  | N | Y | oil | 0.26319 | 0.0028 | 0.000233 | 12
|  | HI | 15001 |  |  | HELCO - Keahole Power Plant | 928911 | 47995313 | 45530412 | 154888314 | 20100101 | 221112 |  |  | 125 | 120 |  | N | Y | oil | 6.71 | 0.78 | 2.12 | 692
| LADCO | IL | 17099 |  |  | City Of Peru Generating Station | 5431911 | 91335113 | 87521812 | 124473014 | 20100102 | 221112 |  |  | 125 | 160 |  | N | Y | oil | 0.26316 | 0.0028 | 0.000233 | 12
| LADCO | IL | 17099 |  |  | City Of Peru Generating Station | 5431911 | 91335213 | 87521912 | 124473114 | 20100102 | 221112 |  |  | 125 | 160 |  | N | Y | oil | 0.26316 | 0.0028 | 0.000233 | 12
|  | AK | 02185 |  |  | Wainwright Power Plant | 10572711 | 52262313 | 50110412 | 71624014 | 20100102 | 221112 |  |  | 125 | 160 |  | N | Y | oil | 6.42 | 0.19533 | 1.01
|  | AK | 02185 |  |  | Wainwright Power Plant | 10572711 | 52262213 | 50414612 | 71623414 | 20100102 | 221112 |  |  | 125 | 160 |  | N | Y | oil | 6.42 | 0.19533 | 1.01 | 8736
|  | AK | 02185 |  |  | Wainwright Power Plant | 10572711 | 52262113 | 49176012 | 71622714 | 20100102 | 221112 |  |  | 125 | 160 |  | N | Y | oil | 6.42 | 0.19533 | 1.01
| LADCO | IL | 17099 |  |  | City Of Peru Generating Station | 5431911 | 91335313 | 87522012 | 124473214 | 20100102 | 221112 |  |  | 125 | 160 |  | N | Y | oil | 0.26316 | 0.0028 | 0.000233 | 12
|  | AK | 02090 |  |  | Zehnder Facility | 10594311 | 52309413 | 51112312 | 71560214 | 20100109 | 221112 |  |  | 125 | 120 |  | N | Y | oil | 6.31 | 0.09 | 2.8
| LADCO | IL | 17099 |  |  | City Of Peru Generating Station | 5431911 | 91335413 | 87522112 | 124473314 | 20100102 | 221112 |  |  | 125 | 160 |  | N | Y | oil | 0.26316 | 0.0028 | 0.000233 | 12
|  | AK | 02060 |  |  | Naknek Power Plant | 10598711 | 52281113 | 50719112 | 71664114 | 20100102 | 221112 |  |  | 125 | 160 |  | N | Y | oil | 6.15 | 0.06 | 0 | 495
|  | AK | 02240 |  |  | Tok Power Generating Station | 1024911 | 47333113 | 44878212 | 61973314 | 20100102 | 221112 |  |  | 125 | 160 |  | N | Y | oil | 5.98 | 0.51761 | 0.87
7406_G_G5 | South | MO | 29205 | 7406 | G5 | SHELBINA POWER PLANT | 5052711 | 25601013 | 24561912 | 24566614 | 20100102 | 221112 | Combustion Turbine | Distillate Fuel Oil | 125 | 160 | N | N | N | oil | 0.2627 | 0.0185 | 0.0001 |  | South Oil Peaking | South Oil Peaking | South_oil_peak
| West North Central | IA | 19145 |  |  | MIDAMERICAN ENERGY CO - SHENANDOAH POWER STATION | 3781911 | 36980313 | 35238512 | 42466014 | 20100102 | 221112 |  |  | 125 | 160 |  | N | Y | oil | 0.2625 | 0.0075393 | 0.0002247 | 16
| West North Central | IA | 19097 |  |  | MAQUOKETA MUNICIPAL ELEC UTILITY | 12806911 | 67853313 | 62401212 | 93624614 | 20200402 | 221112 |  |  | 125 | 160 |  | N | Y | oil | 0.26202 | 0.0053957 | 9.7045e-05 | 9
1580_G_10 | MANE-VU | MD | 24041 | 1580 | 10 | Easton Utilities - Washington Street | 6415311 | 88027613 | 84215112 | 119448414 | 20100102 | 221112 | Combustion Turbine | Natural Gas, Distillate Fuel Oil | 125 | 160 | N | N | N | oil | 0.2618 | 0.00455 | 0.0042 | 2080 | MANE-VU Oil Peaking | MANE-VU Oil Peaking | MANE-VU_oil_peak
|  | HI | 15001 |  |  | HELCO - Keahole Power Plant | 928911 | 47994913 | 45530112 | 154888414 | 20100102 | 221112 |  |  | 125 | 160 |  | N | Y | oil | 5.74 | 0.22293 | 0.00079396 | 437
1580_G_10 | MANE-VU | MD | 24041 | 1580 | 10 | Easton Utilities - Washington Street | 6415311 | 88027613 | 84215212 | 119448414 | 20100102 | 221112 | Combustion Turbine | Natural Gas, Distillate Fuel Oil | 125 | 160 | N | N | N | oil | 0.2618 | 0.00455 | 0.0042 | 2080 | MANE-VU Oil Peaking | MANE-VU Oil Peaking | MANE-VU_oil_peak
|  | HI | 15009 |  |  | MECO - Palaau Power Plant | 559911 | 48134213 | 45687212 | 154894314 | 20100102 | 221112 |  |  | 125 | 160 |  | N | Y | oil | 5.56 | 0.19326 | 0.00055678 | 1274
|  | HI | 15001 |  |  | HELCO - Kanoelehua Power Plant/ HILL | 7429111 | 9211413 | 9099012 | 45822114 | 20100101 | 221112 |  |  | 125 | 120 |  | N | Y | oil | 5.5332 | 0.069464 | 0.32 | 130
| SESARM | WV | 54033 |  |  | Monongahela Power Company - HARRISON | 6271711 | 71924013 | 109743212 | 99641214 | 20100107 | 221112 |  |  | 125 | 999 |  | N | Y | oil | 0.2616 | 0.0045 | 0.0413 | 19
|  | HI | 15009 |  |  | MECO - Maalaea Generating Station | 7429011 | 9212113 | 9099512 | 122589114 | 20100102 | 221112 |  |  | 125 | 160 |  | N | Y | oil | 5.5265 | 0.095925 | 0.32 | 109
2131_G_5 | South | MO | 29107 | 2131 | 5 | HIGGINSVILLE MUNICIPAL POWER FACILITY | 7269411 | 59062913 | 58065312 | 88102914 | 20200401 | 221112 | Combustion Turbine | Distillate Fuel Oil | 125 | 160 | N | N | N | oil | 0.2604 | 0.0045 | 0.0001 |  | South Oil Peaking | South Oil Peaking | South_oil_peak
| LADCO | IL | 17139 |  |  | Sullivan Power Plant | 4657211 | 96545113 | 93621212 | 134706514 | 20100102 | 221112 |  |  | 125 | 160 |  | N | Y | oil | 0.26038 | 0.0019 | 0.000207 | 21
52010_B_BLR3 | SESARM | FL | 12071 | 52010 | BLR3 | LEE COUNTY DEPT. OF SOLID WASTE MGT. | 922411 | 67305013 | 61916812 | 92839814 | 50190010 | 562219 | Municipal Solid Waste | MSW | 103 | 270 | N | Y | N |  | 0.26 | 0.017975 | 2e-05 | 8292 | daily flat | diurnal flat | SESARM_other_nonpeak
51026_B_BLR1 | MANE-VU | VT | 50005 | 51026 | BLR1 | Ryegate Associates | 7774911 | 1689513 | 1614512 | 347714 | 10101002 | 22111 | Biomass | Biomass | 125 | 100 | N | N | N | gas | 0.26 | 0.014 | 0 |  | MANE-VU Other Nonpeaking | MANE-VU Other Nonpeaking | MANE-VU_other_nonpeak
|  | AK | 02185 |  |  | Kaktovik Power Plant | 17048311 | 112529513 | 115477712 | 158767314 | 20100102 | 221112 |  |  |  | 160 |  | N | Y | oil | 5.3 | 0.097663 | 0.8
|  | HI | 15009 |  |  | MECO - Maalaea Generating Station | 7429011 | 9212613 | 9100912 | 122588414 | 20100102 | 221112 |  |  | 125 | 160 |  | N | Y | oil | 5.29 | 0.23 | 0.0028566 | 4850
|  | HI | 15009 |  |  | MECO - Palaau Power Plant | 559911 | 48135113 | 45687212 | 154893514 | 20100102 | 221112 |  |  | 125 | 160 |  | N | Y | oil | 5.19 | 0.15495 | 0.0004464 | 910
|  | HI | 15009 |  |  | MECO - Maalaea Generating Station | 7429011 | 9212513 | 9100812 | 122588314 | 20100102 | 221112 |  |  | 125 | 160 |  | N | Y | oil | 5.15 | 0.21 | 0.0027506 | 4511
55976_G_401 | MANE-VU | PA | 42001 | 55976 | 401 | NRG WHOLESALE GEN LP/HUNTERSTOWN PLT | 4713111 | 67433413 | 62036912 | 93008714 | 10100602 | 221112 | Combined Cycle | Natural Gas | 125 | 100 | N | N | N | gas | 0.26 | 0.021392 |  | 182 | MANE-VU Gas Peaking | MANE-VU Gas Peaking | MANE-VU_gas_peak
| MANE-VU | MA | 25003 |  |  | PITTSFIELD GENERATING COMPANY LP | 7220511 | 87515713 | 83732612 | 118637014 | 20200401 | 221112 |  |  | 125 | 160 |  | N | Y | oil | 0.26 | 0.020794 | 0.017
| Southwest | NM | 35045 |  |  | PNM - San Juan Generating Station | 7991911 | 108970513 | 112480212 | 154351014 | 20100102 | 221112 |  |  | 125 | 160 |  | N | Y | oil | 0.26 |  | 0.004 | 20
| South | KS | 20149 |  |  | Wamego Mun. Power Plant | 5406911 | 27604713 | 26492612 | 37542714 | 20200402 | 221112 |  |  | 125 | 160 |  | N | Y | oil | 0.25907 | 0.0077722 | 8.6e-06 | 20
1239_G_9 | South | KS | 20021 |  |  | Empire District Electric - Riverton | 3878111 | 37460713 | 35731412 | 37597214 | 20100201 | 221112 |  |  | 125 | 120 |  | N | N | gas | 0.259 | 0.021593 | 0.0015377 | 1 | South Gas Peaking | South Gas Peaking | South_gas_peak
| West North Central | IA | 19013 |  |  | MIDAMERICAN ENERGY CO - WATERLOO LUNDQUIST STA. | 7889311 | 2744713 | 2660312 | 40697114 | 20100102 | 221112 |  |  | 125 | 160 |  | N | Y | oil | 0.25882 | 0.0074336 | 0.00022155 | 12
| LADCO | IL | 17139 |  |  | Sullivan Power Plant | 4657211 | 96545213 | 93621312 | 134706614 | 20100102 | 221112 |  |  | 125 | 160 |  | N | Y | oil | 0.2581 | 0.0019 | 0.000205 | 22
56184_G_IC8 | West | CA | 06103 | 56184 | IC8 | CALIFORNIA POWER HOLDINGS LLC | 765911 | 45531213 | 43252112 | 167376814 | 20100707 | 221111 | Combustion Turbine | Natural Gas | 125 | 160 | N | N | N |  | 0.258 |  |  | 8736 | West Other Nonpeaking | West Other Nonpeaking | West_other_nonpeak
|  | HI | 15001 |  |  | HELCO - Puna Power Plant | 7429211 | 9211013 | 9098512 | 45820814 | 20100101 | 221112 |  |  | 125 | 120 |  | N | Y | oil | 4.78 | 0.7 | 1.89 | 510
| MANE-VU | NH | 33015 |  |  | ESSENTIAL POWER NEWINGTON LLC | 7458511 | 12074613 | 11985412 | 22136114 | 20200102 | 221112 |  |  | 125 | 160 |  | N | Y | oil | 0.25792 | 0.004481 | 0.000122
936_G_8 | LADCO | IL | 17027 | 936 | 8 | Carlyle Municipal Electric Plant | 2612711 | 40726113 | 55942212 | 46043914 | 20200401 | 221112 | Combustion Turbine | Distillate Fuel Oil | 125 | 160 | N | N | N | oil | 0.25774 | 0.0044 | 0.000121 | 9 | LADCO Oil Peaking | LADCO Oil Peaking | LADCO_oil_peak
698_G_4 | South | MO | 29079 | 698 | 4 | TRENTON MUNICIPAL UTILITIES TRENTON PEAKING PLANT | 7528911 | 11609013 | 11506212 | 25492914 | 20200401 | 221112 | Combustion Turbine | Distillate Fuel Oil | 125 | 160 | N | N | N | oil | 0.2575 | 0.0044 | 0.0001 |  | South Oil Peaking | South Oil Peaking | South_oil_peak
|  | HI | 15001 |  |  | HELCO - Keahole Power Plant | 928911 | 47995013 | 45530012 | 154888914 | 20100102 | 221112 |  |  | 125 | 160 |  | N | Y | oil | 4.45 | 0.17089 | 0.00060861 | 328
| MANE-VU | NJ | 34017 |  |  | Kearny Generating Station | 7217311 | 124744413 | 61457912 | 177737414 | 20200102 | 221112 |  |  | 125 | 290 |  | N | Y | oil | 0.2572 | 0.0014 | 0.0002
698_G_3 | South | MO | 29079 | 698 | 3 | TRENTON MUNICIPAL UTILITIES TRENTON PEAKING PLANT | 7528911 | 11609513 | 11506112 | 25492214 | 20200401 | 221112 | Combustion Turbine | Distillate Fuel Oil | 125 | 160 | N | N | N | oil | 0.2569 | 0.0044 | 0.0001 |  | South Oil Peaking | South Oil Peaking | South_oil_peak
|  | HI | 15009 |  |  | MECO - Maalaea Generating Station | 7429011 | 9213713 | 9101312 | 154891114 | 20100102 | 221112 |  |  | 125 | 160 |  | N | Y | oil | 4.17 | 0.14636 | 0.00066224 | 229
|  | AK | 02180 |  |  | Snake River Power Plant | 7735411 | 2899913 | 2784612 | 61763514 | 20100102 | 221112 |  |  | 125 | 160 |  | N | Y | oil | 4.17 | 0.07813 | 0
7406_G_G4 | South | MO | 29205 | 7406 | G4 | SHELBINA POWER PLANT | 5052711 | 25600913 | 24562512 | 24566814 | 20100102 | 221112 | Combustion Turbine | Distillate Fuel Oil | 125 | 160 | N | N | N | oil | 0.2567 | 0.0016 | 0.0001 |  | South Oil Peaking | South Oil Peaking | South_oil_peak
|  | HI | 15009 |  |  | MECO - Maalaea Generating Station | 7429011 | 9213813 | 9101412 | 154890914 | 20100102 | 221112 |  |  | 125 | 160 |  | N | Y | oil | 4.1 | 0.14141 | 0.00063983 | 224
698_G_5 | South | MO | 29079 | 698 | 5 | TRENTON MUNICIPAL UTILITIES TRENTON PEAKING PLANT | 7528911 | 11609313 | 11505612 | 25492514 | 20200401 | 221112 | Combustion Turbine | Distillate Fuel Oil | 125 | 160 | N | N | N | oil | 0.2558 | 0.0044 | 0.0001 |  | South Oil Peaking | South Oil Peaking | South_oil_peak
| West | CA | 06085 |  |  | MCI | 14283311 | 83640013 | 75064412 | 109116514 | 20100102 | 221112 |  |  |  | 160 |  | N | Y | oil | 0.2557 | 0.017836 | 0.00011854 | 8736
|  | HI | 15001 |  |  | HELCO - Kanoelehua Power Plant/ HILL | 7429111 | 9211513 | 9099212 | 154890614 | 20100102 | 221112 |  |  | 125 | 160 |  | N | Y | oil | 3.992 | 0.069302 | 0.00033801 | 88
| West | CA | 06085 |  |  | MCI | 14283311 | 83640113 | 75064512 | 109116614 | 20100102 | 221112 |  |  |  | 160 |  | N | Y | oil | 0.2557 | 0.017836 | 0.00011854 | 8736
| West | CA | 06085 |  |  | MCI | 14283311 | 83640213 | 75064612 | 109116714 | 20100102 | 221112 |  |  |  | 160 |  | N | Y | oil | 0.2557 | 0.017836 | 0.00011854 | 8736
| Southwest | UT | 49053 |  |  | St. George City Power- Red Rock Power Generation Station | 6987011 | 72066713 | 66192412 | 99804014 | 20200401 | 22111 |  |  | 125 | 290 |  | N | Y | oil | 0.25438 | 0.0201 | 0.009872 | 20
| South | MO | 29117 |  |  | CHILLICOTHE MUNICIPAL UTILITIES | 7297211 | 109321913 | 57945912 | 154925014 | 20100201 | 221112 |  |  | 125 | 120 |  | N | Y | gas | 0.2534 | 0.0024 | 0.0002
| West North Central | IA | 19013 |  |  | MIDAMERICAN ENERGY CO - WATERLOO LUNDQUIST STA. | 7889311 | 2742313 | 2660012 | 40487314 | 20100101 | 221112 |  |  | 125 | 120 |  | N | Y | oil | 0.25269 | 0.0072575 | 0.0002163 | 12
| South | MO | 29117 |  |  | CHILLICOTHE MUNICIPAL UTILITIES | 7297211 | 109321813 | 9758012 | 154924914 | 20100101 | 221112 |  |  | 125 | 120 |  | N | Y | oil | 0.2515 | 0.0023 | 0.1048
|  | HI | 15009 |  |  | MECO - Palaau Power Plant | 559911 | 48134413 | 45687112 | 154893914 | 20100102 | 221112 |  |  | 125 | 160 |  | N | Y | oil | 3.83 | 0.12152 | 0.00035009 | 692
50666_B_B2 | SESARM | FL | 12101 | 50666 | B2 | PASCO COUNTY | 717311 | 46336913 | 44010812 | 92715614 | 10100601 | 562219 | Municipal Solid Waste | MSW | 103 | 270 | N | Y | N |  | 0.2508 | 0.026083 | 0.000792 | 8175 | daily flat | diurnal flat | SESARM_other_nonpeak
| South | MO | 29117 |  |  | CHILLICOTHE MUNICIPAL UTILITIES | 7297211 | 109322013 | 57945812 | 154925214 | 20100201 | 221112 |  |  | 125 | 120 |  | N | Y | gas | 0.2508 | 0.0024 | 0.0002
6515_G_GT2 | Southwest | AZ | 04023 | 6515 | GT2 | VALENCIA POWER PLANT | 1032911 | 48098613 | 45645012 | 61004814 | 20100201 | 221112 | Combustion Turbine | Natural Gas, Distillate Fuel Oil | 125 | 120 | N | N | N | gas | 0.2507 | 0.0080178 | 0.003 | 8736 | Southwest Gas Peaking | Southwest Gas Peaking | Southwest_gas_peak
| West North Central | IA | 19013 |  |  | MIDAMERICAN ENERGY CO - WATERLOO LUNDQUIST STA. | 7889311 | 2744613 | 2660412 | 40697214 | 20100102 | 221112 |  |  | 125 | 160 |  | N | Y | oil | 0.25024 | 0.007187 | 0.0002142 | 12
2255_G_10 | West North Central | NE | 31131 | 2255 | 10 | Nebraska City Power Plant No 1 | 5106711 | 24685313 | 23709712 | 21296914 | 20200402 | 221112 | Combustion Turbine | Natural Gas, Distillate Fuel Oil | 125 | 160 | N | N | N | oil | 0.25 | 0.024657 | 0.01 |  | West North Central Oil Peaking | West North Central Oil Peaking | West North Central_oil_peak
|  | HI | 15007 |  |  | Kauai Island Utility Cooperative (KIUC) - Port Allen Generating Station | 947411 | 47911213 | 45449212 | 46562014 | 20100101 | 221112 |  |  | 125 | 120 |  | N | Y | oil | 3.5056 | 0.044139 | 0.138 | 22
2255_G_9 | West North Central | NE | 31131 | 2255 | 9 | Nebraska City Power Plant No 1 | 5106711 | 24685113 | 23709712 | 21297114 | 20200402 | 221112 | Combustion Turbine | Natural Gas, Distillate Fuel Oil | 125 | 160 | N | N | N | oil | 0.25 | 0.024657 | 0.01 |  | West North Central Oil Peaking | West North Central Oil Peaking | West North Central_oil_peak
2310_G_3 | West North Central | NE | 31155 | 2310 | 3 | Wahoo Power Plant | 7644211 | 12526413 | 12452012 | 21774714 | 20200402 | 926130 | Combustion Turbine | Natural Gas, Distillate Fuel Oil | 125 | 160 | N | N | N |  | 0.25 | 0.0046574 | 1e-07 |  | West North Central Composite Nonpeaking | West North Central Composite Nonpeaking | West North Central_comp_nonpeak
2059_G_8 | SESARM | MS | 28027 | 2059 | 8 | Clarksdale Public Utilities, Lewis L Wilkins Generating Station | 7167411 | 14340013 | 14086212 | 24974514 | 20100201 | 221112 | Combined Cycle | Natural Gas, Distillate Fuel Oil | 125 | 120 | N | N | N | gas | 0.25 | 0 | 0 | 8760 | SESARM Gas Peaking | SESARM Gas Peaking | SESARM_gas_peak
| SESARM | MS | 28151 |  |  | Entergy Mississippi Inc, Gerald Andrus Plant | 7083911 | 14479813 | 14201512 | 24734114 | 20300101 | 221112 |  |  | 125 | 160 |  | N | Y | oil | 0.25 | 0.010232 | 0.02 | 8760
| Southwest | UT | 49049 |  |  | Payson City Corporation- Payson City Power | 6983311 | 72064013 | 84537412 | 99801414 | 20200102 | 221112 |  |  | 125 | 290 |  | N | Y | oil | 0.24924 | 0.0177 | 0.026017 | 48
949_G_5 | LADCO | IL | 17023 | 949 | 5 | Marshall Municipal Utilities | 1845411 | 41692313 | 55933512 | 46155314 | 20100102 | 221112 | Combustion Turbine | Distillate Fuel Oil | 125 | 160 | N | N | N | oil | 0.24902 | 0.0042 | 0.000117 | 6 | LADCO Oil Peaking | LADCO Oil Peaking | LADCO_oil_peak
10346_B_BOIL01 | LADCO | MI | 26119 | 10346 | BOIL01 | HILLMAN POWER CO | 5216811 | 25694213 | 24632912 | 129537614 | 10100602 | 221117 | Biomass | Biomass | 125 | 100 | N | N | N |  | 0.2485 | 0.0095 | 0.00075 | 288 | LADCO Other Nonpeaking | LADCO Other Nonpeaking | LADCO_other_nonpeak
4256_G_1 | West | CA | 06099 | 4256 | 1 | TURLOCK IRRIGATION DISTRICT | 5704811 | 23054713 | 22125312 | 49984314 | 20100201 | 221121 | Combustion Turbine | Natural Gas, Distillate Fuel Oil | 125 | 120 | N | N | N |  | 0.24836 | 0.022563 | 0.00069615 | 8736 | West Gas Nonpeaking | West Gas Nonpeaking | West_gas_nonpeak
| LADCO | IL | 17197 |  |  | Lincoln Generating Facility | 4590011 | 60400713 | 55838412 | 86532814 | 20100102 | 221112 |  |  | 125 | 160 |  | N | Y | oil | 0.24835 | 0.0015 | 0.003546 | 9
|  | PR | 72145 |  |  | PREPA Vega Baja | 15515111 | 97173813 | 94189112 | 135560614 | 20100101 | 221112 |  |  | 125 | 120 |  | N | Y | oil | 3.2763 | 0.041214 | 0.2745
934_G_2 | LADCO | IL | 17027 | 934 | 2 | Breese Municipal Power Plant | 1946811 | 41583313 | 39654012 | 46045114 | 20100102 | 221112 | Combustion Turbine | Natural Gas, Distillate Fuel Oil | 125 | 160 | N | N | N | oil | 0.24823 | 0.0042 | 0.000116 | 15 | LADCO Oil Peaking | LADCO Oil Peaking | LADCO_oil_peak
| LADCO | IL | 17031 |  |  | Exelon Generation Co LLC | 9725911 | 54104313 | 51903612 | 71779814 | 20100101 | 221112 |  |  | 125 | 120 |  | N | Y | oil | 0.248 | 0.0037 | 4e-05 | 8
| South | KS | 20055 |  |  | Sunflower Electric - Holcomb | 3167611 | 38766513 | 109973712 | 38274814 | 20100102 | 221112 |  |  | 125 | 160 |  | N | Y | oil | 0.24631 | 0.0061407 | 0.01619 | 56
| South | TX | 48351 |  |  | COTTONWOOD ENERGY CO LP | 9118811 | 54776413 | 51822512 | 75776014 | 20200102 | 22111 |  |  | 125 | 160 |  | N | Y | oil | 0.2455 | 0.0174 | 0.0162 | 40
| LADCO | IL | 17139 |  |  | Sullivan Power Plant | 4657211 | 96545013 | 93621112 | 134706414 | 20100102 | 221112 |  |  | 125 | 160 |  | N | Y | oil | 0.24428 | 0.0018 | 0.000194 | 19
| LADCO | MI | 26147 |  |  | ST. CLAIR / BELLE RIVER POWER PLANT | 7239111 | 7540313 | 7459512 | 28524114 | 20200401 | 221112 |  |  | 125 | 160 |  | N | Y | oil | 0.24395 | 0.004205 | 0.000115 | 185
50666_B_B3 | SESARM | FL | 12101 | 50666 | B3 | PASCO COUNTY | 717311 | 46336813 | 44011212 | 92715714 | 10100601 | 562219 | Municipal Solid Waste | MSW | 103 | 270 | N | Y | N |  | 0.2432 | 0.025293 | 0.000768 | 8247 | daily flat | diurnal flat | SESARM_other_nonpeak
10621_G_GEN2 | MANE-VU | NY | 36067 | 10621 | GEN2 | WPS SYRACUSE GENERATION LLC | 7435911 | 7947613 | 7844112 | 18151814 | 10300603 | 221112 | Combined Cycle | Natural Gas, Distillate Fuel Oil | 125 | 100 | N | N | N | gas | 0.24315 | 0.018374 | 0.0014589 |  | MANE-VU Gas Peaking | MANE-VU Gas Peaking | MANE-VU_gas_peak
| LADCO | MI | 26139 |  |  | J. H. Campbell Plant | 8125511 | 6964713 | 6898612 | 29226714 | 20200401 | 221112 |  |  | 125 | 160 |  | N | Y | oil | 0.2431 | 0.00419 | 0.000115 | 19
1772_B_1 | LADCO | MI | 26013 | 1772 | 1 | L ANSE WARDEN ELECTRIC COMPANY LLC | 4994411 | 30809713 | 29484412 | 30566314 | 10100601 | 221117 | Biomass | Biomass | 125 | 100 | N | N | N |  | 0.243 | 0.020972 | 0.006025 | 6552 | LADCO Other Nonpeaking | LADCO Other Nonpeaking | LADCO_other_nonpeak
| LADCO | MN | 27093 |  |  | Litchfield city of | 7137511 | 102475413 | 106092412 | 143944414 | 20100102 | 22111 |  |  | 125 | 160 |  | N | Y | oil | 0.243 | 0.005796 | 0.0003994
| LADCO | MN | 27093 |  |  | Litchfield city of | 7137511 | 102475513 | 106092512 | 143944514 | 20100102 | 22111 |  |  | 125 | 160 |  | N | Y | oil | 0.243 | 0.005796 | 0.0003994
| South | KS | 20027 |  |  | Clay Center Mun. Power Plant | 4499711 | 63968013 | 115668912 | 88692914 | 20200401 | 221112 |  |  | 125 | 160 |  | N | Y | oil | 0.2425 |  |  | 8736
| LADCO | MN | 27093 |  |  | Litchfield city of | 7137511 | 102475313 | 106092312 | 143944314 | 20100102 | 22111 |  |  | 125 | 160 |  | N | Y | oil | 0.2419 | 0.00577 | 0.0003976
| West North Central | IA | 19017 |  |  | WAVERLY LIGHT & POWER - NORTH & SOUTH PLANTS | 9658911 | 111633313 | 114887512 | 157838814 | 20200401 | 221112 |  |  | 125 | 160 |  | N | Y | oil | 0.24178 | 0.0041631 | 0.00011333 | 11
| West North Central | IA | 19127 |  |  | INDUSTRIAL ENERGY APPLICATIONS, INC. - JBS USA | 16962211 | 111695613 | 114907312 | 157915214 | 20100102 | 221112 |  |  |  | 160 |  | N | Y | oil | 0.24155 | 0.004197 | 0.00011436 | 16
| LADCO | MI | 26099 |  |  | DTE Electric Company - Northeast Peaking Facility | 5689511 | 107243913 | 22136812 | 151877914 | 20100201 | 221112 |  |  | 125 | 120 |  | N | Y | gas | 0.24155 | 0.00498 | 0.000425 | 10
2299_G_4 | West North Central | NE | 31181 | 2299 | 4 | Red Cloud Municipal Plant | 7515011 | 12751913 | 12660812 | 21283114 | 20100102 | 221112 | Combustion Turbine | Natural Gas, Distillate Fuel Oil | 125 | 160 | N | N | N | oil | 0.2415 | 0.026465 | 0.024 |  | West North Central Oil Peaking | West North Central Oil Peaking | West North Central_oil_peak
| LADCO | IL | 17039 |  |  | Exelon Generation Co LLC | 2561311 | 41103513 | 39203412 | 44692714 | 20200401 | 221112 |  |  | 125 | 160 |  | N | Y | oil | 0.24113 | 0.0168 | 0.01575 | 75
|  | AK | 02261 |  |  | Glennallen Diesel Plant | 1025511 | 47330813 | 44876012 | 62662814 | 20100102 | 221112 |  |  | 125 | 160 |  | N | Y | oil | 2.71 | 0.74224 | 0.41
| South | LA | 22073 |  |  | NRG Sterlington Power LLC - Sterlington Power Plant | 5836111 | 82087813 | 73130312 | 105606914 | 20100102 | 221112 |  |  | 125 | 160 |  | N | Y | oil | 0.24102 | 0.017316 | 0.015756 | 8736
1336_B_GC3 | South | KS | 20055 |  |  | Sunflower Electric - Garden City | 3167811 | 38764713 | 37046212 | 38273314 | 10200602 | 221112 |  |  | 125 | 100 |  | N | N | gas | 0.24 | 0.01824 | 0.00144 | 1252 | South Gas Peaking | South Gas Peaking | South_gas_peak
55146_G_STG1 | South | OK | 40143 | 55146 | STG1 | GREEN COUNTRY ENERGY PROJECT | 7218011 | 10018913 | 9864612 | 15979914 | 10200602 | 221112 | Combined Cycle | Natural Gas | 125 | 100 | N | N | N | gas | 0.24 | 0.02 |  | 330 | South Gas Peaking | South Gas Peaking | South_gas_peak
|  | HI | 15001 |  |  | HELCO - Kanoelehua Power Plant/ HILL | 7429111 | 9211713 | 9099412 | 154890714 | 20100102 | 221112 |  |  | 125 | 160 |  | N | Y | oil | 2.5703 | 0.044621 | 0.00021763 | 57
| Southwest | NM | 35045 |  |  | PNM - San Juan Generating Station | 7991911 | 108970313 | 112480012 | 154350814 | 20100102 | 221112 |  |  | 125 | 160 |  | N | Y | oil | 0.24 |  | 0.004 | 19
| South | TX | 48355 |  |  | BARNEY M DAVIS POWER STATION | 5611911 | 90278813 | 86238512 | 122230114 | 20200102 | 22111 |  |  | 125 | 160 |  | N | Y | oil | 0.24 | 0.002 | 0.003 | 19
| South | LA | 22075 |  |  | Buras Electrical Generating Plant | 5836611 | 126366913 | 91756412 | 181568914 | 20200253 | 221112 |  |  | 125 | 160 |  | N | Y | gas | 0.24 | 0.001 | 0.001 | 52
| West | CA | 06073 |  |  | SDG&E PALOMAR ENERGY CENTER | 13562611 | 118743113 | 117290012 | 167462214 | 20200202 | 221112 |  |  | 125 | 999 |  | N | Y | gas | 0.24 | 0.0036704 | 4.5e-05 | 8736
| South | OK | 40119 |  |  | MUNICIPAL ELEC PWR STA | 8506211 | 533613 | 530612 | 130385314 | 20100202 | 221112 |  |  | 125 | 160 |  | N | Y | gas | 0.24 |  |  | 4
| South | TX | 48375 |  |  | HARRINGTON STATION POWER PLANT | 5745311 | 21837513 | 20930212 | 2969314 | 20100102 | 22111 |  |  | 125 | 160 |  | N | Y | oil | 0.2382 | 0.0167 | 0.0157 | 37
| West North Central | IA | 19013 |  |  | MIDAMERICAN ENERGY CO - WATERLOO LUNDQUIST STA. | 7889311 | 2744813 | 2661912 | 40697014 | 20100102 | 221112 |  |  | 125 | 160 |  | N | Y | oil | 0.23797 | 0.0068347 | 0.0002037 | 12
943_G_1 | LADCO | IL | 17163 | 943 | 1 | Village of Freeburg | 4909511 | 31529213 | 30142112 | 43822414 | 20200401 | 221112 | Combustion Turbine | Natural Gas, Distillate Fuel Oil | 125 | 160 | N | N | N | oil | 0.23783 | 0.004 | 0.000112 | 10 | LADCO Oil Peaking | LADCO Oil Peaking | LADCO_oil_peak
6584_G_GT2 | SESARM | FL | 12087 | 6584 | GT2 | FLORIDA MUNICIPAL POWER AGENCY | 554011 | 48240913 | 45764412 | 48979114 | 20100101 | 2211 | Combustion Turbine | Distillate Fuel Oil | 125 | 120 | N | N | N |  | 0.237 | 0.0043862 | 0.018005 | 9 | SESARM Composite Nonpeaking | SESARM Composite Nonpeaking | SESARM_comp_nonpeak
|  | AK | 02240 |  |  | Tok Power Generating Station | 1024911 | 112546213 | 44878012 | 158846514 | 20100102 | 221112 |  |  | 125 | 160 |  | N | Y | oil | 2.34 | 0.068364 | 0.36
| West North Central | IA | 19181 |  |  | INDIANOLA MUNICIPAL UTILITIES | 15474111 | 98111413 | 95449812 | 137108914 | 20100101 | 221112 |  |  | 125 | 120 |  | N | Y | oil | 0.23694 | 0.031875 | 0.0016097 | 2
| LADCO | WI | 55021 |  |  | WPL - COLUMBIA ENERGY CENTER | 7673611 | 64695413 | 59374412 | 89742114 | 20300101 | 221112 |  |  | 125 | 160 |  | N | Y | oil | 0.23623 | 0.0056322 | 0.039414
|  | AK | 02130 |  |  | Bailey Powerhouse | 540511 | 48367313 | 45832512 | 61763814 | 20100102 | 221112 |  |  | 125 | 160 |  | N | Y | oil | 2.3 | 0 | 0
| Southwest | UT | 49053 |  |  | St. George City Power- Red Rock Power Generation Station | 6987011 | 72066313 | 84537912 | 99803614 | 20200401 | 22111 |  |  | 125 | 290 |  | N | Y | oil | 0.23502 | 0.018264 | 0.008971 | 18
| West North Central | IA | 19097 |  |  | MAQUOKETA MUNICIPAL ELEC UTILITY | 12806911 | 67853513 | 62401412 | 93625014 | 20200401 | 221112 |  |  | 125 | 160 |  | N | Y | oil | 0.23405 | 0.0055272 | 9.87e-05 | 8
| South | TX | 48375 |  |  | HARRINGTON STATION POWER PLANT | 5745311 | 21836813 | 20929212 | 2970514 | 20100102 | 22111 |  |  | 125 | 160 |  | N | Y | oil | 0.2337 | 0.0164 | 0.0154 | 40
| MANE-VU | MA | 25013 |  |  | BERKSHIRE POWER COMPANY LLC | 6013111 | 87604613 | 86711012 | 118810014 | 20300101 | 221112 |  |  | 125 | 160 |  | N | Y | oil | 0.2337 | 0.016781 | 0.0154
| West North Central | IA | 19033 |  |  | IPL - EMERY GENERATING STATION | 10702411 | 58601413 | 54515212 | 136963414 | 20200401 | 221112 |  |  | 125 | 160 |  | N | Y | oil | 0.23331 | 0.0082347 | 0.00020861 | 15
| West North Central | IA | 19033 |  |  | IPL - EMERY GENERATING STATION | 10702411 | 58600913 | 54514712 | 136963914 | 20200401 | 221112 |  |  | 125 | 160 |  | N | Y | oil | 0.2332 | 0.0096022 | 0.00020851 | 15
| West North Central | IA | 19033 |  |  | IPL - EMERY GENERATING STATION | 10702411 | 58601513 | 54515312 | 136963314 | 20200401 | 221112 |  |  | 125 | 160 |  | N | Y | oil | 0.2332 | 0.0096022 | 0.00020576 | 15
| West North Central | MT | 30083 |  |  | MDU - LEWIS & CLARK STATION | 7618511 | 126770713 | 128352812 | 182068714 | 20100202 | 221112 |  |  | 125 | 160 |  | N | Y | gas | 0.2331 | 0.693 | 0.0078
| LADCO | OH | 39093 |  |  | Oberlin Municipal Light & Power System (0247100320) | 9273411 | 55508213 | 68160712 | 100571514 | 20100102 | 221112 |  |  | 125 | 999 |  | N | Y | oil | 0.2325 | 0.00839 | 0.01528 | 76
| West North Central | IA | 19033 |  |  | IPL - EMERY GENERATING STATION | 10702411 | 58601213 | 54515012 | 136963614 | 20200401 | 221112 |  |  | 125 | 160 |  | N | Y | oil | 0.23225 | 0.0095634 | 0.00020766 | 17
| LADCO | WI | 55059 |  |  | WISCONSIN ELECTRIC POWER COMPANY D/B/A WE ENERGIES-PARIS GENERATING STATION | 7324011 | 113658013 | 124612612 | 174275514 | 20300101 | 221112 |  |  | 125 | 160 |  | N | Y | oil | 0.23218 | 0.015955
|  | AK | 02130 |  |  | Bailey Powerhouse | 540511 | 48367013 | 45832612 | 61764114 | 20100102 | 221112 |  |  | 125 | 160 |  | N | Y | oil | 2.1 | 0 | 0
7032_G_1 | MANE-VU | VA | 51181 | 7032 | 1 | Surry Power Station and Gravel Neck | 4937411 | 32379813 | 54203812 | 624714 | 20100109 | 221112 | Combustion Turbine | Distillate Fuel Oil | 125 | 120 | N | N | N | oil | 0.23162 | 0.0031584 | 0.053166 |  | MANE-VU Oil Peaking | MANE-VU Oil Peaking | MANE-VU_oil_peak
| Southwest | UT | 49053 |  |  | St. George City Power- Red Rock Power Generation Station | 6987011 | 72066513 | 66192812 | 99803814 | 20200401 | 22111 |  |  | 125 | 290 |  | N | Y | oil | 0.23069 | 0.018553 | 0.009113 | 19
|  | PR | 72137 |  |  | Puerto Rico Electric Power Authority, Palo Seco | 7438511 | 97212513 | 94227712 | 135599314 | 20100101 | 221112 |  |  | 125 | 120 |  | N | Y | oil | 2.0779 | 0.026139 | 0.038157
| SESARM | KY | 21167 |  |  | KY Utilities Co - Brown Station | 5933111 | 97281413 | 94294112 | 135751814 | 20200102 | 221112 |  |  | 125 | 999 |  | N | Y | oil | 0.23061 | 0.016587 | 0.015165
| West North Central | IA | 19033 |  |  | IPL - EMERY GENERATING STATION | 10702411 | 58601113 | 54514912 | 136963714 | 20200401 | 221112 |  |  | 125 | 160 |  | N | Y | oil | 0.23048 | 0.0094905 | 0.00020608 | 15
2215_G_1 | West North Central | NE | 31127 | 2215 | 1 | Auburn Generating Plant | 5105811 | 24688813 | 23710612 | 24468014 | 20200402 | 221112 | Combustion Turbine | Natural Gas, Distillate Fuel Oil | 125 | 160 | N | N | N | oil | 0.23 | 1.1552e-07 | 1e-07 |  | West North Central Oil Peaking | West North Central Oil Peaking | West North Central_oil_peak
2217_G_1 | West North Central | NE | 31065 | 2217 | 1 | Beaver City Municipal Plant | 6831111 | 13775713 | 13569512 | 21282614 | 20100102 | 221118 | Combustion Turbine | Natural Gas, Distillate Fuel Oil | 125 | 160 | N | N | N |  | 0.23 | 0.010756 |  |  | West North Central Composite Nonpeaking | West North Central Composite Nonpeaking | West North Central_comp_nonpeak
| SESARM | NC | 37159 |  |  | Duke Energy Carolinas, LLC - Buck Combined Cycle Facility | 8506911 | 74620613 | 69139712 | 174695114 | 20200401 | 221112 |  |  | 125 | 160 |  | N | Y | oil | 0.23 | 0.01 |  | 8736
|  | AK | 02150 |  |  | Kodiak (Tagura) Generating Station | 10585911 | 52243513 | 50990412 | 71627514 | 20100102 | 221112 |  |  | 125 | 160 |  | N | Y | oil | 1.99 | 0.058598 | 0 | 8736
| SESARM | SC | 45075 |  |  | SCE&G COPE | 7870811 | 95171913 | 63978512 | 130381314 | 20100102 | 221112 |  |  | 125 | 160 |  | N | Y | oil | 0.22998 | 0.0056092 | 0.015123 | 42
| South | TX | 48021 |  |  | BASTROP ENERGY CENTER | 3981411 | 35538213 | 33810112 | 13267014 | 20100102 | 22111 |  |  | 125 | 160 |  | N | Y | oil | 0.2294 | 0.0163 | 0.0152 | 30
| MANE-VU | VA | 51085 |  |  | Doswell Limited Partnership Doswell Energy Center | 6631811 | 17176013 | 16703112 | 67214 | 20300101 | 221112 |  |  | 125 | 160 |  | N | Y | oil | 0.22803 | 0.016575 | 0.005304
| MANE-VU | MA | 25027 |  |  | ANP BLACKSTONE | 6049311 | 87676113 | 83845012 | 118945514 | 20100102 | 221112 |  |  | 125 | 160 |  | N | Y | oil | 0.227 | 0.016809 | 0.0175
| LADCO | IL | 17141 |  |  | Rochelle Municipal Diesel Plant | 5039111 | 110418113 | 114040912 | 156247714 | 20100201 | 221112 |  |  | 125 | 120 |  | N | Y | gas | 0.22645 | 0.0137 | 0.007775 | 142
54945_B_12 | MANE-VU | CT | 09003 | 54945 | 12 | MIRA / MID-CONNECTICUT | 715611 | 46362613 | 44038712 | 48106914 | 10100602 | 562213 | Municipal Solid Waste | MSW | 103 | 100 | N | Y | N |  | 0.22644 | 5.2953e-05 | 6.0617e-05 |  | daily flat | diurnal flat | MANE-VU_other_nonpeak
| MANE-VU | NJ | 34005 |  |  | Burlington Generating Station | 7310911 | 65924913 | 60761112 | 91323114 | 20200102 | 221112 |  |  | 125 | 290 |  | N | Y | oil | 0.2262 | 0.0159 | 0.0001
3804_G_GT2 | MANE-VU | VA | 51153 | 3804 | GT2 | Dominion - Possum Point Power Station | 7520511 | 12374413 | 12307612 | 1110114 | 20100101 | 221112 | Combustion Turbine | Distillate Fuel Oil | 125 | 120 | N | N | N | oil | 0.22605 | 0.0030826 | 0.012972 |  | MANE-VU Oil Peaking | MANE-VU Oil Peaking | MANE-VU_oil_peak
| MANE-VU | NY | 36045 |  |  | CARTHAGE ENERGY COGEN FACILITY | 8036811 | 3684013 | 3556112 | 17963214 | 20200401 | 221112 |  |  | 125 | 160 |  | N | Y | oil | 0.22574 | 0.0072932 | 0.001265
| SESARM | FL | 12099 |  |  | CITY OF LAKE WORTH UTILITIES | 919411 | 106526213 | 110127512 | 150866914 | 20200102 | 221112 |  |  | 125 | 999 |  | N | Y | oil | 0.22562 | 0.0067731 | 0.000107 | 59
2299_G_2 | West North Central | NE | 31181 | 2299 | 2 | Red Cloud Municipal Plant | 7515011 | 12751713 | 12660812 | 21283314 | 20100102 | 221112 | Combustion Turbine | Natural Gas, Distillate Fuel Oil | 125 | 160 | N | N | N | oil | 0.2255 | 0.023238 | 0.0215 |  | West North Central Oil Peaking | West North Central Oil Peaking | West North Central_oil_peak
56038_G_1 | MANE-VU | MD | 24033 | 56038 | 1 | University of Maryland | 6011811 | 88000013 | 84177612 | 119417014 | 39000699 | 611310 | Combustion Turbine | Natural Gas, Distillate Fuel Oil | 148 | 120 | Y | N | N |  | 0.22493 | 0.41897 | 0.033062 | 2080 | daily flat | diurnal flat | MANE-VU_gas_nonpeak
3504_G_D1 | South | TX | 48073 | 3504 | D1 | STRYKER CREEK ELECTRIC STATION | 5729511 | 21908213 | 21008712 | 10074814 | 20100102 | 22111 | Combustion Turbine | Distillate Fuel Oil | 125 | 160 | N | N | N | oil | 0.2247 | 0.0038 | 0.0315 | 15 | South Oil Peaking | South Oil Peaking | South_oil_peak
| MANE-VU | PA | 42107 |  |  | NORTHEASTERN POWER CO/MCADOO COGEN | 4105211 | 34989713 | 33284612 | 14774314 | 20100102 | 221112 |  |  | 125 | 160 |  | N | Y | oil | 0.2246 | 0.0013018 | 0.0148 | 35
| South | LA | 22077 |  |  | Louisiana Generating LLC - Big Cajun II Power Plant | 8020711 | 111401913 | 114636212 | 157369314 | 20100102 | 221112 |  |  | 125 | 160 |  | N | Y | oil | 0.22295 | 0.00247 | 0.052675 | 8736
| Southwest | UT | 49053 |  |  | St. George City Power- Red Rock Power Generation Station | 6987011 | 72066413 | 66192912 | 99803714 | 20200401 | 22111 |  |  | 125 | 290 |  | N | Y | oil | 0.2229 | 0.019037 | 0.00935 | 19
7018_G_13 | South | KS | 20133 | 7018 | 13 | Chanute Mun. Power Plant #3 | 5414611 | 27354613 | 26249612 | 37689614 | 20200401 | 221112 | Combustion Turbine | Distillate Fuel Oil | 125 | 160 | N | N | N | oil | 0.22254 | 0.0038667 | 0.00010536 | 720 | South Oil Peaking | South Oil Peaking | South_oil_peak
| Southwest | UT | 49053 |  |  | St. George City Power- Red Rock Power Generation Station | 6987011 | 72066613 | 66192712 | 99803914 | 20200401 | 22111 |  |  | 125 | 290 |  | N | Y | oil | 0.22232 | 0.018747 | 0.009208 | 19
1580_G_9 | MANE-VU | MD | 24041 | 1580 | 9 | Easton Utilities - Washington Street | 6415311 | 88027513 | 84215012 | 119448314 | 20100102 | 221112 | Combustion Turbine | Distillate Fuel Oil | 125 | 160 | N | N | N | oil | 0.22225 | 0.00385 | 0.0035 | 2080 | MANE-VU Oil Peaking | MANE-VU Oil Peaking | MANE-VU_oil_peak
1580_G_9 | MANE-VU | MD | 24041 | 1580 | 9 | Easton Utilities - Washington Street | 6415311 | 88027513 | 84214912 | 119448314 | 20100102 | 221112 | Combustion Turbine | Distillate Fuel Oil | 125 | 160 | N | N | N | oil | 0.22225 | 0.00385 | 0.0035 | 2080 | MANE-VU Oil Peaking | MANE-VU Oil Peaking | MANE-VU_oil_peak
| LADCO | IL | 17019 |  |  | Rantoul Electric Generating Plant | 2459511 | 59330213 | 93522112 | 85418614 | 20100101 | 221112 |  |  | 125 | 160 |  | N | Y | oil | 0.22221 | 0.0033 | 0.000123 | 14
2936_B_4 | LADCO | OH | 39085 | 2936 | 4 | PAINESVILLE MUNICIPAL ELECTRIC PLANT (0243110008) | 8149311 | 5945413 | 85697412 | 100549014 | 10100204 | 221112 | Coal Steam | Bituminous | 125 | 100 | N | N | N | coal | 0.2222 | 0.018935 | 1.148 | 319 | LADCO Coal Peaking | LADCO Coal Peaking | LADCO_coal_peak
1296_G_2 | South | KS | 20095 | 1296 | 2 | Kingman Mun. Power Plant | 4878111 | 30474813 | 29226012 | 88646814 | 20200402 | 221112 | Combustion Turbine | Natural Gas, Distillate Fuel Oil | 125 | 160 | N | N | N | oil | 0.22212 | 0.0045741 | 5.1181e-05 | 13 | South Oil Peaking | South Oil Peaking | South_oil_peak
1239_G_11 | South | KS | 20021 | 1239 | 11 | Empire District Electric - Riverton | 3878111 | 37460613 | 35731112 | 37597314 | 20100201 | 221112 | Combustion Turbine | Natural Gas, Distillate Fuel Oil | 125 | 120 | N | N | N | gas | 0.221 | 0.01612 | 0.0011479 | 1 | South Gas Peaking | South Gas Peaking | South_gas_peak
| LADCO | IL | 17197 |  |  | Lincoln Generating Facility | 4590011 | 60400813 | 109619512 | 86532914 | 20100102 | 221112 |  |  | 125 | 160 |  | N | Y | oil | 0.22075 | 0.0014 | 0.003152 | 8
2039_B_1 | LADCO | MN | 27141 | 2039 | 1 | Great River Energy | 8162511 | 6843113 | 106236412 | 144053714 | 10100601 | 562213 | Municipal Solid Waste | MSW | 103 | 270 | N | Y | N |  | 0.22071 | 0.00025308 | 0.00014189 |  | daily flat | diurnal flat | LADCO_other_nonpeak
| SESARM | SC | 45075 |  |  | ORANGEBURG DPU:ROWESVILLE ROAD | 4143111 | 34100813 | 32561712 | 11322914 | 20100201 | 221112 |  |  | 125 | 120 |  | N | Y | gas | 0.22032 | 0.0045441 | 0.0023409 | 2080
| South | KS | 20199 |  |  | Sharon Springs Mun. Power Plant | 4124911 | 34107413 | 112290612 | 39230414 | 20200402 | 221112 |  |  | 125 | 160 |  | N | Y | oil | 0.2201 | 0.0066004 | 7.3064e-06 | 1
| SESARM | NC | 37071 |  |  | Duke Energy Carolinas, LLC - Allen Steam Station | 8137511 | 114001813 | 116597312 | 174668214 | 20200401 | 221112 |  |  | 125 | 160 |  | N | Y | oil | 0.22 | 0.01 | 0.01 | 8736
| South | TX | 48315 |  |  | WILKES POWER PLANT | 5613211 | 109974913 | 113346312 | 155637214 | 20100107 | 22111 |  |  | 125 | 160 |  | N | Y | oil | 0.22 | 0.02 | 0.01 | 52
| South | TX | 48149 |  |  | FAYETTE POWER PROJECT | 4144811 | 34063813 | 32519812 | 8146014 | 20100102 | 22111 |  |  | 125 | 160 |  | N | Y | oil | 0.22 | 0.01 | 0.01 | 15
|  | AK | 02261 |  |  | Orca Power Plant | 12660911 | 106042213 | 58748312 | 150513414 | 20100102 | 221112 |  |  | 125 | 160 |  | N | Y | oil | 1.72 | 0.16603 | 0.12 | 52
| Southwest | NM | 35045 |  |  | PNM - San Juan Generating Station | 7991911 | 108970213 | 112480112 | 154350714 | 20100102 | 221112 |  |  | 125 | 160 |  | N | Y | oil | 0.22 |  | 0.006 | 30
| MANE-VU | MA | 25025 |  |  | MYSTIC STATION | 7240911 | 7504213 | 7431912 | 118975614 | 20100102 | 221112 |  |  | 125 | 160 |  | N | Y | oil | 0.22 | 0.0039797 | 0
| MANE-VU | PA | 42005 |  |  | GENON NE MGMT CO/KEYSTONE STA | 3866111 | 123418313 | 125472212 | 175618014 | 20200102 | 221112 |  |  | 125 | 160 |  | N | Y | oil | 0.22 | 0.020465 |  | 24
| SESARM | SC | 45075 |  |  | ORANGEBURG DPU:ROWESVILLE ROAD | 4143111 | 34100813 | 32561612 | 11323014 | 20100201 | 221112 |  |  | 125 | 120 |  | N | Y | gas | 0.2195 | 0.0045272 | 0.0023322 | 2080
| West | CA | 06013 |  |  | NEW CINGULAR WIRELESS DBA AT&T MOBILITY | 13780811 | 100482513 | 99383912 | 140734914 | 20100102 | 221112 |  |  |  | 999 |  | N | Y | oil | 0.21845 | 0.0061192 | 0.00026674 | 8736
56184_G_IC14 | West | CA | 06103 | 56184 | IC14 | CALIFORNIA POWER HOLDINGS LLC | 765911 | 45532513 | 43252512 | 167375914 | 20100707 | 221111 | Combustion Turbine | Natural Gas | 125 | 160 | N | N | N |  | 0.21842 |  |  | 8736 | West Other Nonpeaking | West Other Nonpeaking | West_other_nonpeak
| LADCO | IL | 17193 |  |  | Carmi Light & Water | 5575611 | 60350913 | 55787612 | 86481214 | 20100101 | 221112 |  |  | 125 | 160 |  | N | Y | oil | 0.21818 | 0.0153 | 0.014348 | 5
| MANE-VU | MA | 25021 |  |  | ANP BELLINGHAM | 5735611 | 87524913 | 83740212 | 118662514 | 20100102 | 221112 |  |  | 125 | 160 |  | N | Y | oil | 0.2179 | 0.016156 | 0.0168
|  | HI | 15001 |  |  | HELCO - Keahole Power Plant | 928911 | 47995113 | 45529912 | 154889014 | 20100102 | 221112 |  |  | 125 | 160 |  | N | Y | oil | 1.64 | 0.052562 | 0.00018719 | 104
| MANE-VU | MA | 25021 |  |  | ANP BELLINGHAM | 5735611 | 87525013 | 83740412 | 118662614 | 20100102 | 221112 |  |  | 125 | 160 |  | N | Y | oil | 0.2179 | 0.016156 | 0.0168
| LADCO | IL | 17031 |  |  | Exelon Generation Co LLC | 9725911 | 59521813 | 54996112 | 85618314 | 20100101 | 221112 |  |  | 125 | 160 |  | N | Y | oil | 0.217 | 0.0032 | 3.5e-05 | 7
| LADCO | IL | 17031 |  |  | Exelon Generation Co LLC | 9725911 | 59521913 | 54996012 | 85618414 | 20100101 | 221112 |  |  | 125 | 160 |  | N | Y | oil | 0.217 | 0.0032 | 3.5e-05 | 7
| South | LA | 22077 |  |  | Louisiana Generating LLC - Big Cajun II Power Plant | 8020711 | 111401713 | 114636012 | 157369114 | 20100102 | 221112 |  |  | 125 | 160 |  | N | Y | oil | 0.21669 | 0.003691 | 0.01433 | 8736
| South | TX | 48469 |  |  | SOUTH TEXAS ELECTRIC COOP | 5863011 | 71566213 | 65781812 | 99069214 | 20200401 | 22111 |  |  | 125 | 160 |  | N | Y | oil | 0.2159 | 0.0037 | 0.0001 | 49
1910_G_1 | LADCO | MN | 27009 | 1910 | 1 | Xcel Energy - Granite City Generating | 6190211 | 15246513 | 14913212 | 29277714 | 20100201 | 221112 | Combustion Turbine | Natural Gas, Distillate Fuel Oil | 125 | 120 | N | N | N | gas | 0.2136 | 0.0002479 | 0.002225 |  | LADCO Gas Peaking | LADCO Gas Peaking | LADCO_gas_peak
| West North Central | IA | 19145 |  |  | MIDAMERICAN ENERGY CO - SHENANDOAH POWER STATION | 3781911 | 36980413 | 35238612 | 42465914 | 20100102 | 221112 |  |  | 125 | 160 |  | N | Y | oil | 0.21344 | 0.0061301 | 0.0001827 | 7
| West North Central | IA | 19145 |  |  | MIDAMERICAN ENERGY CO - SHENANDOAH POWER STATION | 3781911 | 36979513 | 35236712 | 42474314 | 20100102 | 221112 |  |  | 125 | 160 |  | N | Y | oil | 0.21344 | 0.0061301 | 0.0001827 | 12
| LADCO | MN | 27085 |  |  | Glencoe Light & Power Commission | 7626111 | 11460713 | 11360912 | 27071614 | 20200401 | 221112 |  |  | 125 | 160 |  | N | Y | oil | 0.2124 | 0.0036613 | 0.0001004
| West North Central | IA | 19017 |  |  | WAVERLY LIGHT & POWER - NORTH & SOUTH PLANTS | 9658911 | 53723013 | 51521612 | 75489614 | 20200401 | 221112 |  |  | 125 | 160 |  | N | Y | oil | 0.21233 | 0.0059658 | 8.1352e-05 | 8
| South | TX | 48205 |  |  | LARSEN FARMS POWER GENERATING FACILITY PLANT 1 | 17909711 | 126666313 | 128267112 | 181938414 | 20100107 | 22111 |  |  |  | 160 |  | N | Y | oil | 0.212 | 0.0001 | 0.0001 | 875
| South | KS | 20003 |  |  | Garnett Mun. Power Plant | 5307111 | 27407113 | 26300912 | 37432314 | 20200401 | 221112 |  |  | 125 | 160 |  | N | Y | oil | 0.21171 | 0.0047517 | 0.0035505 | 2184
| West North Central | IA | 19033 |  |  | IPL - EMERY GENERATING STATION | 10702411 | 58601313 | 54515112 | 136963514 | 20200401 | 221112 |  |  | 125 | 160 |  | N | Y | oil | 0.21097 | 0.0098452 | 0.00021378 | 16
3803_G_GT1 | MANE-VU | VA | 51550 | 3803 | GT1 | Dominion - Chesapeake Energy Center | 5040211 | 28680513 | 27499212 | 2062014 | 20100109 | 221112 | Combustion Turbine | Distillate Fuel Oil | 125 | 120 | N | N | N | oil | 0.21086 | 0.0018268 | 0.02541 |  | MANE-VU Oil Peaking | MANE-VU Oil Peaking | MANE-VU_oil_peak
| SESARM | MS | 28089 |  |  | Canton Municipal Utilities | 7071311 | 14153913 | 13949512 | 27414714 | 20100102 | 221112 |  |  | 125 | 160 |  | N | Y | oil | 0.21 | 0 | 0.01 | 12
| MANE-VU | PA | 42063 |  |  | GENON NE MGMT CO/CONEMAUGH PLT | 2905911 | 38672813 | 36955412 | 93065814 | 20100102 | 221112 |  |  | 125 | 160 |  | N | Y | oil | 0.21 | 0.032268 |  | 98
| Southwest | CO | 08087 |  |  | PUBLIC SERVICE CO - PAWNEE PLT | 897211 | 68808513 | 63176012 | 94789914 | 20100101 | 221112 |  |  | 125 | 160 |  | N | Y | oil | 0.21
| West | CA | 06075 |  |  | 808 RENEWABLE ENERGY | 10040011 | 84582113 | 76678312 | 110965714 | 20300204 | 221112 |  |  |  | 120 |  | N | Y | gas | 0.20971 | 0.01231 | 0.00070095 | 8736
| MANE-VU | MA | 25027 |  |  | ANP BLACKSTONE | 6049311 | 87676013 | 83845412 | 118945414 | 20100102 | 221112 |  |  | 125 | 160 |  | N | Y | oil | 0.2088 | 0.015511 | 0.0161
| West | CA | 06085 |  |  | CITY OF SUNNYVALE - COMMUNITY CENTER | 14311411 | 83652213 | 75081912 | 109138514 | 20100102 | 221112 |  |  |  | 160 |  | N | Y | oil | 0.20842 | 0.014537 | 9.6617e-05 | 8736
|  | AK | 02195 |  |  | Kake Power Plant | 12661811 | 64092013 | 58783912 | 88876614 | 20100102 | 221112 |  |  | 125 | 160 |  | N | Y | oil | 1.52 | 0.039065 | 0 | 8736
1264_G_1 | South | KS | 20123 | 1264 | 1 | Beloit Mun. Power Plant | 4527711 | 27615113 | 26506912 | 38473114 | 20200402 | 221112 | Combustion Turbine | Natural Gas, Distillate Fuel Oil | 125 | 160 | N | N | N | oil | 0.20835 | 0.0042904 | 2.9269e-05 | 12 | South Oil Peaking | South Oil Peaking | South_oil_peak
| Southwest | UT | 49027 |  |  | Intermountain Power Service Corporation- Intermountain Generation Station | 7558311 | 72019513 | 66140012 | 99754514 | 20200102 | 221112 |  |  | 125 | 290 |  | N | Y | oil | 0.20748 | 0.044472 | 0.014715 | 327
1270_G_IC2 | South | KS | 20027 | 1270 | IC2 | Clay Center Mun. Power Plant | 4499711 | 28276813 | 27120912 | 88690814 | 20200402 | 221112 | Combustion Turbine | Natural Gas, Distillate Fuel Oil | 125 | 160 | N | N | N | oil | 0.2072 |  |  | 8736 | South Oil Peaking | South Oil Peaking | South_oil_peak
| MANE-VU | VA | 51083 |  |  | Dominion/ODEC - Clover Power Station | 6160611 | 15869413 | 15487812 | 887414 | 20200102 | 221112 |  |  | 125 | 160 |  | N | Y | oil | 0.2064 | 0.003586 | 0.003256
| SESARM | AL | 01073 |  |  | ALABAMA POWER COMPANY HEADQUARTERS BUILDING | 1112211 | 63075113 | 57788112 | 86792614 | 20100102 | 221112 |  |  |  | 999 |  | N | Y | oil | 0.206 | 0.0048001 | 0.022
|  | AK | 02150 |  |  | Kodiak (Tagura) Generating Station | 10585911 | 52243713 | 50949412 | 71625014 | 20100102 | 221112 |  |  | 125 | 160 |  | N | Y | oil | 1.51 | 0.039065 | 0 | 8736
|  | AK | 02016 |  |  | Valley Power Module, Unalaska | 12661911 | 64092213 | 58784112 | 88876814 | 20100102 | 221112 |  |  | 125 | 160 |  | N | Y | oil | 1.5 | 0.019533 | 0 | 8736
1929_G_1 | LADCO | MN | 27165 | 1929 | 1 | Saint James Diesel Generating Plant | 6136011 | 16183813 | 15788112 | 25298014 | 20200401 | 221121 | Combustion Turbine | Distillate Fuel Oil | 125 | 160 | N | N | N |  | 0.2056 | 0.003545 | 0.00324 |  | LADCO Other Nonpeaking | LADCO Other Nonpeaking | LADCO_comp_nonpeak
|  | AK | 02240 |  |  | Tok Power Generating Station | 1024911 | 47333213 | 44878312 | 61973214 | 20100102 | 221112 |  |  | 125 | 160 |  | N | Y | oil | 1.48 | 0.039065 | 0.2
1929_G_6 | LADCO | MN | 27165 | 1929 | 6 | Saint James Diesel Generating Plant | 6136011 | 16184313 | 15788212 | 25246114 | 20200401 | 221121 | Combustion Turbine | Distillate Fuel Oil | 125 | 160 | N | N | N |  | 0.205 | 0.0035334 | 0.003229 |  | LADCO Other Nonpeaking | LADCO Other Nonpeaking | LADCO_comp_nonpeak
1929_G_5 | LADCO | MN | 27165 | 1929 | 5 | Saint James Diesel Generating Plant | 6136011 | 16184213 | 15787912 | 25297614 | 20200401 | 221121 | Combustion Turbine | Distillate Fuel Oil | 125 | 160 | N | N | N |  | 0.2048 | 0.0035299 | 0.003226 |  | LADCO Other Nonpeaking | LADCO Other Nonpeaking | LADCO_comp_nonpeak
| West North Central | IA | 19045 |  |  | IPL - M.L. KAPP GENERATING STATION | 5509811 | 27197113 | 26093012 | 177051514 | 20200401 | 221112 |  |  | 125 | 160 |  | N | Y | oil | 0.20466 | 0.0035277 | 9.7188e-05 | 21
| South | TX | 48335 |  |  | MORGAN CREEK STEAM ELECTRIC STATION | 4204911 | 35745913 | 34034212 | 5684714 | 20100102 | 22111 |  |  | 125 | 160 |  | N | Y | oil | 0.2042 | 0.0031 | 0.005 | 15
| LADCO | MI | 26159 |  |  | Eastern Generation, LLC | 9510111 | 57847913 | 52558912 | 76241414 | 20200102 | 221112 |  |  | 125 | 160 |  | N | Y | oil | 0.20385 | 0.014678 | 0.0134 | 35
56616_B_4PB | Southwest | AZ | 04017 | 56616 | 4PB | NOVO BIOPOWER LLC | 13414411 | 86201613 | 85006312 | 120449514 | 10200601 | 221117 | Biomass | Biomass | 125 | 100 | N | N | N |  | 0.20343 | 0.08463 | 0.0025697 | 415 | Southwest Composite Nonpeaking | Southwest Composite Nonpeaking | Southwest_comp_nonpeak
|  | AK | 02150 |  |  | Kodiak (Tagura) Generating Station | 10585911 | 52243613 | 50992512 | 71627614 | 20100102 | 221112 |  |  | 125 | 160 |  | N | Y | oil | 1.43 | 0.039065 | 0 | 8736
1580_G_7 | MANE-VU | MD | 24041 | 1580 | 7 | Easton Utilities - Washington Street | 6415311 | 88027313 | 84214612 | 119448114 | 20100102 | 221112 | Combustion Turbine | Natural Gas, Distillate Fuel Oil | 125 | 160 | N | N | N | oil | 0.203 | 0.003525 | 0.00325 | 2080 | MANE-VU Oil Peaking | MANE-VU Oil Peaking | MANE-VU_oil_peak
1580_G_7 | MANE-VU | MD | 24041 | 1580 | 7 | Easton Utilities - Washington Street | 6415311 | 88027313 | 84214512 | 119448114 | 20100102 | 221112 | Combustion Turbine | Natural Gas, Distillate Fuel Oil | 125 | 160 | N | N | N | oil | 0.203 | 0.003525 | 0.00325 | 2080 | MANE-VU Oil Peaking | MANE-VU Oil Peaking | MANE-VU_oil_peak
| South | KS | 20209 |  |  | Kansas City BPU - Nearman | 4633811 | 122592113 | 124832812 | 174646014 | 20200102 | 221112 |  |  | 125 | 160 |  | N | Y | oil | 0.20294 | 0.014612 | 6.9888e-05 | 52
1929_G_4 | LADCO | MN | 27165 | 1929 | 4 | Saint James Diesel Generating Plant | 6136011 | 16184113 | 15787812 | 25297714 | 20200401 | 221121 | Combustion Turbine | Distillate Fuel Oil | 125 | 160 | N | N | N |  | 0.2028 | 0.0034952 | 0.003195 |  | LADCO Other Nonpeaking | LADCO Other Nonpeaking | LADCO_comp_nonpeak
| MANE-VU | ME | 23005 |  |  | WESTBROOK ENERGY CENTER | 8028611 | 94539213 | 3598512 | 129277314 | 20100102 | 221112 |  |  | 125 | 160 |  | N | Y | oil | 0.20252 | 0.0068888 | 7.9e-05
2222_G_1 | West North Central | NE | 31071 | 2222 | 1 | Burwell Light Plant | 6714511 | 12865613 | 12757312 | 21347214 | 20200401 | 221112 | Combustion Turbine | Distillate Fuel Oil | 125 | 160 | N | N | N | oil | 0.2 | 0.002995 | 0.03105 |  | West North Central Oil Peaking | West North Central Oil Peaking | West North Central_oil_peak
6120_G_3 | Northwest | WA | 53073 | 6120 | 3 | PSE WHITEHORN | 6212111 | 15566813 | 15224212 | 1768514 | 20100101 | 221112 | Combustion Turbine | Natural Gas, Distillate Fuel Oil | 125 | 120 | N | N | N | oil | 0.2 | 0.01 | 0.01 | 1176 | Northwest Gas Peaking | Northwest Gas Peaking | Northwest_gas_peak
58352_B_B-11 | Northwest | WA | 53009 | 58352 | B-11 | McKinley Paper Company | 4986011 | 109514013 | 112901012 | 154998314 | 10200505 | 322121 | Biomass | Biomass | 133 | 100 | Y | N | N |  | 0.2 | 0.02 | 0.005 |  | daily flat | diurnal flat | Northwest_comp_nonpeak
3000_B_2 | South | OK | 40119 |  |  | BOOMER LAKE STATION | 5615011 | 21312513 | 20463012 | 15685314 | 10100601 | 221112 |  |  | 125 | 100 |  | N | N | gas | 0.2 | 0.018 | 0.001 | 86 | South Gas Peaking | South Gas Peaking | South_gas_peak
2233_G_5 | West North Central | NE | 31023 | 2233 | 5 | David City Municipal Power | 7574511 | 11904113 | 11799112 | 21702514 | 20100102 | 221112 | Combustion Turbine | Distillate Fuel Oil | 125 | 160 | N | N | N | oil | 0.2 | 1.0756e-07 | 1e-07 |  | West North Central Oil Peaking | West North Central Oil Peaking | West North Central_oil_peak
54372_G_ST1x | Southwest | CO | 08013 |  |  | UNIV OF COLO BOULDER - CAMPUS | 1342411 | 90874913 | 86939412 | 123254014 | 10200604 | 611310 |  |  | 183 | 140 |  | N | N |  | 0.2 | 0.02 |  |  | Southwest Gas Nonpeaking | Southwest Gas Nonpeaking | Southwest_gas_nonpeak
| SESARM | MS | 28151 |  |  | Entergy Mississippi Inc, Gerald Andrus Plant | 7083911 | 14479513 | 14201812 | 24734414 | 20300101 | 221112 |  |  | 125 | 160 |  | N | Y | oil | 0.2 | 0 | 0.03 | 8760
| West North Central | WY | 56009 |  |  | Dave Johnston | 6418211 | 120544213 | 122576012 | 172169114 | 20100102 | 221112 |  |  | 125 | 160 |  | N | Y | oil | 0.2 | 0.01 | 0.01 | 73
| West North Central | SD | 46103 |  |  | Black Hill Power & Light Company (Ben French) | 6195711 | 118518913 | 116783412 | 166974314 | 20100102 | 221112 |  |  | 125 | 160 |  | N | Y | oil | 0.2 | 0 | 0
| West North Central | ND | 38057 |  |  | Coyote Station | 8086611 | 64297613 | 59075712 | 89247014 | 20100102 | 221112 |  |  | 125 | 160 |  | N | Y | oil | 0.2
| South | OK | 40103 |  |  | SOONER GNRTNG STA | 8519411 | 92001013 | 89060112 | 125530414 | 20200102 | 221112 |  |  | 125 | 160 |  | N | Y | oil | 0.2 | 0.0058598 |  | 22
| South | TX | 48029 |  |  | VH BRAUNIG PLANT | 5616511 | 69922813 | 64291112 | 96877114 | 20100107 | 22111 |  |  | 125 | 160 |  | N | Y | oil | 0.2 |  |  | 34
| South | TX | 48029 |  |  | VH BRAUNIG PLANT | 5616511 | 69922913 | 64291012 | 96877214 | 20100107 | 22111 |  |  | 125 | 160 |  | N | Y | oil | 0.2 |  |  | 27
| South | TX | 48029 |  |  | VH BRAUNIG PLANT | 5616511 | 69923013 | 64290912 | 96877314 | 20100107 | 22111 |  |  | 125 | 160 |  | N | Y | oil | 0.2 |  |  | 32
10300_B_BLR2 | West | CA | 06065 | 10300 | BLR2 | DESERT VIEW POWER | 15776111 | 101659413 | 121051712 | 170458614 | 50300107 | 221112 | Biomass | Biomass | 125 | 100 | N | N | N |  | 0.19981 | 0.0005628 | 0.05716 | 8400 | West Other Nonpeaking | West Other Nonpeaking | West_other_nonpeak
2313_G_3 | West North Central | NE | 31039 | 2313 | 3 | West Point Power Plant | 7460011 | 11696613 | 11601812 | 22110014 | 20200402 | 221118 | Combustion Turbine | Natural Gas, Distillate Fuel Oil | 125 | 160 | N | N | N |  | 0.19976 | 0.0013345 | 5.9e-05 |  | West North Central Composite Nonpeaking | West North Central Composite Nonpeaking | West North Central_comp_nonpeak
| LADCO | MN | 27163 |  |  | Xcel Energy - Allen S King Generating Plant | 6772111 | 13603613 | 13406612 | 27898814 | 20200401 | 221112 |  |  | 125 | 999 |  | N | Y | oil | 0.1993 | 0.0034348 | 9.419e-05
| South | OK | 40101 |  |  | MUSKOGEE GNRTNG STA | 8506011 | 92000613 | 89059912 | 125530014 | 20200102 | 221112 |  |  | 125 | 160 |  | N | Y | oil | 0.199 | 0.0058598 |  | 23
| LADCO | IN | 18029 |  |  | Lawrenceberg Power LLC | 10715711 | 58636413 | 54368012 | 76999814 | 20200102 | 221112 |  |  | 125 | 999 |  | N | Y | oil | 0.19872 | 0.014307 | 0.013061
| South | TX | 48453 |  |  | DECKER CREEK POWER PLANT | 5021711 | 71522013 | 65745612 | 99009514 | 20200254 | 22111 |  |  | 125 | 160 |  | N | Y | gas | 0.198 | 0.0011 | 0.0013 | 47
10883_B_HSG1 | MANE-VU | MA | 25025 | 10883 | HSG1 | MEDICAL AREA TOTAL ENERGY PLANT | 7887011 | 87498313 | 83722912 | 118609214 | 10100501 | 221112 | O/G Steam | Natural Gas | 125 | 100 | Y | N | N | oil | 0.1978 | 0.13846 | 0.0023 |  | daily flat | diurnal flat | MANE-VU_gas_peak
| West North Central | IA | 19145 |  |  | MIDAMERICAN ENERGY CO - SHENANDOAH POWER STATION | 3781911 | 36979713 | 35236612 | 42474114 | 20100102 | 221112 |  |  | 125 | 160 |  | N | Y | oil | 0.19749 | 0.0056721 | 0.00016905 | 18
1929_G_2 | LADCO | MN | 27165 | 1929 | 2 | Saint James Diesel Generating Plant | 6136011 | 16183913 | 15788012 | 25297914 | 20200401 | 221121 | Combustion Turbine | Distillate Fuel Oil | 125 | 160 | N | N | N |  | 0.1971 | 0.0033975 | 0.003105 |  | LADCO Other Nonpeaking | LADCO Other Nonpeaking | LADCO_comp_nonpeak
| LADCO | MN | 27093 |  |  | Litchfield city of | 7137511 | 79604713 | 70679512 | 102780714 | 20100202 | 22111 |  |  | 125 | 160 |  | N | Y | gas | 0.197 | 0.0161 | 0.0001396
| MANE-VU | NY | 36001 |  |  | BETHLEHEM ENERGY CENTER | 7801011 | 97074613 | 94087712 | 135445514 | 20200102 | 221112 |  |  | 125 | 160 |  | N | Y | oil | 0.1968 | 0.013834 | 0.0017687
| LADCO | MN | 27031 |  |  | Minnesota Power - Taconite Harbor Energy Center | 7039811 | 15136813 | 14793912 | 29153914 | 20200102 | 221112 |  |  | 125 | 160 |  | N | Y | oil | 0.1966 | 0.014173 | 0.01292
| South | AR | 05007 |  |  | FLINT CREEK POWER PLANT (SWEPCO) | 1015511 | 108761513 | 112234312 | 153991114 | 20100102 | 221112 |  |  | 125 | 160 |  | N | Y | oil | 0.19647 | 0.013488 | 0.01292 | 30
| Southwest | CO | 08009 |  |  | SPRINGFIELD MUNICIPAL UTILITIES | 1240711 | 43835413 | 41665612 | 51138014 | 20200102 | 221112 |  |  | 125 | 160 |  | N | Y | oil | 0.1963 | 0.0134 | 0.0131
| LADCO | MI | 26099 |  |  | DTE Electric Company - Northeast Peaking Facility | 5689511 | 107243813 | 22136812 | 151877814 | 20100201 | 221112 |  |  | 125 | 120 |  | N | Y | gas | 0.19585 | 0.00404 | 0.000345 | 8
10129_G_GEN1 | MANE-VU | PA | 42063 | 10129 | GEN1 | PA STATE SYS OF HIGHER ED/INDIANA UNIV | 3019411 | 38365313 | 36636312 | 13550214 | 20100201 | 611310 | Combustion Turbine | Natural Gas, Distillate Fuel Oil | 148 | 120 | Y | N | N |  | 0.19577 | 0.012079 | 0.009509 | 1855 | daily flat | diurnal flat | MANE-VU_gas_nonpeak
| West North Central | WY | 56031 |  |  | Laramie River Station | 4207711 | 120454813 | 122454612 | 172077614 | 20200102 | 221112 |  |  | 125 | 160 |  | N | Y | oil | 0.19417 | 0 | 0.012769 | 34
1929_G_3 | LADCO | MN | 27165 | 1929 | 3 | Saint James Diesel Generating Plant | 6136011 | 16184013 | 15787712 | 25297814 | 20200401 | 221121 | Combustion Turbine | Distillate Fuel Oil | 125 | 160 | N | N | N |  | 0.194 | 0.0033442 | 0.003057 |  | LADCO Other Nonpeaking | LADCO Other Nonpeaking | LADCO_comp_nonpeak
| South | TX | 48481 |  |  | COLORADO BEND I | 13392711 | 105263613 | 108796112 | 149506314 | 20200102 | 22111 |  |  | 125 | 160 |  | N | Y | oil | 0.194 | 0.0057 | 0.0327 | 22
| LADCO | IL | 17031 |  |  | Energy Systems Group Inc | 14989411 | 91259813 | 87447112 | 124396514 | 20300201 | 221112 |  |  | 125 | 160 |  | N | Y | gas | 0.19375 | 0.0128 | 0 | 50
7406_G_G6 | South | MO | 29205 | 7406 | G6 | SHELBINA POWER PLANT | 5052711 | 25601413 | 57990212 | 24566114 | 20100102 | 221112 | Combustion Turbine | Distillate Fuel Oil | 125 | 160 | N | N | N | oil | 0.1933 | 0.0013 | 0.0001 |  | South Oil Peaking | South Oil Peaking | South_oil_peak
| South | KS | 20023 |  |  | Midwest Energy - Bird City | 5461911 | 26792213 | 112331112 | 37443314 | 20200401 | 221112 |  |  | 125 | 160 |  | N | Y | oil | 0.1932 | 0.0043362 | 9.72e-05 | 1
|  | AK | 02130 |  |  | Bailey Powerhouse | 540511 | 48367113 | 45832412 | 61764014 | 20100102 | 221112 |  |  | 125 | 160 |  | N | Y | oil | 1.3 | 0 | 0
| West North Central | IA | 19097 |  |  | MAQUOKETA MUNICIPAL ELEC UTILITY | 12806911 | 67854013 | 62401912 | 93625814 | 20200401 | 221112 |  |  | 125 | 160 |  | N | Y | oil | 0.19313 | 0.0056137 | 0.00010269 | 8
| West North Central | IA | 19017 |  |  | WAVERLY LIGHT & POWER - NORTH & SOUTH PLANTS | 9658911 | 53723613 | 62283912 | 93396314 | 20200402 | 221112 |  |  | 125 | 160 |  | N | Y | oil | 0.19061 | 0.0039251 | 7.0595e-05 | 13
| West North Central | IA | 19017 |  |  | WAVERLY LIGHT & POWER - NORTH & SOUTH PLANTS | 9658911 | 53723613 | 51520612 | 93396314 | 20200402 | 221112 |  |  | 125 | 160 |  | N | Y | oil | 0.19061 | 0.0039251 | 7.0595e-05 | 13
| LADCO | MN | 27163 |  |  | Xcel Energy - Allen S King Generating Plant | 6772111 | 13603013 | 13406812 | 27899714 | 20200401 | 221112 |  |  | 125 | 999 |  | N | Y | oil | 0.1905 | 0.0032838 | 9.005e-05
2296_G_2 | West North Central | NE | 31173 | 2296 | 2 | Pender Municipal Power Plant | 6911211 | 13704513 | 13505112 | 24488414 | 20200401 | 926130 | Combustion Turbine | Natural Gas, Distillate Fuel Oil | 125 | 160 | N | N | N |  | 0.19024 | 0.00328 |  |  | West North Central Composite Nonpeaking | West North Central Composite Nonpeaking | West North Central_comp_nonpeak
54464_B_B004 | SESARM | GA | 13021 | 54464 | B004 | Graphic Packaging Macon Mill | 7414811 | 108742413 | 9114712 | 153966614 | 10201201 | 322130 | Biomass | Biomass | 133 | 100 | Y | N | N |  | 0.19 | 0.002 | 0.36 | 8500 | daily flat | diurnal flat | SESARM_other_nonpeak
2244_B_5 | West North Central | NE | 31001 | 2244 | 5 | North Denver Station | 5098411 | 24700813 | 23715612 | 21887314 | 10300601 | 926130 | O/G Steam | Natural Gas, Distillate Fuel Oil | 125 | 100 | N | N | N |  | 0.19 | 0.026 |  |  | West North Central Gas Nonpeaking | West North Central Gas Nonpeaking | West North Central_gas_nonpeak
| South | TX | 48135 |  |  | ODESSA ECTOR POWER PARTNERS | 3968311 | 70290513 | 64618312 | 97432014 | 20200102 | 22111 |  |  | 125 | 160 |  | N | Y | oil | 0.19 | 0.002 | 0.035 | 6
| West | NV | 32003 |  |  | Nevada Cogeneration Associates #1 | 7756911 | 67156713 | 1760312 | 92566514 | 20200102 | 22111 |  |  | 125 | 160 |  | N | Y | oil | 0.19 | 0.02 | 0.02
| SESARM | NC | 37191 |  |  | Duke Energy Progress, LLC - H.F. Lee Steam Electric Plant | 7265811 | 126052013 | 112854612 | 181191314 | 20200401 | 221112 |  |  | 125 | 160 |  | N | Y | oil | 0.19 | 0.01 | 0.01 | 8736
|  | AK | 02290 |  |  | Galena Electric Utility | 10548411 | 52349213 | 51022012 | 71626014 | 20100102 | 221112 |  |  | 125 | 160 |  | N | Y | oil | 1.25 | 0.029299 | 0.19 | 8736
| South | TX | 48309 |  |  | SANDY CREEK ENERGY STATION | 15628511 | 99368013 | 96287212 | 139065414 | 20300101 | 22111 |  |  | 125 | 160 |  | N | Y | oil | 0.19 | 0.002 | 0.004 | 15
| West | CA | 06073 |  |  | SEMPRA ENERGY | 3124711 | 118739413 | 117279612 | 167457714 | 20200401 | 221112 |  |  | 125 | 999 |  | N | Y | oil | 0.19 | 0.0032 | 0.000222 | 8736
| West | CA | 06073 |  |  | SEMPRA ENERGY | 3124711 | 118739313 | 117279512 | 167457614 | 20200401 | 221112 |  |  | 125 | 999 |  | N | Y | oil | 0.19 | 0.00318 | 0.00022 | 8736
| SESARM | KY | 21167 |  |  | KY Utilities Co - Brown Station | 5933111 | 97280713 | 94294312 | 135750814 | 20100102 | 221112 |  |  | 125 | 999 |  | N | Y | oil | 0.18993 | 0.0030965 | 1.29e-06
| Southwest | UT | 49015 |  |  | PacifiCorp- Hunter Power Plant | 5050511 | 25904913 | 24840612 | 312514 | 20200401 | 221112 |  |  | 125 | 290 |  | N | Y | oil | 0.189 | 0.005513 | 3.5e-05 | 15
3507_G_D2 | South | TX | 48213 | 3507 | D2 | TRINIDAD STEAM ELEC STATION | 4863311 | 29419513 | 28185512 | 6941914 | 20100102 | 22111 | Combustion Turbine | Distillate Fuel Oil | 125 | 160 | N | N | N | oil | 0.1889 | 0.0031 | 0.0255 | 3 | South Oil Peaking | South Oil Peaking | South_oil_peak
2122_G_D5 | South | MO | 29117 | 2122 | D5 | CHILLICOTHE MUNICIPAL UTILITIES | 7297211 | 59066113 | 57946312 | 87762014 | 20200102 | 221112 | Combustion Turbine | Distillate Fuel Oil | 125 | 160 | N | N | N | oil | 0.18882 | 0.00374 |  |  | South Oil Peaking | South Oil Peaking | South_oil_peak
2122_G_D5 | South | MO | 29117 | 2122 | D5 | CHILLICOTHE MUNICIPAL UTILITIES | 7297211 | 59066113 | 57946112 | 87762014 | 20200102 | 221112 | Combustion Turbine | Distillate Fuel Oil | 125 | 160 | N | N | N | oil | 0.18882 | 0.00374 |  |  | South Oil Peaking | South Oil Peaking | South_oil_peak
2122_G_D5 | South | MO | 29117 | 2122 | D5 | CHILLICOTHE MUNICIPAL UTILITIES | 7297211 | 59066113 | 57946412 | 87762014 | 20200102 | 221112 | Combustion Turbine | Distillate Fuel Oil | 125 | 160 | N | N | N | oil | 0.18882 | 0.00374 |  |  | South Oil Peaking | South Oil Peaking | South_oil_peak
|  | HI | 15007 |  |  | Kauai Island Utility Cooperative (KIUC) - Kapaia Power Station (KPS) | 2671911 | 104455113 | 108291812 | 148209414 | 20100101 | 221112 |  |  | 125 | 120 |  | N | Y | oil | 1.185 | 0.304 | 0.334 | 1000
2122_G_D5 | South | MO | 29117 | 2122 | D5 | CHILLICOTHE MUNICIPAL UTILITIES | 7297211 | 59066113 | 57946212 | 87762014 | 20200102 | 221112 | Combustion Turbine | Distillate Fuel Oil | 125 | 160 | N | N | N | oil | 0.18882 | 0.00374 |  |  | South Oil Peaking | South Oil Peaking | South_oil_peak
2122_G_D5 | South | MO | 29117 | 2122 | D5 | CHILLICOTHE MUNICIPAL UTILITIES | 7297211 | 59066113 | 57946012 | 87762014 | 20200102 | 221112 | Combustion Turbine | Distillate Fuel Oil | 125 | 160 | N | N | N | oil | 0.18882 | 0.00374 |  |  | South Oil Peaking | South Oil Peaking | South_oil_peak
| MANE-VU | VA | 51199 |  |  | Dominion - Yorktown Power Station | 4565211 | 27836913 | 26725112 | 427214 | 20200401 | 221112 |  |  | 125 | 160 |  | N | Y | oil | 0.18831 | 0.013237 | 6.4691e-05
|  | PR | 72097 |  |  | PREPA Mayaguez | 15515011 | 97173613 | 94188912 | 135560414 | 20100101 | 221112 |  |  | 125 | 120 |  | N | Y | oil | 1.16 | 0.019 | 0.017
|  | HI | 15001 |  |  | HELCO - Kanoelehua Power Plant/ HILL | 7429111 | 9211613 | 9099312 | 154890814 | 20100102 | 221112 |  |  | 125 | 160 |  | N | Y | oil | 1.1545 | 0.020042 | 9.775e-05 | 26
2248_G_6 | West North Central | NE | 31105 | 2248 | 6 | Kimball Municipal Power Plant | 5280711 | 25620313 | 24573712 | 21762114 | 20200402 | 926130 | Combustion Turbine | Natural Gas, Distillate Fuel Oil | 125 | 160 | N | N | N |  | 0.188 | 0.017782 |  |  | West North Central Composite Nonpeaking | West North Central Composite Nonpeaking | West North Central_comp_nonpeak
| MANE-VU | MA | 25021 |  |  | FORE RIVER ENERGY CENTER | 6567311 | 87373613 | 83634312 | 118422814 | 20100102 | 221112 |  |  | 125 | 160 |  | N | Y | oil | 0.188 | 0.0033343 | 0.0046
| West North Central | IA | 19013 |  |  | MIDAMERICAN ENERGY CO - WATERLOO LUNDQUIST STA. | 7889311 | 2745013 | 2662112 | 40696814 | 20100102 | 221112 |  |  | 125 | 160 |  | N | Y | oil | 0.18768 | 0.0053903 | 0.00016065 | 10
| West | CA | 06075 |  |  | PACIFIC GAS & ELECTRIC COMPANY | 3335911 | 100371013 | 98674612 | 140568314 | 20100102 | 221112 |  |  |  | 999 |  | N | Y | oil | 0.18767 | 0.01309 | 8.7e-05 | 100
59391_G_ENG06 | South | TX | 48215 | 59391 | ENG06 | RED GATE POWER PLANT | 17910611 | 126704213 | 128294912 | 181985614 | 20100202 | 22111 | Combustion Turbine | Natural Gas, Distillate Fuel Oil | 125 | 160 | N | N | N | gas | 0.1873 | 0.0678 |  | 467 | South Gas Peaking | South Gas Peaking | South_gas_peak
| LADCO | IL | 17019 |  |  | Rantoul Electric Generating Plant | 2459511 | 59330013 | 93521412 | 85418214 | 20100101 | 221112 |  |  | 125 | 160 |  | N | Y | oil | 0.18712 | 0.0028 | 0.000104 | 8
6358_G_9 | LADCO | MN | 27085 | 6358 | 9 | Hutchinson Utilities Commission -Plant 2 | 7626711 | 11449113 | 11353812 | 26978814 | 20100201 | 221112 | Combustion Turbine | Natural Gas | 125 | 120 | N | N | N | gas | 0.1865 | 0.00051308 | 0.2137 |  | LADCO Gas Peaking | LADCO Gas Peaking | LADCO_gas_peak
59391_G_ENG02 | South | TX | 48215 | 59391 | ENG02 | RED GATE POWER PLANT | 17910611 | 126703813 | 128294512 | 181985214 | 20100202 | 22111 | Combustion Turbine | Natural Gas, Distillate Fuel Oil | 125 | 160 | N | N | N | gas | 0.1855 | 0.0671 |  | 467 | South Gas Peaking | South Gas Peaking | South_gas_peak
| LADCO | IL | 17019 |  |  | Rantoul Electric Generating Plant | 2459511 | 59329913 | 93521212 | 85418014 | 20100101 | 221112 |  |  | 125 | 160 |  | N | Y | oil | 0.18545 | 0.0027 | 0.000103 | 8
1881_G_6 | LADCO | MI | 26117 | 1881 | 6 | Wolverine Power, Vestaburg Power Plant | 5215711 | 25695813 | 24634712 | 28889214 | 20200401 | 221112 | Combustion Turbine | Distillate Fuel Oil | 125 | 160 | N | N | N | oil | 0.1853 | 0.002425 | 0.01331 | 4 | LADCO Oil Peaking | LADCO Oil Peaking | LADCO_oil_peak
59391_G_ENG04 | South | TX | 48215 | 59391 | ENG04 | RED GATE POWER PLANT | 17910611 | 126704013 | 128294712 | 181985414 | 20100202 | 22111 | Combustion Turbine | Natural Gas, Distillate Fuel Oil | 125 | 160 | N | N | N | gas | 0.1853 | 0.067 |  | 473 | South Gas Peaking | South Gas Peaking | South_gas_peak
| South | AR | 05059 |  |  | Entergy Arkansas, Inc. - Hot Spring Energy Facility | 1119311 | 46771813 | 44381412 | 59544514 | 20200102 | 221112 |  |  | 125 | 160 |  | N | Y | oil | 0.1849 | 0.013868 | 0.0022 | 16
| South | MO | 29071 |  |  | AMEREN MISSOURI LABADIE PLANT | 6032111 | 24464613 | 23488312 | 25827614 | 20200401 | 221112 |  |  | 125 | 160 |  | N | Y | oil | 0.18485 | 0.0032 | 0.0001
| South | MO | 29071 |  |  | AMEREN MISSOURI LABADIE PLANT | 6032111 | 24464613 | 23488412 | 25827614 | 20200401 | 221112 |  |  | 125 | 160 |  | N | Y | oil | 0.18485 | 0.0032 | 0.0001
969_G_10 | LADCO | IL | 17139 | 969 | 10 | Sullivan Power Plant | 4657211 | 28182513 | 93621412 | 42927414 | 20200401 | 221112 | Combustion Turbine | Natural Gas, Distillate Fuel Oil | 125 | 160 | N | N | N | oil | 0.18479 | 0.0031 | 8.7e-05 | 10 | LADCO Oil Peaking | LADCO Oil Peaking | LADCO_oil_peak
| Southwest | UT | 49007 |  |  | Sunnyside Cogeneration Associates- Sunnyside Cogeneration Facility | 5066411 | 71991713 | 66106412 | 99725714 | 20200102 | 221112 |  |  | 125 | 290 |  | N | Y | oil | 0.18464 | 0.039576 | 0.013095 | 291
| South | KS | 20031 |  |  | Burlington Mun. Power Plant | 4648211 | 27798313 | 26676812 | 37965614 | 20200401 | 221112 |  |  | 125 | 160 |  | N | Y | oil | 0.18428 | 0.004136 | 9.2713e-05 | 8736
| West North Central | IA | 19193 |  |  | MIDAMERICAN ENERGY CO - GEORGE NEAL SOUTH | 2943511 | 38610113 | 36900412 | 38074314 | 20100102 | 221112 |  |  | 125 | 160 |  | N | Y | oil | 0.18422 | 0.012963 | 0.012108 | 21
| LADCO | IL | 17103 |  |  | Duke Energy Lee II LLC | 5483011 | 88663013 | 84959912 | 120340814 | 20100201 | 221112 |  |  | 125 | 120 |  | N | Y | gas | 0.18405 | 0 | 0 | 90
| LADCO | IL | 17103 |  |  | Duke Energy Lee II LLC | 5483011 | 88663013 | 84959812 | 120340814 | 20100201 | 221112 |  |  | 125 | 120 |  | N | Y | gas | 0.18405 | 0 | 0 | 90
| LADCO | IL | 17103 |  |  | Duke Energy Lee II LLC | 5483011 | 88663013 | 84960112 | 120340814 | 20100201 | 221112 |  |  | 125 | 120 |  | N | Y | gas | 0.18405 | 0 | 0 | 90
| LADCO | IL | 17103 |  |  | Duke Energy Lee II LLC | 5483011 | 88663013 | 84960212 | 120340814 | 20100201 | 221112 |  |  | 125 | 120 |  | N | Y | gas | 0.18405 | 0 | 0 | 90
| LADCO | IL | 17103 |  |  | Duke Energy Lee II LLC | 5483011 | 88663013 | 25690512 | 120340814 | 20100201 | 221112 |  |  | 125 | 120 |  | N | Y | gas | 0.18405 | 0 | 0 | 90
| LADCO | IL | 17103 |  |  | Duke Energy Lee II LLC | 5483011 | 88663013 | 84959712 | 120340814 | 20100201 | 221112 |  |  | 125 | 120 |  | N | Y | gas | 0.18405 | 0 | 0 | 90
| LADCO | IL | 17103 |  |  | Duke Energy Lee II LLC | 5483011 | 88663013 | 84959612 | 120340814 | 20100201 | 221112 |  |  | 125 | 120 |  | N | Y | gas | 0.18405 | 0 | 0 | 90
|  | AK | 02185 |  |  | Kaktovik Power Plant | 17048311 | 112529413 | 115477612 | 158767214 | 20100102 | 221112 |  |  |  | 160 |  | N | Y | oil | 1 | 0 | 0.2
| LADCO | IL | 17103 |  |  | Duke Energy Lee II LLC | 5483011 | 88663013 | 84960012 | 120340814 | 20100201 | 221112 |  |  | 125 | 120 |  | N | Y | gas | 0.18405 | 0 | 0 | 90
| MANE-VU | MA | 25005 |  |  | DARTMOUTH POWER ASSOCATES | 5057311 | 87522513 | 83737712 | 118658314 | 20200102 | 221112 |  |  | 125 | 160 |  | N | Y | oil | 0.1833 | 0.0132 | 0.0001
59391_G_ENG12 | South | TX | 48215 | 59391 | ENG12 | RED GATE POWER PLANT | 17910611 | 126704813 | 128295512 | 181986214 | 20100202 | 22111 | Combustion Turbine | Natural Gas, Distillate Fuel Oil | 125 | 160 | N | N | N | gas | 0.1831 | 0.0662 |  | 487 | South Gas Peaking | South Gas Peaking | South_gas_peak
9038_G_10 | MANE-VU | MA | 25017 | 9038 | 10 | HUDSON LIGHT & POWER DEPARTMENT | 4100911 | 87365013 | 83627512 | 118410614 | 20100202 | 221112 | Combustion Turbine | Natural Gas, Distillate Fuel Oil | 125 | 160 | N | N | N | gas | 0.183 | 0.00938 | 0 |  | MANE-VU Oil Peaking | MANE-VU Oil Peaking | MANE-VU_oil_peak
| LADCO | IN | 18125 |  |  | Indianapolis Power and Light Petersburg | 7362411 | 100794113 | 87276612 | 141255914 | 20100101 | 221112 |  |  | 125 | 999 |  | N | Y | oil | 0.183 | 0.00231 | 0.21
| South | KS | 20125 |  |  | Coffeyville Mun. Power Plant #1 | 2964211 | 90409113 | 86411012 | 122577114 | 20100102 | 221112 |  |  | 125 | 160 |  | N | Y | oil | 0.18291 | 0.00566 | 0.00017426 | 24
| South | KS | 20125 |  |  | Coffeyville Mun. Power Plant #1 | 2964211 | 90409213 | 86410912 | 122577214 | 20100102 | 221112 |  |  | 125 | 160 |  | N | Y | oil | 0.18291 | 0.00566 | 0.00017426 | 24
| LADCO | MN | 27163 |  |  | Xcel Energy - Allen S King Generating Plant | 6772111 | 109525013 | 112917712 | 155015514 | 20200401 | 221112 |  |  | 125 | 999 |  | N | Y | oil | 0.1829 | 0.0031524 | 0.01303
55188_G_PT31 | LADCO | IL | 17161 | 55188 | PT31 | Cordova Energy Co LLC | 4594711 | 28237413 | 27078912 | 43151414 | 10200602 | 221112 | Combined Cycle | Natural Gas | 125 | 100 | N | N | N | gas | 0.1829 | 0.0267 | 0.002055 | 411 | LADCO Gas Peaking | LADCO Gas Peaking | LADCO_gas_peak
1979_B_3 | LADCO | MN | 27137 | 1979 | 3 | Hibbing Public Utilities Commission | 6236711 | 16153513 | 15759012 | 102935114 | 10100908 | 221122 | Coal Steam | Subbituminous | 125 | 100 | Y | N | N |  | 0.1823 | 0.008331 | 0.0093 |  | daily flat | diurnal flat | LADCO_coal_nonpeak
| South | MO | 29079 |  |  | TRENTON MUNICIPAL UTILITIES TRENTON PEAKING PLANT | 7528911 | 58991313 | 58031112 | 88054314 | 20200401 | 221112 |  |  | 125 | 160 |  | N | Y | oil | 0.1822 | 0.0032 | 0.0001
59391_G_ENG05 | South | TX | 48215 | 59391 | ENG05 | RED GATE POWER PLANT | 17910611 | 126704113 | 128294812 | 181985514 | 20100202 | 22111 | Combustion Turbine | Natural Gas, Distillate Fuel Oil | 125 | 160 | N | N | N | gas | 0.1819 | 0.0658 |  | 462 | South Gas Peaking | South Gas Peaking | South_gas_peak
| LADCO | MN | 27109 |  |  | Rochester Public Utilities Cascade Creek | 7150111 | 102502013 | 106128712 | 143973614 | 20200102 | 221112 |  |  | 125 | 160 |  | N | Y | oil | 0.1815 | 0.013093 | 0.01193
675_G_2 | SESARM | FL | 12105 | 675 | 2 | LAKELAND ELECTRIC | 752011 | 46313413 | 43987112 | 45842014 | 20100201 | 2211 | Combustion Turbine | Natural Gas, Distillate Fuel Oil | 125 | 120 | N | N | N |  | 0.18131 | 0.00374 | 6.4e-05 | 8 | SESARM Gas Nonpeaking | SESARM Gas Nonpeaking | SESARM_gas_nonpeak
| South | TX | 48321 |  |  | SOUTH TEXAS PROJECT | 6152311 | 16288813 | 15881412 | 5328814 | 20200102 | 22111 |  |  |  | 160 |  | N | Y | oil | 0.1811 | 0.0039 | 0.0002 | 30
| LADCO | IL | 17019 |  |  | Rantoul Electric Generating Plant | 2459511 | 59330613 | 93521312 | 85418114 | 20100101 | 221112 |  |  | 125 | 160 |  | N | Y | oil | 0.18099 | 0.0027 | 0.0001 | 8
59391_G_ENG10 | South | TX | 48215 | 59391 | ENG10 | RED GATE POWER PLANT | 17910611 | 126704613 | 128295312 | 181986014 | 20100202 | 22111 | Combustion Turbine | Natural Gas, Distillate Fuel Oil | 125 | 160 | N | N | N | gas | 0.1806 | 0.0653 |  | 472 | South Gas Peaking | South Gas Peaking | South_gas_peak
2255_G_4 | West North Central | NE | 31131 | 2255 | 4 | Nebraska City Power Plant No 1 | 5106711 | 24685513 | 23709712 | 21296714 | 20200402 | 221112 | Combustion Turbine | Natural Gas, Distillate Fuel Oil | 125 | 160 | N | N | N | oil | 0.18 | 0.023105 | 0.01 |  | West North Central Oil Peaking | West North Central Oil Peaking | West North Central_oil_peak
6120_G_2 | Northwest | WA | 53073 | 6120 | 2 | PSE WHITEHORN | 6212111 | 15566913 | 15224312 | 1768314 | 20100101 | 221112 | Combustion Turbine | Natural Gas, Distillate Fuel Oil | 125 | 120 | N | N | N | oil | 0.18 | 0.01 | 0.01 | 840 | Northwest Gas Peaking | Northwest Gas Peaking | Northwest_gas_peak
2310_G_6 | West North Central | NE | 31155 | 2310 | 6 | Wahoo Power Plant | 7644211 | 12526013 | 12452012 | 24515614 | 20200402 | 926130 | Combustion Turbine | Natural Gas, Distillate Fuel Oil | 125 | 160 | N | N | N |  | 0.18 | 0.0026876 |  |  | West North Central Composite Nonpeaking | West North Central Composite Nonpeaking | West North Central_comp_nonpeak
| South | TX | 48355 |  |  | NUECES BAY POWER STATION | 4189011 | 71384713 | 65628112 | 98841514 | 20100102 | 22111 |  |  | 125 | 160 |  | N | Y | oil | 0.18 | 0.002 | 0.002 | 14
| SESARM | MS | 28087 |  |  | TVA Caledonia Combined Cycle Plant | 8215911 | 63465713 | 58323112 | 87411914 | 20100102 | 221112 |  |  | 125 | 160 |  | N | Y | oil | 0.18 | 0 | 0 | 8760
| Southwest | CO | 08075 |  |  | OREG 4, INC. - RECOVERY ENERGY PROJECT | 14787411 | 90927913 | 86996312 | 123321714 | 20200102 | 221112 |  |  |  | 160 |  | N | Y | oil | 0.18 | 0.01
| SESARM | MS | 28033 |  |  | TVA Southaven Combined Cycle Plant | 7184711 | 14318713 | 58318112 | 25480214 | 20100202 | 221112 |  |  | 125 | 180 |  | N | Y | gas | 0.18 | 0.04 | 0 | 8760
| LADCO | MI | 26099 |  |  | DTE Electric Company - Northeast Peaking Facility | 5689511 | 107243613 | 22136812 | 151877614 | 20100201 | 221112 |  |  | 125 | 120 |  | N | Y | gas | 0.1795 | 0.003705 | 0.000315 | 7
| LADCO | IN | 18127 |  |  | NIPSCO BAILLY STATION | 7376611 | 123351413 | 125427512 | 175539214 | 20200102 | 221112 |  |  | 125 | 999 |  | N | Y | oil | 0.17929 | 0.01291 | 0.01179
| South | MO | 29079 |  |  | TRENTON MUNICIPAL UTILITIES TRENTON PEAKING PLANT | 7528911 | 58991113 | 58030812 | 88053714 | 20200401 | 221112 |  |  | 125 | 160 |  | N | Y | oil | 0.1792 | 0.0031 | 0.0001
| MANE-VU | NY | 36075 |  |  | OSWEGO HARBOR POWER | 7980511 | 6466713 | 58901612 | 21208414 | 20200102 | 221112 |  |  | 125 | 999 |  | N | Y | oil | 0.1775 | 0.006 | 0.0275
2024_G_5 | LADCO | MN | 27105 | 2024 | 5 | Worthington Diesel Generating Plant | 7148211 | 14421813 | 14154812 | 26814014 | 20200401 | 22111 | Combustion Turbine | Distillate Fuel Oil | 125 | 160 | N | N | N | oil | 0.1774 | 0.0030573 | 0.002795 |  | LADCO Oil Peaking | LADCO Oil Peaking | LADCO_oil_peak
2024_G_6 | LADCO | MN | 27105 | 2024 | 6 | Worthington Diesel Generating Plant | 7148211 | 14421413 | 14154912 | 26814414 | 20200401 | 22111 | Combustion Turbine | Distillate Fuel Oil | 125 | 160 | N | N | N | oil | 0.1774 | 0.0030573 | 0.002795 |  | LADCO Oil Peaking | LADCO Oil Peaking | LADCO_oil_peak
2024_G_7 | LADCO | MN | 27105 | 2024 | 7 | Worthington Diesel Generating Plant | 7148211 | 14421313 | 14154412 | 26814514 | 20200401 | 22111 | Combustion Turbine | Distillate Fuel Oil | 125 | 160 | N | N | N | oil | 0.1774 | 0.0030573 | 0.002795 |  | LADCO Oil Peaking | LADCO Oil Peaking | LADCO_oil_peak
| MANE-VU | MA | 25005 |  |  | TAUNTON MUNICIPAL LIGHT PLANT | 5058811 | 87718313 | 83872812 | 119016314 | 20100102 | 221112 |  |  | 125 | 160 |  | N | Y | oil | 0.177 | 0.0044099 | 0.0116
| South | KS | 20165 |  |  | LaCrosse Mun. Power Plant | 3684111 | 37555713 | 112287712 | 39527814 | 20200402 | 221112 |  |  | 125 | 160 |  | N | Y | oil | 0.17697 | 0.0053068 | 5.8744e-06 | 1
| SESARM | KY | 21041 |  |  | KY Utilities Co - Ghent Station | 5198511 | 109113913 | 112626912 | 154601914 | 20200102 | 221112 |  |  | 125 | 999 |  | N | Y | oil | 0.17613 | 0.012791 | 6.096e-05
59391_G_ENG11 | South | TX | 48215 | 59391 | ENG11 | RED GATE POWER PLANT | 17910611 | 126704713 | 128295412 | 181986114 | 20100202 | 22111 | Combustion Turbine | Natural Gas, Distillate Fuel Oil | 125 | 160 | N | N | N | gas | 0.1759 | 0.0636 |  | 472 | South Gas Peaking | South Gas Peaking | South_gas_peak
6584_G_GT3 | SESARM | FL | 12087 | 6584 | GT3 | FLORIDA MUNICIPAL POWER AGENCY | 554011 | 48241013 | 45764312 | 48979014 | 20100101 | 2211 | Combustion Turbine | Distillate Fuel Oil | 125 | 120 | N | N | N |  | 0.17566 | 0.0032515 | 0.013345 | 7 | SESARM Composite Nonpeaking | SESARM Composite Nonpeaking | SESARM_comp_nonpeak
50447_B_17 | MANE-VU | ME | 23005 | 50447 | 17 | S D WARREN CO - WESTBROOK | 7946611 | 1913113 | 1819212 | 125543914 | 10200501 | 322121 | Biomass | Biomass | 133 | 100 | Y | N | N |  | 0.1755 | 0.2691 | 0.273 |  | daily flat | diurnal flat | MANE-VU_oil_nonpeak
|  | AK | 02261 |  |  | Valdez Diesel Power Plant | 1025611 | 47329813 | 44875312 | 62661514 | 20100101 | 221112 |  |  | 125 | 120 |  | N | Y | oil | 0.83 | 0.019533 | 0.13
50447_B_18 | MANE-VU | ME | 23005 | 50447 | 18 | S D WARREN CO - WESTBROOK | 7946611 | 1913013 | 1819212 | 125544214 | 10200501 | 322121 | Biomass | Biomass | 133 | 100 | Y | N | N |  | 0.1755 | 0.2691 | 0.273 |  | daily flat | diurnal flat | MANE-VU_oil_nonpeak
1513_G_CD4 | MANE-VU | ME | 23003 | 1513 | CD4 | MERLIN ONE, LLC - CARIBOU | 5660411 | 19633813 | 18968712 | 125442214 | 20100102 | 221112 | Combustion Turbine | Distillate Fuel Oil | 125 | 160 | N | N | N | oil | 0.17536 | 0.0064284 | 8.32e-05 |  | MANE-VU Oil Peaking | MANE-VU Oil Peaking | MANE-VU_oil_peak
2024_G_1 | LADCO | MN | 27105 | 2024 | 1 | Worthington Diesel Generating Plant | 7148211 | 14421713 | 14154612 | 26814114 | 20200401 | 22111 | Combustion Turbine | Distillate Fuel Oil | 125 | 160 | N | N | N | oil | 0.1752 | 0.00302 | 0.00276 |  | LADCO Oil Peaking | LADCO Oil Peaking | LADCO_oil_peak
2024_G_2 | LADCO | MN | 27105 | 2024 | 2 | Worthington Diesel Generating Plant | 7148211 | 14421613 | 14154512 | 26814214 | 20200401 | 22111 | Combustion Turbine | Distillate Fuel Oil | 125 | 160 | N | N | N | oil | 0.1752 | 0.00302 | 0.00276 |  | LADCO Oil Peaking | LADCO Oil Peaking | LADCO_oil_peak
2024_G_3 | LADCO | MN | 27105 | 2024 | 3 | Worthington Diesel Generating Plant | 7148211 | 14421213 | 14154312 | 26814614 | 20200401 | 22111 | Combustion Turbine | Distillate Fuel Oil | 125 | 160 | N | N | N | oil | 0.1752 | 0.00302 | 0.00276 |  | LADCO Oil Peaking | LADCO Oil Peaking | LADCO_oil_peak
2024_G_4 | LADCO | MN | 27105 | 2024 | 4 | Worthington Diesel Generating Plant | 7148211 | 14421513 | 14154712 | 26814314 | 20200401 | 22111 | Combustion Turbine | Distillate Fuel Oil | 125 | 160 | N | N | N | oil | 0.1752 | 0.00302 | 0.00276 |  | LADCO Oil Peaking | LADCO Oil Peaking | LADCO_oil_peak
4256_G_2 | West | CA | 06099 | 4256 | 2 | TURLOCK IRRIGATION DISTRICT | 5704811 | 23054613 | 22125412 | 112483814 | 20100101 | 221121 | Combustion Turbine | Natural Gas, Distillate Fuel Oil | 125 | 120 | N | N | N |  | 0.1748 | 0.013766 | 0.01481 | 8736 | West Gas Nonpeaking | West Gas Nonpeaking | West_gas_nonpeak
1073_B_1A | West North Central | IA | 19113 |  |  | IPL - PRAIRIE CREEK GENERATING STATION | 3940211 | 37605713 | 35876812 | 157909514 | 10100601 | 221112 |  |  | 125 | 100 |  | N | N | gas | 0.17452 | 0.00023685 | 0 | 518 | West North Central Composite Peaking | West North Central Composite Peaking | West North Central_comp_peak
| South | MO | 29079 |  |  | TRENTON MUNICIPAL UTILITIES TRENTON PEAKING PLANT | 7528911 | 58992513 | 58031012 | 88054414 | 20200401 | 221112 |  |  | 125 | 160 |  | N | Y | oil | 0.1744 | 0.003 | 0.0001
| West | CA | 06071 |  |  | ACE COGENERATION CO | 4841211 | 101746613 | 104481612 | 142787014 | 20100102 | 221112 |  |  | 125 | 999 |  | N | Y | oil | 0.17374 | 0.012101 | 3.062e-06
| South | TX | 48321 |  |  | SOUTH TEXAS PROJECT | 6152311 | 71278913 | 65536012 | 98715514 | 20200102 | 22111 |  |  |  | 160 |  | N | Y | oil | 0.1734 | 0.0038 | 0.0002 | 28
3799_G_GT4 | MANE-VU | VA | 51005 | 3799 | GT4 | Dominion - Low Moor CT Station | 9047011 | 57565713 | 49270012 | 68284414 | 20100101 | 221112 | Combustion Turbine | Distillate Fuel Oil | 125 | 120 | N | N | N | oil | 0.17336 | 0.002364 | 0.039794 |  | MANE-VU Oil Peaking | MANE-VU Oil Peaking | MANE-VU_oil_peak
| LADCO | MN | 27043 |  |  | Blue Earth Light & Water | 7145411 | 126086913 | 127722112 | 181230214 | 20200102 | 221112 |  |  | 125 | 160 |  | N | Y | oil | 0.1721 | 0.012411 | 0.01131
| South | AR | 05057 |  |  | SWEPCO-JOHN W TURK JR POWER PLANT | 16584111 | 105988713 | 109688212 | 150308014 | 20100101 | 221112 |  |  | 125 | 160 |  | N | Y | oil | 0.17172 | 0.0054 | 0.000189 | 18
| LADCO | MN | 27093 |  |  | Litchfield city of | 7137511 | 102475213 | 106092212 | 143944214 | 20100102 | 22111 |  |  | 125 | 160 |  | N | Y | oil | 0.1713 | 0.004088 | 0.0002816
| South | MO | 29079 |  |  | TRENTON MUNICIPAL UTILITIES TRENTON PEAKING PLANT | 7528911 | 58992113 | 58030712 | 88053614 | 20200401 | 221112 |  |  | 125 | 160 |  | N | Y | oil | 0.1708 | 0.003 | 0.0001
| South | MO | 29079 |  |  | TRENTON MUNICIPAL UTILITIES TRENTON PEAKING PLANT | 7528911 | 58991713 | 58030612 | 88053514 | 20200401 | 221112 |  |  | 125 | 160 |  | N | Y | oil | 0.1703 | 0.003 | 0.0001
6356_G_1 | LADCO | MI | 26139 | 6356 | 1 | HOLLAND BOARD OF PUBLIC WORKS | 7087011 | 14146113 | 13942812 | 29403714 | 20100101 | 221112 | Combustion Turbine | Distillate Fuel Oil |  | 120 | N | N | N | oil | 0.17025 | 0.00314 | 0.10295 | 3 | LADCO Oil Peaking | LADCO Oil Peaking | LADCO_oil_peak
| MANE-VU | VA | 51041 |  |  | Dominion Virginia Power- Chesterfield | 4181011 | 33878113 | 32332312 | 950114 | 20200401 | 221112 |  |  | 125 | 160 |  | N | Y | oil | 0.17024 | 0.0030476 | 0.01612
50094_G_7213 | MANE-VU | NJ | 34021 |  |  | Veolia Energy Trenton, L.P. | 8238011 | 5148413 | 4978512 | 91099214 | 10100501 | 221330 |  |  | 183 | 160 |  | N | N |  | 0.17 | 0.01 | 0.08 |  | MANE-VU Gas Nonpeaking | MANE-VU Gas Nonpeaking | MANE-VU_gas_nonpeak
50293_B_BLR100 | West | CA | 06011 | 50293 | BLR100 | WADHAM ENERGY LTD PARTNERSHIP | 75711 | 51955813 | 48754812 | 58868214 | 20100201 | 221118 | Biomass | Biomass | 125 | 100 | N | N | N |  | 0.17 | 0.00992 |  | 8736 | West Other Nonpeaking | West Other Nonpeaking | West_other_nonpeak
| West North Central | NE | 31041 |  |  | Callaway Municipal Power Plant | 7460911 | 11693913 | 11600912 | 21422814 | 20100102 | 221112 |  |  | 125 | 160 |  | N | Y | oil | 0.17 | 0.010756 | 0.01
| West | CA | 06095 |  |  | PACIFIC BELL | 1215211 | 44125213 | 98512412 | 49538714 | 20100102 | 221112 |  |  |  | 160 |  | N | Y | oil | 0.17 |  |  | 52
| West | NV | 32003 |  |  | Nevada Power (Chuck Lenzie) | 12768311 | 67164813 | 61810812 | 92577614 | 20201001 | 22111 |  |  | 125 | 160 |  | N | Y | gas | 0.17 | 0.01 | 0.01
56462_G_GEN 5 | LADCO | IL | 17089 | 56462 | GEN 5 | Geneva Generating Plant | 9731711 | 53869213 | 52259812 | 71812214 | 20100201 | 221112 | Combustion Turbine | Natural Gas | 125 | 120 | N | N | N | gas | 0.16986 | 0.0558 | 0.0057 | 228 | LADCO Gas Peaking | LADCO Gas Peaking | LADCO_gas_peak
1829_G_4 | LADCO | MI | 26059 | 1829 | 4 | HILLSDALE CITY OF PUBLIC UTILITIES | 6056111 | 23806813 | 22840212 | 28137014 | 20100102 | 221112 | Combustion Turbine | Natural Gas, Distillate Fuel Oil | 125 | 160 | N | N | N | oil | 0.1697 | 0.012848 | 0.011155 | 16 | LADCO Gas Peaking | LADCO Gas Peaking | LADCO_gas_peak
| South | TX | 48395 |  |  | OAK GROVE STEAM ELECTRIC STATION | 13385811 | 71177113 | 88445312 | 124654714 | 20200401 | 22111 |  |  | 125 | 160 |  | N | Y | oil | 0.1689 | 0.0053 | 0.0029 | 11
| LADCO | IL | 17193 |  |  | Carmi Light & Water | 5575611 | 105923613 | 109613612 | 150205914 | 20100101 | 221112 |  |  | 125 | 160 |  | N | Y | oil | 0.16884 | 0.0118 | 0.011103 | 6
| West | CA | 06071 |  |  | MOUNTAINVIEW GENERATING STATION | 15782011 | 119932813 | 120828012 | 170287114 | 20100102 | 221112 |  |  | 125 | 999 |  | N | Y | oil | 0.16884 | 0.011662 | 7e-05 | 8736
1580_G_8 | MANE-VU | MD | 24041 | 1580 | 8 | Easton Utilities - Washington Street | 6415311 | 88027413 | 84214812 | 119448214 | 20100102 | 221112 | Combustion Turbine | Distillate Fuel Oil | 125 | 160 | N | N | N | oil | 0.1687 | 0.0029225 | 0.002625 | 2080 | MANE-VU Oil Peaking | MANE-VU Oil Peaking | MANE-VU_oil_peak
1580_G_8 | MANE-VU | MD | 24041 | 1580 | 8 | Easton Utilities - Washington Street | 6415311 | 88027413 | 84214712 | 119448214 | 20100102 | 221112 | Combustion Turbine | Distillate Fuel Oil | 125 | 160 | N | N | N | oil | 0.1687 | 0.0029225 | 0.002625 | 2080 | MANE-VU Oil Peaking | MANE-VU Oil Peaking | MANE-VU_oil_peak
| South | MO | 29079 |  |  | TRENTON MUNICIPAL UTILITIES TRENTON PEAKING PLANT | 7528911 | 58991913 | 58030512 | 88053414 | 20200401 | 221112 |  |  | 125 | 160 |  | N | Y | oil | 0.1684 | 0.0029 | 0.0001
| SESARM | KY | 21041 |  |  | KY Utilities Co - Ghent Station | 5198511 | 109113613 | 112627312 | 154601414 | 20100102 | 221112 |  |  | 125 | 999 |  | N | Y | oil | 0.16833 | 0.01285 | 5.826e-05
949_G_7 | LADCO | IL | 17023 | 949 | 7 | Marshall Municipal Utilities | 1845411 | 41692213 | 55934312 | 46155414 | 20100102 | 221112 | Combustion Turbine | Distillate Fuel Oil | 125 | 160 | N | N | N | oil | 0.16786 | 0.00245 | 9.35e-05 | 15 | LADCO Oil Peaking | LADCO Oil Peaking | LADCO_oil_peak
949_G_7 | LADCO | IL | 17023 | 949 | 7 | Marshall Municipal Utilities | 1845411 | 41692213 | 55934212 | 46155414 | 20100102 | 221112 | Combustion Turbine | Distillate Fuel Oil | 125 | 160 | N | N | N | oil | 0.16786 | 0.00245 | 9.35e-05 | 15 | LADCO Oil Peaking | LADCO Oil Peaking | LADCO_oil_peak
949_G_6 | LADCO | IL | 17023 | 949 | 6 | Marshall Municipal Utilities | 1845411 | 41692013 | 55934412 | 46155614 | 20100102 | 221112 | Combustion Turbine | Distillate Fuel Oil | 125 | 160 | N | N | N | oil | 0.16745 | 0.00245 | 9.3e-05 | 15 | LADCO Oil Peaking | LADCO Oil Peaking | LADCO_oil_peak
949_G_6 | LADCO | IL | 17023 | 949 | 6 | Marshall Municipal Utilities | 1845411 | 41692013 | 55933412 | 46155614 | 20100102 | 221112 | Combustion Turbine | Distillate Fuel Oil | 125 | 160 | N | N | N | oil | 0.16745 | 0.00245 | 9.3e-05 | 15 | LADCO Oil Peaking | LADCO Oil Peaking | LADCO_oil_peak
| Southwest | AZ | 04013 |  |  | Santan Generating Station | 1139211 | 126812013 | 44349612 | 182178114 | 20200102 | 221112 |  |  | 125 | 160 |  | N | Y | oil | 0.167 | 0.01172 | 0.011
59391_G_ENG03 | South | TX | 48215 | 59391 | ENG03 | RED GATE POWER PLANT | 17910611 | 126703913 | 128294612 | 181985314 | 20100202 | 22111 | Combustion Turbine | Natural Gas, Distillate Fuel Oil | 125 | 160 | N | N | N | gas | 0.1668 | 0.0604 |  | 437 | South Gas Peaking | South Gas Peaking | South_gas_peak
7405_G_G2 | South | MO | 29205 | 7405 | G2 | SHELBINA POWER PLANT | 5052711 | 25601113 | 24563112 | 24566514 | 20100102 | 221112 | Combustion Turbine | Distillate Fuel Oil | 125 | 160 | N | N | N | oil | 0.1661 | 0.0011 | 0.0001 |  | South Oil Peaking | South Oil Peaking | South_oil_peak
7406_G_G3 | South | MO | 29205 | 7406 | G3 | SHELBINA POWER PLANT | 5052711 | 25600813 | 24561612 | 24566914 | 20100102 | 221112 | Combustion Turbine | Distillate Fuel Oil | 125 | 160 | N | N | N | oil | 0.1661 | 0.0011 | 0.0001 |  | South Oil Peaking | South Oil Peaking | South_oil_peak
| South | MO | 29097 |  |  | EMPIRE DISTRICT ELECTRIC CO STATE LINE FACILITY | 5339011 | 26481413 | 25403912 | 95885214 | 20300101 | 221112 |  |  | 125 | 160 |  | N | Y | oil | 0.1661 | 0.0117 | 0.0109
1670_G_6 | MANE-VU | MA | 25009 | 1670 | 6 | IPSWICH MUNICIPAL LIGHT | 6521911 | 87725413 | 83877812 | 119025314 | 20100202 | 221112 | Combustion Turbine | Natural Gas, Distillate Fuel Oil | 125 | 160 | N | N | N | gas | 0.166 | 0.006734 | 0.0001 |  | MANE-VU Oil Peaking | MANE-VU Oil Peaking | MANE-VU_oil_peak
| MANE-VU | NJ | 34033 |  |  | CARNEYS POINT GENERATING PLANT | 7989011 | 108960713 | 61105812 | 154322914 | 20300101 | 221112 |  |  | 125 | 160 |  | N | Y | oil | 0.166 | 0.0118 | 0.011
2237_G_5 | West North Central | NE | 31147 | 2237 | 5 | Falls City Power Plant | 7629411 | 12544713 | 12454912 | 24512314 | 20200402 | 926130 | Combustion Turbine | Natural Gas, Distillate Fuel Oil | 125 | 160 | N | N | N |  | 0.16578 | 0.0029472 | 0.001842 |  | West North Central Composite Nonpeaking | West North Central Composite Nonpeaking | West North Central_comp_nonpeak
1910_G_3 | LADCO | MN | 27009 | 1910 | 3 | Xcel Energy - Granite City Generating | 6190211 | 15246313 | 14913012 | 29278114 | 20100201 | 221112 | Combustion Turbine | Natural Gas, Distillate Fuel Oil | 125 | 120 | N | N | N | gas | 0.1655 | 0.00019202 | 0.001724 |  | LADCO Gas Peaking | LADCO Gas Peaking | LADCO_gas_peak
1910_G_4 | LADCO | MN | 27009 | 1910 | 4 | Xcel Energy - Granite City Generating | 6190211 | 15246213 | 14913112 | 29278214 | 20100201 | 221112 | Combustion Turbine | Natural Gas, Distillate Fuel Oil | 125 | 120 | N | N | N | gas | 0.1655 | 0.00019202 | 0.001724 |  | LADCO Gas Peaking | LADCO Gas Peaking | LADCO_gas_peak
| LADCO | MN | 27131 |  |  | Faribault Energy Park | 9467011 | 79650413 | 70734212 | 102861514 | 20200401 | 221112 |  |  | 125 | 160 |  | N | Y | oil | 0.1651 | 0.00045316 | 5.203e-05
| West North Central | IA | 19017 |  |  | WAVERLY LIGHT & POWER - NORTH & SOUTH PLANTS | 9658911 | 53723813 | 51521312 | 75489314 | 20200401 | 221112 |  |  | 125 | 160 |  | N | Y | oil | 0.16478 | 0.0046299 | 6.3135e-05 | 7
| Southwest | UT | 49015 |  |  | PacifiCorp- Hunter Power Plant | 5050511 | 25905013 | 24840912 | 312414 | 20200401 | 221112 |  |  | 125 | 290 |  | N | Y | oil | 0.1647 | 0.004804 | 3.1e-05 | 15
| MANE-VU | NJ | 34017 |  |  | Hudson Generating Station | 7591411 | 118488213 | 61271412 | 177716014 | 20300101 | 221112 |  |  | 125 | 290 |  | N | Y | oil | 0.1641 | 0.0084 | 0.0003
| LADCO | IL | 17065 |  |  | McLeansboro Power Plant | 3351111 | 59615213 | 55156912 | 85797014 | 20200401 | 221112 |  |  | 125 | 160 |  | N | Y | oil | 0.16384 | 0.0028 | 7.7e-05 | 6
| South | LA | 22055 |  |  | Lafayette Consolidated Government - LUS Louis Doc Bonin Electric Generating St | 6128911 | 80088813 | 71211712 | 103411814 | 20100102 | 221112 |  |  | 125 | 999 |  | N | Y | oil | 0.1638 | 0.0116 | 0.0108 | 8736
| West North Central | IA | 19017 |  |  | WAVERLY LIGHT & POWER - NORTH & SOUTH PLANTS | 9658911 | 53724113 | 51521512 | 75489514 | 20200401 | 221112 |  |  | 125 | 160 |  | N | Y | oil | 0.16371 | 0.0045997 | 6.2722e-05 | 6
10840_B_U1 | West | CA | 06029 | 10840 | U1 | COVANTA DELANO INC | 492611 | 48639713 | 46073612 | 58808414 | 10100601 | 221121 | Biomass | Biomass | 125 | 100 | N | N | N |  | 0.1635 | 0.004905 | 0.000981 | 8736 | West Gas Nonpeaking | West Gas Nonpeaking | West_gas_nonpeak
59391_G_ENG01 | South | TX | 48215 | 59391 | ENG01 | RED GATE POWER PLANT | 17910611 | 126703713 | 128294412 | 181985114 | 20100202 | 22111 | Combustion Turbine | Natural Gas, Distillate Fuel Oil | 125 | 160 | N | N | N | gas | 0.1632 | 0.059 |  | 471 | South Gas Peaking | South Gas Peaking | South_gas_peak
| LADCO | MN | 27053 |  |  | Xcel Energy - Riverside Generating Plant | 6393811 | 15646313 | 15300812 | 26487714 | 20200401 | 221112 |  |  | 125 | 999 |  | N | Y | oil | 0.1629 | 0.0028086 | 0.0005134
949_G_11 | LADCO | IL | 17023 | 949 | 11 | Marshall Municipal Utilities | 1845411 | 41692113 | 55934512 | 46155514 | 20100102 | 221112 | Combustion Turbine | Distillate Fuel Oil | 125 | 160 | N | N | N | oil | 0.16253 | 0.0024 | 9.05e-05 | 16 | LADCO Oil Peaking | LADCO Oil Peaking | LADCO_oil_peak
949_G_11 | LADCO | IL | 17023 | 949 | 11 | Marshall Municipal Utilities | 1845411 | 41692113 | 55934612 | 46155514 | 20100102 | 221112 | Combustion Turbine | Distillate Fuel Oil | 125 | 160 | N | N | N | oil | 0.16253 | 0.0024 | 9.05e-05 | 16 | LADCO Oil Peaking | LADCO Oil Peaking | LADCO_oil_peak
| West | CA | 06013 |  |  | PACIFIC GAS AND ELECTRIC COMPANY | 216311 | 83945513 | 100896012 | 109721714 | 20100202 | 221112 |  |  |  | 160 |  | N | Y | gas | 0.16247 | 0.00067723 | 0.0006264 | 100
10129_G_GEN3 | MANE-VU | PA | 42063 | 10129 | GEN3 | PA STATE SYS OF HIGHER ED/INDIANA UNIV | 3019411 | 38365413 | 36636012 | 13549714 | 20100201 | 611310 | Combustion Turbine | Natural Gas, Distillate Fuel Oil | 148 | 120 | Y | N | N |  | 0.16226 | 0.010012 | 0.006437 | 1632 | daily flat | diurnal flat | MANE-VU_gas_nonpeak
| LADCO | IL | 17109 |  |  | Bushnell Municipal Electric Light & Power | 4702711 | 60002813 | 55401012 | 86062514 | 20200401 | 221112 |  |  | 125 | 160 |  | N | Y | oil | 0.16225 | 0.0027 | 7.6e-05 | 11
| West North Central | IA | 19013 |  |  | MIDAMERICAN ENERGY CO - WATERLOO LUNDQUIST STA. | 7889311 | 2742413 | 2661212 | 40487214 | 20100102 | 221112 |  |  | 125 | 160 |  | N | Y | oil | 0.16192 | 0.0046504 | 0.0001386 | 10
| LADCO | MI | 26105 |  |  | Michigan Power Limited Partnership | 4190311 | 34937713 | 33234712 | 29070114 | 20100102 | 221112 |  |  | 125 | 160 |  | N | Y | oil | 0.16155 | 0.012229 | 0.01062 | 52
|  | HI | 15003 |  |  | HECO - Kahe Power Plant | 7429511 | 9207513 | 9095512 | 47208314 | 20100102 | 221112 |  |  | 125 | 160 |  | N | Y | oil | 0.65203 | 0.011324 | 0.00012866 | 19
3799_G_GT3 | MANE-VU | VA | 51005 | 3799 | GT3 | Dominion - Low Moor CT Station | 9047011 | 57565613 | 49270012 | 68284314 | 20100101 | 221112 | Combustion Turbine | Distillate Fuel Oil | 125 | 120 | N | N | N | oil | 0.16148 | 0.002202 | 0.037067 |  | MANE-VU Oil Peaking | MANE-VU Oil Peaking | MANE-VU_oil_peak
| Southwest | AZ | 04013 |  |  | Arlington Valley LLC | 546011 | 48317213 | 45805812 | 62305014 | 20300101 | 221112 |  |  | 125 | 160 |  | N | Y | oil | 0.1612 | 0.01145 | 0.01065
|  | AK | 02220 |  |  | Jarvis St. Diesel Plant | 17048211 | 112527613 | 115511412 | 158859414 | 20100102 | 221112 |  |  |  | 160 |  | N | Y | oil | 0.64 | 0.0097663 | 0
| Southwest | UT | 49035 |  |  | Pacificorp Energy- Gadsby Power Plant | 7559311 | 11942013 | 66149412 | 232114 | 20200102 | 22111 |  |  | 125 | 290 |  | N | Y | oil | 0.16058 | 0.011396 | 0.010619 | 37
|  | HI | 15001 |  |  | HELCO - Kanoelehua Power Plant/ HILL | 7429111 | 9211313 | 9098712 | 154890514 | 20100102 | 221112 |  |  | 125 | 160 |  | N | Y | oil | 0.63845 | 0.011083 | 5.406e-05 | 18
| LADCO | MI | 26139 |  |  | ZEELAND BOARD OF PUBLIC WORKS | 13682411 | 82741513 | 109093712 | 106323114 | 20100202 | 221112 |  |  |  | 160 |  | N | Y | gas | 0.1604 | 0.01947 | 0.000581 | 8760
| LADCO | MI | 26139 |  |  | ZEELAND BOARD OF PUBLIC WORKS | 13682411 | 82741513 | 109093812 | 106323114 | 20100202 | 221112 |  |  |  | 160 |  | N | Y | gas | 0.1604 | 0.01947 | 0.000581 | 8760
| LADCO | MI | 26139 |  |  | ZEELAND BOARD OF PUBLIC WORKS | 13682411 | 82741513 | 109093912 | 106323114 | 20100202 | 221112 |  |  |  | 160 |  | N | Y | gas | 0.1604 | 0.01947 | 0.000581 | 8760
| LADCO | MI | 26139 |  |  | ZEELAND BOARD OF PUBLIC WORKS | 13682411 | 82741513 | 109094012 | 106323114 | 20100202 | 221112 |  |  |  | 160 |  | N | Y | gas | 0.1604 | 0.01947 | 0.000581 | 8760
| LADCO | MI | 26139 |  |  | ZEELAND BOARD OF PUBLIC WORKS | 13682411 | 82741513 | 109094112 | 106323114 | 20100202 | 221112 |  |  |  | 160 |  | N | Y | gas | 0.1604 | 0.01947 | 0.000581 | 8760
7405_G_G1 | South | MO | 29205 | 7405 | G1 | SHELBINA POWER PLANT | 5052711 | 25601213 | 24561712 | 24566414 | 20100102 | 221112 | Combustion Turbine | Distillate Fuel Oil | 125 | 160 | N | N | N | oil | 0.1601 | 0.0011 | 0.0001 |  | South Oil Peaking | South Oil Peaking | South_oil_peak
2255_G_5 | West North Central | NE | 31131 | 2255 | 5 | Nebraska City Power Plant No 1 | 5106711 | 24685413 | 23709712 | 21296814 | 20200402 | 221112 | Combustion Turbine | Natural Gas, Distillate Fuel Oil | 125 | 160 | N | N | N | oil | 0.16 | 0.013105 | 0.01 |  | West North Central Oil Peaking | West North Central Oil Peaking | West North Central_oil_peak
2914_B_4 | LADCO | OH | 39157 | 2914 | 4 | Dover Municipal Light Plant (0679010146) | 7345511 | 10655413 | 68485112 | 100904814 | 10100601 | 221112 | Coal Steam | Bituminous | 125 | 100 | N | N | N | gas | 0.16 | 0.0032693 | 0.0003429 | 7272 | LADCO Coal Peaking | LADCO Coal Peaking | LADCO_coal_peak
3118_G_A | MANE-VU | PA | 42063 | 3118 | A | GENON NE MGMT CO/CONEMAUGH PLT | 2905911 | 38672913 | 36955012 | 93065914 | 20100102 | 221112 | Combustion Turbine | Distillate Fuel Oil | 125 | 160 | N | N | N | oil | 0.16 |  |  | 5 | MANE-VU Oil Peaking | MANE-VU Oil Peaking | MANE-VU_oil_peak
3118_G_B | MANE-VU | PA | 42063 | 3118 | B | GENON NE MGMT CO/CONEMAUGH PLT | 2905911 | 38672413 | 36955712 | 93066014 | 20100102 | 221112 | Combustion Turbine | Distillate Fuel Oil | 125 | 160 | N | N | N | oil | 0.16 |  |  | 5 | MANE-VU Oil Peaking | MANE-VU Oil Peaking | MANE-VU_oil_peak
3118_G_C | MANE-VU | PA | 42063 | 3118 | C | GENON NE MGMT CO/CONEMAUGH PLT | 2905911 | 38673113 | 36955912 | 93066114 | 20100102 | 221112 | Combustion Turbine | Distillate Fuel Oil | 125 | 160 | N | N | N | oil | 0.16 |  |  | 5 | MANE-VU Oil Peaking | MANE-VU Oil Peaking | MANE-VU_oil_peak
| South | LA | 22073 |  |  | Entergy Arkansas Inc/Entergy LA LLC - Ouachita Power Generating Plant | 7205111 | 87201713 | 83354812 | 118035114 | 20100102 | 221112 |  |  | 125 | 160 |  | N | Y | oil | 0.16 | 0.005 | 0.02 | 52
| MANE-VU | NJ | 34023 |  |  | NORTH JERSEY ENERGY ASSOC A LP | 6719711 | 124748213 | 60565712 | 177755314 | 20200107 | 221112 |  |  | 125 | 290 |  | N | Y | oil | 0.16 | 0 | 0
| MANE-VU | NJ | 34023 |  |  | NORTH JERSEY ENERGY ASSOC A LP | 6719711 | 124748213 | 60565712 | 177755414 | 20200107 | 221112 |  |  | 125 | 290 |  | N | Y | oil | 0.16 | 0 | 0
| MANE-VU | NJ | 34023 |  |  | NORTH JERSEY ENERGY ASSOC A LP | 6719711 | 124748213 | 60565712 | 177755514 | 20200107 | 221112 |  |  | 125 | 290 |  | N | Y | oil | 0.16 | 0 | 0
| SESARM | MS | 28033 |  |  | TVA Southaven Combined Cycle Plant | 7184711 | 14319313 | 58318012 | 25479614 | 20100202 | 221112 |  |  | 125 | 290 |  | N | Y | gas | 0.16 | 0.04 | 0 | 8760
| Southwest | UT | 49023 |  |  | PacifiCorp- Currant Creek Power Plant | 9093511 | 72099713 | 66227812 | 99837614 | 20200401 | 221112 |  |  | 125 | 290 |  | N | Y | oil | 0.15984 | 0.005485 | 0.053879 | 11
| West North Central | IA | 19017 |  |  | WAVERLY LIGHT & POWER - NORTH & SOUTH PLANTS | 9658911 | 111633513 | 114887712 | 157839214 | 20200401 | 221112 |  |  | 125 | 160 |  | N | Y | oil | 0.15853 | 0.0027297 | 7.431e-05 | 7
949_G_10 | LADCO | IL | 17023 | 949 | 10 | Marshall Municipal Utilities | 1845411 | 41691713 | 55933612 | 46155914 | 20100102 | 221112 | Combustion Turbine | Distillate Fuel Oil | 125 | 160 | N | N | N | oil | 0.15835 | 0.0023 | 8.8e-05 | 16 | LADCO Oil Peaking | LADCO Oil Peaking | LADCO_oil_peak
949_G_10 | LADCO | IL | 17023 | 949 | 10 | Marshall Municipal Utilities | 1845411 | 41691713 | 55933712 | 46155914 | 20100102 | 221112 | Combustion Turbine | Distillate Fuel Oil | 125 | 160 | N | N | N | oil | 0.15835 | 0.0023 | 8.8e-05 | 16 | LADCO Oil Peaking | LADCO Oil Peaking | LADCO_oil_peak
2139_G_11 | South | MO | 29069 | 2139 | 11 | KENNETT GENERATING PLANT ANTHONY STREET | 6031511 | 24467413 | 23491112 | 25832314 | 20100202 | 221112 | Combustion Turbine | Natural Gas, Distillate Fuel Oil | 125 | 160 | N | N | N | gas | 0.1582 | 0.0011 |  |  | South Gas Peaking | South Gas Peaking | South_gas_peak
| MANE-VU | RI | 44007 |  |  | PAWTUCKET POWER ASSOCIATES | 4834311 | 88343713 | 84592912 | 119910214 | 20200102 | 221112 |  |  | 125 | 999 |  | N | Y | oil | 0.158 | 0.0055
| South | TX | 48331 |  |  | SANDOW STEAM ELECTRIC STATION | 4204811 | 35746813 | 34035112 | 5714514 | 20200401 | 22111 |  |  | 125 | 160 |  | N | Y | oil | 0.1574 | 0.0024 | 0.0199 | 33
969_G_4 | LADCO | IL | 17139 | 969 | 4 | Sullivan Power Plant | 4657211 | 28182913 | 27026212 | 42926714 | 20200401 | 221112 | Combustion Turbine | Natural Gas, Distillate Fuel Oil | 125 | 160 | N | N | N | oil | 0.15735 | 0.0027 | 7.4e-05 | 6 | LADCO Oil Peaking | LADCO Oil Peaking | LADCO_oil_peak
| West | NV | 32003 |  |  | REID GARDNER STATION POWER PLANT | 6815611 | 105665713 | 109339112 | 149992114 | 20100102 | 221112 |  |  | 125 | 120 |  | N | Y | oil | 0.15674 | 0.010927 | 0.010282
949_G_9 | LADCO | IL | 17023 | 949 | 9 | Marshall Municipal Utilities | 1845411 | 41692513 | 55933912 | 46155114 | 20100102 | 221112 | Combustion Turbine | Distillate Fuel Oil | 125 | 160 | N | N | N | oil | 0.15666 | 0.0023 | 8.7e-05 | 15 | LADCO Oil Peaking | LADCO Oil Peaking | LADCO_oil_peak
949_G_9 | LADCO | IL | 17023 | 949 | 9 | Marshall Municipal Utilities | 1845411 | 41692513 | 55933812 | 46155114 | 20100102 | 221112 | Combustion Turbine | Distillate Fuel Oil | 125 | 160 | N | N | N | oil | 0.15666 | 0.0023 | 8.7e-05 | 15 | LADCO Oil Peaking | LADCO Oil Peaking | LADCO_oil_peak
| South | KS | 20149 |  |  | Wamego Mun. Power Plant | 5406911 | 27604513 | 26492212 | 37542914 | 20200402 | 221112 |  |  | 125 | 160 |  | N | Y | oil | 0.15665 | 0.0046995 | 5.2e-06 | 8
| MANE-VU | NY | 36071 |  |  | SHOEMAKER GAS TURBINE FACILITY | 8427211 | 1627013 | 1540812 | 20364214 | 20200202 | 221112 |  |  | 125 | 160 |  | N | Y | gas | 0.1562 | 0.00054968 | 3.3e-05
2313_G_4 | West North Central | NE | 31039 | 2313 | 4 | West Point Power Plant | 7460011 | 11696713 | 11601812 | 22109914 | 20200402 | 221118 | Combustion Turbine | Natural Gas, Distillate Fuel Oil | 125 | 160 | N | N | N |  | 0.15565 | 0.00093728 | 4.15e-05 |  | West North Central Composite Nonpeaking | West North Central Composite Nonpeaking | West North Central_comp_nonpeak
| LADCO | WI | 55087 |  |  | WISCONSIN PUBLIC SERVICE CORPORATION - FOX ENERGY CENTER | 15038711 | 91926213 | 88990612 | 125379514 | 20200102 | 221112 |  |  | 125 | 160 |  | N | Y | oil | 0.15558 | 0.010691 | 0.010226
| LADCO | IN | 18129 |  |  | Sigeco AB Brown South Indiana Gas & Ele | 8166111 | 91186913 | 87279912 | 123867214 | 20100102 | 221112 |  |  | 125 | 999 |  | N | Y | oil | 0.155 | 0.011831 | 0.0103
|  | AK | 02020 |  |  | DU-JBER-Electric, Gas, Drinking Water and Sanitary Services | 662111 | 97090513 | 95347612 | 136908114 | 20200401 | 221112 |  |  | 102 | 160 |  | N | Y | oil | 0.54 | 0 | 0
|  | AK | 02020 |  |  | DU-JBER-Electric, Gas, Drinking Water and Sanitary Services | 662111 | 97090713 | 95347812 | 136908314 | 20200401 | 221112 |  |  | 102 | 160 |  | N | Y | oil | 0.54 | 0 | 0
| LADCO | MN | 27015 |  |  | Springfield Power Plant | 7081011 | 102770113 | 106463712 | 144262214 | 20300101 | 221112 |  |  | 125 | 999 |  | N | Y | oil | 0.1543 | 0.01113 | 0.01014
| MANE-VU | VA | 51029 |  |  | Dominion - Bear Garden CT Station | 15432111 | 96380413 | 93491312 | 134534114 | 20100102 | 221112 |  |  | 125 | 160 |  | N | Y | oil | 0.15425 | 0.01085 | 0.01015
4078_G_31 | LADCO | WI | 55073 | 4078 | 31 | WISCONSIN PUBLIC SERVICE CORPORATION- WESTON PLANT | 7078511 | 14849513 | 14531412 | 66826514 | 20100201 | 221112 | Combustion Turbine | Natural Gas, Distillate Fuel Oil | 125 | 160 | N | N | N | gas | 0.15408 | 0.0031779 |  |  | LADCO Gas Peaking | LADCO Gas Peaking | LADCO_gas_peak
10620_G_GEN2 | MANE-VU | NY | 36045 | 10620 | GEN2 | CARTHAGE ENERGY COGEN FACILITY | 8036811 | 3684213 | 116722512 | 166814414 | 10500105 | 221112 | Combined Cycle | Natural Gas, Distillate Fuel Oil | 125 | 140 | N | N | N |  | 0.15406 | 0.078594 | 0.046305 |  | MANE-VU Gas Peaking | MANE-VU Gas Peaking | MANE-VU_gas_peak
10620_G_GEN2 | MANE-VU | NY | 36045 | 10620 | GEN2 | CARTHAGE ENERGY COGEN FACILITY | 8036811 | 3684213 | 58915012 | 17962514 | 10500106 | 221112 | Combined Cycle | Natural Gas, Distillate Fuel Oil | 125 | 140 | N | N | N |  | 0.15406 | 0.30858 | 0.046305 |  | MANE-VU Gas Peaking | MANE-VU Gas Peaking | MANE-VU_gas_peak
| West North Central | IA | 19155 |  |  | WALTER SCOTT JR ENERGY CTR | 2992611 | 38069913 | 112387212 | 42467314 | 20200102 | 221112 |  |  | 125 | 160 |  | N | Y | oil | 0.15402 | 0.010837 | 0.010124 | 26
| LADCO | MN | 27061 |  |  | Minnesota Power Inc - Boswell Energy Ctr | 6173211 | 122801613 | 124965012 | 174727614 | 20100102 | 221112 |  |  | 125 | 999 |  | N | Y | oil | 0.154 | 0.003839 | 0.01012
| LADCO | IL | 17193 |  |  | Carmi Light & Water | 5575611 | 60351613 | 55788312 | 86482114 | 20100101 | 221112 |  |  | 125 | 160 |  | N | Y | oil | 0.15396 | 0.0108 | 0.010125 | 5
| South | TX | 48231 |  |  | POWER LANE STEAM PLANT | 5655711 | 70985513 | 65265612 | 98358214 | 20100107 | 22111 |  |  | 125 | 160 |  | N | Y | oil | 0.1532 | 0.0045 | 0.0041 | 7
| West North Central | IA | 19017 |  |  | WAVERLY LIGHT & POWER - NORTH & SOUTH PLANTS | 9658911 | 53724013 | 51521412 | 75489414 | 20200401 | 221112 |  |  | 125 | 160 |  | N | Y | oil | 0.15317 | 0.0043038 | 5.8687e-05 | 7
| LADCO | IN | 18125 |  |  | Indianapolis Power and Light Petersburg | 7362411 | 100794313 | 87276612 | 141256314 | 20100101 | 221112 |  |  | 125 | 999 |  | N | Y | oil | 0.1525 | 0.001925 | 0.175
2221_G_4 | West North Central | NE | 31041 | 2221 | 4 | Broken Bow Power Plant | 7460411 | 11695513 | 11601412 | 21585114 | 20200402 | 926130 | Combustion Turbine | Natural Gas, Distillate Fuel Oil | 125 | 160 | N | N | N |  | 0.152 | 0.0030391 |  |  | West North Central Composite Nonpeaking | West North Central Composite Nonpeaking | West North Central_comp_nonpeak
| West North Central | IA | 19017 |  |  | WAVERLY LIGHT & POWER - NORTH & SOUTH PLANTS | 9658911 | 53723113 | 51521012 | 75488214 | 20200401 | 221112 |  |  | 125 | 160 |  | N | Y | oil | 0.15162 | 0.0026106 | 7.107e-05 | 12
| South | KS | 20133 |  |  | Erie Mun. Power Plant #1 | 5414911 | 27353713 | 112305512 | 37688814 | 20200401 | 221112 |  |  | 125 | 160 |  | N | Y | oil | 0.15118 | 0.0033931 | 7.6059e-05 | 1
| West North Central | IA | 19115 |  |  | MIDAMERICAN ENERGY CO - LOUISA STATION | 3942411 | 37583813 | 35858112 | 176380214 | 20100102 | 221112 |  |  | 125 | 160 |  | N | Y | oil | 0.151 | 0.010625 | 0.009925 | 26
|  | HI | 15003 |  |  | HECO - Kahe Power Plant | 7429511 | 9207213 | 9095412 | 47132514 | 20100102 | 221112 |  |  | 125 | 160 |  | N | Y | oil | 0.51228 | 0.0088972 | 0.00010105 | 15
| South | TX | 48321 |  |  | SOUTH TEXAS PROJECT | 6152311 | 71278813 | 65535712 | 98715414 | 20200102 | 22111 |  |  |  | 160 |  | N | Y | oil | 0.151 | 0.0033 | 0.0001 | 26
| South | OK | 40101 |  |  | MUSKOGEE GNRTNG STA | 8506011 | 92000713 | 89059712 | 125530114 | 20200102 | 221112 |  |  | 125 | 160 |  | N | Y | oil | 0.151 | 0.0039065 |  | 18
| South | AR | 05143 |  |  | Harry D. Mattison Power Plant | 10642811 | 103365413 | 107129812 | 146469014 | 20300107 | 221112 |  |  | 125 | 160 |  | N | Y | oil | 0.15072 | 0.0042883 | 0.0099671 | 29
6515_G_GT4 | Southwest | AZ | 04023 | 6515 | GT4 | VALENCIA POWER PLANT | 1032911 | 103916413 | 85006412 | 147211114 | 20100201 | 221112 | Combustion Turbine | Natural Gas, Distillate Fuel Oil | 125 | 120 | N | N | N | gas | 0.1507 | 0.0098254 | 0.0036 | 8736 | Southwest Gas Peaking | Southwest Gas Peaking | Southwest_gas_peak
50094_G_7213 | MANE-VU | NJ | 34021 |  |  | Veolia Energy Trenton, L.P. | 8238011 | 5148413 | 4978512 | 20095114 | 10100501 | 221330 |  |  | 183 | 160 |  | N | N |  | 0.15 | 0.01 | 0.08 |  | MANE-VU Gas Nonpeaking | MANE-VU Gas Nonpeaking | MANE-VU_gas_nonpeak
2071_G_1 | SESARM | MS | 28061 | 2071 | 1 | Cooperative Energy, Paulding Peaking Station | 6252611 | 16460313 | 16025812 | 24810214 | 20100101 | 221112 | Combustion Turbine | Distillate Fuel Oil | 125 | 120 | N | N | N | oil | 0.15 | 0 | 0.06 | 1 | SESARM Oil Peaking | SESARM Oil Peaking | SESARM_oil_peak
696_G_8 | SESARM | FL | 12087 | 696 | 8 | FLORIDA KEYS ELECTRIC COOP ASSOC | 1858311 | 41758013 | 39816912 | 92840414 | 20100102 | 2211 | Combustion Turbine | Distillate Fuel Oil | 125 | 160 | N | N | N |  | 0.15 |  | 0.0005 | 22 | SESARM Composite Nonpeaking | SESARM Composite Nonpeaking | SESARM_comp_nonpeak
2233_G_6 | West North Central | NE | 31023 | 2233 | 6 | David City Municipal Power | 7574511 | 11903913 | 11799112 | 21702714 | 20100202 | 221112 | Combustion Turbine | Distillate Fuel Oil | 125 | 160 | N | N | N | gas | 0.15 | 1.82e-07 | 1e-07 |  | West North Central Gas Peaking | West North Central Gas Peaking | West North Central_gas_peak
2233_G_7 | West North Central | NE | 31023 | 2233 | 7 | David City Municipal Power | 7574511 | 11904013 | 11799112 | 21702614 | 20100102 | 221112 | Combustion Turbine | Distillate Fuel Oil | 125 | 160 | N | N | N | oil | 0.15 | 1.0756e-07 | 1e-07 |  | West North Central Oil Peaking | West North Central Oil Peaking | West North Central_oil_peak
7469_G_FM2 | West North Central | NE | 31119 | 7469 | FM2 | Madison Light & Power Plant | 5298011 | 25611113 | 24569912 | 21638614 | 20200402 | 221112 | Combustion Turbine | Natural Gas, Distillate Fuel Oil | 125 | 160 | N | N | N | oil | 0.15 | 1e-07 | 1e-07 |  | West North Central Oil Peaking | West North Central Oil Peaking | West North Central_oil_peak
8227_G_4 | MANE-VU | NJ | 34019 |  |  | Glen Gardner Combustion Turbine Site | 7604111 | 11863913 | 61106412 | 19781614 | 20100101 | 221112 |  |  | 125 | 120 |  | N | N | oil | 0.15 | 0.01 | 0 |  | MANE-VU Oil Peaking | MANE-VU Oil Peaking | MANE-VU_oil_peak
| South | LA | 22039 |  |  | CLECO Power LLC - Coughlin Power Station | 7355011 | 111345113 | 114581012 | 157300114 | 20100102 | 221112 |  |  | 125 | 160 |  | N | Y | oil | 0.15 | 0.01 | 0.01 | 25
| West | NV | 32003 |  |  | Nevada Cogeneration Associates #2 | 7758511 | 67157813 | 1753712 | 92568714 | 20200102 | 22111 |  |  | 125 | 160 |  | N | Y | oil | 0.15 | 0.01 | 0.01
| South | TX | 48237 |  |  | JACK COUNTY GENERATION FACILITY | 13385011 | 71004513 | 65284012 | 98380114 | 20200102 | 22111 |  |  | 125 | 160 |  | N | Y | oil | 0.15 | 0.0097663 | 0.01 | 48
| MANE-VU | PA | 42063 |  |  | SEWARD GENERATING STATION | 3005111 | 38367413 | 36637812 | 13552414 | 20100102 | 221112 |  |  | 125 | 160 |  | N | Y | oil | 0.15 |  |  | 61
| MANE-VU | NJ | 34011 |  |  | Cumberland Energy Center | 7201911 | 126798713 | 60474112 | 182132314 | 20200902 | 221112 |  |  | 125 | 290 |  | N | Y | gas | 0.15 | 0.0007 | 0.0002
| West North Central | IA | 19017 |  |  | WAVERLY LIGHT & POWER - NORTH & SOUTH PLANTS | 9658911 | 53723713 | 51521212 | 75489214 | 20200401 | 221112 |  |  | 125 | 160 |  | N | Y | oil | 0.14965 | 0.0042048 | 5.7337e-05 | 5
| West North Central | IA | 19045 |  |  | ADM CORN PROCESSING / COGEN PLANT - CLINTON | 12805911 | 67779413 | 62351112 | 93515114 | 20200207 | 221112 |  |  |  | 160 |  | N | Y | gas | 0.14903 | 0.0019575 | 3.153 | 8
| LADCO | IL | 17089 |  |  | Rocky Road Power LLC | 1786811 | 110384013 | 114008712 | 156210914 | 20100101 | 221112 |  |  | 125 | 160 |  | N | Y | oil | 0.14858 | 0.0008 | 0.000105 | 7
| SESARM | KY | 21067 |  |  | KY Utilities Co - Haefling Station | 6643411 | 17791713 | 67618312 | 39235414 | 20200201 | 221112 |  |  | 125 | 999 |  | N | Y | gas | 0.14851 | 0.0016049 | 0.0015779
| MANE-VU | NJ | 34023 |  |  | Woodbridge Energy Center | 17798211 | 124746913 | 126493312 | 177747914 | 20200102 | 221112 |  |  | 125 | 290 |  | N | Y | oil | 0.1481 | 0.0009 | 0.0001
| South | MO | 29079 |  |  | TRENTON MUNICIPAL UTILITIES TRENTON PEAKING PLANT | 7528911 | 58993113 | 58030912 | 88054214 | 20200401 | 221112 |  |  | 125 | 160 |  | N | Y | oil | 0.1481 | 0.0026 | 0.0001
| MANE-VU | MA | 25013 |  |  | STONY BROOK ENERGY CENTER | 5979211 | 87356013 | 83623012 | 118395514 | 20200102 | 221112 |  |  | 125 | 160 |  | N | Y | oil | 0.1479 | 0.010641 | 0.0097
| West | CA | 06097 |  |  | SONOMA-CUTRER VINEYARDS | 13830711 | 84436213 | 76420812 | 110644714 | 20100102 | 221112 |  |  |  | 160 |  | N | Y | oil | 0.14756 | 0.0019745 | 6.8404e-05 | 8736
1910_G_1 | LADCO | MN | 27009 | 1910 | 1 | Xcel Energy - Granite City Generating | 6190211 | 15246513 | 14913212 | 29277614 | 20100101 | 221112 | Combustion Turbine | Natural Gas, Distillate Fuel Oil | 125 | 120 | N | N | N | oil | 0.1473 | 0.00074344 | 0.008455 |  | LADCO Gas Peaking | LADCO Gas Peaking | LADCO_gas_peak
| LADCO | IL | 17023 |  |  | Marshall Municipal Utilities | 1845411 | 59347613 | 55934812 | 85435914 | 20100102 | 221112 |  |  | 125 | 160 |  | N | Y | oil | 0.14689 | 0.00215 | 8.2e-05 | 15
| LADCO | IL | 17023 |  |  | Marshall Municipal Utilities | 1845411 | 59347613 | 55934912 | 85435914 | 20100102 | 221112 |  |  | 125 | 160 |  | N | Y | oil | 0.14689 | 0.00215 | 8.2e-05 | 15
| MANE-VU | MA | 25019 |  |  | NANTUCKET ELECTRIC COMPANY | 6110111 | 87827213 | 83950312 | 119208214 | 20100102 | 221112 |  |  | 125 | 160 |  | N | Y | oil | 0.1468 | 0.003657 | 0.0001
971_G_5 | LADCO | IL | 17133 | 971 | 5 | Waterloo City Light Plant | 5546111 | 27441713 | 55583712 | 42946814 | 20200401 | 221112 | Combustion Turbine | Distillate Fuel Oil | 125 | 160 | N | N | N | oil | 0.14653 | 0.0025 | 6.9e-05 | 5 | LADCO Oil Peaking | LADCO Oil Peaking | LADCO_oil_peak
| West North Central | WY | 56037 |  |  | Jim Bridger Plant | 3962711 | 120547813 | 122581612 | 172173514 | 20200401 | 221112 |  |  | 125 | 160 |  | N | Y | oil | 0.14616 | 0.010353 | 0.009635 | 20
| MANE-VU | ME | 23005 |  |  | WESTBROOK ENERGY CENTER | 8028611 | 94539113 | 3598612 | 129277214 | 20200102 | 221112 |  |  | 125 | 160 |  | N | Y | oil | 0.14583 | 0.0039715 | 5.155e-05
| MANE-VU | NJ | 34005 |  |  | Burlington Generating Station | 7310911 | 65924813 | 60761112 | 91323014 | 20200102 | 221112 |  |  | 125 | 290 |  | N | Y | oil | 0.1455 | 0.0102 | 0
| Southwest | UT | 49035 |  |  | Murray City Power Department- Electrical Generation Plant | 7559011 | 72022813 | 66145312 | 99757814 | 20200401 | 221112 |  |  | 125 | 290 |  | N | Y | oil | 0.144 | 0.0042 | 0.002427 | 12
| SESARM | FL | 12099 |  |  | CITY OF LAKE WORTH UTILITIES | 919411 | 106526413 | 110127712 | 150867114 | 20200102 | 221112 |  |  | 125 | 999 |  | N | Y | oil | 0.144 | 0.004035 | 7.2e-05 | 15
971_G_8 | LADCO | IL | 17133 | 971 | 8 | Waterloo City Light Plant | 5546111 | 27441513 | 55584012 | 42979414 | 20200401 | 221112 | Combustion Turbine | Distillate Fuel Oil | 125 | 160 | N | N | N | oil | 0.1437 | 0.0024 | 6.7e-05 | 5 | LADCO Oil Peaking | LADCO Oil Peaking | LADCO_oil_peak
| West North Central | IA | 19017 |  |  | WAVERLY LIGHT & POWER - NORTH & SOUTH PLANTS | 9658911 | 53723313 | 51520512 | 75488614 | 20200401 | 221112 |  |  | 125 | 160 |  | N | Y | oil | 0.14354 | 0.0024715 | 6.7283e-05 | 12
| West | CA | 06085 |  |  | SOUTHWEST AIRLINES CO - SJC | 13834311 | 84510413 | 101227812 | 110786814 | 20100102 | 221112 |  |  |  | 160 |  | N | Y | oil | 0.14329 | 0.0099945 | 6.6425e-05 | 100
| West | CA | 06001 |  |  | ALTA BATES-HERRICK HOSPITAL | 10528411 | 52488813 | 100636912 | 68381214 | 20100102 | 221112 |  |  |  | 160 |  | N | Y | oil | 0.1431 | 0.0099814 | 6.6337e-05 | 100
2120_G_8 | South | MO | 29033 | 2120 | 8 | CARROLLTON MUNICIPAL UTILITIES | 7326011 | 11021513 | 10975012 | 25216214 | 20100202 | 221112 | Combustion Turbine | Natural Gas, Distillate Fuel Oil | 125 | 160 | N | N | N | gas | 0.142 | 0.001 |  |  | South Gas Peaking | South Gas Peaking | South_gas_peak
| South | OK | 40023 |  |  | HUGO GNRTNG STA | 8449511 | 72362513 | 66490912 | 100154614 | 20100107 | 221112 |  |  | 125 | 160 |  | N | Y | oil | 0.142 | 0.004 | 0.002 | 19
| South | OK | 40101 |  |  | MUSKOGEE GNRTNG STA | 8506011 | 92000413 | 89059612 | 125529814 | 20200102 | 221112 |  |  | 125 | 160 |  | N | Y | oil | 0.142 | 0.0039065 |  | 17
| South | AR | 05059 |  |  | ENTERGY ARK INC-LAKE CATHERINE | 658911 | 126845513 | 128487512 | 182260214 | 20100102 | 221112 |  |  | 125 | 160 |  | N | Y | oil | 0.14112 | 0.0024679 | 0.02227 | 15
| SESARM | WV | 54061 |  |  | LONGVIEW POWER | 16320111 | 103875613 | 113927712 | 146986414 | 20100102 | 221112 |  |  | 125 | 160 |  | N | Y | oil | 0.141 | 0.0041261 | 0.00011132 | 15
949_G_8 | LADCO | IL | 17023 | 949 | 8 | Marshall Municipal Utilities | 1845411 | 41692413 | 55934012 | 46155214 | 20100102 | 221112 | Combustion Turbine | Distillate Fuel Oil | 125 | 160 | N | N | N | oil | 0.14081 | 0.00205 | 7.85e-05 | 13 | LADCO Oil Peaking | LADCO Oil Peaking | LADCO_oil_peak
|  | AK | 02220 |  |  | Jarvis St. Diesel Plant | 17048211 | 112527813 | 115512012 | 158859614 | 20100102 | 221112 |  |  |  | 160 |  | N | Y | oil | 0.46 | 0 | 0
949_G_8 | LADCO | IL | 17023 | 949 | 8 | Marshall Municipal Utilities | 1845411 | 41692413 | 55934112 | 46155214 | 20100102 | 221112 | Combustion Turbine | Distillate Fuel Oil | 125 | 160 | N | N | N | oil | 0.14081 | 0.00205 | 7.85e-05 | 13 | LADCO Oil Peaking | LADCO Oil Peaking | LADCO_oil_peak
| South | TX | 48331 |  |  | SANDOW 5 GENERATING PLANT | 13408411 | 90269613 | 86230712 | 122215314 | 20200401 | 22111 |  |  | 125 | 160 |  | N | Y | oil | 0.1408 | 0.0009 | 0.0046 | 18
| SESARM | WV | 54033 |  |  | Monongahela Power Company - HARRISON | 6271711 | 71924113 | 109743212 | 99641314 | 20100107 | 221112 |  |  | 125 | 999 |  | N | Y | oil | 0.1407 | 0.079 | 0.0093 | 7
| South | MO | 29013 |  |  | BUTLER MUNICIPAL POWER PLANT-BUTLER | 7131711 | 14437813 | 14170712 | 25385714 | 20300101 | 221112 |  |  | 125 | 160 |  | N | Y | oil | 0.1404 | 0.0099 | 0.033
| LADCO | IL | 17019 |  |  | Rantoul Electric Generating Plant | 2459511 | 59330313 | 93522212 | 85418714 | 20100101 | 221112 |  |  | 125 | 160 |  | N | Y | oil | 0.14034 | 0.0021 | 7.8e-05 | 6
1513_G_CD5 | MANE-VU | ME | 23003 | 1513 | CD5 | MERLIN ONE, LLC - CARIBOU | 5660411 | 19633713 | 18968612 | 125442314 | 20100102 | 221112 | Combustion Turbine | Distillate Fuel Oil | 125 | 160 | N | N | N | oil | 0.14029 | 0.0051427 | 6.656e-05 |  | MANE-VU Oil Peaking | MANE-VU Oil Peaking | MANE-VU_oil_peak
10793_G_GEN1 | MANE-VU | DE | 10005 |  |  | INVISTA | 2684911 | 103347213 | 60159912 | 160119514 | 10200602 | 32522 |  |  |  | 100 |  | N | N |  | 0.14 | 0.032117 | 0.044814 | 6563 | MANE-VU Gas Nonpeaking | MANE-VU Gas Nonpeaking | MANE-VU_gas_nonpeak
2255_G_3 | West North Central | NE | 31131 | 2255 | 3 | Nebraska City Power Plant No 1 | 5106711 | 24685613 | 23709712 | 21296614 | 20200402 | 221112 | Combustion Turbine | Natural Gas, Distillate Fuel Oil | 125 | 160 | N | N | N | oil | 0.14 | 0.013105 | 0.01 |  | West North Central Oil Peaking | West North Central Oil Peaking | West North Central_oil_peak
| West | NV | 32003 |  |  | Nevada Power Company (Harry Allen) | 9399011 | 55527113 | 51048912 | 68400814 | 20100102 | 221112 |  |  | 125 | 160 |  | N | Y | oil | 0.14 | 0.04 | 0.02
| South | LA | 22051 |  |  | Entergy Louisiana LLC - Ninemile Point Electric Generating Plant | 5521211 | 111379713 | 114614412 | 157340714 | 20200102 | 221112 |  |  | 125 | 160 |  | N | Y | oil | 0.14 | 0.01 | 0.01 | 52
| SESARM | MS | 28007 |  |  | Entergy Mississippi Attala Plant | 7036511 | 14202513 | 13984012 | 24864414 | 20200102 | 221112 |  |  | 125 | 160 |  | N | Y | oil | 0.14 | 0.010232 | 0.01 | 7392
| South | TX | 48237 |  |  | JACK COUNTY GENERATION FACILITY | 13385011 | 71004613 | 65285912 | 98380214 | 20100102 | 22111 |  |  | 125 | 160 |  | N | Y | oil | 0.14 | 0.0097663 | 0.01 | 13
| South | TX | 48237 |  |  | JACK COUNTY GENERATION FACILITY | 13385011 | 99310613 | 96229812 | 138995414 | 20100102 | 22111 |  |  | 125 | 160 |  | N | Y | oil | 0.14 | 0.0097663 | 0.01 | 13
| West | CA | 06071 |  |  | ACE COGENERATION CO | 4841211 | 30546913 | 29262912 | 124331914 | 20200101 | 221112 |  |  | 125 | 999 |  | N | Y | oil | 0.14 | 0.00967 | 0.00047
| SESARM | MS | 28089 |  |  | Canton Municipal Utilities | 7071311 | 14154013 | 13949412 | 27414614 | 20100102 | 221112 |  |  | 125 | 160 |  | N | Y | oil | 0.14 | 0 | 0 | 12
| West North Central | SD | 46051 |  |  | Otter Tail Power Company | 4962811 | 30069513 | 28849012 | 11984514 | 20100101 | 221112 |  |  | 125 | 120 |  | N | Y | oil | 0.14 | 0.002 | 0
| South | TX | 48449 |  |  | MONTICELLO STEAM ELECTRIC STATION | 4036111 | 34167413 | 32630512 | 3138614 | 20100102 | 22111 |  |  | 125 | 160 |  | N | Y | oil | 0.1394 | 0.0021 | 0.0077 | 21
| LADCO | MN | 27053 |  |  | Hopkins Mainstreet II LLC | 6219911 | 16163113 | 15767712 | 144127314 | 20200401 | 221112 |  |  | 125 | 999 |  | N | Y | oil | 0.1386 | 0.0021478 | 0.002183
| Southwest | UT | 49015 |  |  | PacifiCorp- Hunter Power Plant | 5050511 | 25906713 | 24841612 | 230914 | 20200401 | 221112 |  |  | 125 | 290 |  | N | Y | oil | 0.1386 | 0.004043 | 2.6e-05 | 11
|  | AK | 02020 |  |  | DU-JBER-Electric, Gas, Drinking Water and Sanitary Services | 662111 | 97090613 | 95347712 | 136908214 | 20200401 | 221112 |  |  | 102 | 160 |  | N | Y | oil | 0.43 | 0 | 0
| LADCO | IL | 17023 |  |  | Marshall Municipal Utilities | 1845411 | 59347513 | 55934712 | 85435814 | 20100102 | 221112 |  |  | 125 | 160 |  | N | Y | oil | 0.1386 | 0.00205 | 7.7e-05 | 14
| LADCO | IL | 17023 |  |  | Marshall Municipal Utilities | 1845411 | 59347513 | 55935112 | 85435814 | 20100102 | 221112 |  |  | 125 | 160 |  | N | Y | oil | 0.1386 | 0.00205 | 7.7e-05 | 14
| South | TX | 48279 |  |  | TOLK STATION | 4930011 | 30286213 | 29063912 | 4993014 | 20100102 | 22111 |  |  | 125 | 100 |  | N | Y | oil | 0.1377 | 0.0097 | 0.0091 | 60
| South | TX | 48279 |  |  | TOLK STATION | 4930011 | 30285613 | 29062812 | 4993814 | 20100102 | 22111 |  |  | 125 | 100 |  | N | Y | oil | 0.1377 | 0.0097 | 0.0091 | 60
| MANE-VU | VA | 51760 |  |  | Spruance Genco LLC | 4039911 | 58481213 | 54229912 | 76747414 | 20100902 | 221112 |  |  | 125 | 160 |  | N | Y | gas | 0.13702 | 0.0097244 | 0.009061
| South | OK | 40109 |  |  | REDBUD PWR PLT | 9219711 | 57748813 | 51658512 | 73746314 | 20200102 | 221112 |  |  | 125 | 160 |  | N | Y | oil | 0.137 | 0.01 | 0.013 | 29
50851_G_GEN1 | West | CA | 06111 | 50851 | GEN1 | CI POWER COGENERATION PLANT | 1605311 | 45209613 | 97720912 | 50044914 | 10300602 | 221122 | Combined Cycle | Natural Gas | 125 | 100 | Y | N | N |  | 0.1361 | 0.0253 | 0.002 | 1248 | daily flat | diurnal flat | West_gas_nonpeak
| West | CA | 06097 |  |  | SPRINT UNITED MANAGEMENT CO | 13793311 | 83926913 | 75563412 | 109687114 | 20100102 | 221112 |  |  |  | 160 |  | N | Y | oil | 0.13583 | 0.0018176 | 6.2966e-05 | 100
| LADCO | MN | 27053 |  |  | Xcel Energy - Riverside Generating Plant | 6393811 | 15644213 | 15300712 | 26490614 | 20200401 | 221112 |  |  | 125 | 999 |  | N | Y | oil | 0.1358 | 0.0023405 | 0.0004278
55097_G_STG1 | South | TX | 48277 | 55097 | STG1 | LAMAR POWER PLANT | 7910611 | 2567813 | 2475612 | 5108514 | 20100102 | 22111 | Combined Cycle | Natural Gas | 125 | 160 | N | N | N | oil | 0.1355 | 0.004 | 0.0137 | 4 | South Oil Peaking | South Oil Peaking | South_oil_peak
| South | TX | 48453 |  |  | DECKER CREEK POWER PLANT | 5021711 | 106777413 | 110334112 | 151213714 | 20100102 | 22111 |  |  | 125 | 160 |  | N | Y | oil | 0.1355 | 0.0004 | 0.0002 | 28
| LADCO | IL | 17167 |  |  | City Water Light & Power | 7377311 | 60323713 | 93639012 | 86397014 | 20100102 | 221112 |  |  | 125 | 160 |  | N | Y | oil | 0.13542 | 0.0031062 | 2.839e-05 | 17
| LADCO | IL | 17197 |  |  | Exelon Generation Co LLC | 4591611 | 28409913 | 27240912 | 43264314 | 20200101 | 221112 |  |  | 125 | 160 |  | N | Y | oil | 0.13524 | 0.0094 | 0.00888 | 24
| LADCO | IL | 17167 |  |  | City Water Light & Power | 7377311 | 60323713 | 55705412 | 86397014 | 20100102 | 221112 |  |  | 125 | 160 |  | N | Y | oil | 0.13501 | 0.0030969 | 2.8305e-05 | 17
| LADCO | IL | 17167 |  |  | City Water Light & Power | 7377311 | 60323713 | 93638912 | 86397014 | 20100102 | 221112 |  |  | 125 | 160 |  | N | Y | oil | 0.13501 | 0.0030969 | 2.8305e-05 | 17
| Southwest | AZ | 04015 |  |  | GRIFFITH ENERGY LLC | 16323811 | 103916013 | 107762112 | 147210614 | 20200102 | 221112 |  |  | 125 | 999 |  | N | Y | oil | 0.135 | 0.009 | 0.009 | 32
| LADCO | IL | 17065 |  |  | McLeansboro Power Plant | 3351111 | 59615313 | 55157012 | 85797114 | 20200401 | 221112 |  |  | 125 | 160 |  | N | Y | oil | 0.13428 | 0.0023 | 6.3e-05 | 5
| West | CA | 06037 |  |  | LA CITY, DWP VALLEY GENERATING STATION | 5681911 | 85758813 | 119315712 | 114684514 | 20100102 | 221112 |  |  | 125 | 999 |  | N | Y | oil | 0.13417 | 0.0019147 | 4e-05 | 8736
| West North Central | IA | 19145 |  |  | MIDAMERICAN ENERGY CO - SHENANDOAH POWER STATION | 3781911 | 36980113 | 35238812 | 42466214 | 20100102 | 221112 |  |  | 125 | 160 |  | N | Y | oil | 0.1337 | 0.0038401 | 0.00011445 | 8
| LADCO | MN | 27139 |  |  | Xcel Energy - Blue Lake | 6949611 | 14296213 | 14062212 | 27500314 | 20100102 | 221112 |  |  | 125 | 999 |  | N | Y | oil | 0.1335 | 0.0033299 | 0.008778
| LADCO | IL | 17119 |  |  | Highland Electric Light Plant | 3955311 | 60110113 | 32158112 | 86171814 | 20100101 | 221112 |  |  | 125 | 160 |  | N | Y | oil | 0.1335 | 0.0023 | 6.5e-05 | 5
10883_B_HSG2 | MANE-VU | MA | 25025 | 10883 | HSG2 | MEDICAL AREA TOTAL ENERGY PLANT | 7887011 | 87498413 | 83722912 | 118609514 | 10100501 | 221112 | O/G Steam | Natural Gas | 125 | 100 | Y | N | N | oil | 0.133 | 0.10511 | 0.0017 |  | daily flat | diurnal flat | MANE-VU_gas_peak
| South | TX | 48487 |  |  | OKLAUNION POWER STATION | 7927311 | 71599313 | 65814412 | 99110114 | 20100107 | 22111 |  |  | 125 | 160 |  | N | Y | oil | 0.133 | 0.004 |  | 8
| South | TX | 48135 |  |  | ECTOR COUNTY ENERGY CENTER | 17728811 | 123034313 | 125146212 | 175114914 | 20100201 | 22111 |  |  | 125 | 180 |  | N | Y | gas | 0.133 | 0.005 | 0.113 | 1194
| West | CA | 06013 |  |  | NEW CINGULAR WIRELESS DBA AT&T MOBILITY | 13780811 | 100482413 | 99383812 | 140734814 | 20100102 | 221112 |  |  |  | 999 |  | N | Y | oil | 0.13263 | 0.0037152 | 0.00016195 | 8736
10472_B_B300 | West | CA | 06037 | 10472 | B300 | LA CNTY SANITATION DISTRICT-PUENTE HILLS | 5786011 | 85429013 | 118548112 | 112801414 | 20300101 | 562212 | Landfill Gas | Landfill Gas | 104 | 160 | N | N | N |  | 0.13132 | 0.0090705 | 6e-05 | 8736 | West Composite Nonpeaking | West Composite Nonpeaking | West_comp_nonpeak
| Southwest | AZ | 04013 |  |  | New Harquahala Generating Co | 10704011 | 58571913 | 54282712 | 77231914 | 20200102 | 221112 |  |  | 125 | 160 |  | N | Y | oil | 0.131 | 0.009278 | 0.0085
| SESARM | SC | 45017 |  |  | COLUMBIA ENERGY LLC | 13372611 | 106470013 | 64112512 | 150747714 | 20200401 | 221112 |  |  | 125 | 160 |  | N | Y | oil | 0.13012 | 0.0022408 | 6.1602e-05 | 6
696_G_9 | SESARM | FL | 12087 | 696 | 9 | FLORIDA KEYS ELECTRIC COOP ASSOC | 1858311 | 41758113 | 39816812 | 48978214 | 20100102 | 2211 | Combustion Turbine | Distillate Fuel Oil | 125 | 160 | N | N | N |  | 0.13 |  | 0.0004 | 18 | SESARM Composite Nonpeaking | SESARM Composite Nonpeaking | SESARM_comp_nonpeak
2144_G_7 | South | MO | 29195 | 2144 | 7 | MARSHALL MUNICIPAL UTILITIES | 7593811 | 11517913 | 11415812 | 24579314 | 20200401 | 221112 | Combustion Turbine | Distillate Fuel Oil | 125 | 160 | N | N | N | oil | 0.13 | 0.0022 |  |  | South Oil Peaking | South Oil Peaking | South_oil_peak
| South | LA | 22051 |  |  | Entergy Louisiana LLC - Ninemile Point Electric Generating Plant | 5521211 | 111379613 | 114614312 | 157340614 | 20200102 | 221112 |  |  | 125 | 160 |  | N | Y | oil | 0.13 | 0.01 | 0.01 | 52
| West | NV | 32003 |  |  | Nevada Cogeneration Associates #2 | 7758511 | 67157613 | 1753512 | 92568514 | 20200101 | 22111 |  |  | 125 | 160 |  | N | Y | oil | 0.13 | 0.01 | 0.01
| West | NV | 32003 |  |  | Nevada Cogeneration Associates #2 | 7758511 | 67158113 | 1753512 | 92569014 | 20200101 | 22111 |  |  | 125 | 160 |  | N | Y | oil | 0.13 | 0.01 | 0.01
| West North Central | NE | 31111 |  |  | NPPD Gerald Gentleman Station | 7766511 | 91097113 | 1653712 | 123566214 | 20200102 | 221112 |  |  | 125 | 790 |  | N | Y | oil | 0.13 | 0.010232 | 0.01
| South | OK | 40145 |  |  | ONETA PWR LLC | 8350011 | 72371113 | 66499312 | 100169814 | 20200102 | 221112 |  |  | 125 | 160 |  | N | Y | oil | 0.13 | 0.009 | 0.008 | 28
| Northwest | WA | 53015 |  |  | Mint Farm Generating Station | 12579611 | 63834513 | 58405912 | 88394314 | 20200102 | 221112 |  |  | 125 | 160 |  | N | Y | oil | 0.13 | 0.02 | 0.0001
| West North Central | IA | 19193 |  |  | MIDAMERICAN ENERGY CO - GEORGE NEAL SOUTH | 2943511 | 38609713 | 36903112 | 38480114 | 20200102 | 221112 |  |  | 125 | 160 |  | N | Y | oil | 0.12986 | 0.0091375 | 0.0085355 | 21
| West North Central | IA | 19153 |  |  | MIDAMERICAN ENERGY CO - PLEASANT HILL/GDMEC | 3164811 | 67980613 | 62492312 | 93791914 | 20100102 | 221112 |  |  | 125 | 160 |  | N | Y | oil | 0.12921 | 0.0022273 | 0.0020798 | 16
| South | TX | 48027 |  |  | PANDA TEMPLE POWER STATION | 16861111 | 113224313 | 116341612 | 160011314 | 20200107 | 22111 |  |  | 125 | 160 |  | N | Y | oil | 0.129 | 0.0009 | 0.0004 | 13
| South | TX | 48215 |  |  | RED GATE POWER PLANT | 17910611 | 126703613 | 128295812 | 181985014 | 20200401 | 22111 |  |  | 125 | 160 |  | N | Y | oil | 0.1288 | 0.0022 |  | 9
| South | KS | 20185 |  |  | St. John Mun. Power Plant | 3857811 | 37475013 | 112293512 | 39676914 | 20200401 | 221112 |  |  | 125 | 160 |  | N | Y | oil | 0.12795 | 0.0028716 | 6.4371e-05 | 1
| South | TX | 48503 |  |  | GRAHAM STEAM ELECTRIC STATION | 8532511 | 92268713 | 89291912 | 125904414 | 20100102 | 22111 |  |  | 125 | 160 |  | N | Y | oil | 0.1279 | 0.009 | 0.0085 | 25
| South | MO | 29161 |  |  | ROLLA MUNICIPAL UTILITIES MULTIPLE PEAKING PLANTS | 6731711 | 59098913 | 58094012 | 88152914 | 20200401 | 221112 |  |  | 125 | 160 |  | N | Y | oil | 0.1276 | 0.0038 | 0.00275
| South | MO | 29161 |  |  | ROLLA MUNICIPAL UTILITIES MULTIPLE PEAKING PLANTS | 6731711 | 59098913 | 58094112 | 88152914 | 20200401 | 221112 |  |  | 125 | 160 |  | N | Y | oil | 0.1276 | 0.0038 | 0.00275
2222_G_2 | West North Central | NE | 31071 | 2222 | 2 | Burwell Light Plant | 6714511 | 12865413 | 12757312 | 21347414 | 20200401 | 221112 | Combustion Turbine | Distillate Fuel Oil | 125 | 160 | N | N | N | oil | 0.1275 | 0.001895 | 0.019665 |  | West North Central Oil Peaking | West North Central Oil Peaking | West North Central_oil_peak
| LADCO | IL | 17089 |  |  | Rocky Road Power LLC | 1786811 | 110384113 | 114008812 | 156211014 | 20100101 | 221112 |  |  | 125 | 160 |  | N | Y | oil | 0.12735 | 0.0006 | 9e-05 | 6
3295_G_GT3 | SESARM | SC | 45003 | 3295 | GT3 | SCE&G URQUHART | 5045611 | 32105213 | 30726512 | 12473814 | 20100101 | 221112 | Combustion Turbine | Natural Gas, Distillate Fuel Oil | 125 | 120 | N | N | N | oil | 0.12725 | 0.0016007 | 0.00021907 | 2 | SESARM Oil Peaking | SESARM Oil Peaking | SESARM_oil_peak
56053_G_2 | LADCO | IL | 17023 | 56053 | 2 | City of Casey | 1929611 | 41598513 | 87474212 | 46152114 | 20200401 | 221112 | Combustion Turbine | Distillate Fuel Oil | 125 | 160 | N | N | N | oil | 0.12724 | 0.0019 | 7.05e-05 | 11 | LADCO Oil Peaking | LADCO Oil Peaking | LADCO_oil_peak
|  | AK | 02220 |  |  | Jarvis St. Diesel Plant | 17048211 | 112528013 | 115512212 | 158859814 | 20100101 | 221112 |  |  |  | 120 |  | N | Y | oil | 0.38 | 0.043155 | 0
56053_G_2 | LADCO | IL | 17023 | 56053 | 2 | City of Casey | 1929611 | 41598513 | 39668312 | 46152114 | 20200401 | 221112 | Combustion Turbine | Distillate Fuel Oil | 125 | 160 | N | N | N | oil | 0.12724 | 0.0019 | 7.05e-05 | 11 | LADCO Oil Peaking | LADCO Oil Peaking | LADCO_oil_peak
| South | TX | 48331 |  |  | SANDOW STEAM ELECTRIC STATION | 4204811 | 35746313 | 34034912 | 5715214 | 20200102 | 22111 |  |  | 125 | 160 |  | N | Y | oil | 0.1272 | 0.0089 | 0.0084 | 42
| MANE-VU | CT | 09001 |  |  | WATERSIDE POWER LLC | 14623611 | 88749113 | 85117412 | 120548714 | 20200102 | 221112 |  |  | 125 | 160 |  | N | Y | oil | 0.12684 | 0.008925 | 0.008337
2120_G_8 | South | MO | 29033 | 2120 | 8 | CARROLLTON MUNICIPAL UTILITIES | 7326011 | 11021513 | 10975012 | 25216314 | 20100102 | 221112 | Combustion Turbine | Natural Gas, Distillate Fuel Oil | 125 | 160 | N | N | N | oil | 0.1268 | 0.0029 | 0.0083 |  | South Gas Peaking | South Gas Peaking | South_gas_peak
| West | CA | 06001 |  |  | 808 RENEWABLE ENERGY | 10472611 | 52425113 | 76272112 | 68728214 | 20300204 | 221112 |  |  | 125 | 160 |  | N | Y | gas | 0.12666 | 0.026473 | 0.00077698 | 3120
| MANE-VU | NY | 36085 |  |  | ARTHUR KILL GENERATING STATION | 7844111 | 3597613 | 58829112 | 20684814 | 20200102 | 221112 |  |  | 125 | 160 |  | N | Y | oil | 0.1265 | 0.009 | 0.0085
| West North Central | IA | 19017 |  |  | WAVERLY LIGHT & POWER - NORTH & SOUTH PLANTS | 9658911 | 111633413 | 114887612 | 157839014 | 20200401 | 221112 |  |  | 125 | 160 |  | N | Y | oil | 0.1263 | 0.0021748 | 5.9205e-05 | 4
| South | OK | 40023 |  |  | HUGO GNRTNG STA | 8449511 | 88767113 | 85626112 | 121478814 | 20100107 | 221112 |  |  | 125 | 160 |  | N | Y | oil | 0.126 | 0.002 | 0.004 | 41
| West North Central | WY | 56037 |  |  | Jim Bridger Plant | 3962711 | 120547713 | 122581512 | 172173414 | 20200401 | 221112 |  |  | 125 | 160 |  | N | Y | oil | 0.12573 | 0.0026215 | 0.00214 | 11
| West North Central | IA | 19033 |  |  | IPL - EMERY GENERATING STATION | 10702411 | 58601613 | 54515412 | 77313714 | 20100102 | 221112 |  |  | 125 | 160 |  | N | Y | oil | 0.12563 | 0.005824 | 0.0082576 | 29
| SESARM | KY | 21223 |  |  | Louisville Gas & Electric Co - Trimble Co Generating Station | 5742811 | 86767013 | 82895512 | 117373514 | 20200102 | 221112 |  |  | 125 | 999 |  | N | Y | oil | 0.12557 | 0.0016403 | 0.0031171
| West | CA | 06085 |  |  | AIR SYSTEMS INC | 9943911 | 54412113 | 75115712 | 68683414 | 20300204 | 221112 |  |  |  | 120 |  | N | Y | gas | 0.12544 | 0.0073633 | 0.00041926 | 8736
50458_G_GEN2 | MANE-VU | NY | 36091 | 50458 | GEN2 | INDECK-CORINTH ENERGY CENTER | 7819511 | 3429213 | 58898512 | 88995214 | 20200102 | 221112 | Combined Cycle | Natural Gas, Distillate Fuel Oil | 125 | 140 | Y | N | N | oil | 0.12522 | 0.0088025 | 0.0082345 |  | daily flat | diurnal flat | MANE-VU_comp_peak
| MANE-VU | CT | 09015 |  |  | LAKE ROAD GENERATING CO, L.P. | 844711 | 46196813 | 43866512 | 48273614 | 20200102 | 221112 |  |  | 125 | 160 |  | N | Y | oil | 0.12503 | 0.0087975 | 0.0082179
2144_G_8 | South | MO | 29195 | 2144 | 8 | MARSHALL MUNICIPAL UTILITIES | 7593811 | 11518113 | 11415512 | 24579114 | 20200401 | 221112 | Combustion Turbine | Distillate Fuel Oil | 125 | 160 | N | N | N | oil | 0.1245 | 0.0021 |  |  | South Oil Peaking | South Oil Peaking | South_oil_peak
| South | AR | 05059 |  |  | AECC Magnet Cove Generating Station | 10504211 | 122179213 | 124512012 | 174154614 | 20200102 | 221112 |  |  | 125 | 160 |  | N | Y | oil | 0.12423 | 0.0088776 | 0.00909 | 30
| West | CA | 06075 |  |  | PACIFIC GAS & ELECTRIC COMPANY | 3335911 | 100370813 | 98673512 | 140568114 | 20100102 | 221112 |  |  |  | 999 |  | N | Y | oil | 0.12422 | 0.0017793 | 0.00014138 | 8736
| West | CA | 06075 |  |  | PACIFIC GAS & ELECTRIC COMPANY | 3335911 | 100370913 | 98673612 | 140568214 | 20100102 | 221112 |  |  |  | 999 |  | N | Y | oil | 0.12422 | 0.0017793 | 0.00014138 | 8736
|  | AK | 02220 |  |  | Jarvis St. Diesel Plant | 17048211 | 112527713 | 115511512 | 158859514 | 20100102 | 221112 |  |  |  | 160 |  | N | Y | oil | 0.36 | 0 | 0
| LADCO | MI | 26147 |  |  | ST. CLAIR / BELLE RIVER POWER PLANT | 7239111 | 107290413 | 7459512 | 151946714 | 20200401 | 221112 |  |  | 125 | 100 |  | N | Y | oil | 0.12415 | 0.00214 | 6e-05 | 3
| South | OK | 40097 |  |  | CHOUTEAU POWER PLANT | 8350611 | 909713 | 835512 | 16381314 | 20200401 | 221112 |  |  | 125 | 160 |  | N | Y | oil | 0.124 | 0.002 | 0.002 | 15
| West North Central | IA | 19153 |  |  | MIDAMERICAN ENERGY CO - PLEASANT HILL/GDMEC | 3164811 | 38776013 | 37056912 | 120699514 | 20200102 | 221112 |  |  | 125 | 160 |  | N | Y | oil | 0.12382 | 0.0087125 | 0.0014452 | 13
59391_G_ENG09 | South | TX | 48215 | 59391 | ENG09 | RED GATE POWER PLANT | 17910611 | 126704513 | 128295212 | 181985914 | 20100202 | 22111 | Combustion Turbine | Natural Gas, Distillate Fuel Oil | 125 | 160 | N | N | N | gas | 0.1238 | 0.0448 |  | 289 | South Gas Peaking | South Gas Peaking | South_gas_peak
50290_B_2 | MANE-VU | MA | 25023 | 50290 | 2 | SEMASS PARTNERSHIP | 8127611 | 87460813 | 83698612 | 118552414 | 10100501 | 562213 | Municipal Solid Waste | MSW | 103 | 100 | N | Y | N |  | 0.1232 | 0.00606 | 0.1306 |  | daily flat | diurnal flat | MANE-VU_other_nonpeak
969_G_5 | LADCO | IL | 17139 | 969 | 5 | Sullivan Power Plant | 4657211 | 28182213 | 27025612 | 42928114 | 20200401 | 221112 | Combustion Turbine | Distillate Fuel Oil | 125 | 160 | N | N | N | oil | 0.12315 | 0.0021 | 5.8e-05 | 6 | LADCO Oil Peaking | LADCO Oil Peaking | LADCO_oil_peak
| MANE-VU | PA | 42095 |  |  | NORTHAMPTON GEN CO/NORTHAMPTON | 6558911 | 17966913 | 17460712 | 13499914 | 20100102 | 221112 |  |  | 125 | 100 |  | N | Y | oil | 0.1225 | 0.00495 | 0.0081 | 22
|  | AK | 02150 |  |  | Kodiak (Tagura) Generating Station | 10585911 | 52243413 | 51108412 | 71623114 | 20100102 | 221112 |  |  | 125 | 160 |  | N | Y | oil | 0.35 | 0.0097663 | 0 | 8736
| LADCO | IN | 18125 |  |  | Indianapolis Power and Light Petersburg | 7362411 | 100794213 | 87276612 | 141256114 | 20100101 | 221112 |  |  | 125 | 999 |  | N | Y | oil | 0.122 | 0.00154 | 0.14
55853_G_2b | West | CA | 06065 |  |  | INLAND EMPIRE ENERGY CENTER, LLC | 13483911 | 76271913 | 104263312 | 113392214 | 20100102 | 221112 |  |  | 125 | 160 |  | N | N | oil | 0.12194 | 0.0084226 | 5e-05 | 8736 | West Composite Peaking | West Composite Peaking | West_comp_peak
| MANE-VU | VA | 51001 |  |  | Calpine Mid-Atlantic Generation LLC -Tasley | 6960711 | 125538213 | 127391112 | 180289814 | 20100107 | 221112 |  |  | 125 | 160 |  | N | Y | oil | 0.12175 | 0.0018225 | 3.0743e-05
| South | KS | 20139 |  |  | Burlingame Mun. Power Plant | 4675611 | 28173313 | 112305912 | 37679914 | 20200402 | 221112 |  |  | 125 | 160 |  | N | Y | oil | 0.1211 | 0.0036316 | 4.02e-06 | 8736
2218_G_1 | West North Central | NE | 31057 |  |  | Benkelman Municipal Power | 6712511 | 12869613 | 12761312 | 24524414 | 20100102 | 221112 |  |  | 125 | 160 |  | N | N | oil | 0.121 | 0.0021512 | 0.019 |  | West North Central Oil Peaking | West North Central Oil Peaking | West North Central_oil_peak
59391_G_ENG08 | South | TX | 48215 | 59391 | ENG08 | RED GATE POWER PLANT | 17910611 | 126704413 | 128295112 | 181985814 | 20100202 | 22111 | Combustion Turbine | Natural Gas, Distillate Fuel Oil | 125 | 160 | N | N | N | gas | 0.121 | 0.0438 |  | 294 | South Gas Peaking | South Gas Peaking | South_gas_peak
3295_G_GT3 | SESARM | SC | 45003 | 3295 | GT3 | SCE&G URQUHART | 5045611 | 32105213 | 30726512 | 96351014 | 20100201 | 221112 | Combustion Turbine | Natural Gas, Distillate Fuel Oil | 125 | 120 | N | N | N | gas | 0.12094 | 0.0024943 | 0.0012849 | 4 | SESARM Oil Peaking | SESARM Oil Peaking | SESARM_oil_peak
| West | CA | 06013 |  |  | NEW CINGULAR WIRELESS DBA AT&T MOBILITY | 13780811 | 100482613 | 99384012 | 140735014 | 20100102 | 221112 |  |  |  | 999 |  | N | Y | oil | 0.12093 | 0.0033874 | 0.00014766 | 8736
| West | NV | 32029 |  |  | TRACY GENERATING STATION | 7302811 | 111114613 | 114195212 | 156892214 | 20200102 | 221112 |  |  | 125 | 160 |  | N | Y | oil | 0.1209 | 0.0083893 | 0.0079538
| West North Central | IA | 19155 |  |  | WALTER SCOTT JR ENERGY CTR | 2992611 | 67983213 | 62492912 | 93796414 | 20200102 | 221112 |  |  | 125 | 160 |  | N | Y | oil | 0.1208 | 0.0085 | 0.001424 | 26
| South | KS | 20141 |  |  | Osborne Mun. Power Plant | 4893911 | 30469413 | 112304312 | 37622614 | 20200402 | 221112 |  |  | 125 | 160 |  | N | Y | oil | 0.12013 | 0.0036023 | 3.9876e-06 | 4368
| South | MO | 29161 |  |  | ROLLA MUNICIPAL UTILITIES MULTIPLE PEAKING PLANTS | 6731711 | 59098413 | 58094812 | 88152514 | 20200401 | 221112 |  |  | 125 | 160 |  | N | Y | oil | 0.12005 | 0.00357 | 0.002584
2310_G_5 | West North Central | NE | 31155 | 2310 | 5 | Wahoo Power Plant | 7644211 | 12526113 | 12452012 | 24515514 | 20200402 | 926130 | Combustion Turbine | Natural Gas, Distillate Fuel Oil | 125 | 160 | N | N | N |  | 0.12 | 0.0015525 | 1e-07 |  | West North Central Composite Nonpeaking | West North Central Composite Nonpeaking | West North Central_comp_nonpeak
3118_G_D | MANE-VU | PA | 42063 | 3118 | D | GENON NE MGMT CO/CONEMAUGH PLT | 2905911 | 38673213 | 36955512 | 93066214 | 20100102 | 221112 | Combustion Turbine | Distillate Fuel Oil | 125 | 160 | N | N | N | oil | 0.12 |  |  | 3 | MANE-VU Oil Peaking | MANE-VU Oil Peaking | MANE-VU_oil_peak
| MANE-VU | MA | 25001 |  |  | NRG CANAL LLC | 7718511 | 87719013 | 83873212 | 119017714 | 20100102 | 221112 |  |  | 125 | 160 |  | N | Y | oil | 0.12 | 0.0049477 | 0.0129
| South | LA | 22051 |  |  | Entergy Louisiana LLC - Ninemile Point Electric Generating Plant | 5521211 | 111379513 | 114614212 | 157340514 | 20200102 | 221112 |  |  | 125 | 160 |  | N | Y | oil | 0.12 | 0.01 | 0.01 | 52
| MANE-VU | PA | 42063 |  |  | SEWARD GENERATING STATION | 3005111 | 113908313 | 116534312 | 160260614 | 20200102 | 221112 |  |  | 125 | 160 |  | N | Y | oil | 0.12 | 0.010232 | 0.01 | 93
| MANE-VU | NJ | 34023 |  |  | EFS Parlin Holdings, LLC | 6719511 | 12844213 | 61234712 | 20039714 | 20200102 | 221112 |  |  | 125 | 160 |  | N | Y | oil | 0.12 | 0.01 | 0.009
| SESARM | MS | 28089 |  |  | Canton Municipal Utilities | 7071311 | 14153813 | 13949912 | 27414814 | 20100102 | 221112 |  |  | 125 | 160 |  | N | Y | oil | 0.12 | 0 | 0 | 12
| SESARM | MS | 28033 |  |  | TVA Southaven Combined Cycle Plant | 7184711 | 63442613 | 14077012 | 87389014 | 20100102 | 221112 |  |  | 125 | 160 |  | N | Y | oil | 0.12 | 0.01 | 0 | 500
| South | LA | 22051 |  |  | Entergy Louisiana LLC - Ninemile Point Electric Generating Plant | 5521211 | 111379013 | 114613712 | 157340014 | 20200102 | 221112 |  |  | 125 | 160 |  | N | Y | oil | 0.12 |  |  | 52
| LADCO | IL | 17057 |  |  | Illinois Power Resources Generating LLC | 3206511 | 125331313 | 127155612 | 179111414 | 20200102 | 221112 |  |  | 125 | 999 |  | N | Y | oil | 0.1197 | 0.0084 | 0.007875 | 18
| LADCO | MI | 26017 |  |  | Consumers Energy Karn-Weadock Facility | 8172811 | 82867913 | 4368512 | 106535914 | 20200102 | 221112 |  |  | 125 | 999 |  | N | Y | oil | 0.1196 | 0.0086104 | 0.00786 | 52
| West | CA | 06075 |  |  | PACIFIC GAS & ELECTRIC COMPANY | 3335911 | 100370613 | 98673412 | 140567914 | 20100102 | 221112 |  |  |  | 999 |  | N | Y | oil | 0.11944 | 0.0017108 | 0.00013594 | 8736
| West | CA | 06075 |  |  | PACIFIC GAS & ELECTRIC COMPANY | 3335911 | 100370713 | 98673912 | 140568014 | 20100102 | 221112 |  |  |  | 999 |  | N | Y | oil | 0.11944 | 0.0017108 | 0.00013594 | 8736
| South | KS | 20201 |  |  | Washington Mun. Power Plant | 4126811 | 34105013 | 112290812 | 39228014 | 20200401 | 221112 |  |  | 125 | 160 |  | N | Y | oil | 0.11925 | 0.0026765 | 5.9997e-05 | 1
| MANE-VU | MA | 25025 |  |  | MYSTIC STATION | 7240911 | 87693213 | 83855812 | 118974314 | 20100102 | 221112 |  |  | 125 | 160 |  | N | Y | oil | 0.119 | 0.0090349 | 0.0003
|  | AK | 02150 |  |  | Nyman Power Plant | 10698011 | 58588413 | 54316212 | 76977014 | 20100102 | 221112 |  |  | 125 | 160 |  | N | Y | oil | 0.32 | 0 | 0 | 8736
| West North Central | IA | 19013 |  |  | MIDAMERICAN ENERGY CO - WATERLOO LUNDQUIST STA. | 7889311 | 2744913 | 2661712 | 40696914 | 20100102 | 221112 |  |  | 125 | 160 |  | N | Y | oil | 0.11898 | 0.0034174 | 0.00010185 | 8
| South | MO | 29161 |  |  | ROLLA MUNICIPAL UTILITIES MULTIPLE PEAKING PLANTS | 6731711 | 59098713 | 58093312 | 88152614 | 20200401 | 221112 |  |  | 125 | 160 |  | N | Y | oil | 0.11878 | 0.003525 | 0.00255
| South | MO | 29161 |  |  | ROLLA MUNICIPAL UTILITIES MULTIPLE PEAKING PLANTS | 6731711 | 59098713 | 58093412 | 88152614 | 20200401 | 221112 |  |  | 125 | 160 |  | N | Y | oil | 0.11878 | 0.003525 | 0.00255
| South | MO | 29161 |  |  | ROLLA MUNICIPAL UTILITIES MULTIPLE PEAKING PLANTS | 6731711 | 59098713 | 58093212 | 88152614 | 20200401 | 221112 |  |  | 125 | 160 |  | N | Y | oil | 0.11878 | 0.003525 | 0.00255
| South | MO | 29161 |  |  | ROLLA MUNICIPAL UTILITIES MULTIPLE PEAKING PLANTS | 6731711 | 59098713 | 58093512 | 88152614 | 20200401 | 221112 |  |  | 125 | 160 |  | N | Y | oil | 0.11878 | 0.003525 | 0.00255
| Northwest | ID | 16075 |  |  | IDAHO POWER CO - LANGLEY GULCH POWER PLANT | 16971311 | 111578513 | 114807512 | 157740614 | 20200102 | 221112 |  |  | 125 | 160 |  | N | Y | oil | 0.11844 | 0.0083261 | 0.007789 | 26
2115_G_SG2 | South | MO | 29013 | 2115 | SG2 | BUTLER MUNICIPAL POWER PLANT-BUTLER | 7131711 | 14438213 | 14170212 | 25385314 | 20300101 | 221112 | Combustion Turbine | Distillate Fuel Oil | 125 | 160 | N | N | N | oil | 0.1182 | 0.0103 | 0.0344 |  | South Oil Peaking | South Oil Peaking | South_oil_peak
| LADCO | IL | 17135 |  |  | Illinois Power Generating Co | 7340311 | 125359013 | 127183412 | 179141414 | 20200102 | 221112 |  |  | 125 | 999 |  | N | Y | oil | 0.11812 | 0.0021 | 5.5e-05 | 5
1910_G_2 | LADCO | MN | 27009 | 1910 | 2 | Xcel Energy - Granite City Generating | 6190211 | 15246413 | 14913312 | 29277914 | 20100201 | 221112 | Combustion Turbine | Natural Gas, Distillate Fuel Oil | 125 | 120 | N | N | N | gas | 0.1173 | 0.00013614 | 0.001222 |  | LADCO Gas Peaking | LADCO Gas Peaking | LADCO_gas_peak
2115_G_SG1 | South | MO | 29013 | 2115 | SG1 | BUTLER MUNICIPAL POWER PLANT-BUTLER | 7131711 | 14437613 | 14170312 | 25385914 | 20300101 | 221112 | Combustion Turbine | Distillate Fuel Oil | 125 | 160 | N | N | N | oil | 0.1172 | 0.0102 | 0.0342 |  | South Oil Peaking | South Oil Peaking | South_oil_peak
| South | TX | 48187 |  |  | RIO NOGALES POWER PLANT | 7720411 | 122865113 | 125024212 | 174899914 | 20100102 | 22111 |  |  | 125 | 160 |  | N | Y | oil | 0.1172 | 0.008106 | 0.0077 | 11
7018_G_12 | South | KS | 20133 | 7018 | 12 | Chanute Mun. Power Plant #3 | 5414611 | 27354213 | 26249312 | 37690014 | 20200401 | 221112 | Combustion Turbine | Distillate Fuel Oil | 125 | 160 | N | N | N | oil | 0.11686 | 0.0020305 | 5.5328e-05 | 864 | South Oil Peaking | South Oil Peaking | South_oil_peak
| South | MO | 29161 |  |  | ROLLA MUNICIPAL UTILITIES MULTIPLE PEAKING PLANTS | 6731711 | 59098413 | 58094712 | 88152514 | 20200401 | 221112 |  |  | 125 | 160 |  | N | Y | oil | 0.11652 | 0.003465 | 0.002508
| South | MO | 29161 |  |  | ROLLA MUNICIPAL UTILITIES MULTIPLE PEAKING PLANTS | 6731711 | 59098413 | 58094612 | 88152514 | 20200401 | 221112 |  |  | 125 | 160 |  | N | Y | oil | 0.11652 | 0.003465 | 0.002508
| West North Central | IA | 19097 |  |  | MAQUOKETA MUNICIPAL ELEC UTILITY | 12806911 | 67853413 | 62401312 | 93624814 | 20200402 | 221112 |  |  | 125 | 160 |  | N | Y | oil | 0.11638 | 0.0023966 | 4.3105e-05 | 5
2144_G_9 | South | MO | 29195 | 2144 | 9 | MARSHALL MUNICIPAL UTILITIES | 7593811 | 11517313 | 11415612 | 24580114 | 20200401 | 221112 | Combustion Turbine | Distillate Fuel Oil | 125 | 160 | N | N | N | oil | 0.116 | 0.002 |  |  | South Oil Peaking | South Oil Peaking | South_oil_peak
| Southwest | UT | 49049 |  |  | Springville City Corporation- Whitehead Power Plant | 6983111 | 72062913 | 66189612 | 99799914 | 20200202 | 22111 |  |  | 125 | 290 |  | N | Y | gas | 0.11581 | 0.003145 | 0.000224 | 1
| MANE-VU | NY | 36029 |  |  | INDECK-YERKES ENERGY SERVICES | 8504111 | 64154413 | 58916212 | 89022714 | 20100107 | 221112 |  |  | 125 | 999 |  | N | Y | oil | 0.1157 | 0.0075 | 0.007
|  | AK | 02020 |  |  | George Sullivan Plant Two | 662011 | 46423113 | 44102412 | 88801614 | 20100101 | 221112 |  |  | 125 | 120 |  | N | Y | oil | 0.3 | 0 | 0.04
| South | OK | 40143 |  |  | GREEN COUNTRY ENERGY PROJECT | 7218011 | 10019513 | 9864012 | 15979314 | 20100102 | 221112 |  |  | 125 | 160 |  | N | Y | oil | 0.115 | 0.008 | 0.008 | 7
59391_G_ENG07 | South | TX | 48215 | 59391 | ENG07 | RED GATE POWER PLANT | 17910611 | 126704313 | 128295012 | 181985714 | 20100202 | 22111 | Combustion Turbine | Natural Gas, Distillate Fuel Oil | 125 | 160 | N | N | N | gas | 0.1149 | 0.0416 |  | 270 | South Gas Peaking | South Gas Peaking | South_gas_peak
2115_G_NG2 | South | MO | 29013 | 2115 | NG2 | BUTLER MUNICIPAL POWER PLANT-BUTLER | 7131711 | 14438113 | 14170412 | 25385414 | 20300101 | 221112 | Combustion Turbine | Distillate Fuel Oil | 125 | 160 | N | N | N | oil | 0.1148 | 0.01 | 0.0334 |  | South Oil Peaking | South Oil Peaking | South_oil_peak
| MANE-VU | VA | 51175 |  |  | Dominion - Southampton Power Station | 6634511 | 17155413 | 16683512 | 640014 | 20200102 | 221112 |  |  | 125 | 160 |  | N | Y | oil | 0.11476 | 0.008246 | 4.047e-05
| SESARM | WV | 54053 |  |  | APPALACHIAN POWER - MOUNTAINEER PLANT | 6760811 | 122140913 | 124458212 | 174060214 | 20100102 | 221112 |  |  | 125 | 160 |  | N | Y | oil | 0.1147 |  | 0.0006 | 36
| MANE-VU | RI | 44005 |  |  | TIVERTON POWER | 3038311 | 103278113 | 106961812 | 145968514 | 20200102 | 221112 |  |  | 125 | 999 |  | N | Y | oil | 0.1145 | 0.008 | 0.0075
| MANE-VU | VA | 51029 |  |  | Dominion - Bear Garden CT Station | 15432111 | 96380513 | 93491412 | 134534214 | 20100107 | 221112 |  |  | 125 | 290 |  | N | Y | oil | 0.1142 | 0.00028 | 1.646e-05
| West North Central | IA | 19017 |  |  | WAVERLY LIGHT & POWER - NORTH & SOUTH PLANTS | 9658911 | 111633213 | 114887412 | 157838614 | 20200401 | 221112 |  |  | 125 | 160 |  | N | Y | oil | 0.11416 | 0.0019657 | 5.3512e-05 | 5
| LADCO | IL | 17193 |  |  | Carmi Light & Water | 5575611 | 60351313 | 55788012 | 86481714 | 20100101 | 221112 |  |  | 125 | 160 |  | N | Y | oil | 0.11378 | 0.0079 | 0.007483 | 5
| LADCO | IL | 17023 |  |  | City of Casey | 1929611 | 59347813 | 87474412 | 85436214 | 20200401 | 221112 |  |  | 125 | 160 |  | N | Y | oil | 0.11373 | 0.0017 | 6.3e-05 | 11
| LADCO | IL | 17023 |  |  | City of Casey | 1929611 | 59347813 | 55935612 | 85436214 | 20200401 | 221112 |  |  | 125 | 160 |  | N | Y | oil | 0.11373 | 0.0017 | 6.3e-05 | 11
| Southwest | AZ | 04013 |  |  | Mesquite Generating Station | 10704311 | 58713813 | 109281712 | 77157814 | 20200102 | 221112 |  |  | 125 | 160 |  | N | Y | oil | 0.1135 | 0.007813 | 0.0075
2115_G_NG1 | South | MO | 29013 | 2115 | NG1 | BUTLER MUNICIPAL POWER PLANT-BUTLER | 7131711 | 14438313 | 14170912 | 25385214 | 20300101 | 221112 | Combustion Turbine | Distillate Fuel Oil | 125 | 160 | N | N | N | oil | 0.1133 | 0.0099 | 0.033 |  | South Oil Peaking | South Oil Peaking | South_oil_peak
| LADCO | MN | 27141 |  |  | Xcel Energy - Sherburne Generating Plant | 6990811 | 15177313 | 14826812 | 27487114 | 20200102 | 221112 |  |  | 125 | 160 |  | N | Y | oil | 0.1133 | 0.0081685 | 0.007444
6515_G_GT2 | Southwest | AZ | 04023 | 6515 | GT2 | VALENCIA POWER PLANT | 1032911 | 48098613 | 45645012 | 61004914 | 20100101 | 221112 | Combustion Turbine | Natural Gas, Distillate Fuel Oil | 125 | 120 | N | N | N | oil | 0.1127 | 0.00024666 | 0.0039 | 8736 | Southwest Gas Peaking | Southwest Gas Peaking | Southwest_gas_peak
| South | TX | 48351 |  |  | COTTONWOOD ENERGY CO LP | 9118811 | 54776313 | 51771812 | 75622514 | 20200102 | 22111 |  |  | 125 | 160 |  | N | Y | oil | 0.1127 | 0.008 | 0.0075 | 22
| LADCO | MI | 26099 |  |  | DTE Electric Company - Northeast Peaking Facility | 5689511 | 107244013 | 22136812 | 151878014 | 20100201 | 221112 |  |  | 125 | 120 |  | N | Y | gas | 0.1126 | 0.002325 | 0.0002 | 5
|  | AK | 02020 |  |  | Hank Nikkels Plant One | 662211 | 109320913 | 112899712 | 154994114 | 20100102 | 221112 |  |  | 125 | 160 |  | N | Y | oil | 0.29 | 0.01 | 0
2299_G_3 | West North Central | NE | 31181 | 2299 | 3 | Red Cloud Municipal Plant | 7515011 | 12751813 | 12660812 | 21283214 | 20100102 | 221112 | Combustion Turbine | Natural Gas, Distillate Fuel Oil | 125 | 160 | N | N | N | oil | 0.1125 | 0.014058 | 0.013 |  | West North Central Oil Peaking | West North Central Oil Peaking | West North Central_oil_peak
| LADCO | IL | 17133 |  |  | Waterloo City Light Plant | 5546111 | 96544413 | 93620312 | 134705714 | 20100201 | 221112 |  |  | 125 | 120 |  | N | Y | gas | 0.11232 | 0.0067 | 0.003835 | 33
| South | KS | 20149 |  |  | Wamego Mun. Power Plant | 5406911 | 27604113 | 26492312 | 37543314 | 20200402 | 221112 |  |  | 125 | 160 |  | N | Y | oil | 0.11206 | 0.0033619 | 3.72e-06 | 18
| LADCO | MN | 27093 |  |  | Litchfield city of | 7137511 | 79604813 | 70679612 | 102780914 | 20100202 | 22111 |  |  | 125 | 160 |  | N | Y | gas | 0.1113 | 0.0091 | 7.891e-05
| West North Central | IA | 19181 |  |  | INDIANOLA MUNICIPAL UTILITIES | 15474111 | 108877913 | 112393812 | 154179014 | 20100102 | 221112 |  |  | 125 | 160 |  | N | Y | oil | 0.1111 | 0.0048608 | 0 | 1
| South | LA | 22001 |  |  | Rayne City of - Power Plant | 6082511 | 81389213 | 72487512 | 104849214 | 20200401 | 221112 |  |  | 125 | 160 |  | N | Y | oil | 0.111 | 0.0034585 | 0.035 | 8736
| LADCO | MN | 27043 |  |  | Blue Earth Light & Water | 7145411 | 126087013 | 127722212 | 181230314 | 20200401 | 221112 |  |  | 125 | 160 |  | N | Y | oil | 0.111 | 0.0019142 | 0.0003498
| West | CA | 06013 |  |  | MARTINEZ COGEN LIMITED PARTNERSHIP | 203111 | 51153213 | 75243412 | 60622214 | 20100102 | 221112 |  |  | 125 | 160 |  | N | Y | oil | 0.11096 | 0.0014848 | 5.1439e-05 | 192
4257_G_202 | MANE-VU | MD | 24041 | 4257 | 202 | Easton Utilities - Airport Park | 6415411 | 88029013 | 84217812 | 119450214 | 20100102 | 221112 | Combustion Turbine | Distillate Fuel Oil | 125 | 160 | N | N | N | oil | 0.1106 | 0.00193 | 0.0017 | 2080 | MANE-VU Oil Peaking | MANE-VU Oil Peaking | MANE-VU_oil_peak
4257_G_202 | MANE-VU | MD | 24041 | 4257 | 202 | Easton Utilities - Airport Park | 6415411 | 88029013 | 84217712 | 119450214 | 20100102 | 221112 | Combustion Turbine | Distillate Fuel Oil | 125 | 160 | N | N | N | oil | 0.1106 | 0.00193 | 0.0017 | 2080 | MANE-VU Oil Peaking | MANE-VU Oil Peaking | MANE-VU_oil_peak
| West North Central | IA | 19017 |  |  | WAVERLY LIGHT & POWER - NORTH & SOUTH PLANTS | 9658911 | 53723513 | 51521112 | 75489114 | 20200401 | 221112 |  |  | 125 | 160 |  | N | Y | oil | 0.11048 | 0.0031042 | 4.233e-05 | 4
55853_G_2a | West | CA | 06065 |  |  | INLAND EMPIRE ENERGY CENTER, LLC | 13483911 | 76271813 | 104263112 | 113392314 | 20100102 | 221112 |  |  | 125 | 140 |  | N | N | oil | 0.11021 | 0.0076103 | 5e-05 | 8736 | West Composite Peaking | West Composite Peaking | West_comp_peak
| South | TX | 48315 |  |  | WILKES POWER PLANT | 5613211 | 109974813 | 113346212 | 155637114 | 20100107 | 22111 |  |  | 125 | 160 |  | N | Y | oil | 0.11 | 0.01 | 0.01 | 50
| West | CA | 06033 |  |  | PACIFIC BELL | 49311 | 52035013 | 117171012 | 58760914 | 20100102 | 221112 |  |  |  | 160 |  | N | Y | oil | 0.11 | 0.00967 | 0.01 | 8736
| Southwest | CO | 08087 |  |  | ALTAGAS BRUSH ENERGY - 1500 S CLAYTON ST | 3936111 | 36928413 | 35185212 | 47669114 | 20200102 | 221112 |  |  | 125 | 160 |  | N | Y | oil | 0.11 | 0.004 | 0.01
| West | NV | 32003 |  |  | Las Vegas Power Company-Apex Generating Station | 9398511 | 55599413 | 51025412 | 68480814 | 20200102 | 22111 |  |  | 125 | 160 |  | N | Y | oil | 0.11 | 0.14 | 0.01
| SESARM | MS | 28107 |  |  | COOPERATIVE ENERGY, BATESVILLE GENERATING STATION | 6993011 | 64274613 | 14581612 | 89222814 | 20200102 | 221112 |  |  | 125 | 160 |  | N | Y | oil | 0.11 | 0.010232 | 0.01 | 500
| Southwest | CO | 08087 |  |  | ALTAGAS BRUSH ENERGY - 1500 S CLAYTON ST | 3936111 | 68809313 | 63176812 | 94790614 | 20200102 | 221112 |  |  | 125 | 160 |  | N | Y | oil | 0.11 | 0.01 | 0.01
| MANE-VU | MA | 25027 |  |  | MILLENNIUM POWER PARTNERS LP | 6066411 | 87811613 | 83939512 | 119182714 | 20200401 | 221112 |  |  | 125 | 160 |  | N | Y | oil | 0.11 | 0.0042419 | 0.007
| SESARM | MS | 28009 |  |  | TVA Magnolia Combined Cycle | 7037011 | 14201213 | 13982912 | 24863414 | 20200102 | 221112 |  |  | 125 | 160 |  | N | Y | oil | 0.11 | 0.010232 | 0 | 500
| West North Central | WY | 56023 |  |  | Naughton Plant | 8419211 | 124654713 | 122589512 | 177542514 | 20200102 | 221112 |  |  | 125 | 160 |  | N | Y | oil | 0.10967 | 0.007785 | 0.00725 | 27
943_G_2 | LADCO | IL | 17163 | 943 | 2 | Village of Freeburg | 4909511 | 31529313 | 30142012 | 43822114 | 20200401 | 221112 | Combustion Turbine | Natural Gas, Distillate Fuel Oil | 125 | 160 | N | N | N | oil | 0.1096 | 0.0018 | 5.1e-05 | 1 | LADCO Oil Peaking | LADCO Oil Peaking | LADCO_oil_peak
943_G_6 | LADCO | IL | 17163 | 943 | 6 | Village of Freeburg | 4909511 | 31529113 | 30141812 | 43822514 | 20200401 | 221112 | Combustion Turbine | Natural Gas, Distillate Fuel Oil | 125 | 160 | N | N | N | oil | 0.1096 | 0.0018 | 5.1e-05 | 1 | LADCO Oil Peaking | LADCO Oil Peaking | LADCO_oil_peak
| West | CA | 06081 |  |  | VISA LAND DEVELOPMENT II, L P | 14170711 | 120218813 | 121691612 | 170743114 | 20300101 | 221112 |  |  |  | 999 |  | N | Y | oil | 0.10955 | 0.001466 | 5.0786e-05 | 20
| LADCO | IL | 17073 |  |  | Geneseo Municipal Utilities | 2344911 | 59710713 | 38635412 | 85812914 | 20100102 | 221112 |  |  | 125 | 160 |  | N | Y | oil | 0.10868 | 0.0187 | 0.00051 | 26
| South | MO | 29077 |  |  | CITY UTILITIES OF SPRINGFIELD MISSOURI JAMES RIVER POWER PLANT | 7494511 | 91539213 | 88502512 | 124745014 | 20200102 | 221112 |  |  | 125 | 160 |  | N | Y | oil | 0.1084 | 0.0076 | 0.0071
| LADCO | IL | 17023 |  |  | City of Casey | 1929611 | 59348213 | 87474312 | 85436114 | 20200401 | 221112 |  |  | 125 | 160 |  | N | Y | oil | 0.10827 | 0.0016 | 6e-05 | 11
| LADCO | IL | 17023 |  |  | City of Casey | 1929611 | 59348213 | 55935212 | 85436114 | 20200401 | 221112 |  |  | 125 | 160 |  | N | Y | oil | 0.10827 | 0.0016 | 6e-05 | 11
2313_G_5 | West North Central | NE | 31039 |  |  | West Point Power Plant | 7460011 | 11696413 | 11601812 | 22110214 | 20200402 | 221118 |  |  | 125 | 160 |  | N | N |  | 0.10819 | 0.0006533 | 2.9e-05 |  | West North Central Composite Nonpeaking | West North Central Composite Nonpeaking | West North Central_comp_nonpeak
| West North Central | SD | 46051 |  |  | Otter Tail Power Company | 4962811 | 125577313 | 127456612 | 180593114 | 20100101 | 221112 |  |  | 125 | 160 |  | N | Y | oil | 0.108 | 0.002 | 0
| South | MO | 29019 |  |  | UNIVERSITY OF MISSOURI (MU) POWER PLANT | 7164611 | 14381813 | 14119612 | 25322414 | 20300101 | 221112 |  |  | 125 | 160 |  | N | Y | oil | 0.1078 | 0.0032 | 0.0073
2248_G_2 | West North Central | NE | 31105 | 2248 | 2 | Kimball Municipal Power Plant | 5280711 | 25619913 | 24573712 | 21762514 | 20200402 | 926130 | Combustion Turbine | Natural Gas, Distillate Fuel Oil | 125 | 160 | N | N | N |  | 0.1075 | 0.010145 |  |  | West North Central Composite Nonpeaking | West North Central Composite Nonpeaking | West North Central_comp_nonpeak
| West | CA | 06013 |  |  | PACIFIC BELL CORPORATION | 171311 | 51313213 | 48231412 | 59339014 | 20100102 | 221112 |  |  |  | 160 |  | N | Y | oil | 0.10674 | 0.0015142 | 8.5804e-05 | 12
50663_B_B200 | MANE-VU | VA | 51510 | 50663 | B200 | Covanta Alexandria/Arlington Inc | 4195111 | 33845713 | 32300912 | 2181414 | 10200501 | 562213 | Municipal Solid Waste | MSW | 103 | 100 | N | Y | N |  | 0.1065 | 0.0055787 | 0.018274 |  | daily flat | diurnal flat | MANE-VU_other_nonpeak
50663_B_B300 | MANE-VU | VA | 51510 | 50663 | B300 | Covanta Alexandria/Arlington Inc | 4195111 | 33845813 | 32301112 | 2181214 | 10200501 | 562213 | Municipal Solid Waste | MSW | 103 | 100 | N | Y | N |  | 0.1065 | 0.0063096 | 0.0088217 |  | daily flat | diurnal flat | MANE-VU_other_nonpeak
50663_B_B100 | MANE-VU | VA | 51510 | 50663 | B100 | Covanta Alexandria/Arlington Inc | 4195111 | 33845613 | 32301012 | 2181614 | 10200501 | 562213 | Municipal Solid Waste | MSW | 103 | 100 | N | Y | N |  | 0.1065 | 0.0055787 | 0.0069314 |  | daily flat | diurnal flat | MANE-VU_other_nonpeak
| LADCO | WI | 55073 |  |  | WISCONSIN PUBLIC SERVICE CORPORATION- WESTON PLANT | 7078511 | 65134913 | 59806612 | 90280614 | 20100102 | 221112 |  |  | 125 | 100 |  | N | Y | oil | 0.10626 | 0.0073021 | 0.0069842
| West North Central | WY | 56005 |  |  | Hartzog Generation Station | 12812611 | 120615013 | 122683912 | 172242114 | 20100201 | 221112 |  |  | 125 | 120 |  | N | Y | gas | 0.10585 | 0 | 0.0055222 | 29
| SESARM | SC | 45043 |  |  | SANTEE COOPER WINYAH GENERATING STATION | 6652811 | 91528713 | 64075812 | 124727514 | 20100102 | 221112 |  |  | 125 | 160 |  | N | Y | oil | 0.10584 | 0.0025814 | 0.00696 | 52
| SESARM | SC | 45021 |  |  | DUKE ENERGY CAROLINAS LLC MILL CREEK COM | 8421611 | 99911913 | 365412 | 139816214 | 20200102 | 221112 |  |  | 125 | 290 |  | N | Y | oil | 0.10584 | 0.00744 | 0.00696 | 24
2831_G_5 | LADCO | OH | 39017 | 2831 | 5 | Dicks Creek Energy Facility (1409010078) | 9303211 | 55575913 | 85927712 | 121890314 | 20100201 | 221112 | Combustion Turbine | Distillate Fuel Oil | 125 | 120 | N | N | N | gas | 0.1056 | 0.002178 | 0.001122 | 39 | LADCO Gas Peaking | LADCO Gas Peaking | LADCO_gas_peak
| MANE-VU | VA | 51740 |  |  | Portsmouth Genco LLC | 4938911 | 105523613 | 109052612 | 149801314 | 20200102 | 221112 |  |  | 125 | 999 |  | N | Y | oil | 0.1054 | 0.00748 | 5.5e-05
| West | CA | 06013 |  |  | NRG DELTA, LLC | 6530211 | 84083813 | 75825012 | 110016314 | 20300101 | 221112 |  |  | 125 | 160 |  | N | Y | oil | 0.10536 | 0.0073176 | 3.8324e-05 | 50
| South | MO | 29013 |  |  | BUTLER MUNICIPAL POWER PLANT-BUTLER | 7131711 | 14438013 | 14170612 | 25385514 | 20300101 | 221112 |  |  | 125 | 160 |  | N | Y | oil | 0.1042 | 0.0073 | 0.0245
| Southwest | UT | 49007 |  |  | Sunnyside Cogeneration Associates- Sunnyside Cogeneration Facility | 5066411 | 71991313 | 66106712 | 99725314 | 20200102 | 221112 |  |  | 125 | 290 |  | N | Y | oil | 0.10406 | 0.02706 | 0.028536 | 164
| Southwest | UT | 49007 |  |  | Sunnyside Cogeneration Associates- Sunnyside Cogeneration Facility | 5066411 | 71989913 | 66103312 | 99723914 | 20200102 | 221112 |  |  | 125 | 290 |  | N | Y | oil | 0.10406 | 0.022304 | 0.00738 | 164
969_G_1 | LADCO | IL | 17139 | 969 | 1 | Sullivan Power Plant | 4657211 | 28182813 | 27026312 | 42926914 | 20200401 | 221112 | Combustion Turbine | Natural Gas, Distillate Fuel Oil | 125 | 160 | N | N | N | oil | 0.10402 | 0.0017 | 4.9e-05 | 6 | LADCO Oil Peaking | LADCO Oil Peaking | LADCO_oil_peak
| Southwest | AZ | 04013 |  |  | Arlington Valley LLC | 546011 | 48317313 | 45805812 | 62304914 | 20300101 | 221112 |  |  | 125 | 160 |  | N | Y | oil | 0.10395 | 0.00605 | 0.034
3286_G_1 | SESARM | SC | 45053 | 3286 | 1 | SCE&G HARDEEVILLE | 4508311 | 27624213 | 26516112 | 14962014 | 20100101 | 221112 | Combustion Turbine | Distillate Fuel Oil | 125 | 120 | N | N | N | oil | 0.10383 | 0.00085 | 0.000238 | 1 | SESARM Oil Peaking | SESARM Oil Peaking | SESARM_oil_peak
| West | CA | 06097 |  |  | CITY OF SANTA ROSA UTILITIES DEPT | 9883211 | 54145613 | 98755512 | 68490414 | 20200102 | 221112 |  |  |  | 160 |  | N | Y | oil | 0.10375 | 0.0067882 | 4.5115e-05 | 100
| West | CA | 06071 |  |  | ACE COGENERATION CO | 4841211 | 101746513 | 29262912 | 142786914 | 20100102 | 221112 |  |  | 125 | 999 |  | N | Y | oil | 0.10349 | 0.0072079 | 1.824e-06
| SESARM | KY | 21157 |  |  | TVA - KGen Marshall LLC | 5213311 | 86742913 | 82869712 | 117323214 | 20200401 | 221112 |  |  | 125 | 160 |  | N | Y | oil | 0.10347 | 0.0022585 | 0.0068422
| West | CA | 06013 |  |  | VERIZON WIRELESS (SHADELANDS) | 13802811 | 84051013 | 99453512 | 109950514 | 20100102 | 221112 |  |  |  | 160 |  | N | Y | oil | 0.10322 | 0.0071997 | 4.785e-05 | 100
55997_G_8 | MANE-VU | PA | 42055 | 55997 | 8 | CHAMBERSBURG BORO/ORCHARD PARK GENERATING STA | 10722111 | 58850413 | 54441212 | 76832714 | 20100102 | 221112 | Combustion Turbine | Natural Gas, Distillate Fuel Oil | 125 | 160 | N | N | N | oil | 0.1032 | 0.0575 | 0.2714 | 9 | MANE-VU Gas Peaking | MANE-VU Gas Peaking | MANE-VU_gas_peak
| Southwest | UT | 49027 |  |  | Intermountain Power Service Corporation- Intermountain Generation Station | 7558311 | 72019013 | 66139512 | 99754014 | 20200102 | 221112 |  |  | 125 | 290 |  | N | Y | oil | 0.10296 | 0.014442 | 0.009462 | 249
| South | MO | 29013 |  |  | BUTLER MUNICIPAL POWER PLANT-BUTLER | 7131711 | 14437913 | 14170812 | 25385614 | 20300101 | 221112 |  |  | 125 | 160 |  | N | Y | oil | 0.1027 | 0.0072 | 0.0241
| West North Central | IA | 19153 |  |  | MIDAMERICAN ENERGY CO - PLEASANT HILL/GDMEC | 3164811 | 38775913 | 37057012 | 120699414 | 20200102 | 221112 |  |  | 125 | 160 |  | N | Y | oil | 0.10268 | 0.007225 | 0.0011985 | 10
1006_G_6 | LADCO | IN | 18169 | 1006 | 6 | Duke Energy Indiana LLC - Miami Wabash | 8181711 | 5862713 | 5709512 | 123984714 | 20100101 | 221112 | Combustion Turbine | Distillate Fuel Oil | 125 | 120 | N | N | N | oil | 0.10248 | 0.00096768 | 0.1176 |  | LADCO Oil Peaking | LADCO Oil Peaking | LADCO_oil_peak
| SESARM | KY | 21067 |  |  | KY Utilities Co - Haefling Station | 6643411 | 109045813 | 112557912 | 154450414 | 20100102 | 221112 |  |  | 125 | 999 |  | N | Y | oil | 0.10229 | 0.0077339 | 0.0067265
| South | KS | 20009 |  |  | Hoisington Mun. Power Plant | 3788011 | 37522413 | 35796712 | 38505614 | 20200401 | 221112 |  |  | 125 | 160 |  | N | Y | oil | 0.1019 | 0.002287 | 5.1265e-05 | 2080
|  | AK | 02105 |  |  | Hoonah Facility | 12662011 | 64092513 | 58784412 | 88877114 | 20100102 | 221112 |  |  | 125 | 160 |  | N | Y | oil | 0.25 | 0 | 0
| South | TX | 48395 |  |  | OAK GROVE STEAM ELECTRIC STATION | 13385811 | 71177313 | 65441412 | 98591914 | 20200102 | 22111 |  |  | 125 | 160 |  | N | Y | oil | 0.1015 | 0.0039 | 0.0181 | 49
| LADCO | IL | 17133 |  |  | Waterloo City Light Plant | 5546111 | 60194913 | 55583912 | 86264114 | 20100201 | 221112 |  |  | 125 | 120 |  | N | Y | gas | 0.10146 | 0.0061 | 0.003464 | 30
| West | CA | 06001 |  |  | USCG ,BASE SUPPORT UNIT, ALAMEDA | 13787211 | 83874313 | 75490812 | 109596614 | 20100102 | 221112 |  |  |  | 160 |  | N | Y | oil | 0.10127 | 0.0027606 | 9.7875e-05 | 12
1336_G_S3 | South | KS | 20055 | 1336 | S3 | Sunflower Electric - Garden City | 3167811 | 38764813 | 37045912 | 38273214 | 20100201 | 221112 | Combustion Turbine | Natural Gas | 125 | 120 | N | N | N | gas | 0.10107 | 0.0020846 | 0.00018951 | 4 | South Gas Peaking | South Gas Peaking | South_gas_peak
1513_G_CD2 | MANE-VU | ME | 23003 | 1513 | CD2 | MERLIN ONE, LLC - CARIBOU | 5660411 | 19633913 | 18968212 | 125442014 | 20100102 | 221112 | Combustion Turbine | Distillate Fuel Oil | 125 | 160 | N | N | N | oil | 0.10083 | 0.0036963 | 4.784e-05 |  | MANE-VU Oil Peaking | MANE-VU Oil Peaking | MANE-VU_oil_peak
673_G_MU4 | SESARM | FL | 12099 | 673 | MU4 | CITY OF LAKE WORTH UTILITIES | 919411 | 46529413 | 44207412 | 48791314 | 20100102 | 221112 | Combustion Turbine | Distillate Fuel Oil | 125 | 160 | N | N | N | oil | 0.1008 | 0.0031912 | 0.003906 | 3 | SESARM Oil Peaking | SESARM Oil Peaking | SESARM_oil_peak
| West | CA | 06029 |  |  | RIO BRAVO POSO | 4196911 | 33773013 | 32229612 | 57084914 | 20100102 | 221112 |  |  | 125 | 160 |  | N | Y | oil | 0.1006 | 0.0071198 | 0.0066927 | 8736
| LADCO | MI | 26137 |  |  | Wolverine Power, Gaylord Generating Station | 8062511 | 7179813 | 7126512 | 28839414 | 20200102 | 221112 |  |  | 125 | 160 |  | N | Y | oil | 0.10055 | 0.0072393 | 0.00661 | 13
| South | TX | 48475 |  |  | PERMIAN BASIN STEAM ELECTRIC STATION | 8515911 | 954713 | 877712 | 3396614 | 20200401 | 22111 |  |  | 125 | 160 |  | N | Y | oil | 0.1004 | 0.0015 | 0.0127 | 14
2310_G_1 | West North Central | NE | 31155 | 2310 | 1 | Wahoo Power Plant | 7644211 | 12526313 | 12452012 | 21774814 | 20200402 | 926130 | Combustion Turbine | Natural Gas, Distillate Fuel Oil | 125 | 160 | N | N | N |  | 0.1 | 0 | 1e-07 |  | West North Central Composite Nonpeaking | West North Central Composite Nonpeaking | West North Central_comp_nonpeak
| SESARM | MS | 28019 |  |  | Choctaw Generation Limited Partnership, Red Hills Generation Facility | 7053011 | 14190613 | 60011212 | 27477114 | 20100102 | 221112 |  |  | 125 | 160 |  | N | Y | oil | 0.1 | 0 | 0.03 | 12
| MANE-VU | MA | 25001 |  |  | NRG CANAL LLC | 7718511 | 87718913 | 83873312 | 119017614 | 20100102 | 221112 |  |  | 125 | 160 |  | N | Y | oil | 0.1 | 0.0038721 | 0.0103
| SESARM | NC | 37129 |  |  | Duke Energy Progress, LLC - L.V. Sutton Electric Plant | 8547211 | 109330713 | 112853812 | 154931614 | 20200401 | 221112 |  |  | 125 | 160 |  | N | Y | oil | 0.1 | 0.01 | 0.01 | 8736
| SESARM | NC | 37145 |  |  | Duke Energy Progress, LLC - Roxboro Steam Electric Plant | 7826011 | 114156313 | 69466612 | 160344314 | 20300101 | 221112 |  |  | 125 | 160 |  | N | Y | oil | 0.1 | 0.01 | 0.01 | 8736
| SESARM | GA | 13103 |  |  | Effingham County Power, LLC | 9736911 | 57649413 | 114775412 | 74009014 | 20200102 | 221112 |  |  | 125 | 160 |  | N | Y | oil | 0.1 | 0.0071626 | 0.01 | 27
| Northwest | WA | 53039 |  |  | Goldendale Generating Station | 9091411 | 63826413 | 58397112 | 88377414 | 20200102 | 221112 |  |  | 125 | 160 |  | N | Y | oil | 0.1 |  | 0.01 | 26
| MANE-VU | NJ | 34023 |  |  | EFS Parlin Holdings, LLC | 6719511 | 12844213 | 61234712 | 166861914 | 20200102 | 221112 |  |  | 125 | 160 |  | N | Y | oil | 0.1 | 0.008 | 0.007
| West North Central | SD | 46011 |  |  | Basin Electric Power Cooperative - Deer Creek Station | 17418211 | 121220413 | 123495112 | 172349114 | 20100102 | 221112 |  |  | 125 | 160 |  | N | Y | oil | 0.1 | 0 | 0
| West North Central | SD | 46011 |  |  | Basin Electric Power Cooperative - Deer Creek Station | 17418211 | 121220513 | 123495212 | 172349214 | 20200102 | 221112 |  |  | 125 | 160 |  | N | Y | oil | 0.1 | 0 | 0
| SESARM | MS | 28089 |  |  | Canton Municipal Utilities | 7071311 | 14153713 | 13949812 | 27414914 | 20100102 | 221112 |  |  | 125 | 160 |  | N | Y | oil | 0.1 | 0 | 0 | 12
| SESARM | MS | 28089 |  |  | Canton Municipal Utilities | 7071311 | 14153613 | 13949712 | 27415014 | 20100102 | 221112 |  |  | 125 | 160 |  | N | Y | oil | 0.1 | 0 | 0 | 12
| Northwest | WA | 53073 |  |  | PSE SUMAS | 6212511 | 15564913 | 15222512 | 1137914 | 20100102 | 221112 |  |  | 125 | 160 |  | N | Y | oil | 0.1 | 0 | 0 | 15
| Northwest | WA | 53041 |  |  | TransAlta Centralia Generation, LLC | 6281311 | 15504713 | 15167812 | 1294014 | 20200102 | 221112 |  |  | 125 | 160 |  | N | Y | oil | 0.1 | 0 | 0
| Northwest | WA | 53041 |  |  | TransAlta Centralia Generation, LLC | 6281311 | 99767113 | 96642212 | 139549714 | 20200102 | 221112 |  |  | 125 | 290 |  | N | Y | oil | 0.1 | 0 | 0
| West North Central | ND | 38055 |  |  | Coal Creek Station | 8011011 | 64296913 | 59075212 | 89246314 | 20100102 | 221112 |  |  | 125 | 160 |  | N | Y | oil | 0.1
| West | NV | 32013 |  |  | VALMY COOLING TOWER #2 | 7302011 | 111134613 | 114247712 | 156944214 | 20200102 | 221112 |  |  | 125 | 160 |  | N | Y | oil | 0.0999 | 0.0068559 | 0.006588
| MANE-VU | NJ | 34005 |  |  | Burlington Generating Station | 7310911 | 65925213 | 60761112 | 91323714 | 20300101 | 221112 |  |  | 125 | 290 |  | N | Y | oil | 0.0995 | 0.007 | 0.0065
| South | MO | 29161 |  |  | ROLLA MUNICIPAL UTILITIES MULTIPLE PEAKING PLANTS | 6731711 | 59098313 | 58094312 | 88153014 | 20200401 | 221112 |  |  | 125 | 160 |  | N | Y | oil | 0.0995 | 0.00295 | 0.00215
| South | MO | 29161 |  |  | ROLLA MUNICIPAL UTILITIES MULTIPLE PEAKING PLANTS | 6731711 | 59098313 | 58094212 | 88153014 | 20200401 | 221112 |  |  | 125 | 160 |  | N | Y | oil | 0.0995 | 0.00295 | 0.00215
| South | LA | 22017 |  |  | SWEPCO - Arsenal Hill/J Lamar Stall Power Plant | 6116111 | 95093813 | 91890712 | 130202214 | 20100102 | 221112 |  |  | 125 | 160 |  | N | Y | oil | 0.099464 | 0.006894 | 0.006738 | 364
| West North Central | NE | 31039 |  |  | Wisner Municipal Power Plant | 7460111 | 87252813 | 11601712 | 118108814 | 20100102 | 221112 |  |  | 125 | 690 |  | N | Y | oil | 0.099426 | 0.0090346
| MANE-VU | MA | 25027 |  |  | ANP BLACKSTONE | 6049311 | 87676213 | 83845112 | 118945614 | 20100102 | 221112 |  |  | 125 | 160 |  | N | Y | oil | 0.0992 | 0.0073291 | 0.0077
2222_G_3 | West North Central | NE | 31071 | 2222 | 3 | Burwell Light Plant | 6714511 | 12865713 | 12757312 | 21347114 | 20200401 | 221112 | Combustion Turbine | Distillate Fuel Oil | 125 | 160 | N | N | N | oil | 0.0985 | 0.001465 | 0.01518 |  | West North Central Oil Peaking | West North Central Oil Peaking | West North Central_oil_peak
4257_G_201 | MANE-VU | MD | 24041 | 4257 | 201 | Easton Utilities - Airport Park | 6415411 | 88028913 | 84217612 | 119450114 | 20100102 | 221112 | Combustion Turbine | Distillate Fuel Oil | 125 | 160 | N | N | N | oil | 0.0985 | 0.0017125 | 0.0015 | 2080 | MANE-VU Oil Peaking | MANE-VU Oil Peaking | MANE-VU_oil_peak
4257_G_201 | MANE-VU | MD | 24041 | 4257 | 201 | Easton Utilities - Airport Park | 6415411 | 88028913 | 84217512 | 119450114 | 20100102 | 221112 | Combustion Turbine | Distillate Fuel Oil | 125 | 160 | N | N | N | oil | 0.0985 | 0.0017125 | 0.0015 | 2080 | MANE-VU Oil Peaking | MANE-VU Oil Peaking | MANE-VU_oil_peak
|  | AK | 02261 |  |  | Valdez Diesel Power Plant | 1025611 | 47330213 | 44875112 | 61406814 | 20100102 | 221112 |  |  | 125 | 160 |  | N | Y | oil | 0.23 | 0.0097663 | 0.04
| LADCO | MN | 27085 |  |  | Glencoe Light & Power Commission | 7626111 | 11461113 | 11360812 | 27071214 | 20200402 | 221112 |  |  | 125 | 160 |  | N | Y | oil | 0.09846 | 0.0021288 | 5.47e-05
| SESARM | KY | 21041 |  |  | KY Utilities Co - Ghent Station | 5198511 | 109113813 | 112627112 | 154601814 | 20100102 | 221112 |  |  | 125 | 999 |  | N | Y | oil | 0.098399 | 0.0030877 | 4.713e-05
| LADCO | IL | 17171 |  |  | Prairie Power Inc | 5457411 | 88693913 | 84990212 | 120372314 | 20200102 | 221112 |  |  | 125 | 160 |  | N | Y | oil | 0.09828 | 0.0069 | 0.006462 | 18
6515_G_GT3 | Southwest | AZ | 04023 | 6515 | GT3 | VALENCIA POWER PLANT | 1032911 | 103916313 | 45644912 | 147210914 | 20100201 | 221112 | Combustion Turbine | Natural Gas, Distillate Fuel Oil | 125 | 120 | N | N | N | gas | 0.0981 | 0.003541 | 0.0036 | 8736 | Southwest Composite Peaking | Southwest Composite Peaking | Southwest_comp_peak
| West | NV | 32003 |  |  | Saguaro Power Company | 8177511 | 67158513 | 6767912 | 92569414 | 20100102 | 22111 |  |  | 125 | 160 |  | N | Y | oil | 0.098 | 0.007 | 0.007
| West North Central | NE | 31109 |  |  | LES Rokeby Generating Station | 5281411 | 91231713 | 87423312 | 124364614 | 20200401 | 221112 |  |  | 125 | 160 |  | N | Y | oil | 0.098 | 0 | 0.001
| LADCO | IL | 17043 |  |  | Commonwealth Edison | 16798711 | 108585913 | 112052112 | 153776514 | 20200102 | 221112 |  |  |  | 160 |  | N | Y | oil | 0.0978 | 0.0016 | 0.0069 | 1
| West North Central | NE | 31039 |  |  | Wisner Municipal Power Plant | 7460111 | 87252913 | 11601712 | 118108914 | 20100102 | 221112 |  |  | 125 | 690 |  | N | Y | oil | 0.097674 | 0.0088754
| West | NV | 32029 |  |  | TRACY GENERATING STATION | 7302811 | 111114313 | 114194912 | 156891914 | 20200102 | 221112 |  |  | 125 | 160 |  | N | Y | oil | 0.097344 | 0.0058636 | 0.0035499
| South | TX | 48215 |  |  | FRONTERA ENERGY CENTER | 7908611 | 90284313 | 86244612 | 122236214 | 20200102 | 22111 |  |  | 125 | 290 |  | N | Y | oil | 0.0973 | 0.0552 | 0.0127 | 16
| MANE-VU | NY | 36001 |  |  | INNOVATIVE ENERGY SYSTEMS - COLONIE | 10750011 | 64137913 | 128492512 | 88964814 | 20200102 | 221112 |  |  | 125 | 100 |  | N | Y | oil | 0.0973 | 0.006715 | 0.00645
| SESARM | SC | 45019 |  |  | SCE&G HAGOOD | 2916211 | 99903913 | 36533012 | 158247314 | 20100102 | 221112 |  |  | 125 | 160 |  | N | Y | oil | 0.0972 | 0.0028 | 0.0016 | 1
| West North Central | IA | 19097 |  |  | MAQUOKETA MUNICIPAL ELEC UTILITY | 12806911 | 67853713 | 62401612 | 93625314 | 20200401 | 221112 |  |  | 125 | 160 |  | N | Y | oil | 0.097093 | 0.0047117 | 4.0853e-05 | 4
| South | KS | 20045 |  |  | Baldwin City Mun. Power Plant #1 | 4826811 | 28460513 | 27290112 | 38567714 | 20200401 | 221112 |  |  | 125 | 160 |  | N | Y | oil | 0.0966 | 0.0021681 | 4.86e-05 | 2080
| West | CA | 06001 |  |  | ALTA BATES-HERRICK HOSPITAL | 10528411 | 52488713 | 100636812 | 68379314 | 20100102 | 221112 |  |  |  | 160 |  | N | Y | oil | 0.096416 | 0.0067252 | 4.4696e-05 | 100
| South | AR | 05059 |  |  | Entergy Arkansas, Inc. - Hot Spring Energy Facility | 1119311 | 103397513 | 107162812 | 146517514 | 20200102 | 221112 |  |  | 125 | 160 |  | N | Y | oil | 0.096314 | 0.0066122 | 0.0063336 | 26
| South | MO | 29161 |  |  | ROLLA MUNICIPAL UTILITIES MULTIPLE PEAKING PLANTS | 6731711 | 59098813 | 58093712 | 88152714 | 20200401 | 221112 |  |  | 125 | 160 |  | N | Y | oil | 0.0963 | 0.00285 | 0.00205
| South | MO | 29161 |  |  | ROLLA MUNICIPAL UTILITIES MULTIPLE PEAKING PLANTS | 6731711 | 59098813 | 58093612 | 88152714 | 20200401 | 221112 |  |  | 125 | 160 |  | N | Y | oil | 0.0963 | 0.00285 | 0.00205
| West North Central | WY | 56023 |  |  | Naughton Plant | 8419211 | 124654413 | 122589012 | 177542214 | 20200102 | 221112 |  |  | 125 | 160 |  | N | Y | oil | 0.096215 | 0.00683 | 0.006365 | 19
|  | HI | 15001 |  |  | HELCO - Keahole Power Plant | 928911 | 96368013 | 93479012 | 158877614 | 20100101 | 221112 |  |  | 125 | 120 |  | N | Y | oil | 0.22 | 0.050917 | 0.0050486 | 6796
| West | CA | 06041 |  |  | PACIFIC BELL | 14270811 | 84000613 | 75687112 | 109821814 | 20100102 | 221112 |  |  |  | 160 |  | N | Y | oil | 0.096088 | 0.0067023 | 4.4544e-05 | 12
56026_G_STG | West | CA | 06085 | 56026 | STG | Donald Von Raesfeld Power Plant | 16024011 | 100453713 | 121840412 | 140689614 | 10100602 | 221112 | Combined Cycle | Natural Gas | 125 | 140 | N | N | N | gas | 0.096049 | 0.038431 | 0.0091363 | 8736 | West Gas Peaking | West Gas Peaking | West_gas_peak
8227_G_2 | MANE-VU | NJ | 34019 |  |  | Glen Gardner Combustion Turbine Site | 7604111 | 11863713 | 61106412 | 19781914 | 20100201 | 221112 |  |  | 125 | 120 |  | N | N | gas | 0.096 | 0 | 0 |  | MANE-VU Gas Peaking | MANE-VU Gas Peaking | MANE-VU_gas_peak
| South | MO | 29097 |  |  | EMPIRE DISTRICT ELECTRIC CO EMPIRE ENERGY CENTER | 5338211 | 79204113 | 82832612 | 118016814 | 20300101 | 221112 |  |  | 125 | 290 |  | N | Y | oil | 0.0957 | 0.0067 | 0.0063
959_G_1 | LADCO | IL | 17157 | 959 | 1 | City Of Red Bud | 4707611 | 27742313 | 26623912 | 42832714 | 20100102 | 921110 | Combustion Turbine | Distillate Fuel Oil |  | 160 | N | N | N |  | 0.095609 | 0.0016 | 4.5e-05 | 6 | LADCO Other Nonpeaking | LADCO Other Nonpeaking | LADCO_comp_nonpeak
| South | MO | 29161 |  |  | ROLLA MUNICIPAL UTILITIES MULTIPLE PEAKING PLANTS | 6731711 | 59098513 | 58094512 | 88153114 | 20200401 | 221112 |  |  | 125 | 160 |  | N | Y | oil | 0.0955 | 0.00285 | 0.00205
| South | MO | 29161 |  |  | ROLLA MUNICIPAL UTILITIES MULTIPLE PEAKING PLANTS | 6731711 | 59098513 | 58094412 | 88153114 | 20200401 | 221112 |  |  | 125 | 160 |  | N | Y | oil | 0.0955 | 0.00285 | 0.00205
| MANE-VU | MA | 25021 |  |  | ANP BELLINGHAM | 5735611 | 87525113 | 83740612 | 118662714 | 20100102 | 221112 |  |  | 125 | 160 |  | N | Y | oil | 0.0953 | 0.0071064 | 0.0073
| South | KS | 20173 |  |  | Westar Energy - Murray Gill | 5603311 | 125409113 | 127224412 | 179195614 | 20200102 | 221112 |  |  | 125 | 100 |  | N | Y | oil | 0.0952 | 0.0072352 | 0.0005712 | 8760
| SESARM | GA | 13149 |  |  | Tenaska Georgia Generating Station | 15558711 | 97957213 | 95346112 | 136905914 | 20200107 | 221112 |  |  | 125 | 290 |  | N | Y | oil | 0.0947 | 0.0067 | 0.001 | 26
| LADCO | IL | 17073 |  |  | Geneseo Municipal Utilities | 2344911 | 59710513 | 55184112 | 85812614 | 20100102 | 221112 |  |  | 125 | 160 |  | N | Y | oil | 0.094694 | 0.0016 | 4.4e-05 | 3
| Southwest | UT | 49053 |  |  | St. George City Power- Red Rock Power Generation Station | 6987011 | 72067313 | 84537812 | 99804514 | 20200401 | 22111 |  |  | 125 | 290 |  | N | Y | oil | 0.094656 | 0.008407 | 0.004129 | 8
| Southwest | AZ | 04001 |  |  | CORONADO GENERATING PLANT | 7735011 | 105116113 | 108646312 | 149324514 | 20200102 | 221112 |  |  | 125 | 160 |  | N | Y | oil | 0.094632 | 0.002652 | 0.0019124 | 7
| South | TX | 48187 |  |  | RIO NOGALES POWER PLANT | 7720411 | 122865313 | 125024412 | 174900114 | 20200102 | 22111 |  |  | 125 | 160 |  | N | Y | oil | 0.0945 | 0.0065434 | 0.0062 | 23
| LADCO | MI | 26139 |  |  | Consumers Energy Co. - Zeeland Generating Station | 7087211 | 110157213 | 13942612 | 155857614 | 20200102 | 221112 |  |  | 125 | 160 |  | N | Y | oil | 0.09445 | 0.0067993 | 3e-05 | 20
| South | MO | 29161 |  |  | ROLLA MUNICIPAL UTILITIES MULTIPLE PEAKING PLANTS | 6731711 | 59098613 | 58093812 | 88152814 | 20200401 | 221112 |  |  | 125 | 160 |  | N | Y | oil | 0.0939 | 0.0028 | 0.002
| South | MO | 29161 |  |  | ROLLA MUNICIPAL UTILITIES MULTIPLE PEAKING PLANTS | 6731711 | 59098613 | 58093912 | 88152814 | 20200401 | 221112 |  |  | 125 | 160 |  | N | Y | oil | 0.0939 | 0.0028 | 0.002
| West | CA | 06075 |  |  | PACIFIC GAS & ELECTRIC COMPANY | 3335911 | 84007813 | 75700812 | 109836914 | 20100102 | 221112 |  |  |  | 160 |  | N | Y | oil | 0.093838 | 0.00095722 | 8.9175e-05 | 52
| West | CA | 06075 |  |  | PACIFIC GAS & ELECTRIC COMPANY | 3335911 | 100371213 | 98674012 | 140568514 | 20100102 | 221112 |  |  |  | 999 |  | N | Y | oil | 0.09364 | 0.0013413 | 0.00010658 | 50
| West | CA | 06075 |  |  | PACIFIC GAS & ELECTRIC COMPANY | 3335911 | 100371313 | 98673812 | 140568614 | 20100102 | 221112 |  |  |  | 999 |  | N | Y | oil | 0.09364 | 0.0013413 | 0.00010658 | 50
| West | NV | 32011 |  |  | TS POWER PLANT | 12758911 | 97870013 | 95174012 | 136733014 | 20200102 | 221112 |  |  | 125 | 160 |  | N | Y | oil | 0.093626 | 0.0048755 | 0.0018725
| LADCO | IL | 17019 |  |  | Rantoul Electric Generating Plant | 2459511 | 59330413 | 93522012 | 85418514 | 20100101 | 221112 |  |  | 125 | 160 |  | N | Y | oil | 0.09356 | 0.0014 | 5.2e-05 | 8
| LADCO | IL | 17019 |  |  | Rantoul Electric Generating Plant | 2459511 | 59330413 | 93521912 | 85418514 | 20100101 | 221112 |  |  | 125 | 160 |  | N | Y | oil | 0.09356 | 0.0014 | 5.2e-05 | 8
| South | TX | 48503 |  |  | GRAHAM STEAM ELECTRIC STATION | 8532511 | 943113 | 868212 | 535014 | 20100102 | 22111 |  |  | 125 | 160 |  | N | Y | oil | 0.0934 | 0.0014 | 0.0118 | 16
| West | CA | 06013 |  |  | NRG DELTA, LLC | 6486311 | 18704413 | 100205312 | 64861814 | 20100102 | 221112 |  |  | 125 | 160 |  | N | Y | oil | 0.093132 | 0.0064961 | 4.3174e-05 | 20
| South | TX | 48453 |  |  | SAND HILL ENERGY CENTER | 9071611 | 92291313 | 89311512 | 125929814 | 20100201 | 22111 |  |  | 125 | 160 |  | N | Y | gas | 0.0931 | 0.0028 | 0.0002 | 10
| SESARM | FL | 12099 |  |  | CITY OF LAKE WORTH UTILITIES | 919411 | 106526513 | 110127812 | 150867214 | 20200102 | 221112 |  |  | 125 | 999 |  | N | Y | oil | 0.093 | 0.0063408 | 0.00615 | 30
1580_G_102 | MANE-VU | MD | 24041 | 1580 | 102 | Easton Utilities - Washington Street | 6415311 | 88028213 | 84216412 | 119449014 | 20100102 | 221112 | Combustion Turbine | Distillate Fuel Oil | 125 | 160 | N | N | N | oil | 0.09295 | 0.00162 | 0.00145 | 2080 | MANE-VU Oil Peaking | MANE-VU Oil Peaking | MANE-VU_oil_peak
1580_G_102 | MANE-VU | MD | 24041 | 1580 | 102 | Easton Utilities - Washington Street | 6415311 | 88028213 | 84216312 | 119449014 | 20100102 | 221112 | Combustion Turbine | Distillate Fuel Oil | 125 | 160 | N | N | N | oil | 0.09295 | 0.00162 | 0.00145 | 2080 | MANE-VU Oil Peaking | MANE-VU Oil Peaking | MANE-VU_oil_peak
| LADCO | IL | 17019 |  |  | Rantoul Electric Generating Plant | 2459511 | 59330513 | 93521612 | 85418314 | 20100101 | 221112 |  |  | 125 | 160 |  | N | Y | oil | 0.092725 | 0.00135 | 5.15e-05 | 8
| LADCO | IL | 17019 |  |  | Rantoul Electric Generating Plant | 2459511 | 59330513 | 93521512 | 85418314 | 20100101 | 221112 |  |  | 125 | 160 |  | N | Y | oil | 0.092725 | 0.00135 | 5.15e-05 | 8
1270_G_IC1 | South | KS | 20027 | 1270 | IC1 | Clay Center Mun. Power Plant | 4499711 | 28277113 | 27121212 | 88693414 | 20200402 | 221112 | Combustion Turbine | Natural Gas, Distillate Fuel Oil | 125 | 160 | N | N | N | oil | 0.092 |  |  | 8736 | South Oil Peaking | South Oil Peaking | South_oil_peak
| MANE-VU | DE | 10001 |  |  | VanSant Generating Station | 2800411 | 41318713 | 39405212 | 48600114 | 20200401 | 221112 |  |  | 125 | 160 |  | N | Y | oil | 0.09198 | 0.0015855 | 0.00031298 | 52
|  | AK | 02020 |  |  | International Station Power Plant | 10698111 | 112445113 | 115423812 | 158711414 | 20100107 | 221112 |  |  | 125 | 160 |  | N | Y | oil | 0.2 | 0 | 0
| MANE-VU | NH | 33007 |  |  | PSNH - LOST NATION STATION | 7867011 | 3385213 | 3272212 | 22251714 | 20200401 | 221112 |  |  | 125 | 160 |  | N | Y | oil | 0.09184 | 0.0015904 | 0.00087
2235_G_2 | West North Central | NE | 31051 | 2235 | 2 | Emerson Municipal Utilities | 6703911 | 12885413 | 12770312 | 21725214 | 20200402 | 926130 | Combustion Turbine | Natural Gas, Distillate Fuel Oil | 125 | 160 | N | N | N |  | 0.09173 | 0.0086632 |  |  | West North Central Composite Nonpeaking | West North Central Composite Nonpeaking | West North Central_comp_nonpeak
| MANE-VU | NY | 36075 |  |  | INDEPENDENCE STATION | 8539211 | 461313 | 467412 | 20333714 | 20200101 | 221112 |  |  | 125 | 120 |  | N | Y | oil | 0.091569 | 2.8343e-05 | 0.0042039
| West North Central | IA | 19155 |  |  | WALTER SCOTT JR ENERGY CTR | 2992611 | 38071013 | 36329412 | 38488814 | 20100102 | 221112 |  |  | 125 | 160 |  | N | Y | oil | 0.09155 | 0.001254 | 0.0001155 | 36
| South | TX | 48139 |  |  | MIDLOTHIAN ENERGY FACILITY | 6494211 | 70325313 | 64656612 | 97478314 | 20200107 | 22111 |  |  | 125 | 160 |  | N | Y | oil | 0.0914 | 0.0065 | 0.006 | 26
| West North Central | IA | 19139 |  |  | MUSCATINE POWER & WATER | 7892811 | 98066213 | 95421112 | 137052014 | 20200102 | 221112 |  |  | 125 | 160 |  | N | Y | oil | 0.091397 | 0.0064247 | 3.1502e-05 | 3
| South | KS | 20139 |  |  | Osage City Mun. Power Plant | 4675711 | 28173213 | 112306012 | 37679614 | 20200401 | 221112 |  |  | 125 | 160 |  | N | Y | oil | 0.091319 | 0.0020496 | 4.5943e-05 | 80
| LADCO | IL | 17019 |  |  | Rantoul Electric Generating Plant | 2459511 | 59330113 | 93521812 | 85418414 | 20100101 | 221112 |  |  | 125 | 160 |  | N | Y | oil | 0.09124 | 0.00135 | 5.05e-05 | 8
| LADCO | IL | 17019 |  |  | Rantoul Electric Generating Plant | 2459511 | 59330113 | 93521712 | 85418414 | 20100101 | 221112 |  |  | 125 | 160 |  | N | Y | oil | 0.09124 | 0.00135 | 5.05e-05 | 8
56026_G_STGx | West | CA | 06085 |  |  | Donald Von Raesfeld Power Plant | 16024011 | 100453913 | 121840512 | 140689814 | 10100602 | 221112 |  |  | 125 | 140 |  | N | N | gas | 0.091226 | 0.039626 | 0.0089477 | 8736 | West Gas Peaking | West Gas Peaking | West_gas_peak
| West North Central | WY | 56005 |  |  | Arvada Generation Station | 12813011 | 120615213 | 122684112 | 172242314 | 20100201 | 221112 |  |  | 125 | 120 |  | N | Y | gas | 0.09085 | 0 | 0.0021119 | 23
| LADCO | MI | 26137 |  |  | Wolverine Power, Gaylord Generating Station | 8062511 | 7180013 | 7126512 | 28839214 | 20200102 | 221112 |  |  | 125 | 160 |  | N | Y | oil | 0.0906 | 0.0065231 | 0.005955 | 12
| LADCO | MN | 27013 |  |  | Mankato Energy Center LLC | 13597611 | 79511113 | 70569012 | 102641314 | 20200102 | 221112 |  |  | 125 | 999 |  | N | Y | oil | 0.0906 | 0.0065332 | 0.005955
| South | TX | 48321 |  |  | SOUTH TEXAS PROJECT | 6152311 | 106742713 | 110301712 | 151173314 | 20200102 | 22111 |  |  |  | 160 |  | N | Y | oil | 0.0906 | 0.0064 | 0.0001 | 60
| South | TX | 48347 |  |  | NACOGDOCHES POWER ELECTRIC GENERATING PLANT | 13389311 | 106747513 | 110306412 | 151178414 | 20200107 | 22111 |  |  | 125 | 160 |  | N | Y | oil | 0.0906 | 0.0033 | 0.0001 | 100
| West | CA | 06013 |  |  | PACIFIC GAS AND ELECTRIC COMPANY | 216311 | 120153413 | 121464312 | 170658114 | 20100102 | 221112 |  |  |  | 999 |  | N | Y | oil | 0.090382 | 0.0021813 | 0.00010609 | 8736
| LADCO | IL | 17079 |  |  | Illinois Power Generating Co | 2587011 | 125336513 | 127160412 | 179116614 | 20200102 | 221112 |  |  | 125 | 999 |  | N | Y | oil | 0.09027 | 0 | 0.000432 | 18
2232_G_2 | West North Central | NE | 31063 | 2232 | 2 | Curtis Power Plant | 6830411 | 13776713 | 13570212 | 21348514 | 20200402 | 221118 | Combustion Turbine | Natural Gas, Distillate Fuel Oil | 125 | 160 | N | N | N |  | 0.090165 | 0.01005 | 0.0001 |  | West North Central Composite Nonpeaking | West North Central Composite Nonpeaking | West North Central_comp_nonpeak
7307_G_1 | West | CA | 06089 | 7307 | 1 | REDDING POWER PLANT | 1549311 | 44370813 | 77156812 | 49773414 | 20100201 | 221112 | Combustion Turbine | Natural Gas | 125 | 120 | N | N | N | gas | 0.0901 | 0.047404 | 0.000556 | 60 | West Gas Peaking | West Gas Peaking | West_gas_peak
| SESARM | KY | 21067 |  |  | KY Utilities Co - Haefling Station | 6643411 | 17791713 | 67618312 | 39235814 | 20200101 | 221112 |  |  | 125 | 999 |  | N | Y | oil | 0.090059 | 0.001127 | 0.10262
1597_G_UN3 | MANE-VU | MA | 25007 | 1597 | UN3 | NRG CANAL LLC - OAK BLUFFS | 5238711 | 87806313 | 83934112 | 119172214 | 20100102 | 221112 | Combustion Turbine | Distillate Fuel Oil | 125 | 160 | N | N | N | oil | 0.09 | 0.0051628 | 0.0135 |  | MANE-VU Oil Peaking | MANE-VU Oil Peaking | MANE-VU_oil_peak
2126_G_GT4 | South | MO | 29027 | 2126 | GT4 | FULTON POWER PLANT FULTON | 6323111 | 15999013 | 15621012 | 87898414 | 20100102 | 221112 | Combustion Turbine | Natural Gas, Distillate Fuel Oil | 125 | 160 | N | N | N | oil | 0.09 | 0.0021 | 0.0059 |  | South Oil Peaking | South Oil Peaking | South_oil_peak
8227_G_5 | MANE-VU | NJ | 34019 |  |  | Glen Gardner Combustion Turbine Site | 7604111 | 11864013 | 61106412 | 19781314 | 20100201 | 221112 |  |  | 125 | 120 |  | N | N | gas | 0.09 | 0 | 0 |  | MANE-VU Oil Peaking | MANE-VU Oil Peaking | MANE-VU_oil_peak
2295_G_2 | West North Central | NE | 31065 | 2295 | 2 | Oxford Light Plant | 6831311 | 13775013 | 13569312 | 21281614 | 20200402 | 221118 | Combustion Turbine | Natural Gas, Distillate Fuel Oil | 125 | 160 | N | N | N |  | 0.09 | 0.011552 |  |  | West North Central Composite Nonpeaking | West North Central Composite Nonpeaking | West North Central_comp_nonpeak
| SESARM | AL | 01123 |  |  | CER Generation LLC | 14803411 | 123429513 | 125487712 | 175635214 | 20200102 | 221112 |  |  | 125 | 160 |  | N | Y | oil | 0.09 | 0.02 | 0.01
| SESARM | MS | 28073 |  |  | South Mississippi Electric Power Association, R D Morrow Plant | 7154411 | 99124613 | 96059712 | 138761914 | 20200102 | 22111 |  |  | 125 | 160 |  | N | Y | oil | 0.09 | 0.010232 | 0.01 | 8760
| SESARM | NC | 37051 |  |  | Public Works Commission Butler-Warner Generation Plant | 8134411 | 106093913 | 109770612 | 150535014 | 20200102 | 221112 |  |  | 125 | 160 |  | N | Y | oil | 0.09 | 0.01 | 0.01 | 29
| LADCO | WI | 55079 |  |  | WISCONSIN ELECTRIC POWER COMPANY D/B/A WE ENERGIES-OAK CREEK STATION (INCL ELM | 6330411 | 64781613 | 59462412 | 89853714 | 20300101 | 221112 |  |  | 125 | 100 |  | N | Y | oil | 0.09 |  | 0.0001
| LADCO | MI | 26147 |  |  | ST. CLAIR / BELLE RIVER POWER PLANT | 7239111 | 110169413 | 7459512 | 155878414 | 20200401 | 221112 |  |  | 125 | 160 |  | N | Y | oil | 0.09 | 0.00155 | 4.5e-05 | 270
| MANE-VU | NJ | 34013 |  |  | Newark Energy Center | 17800111 | 124741013 | 126482112 | 177725214 | 20200401 | 221112 |  |  | 125 | 290 |  | N | Y | oil | 0.09 | 0 | 0
| SESARM | MS | 28073 |  |  | South Mississippi Electric Power Association, R D Morrow Plant | 7154411 | 14080613 | 13888612 | 25080414 | 20100102 | 22111 |  |  | 125 | 160 |  | N | Y | oil | 0.09 | 0 | 0 | 8760
| MANE-VU | NJ | 34017 |  |  | Bayonne Plant Holding, L.L.C. | 7591211 | 11873113 | 61234512 | 91703614 | 20200102 | 221112 |  |  | 125 | 160 |  | N | Y | oil | 0.09 | 0.01 | 0
| SESARM | NC | 37145 |  |  | Duke Energy Progress, LLC - Mayo Electric Generating Plant | 7826111 | 2213813 | 69468212 | 18654214 | 20200102 | 221112 |  |  | 125 | 160 |  | N | Y | oil | 0.09 |  |  | 8736
| MANE-VU | VA | 51670 |  |  | James River Cogeneration Company | 6633911 | 58457913 | 54222312 | 76733614 | 20100902 | 221112 |  |  | 125 | 160 |  | N | Y | gas | 0.09 | 0.01 | 3.6304e-05
| LADCO | IL | 17161 |  |  | Cordova Energy Co LLC | 4594711 | 88690713 | 84987012 | 120369014 | 20200102 | 221112 |  |  | 125 | 160 |  | N | Y | oil | 0.089895 | 0.0062 | 0.00585 | 39
| Southwest | UT | 49049 |  |  | PacifiCorp Energy- Lake Side Power Plant | 12730611 | 72104513 | 66232112 | 99842514 | 20200401 | 221112 |  |  | 125 | 290 |  | N | Y | oil | 0.089436 | 0.002609 | 0.001507 | 26
2296_G_1 | West North Central | NE | 31173 | 2296 | 1 | Pender Municipal Power Plant | 6911211 | 13704613 | 13505112 | 148365514 | 20200401 | 926130 | Combustion Turbine | Natural Gas, Distillate Fuel Oil | 125 | 160 | N | N | N |  | 0.089245 | 0.001975 |  |  | West North Central Composite Nonpeaking | West North Central Composite Nonpeaking | West North Central_comp_nonpeak
| West | CA | 06001 |  |  | ERNEST GALLO CLINIC & RESEARCH CENTER | 14258011 | 84231513 | 76075812 | 110295714 | 20100102 | 221112 |  |  |  | 160 |  | N | Y | oil | 0.089144 | 0.006218 | 4.1325e-05 | 20
8227_G_7 | MANE-VU | NJ | 34019 |  |  | Glen Gardner Combustion Turbine Site | 7604111 | 11864213 | 61106412 | 19780914 | 20100101 | 221112 |  |  | 125 | 120 |  | N | N | oil | 0.089 | 0 | 0 |  | MANE-VU Oil Peaking | MANE-VU Oil Peaking | MANE-VU_oil_peak
| Southwest | CO | 08089 |  |  | LA JUNTA MUNI UTILITIES | 3717511 | 68810513 | 63178012 | 94792214 | 20100102 | 221112 |  |  |  | 160 |  | N | Y | oil | 0.0889 | 0.0047 | 0.0211
| South | MO | 29045 |  |  | KAHOKA ELECTRIC GENERATING PLANT-KAHOKA ELECTRIC GENERATING PLANT | 7621711 | 11829913 | 11730312 | 24997814 | 20200401 | 221112 |  |  | 125 | 160 |  | N | Y | oil | 0.0887 | 0.0015 | 0.0011
56118_G_5 | LADCO | IL | 17025 | 56118 | 5 | City of Flora | 1944811 | 41588213 | 87475012 | 46050214 | 20100101 | 221112 | Combustion Turbine | Distillate Fuel Oil | 125 | 120 | N | N | N | oil | 0.088431 | 0.0013 | 4.9e-05 | 7 | LADCO Oil Peaking | LADCO Oil Peaking | LADCO_oil_peak
56118_G_5 | LADCO | IL | 17025 | 56118 | 5 | City of Flora | 1944811 | 41588213 | 39658612 | 46050214 | 20100101 | 221112 | Combustion Turbine | Distillate Fuel Oil | 125 | 120 | N | N | N | oil | 0.088431 | 0.0013 | 4.9e-05 | 7 | LADCO Oil Peaking | LADCO Oil Peaking | LADCO_oil_peak
2300_G_1 | West North Central | NE | 31041 | 2300 | 1 | Sargent Municipal Utilities | 7460711 | 11694813 | 11601112 | 21582714 | 20200402 | 926130 | Combustion Turbine | Natural Gas, Distillate Fuel Oil | 125 | 160 | N | N | N |  | 0.088175 | 0.00028424 | 3e-05 |  | West North Central Composite Nonpeaking | West North Central Composite Nonpeaking | West North Central_comp_nonpeak
| South | OK | 40087 |  |  | MCCLAIN ENGRY FACLTY | 882511 | 47401713 | 44952912 | 17060514 | 20200102 | 221112 |  |  | 125 | 160 |  | N | Y | oil | 0.088 | 0.006 | 0.006 | 19
| Southwest | AZ | 04001 |  |  | CORONADO GENERATING PLANT | 7735011 | 105116113 | 108646312 | 149324614 | 20200102 | 221112 |  |  | 125 | 160 |  | N | Y | oil | 0.087823 | 0.0061448 | 0.0058077 | 21
| South | TX | 48029 |  |  | CALAVERAS PLANT | 5617211 | 69928513 | 64294812 | 96883414 | 20100102 | 22111 |  |  | 125 | 160 |  | N | Y | oil | 0.0878 | 0.0021 | 0.0014 | 6
| LADCO | IN | 18127 |  |  | NIPSCO BAILLY STATION | 7376611 | 10539113 | 10442512 | 123749414 | 20200102 | 221112 |  |  | 125 | 999 |  | N | Y | oil | 0.087658 | 0.006312 | 0.0057643
| SESARM | SC | 45007 |  |  | DUKE ENERGY CAROLINAS LLC LEE STEAM STAT | 4948311 | 99899413 | 63918412 | 139755914 | 20100102 | 221112 |  |  | 125 | 160 |  | N | Y | oil | 0.087651 | 0.0029492 | 0.0079434 | 7
| SESARM | SC | 45007 |  |  | DUKE ENERGY CAROLINAS LLC LEE STEAM STAT | 4948311 | 99899513 | 63918412 | 139756014 | 20100102 | 221112 |  |  | 125 | 160 |  | N | Y | oil | 0.087651 | 0.00295 | 0.0079434 | 7
| MANE-VU | NY | 36001 |  |  | SELKIRK COGENERATION PROJECT | 7801111 | 118517113 | 116719912 | 167092714 | 20100102 | 221112 |  |  | 125 | 160 |  | N | Y | oil | 0.087624 | 0.0060197 | 0.0057621
10620_G_GEN2 | MANE-VU | NY | 36045 | 10620 | GEN2 | CARTHAGE ENERGY COGEN FACILITY | 8036811 | 3684213 | 58915112 | 17962714 | 20200102 | 221112 | Combined Cycle | Natural Gas, Distillate Fuel Oil | 125 | 140 | N | N | N | oil | 0.08735 | 0.0026174 | 0.0004 |  | MANE-VU Gas Peaking | MANE-VU Gas Peaking | MANE-VU_gas_peak
| MANE-VU | NJ | 34015 |  |  | Logan Generating Plant | 8093811 | 7154413 | 61188112 | 22434614 | 20300101 | 22111 |  |  | 125 | 160 |  | N | Y | oil | 0.0872 | 0.0027 | 0
| South | TX | 48401 |  |  | ELECTRIC POWER GENERATION | 6498311 | 71180813 | 65444212 | 98595214 | 20200102 | 22111 |  |  | 125 | 160 |  | N | Y | oil | 0.0871 | 0.0015 |  | 25
| West | CA | 06085 |  |  | CARDINAL COGEN INC | 1626311 | 84255913 | 76118112 | 110338614 | 20100102 | 221112 |  |  |  | 160 |  | N | Y | oil | 0.087033 | 0.0060707 | 4.0346e-05 | 50
56117_G_3 | LADCO | IL | 17025 | 56117 | 3 | City of Flora | 1944811 | 41588413 | 87474912 | 46050014 | 20100101 | 221112 | Combustion Turbine | Distillate Fuel Oil | 125 | 120 | N | N | N | oil | 0.086757 | 0.0013 | 4.8e-05 | 7 | LADCO Oil Peaking | LADCO Oil Peaking | LADCO_oil_peak
56117_G_3 | LADCO | IL | 17025 | 56117 | 3 | City of Flora | 1944811 | 41588413 | 55938712 | 46050014 | 20100101 | 221112 | Combustion Turbine | Distillate Fuel Oil | 125 | 120 | N | N | N | oil | 0.086757 | 0.0013 | 4.8e-05 | 7 | LADCO Oil Peaking | LADCO Oil Peaking | LADCO_oil_peak
957_G_8 | LADCO | IL | 17011 | 957 | 8 | Princeton Muncipal Electric Utility | 2363611 | 40498313 | 55895812 | 46485014 | 20100101 | 221112 | Combustion Turbine | Natural Gas, Distillate Fuel Oil | 125 | 120 | N | N | N | oil | 0.08673 | 0.0014 | 4.1e-05 | 3 | LADCO Gas Peaking | LADCO Gas Peaking | LADCO_gas_peak
| LADCO | IL | 17119 |  |  | Highland Electric Light Plant | 3955311 | 60109613 | 93610512 | 86172314 | 20100101 | 221112 |  |  | 125 | 160 |  | N | Y | oil | 0.0867 | 0.0014 | 4.2e-05 | 4
| South | TX | 48321 |  |  | SOUTH TEXAS PROJECT | 6152311 | 71278713 | 65535612 | 98715314 | 20200102 | 22111 |  |  |  | 160 |  | N | Y | oil | 0.0866 | 0.0019 | 0.0001 | 14
| West | CA | 06085 |  |  | PACIFIC GAS AND ELECTRIC COMPANY | 1998211 | 84288113 | 99751212 | 110397914 | 20100202 | 221112 |  |  |  | 160 |  | N | Y | gas | 0.086177 | 0.00025344 | 1.4402e-05 | 100
| LADCO | MI | 26105 |  |  | Michigan Power Limited Partnership | 4190311 | 34937813 | 33234812 | 29070014 | 20100102 | 221112 |  |  | 125 | 160 |  | N | Y | oil | 0.08605 | 0.0065127 | 0.005655 | 52
| South | MO | 29189 |  |  | AMEREN MISSOURI MERAMEC PLANT | 6816611 | 13792713 | 13585712 | 87926714 | 20200401 | 221112 |  |  | 125 | 160 |  | N | Y | oil | 0.0855 | 0.0015
| West North Central | IA | 19193 |  |  | MIDAMERICAN ENERGY CO - GEORGE NEAL NORTH | 2943411 | 68241113 | 62686012 | 94145814 | 20200102 | 221112 |  |  | 125 | 160 |  | N | Y | oil | 0.085365 | 0.010868 | 0.0022176 | 36
971_G_7 | LADCO | IL | 17133 | 971 | 7 | Waterloo City Light Plant | 5546111 | 27441613 | 26345312 | 42979214 | 20200401 | 221112 | Combustion Turbine | Natural Gas, Distillate Fuel Oil | 125 | 160 | N | N | N | oil | 0.085175 | 0.0014 | 4e-05 | 4 | LADCO Oil Peaking | LADCO Oil Peaking | LADCO_oil_peak
| SESARM | KY | 21049 |  |  | East KY Power - J K Smith Station | 5163011 | 109082813 | 112596012 | 154533714 | 20100101 | 221112 |  |  | 125 | 999 |  | N | Y | oil | 0.085162 | 0.0046848 | 0.0056322
| SESARM | KY | 21067 |  |  | KY Utilities Co - Haefling Station | 6643411 | 17791713 | 67618312 | 39235614 | 20200201 | 221112 |  |  | 125 | 999 |  | N | Y | gas | 0.084864 | 0.00091706 | 0.00090168
| LADCO | MI | 26137 |  |  | Wolverine Power, Gaylord Generating Station | 8062511 | 7179913 | 7126512 | 28839314 | 20200102 | 221112 |  |  | 125 | 160 |  | N | Y | oil | 0.08485 | 0.0061087 | 0.00558 | 23
|  | HI | 15001 |  |  | HELCO - Keahole Power Plant | 928911 | 96368113 | 93479112 | 158877414 | 20100101 | 221112 |  |  | 125 | 120 |  | N | Y | oil | 0.17 | 0.042779 | 0.0037197 | 5759
| South | AR | 05063 |  |  | ENTERGY ARKANSAS INC-INDEPENDENCE PLANT | 1083411 | 103382213 | 44497012 | 159208614 | 20200102 | 221112 |  |  | 125 | 160 |  | N | Y | oil | 0.084584 | 0.0058068 | 0.0055622 | 14
| SESARM | KY | 21127 |  |  | Riverside Generating Co LLC | 6019911 | 86768913 | 82898212 | 117380014 | 20200102 | 221112 |  |  | 125 | 999 |  | N | Y | oil | 0.084451 | 0.004029 | 0.0050635
| MANE-VU | NJ | 34017 |  |  | Hudson Generating Station | 7591411 | 118488213 | 61271412 | 177716114 | 20300101 | 221112 |  |  | 125 | 290 |  | N | Y | oil | 0.0844 | 0.0043 | 0.0002
| SESARM | SC | 45007 |  |  | DUKE ENERGY CAROLINAS LLC LEE STEAM STAT | 4948311 | 99899313 | 63918412 | 139755814 | 20300101 | 221112 |  |  | 125 | 160 |  | N | Y | oil | 0.08409 | 0.0065613 | 0.0055297 | 19
56686_G_1 | MANE-VU | VA | 51097 | 56686 | 1 | INGENCO - King and Queen | 10641611 | 58486213 | 54234312 | 76751314 | 20100102 | 221118 | Landfill Gas | Landfill Gas | 125 | 160 | N | N | N |  | 0.08407 | 0.0074875 | 0.03 |  | MANE-VU Gas Nonpeaking | MANE-VU Gas Nonpeaking | MANE-VU_gas_nonpeak
8227_G_7 | MANE-VU | NJ | 34019 |  |  | Glen Gardner Combustion Turbine Site | 7604111 | 11864213 | 61106412 | 19781014 | 20100201 | 221112 |  |  | 125 | 120 |  | N | N | gas | 0.084 | 0 | 0 |  | MANE-VU Oil Peaking | MANE-VU Oil Peaking | MANE-VU_oil_peak
3320_G_2 | SESARM | SC | 45051 | 3320 | 2 | SANTEE COOPER MYRTLE BEACH | 4760911 | 32047113 | 30662512 | 11927014 | 20100101 | 221112 | Combustion Turbine | Distillate Fuel Oil | 125 | 120 | N | N | N | oil | 0.083701 | 0.0010529 | 0.0001441 | 1 | SESARM Oil Peaking | SESARM Oil Peaking | SESARM_oil_peak
| MANE-VU | NH | 33015 |  |  | ESSENTIAL POWER NEWINGTON LLC | 7458511 | 12074513 | 11985312 | 22136214 | 20200102 | 221112 |  |  | 125 | 160 |  | N | Y | oil | 0.08358 | 0.0072035 | 4e-05
| SESARM | KY | 21041 |  |  | KY Utilities Co - Ghent Station | 5198511 | 109113413 | 112627512 | 154600914 | 20100102 | 221112 |  |  | 125 | 999 |  | N | Y | oil | 0.083557 | 0.006322 | 0.0054947
| LADCO | IL | 17193 |  |  | Carmi Light & Water | 5575611 | 60351213 | 55787812 | 86481614 | 20100101 | 221112 |  |  | 125 | 160 |  | N | Y | oil | 0.083394 | 0.0058 | 0.005484 | 3
| LADCO | MI | 26075 |  |  | Consumers Energy Co. - Jackson Generating Station | 5695811 | 112751013 | 21109912 | 159091914 | 20200102 | 221112 |  |  | 125 | 160 |  | N | Y | oil | 0.08325 | 0.0059859 | 5e-05 | 52
| LADCO | MN | 27037 |  |  | Xcel Energy - Inver Hills Generating Plt | 6276011 | 112628313 | 115554012 | 158918214 | 20200401 | 221112 |  |  | 125 | 999 |  | N | Y | oil | 0.08315 | 0.0014333 | 0.005927
| West | CA | 06013 |  |  | NRG DELTA, LLC | 6486311 | 18704613 | 100202112 | 64861614 | 20100102 | 221112 |  |  | 125 | 160 |  | N | Y | oil | 0.082974 | 0.0057876 | 3.8465e-05 | 20
50872_G_GEN1B | MANE-VU | NH | 33019 |  |  | WHEELABRATOR CLAREMONT COMPANY LP | 7301211 | 8527413 | 8413712 | 22129214 | 50290010 | 562213 |  |  | 103 | 270 |  | N | N |  | 0.082879 | 0.003315 |  |  | MANE-VU Other Nonpeaking | MANE-VU Other Nonpeaking | MANE-VU_other_nonpeak
2232_G_3 | West North Central | NE | 31063 | 2232 | 3 | Curtis Power Plant | 6830411 | 13776613 | 13570212 | 21348614 | 20200402 | 221118 | Combustion Turbine | Natural Gas, Distillate Fuel Oil | 125 | 160 | N | N | N |  | 0.082875 | 0.009234 | 9.5e-05 |  | West North Central Composite Nonpeaking | West North Central Composite Nonpeaking | West North Central_comp_nonpeak
| LADCO | MN | 27061 |  |  | Minnesota Power Inc - Boswell Energy Ctr | 6173211 | 109519013 | 14952012 | 155007014 | 20100102 | 221112 |  |  | 125 | 999 |  | N | Y | oil | 0.08275 | 0.0020625 | 0.005439
| LADCO | IL | 17073 |  |  | Geneseo Municipal Utilities | 2344911 | 59711013 | 55183512 | 85812414 | 20100102 | 221112 |  |  | 125 | 160 |  | N | Y | oil | 0.08267 | 0.0014 | 3.9e-05 | 2
| SESARM | SC | 45043 |  |  | SANTEE COOPER WINYAH GENERATING STATION | 6652811 | 91528613 | 18390012 | 124727414 | 20200102 | 221112 |  |  | 125 | 160 |  | N | Y | oil | 0.082467 | 0.0058168 | 0.005423 | 52
56117_G_1 | LADCO | IL | 17025 | 56117 | 1 | City of Flora | 1944811 | 41588513 | 87474812 | 46049914 | 20100101 | 221112 | Combustion Turbine | Distillate Fuel Oil | 125 | 120 | N | N | N | oil | 0.08243 | 0.0012 | 4.55e-05 | 7 | LADCO Oil Peaking | LADCO Oil Peaking | LADCO_oil_peak
56117_G_1 | LADCO | IL | 17025 | 56117 | 1 | City of Flora | 1944811 | 41588513 | 39658912 | 46049914 | 20100101 | 221112 | Combustion Turbine | Distillate Fuel Oil | 125 | 120 | N | N | N | oil | 0.08243 | 0.0012 | 4.55e-05 | 7 | LADCO Oil Peaking | LADCO Oil Peaking | LADCO_oil_peak
| West | CA | 06085 |  |  | CITY OF SANTA CLARA | 1641611 | 120258613 | 121873412 | 170797714 | 20100102 | 221112 |  |  |  | 999 |  | N | Y | oil | 0.082314 | 0.0042464 | 0.00017237 | 50
| South | TX | 48185 |  |  | TENASKA FRONTIER GENERATION STATION | 6436111 | 109871713 | 113261912 | 155496214 | 20200102 | 22111 |  |  | 125 | 999 |  | N | Y | oil | 0.0823 | 0.0014 |  | 24
| West | CA | 06001 |  |  | CITY OF HAYWARD WELL B | 16023211 | 100611013 | 100092212 | 140946114 | 20100102 | 221112 |  |  |  | 999 |  | N | Y | oil | 0.082106 | 0.0057271 | 3.8063e-05 | 100
|  | AK | 02180 |  |  | Snake River Power Plant | 7735411 | 112528113 | 95355912 | 158764314 | 20100102 | 221112 |  |  | 125 | 160 |  | N | Y | oil | 0.16 | 0 | 0 | 8736
| LADCO | MI | 26121 |  |  | B. C. Cobb Plant | 7384111 | 99477913 | 9211012 | 139212714 | 20100102 | 221112 |  |  | 125 | 999 |  | N | Y | oil | 0.0821 | 0.0062169 | 0.005395 | 6
56116_G_8 | LADCO | IL | 17025 | 56116 | 8 | Illinois Municipal Electric Agency | 1944711 | 41588713 | 39659012 | 46050314 | 20100101 | 221112 | Combustion Turbine | Distillate Fuel Oil | 125 | 120 | N | N | N | oil | 0.08125 | 0.00075 | 7.5e-05 | 10 | LADCO Oil Peaking | LADCO Oil Peaking | LADCO_oil_peak
56116_G_8 | LADCO | IL | 17025 | 56116 | 8 | Illinois Municipal Electric Agency | 1944711 | 41588713 | 93526012 | 46050314 | 20100101 | 221112 | Combustion Turbine | Distillate Fuel Oil | 125 | 120 | N | N | N | oil | 0.08125 | 0.00075 | 7.5e-05 | 10 | LADCO Oil Peaking | LADCO Oil Peaking | LADCO_oil_peak
| LADCO | IL | 17025 |  |  | Illinois Municipal Electric Agency | 1944711 | 59349413 | 55938112 | 85437714 | 20100101 | 221112 |  |  | 125 | 160 |  | N | Y | oil | 0.08125 | 0.00075 | 7.5e-05 | 10
| LADCO | IL | 17025 |  |  | Illinois Municipal Electric Agency | 1944711 | 59349413 | 93526112 | 85437714 | 20100101 | 221112 |  |  | 125 | 160 |  | N | Y | oil | 0.08125 | 0.00075 | 7.5e-05 | 10
| LADCO | IL | 17025 |  |  | Illinois Municipal Electric Agency | 1944711 | 59349713 | 55938312 | 85437914 | 20100101 | 221112 |  |  | 125 | 160 |  | N | Y | oil | 0.08125 | 0.00075 | 7.5e-05 | 10
| LADCO | IL | 17025 |  |  | Illinois Municipal Electric Agency | 1944711 | 59349713 | 93526312 | 85437914 | 20100101 | 221112 |  |  | 125 | 160 |  | N | Y | oil | 0.08125 | 0.00075 | 7.5e-05 | 10
| LADCO | IL | 17025 |  |  | Illinois Municipal Electric Agency | 1944711 | 59349613 | 55938212 | 85438014 | 20100101 | 221112 |  |  | 125 | 160 |  | N | Y | oil | 0.08125 | 0.00075 | 7.5e-05 | 10
| LADCO | IL | 17025 |  |  | Illinois Municipal Electric Agency | 1944711 | 59349613 | 93526412 | 85438014 | 20100101 | 221112 |  |  | 125 | 160 |  | N | Y | oil | 0.08125 | 0.00075 | 7.5e-05 | 10
56031_G_STG | LADCO | WI | 55087 | 56031 | STG | WISCONSIN PUBLIC SERVICE CORPORATION - FOX ENERGY CENTER | 15038711 | 91926613 | 88990912 | 125379914 | 10200602 | 221112 | Combined Cycle | Natural Gas, Distillate Fuel Oil | 125 | 100 | N | N | N | gas | 0.08108 | 0.00042 | 0.000505 |  | LADCO Gas Peaking | LADCO Gas Peaking | LADCO_gas_peak
| West | CA | 06013 |  |  | DELTA ENERGY CENTER | 150711 | 84051413 | 75776512 | 109951014 | 20100202 | 221112 |  |  | 125 | 160 |  | N | Y | gas | 0.080958 | 0.00023809 | 1.353e-05 | 100
969_G_2 | LADCO | IL | 17139 | 969 | 2 | Sullivan Power Plant | 4657211 | 28183113 | 27026512 | 42926414 | 20200401 | 221112 | Combustion Turbine | Natural Gas, Distillate Fuel Oil | 125 | 160 | N | N | N | oil | 0.080499 | 0.0013 | 3.8e-05 | 6 | LADCO Oil Peaking | LADCO Oil Peaking | LADCO_oil_peak
| LADCO | MN | 27061 |  |  | Minnesota Power Inc - Boswell Energy Ctr | 6173211 | 96206713 | 93109812 | 134305514 | 20100102 | 221112 |  |  | 125 | 160 |  | N | Y | oil | 0.08033 | 0.0020023 | 0.00528
55439_G_CTG3x | MANE-VU | VA | 51065 |  |  | Tenaska Virginia Partners, L.P. | 9078811 | 58388613 | 50108112 | 68517814 | 20100109 | 221112 |  |  | 125 | 120 |  | N | N | oil | 0.08 | 0.0059375 | 0.0055222 |  | MANE-VU Oil Peaking | MANE-VU Oil Peaking | MANE-VU_oil_peak
2215_G_2 | West North Central | NE | 31127 | 2215 | 2 | Auburn Generating Plant | 5105811 | 24688413 | 23710612 | 24479614 | 20200402 | 221112 | Combustion Turbine | Natural Gas, Distillate Fuel Oil | 125 | 160 | N | N | N | oil | 0.08 | 1.1552e-07 | 1e-07 |  | West North Central Oil Peaking | West North Central Oil Peaking | West North Central_oil_peak
8227_G_6 | MANE-VU | NJ | 34019 |  |  | Glen Gardner Combustion Turbine Site | 7604111 | 11864113 | 61106412 | 19781214 | 20100101 | 221112 |  |  | 125 | 120 |  | N | N | oil | 0.08 | 0 | 0 |  | MANE-VU Gas Peaking | MANE-VU Gas Peaking | MANE-VU_gas_peak
8227_G_6 | MANE-VU | NJ | 34019 |  |  | Glen Gardner Combustion Turbine Site | 7604111 | 11864113 | 61106412 | 19781114 | 20100201 | 221112 |  |  | 125 | 120 |  | N | N | gas | 0.08 | 0 | 0 |  | MANE-VU Gas Peaking | MANE-VU Gas Peaking | MANE-VU_gas_peak
8227_G_4 | MANE-VU | NJ | 34019 |  |  | Glen Gardner Combustion Turbine Site | 7604111 | 11863913 | 61106412 | 19781514 | 20100201 | 221112 |  |  | 125 | 120 |  | N | N | gas | 0.08 | 0 | 0 |  | MANE-VU Oil Peaking | MANE-VU Oil Peaking | MANE-VU_oil_peak
2295_G_3 | West North Central | NE | 31065 | 2295 | 3 | Oxford Light Plant | 6831311 | 13774913 | 13569312 | 21281714 | 20200402 | 221118 | Combustion Turbine | Natural Gas, Distillate Fuel Oil | 125 | 160 | N | N | N |  | 0.08 | 0.011552 |  |  | West North Central Composite Nonpeaking | West North Central Composite Nonpeaking | West North Central_comp_nonpeak
| West North Central | WY | 56005 |  |  | Wyodak Plant | 8041911 | 120548413 | 122582512 | 172174314 | 20200401 | 221112 |  |  | 125 | 160 |  | N | Y | oil | 0.08 | 0.01 | 0.01 | 25
| Southwest | AZ | 04021 |  |  | Coolidge Generating Station | 11310611 | 118550513 | 116844812 | 167218514 | 20100102 | 22111 |  |  | 125 | 160 |  | N | Y | oil | 0.08 | 0.0057 | 0.0053 | 8760
| West North Central | NE | 31061 |  |  | Campbell Municipal Power Plant | 6713311 | 12868813 | 12760512 | 21474214 | 20200401 | 221112 |  |  | 125 | 160 |  | N | Y | oil | 0.08 | 1e-07 | 1e-07
| West North Central | NE | 31153 |  |  | OPPD Sarpy County Station | 7631011 | 12532313 | 12453312 | 21596314 | 20100102 | 221112 |  |  | 125 | 160 |  | N | Y | oil | 0.08 | 1.0756e-07 | 1e-07
| MANE-VU | PA | 42063 |  |  | SEWARD GENERATING STATION | 3005111 | 113908113 | 116534112 | 160260414 | 20200102 | 221112 |  |  | 125 | 160 |  | N | Y | oil | 0.08 | 0.010232 |  | 18
| West | CA | 06095 |  |  | TONY S FINE FOODS | 16021411 | 100352913 | 98538912 | 140544914 | 20100102 | 221112 |  |  |  | 999 |  | N | Y | oil | 0.08 |  |  | 8736
|  | AK | 02020 |  |  | Hank Nikkels Plant One | 662211 | 46422213 | 44101312 | 88802314 | 20100101 | 221112 |  |  | 125 | 120 |  | N | Y | oil | 0.15 | 0 | 0.02
| MANE-VU | NJ | 34005 |  |  | Burlington Generating Station | 7310911 | 118491413 | 60761112 | 166872214 | 20200102 | 221112 |  |  | 125 | 290 |  | N | Y | oil | 0.0799 | 0.0008 | 0.0001
| South | TX | 48113 |  |  | LAKE RAY HUBBARD | 4836411 | 31707013 | 30324312 | 10331914 | 20100102 | 22111 |  |  | 125 | 160 |  | N | Y | oil | 0.0796 | 0.0056 | 0.0053 | 20
| South | TX | 48113 |  |  | LAKE RAY HUBBARD | 4836411 | 31707013 | 30324112 | 10331814 | 20100102 | 22111 |  |  | 125 | 160 |  | N | Y | oil | 0.0796 | 0.0056 | 0.0053 | 20
| West North Central | WY | 56005 |  |  | Dry Fork Station | 15659411 | 120632213 | 122715512 | 172259514 | 20200102 | 221112 |  |  | 125 | 160 |  | N | Y | oil | 0.07956 | 0.0013 | 0.00026 | 26
2305_G_5 | West North Central | NE | 31089 | 2305 | 5 | Stuart Municipal Power Plant | 6717811 | 12853813 | 12753812 | 21755714 | 20200402 | 926130 | Combustion Turbine | Distillate Fuel Oil | 125 | 160 | N | N | N |  | 0.07951 | 0.0082058 | 0.007225 |  | West North Central Composite Nonpeaking | West North Central Composite Nonpeaking | West North Central_comp_nonpeak
| West North Central | MT | 30083 |  |  | MDU - LEWIS & CLARK STATION | 7618511 | 87281213 | 83465712 | 118148114 | 20200102 | 221112 |  |  | 125 | 160 |  | N | Y | oil | 0.0794 | 0.001 | 0.0052
56117_G_2 | LADCO | IL | 17025 | 56117 | 2 | City of Flora | 1944811 | 41588313 | 39658512 | 46050114 | 20100101 | 221112 | Combustion Turbine | Distillate Fuel Oil | 125 | 120 | N | N | N | oil | 0.079319 | 0.00115 | 4.4e-05 | 7 | LADCO Oil Peaking | LADCO Oil Peaking | LADCO_oil_peak
56117_G_2 | LADCO | IL | 17025 | 56117 | 2 | City of Flora | 1944811 | 41588313 | 55938612 | 46050114 | 20100101 | 221112 | Combustion Turbine | Distillate Fuel Oil | 125 | 120 | N | N | N | oil | 0.079319 | 0.00115 | 4.4e-05 | 7 | LADCO Oil Peaking | LADCO Oil Peaking | LADCO_oil_peak
| West | CA | 06085 |  |  | APPLE COMPUTER | 16015811 | 100498613 | 99481112 | 140755514 | 20100102 | 221112 |  |  |  | 999 |  | N | Y | oil | 0.078986 | 0.0055094 | 3.6616e-05 | 100
| MANE-VU | NY | 36081 |  |  | RAVENSWOOD GENERATING STATION | 8309011 | 202413 | 58830112 | 20875914 | 20200902 | 221112 |  |  | 125 | 160 |  | N | Y | gas | 0.078455 | 0.0055151 | 1.05e-05
| South | TX | 48279 |  |  | PLANT X POWER PLANT | 4946011 | 30119013 | 28896212 | 5823114 | 20100102 | 22111 |  |  | 125 | 160 |  | N | Y | oil | 0.0777 | 0.0055 | 0.0002 | 14
56118_G_4 | LADCO | IL | 17025 | 56118 | 4 | City of Flora | 1944811 | 41588613 | 39658812 | 46049814 | 20100101 | 221112 | Combustion Turbine | Distillate Fuel Oil | 125 | 120 | N | N | N | oil | 0.077305 | 0.00115 | 4.3e-05 | 6 | LADCO Oil Peaking | LADCO Oil Peaking | LADCO_oil_peak
56118_G_4 | LADCO | IL | 17025 | 56118 | 4 | City of Flora | 1944811 | 41588613 | 55938512 | 46049814 | 20100101 | 221112 | Combustion Turbine | Distillate Fuel Oil | 125 | 120 | N | N | N | oil | 0.077305 | 0.00115 | 4.3e-05 | 6 | LADCO Oil Peaking | LADCO Oil Peaking | LADCO_oil_peak
| South | TX | 48221 |  |  | DECORDOVA STEAM ELECTRIC STATION | 6153011 | 16225313 | 15826312 | 6798714 | 20200401 | 22111 |  |  | 125 | 160 |  | N | Y | oil | 0.0773 | 0.0012 | 0.0049 | 6
| South | KS | 20149 |  |  | Wamego Mun. Power Plant | 5406911 | 27604313 | 26492412 | 37543114 | 20200402 | 221112 |  |  | 125 | 160 |  | N | Y | oil | 0.07712 | 0.0023136 | 2.56e-06 | 18
| Southwest | CO | 08059 |  |  | PLAINS END, LLC | 3834311 | 68736813 | 63104412 | 94697414 | 20200401 | 221112 |  |  | 125 | 160 |  | N | Y | oil | 0.077 | 0.010515 | 0.03
1006_G_2 | LADCO | IN | 18169 | 1006 | 2 | Duke Energy Indiana LLC - Miami Wabash | 8181711 | 5862813 | 5709012 | 123984314 | 20100101 | 221112 | Combustion Turbine | Distillate Fuel Oil | 125 | 120 | N | N | N | oil | 0.07686 | 0.00072576 | 0.0882 |  | LADCO Oil Peaking | LADCO Oil Peaking | LADCO_oil_peak
1006_G_3 | LADCO | IN | 18169 | 1006 | 3 | Duke Energy Indiana LLC - Miami Wabash | 8181711 | 5862513 | 5709412 | 123984414 | 20100101 | 221112 | Combustion Turbine | Distillate Fuel Oil | 125 | 120 | N | N | N | oil | 0.07686 | 0.00072576 | 0.0882 |  | LADCO Oil Peaking | LADCO Oil Peaking | LADCO_oil_peak
| South | MO | 29019 |  |  | UNIVERSITY OF MISSOURI (MU) POWER PLANT | 7164611 | 14382013 | 14117912 | 25322114 | 20300101 | 221112 |  |  | 125 | 160 |  | N | Y | oil | 0.0768 | 0.0011 | 0.0016
| South | KS | 20141 |  |  | Osborne Mun. Power Plant | 4893911 | 98343813 | 112304312 | 138244314 | 20200254 | 221112 |  |  | 125 | 999 |  | N | Y | gas | 0.076643 | 0.00018757 | 1.1038e-05 | 4368
| West North Central | IA | 19163 |  |  | MIDAMERICAN ENERGY CO - RIVERSIDE STATION | 2995011 | 108876313 | 112392812 | 154177414 | 20200202 | 221112 |  |  | 125 | 160 |  | N | Y | gas | 0.076226 | 0.0053975 | 0.00016104 | 24
| SESARM | KY | 21015 |  |  | Duke Energy KY East Bend | 6040811 | 94681813 | 91472812 | 129613614 | 20200102 | 221112 |  |  | 125 | 999 |  | N | Y | oil | 0.076065 | 0.0054712 | 0.0043121
8227_G_1 | MANE-VU | NJ | 34019 |  |  | Glen Gardner Combustion Turbine Site | 7604111 | 11863613 | 61106412 | 19782114 | 20100201 | 221112 |  |  | 125 | 120 |  | N | N | gas | 0.076 | 0 | 0 |  | MANE-VU Gas Peaking | MANE-VU Gas Peaking | MANE-VU_gas_peak
| South | OK | 40103 |  |  | SOONER GNRTNG STA | 8519411 | 92000913 | 89060212 | 125530314 | 20200102 | 221112 |  |  | 125 | 160 |  | N | Y | oil | 0.076 | 0.0019533 |  | 9
| LADCO | MN | 27085 |  |  | Hutchinson Utilities Commission - Plant 1 | 7625811 | 11464313 | 11363912 | 26379614 | 20200402 | 221112 |  |  | 125 | 160 |  | N | Y | oil | 0.07587 | 0.0016402 | 8.556e-08
1580_G_101 | MANE-VU | MD | 24041 | 1580 | 101 | Easton Utilities - Washington Street | 6415311 | 88028113 | 84216212 | 119448914 | 20100102 | 221112 | Combustion Turbine | Distillate Fuel Oil | 125 | 160 | N | N | N | oil | 0.07575 | 0.001315 | 0.0012 | 2080 | MANE-VU Oil Peaking | MANE-VU Oil Peaking | MANE-VU_oil_peak
1580_G_101 | MANE-VU | MD | 24041 | 1580 | 101 | Easton Utilities - Washington Street | 6415311 | 88028113 | 84216112 | 119448914 | 20100102 | 221112 | Combustion Turbine | Distillate Fuel Oil | 125 | 160 | N | N | N | oil | 0.07575 | 0.001315 | 0.0012 | 2080 | MANE-VU Oil Peaking | MANE-VU Oil Peaking | MANE-VU_oil_peak
| SESARM | SC | 45075 |  |  | SCE&G COPE | 7870811 | 95171813 | 63978512 | 130381214 | 20100102 | 221112 |  |  | 125 | 160 |  | N | Y | oil | 0.075521 | 0.0018419 | 0.0049662 | 32
| West | CA | 06001 |  |  | METROPCS CALIFORNIA/FLORIDA INC | 10506911 | 52494913 | 75388712 | 68411314 | 20100102 | 221112 |  |  |  | 160 |  | N | Y | oil | 0.075419 | 0.0012819 | 5.6115e-05 | 50
| South | TX | 48221 |  |  | WOLF HOLLOW I | 9116611 | 57528413 | 51771012 | 75622314 | 20200102 | 22111 |  |  | 125 | 160 |  | N | Y | oil | 0.0752 | 0.0053 | 0.005 | 27
| LADCO | WI | 55073 |  |  | WISCONSIN PUBLIC SERVICE CORPORATION- WESTON PLANT | 7078511 | 109252513 | 112771912 | 154794214 | 20200102 | 221112 |  |  | 125 | 160 |  | N | Y | oil | 0.075089 | 0.0051601 | 0.0049355
| South | LA | 22047 |  |  | Carville Energy LLC - Carville Energy Center | 5519911 | 80913513 | 72032812 | 104338614 | 20100107 | 22111 |  |  | 125 | 999 |  | N | Y | oil | 0.075 | 0.005 | 0.005 | 52
| SESARM | SC | 45003 |  |  | SCE&G URQUHART | 5045611 | 69719913 | 64003312 | 139736914 | 20100102 | 221112 |  |  | 125 | 999 |  | N | Y | oil | 0.074402 | 0.0018147 | 0.0048927 | 15
| West | CA | 06013 |  |  | PACIFIC GAS AND ELECTRIC CO | 14241111 | 84140913 | 100768312 | 110129414 | 20100202 | 221112 |  |  |  | 160 |  | N | Y | gas | 0.074238 | 0.00021833 | 1.2407e-05 | 100
| South | MO | 29077 |  |  | CITY UTILITIES OF SPRINGFIELD MISSOURI JOHN TWITTY ENERGY CENTER | 7496411 | 11216413 | 11169412 | 25943314 | 20200102 | 221112 |  |  | 125 | 160 |  | N | Y | oil | 0.074 | 0.0052 | 0.0049
| LADCO | MI | 26163 |  |  | DTE - Electric Company TRENTON CHANNEL | 7422511 | 110170013 | 10849012 | 155879114 | 20200401 | 221112 |  |  | 125 | 160 |  | N | Y | oil | 0.074 | 0.001275 | 3.5e-05 | 12
|  | AK | 02150 |  |  | Nyman Power Plant | 10698011 | 58588513 | 54318112 | 76977114 | 20100101 | 221112 |  |  | 125 | 120 |  | N | Y | oil | 0.14 | 0.04 | 0 | 8736
| South | TX | 48439 |  |  | HANDLEY STEAM ELECTRIC STATION | 4916711 | 29004613 | 27773012 | 3797914 | 20200102 | 22111 |  |  | 125 | 160 |  | N | Y | oil | 0.0739 | 0.0052 | 0.0049 | 13
| MANE-VU | MA | 25013 |  |  | STONY BROOK ENERGY CENTER | 5979211 | 23592113 | 83622912 | 118395714 | 20200401 | 221112 |  |  | 125 | 160 |  | N | Y | oil | 0.0737 | 0.0012708 | 0
7555_G_11 | West North Central | NE | 31131 | 7555 | 11 | Nebraska City Power Plant No 2 | 5106811 | 24684913 | 23709612 | 21296414 | 20200402 | 926130 | Combustion Turbine | Natural Gas, Distillate Fuel Oil | 125 | 160 | N | N | N |  | 0.073545 | 0.0064707 | 0.0003218 |  | West North Central Composite Nonpeaking | West North Central Composite Nonpeaking | West North Central_comp_nonpeak
2248_G_1 | West North Central | NE | 31105 | 2248 | 1 | Kimball Municipal Power Plant | 5280711 | 25620413 | 24573712 | 21762014 | 20200402 | 926130 | Combustion Turbine | Natural Gas, Distillate Fuel Oil | 125 | 160 | N | N | N |  | 0.0735 | 0.006953 |  |  | West North Central Composite Nonpeaking | West North Central Composite Nonpeaking | West North Central_comp_nonpeak
2248_G_3 | West North Central | NE | 31105 | 2248 | 3 | Kimball Municipal Power Plant | 5280711 | 25620013 | 24573712 | 21762414 | 20200402 | 926130 | Combustion Turbine | Natural Gas, Distillate Fuel Oil | 125 | 160 | N | N | N |  | 0.0735 | 0.006953 |  |  | West North Central Composite Nonpeaking | West North Central Composite Nonpeaking | West North Central_comp_nonpeak
| MANE-VU | CT | 09001 |  |  | BRIDGEPORT ENERGY LLC | 754511 | 99519513 | 85096012 | 140163814 | 20200102 | 221112 |  |  | 125 | 999 |  | N | Y | oil | 0.073241 | 0.0043129 | 0.0008319
| LADCO | IL | 17025 |  |  | Illinois Municipal Electric Agency | 1944711 | 59349513 | 55938412 | 85437814 | 20100101 | 221112 |  |  | 125 | 160 |  | N | Y | oil | 0.073125 | 0.00065 | 6.75e-05 | 9
| LADCO | IL | 17025 |  |  | Illinois Municipal Electric Agency | 1944711 | 59349513 | 93526212 | 85437814 | 20100101 | 221112 |  |  | 125 | 160 |  | N | Y | oil | 0.073125 | 0.00065 | 6.75e-05 | 9
| South | OK | 40153 |  |  | MOORELAND GNRTNG STA | 8518611 | 95143913 | 91942212 | 130285014 | 20200102 | 221112 |  |  | 125 | 160 |  | N | Y | oil | 0.073 | 0.0048832 | 0.005 | 16
| West | CA | 06085 |  |  | PACIFIC GAS AND ELECTRIC COMPANY | 1998211 | 84288213 | 99751412 | 110398014 | 20100202 | 221112 |  |  |  | 160 |  | N | Y | gas | 0.07294 | 0.00021452 | 1.219e-05 | 100
| LADCO | MI | 26101 |  |  | TES Filer City Station | 4856911 | 30496013 | 29241012 | 28832314 | 20200202 | 221112 |  |  | 125 | 160 |  | N | Y | gas | 0.0729 | 0.0005 | 0 | 48
| West | CA | 06013 |  |  | NRG DELTA, LLC | 6486311 | 18705113 | 100205512 | 64861114 | 20100102 | 221112 |  |  | 125 | 160 |  | N | Y | oil | 0.07284 | 0.0050807 | 3.3767e-05 | 20
| MANE-VU | NY | 36083 |  |  | RENSSELAER COGEN FACILITY | 7863911 | 3600913 | 3466412 | 20641214 | 20200102 | 221112 |  |  | 125 | 160 |  | N | Y | oil | 0.072516 | 0.0050975 | 0.0047686
| West | CA | 06013 |  |  | AT&T MOBILITY/AT&T SERVICES | 13796711 | 83974313 | 75639612 | 109769814 | 20100102 | 221112 |  |  |  | 160 |  | N | Y | oil | 0.072485 | 0.0013583 | 5.307e-05 | 50
| South | TX | 48141 |  |  | NEWMAN STATION | 4837411 | 99224313 | 96149112 | 138875214 | 20200107 | 22111 |  |  | 125 | 160 |  | N | Y | oil | 0.0724 | 0.0021 | 0.0012 | 6
| West | CA | 06013 |  |  | PACIFIC GAS AND ELECTRIC COMPANY | 216411 | 84207113 | 100743512 | 110260614 | 20100202 | 221112 |  |  |  | 160 |  | N | Y | gas | 0.072171 | 0.00021225 | 1.2061e-05 | 100
| South | OK | 40103 |  |  | SOONER GNRTNG STA | 8519411 | 92001113 | 89060312 | 125530514 | 20100102 | 221112 |  |  | 125 | 160 |  | N | Y | oil | 0.072 | 0.0048832 | 0.005 | 7
| MANE-VU | MD | 24003 |  |  | Raven Power Fort Smallwood LLC | 6084311 | 102960213 | 106671412 | 144464814 | 20200102 | 221112 |  |  | 125 | 690 |  | N | Y | oil | 0.072 | 0.00129 | 0.00099 | 2080
| West | CA | 06085 |  |  | EQUINIX LLC | 16017711 | 100385313 | 98745812 | 140586614 | 20100102 | 221112 |  |  |  | 999 |  | N | Y | oil | 0.07155 | 0.00095745 | 3.3169e-05 | 8736
| West | CA | 06085 |  |  | EQUINIX LLC | 16017711 | 100385413 | 98745912 | 140586714 | 20100102 | 221112 |  |  |  | 999 |  | N | Y | oil | 0.07155 | 0.00095745 | 3.3169e-05 | 8736
| West | CA | 06085 |  |  | EQUINIX LLC | 16017711 | 100385513 | 98746012 | 140586814 | 20100102 | 221112 |  |  |  | 999 |  | N | Y | oil | 0.07155 | 0.00095745 | 3.3169e-05 | 8736
| West | CA | 06013 |  |  | DELTA ENERGY CENTER | 150711 | 84051513 | 75776612 | 109951114 | 20300101 | 221112 |  |  | 125 | 160 |  | N | Y | oil | 0.071418 | 0.0040465 | 5.5462e-05 | 52
| MANE-VU | MA | 25021 |  |  | NEA BELLINGHAM | 5736011 | 87694913 | 83856812 | 118977714 | 20200102 | 221112 |  |  | 125 | 160 |  | N | Y | oil | 0.0714 | 0.0051161 | 0
1881_G_7 | LADCO | MI | 26117 | 1881 | 7 | Wolverine Power, Vestaburg Power Plant | 5215711 | 25695713 | 24634712 | 28889314 | 20200401 | 221112 | Combustion Turbine | Distillate Fuel Oil | 125 | 160 | N | N | N | oil | 0.07115 | 0.00093 | 0.005115 | 2 | LADCO Oil Peaking | LADCO Oil Peaking | LADCO_oil_peak
| West | CA | 06085 |  |  | FOOTHILL/DEANZA COMMUNITY COLLEGE DISTRICT | 9953911 | 84068913 | 75805312 | 109976814 | 20100102 | 221112 |  |  |  | 160 |  | N | Y | oil | 0.071081 | 0.00095117 | 3.2951e-05 | 8736
| West | CA | 06001 |  |  | CITY OF HAYWARD HALIFAX L/S | 16023011 | 100787013 | 101220812 | 141225614 | 20100102 | 221112 |  |  |  | 999 |  | N | Y | oil | 0.071081 | 0.004958 | 3.2951e-05 | 100
| SESARM | SC | 45015 |  |  | SANTEE COOPER JEFFERIES | 4834711 | 112041813 | 64083912 | 158235514 | 20100102 | 221112 |  |  | 125 | 160 |  | N | Y | oil | 0.071001 | 0.004991 | 0.004669 | 8736
2121_G_10 | South | MO | 29097 | 2121 | 10 | CARTHAGE WATER AND ELECTRIC | 5339111 | 26480313 | 25402712 | 87817914 | 20100202 | 221112 | Combustion Turbine | Natural Gas, Distillate Fuel Oil | 125 | 160 | N | N | N | gas | 0.071 | 0.0006 |  |  | South Gas Peaking | South Gas Peaking | South_gas_peak
| MANE-VU | MA | 25003 |  |  | PITTSFIELD GENERATING COMPANY LP | 7220511 | 9981013 | 9834212 | 118635914 | 20200102 | 221112 |  |  | 125 | 290 |  | N | Y | oil | 0.071 | 0.0051161 | 0.005
| MANE-VU | NY | 36039 |  |  | ATHENS GENERATING PLANT | 9333711 | 64139113 | 58869512 | 88967314 | 20200102 | 221112 |  |  | 125 | 160 |  | N | Y | oil | 0.071 | 0.001 | 0.001
7028_G_K1 | Southwest | UT | 49049 | 7028 | K1 | Springville City Corporation- Whitehead Power Plant | 6983111 | 13935413 | 13739112 | 99799714 | 20200102 | 22111 | Combustion Turbine | Natural Gas | 125 | 160 | N | N | N | oil | 0.070945 | 0.022207 | 0 | 241 | Southwest Gas Peaking | Southwest Gas Peaking | Southwest_gas_peak
1230_G_2 | South | KS | 20175 | 1230 | 2 | Mid-Kansas Electric - Cimarron River | 3772011 | 37527513 | 35801612 | 39302914 | 20100201 | 221112 | Combustion Turbine | Natural Gas | 125 | 120 | N | N | N | gas | 0.070832 | 0.0014609 | 0.00075259 | 2 | South Gas Peaking | South Gas Peaking | South_gas_peak
7991_G_STG1 | LADCO | WI | 55025 | 7991 | STG1 | WEST CAMPUS COGENERATION FACILITY | 9018111 | 54742913 | 51995412 | 71803914 | 20200103 | 221112 | Combined Cycle | Natural Gas, Distillate Fuel Oil |  | 160 | Y | N | N | oil | 0.070811 | 0.00068479 |  |  | daily flat | diurnal flat | LADCO_gas_peak
971_G_6 | LADCO | IL | 17133 | 971 | 6 | Waterloo City Light Plant | 5546111 | 27442213 | 55584512 | 86263914 | 20100202 | 221112 | Combustion Turbine | Distillate Fuel Oil | 125 | 160 | N | N | N | gas | 0.070753 | 0.0038 | 2e-06 | 3 | LADCO Gas Peaking | LADCO Gas Peaking | LADCO_gas_peak
| Southwest | AZ | 04015 |  |  | UNS ELECTRIC INC - BLACK MOUNTAIN GENERATING STATION | 13414311 | 86200313 | 81851212 | 116593814 | 20100102 | 221112 |  |  | 125 | 999 |  | N | Y | oil | 0.070456 | 0.0021503 | 6.5955e-05 | 8736
| West | CA | 06001 |  |  | CITY OF HAYWARD WELL C | 16022711 | 100659113 | 100265712 | 141011714 | 20100102 | 221112 |  |  |  | 999 |  | N | Y | oil | 0.070377 | 0.0049089 | 3.2625e-05 | 100
| West | CA | 06075 |  |  | ONE BUSH, INC C/O PROPERTY MANAGEMENT | 14296411 | 84052513 | 75778712 | 109952314 | 20100102 | 221112 |  |  |  | 160 |  | N | Y | oil | 0.070377 | 0.0049089 | 3.2625e-05 | 100
| West North Central | WY | 56005 |  |  | Barber Creek Generation Station | 12811211 | 120615813 | 122684712 | 172242914 | 20100201 | 221112 |  |  | 125 | 120 |  | N | Y | gas | 0.0702 | 0 | 0.0017337 | 18
| SESARM | SC | 45075 |  |  | ORANGEBURG DPU:ROWESVILLE ROAD | 4143111 | 34100413 | 32561912 | 11323514 | 20200401 | 221112 |  |  | 125 | 160 |  | N | Y | oil | 0.070144 | 0.001086 | 4.427e-05 | 26
| SESARM | SC | 45079 |  |  | SCE&G WATEREE | 7126411 | 69704113 | 63984012 | 139748114 | 20200401 | 221112 |  |  | 125 | 999 |  | N | Y | oil | 0.070144 | 0.001208 | 3.3209e-05 | 17
| LADCO | IL | 17031 |  |  | GDF Suez Energy North America Calumet Energy Team LLC | 9728111 | 88617013 | 84921212 | 120292814 | 20200102 | 221112 |  |  | 125 | 160 |  | N | Y | oil | 0.070106 | 0.0035 | 0.009009 | 26
2230_G_1 | West North Central | NE | 31049 | 2230 | 1 | Chappell Municipal Power Plant | 6703311 | 12886713 | 12770912 | 22080514 | 20100102 | 221118 | Combustion Turbine | Distillate Fuel Oil | 125 | 160 | N | N | N |  | 0.07 | 0.0062685 | 0.006253 |  | West North Central Composite Nonpeaking | West North Central Composite Nonpeaking | West North Central_comp_nonpeak
2308_G_1 | West North Central | NE | 31097 | 2308 | 1 | Tecumseh Plant | 6718911 | 12851013 | 12752612 | 22161514 | 20200402 | 926130 | Combustion Turbine | Natural Gas, Distillate Fuel Oil | 125 | 160 | N | N | N |  | 0.07 | 1.0031e-07 | 1e-07 |  | West North Central Composite Nonpeaking | West North Central Composite Nonpeaking | West North Central_comp_nonpeak
2238_G_2 | West North Central | NE | 31061 | 2238 | 2 | Franklin Municipal Power Plant | 6713411 | 12868413 | 12760412 | 21350614 | 20100102 | 221118 | Combustion Turbine | Natural Gas, Distillate Fuel Oil | 125 | 160 | N | N | N |  | 0.07 | 1.0756e-07 |  |  | West North Central Gas Nonpeaking | West North Central Gas Nonpeaking | West North Central_gas_nonpeak
| SESARM | MS | 28073 |  |  | South Mississippi Electric Power Association, R D Morrow Plant | 7154411 | 14080213 | 13888712 | 25080814 | 20100102 | 22111 |  |  | 125 | 160 |  | N | Y | oil | 0.07 | 0.010756 | 0.01 | 8760
| West | NV | 32003 |  |  | San Diego Gas and Electric | 7757511 | 67163413 | 61809012 | 121595014 | 20200102 | 221112 |  |  | 125 | 160 |  | N | Y | oil | 0.07 | 0.01 | 0.01
| South | TX | 48395 |  |  | TWIN OAKS | 7552911 | 12331713 | 12269212 | 2788514 | 20100102 | 22111 |  |  | 125 | 160 |  | N | Y | oil | 0.07 | 0.004 | 0.005 | 33
| South | TX | 48395 |  |  | TWIN OAKS | 7552911 | 12334813 | 12267512 | 2785414 | 20100102 | 22111 |  |  | 125 | 160 |  | N | Y | oil | 0.07 | 0.004 | 0.005 | 33
| South | TX | 48215 |  |  | HIDALGO ENERGY CENTER | 6141711 | 15925713 | 15546412 | 6848114 | 20100102 | 22111 |  |  | 125 | 160 |  | N | Y | oil | 0.07 | 0.005 | 0.005 | 25
| South | TX | 48251 |  |  | JOHNSON COUNTY GENERATION FACILITY | 6364211 | 70734113 | 65035112 | 98045114 | 20200102 | 22111 |  |  | 125 | 160 |  | N | Y | oil | 0.07 | 0.0097663 | 0.005 | 26
| South | OK | 40097 |  |  | CHOUTEAU POWER PLANT | 8350611 | 97012413 | 93947512 | 135232014 | 20200401 | 221112 |  |  | 125 | 160 |  | N | Y | oil | 0.07 | 0.001 | 0.001 | 9
| West North Central | WY | 56009 |  |  | Dave Johnston | 6418211 | 124768213 | 122575912 | 177830214 | 20100102 | 221112 |  |  | 125 | 160 |  | N | Y | oil | 0.07 | 0 | 0 | 10
| MANE-VU | NJ | 34039 |  |  | Cogen Technologies Linden Venture, L.P. | 7990011 | 65946013 | 60847312 | 91352914 | 20200102 | 221112 |  |  | 125 | 160 |  | N | Y | oil | 0.07 | 0.01 | 0
| SESARM | NC | 37145 |  |  | CPI USA North Carolina - Roxboro Plant | 7826311 | 2212313 | 69494312 | 18649914 | 20200401 | 221112 |  |  | 125 | 160 |  | N | Y | oil | 0.07 |  |  | 500
| West North Central | NE | 31033 |  |  | Sidney Power Plant | 7575611 | 11898613 | 11798012 | 21949214 | 20200402 | 221112 |  |  | 125 | 160 |  | N | Y | oil | 0.07 | 0.0068391
2305_G_1 | West North Central | NE | 31089 | 2305 | 1 | Stuart Municipal Power Plant | 6717811 | 12853713 | 12753812 | 21755814 | 20200402 | 926130 | Combustion Turbine | Natural Gas, Distillate Fuel Oil | 125 | 160 | N | N | N |  | 0.06959 | 0.00026571 | 1.5e-05 |  | West North Central Composite Nonpeaking | West North Central Composite Nonpeaking | West North Central_comp_nonpeak
| West | CA | 06013 |  |  | PACIFIC GAS AND ELECTRIC | 14241011 | 84140813 | 99433412 | 110129314 | 20100202 | 221112 |  |  |  | 160 |  | N | Y | gas | 0.068976 | 0.00020286 | 1.1527e-05 | 100
| West | CA | 06019 |  |  | KINGS RIVER CONSERVATION DISTRICT | 17323211 | 120741013 | 122832812 | 171228114 | 20100102 | 221112 |  |  |  | 999 |  | N | Y | oil | 0.068904 | 0.0033369 | 3.4344e-05 | 14
| West | CA | 06013 |  |  | LOS MEDANOS ENERGY CENTER | 148911 | 84118513 | 75881312 | 110074014 | 20300201 | 221112 |  |  | 125 | 160 |  | N | Y | gas | 0.068652 | 8.0762e-05 | 1.1473e-05 | 100
55217_G_STG3 | West | CA | 06013 | 55217 | STG3 | LOS MEDANOS ENERGY CENTER | 148911 | 51468813 | 48376512 | 59470414 | 10300601 | 221112 | Combined Cycle | Natural Gas | 125 | 100 | Y | N | N | gas | 0.068637 | 0.02967 | 0.0074949 | 1512 | daily flat | diurnal flat | West_gas_peak
| West | CA | 06001 |  |  | SPRINT | 14270711 | 84000513 | 100791312 | 109821614 | 20100102 | 221112 |  |  |  | 160 |  | N | Y | oil | 0.068383 | 0.0038743 | 5.0623e-05 | 100
| MANE-VU | ME | 23005 |  |  | FPL ENERGY WYMAN LLC | 5823511 | 63550313 | 89322112 | 125979114 | 20300101 | 221112 |  |  | 125 | 160 |  | N | Y | oil | 0.068171 | 0.0043596 | 0.0029484
2221_G_3 | West North Central | NE | 31041 | 2221 | 3 | Broken Bow Power Plant | 7460411 | 11695413 | 11601412 | 21585214 | 20200401 | 926130 | Combustion Turbine | Distillate Fuel Oil | 125 | 160 | N | N | N |  | 0.068 | 0.0012867 | 0.002 |  | West North Central Composite Nonpeaking | West North Central Composite Nonpeaking | West North Central_comp_nonpeak
| West | NV | 32003 |  |  | Saguaro Power Company | 8177511 | 67158413 | 6768012 | 92569314 | 20100102 | 22111 |  |  | 125 | 160 |  | N | Y | oil | 0.068 | 0.005 | 0.005
| SESARM | SC | 45079 |  |  | SCE&G WATEREE | 7126411 | 99898213 | 63984012 | 139748414 | 20100102 | 221112 |  |  | 125 | 999 |  | N | Y | oil | 0.067638 | 0.0016497 | 0.0044479 | 38
| Southwest | CO | 08059 |  |  | PUBLIC SERVICE CO LOOKOUT CENTER | 4264511 | 36077413 | 34340512 | 47946314 | 20200401 | 221112 |  |  | 125 | 160 |  | N | Y | oil | 0.067552 | 0.004749 | 0.004442
2248_G_4 | West North Central | NE | 31105 | 2248 | 4 | Kimball Municipal Power Plant | 5280711 | 25620113 | 24573712 | 21762314 | 20200402 | 926130 | Combustion Turbine | Natural Gas, Distillate Fuel Oil | 125 | 160 | N | N | N |  | 0.0675 | 0.0063835 |  |  | West North Central Composite Nonpeaking | West North Central Composite Nonpeaking | West North Central_comp_nonpeak
2248_G_5 | West North Central | NE | 31105 | 2248 | 5 | Kimball Municipal Power Plant | 5280711 | 25620213 | 24573712 | 21762214 | 20200402 | 926130 | Combustion Turbine | Natural Gas, Distillate Fuel Oil | 125 | 160 | N | N | N |  | 0.0675 | 0.0016896 |  |  | West North Central Composite Nonpeaking | West North Central Composite Nonpeaking | West North Central_comp_nonpeak
| West | CA | 06085 |  |  | CITY OF SANTA CLARA | 1641611 | 45150213 | 42858512 | 52840614 | 20100201 | 221112 |  |  |  | 120 |  | N | Y | gas | 0.067363 | 0.0069087 | 0.00028098 | 2500
| West | CA | 06085 |  |  | CITY OF SANTA CLARA | 1641611 | 45150313 | 42858612 | 52840514 | 20100201 | 221112 |  |  |  | 120 |  | N | Y | gas | 0.067363 | 0.0069087 | 0.00028098 | 2000
| LADCO | IL | 17109 |  |  | Bushnell Municipal Electric Light & Power | 4702711 | 60002513 | 26645212 | 86062314 | 20200401 | 221112 |  |  | 125 | 160 |  | N | Y | oil | 0.067103 | 0.0011 | 3.1e-05 | 25
| West North Central | IA | 19175 |  |  | CENTRAL IOWA POWER COOP - SUMMIT LAKE | 3731711 | 68192513 | 62649412 | 176392314 | 20100102 | 221112 |  |  | 125 | 160 |  | N | Y | oil | 0.066742 | 0.0046962 | 0.0043869 | 20
2120_G_7 | South | MO | 29033 | 2120 | 7 | CARROLLTON MUNICIPAL UTILITIES | 7326011 | 11021713 | 10975512 | 25215914 | 20100102 | 221112 | Combustion Turbine | Natural Gas, Distillate Fuel Oil | 125 | 160 | N | N | N | oil | 0.0664 | 0.0015 | 0.0044 |  | South Gas Peaking | South Gas Peaking | South_gas_peak
| MANE-VU | MA | 25017 |  |  | KENDALL GREEN ENERGY LLC | 5646011 | 19971213 | 83763112 | 118740514 | 20200102 | 221112 |  |  | 125 | 290 |  | N | Y | oil | 0.0664 | 0.0048092 | 0
50290_B_1 | MANE-VU | MA | 25023 | 50290 | 1 | SEMASS PARTNERSHIP | 8127611 | 87460713 | 83698612 | 118552114 | 10100501 | 562213 | Municipal Solid Waste | MSW | 103 | 100 | N | Y | N |  | 0.0663 | 0.00391 | 0.0703 |  | daily flat | diurnal flat | MANE-VU_other_nonpeak
| South | AR | 05139 |  |  | Entergy Arkansas, Inc. - Union Power Station | 1016511 | 112858213 | 115768312 | 159230714 | 20200102 | 221112 |  |  | 125 | 160 |  | N | Y | oil | 0.066194 | 0.0045444 | 2.3265e-05 | 19
| Northwest | WA | 53011 |  |  | Clark Public Utilities / River Road Generating Project | 7344011 | 11036113 | 10990012 | 1985814 | 20200102 | 221112 |  |  | 125 | 160 |  | N | Y | oil | 0.066 | 0.005 | 0.004
| MANE-VU | NY | 36103 |  |  | Caithness Long Island Energy Center | 15488311 | 96986913 | 93919412 | 135189514 | 20200102 | 221112 |  |  | 125 | 180 |  | N | Y | oil | 0.066 | 0.00049993 | 0.001
| South | TX | 48027 |  |  | PANDA TEMPLE POWER STATION | 16861111 | 113224213 | 116341512 | 160011214 | 20200107 | 22111 |  |  | 125 | 160 |  | N | Y | oil | 0.0658 | 0.0047 | 0.0043 | 18
| South | TX | 48113 |  |  | LAKE RAY HUBBARD | 4836411 | 31706713 | 30324212 | 10332314 | 20100102 | 22111 |  |  | 125 | 160 |  | N | Y | oil | 0.0656 | 0.0047 | 0.0044 | 17
| South | TX | 48113 |  |  | LAKE RAY HUBBARD | 4836411 | 31706713 | 30323612 | 10332214 | 20100102 | 22111 |  |  | 125 | 160 |  | N | Y | oil | 0.0656 | 0.0047 | 0.0044 | 17
| MANE-VU | NY | 36063 |  |  | FORTISTAR NORTH TONAWANDA INC | 7417211 | 7978913 | 7875612 | 17441914 | 20100102 | 221112 |  |  | 125 | 160 |  | N | Y | oil | 0.06559 | 0.001498 | 0.0043132
| West | CA | 06001 |  |  | PE BERKELEY, INC | 10707511 | 58653213 | 75211312 | 76829814 | 20100102 | 221112 |  |  | 125 | 160 |  | N | Y | oil | 0.065568 | 0.0008774 | 3.0396e-05 | 100
1826_G_1 | LADCO | MI | 26139 | 1826 | 1 | Diesel Plant | 7087311 | 14145613 | 109182912 | 29402914 | 20100202 | 221112 | Combustion Turbine | Natural Gas, Distillate Fuel Oil | 125 | 160 | N | N | N | gas | 0.06532 | 0.000463 | 1.4e-05 | 4 | LADCO Gas Peaking | LADCO Gas Peaking | LADCO_gas_peak
1826_G_1 | LADCO | MI | 26139 | 1826 | 1 | Diesel Plant | 7087311 | 14145613 | 109182612 | 29402914 | 20100202 | 221112 | Combustion Turbine | Natural Gas, Distillate Fuel Oil | 125 | 160 | N | N | N | gas | 0.06532 | 0.000463 | 1.4e-05 | 4 | LADCO Gas Peaking | LADCO Gas Peaking | LADCO_gas_peak
1826_G_1 | LADCO | MI | 26139 | 1826 | 1 | Diesel Plant | 7087311 | 14145613 | 109183012 | 29402914 | 20100202 | 221112 | Combustion Turbine | Natural Gas, Distillate Fuel Oil | 125 | 160 | N | N | N | gas | 0.06532 | 0.000463 | 1.4e-05 | 4 | LADCO Gas Peaking | LADCO Gas Peaking | LADCO_gas_peak
1826_G_1 | LADCO | MI | 26139 | 1826 | 1 | Diesel Plant | 7087311 | 14145613 | 109182812 | 29402914 | 20100202 | 221112 | Combustion Turbine | Natural Gas, Distillate Fuel Oil | 125 | 160 | N | N | N | gas | 0.06532 | 0.000463 | 1.4e-05 | 4 | LADCO Gas Peaking | LADCO Gas Peaking | LADCO_gas_peak
1826_G_1 | LADCO | MI | 26139 | 1826 | 1 | Diesel Plant | 7087311 | 14145613 | 109182712 | 29402914 | 20100202 | 221112 | Combustion Turbine | Natural Gas, Distillate Fuel Oil | 125 | 160 | N | N | N | gas | 0.06532 | 0.000463 | 1.4e-05 | 4 | LADCO Gas Peaking | LADCO Gas Peaking | LADCO_gas_peak
8227_G_8 | MANE-VU | NJ | 34019 |  |  | Glen Gardner Combustion Turbine Site | 7604111 | 11863313 | 61106412 | 19782514 | 20100201 | 221112 |  |  | 125 | 120 |  | N | N | gas | 0.065 | 0 | 0 |  | MANE-VU Gas Peaking | MANE-VU Gas Peaking | MANE-VU_gas_peak
| South | OK | 40015 |  |  | WESTERN FARMERS ANADARKO PLT | 1046611 | 72362113 | 66490112 | 100154214 | 20200102 | 221112 |  |  | 125 | 160 |  | N | Y | oil | 0.065 | 0.0048832 | 0.004 | 18
| West | CA | 06013 |  |  | MARTINEZ COGEN LIMITED PARTNERSHIP | 203111 | 51153413 | 75243312 | 60621914 | 20100102 | 221112 |  |  | 125 | 160 |  | N | Y | oil | 0.064981 | 0.00086956 | 3.0124e-05 | 192
| South | AR | 05093 |  |  | PLUM POINT ENERGY STATION STATION UNIT 1 | 15259811 | 95994813 | 107148212 | 133984714 | 20300101 | 221112 |  |  | 125 | 160 |  | N | Y | oil | 0.064558 | 0.00085301 | 0.0019747 | 25
| West | CA | 06001 |  |  | SPRINT | 14270711 | 84000413 | 75686712 | 109821514 | 20100102 | 221112 |  |  |  | 160 |  | N | Y | oil | 0.06449 | 0.0036537 | 4.7741e-05 | 100
| West North Central | IA | 19017 |  |  | WAVERLY LIGHT & POWER - NORTH & SOUTH PLANTS | 9658911 | 53723613 | 62283912 | 93396214 | 20200401 | 221112 |  |  | 125 | 160 |  | N | Y | oil | 0.064 | 0.001102 | 3e-05 | 13
| West North Central | IA | 19017 |  |  | WAVERLY LIGHT & POWER - NORTH & SOUTH PLANTS | 9658911 | 53723613 | 51520612 | 93396214 | 20200401 | 221112 |  |  | 125 | 160 |  | N | Y | oil | 0.064 | 0.001102 | 3e-05 | 13
| South | MO | 29077 |  |  | CITY UTILITIES OF SPRINGFIELD MISSOURI JOHN TWITTY ENERGY CENTER | 7496411 | 11215913 | 11167412 | 25943914 | 20100102 | 221112 |  |  | 125 | 160 |  | N | Y | oil | 0.0635 | 0.0015 | 0.0044
| West | CA | 06081 |  |  | IPT SRI COGENERATION INC | 575411 | 84155713 | 43582312 | 110155114 | 20100102 | 221112 |  |  | 125 | 160 |  | N | Y | oil | 0.063339 | 0.004418 | 2.9362e-05 | 20
| West | CA | 06085 |  |  | IBM CORPORATION | 13770911 | 120255713 | 121846312 | 170794114 | 20100102 | 221112 |  |  |  | 999 |  | N | Y | oil | 0.063235 | 0.0029073 | 0.0001305 | 50
7111_G_NA10 | Southwest | UT | 49051 | 7111 | NA10 | Heber Light and Power Company- Power Plant | 9067811 | 55056613 | 51659112 | 68596814 | 20200254 | 221112 | Combustion Turbine | Natural Gas | 125 | 160 | N | N | N | gas | 0.062818 | 0.029961 | 0.001764 | 25 | Southwest Gas Peaking | Southwest Gas Peaking | Southwest_gas_peak
| MANE-VU | VA | 51065 |  |  | Tenaska Virginia Partners, L.P. | 9078811 | 58388713 | 51293412 | 71590714 | 20100107 | 221112 |  |  | 125 | 160 |  | N | Y | oil | 0.062686 | 0.00078196 | 0.0015639
| SESARM | SC | 45063 |  |  | SCE&G MCMEEKIN | 4041111 | 95171613 | 63905412 | 130380614 | 20100102 | 221112 |  |  | 125 | 160 |  | N | Y | oil | 0.062674 | 0.0015286 | 0.0041214 | 20
| West | CA | 06085 |  |  | COMCAST | 13797211 | 83986813 | 75661212 | 109799314 | 20100102 | 221112 |  |  |  | 160 |  | N | Y | oil | 0.062513 | 0.0035417 | 4.6219e-05 | 100
| West | CA | 06085 |  |  | COMCAST | 13797211 | 83986913 | 75661312 | 109799414 | 20100102 | 221112 |  |  |  | 160 |  | N | Y | oil | 0.062513 | 0.0035417 | 4.6219e-05 | 100
| Southwest | UT | 49015 |  |  | PacifiCorp- Huntington Power Plant | 5050611 | 103888313 | 107554112 | 147013714 | 20200102 | 221112 |  |  | 125 | 290 |  | N | Y | oil | 0.06245 | 0.004432 | 0.00413 | 79
| SESARM | SC | 45015 |  |  | SANTEE COOPER CROSS GENERATING STATION | 4120411 | 91527913 | 116779512 | 166948214 | 20100202 | 221112 |  |  | 125 | 160 |  | N | Y | gas | 0.062449 | 0.00037706 | 1.1584e-05
| South | TX | 48293 |  |  | LIMESTONE ELECTRIC GENERATION STATION | 5650511 | 112885613 | 115779512 | 159250414 | 20200102 | 22111 |  |  | 125 | 160 |  | N | Y | oil | 0.0623 | 0.0031 | 0.0215 | 149
| SESARM | KY | 21127 |  |  | Riverside Generating Co LLC | 6019911 | 86768913 | 82898212 | 117380114 | 20200102 | 221112 |  |  | 125 | 999 |  | N | Y | oil | 0.061698 | 0.0015787 | 0.0036977
| MANE-VU | VA | 51760 |  |  | Dominion - Bellemeade Power Station | 5083411 | 25876213 | 24818912 | 76734614 | 20300102 | 221112 |  |  | 125 | 160 |  | N | Y | oil | 0.0616 | 0.00112 | 0.00385
|  | AK | 02261 |  |  | Glennallen Diesel Plant | 1025511 | 47331013 | 44876212 | 62662614 | 20100102 | 221112 |  |  | 125 | 160 |  | N | Y | oil | 0.11 | 0.029299 | 0.02
| MANE-VU | NY | 36035 |  |  | INNOVATIVE / FULTON | 15448511 | 96597413 | 93678412 | 134767514 | 20200102 | 221112 |  |  | 125 | 160 |  | N | Y | oil | 0.061586 | 0.0044625 | 0.0040498
| South | TX | 48449 |  |  | MONTICELLO STEAM ELECTRIC STATION | 4036111 | 34168013 | 32630712 | 3135614 | 20200402 | 22111 |  |  | 125 | 160 |  | N | Y | oil | 0.061 | 0.0009 | 0.0033 | 16
| West | CA | 06001 |  |  | HAYWARD EXECUTIVE AIRPORT | 16022911 | 100373013 | 98692312 | 140570614 | 20100102 | 221112 |  |  |  | 999 |  | N | Y | oil | 0.060993 | 0.0042544 | 2.8275e-05 | 100
943_G_4 | LADCO | IL | 17163 | 943 | 4 | Village of Freeburg | 4909511 | 31529513 | 30142212 | 43821814 | 20200401 | 221112 | Combustion Turbine | Distillate Fuel Oil | 125 | 160 | N | N | N | oil | 0.060889 | 0.001 | 2.85e-05 | 1 | LADCO Oil Peaking | LADCO Oil Peaking | LADCO_oil_peak
943_G_4 | LADCO | IL | 17163 | 943 | 4 | Village of Freeburg | 4909511 | 31529513 | 30141912 | 43821814 | 20200401 | 221112 | Combustion Turbine | Distillate Fuel Oil | 125 | 160 | N | N | N | oil | 0.060889 | 0.001 | 2.85e-05 | 1 | LADCO Oil Peaking | LADCO Oil Peaking | LADCO_oil_peak
| SESARM | KY | 21041 |  |  | KY Utilities Co - Ghent Station | 5198511 | 109113513 | 112627212 | 154601014 | 20100102 | 221112 |  |  | 125 | 999 |  | N | Y | oil | 0.060631 | 0.0019026 | 2.904e-05
1319_G_7 | South | KS | 20167 | 1319 | 7 | Russell Mun. Power Plant #1 | 3105611 | 38157913 | 112301512 | 39426114 | 20200401 | 221112 | Combustion Turbine | Natural Gas, Distillate Fuel Oil | 125 | 160 | N | N | N | oil | 0.060568 | 0.0013594 | 3.0472e-05 | 1 | South Oil Peaking | South Oil Peaking | South_oil_peak
| Northwest | ID | 16039 |  |  | IDAHO POWER CO - EVANDER ANDREWS COMPLEX | 8355111 | 96577313 | 93658112 | 134739314 | 20200102 | 221112 |  |  | 125 | 160 |  | N | Y | oil | 0.060513 | 0.00090528 | 2.898e-05 | 16
| West North Central | IA | 19181 |  |  | INDIANOLA MUNICIPAL UTILITIES | 15474111 | 108877813 | 112393912 | 154178914 | 20100102 | 221112 |  |  | 125 | 160 |  | N | Y | oil | 0.060471 | 0.0026456 | 0 | 2
| MANE-VU | MA | 25025 |  |  | MEDICAL AREA TOTAL ENERGY PLANT | 7887011 | 3306913 | 83722712 | 118610814 | 20300101 | 221112 |  |  | 125 | 160 |  | N | Y | oil | 0.0603 | 0.0014325 | 0.004
| West North Central | WY | 56005 |  |  | Neil Simpson Two | 7844911 | 120468913 | 122472112 | 172093214 | 20200102 | 221112 |  |  | 125 | 160 |  | N | Y | oil | 0.0602 | 0.00896 | 0.0083804 | 28
| South | TX | 48299 |  |  | TC FERGUSON POWER PLANT | 5655011 | 113085013 | 116266812 | 159917514 | 20200102 | 22111 |  |  | 125 | 160 |  | N | Y | oil | 0.0601 | 0.002 |  | 8
| West | CA | 06059 |  |  | CANYON POWER PLANT | 15993811 | 119584913 | 119890912 | 169543614 | 20100102 | 221112 |  |  | 125 | 999 |  | N | Y | oil | 0.06004 | 0.0076103 | 5e-05 | 2080
55687_G_ST1 | West | NV | 32003 | 55687 | ST1 | NV Energy-Walter Higgins | 9398411 | 55599513 | 50971612 | 68235514 | 10300602 | 22111 | Combined Cycle | Natural Gas | 125 | 100 | N | N | N | gas | 0.06 | 0.02 | 0.01 |  | West Gas Peaking | West Gas Peaking | West_gas_peak
8227_G_1 | MANE-VU | NJ | 34019 |  |  | Glen Gardner Combustion Turbine Site | 7604111 | 11863613 | 61106412 | 19782214 | 20100101 | 221112 |  |  | 125 | 120 |  | N | N | oil | 0.06 | 0 | 0 |  | MANE-VU Gas Peaking | MANE-VU Gas Peaking | MANE-VU_gas_peak
2295_G_4 | West North Central | NE | 31065 | 2295 | 4 | Oxford Light Plant | 6831311 | 13775213 | 13569312 | 21281414 | 20200402 | 221118 | Combustion Turbine | Natural Gas, Distillate Fuel Oil | 125 | 160 | N | N | N |  | 0.06 | 0.011552 |  |  | West North Central Composite Nonpeaking | West North Central Composite Nonpeaking | West North Central_comp_nonpeak
| South | TX | 48149 |  |  | FAYETTE POWER PROJECT | 4144811 | 70348013 | 64677412 | 97504614 | 20100102 | 22111 |  |  | 125 | 160 |  | N | Y | oil | 0.06 | 0.004 | 0.004 | 64
| South | TX | 48149 |  |  | FAYETTE POWER PROJECT | 4144811 | 34064913 | 32523612 | 8213714 | 20100102 | 22111 |  |  | 125 | 160 |  | N | Y | oil | 0.06 | 0.002 | 0.003 | 7
| SESARM | WV | 54051 |  |  | KENTUCKY POWER COMPANY - MITCHELL PLANT | 6902311 | 122140813 | 124458112 | 174060114 | 20100102 | 221112 |  |  | 125 | 160 |  | N | Y | oil | 0.06 | 0.00046 | 0.0003 | 25
| West | NV | 32003 |  |  | Nevada Power (Chuck Lenzie) | 12768311 | 67164613 | 61811012 | 92577414 | 20200102 | 22111 |  |  | 125 | 160 |  | N | Y | oil | 0.06 | 0 | 0
| South | OK | 40121 |  |  | TENASKA KIAMICHI GNRTG STA | 1024211 | 47334413 | 44879512 | 15625914 | 20200102 | 221112 |  |  | 125 | 160 |  | N | Y | oil | 0.06 | 0.019533 |  | 26
| Southwest | NM | 35025 |  |  | Xcel Energy - Cunningham Station | 5229511 | 91563113 | 88526012 | 124770414 | 20100102 | 221112 |  |  | 125 | 160 |  | N | Y | oil | 0.06 | 0.001 |  | 51
|  | HI | 15009 |  |  | MECO - Maalaea Generating Station | 7429011 | 63531813 | 58244312 | 122589714 | 20100102 | 221112 |  |  | 125 | 160 |  | N | Y | oil | 0.10456 | 0.0018148 | 0.0061624 | 16
| South | LA | 22089 |  |  | Entergy Louisiana LLC - Little Gypsy Electric Generating Plant | 5609111 | 94978013 | 91784812 | 130066214 | 20100102 | 221112 |  |  | 125 | 160 |  | N | Y | oil | 0.06 |  |  | 52
| SESARM | NC | 37145 |  |  | Duke Energy Progress, LLC - Mayo Electric Generating Plant | 7826111 | 88909613 | 69468212 | 120750314 | 20300101 | 221112 |  |  | 125 | 160 |  | N | Y | oil | 0.06 |  |  | 8736
| MANE-VU | MD | 24005 |  |  | C.P. Crane LLC | 5155011 | 122273213 | 124664212 | 174331514 | 20300101 | 221112 |  |  | 125 | 690 |  | N | Y | oil | 0.05999 | 0.00119 | 3.5e-05 | 2080
10156_G_GEN3 | West | CA | 06019 | 10156 | GEN3 | FRESNO COGENERATION PARTNERS, L.P. | 348711 | 50705713 | 47707712 | 60215714 | 20100102 | 221118 | Combustion Turbine | Natural Gas | 125 | 160 | N | N | N |  | 0.059778 | 0.0042032 | 0.0039531 | 8736 | West Composite Nonpeaking | West Composite Nonpeaking | West_comp_nonpeak
|  | HI | 15003 |  |  | HECO - Campbell Industrial Park Generating Station | 15259311 | 95964013 | 92482912 | 131147914 | 20100102 | 221112 |  |  | 125 | 160 |  | N | Y | oil | 0.10394 | 0.0012474 | 3.793e-05 | 15
| MANE-VU | NY | 36033 |  |  | BORALEX NEW YORK LP | 6373511 | 15954213 | 15574012 | 20642414 | 20200102 | 221112 |  |  | 125 | 160 |  | N | Y | oil | 0.0597 | 0.00102 | 0.00115
| Southwest | CO | 08059 |  |  | PUBLIC SERVICE CO LOOKOUT CENTER | 4264511 | 36077513 | 34340412 | 47946214 | 20200401 | 221112 |  |  | 125 | 160 |  | N | Y | oil | 0.059641 | 0.004 | 0.004
7860_G_G7 | South | MO | 29205 | 7860 | G7 | SHELBINA POWER PLANT | 5052711 | 25601613 | 24562712 | 24565814 | 20100102 | 221112 | Combustion Turbine | Distillate Fuel Oil | 125 | 160 | N | N | N | oil | 0.0595 | 0.0014 | 0.0001 |  | South Oil Peaking | South Oil Peaking | South_oil_peak
| West | CA | 06029 |  |  | RIO BRAVO POSO | 4196911 | 33773013 | 32229612 | 171491714 | 20100102 | 221112 |  |  | 125 | 160 |  | N | Y | oil | 0.059497 | 0.0042106 | 0.003958 | 8736
| West | CA | 06001 |  |  | RUSSELL CITY ENERGY CO, LLC | 17414311 | 120041813 | 121138412 | 170472414 | 20300101 | 221112 |  |  | 125 | 999 |  | N | Y | oil | 0.059351 | 0.00079422 | 2.7514e-05 | 52
| West North Central | WY | 56005 |  |  | Arvada Generation Station | 12813011 | 120615413 | 122684312 | 172242514 | 20100201 | 221112 |  |  | 125 | 120 |  | N | Y | gas | 0.05925 | 0 | 0.001303 | 15
| South | AR | 05057 |  |  | SWEPCO-JOHN W TURK JR POWER PLANT | 16584111 | 105991313 | 109688412 | 150309214 | 20100101 | 221112 |  |  | 125 | 160 |  | N | Y | oil | 0.059085 | 0.002925 | 0.000195 | 39
| South | TX | 48021 |  |  | SIM GIDEON POWER PLANT | 3981511 | 35537213 | 33809312 | 13026014 | 20200201 | 22111 |  |  | 125 | 160 |  | N | Y | gas | 0.059 | 0.004 | 0.004 | 9
| MANE-VU | NJ | 34011 |  |  | Cumberland Energy Center | 7201911 | 10062913 | 60474112 | 22219614 | 20200202 | 221112 |  |  | 125 | 160 |  | N | Y | gas | 0.059 | 1.94 | 0.0014
| South | KS | 20191 |  |  | Wellington Mun. Power Plant #1 | 5444311 | 63918513 | 112291412 | 88564714 | 20200401 | 221112 |  |  | 125 | 160 |  | N | Y | oil | 0.05874 | 0.0010079 | 2.7635e-05
| West North Central | IA | 19181 |  |  | INDIANOLA MUNICIPAL UTILITIES | 15474111 | 108877813 | 126029612 | 154178914 | 20100102 | 221112 |  |  | 125 | 160 |  | N | Y | oil | 0.058692 | 0.0025678 | 0 | 2
| West North Central | IA | 19181 |  |  | INDIANOLA MUNICIPAL UTILITIES | 15474111 | 108877813 | 126030112 | 154178914 | 20100102 | 221112 |  |  | 125 | 160 |  | N | Y | oil | 0.058692 | 0.0025678 | 0 | 2
| South | TX | 48029 |  |  | CALAVERAS PLANT | 5617211 | 69928613 | 64295512 | 96883514 | 20100102 | 22111 |  |  | 125 | 160 |  | N | Y | oil | 0.0585 | 0.0017 | 0.0009 | 4
| South | TX | 48221 |  |  | WOLF HOLLOW I | 9116611 | 126691413 | 128285612 | 181972414 | 20100201 | 22111 |  |  | 125 | 120 |  | N | Y | gas | 0.0585 | 0.0023 | 0.0006 | 1
| West North Central | WY | 56031 |  |  | Laramie River Station | 4207711 | 124640113 | 122454512 | 177524114 | 20200102 | 221112 |  |  | 125 | 160 |  | N | Y | oil | 0.058477 | 0 | 0.0038454 | 34
| West North Central | WY | 56005 |  |  | Hartzog Generation Station | 12812611 | 120614913 | 122683812 | 172242014 | 20100201 | 221112 |  |  | 125 | 120 |  | N | Y | gas | 0.0584 | 0 | 0.0030876 | 16
| LADCO | WI | 55025 |  |  | MADISON GAS & ELECTRIC CO BLOUNT ST STN | 7465411 | 125430013 | 127250512 | 179222914 | 20200401 | 221112 |  |  | 125 | 160 |  | N | Y | oil | 0.058359
| MANE-VU | CT | 09011 |  |  | MONTVILLE POWER, LLC | 552611 | 48259913 | 45776712 | 48210814 | 20200102 | 221112 |  |  | 125 | 160 |  | N | Y | oil | 0.058308 | 0.0028254 | 0.0037949
1818_G_1 | LADCO | MI | 26091 | 1818 | 1 | CLINTON VILLAGE OF | 5821211 | 20145813 | 115636112 | 28488814 | 20200102 | 221112 | Combustion Turbine | Distillate Fuel Oil | 125 | 160 | N | N | N | oil | 0.0583 | 0.0041952 | 0.00383 | 4 | LADCO Oil Peaking | LADCO Oil Peaking | LADCO_oil_peak
|  | AK | 02020 |  |  | George Sullivan Plant Two | 662011 | 64030513 | 58724512 | 88801514 | 20100101 | 221112 |  |  | 125 | 120 |  | N | Y | oil | 0.1 | 0 | 0.01
| MANE-VU | NJ | 34011 |  |  | Vineland Municipal Electric Utility (VMEU) | 7461611 | 11681013 | 60310512 | 22718214 | 20200102 | 221112 |  |  | 125 | 160 |  | N | Y | oil | 0.0583 | 0.0003 | 0.0009
| Southwest | UT | 49015 |  |  | PacifiCorp- Hunter Power Plant | 5050511 | 25903913 | 24841112 | 315014 | 20200102 | 221112 |  |  | 125 | 290 |  | N | Y | oil | 0.05828 | 0.004136 | 0.003854 | 16
| South | LA | 22101 |  |  | LEPA - Morgan City Diesel Plant | 5190411 | 80410613 | 71532612 | 103785314 | 20200402 | 221112 |  |  | 125 | 160 |  | N | Y | oil | 0.058 | 0.0017293 | 0.018 | 400
| MANE-VU | MA | 25013 |  |  | STONY BROOK ENERGY CENTER | 5979211 | 87355913 | 83623012 | 118395414 | 20200401 | 221112 |  |  | 125 | 160 |  | N | Y | oil | 0.058 | 0.0010397 | 0
| Southwest | NM | 35025 |  |  | Lea Power Partners - Hobbs Generating Station | 14627711 | 91585613 | 88548012 | 124792514 | 20200202 | 221112 |  |  | 125 | 160 |  | N | Y | gas | 0.058 | 0.001 |  | 18
| South | KS | 20039 |  |  | Oberlin Mun. Power Plant | 4756111 | 27881613 | 112328212 | 37733214 | 20200402 | 221112 |  |  | 125 | 160 |  | N | Y | oil | 0.05784 | 0.0017345 | 6.528e-05 | 1
| MANE-VU | VA | 51195 |  |  | Dominion - Virginia City Hybrid Energy Center | 16530111 | 105638313 | 109313312 | 149950814 | 20200102 | 221112 |  |  | 125 | 999 |  | N | Y | oil | 0.057815 | 0.0040641 | 0.0038019
2214_G_2 | West North Central | NE | 31041 | 2214 | 2 | Ansley Light Plant | 7460611 | 11694913 | 11601212 | 21583114 | 20200402 | 926130 | Combustion Turbine | Natural Gas, Distillate Fuel Oil | 125 | 160 | N | N | N |  | 0.057065 | 0.0063419 | 6.5e-05 |  | West North Central Composite Nonpeaking | West North Central Composite Nonpeaking | West North Central_comp_nonpeak
|  | HI | 15001 |  |  | Hamakua Energy Partners, LP - Hamakua Energy Plant | 1818211 | 104454213 | 108291112 | 148208314 | 20100101 | 221112 |  |  | 125 | 120 |  | N | Y | oil | 0.1 | 0 | 0 | 8736
|  | HI | 15001 |  |  | Hamakua Energy Partners, LP - Hamakua Energy Plant | 1818211 | 104454313 | 108291212 | 148208514 | 20100101 | 221112 |  |  | 125 | 120 |  | N | Y | oil | 0.1 | 0 | 0 | 8736
7451_G_1 | West | CA | 06077 | 7451 | 1 | NORTHERN CALIFORNIA POWER AGEN | 1310511 | 43812813 | 41642912 | 51601614 | 20100201 | 221112 | Combustion Turbine | Natural Gas, Distillate Fuel Oil | 125 | 120 | N | N | N | gas | 0.05672 | 0.011321 | 0.0068064 | 8736 | West Gas Peaking | West Gas Peaking | West_gas_peak
| LADCO | WI | 55025 |  |  | WEST CAMPUS COGENERATION FACILITY | 9018111 | 54743213 | 52049012 | 71667514 | 20200401 | 221112 |  |  |  | 160 |  | N | Y | oil | 0.0567 | 0.00087765
| West North Central | IA | 19153 |  |  | MIDAMERICAN ENERGY CO - PLEASANT HILL/GDMEC | 3164811 | 67980813 | 62492412 | 93792114 | 20200102 | 221112 |  |  | 125 | 160 |  | N | Y | oil | 0.05651 | 0.0005904 | 0.0014452 | 30
| West | CA | 06077 |  |  | THERMAL ENERGY DEV PARTNERSHIP LP | 13860411 | 84984413 | 77576912 | 111835414 | 20100102 | 221112 |  |  | 125 | 160 |  | N | Y | oil | 0.056432 | 0.0039329 | 1.9801e-05 | 8736
| West | CA | 06013 |  |  | PACIFIC GAS AND ELECTRIC | 10524711 | 52537713 | 99104912 | 68332814 | 20100102 | 221112 |  |  |  | 160 |  | N | Y | oil | 0.056301 | 0.0039271 | 2.61e-05 | 100
| West North Central | IA | 19175 |  |  | CENTRAL IOWA POWER COOP - SUMMIT LAKE | 3731711 | 68192613 | 62649512 | 176393114 | 20100102 | 221112 |  |  | 125 | 160 |  | N | Y | oil | 0.056172 | 0.0039525 |  | 20
50772_B_B1 | LADCO | MI | 26001 | 50772 | B1 | Viking Energy of Lincoln, LLC | 5737411 | 22977113 | 22025112 | 30290614 | 10100601 | 221117 | Biomass | Biomass | 125 | 100 | N | N | N |  | 0.056 | 0 | 0 | 8592 | LADCO Other Nonpeaking | LADCO Other Nonpeaking | LADCO_other_nonpeak
| LADCO | IL | 17073 |  |  | Geneseo Municipal Utilities | 2344911 | 40508613 | 55184012 | 44965514 | 20100101 | 221112 |  |  | 125 | 160 |  | N | Y | oil | 0.055948 | 0.0009 | 2.6e-05 | 2
55097_G_STG2 | South | TX | 48277 | 55097 | STG2 | LAMAR POWER PLANT | 7910611 | 2567913 | 2475912 | 5108414 | 20100102 | 22111 | Combined Cycle | Natural Gas | 125 | 160 | N | N | N | oil | 0.0559 | 0.004 | 0.0037 | 12 | South Oil Peaking | South Oil Peaking | South_oil_peak
| MANE-VU | MA | 25025 |  |  | MYSTIC STATION | 7240911 | 7503513 | 83856012 | 118974414 | 20200102 | 221112 |  |  | 125 | 160 |  | N | Y | oil | 0.0559 | 0.0039906 | 0.0002
| LADCO | IL | 17109 |  |  | Bushnell Municipal Electric Light & Power | 4702711 | 60002913 | 55400812 | 86062214 | 20200401 | 221112 |  |  | 125 | 160 |  | N | Y | oil | 0.055815 | 0.0009 | 2.6e-05 | 22
| South | AR | 05093 |  |  | PLUM POINT ENERGY STATION STATION UNIT 1 | 15259811 | 95997513 | 92784712 | 133987414 | 20300101 | 221112 |  |  | 125 | 160 |  | N | Y | oil | 0.055812 | 0.002066 | 0.0023405 | 68
2316_G_3 | West North Central | NE | 31039 | 2316 | 3 | Wisner Municipal Power Plant | 7460111 | 11696213 | 11601712 | 22109714 | 20100102 | 221112 | Combustion Turbine | Distillate Fuel Oil | 125 | 160 | N | N | N | oil | 0.055626 | 0.0050546 |  |  | West North Central Oil Peaking | West North Central Oil Peaking | West North Central_oil_peak
| West | CA | 06001 |  |  | 808 RENEWABLE ENERGY | 10472611 | 52425013 | 76272212 | 68630814 | 20300204 | 221112 |  |  | 125 | 160 |  | N | Y | gas | 0.055519 | 0.011604 | 0.00034057 | 3120
| South | KS | 20209 |  |  | Kansas City BPU - Quindaro | 4627911 | 27807313 | 112284512 | 40283014 | 20100102 | 221112 |  |  | 125 | 160 |  | N | Y | oil | 0.055266 | 0.0013778 | 1.9032e-05 | 26
| Southwest | AZ | 04013 |  |  | Santan Generating Station | 1139211 | 126812113 | 44349612 | 182178214 | 20200102 | 221112 |  |  | 125 | 160 |  | N | Y | oil | 0.055 | 0.0039065 | 0.0035
2221_G_2 | West North Central | NE | 31041 | 2221 | 2 | Broken Bow Power Plant | 7460411 | 11695313 | 11601412 | 21585314 | 20200402 | 926130 | Combustion Turbine | Natural Gas, Distillate Fuel Oil | 125 | 160 | N | N | N |  | 0.05481 | 0.0010315 | 0.002 |  | West North Central Composite Nonpeaking | West North Central Composite Nonpeaking | West North Central_comp_nonpeak
|  | HI | 15003 |  |  | HECO - Campbell Industrial Park Generating Station | 15259311 | 95963913 | 92482912 | 131147814 | 20100102 | 221112 |  |  | 125 | 160 |  | N | Y | oil | 0.097327 | 0.001168 | 3.552e-05 | 13
| West | CA | 06029 |  |  | RIO BRAVO POSO | 4196911 | 33773313 | 32229212 | 57084514 | 20100102 | 221112 |  |  | 125 | 160 |  | N | Y | oil | 0.054555 | 0.0038608 | 0.0036292 | 8736
4257_G_203 | MANE-VU | MD | 24041 | 4257 | 203 | Easton Utilities - Airport Park | 6415411 | 88028313 | 84216512 | 119449114 | 10300502 | 221112 | Combustion Turbine | Natural Gas, Distillate Fuel Oil | 125 | 120 | N | N | N | oil | 0.0545 | 0.00235 | 0.01225 | 2080 | MANE-VU Oil Peaking | MANE-VU Oil Peaking | MANE-VU_oil_peak
7860_G_G8 | South | MO | 29205 | 7860 | G8 | SHELBINA POWER PLANT | 5052711 | 25602313 | 24561812 | 24564614 | 20100102 | 221112 | Combustion Turbine | Distillate Fuel Oil | 125 | 160 | N | N | N | oil | 0.0545 | 0.0013 | 0.0001 |  | South Oil Peaking | South Oil Peaking | South_oil_peak
| LADCO | MI | 26005 |  |  | Vandyke Generating Plant | 5749211 | 20405813 | 19665912 | 30165214 | 20200102 | 221112 |  |  | 125 | 160 |  | N | Y | oil | 0.05435 | 0.0039138 | 0.003575 | 30
| South | TX | 48279 |  |  | PLANT X POWER PLANT | 4946011 | 30118913 | 28896512 | 5823214 | 20100102 | 22111 |  |  | 125 | 160 |  | N | Y | oil | 0.0541 | 0.0037112 | 0.0001 | 19
| Southwest | NM | 35013 |  |  | Afton Generating Station | 7583911 | 113923413 | 116548912 | 160278514 | 20100102 | 221112 |  |  | 125 | 160 |  | N | Y | oil | 0.054 |  | 0.001 | 28
| West | CA | 06037 |  |  | BICENT (CALIFORNIA) MALBURG LLC | 16016511 | 118978613 | 117983312 | 168073914 | 20100102 | 221112 |  |  | 125 | 999 |  | N | Y | oil | 0.05393 | 0.003723 | 2e-05 | 8232
| South | TX | 48187 |  |  | GUADALUPE GENERATING STATION | 4018911 | 34400513 | 32834412 | 8366514 | 20300101 | 22111 |  |  | 125 | 160 |  | N | Y | oil | 0.0539 | 0.0016 |  | 6
960_G_7 | LADCO | IL | 17141 | 960 | 7 | Rochelle Municipal Diesel Plant | 5039111 | 29822613 | 28580412 | 43228514 | 20100101 | 221112 | Combustion Turbine | Natural Gas, Distillate Fuel Oil | 125 | 160 | N | N | N | oil | 0.053704 | 0.0009 | 2.5e-05 | 2 | LADCO Gas Peaking | LADCO Gas Peaking | LADCO_gas_peak
| LADCO | MN | 27163 |  |  | Xcel Energy - Allen S King Generating Plant | 6772111 | 109525213 | 112917912 | 155015714 | 20200401 | 221112 |  |  | 125 | 999 |  | N | Y | oil | 0.05366 | 0.0009248 | 0.003824
| LADCO | MN | 27123 |  |  | Xcel Energy - High Bridge Generating Plant | 7488611 | 79645613 | 70724612 | 102848514 | 20200401 | 221112 |  |  | 125 | 999 |  | N | Y | oil | 0.0532 | 0.000917 | 1.676e-05
| MANE-VU | MA | 25021 |  |  | FORE RIVER ENERGY CENTER | 6567311 | 87373413 | 83634612 | 118422514 | 20200102 | 221112 |  |  | 125 | 160 |  | N | Y | oil | 0.053 | 0.0037859 | 0.0035
| West | CA | 06071 |  |  | ACE COGENERATION CO | 4841211 | 30547213 | 29263012 | 114723914 | 20200102 | 221112 |  |  | 125 | 160 |  | N | Y | oil | 0.053 | 0.03868 | 0.0018
| West | CA | 06095 |  |  | PACIFIC GAS & ELECTRIC | 9884511 | 84750413 | 77102112 | 111359314 | 20100102 | 221112 |  |  |  | 160 |  | N | Y | oil | 0.052925 | 0.00072154 | 6.2477e-05 | 50
| West | CA | 06095 |  |  | PACIFIC GAS & ELECTRIC | 9884511 | 84750513 | 49702212 | 111359414 | 20100102 | 221112 |  |  |  | 160 |  | N | Y | oil | 0.052925 | 0.00072154 | 6.2477e-05 | 50
| LADCO | IL | 17173 |  |  | Holland Energy LLC | 9698311 | 88694413 | 84990712 | 120372814 | 20200102 | 221112 |  |  | 125 | 160 |  | N | Y | oil | 0.05292 | 0.0037 | 0.00348 | 24
| LADCO | IL | 17173 |  |  | Holland Energy LLC | 9698311 | 88694413 | 114047412 | 120372814 | 20200102 | 221112 |  |  | 125 | 160 |  | N | Y | oil | 0.05292 | 0.0037 | 0.00348 | 24
1513_G_CD3 | MANE-VU | ME | 23003 | 1513 | CD3 | MERLIN ONE, LLC - CARIBOU | 5660411 | 19634313 | 18968312 | 125442114 | 20100102 | 221112 | Combustion Turbine | Distillate Fuel Oil | 125 | 160 | N | N | N | oil | 0.052608 | 0.0019285 | 2.496e-05 |  | MANE-VU Oil Peaking | MANE-VU Oil Peaking | MANE-VU_oil_peak
| South | AR | 05063 |  |  | ENTERGY ARKANSAS INC-INDEPENDENCE PLANT | 1083411 | 103382113 | 44497012 | 146491914 | 20100102 | 221112 |  |  | 125 | 160 |  | N | Y | oil | 0.052608 | 0.00092 | 0.00083022 | 4
| South | AR | 05069 |  |  | ENTERGY ARK-WHITE BLUFF | 893911 | 105986813 | 109686212 | 150305814 | 20100102 | 221112 |  |  | 125 | 160 |  | N | Y | oil | 0.052608 | 0.00092 | 0.00083022 | 4
| MANE-VU | NY | 36101 |  |  | SREC BATH LFGTE FACILITY | 15449011 | 96599213 | 93681612 | 134772714 | 20200102 | 221112 |  |  | 125 | 160 |  | N | Y | oil | 0.052515 | 0.003725 | 0.003475
| West North Central | IA | 19057 |  |  | IPL - BURLINGTON GENERATING STATION | 5511811 | 27181813 | 26080512 | 136988814 | 20200401 | 221112 |  |  | 125 | 160 |  | N | Y | oil | 0.052437 | 0.00090389 | 2.4902e-05 | 8
| West | CA | 06085 |  |  | ORINDA EQUITY PARTNERS | 9942111 | 54413913 | 99391612 | 68384114 | 20100102 | 221112 |  |  |  | 160 |  | N | Y | oil | 0.052344 | 0.0029671 | 5.4375e-05 | 100
| South | KS | 20209 |  |  | Kansas City BPU - Quindaro | 4627911 | 27807213 | 112284312 | 40283114 | 20100102 | 221112 |  |  | 125 | 160 |  | N | Y | oil | 0.052246 | 0.0013025 | 1.7992e-05 | 26
| SESARM | SC | 45015 |  |  | SCE&G WILLIAMS | 8306711 | 95167113 | 63976412 | 130351314 | 20100102 | 221112 |  |  | 125 | 120 |  | N | Y | oil | 0.052038 | 0.0012692 | 0.003422 | 9
| South | TX | 48135 |  |  | ODESSA ECTOR POWER PARTNERS | 3968311 | 70290113 | 64618512 | 97431614 | 20200102 | 22111 |  |  | 125 | 160 |  | N | Y | oil | 0.052 | 0.011 | 0.007 | 6
| LADCO | MI | 26137 |  |  | Wolverine Power Supply Co-op - Alpine Power Plant | 17884311 | 125795613 | 127566412 | 180881014 | 20200102 | 221112 |  |  | 125 | 160 |  | N | Y | oil | 0.0519 | 0.00069579 | 0.01191 | 12
| South | KS | 20149 |  |  | Wamego Mun. Power Plant | 5406911 | 27604613 | 26492812 | 37542814 | 20200402 | 221112 |  |  | 125 | 160 |  | N | Y | oil | 0.051815 | 0.0015544 | 1.72e-06 | 18
| West | CA | 06041 |  |  | AT&T MOBILITY /AT&T SERVICES | 14268911 | 83992613 | 75673612 | 109809714 | 20100102 | 221112 |  |  |  | 160 |  | N | Y | oil | 0.051375 | 0.0035835 | 2.3816e-05 | 20
| LADCO | MI | 26163 |  |  | Sumpter Generating Plant | 6441111 | 94603013 | 73798012 | 129498414 | 20100102 | 221112 |  |  | 125 | 160 |  | N | Y | oil | 0.05135 | 0.0038882 | 0.003375 | 16
| MANE-VU | CT | 09015 |  |  | LAKE ROAD GENERATING CO, L.P. | 844711 | 46196913 | 43866412 | 48273514 | 20200102 | 221112 |  |  | 125 | 160 |  | N | Y | oil | 0.05134 | 0.0036125 | 0.0033745
| West | CA | 06085 |  |  | LOS ESTEROS CRITICAL ENERGY FACILITY | 9991311 | 54562913 | 121828112 | 68666514 | 20300101 | 221112 |  |  | 125 | 160 |  | N | Y | oil | 0.051233 | 0.0029024 | 3.5344e-05 | 52
7028_G_K3 | Southwest | UT | 49049 | 7028 | K3 | Springville City Corporation- Whitehead Power Plant | 6983111 | 13935613 | 66189712 | 4049414 | 20200102 | 22111 | Combustion Turbine | Natural Gas | 125 | 160 | N | N | N | oil | 0.051174 | 0.037144 | 0 | 305 | Southwest Gas Peaking | Southwest Gas Peaking | Southwest_gas_peak
| West | CA | 06075 |  |  | PACIFIC GAS AND ELECTRIC | 14304411 | 83857213 | 100754912 | 109568614 | 20100102 | 221112 |  |  |  | 160 |  | N | Y | oil | 0.051174 | 0.0035695 | 2.3723e-05 | 100
| West | CA | 06097 |  |  | CITY OF SANTA ROSA UTILITIES DEPT | 9883211 | 100388113 | 98755112 | 140591414 | 20100102 | 221112 |  |  |  | 999 |  | N | Y | oil | 0.051096 | 0.003564 | 2.3687e-05 | 20
2249_G_1 | West North Central | NE | 31027 | 2249 | 1 | Laurel Municipal Plant | 7575311 | 11899513 | 11798312 | 21586314 | 20200402 | 221112 | Combustion Turbine | Natural Gas, Distillate Fuel Oil | 125 | 160 | N | N | N | oil | 0.050931 | 0.0048101 |  |  | West North Central Oil Peaking | West North Central Oil Peaking | West North Central_oil_peak
| MANE-VU | MA | 25013 |  |  | BERKSHIRE POWER COMPANY LLC | 6013111 | 87604113 | 83795612 | 118809414 | 20300101 | 221112 |  |  | 125 | 160 |  | N | Y | oil | 0.0507 | 0.0036836 | 0.0033
| MANE-VU | NJ | 34039 |  |  | PSEG Fossil LLC Linden Gen St & PSE&G SNG Plt | 7990111 | 5104013 | 61176612 | 20767914 | 20300101 | 221112 |  |  | 125 | 160 |  | N | Y | oil | 0.0505 | 0.0005 | 0
| LADCO | IL | 17161 |  |  | Cordova Energy Co LLC | 4594711 | 88690813 | 84987112 | 120369114 | 20200102 | 221112 |  |  | 125 | 160 |  | N | Y | oil | 0.0504 | 0.0016 | 0.00016 | 32
1105_G_2 | West North Central | IA | 19007 |  |  | IPL - CENTERVILLE COMBUSTION TURBINES AND DIESELS | 5523711 | 27493313 | 26394912 | 136944214 | 20200401 | 221112 |  |  | 125 | 160 |  | N | N | oil | 0.050151 | 0.00086447 | 2.3816e-05 | 2 | West North Central Oil Peaking | West North Central Oil Peaking | West North Central_oil_peak
| LADCO | IL | 17197 |  |  | Lincoln Generating Facility | 4590011 | 88703813 | 84997712 | 120382414 | 20200102 | 221112 |  |  | 125 | 160 |  | N | Y | oil | 0.050134 | 0.0035 | 0.003304 | 28
| West | NV | 32003 |  |  | SWG Nevada Holdings LLC | 9399211 | 55526213 | 50693712 | 68315214 | 20100102 | 221112 |  |  | 125 | 160 |  | N | Y | oil | 0.05 | 0.01 | 0.01
| West | NV | 32003 |  |  | NV Energy-Walter Higgins | 9398411 | 55599613 | 50974712 | 68480714 | 20200102 | 22111 |  |  | 125 | 160 |  | N | Y | oil | 0.05 | 0.01 | 0.01
| South | LA | 22073 |  |  | Entergy Arkansas Inc/Entergy LA LLC - Ouachita Power Generating Plant | 7205111 | 87202013 | 83355012 | 118035414 | 20200102 | 221112 |  |  | 125 | 160 |  | N | Y | oil | 0.05 | 0.001 | 0.01 | 520
| South | MO | 29019 |  |  | UNIVERSITY OF MISSOURI (MU) POWER PLANT | 7164611 | 14381113 | 14118612 | 25323514 | 20300101 | 221112 |  |  | 125 | 160 |  | N | Y | oil | 0.05 | 0.0017 | 0.0049
| West | CA | 06033 |  |  | PACIFIC BELL | 49611 | 52034713 | 117171312 | 58760614 | 20100102 | 221112 |  |  |  | 160 |  | N | Y | oil | 0.05 | 0.0032395 | 0.00315 | 8736
| South | TX | 48395 |  |  | TWIN OAKS | 7552911 | 12333813 | 12269312 | 2786414 | 20200102 | 22111 |  |  | 125 | 160 |  | N | Y | oil | 0.05 | 0.004 | 0.003 | 15
| West | CA | 06073 |  |  | SEMPRA ENERGY | 3124711 | 78689713 | 105165412 | 116331314 | 20200401 | 221112 |  |  | 125 | 160 |  | N | Y | oil | 0.05 | 0.00243 | 4.18e-05 | 8736
| West | CA | 06073 |  |  | CABRILLO POWER I LLC ENCINA POWER PLANT | 5003711 | 86059113 | 105171912 | 116286314 | 20200102 | 221112 |  |  | 125 | 160 |  | N | Y | oil | 0.05 | 0.0039454 | 2.05e-05 | 8736
| MANE-VU | NJ | 34015 |  |  | West Depford Energy Station | 17169211 | 118496613 | 116760512 | 166904714 | 20100102 | 221112 |  |  | 125 | 290 |  | N | Y | oil | 0.05 | 0.002 | 0
| West North Central | WY | 56009 |  |  | Dave Johnston | 6418211 | 120544113 | 122575812 | 172169014 | 20100102 | 221112 |  |  | 125 | 160 |  | N | Y | oil | 0.05 | 0 | 0 | 22
|  | AK | 02185 |  |  | Deadhorse Power Plant | 10572911 | 97972413 | 95362112 | 136921214 | 20100102 | 221112 |  |  | 125 | 160 |  | N | Y | oil | 0.09 | 0.97 | 0.02
| West North Central | NE | 31079 |  |  | C W Burdick Generating Station | 6714711 | 114208113 | 12757112 | 160375314 | 20200102 | 221112 |  |  | 125 | 160 |  | N | Y | oil | 0.05 | 0 | 0
| MANE-VU | NJ | 34007 |  |  | Camden Plant Holding, LLC | 5119811 | 25826213 | 60835412 | 91342014 | 20200102 | 221112 |  |  | 125 | 160 |  | N | Y | oil | 0.05 | 0 | 0
| MANE-VU | NJ | 34023 |  |  | NORTH JERSEY ENERGY ASSOC A LP | 6719711 | 12842613 | 60565712 | 139885114 | 20200102 | 221112 |  |  | 125 | 160 |  | N | Y | oil | 0.05 | 0 | 0
| West | CA | 06061 |  |  | ROSEVILLE ENERGY PARK | 15695911 | 100281513 | 98241012 | 140442914 | 20100102 | 221112 |  |  | 125 | 999 |  | N | Y | oil | 0.05 |  |  | 8736
| West | CA | 06085 |  |  | CARDINAL COGEN INC | 1626311 | 84256013 | 76118212 | 110338714 | 20100102 | 221112 |  |  |  | 160 |  | N | Y | oil | 0.049967 | 0.0034853 | 2.3164e-05 | 50
| South | TX | 48469 |  |  | SOUTH TEXAS ELECTRIC COOP | 5863011 | 22230413 | 21345412 | 3268514 | 20200401 | 22111 |  |  | 125 | 160 |  | N | Y | oil | 0.0499 | 0.0009 | 0.0001 | 11
| West North Central | MT | 30013 |  |  | HIGHWOOD GENERATING STATION | 14494611 | 105132313 | 108665312 | 149346614 | 20100102 | 221112 |  |  | 125 | 160 |  | N | Y | oil | 0.0497 | 0.0038 | 0.0006
| MANE-VU | CT | 09015 |  |  | LAKE ROAD GENERATING CO, L.P. | 844711 | 46197313 | 43866212 | 48272814 | 20200102 | 221112 |  |  | 125 | 160 |  | N | Y | oil | 0.049286 | 0.003468 | 0.0032395
|  | AK | 02020 |  |  | DU-JBER-Electric, Gas, Drinking Water and Sanitary Services | 662111 | 97090813 | 95347912 | 136908414 | 20100102 | 221112 |  |  | 102 | 160 |  | N | Y | oil | 0.09 | 0 | 0
| West | CA | 06001 |  |  | CITY OF HAYWARD WELL D2 | 16023311 | 100735013 | 100821512 | 141140514 | 20100102 | 221112 |  |  |  | 999 |  | N | Y | oil | 0.049264 | 0.0034362 | 2.2838e-05 | 100
| LADCO | IL | 17073 |  |  | Geneseo Municipal Utilities | 2344911 | 59710613 | 55183612 | 85812014 | 20100102 | 221112 |  |  | 125 | 160 |  | N | Y | oil | 0.048955 | 0.0008 | 2.3e-05 | 2
1105_G_3 | West North Central | IA | 19007 |  |  | IPL - CENTERVILLE COMBUSTION TURBINES AND DIESELS | 5523711 | 27493213 | 26395312 | 136944314 | 20200401 | 221112 |  |  | 125 | 160 |  | N | N | oil | 0.048837 | 0.00084183 | 2.3192e-05 | 2 | West North Central Oil Peaking | West North Central Oil Peaking | West North Central_oil_peak
| LADCO | WI | 55025 |  |  | WEST CAMPUS COGENERATION FACILITY | 9018111 | 54743113 | 52046312 | 73165714 | 20200401 | 221112 |  |  |  | 160 |  | N | Y | oil | 0.04841 | 0.00074933
2131_G_6 | South | MO | 29107 | 2131 | 6 | HIGGINSVILLE MUNICIPAL POWER FACILITY | 7269411 | 59063213 | 58065212 | 88102814 | 20100101 | 221112 | Combustion Turbine | Distillate Fuel Oil | 125 | 120 | N | N | N | oil | 0.0484 | 0.0025 | 0.0003 |  | South Oil Peaking | South Oil Peaking | South_oil_peak
3507_G_D1 | South | TX | 48213 | 3507 | D1 | TRINIDAD STEAM ELEC STATION | 4863311 | 29419613 | 28185712 | 6941814 | 20100102 | 22111 | Combustion Turbine | Distillate Fuel Oil | 125 | 160 | N | N | N | oil | 0.0482 | 0.0008 | 0.0065 | 4 | South Oil Peaking | South Oil Peaking | South_oil_peak
4257_G_204 | MANE-VU | MD | 24041 | 4257 | 204 | Easton Utilities - Airport Park | 6415411 | 88028413 | 84216612 | 119449214 | 20300102 | 221112 | Combustion Turbine | Natural Gas, Distillate Fuel Oil | 125 | 120 | N | N | N | oil | 0.04815 | 0.002175 | 0.01035 | 2080 | MANE-VU Oil Peaking | MANE-VU Oil Peaking | MANE-VU_oil_peak
| LADCO | MI | 26101 |  |  | TES Filer City Station | 4856911 | 107261813 | 29241012 | 151903014 | 20200102 | 221112 |  |  | 125 | 160 |  | N | Y | oil | 0.04805 | 0.003479 | 0.00315 | 31
8227_G_3 | MANE-VU | NJ | 34019 |  |  | Glen Gardner Combustion Turbine Site | 7604111 | 11863813 | 61106412 | 19781814 | 20100201 | 221112 |  |  | 125 | 120 |  | N | N | gas | 0.048 | 0 | 0 |  | MANE-VU Gas Peaking | MANE-VU Gas Peaking | MANE-VU_gas_peak
| West North Central | WY | 56031 |  |  | Laramie River Station | 4207711 | 124640313 | 122455612 | 177524414 | 20100102 | 221112 |  |  | 125 | 160 |  | N | Y | oil | 0.04784 | 0 | 0.00286 | 26
| South | KS | 20175 |  |  | Mid-Kansas Electric - Cimarron River | 3772011 | 63924713 | 58549312 | 88585314 | 20100102 | 221112 |  |  | 125 | 160 |  | N | Y | oil | 0.04773 | 0.00069375 | 0.0011825 | 22
| LADCO | IL | 17073 |  |  | Geneseo Municipal Utilities | 2344911 | 59711113 | 55183812 | 85812814 | 20100102 | 221112 |  |  | 125 | 160 |  | N | Y | oil | 0.047493 | 0.0008 | 2.2e-05 | 1
675_G_3 | SESARM | FL | 12105 | 675 | 3 | LAKELAND ELECTRIC | 752011 | 46313513 | 43987012 | 45841914 | 20100101 | 2211 | Combustion Turbine | Natural Gas, Distillate Fuel Oil | 125 | 120 | N | N | N |  | 0.04736 | 0.000595 | 0.002066 | 1 | SESARM Composite Nonpeaking | SESARM Composite Nonpeaking | SESARM_comp_nonpeak
| MANE-VU | CT | 09015 |  |  | LAKE ROAD GENERATING CO, L.P. | 844711 | 46196713 | 43866112 | 48273714 | 20200102 | 221112 |  |  | 125 | 160 |  | N | Y | oil | 0.047233 | 0.0033235 | 0.0031045
| West | CA | 06041 |  |  | PACIFIC GAS AND ELECTRIC COMPANY | 255411 | 83608313 | 98767312 | 109045014 | 20100202 | 221112 |  |  |  | 160 |  | N | Y | gas | 0.047117 | 0.00013857 | 7.874e-06 | 100
| West | CA | 06013 |  |  | WAREHAM PROPERTY GROUP - EPA LAB | 13749411 | 83405413 | 74652412 | 108621514 | 20100102 | 221112 |  |  |  | 160 |  | N | Y | oil | 0.046918 | 0.00062784 | 2.175e-05 | 100
| West | CA | 06085 |  |  | MRTP, LLC | 16019711 | 100539313 | 99759512 | 140829614 | 20100102 | 221112 |  |  |  | 999 |  | N | Y | oil | 0.046918 | 0.0032726 | 2.175e-05 | 8736
| West | CA | 06085 |  |  | CB RICHARD ELLIS (ASSET SERVICES) | 16021711 | 100486113 | 99412612 | 140739514 | 20100102 | 221112 |  |  |  | 999 |  | N | Y | oil | 0.046918 | 0.00062784 | 2.175e-05 | 8736
| South | TX | 48071 |  |  | CEDAR BAYOU GEN STATION | 5847411 | 70141313 | 64486012 | 97227814 | 20200102 | 22111 |  |  | 125 | 160 |  | N | Y | oil | 0.0467 | 0.0002 | 0.0016 | 8
| West | CA | 06099 |  |  | WALNUT ENERGY CENTER AUTHORITY | 14025311 | 85005013 | 77607212 | 111874714 | 20100102 | 221112 |  |  | 125 | 160 |  | N | Y | oil | 0.046608 | 0.00080017 | 0.0051994 | 8736
| South | TX | 48257 |  |  | FORNEY POWER PLANT | 9146511 | 54770513 | 51515412 | 75808014 | 20300101 | 22111 |  |  | 125 | 160 |  | N | Y | oil | 0.0463 | 0.0033 | 0.0031 | 12
| West North Central | MT | 30021 |  |  | MDU - GLENDIVE | 8150511 | 87312613 | 83575912 | 118303314 | 20200102 | 221112 |  |  | 125 | 160 |  | N | Y | oil | 0.0463 | 0.0061 | 0.003
| West North Central | MT | 30003 |  |  | ROCKY MOUNTAIN POWER | 7851511 | 87322713 | 83598512 | 118341814 | 20200102 | 221112 |  |  | 125 | 160 |  | N | Y | oil | 0.0463 | 0.0004 | 0.003
| SESARM | SC | 45015 |  |  | SCE&G WILLIAMS | 8306711 | 95166813 | 63976412 | 130351014 | 20100102 | 221112 |  |  | 125 | 160 |  | N | Y | oil | 0.046068 | 0.0011236 | 0.0030294 | 7
| MANE-VU | VA | 51085 |  |  | Doswell Limited Partnership Doswell Energy Center | 6631811 | 17175513 | 16703412 | 68714 | 20300101 | 221112 |  |  | 125 | 160 |  | N | Y | oil | 0.045819 | 0.0057375 | 0.001836
| West | CA | 06013 |  |  | LOS MEDANOS ENERGY CENTER | 148911 | 51468713 | 75881412 | 59470514 | 20300101 | 221112 |  |  | 125 | 160 |  | N | Y | oil | 0.04551 | 0.0031744 | 2.1097e-05 | 8736
| South | TX | 48303 |  |  | JONES STATION POWER PLANT | 4030611 | 126589113 | 128204312 | 181849514 | 20200102 | 22111 |  |  | 125 | 160 |  | N | Y | oil | 0.0455 |  | 0.0009 | 15
| West | CA | 06085 |  |  | EQUITY OFFICE | 14310111 | 84413913 | 100819312 | 110607014 | 20100102 | 221112 |  |  |  | 160 |  | N | Y | oil | 0.04537 | 0.0031646 | 2.1032e-05 | 100
| LADCO | WI | 55071 |  |  | MANITOWOC PUBLIC UTILITIES | 7179611 | 14751813 | 14439112 | 67107714 | 20100102 | 221112 |  |  | 125 | 160 |  | N | Y | oil | 0.0453 | 0.003113 | 0.0029775
| MANE-VU | ME | 23017 |  |  | RUMFORD POWER | 5759211 | 63560513 | 91315312 | 129295814 | 20200102 | 221112 |  |  | 125 | 160 |  | N | Y | oil | 0.0453 | 0.0032615 | 1.586e-05
7555_G_12 | West North Central | NE | 31131 | 7555 | 12 | Nebraska City Power Plant No 2 | 5106811 | 24684813 | 23709612 | 21296514 | 20200402 | 926130 | Combustion Turbine | Natural Gas, Distillate Fuel Oil | 125 | 160 | N | N | N |  | 0.04526 | 0.0024267 |  |  | West North Central Composite Nonpeaking | West North Central Composite Nonpeaking | West North Central_comp_nonpeak
50878_B_UNIT2 | MANE-VU | MA | 25027 | 50878 | UNIT2 | WHEELABRATOR MILLBURY INC | 7869811 | 87378713 | 83638812 | 118428314 | 20100102 | 562213 | Municipal Solid Waste | MSW | 103 | 160 | N | Y | N |  | 0.0452 | 0.0010756 | 0.003 |  | daily flat | diurnal flat | MANE-VU_oil_nonpeak
| West | CA | 06041 |  |  | SAN RAFAEL SANITATION DISTRICT | 16020911 | 100599113 | 99957912 | 140925614 | 20100102 | 221112 |  |  |  | 999 |  | N | Y | oil | 0.045156 | 0.0025582 | 3.1755e-05 | 100
| South | LA | 22017 |  |  | Southwestern Electric Power Co (SWEPCO) - Lieberman Power Plant | 7928011 | 122088713 | 124422612 | 173993714 | 20100102 | 221112 |  |  | 125 | 160 |  | N | Y | oil | 0.0451 | 0.00097663 | 0.0071 | 8736
| South | KS | 20191 |  |  | Wellington Mun. Power Plant #1 | 5444311 | 26795613 | 112291412 | 39523214 | 20200401 | 221112 |  |  | 125 | 160 |  | N | Y | oil | 0.0451 | 0.00077388 | 2.1218e-05
7481_G_1 | West North Central | NE | 31181 | 7481 | 1 | Blue Hill City Light & Water | 7515111 | 12751613 | 12660712 | 21282714 | 39999999 | 221112 | Combustion Turbine | Distillate Fuel Oil | 125 | 160 | N | N | N |  | 0.045058 | 0.00080919 |  |  | West North Central Composite Nonpeaking | West North Central Composite Nonpeaking | West North Central_comp_nonpeak
| South | LA | 22055 |  |  | Lafayette Consolidated Government - Hargis-Hebert Generating Station | 13611411 | 81421413 | 72519112 | 104884614 | 20100102 | 221112 |  |  | 125 | 999 |  | N | Y | oil | 0.0444 | 0.0033 | 0.0011 | 8736
2232_G_4 | West North Central | NE | 31063 | 2232 | 4 | Curtis Power Plant | 6830411 | 13776813 | 13570212 | 21348414 | 20200402 | 221118 | Combustion Turbine | Natural Gas, Distillate Fuel Oil | 125 | 160 | N | N | N |  | 0.04437 | 0.0049446 | 5e-05 |  | West North Central Composite Nonpeaking | West North Central Composite Nonpeaking | West North Central_comp_nonpeak
| LADCO | IN | 18127 |  |  | NIPSCO BAILLY STATION | 7376611 | 10538813 | 10442312 | 123748714 | 20200401 | 221112 |  |  | 125 | 999 |  | N | Y | oil | 0.044339 | 0.00077052 | 2.099e-05
| West North Central | IA | 19097 |  |  | MAQUOKETA MUNICIPAL ELEC UTILITY | 12806911 | 111687813 | 114898512 | 157901714 | 20200401 | 221112 |  |  | 125 | 160 |  | N | Y | oil | 0.04368 | 0.002002 | 1.82e-05 | 4
| MANE-VU | ME | 23005 |  |  | FPL ENERGY CAPE LLC | 5824011 | 63551613 | 21968412 | 129280814 | 20200401 | 221112 |  |  | 125 | 160 |  | N | Y | oil | 0.043362 | 0.00074801 | 0.0017351
| SESARM | KY | 21145 |  |  | Paducah Power System - PPS Power Plant # 1 | 15073911 | 94795713 | 91584712 | 129811614 | 20300101 | 221112 |  |  | 125 | 999 |  | N | Y | oil | 0.043339 | 0.0013301 | 0.00052808
| MANE-VU | NY | 36049 |  |  | BEAVER FALLS GENERATING FACILITY | 8469511 | 570313 | 58915312 | 20970114 | 20200102 | 221112 |  |  | 125 | 999 |  | N | Y | oil | 0.043211 | 0.0029678 | 0.00284
| SESARM | WV | 54061 |  |  | MONONGAHELA POWER CO.- FORT MARTIN POWER | 6773611 | 71939713 | 109748612 | 99661714 | 20100107 | 221112 |  |  | 125 | 999 |  | N | Y | oil | 0.043206 | 0.0009985 | 0.0054043 | 21
| West | CA | 06095 |  |  | CITY OF FAIRFIELD/NORTH BAY REGIONAL WATER | 13535011 | 78294413 | 98418012 | 111366214 | 20100102 | 221112 |  |  |  | 160 |  | N | Y | oil | 0.043164 | 0.0030108 | 2.001e-05 | 100
| South | KS | 20141 |  |  | Osborne Mun. Power Plant | 4893911 | 98343713 | 112304312 | 138244214 | 20200253 | 221112 |  |  | 125 | 999 |  | N | Y | gas | 0.042772 | 0.0003757 | 1.1373e-05 | 4368
| Southwest | UT | 49015 |  |  | PacifiCorp- Hunter Power Plant | 5050511 | 25905113 | 24841012 | 240514 | 20200102 | 221112 |  |  | 125 | 290 |  | N | Y | oil | 0.042625 | 0.003025 | 0.002819 | 11
|  | AK | 02261 |  |  | Valdez Diesel Power Plant | 1025611 | 47330313 | 44875212 | 61406714 | 20100102 | 221112 |  |  | 125 | 999 |  | N | Y | oil | 0.08 | 1.1817 | 0.02 | 196
| LADCO | IN | 18165 |  |  | Duke Energy Indiana Inc Vermillion Gene | 4133511 | 33175213 | 31670312 | 123940314 | 20200401 | 221112 |  |  | 125 | 160 |  | N | Y | oil | 0.042596 | 0.00073424 | 0
| LADCO | IN | 18165 |  |  | Duke Energy Indiana Inc Vermillion Gene | 4133511 | 33175513 | 31670312 | 123940414 | 20200401 | 221112 |  |  | 125 | 160 |  | N | Y | oil | 0.042596 | 0.00073424 | 0
| West | CA | 06001 |  |  | PACIFIC GAS AND ELECTRIC | 10492211 | 52398013 | 99925612 | 68468514 | 20100202 | 221112 |  |  |  | 160 |  | N | Y | gas | 0.042584 | 0.00012524 | 7.117e-06 | 52
| West North Central | IA | 19009 |  |  | WESTERN MINNESOTA MUNICIPAL POWER AGENCY | 9661311 | 123749413 | 125652212 | 176122714 | 20300101 | 221112 |  |  | 125 | 160 |  | N | Y | oil | 0.042446 | 0.002914 | 0.0027912 | 21
| MANE-VU | CT | 09001 |  |  | PSEG PWR CT LLC/BPT HARBOR STA | 754311 | 46286013 | 43961412 | 47340314 | 20300101 | 221112 |  |  | 125 | 160 |  | N | Y | oil | 0.042401 | 0.0030032 | 0.0028094
2135_G_1 | South | MO | 29095 | 2135 | 1 | INDEPENDENCE POWER AND LIGHT SUB STATION H | 7577311 | 11540013 | 11437612 | 26250814 | 20100101 | 221112 | Combustion Turbine | Natural Gas, Distillate Fuel Oil | 125 | 120 | N | N | N | oil | 0.0424 | 0.0029 | 0.0024 |  | South Gas Peaking | South Gas Peaking | South_gas_peak
| West | CA | 06055 |  |  | NAPA COUNTY AIRPORT | 1176611 | 83408513 | 74657712 | 108626414 | 20100102 | 221112 |  |  |  | 160 |  | N | Y | oil | 0.042226 | 0.0008836 | 1.9575e-05 | 100
| West | CA | 06075 |  |  | AT&T BUSH STREET | 14083311 | 83435713 | 74704112 | 108677714 | 20100102 | 221112 |  |  |  | 160 |  | N | Y | oil | 0.042226 | 0.0029453 | 1.9575e-05 | 100
10156_G_GEN2 | West | CA | 06019 | 10156 | GEN2 | FRESNO COGENERATION PARTNERS, L.P. | 348711 | 50705913 | 47707612 | 60215514 | 20100102 | 221118 | Combined Cycle | Natural Gas | 125 | 160 | Y | N | N |  | 0.04216 | 0.0026949 | 0.002788 | 8736 | daily flat | diurnal flat | West_comp_nonpeak
| West | CA | 06001 |  |  | USCG ,BASE SUPPORT UNIT, ALAMEDA | 13787211 | 83874413 | 101052112 | 109596714 | 20100102 | 221112 |  |  |  | 160 |  | N | Y | oil | 0.041663 | 0.0029061 | 1.9314e-05 | 100
| SESARM | TN | 47073 |  |  | TVA JOHN SEVIER FOSSIL PLANT | 4188311 | 105932813 | 109659112 | 150256714 | 20200102 | 221112 |  |  | 125 | 160 |  | N | Y | oil | 0.041485 | 0.0010306 | 7.4656e-05
56643_B_7 | LADCO | MN | 27123 | 56643 | 7 | District Energy St Paul Inc-Hans O Nyman | 7147311 | 79647013 | 14468112 | 102851314 | 10100601 | 221330 | Biomass | Biomass | 125 | 100 | Y | N | N |  | 0.04141 | 0.060065 | 0.1109 |  | daily flat | diurnal flat | LADCO_other_nonpeak
| South | TX | 48303 |  |  | JONES STATION POWER PLANT | 4030611 | 126589213 | 128204412 | 181849614 | 20200102 | 22111 |  |  | 125 | 160 |  | N | Y | oil | 0.0413 |  | 0.0013 | 14
| West | NV | 32013 |  |  | VALMY COOLING TOWER #2 | 7302011 | 111134513 | 114247612 | 156944114 | 20200102 | 221112 |  |  | 125 | 160 |  | N | Y | oil | 0.041109 | 0.0028083 | 0.002698
| LADCO | IL | 17073 |  |  | Geneseo Municipal Utilities | 2344911 | 59710913 | 55183712 | 85812214 | 20100102 | 221112 |  |  | 125 | 160 |  | N | Y | oil | 0.040851 | 0.0007 | 1.9e-05 | 2
| SESARM | KY | 21223 |  |  | Louisville Gas & Electric Co - Trimble Co Generating Station | 5742811 | 22616413 | 82894712 | 35307114 | 20200401 | 221112 |  |  | 125 | 999 |  | N | Y | oil | 0.040845 | 0.00072582 | 0.00053267
10883_G_CT2 | MANE-VU | MA | 25025 | 10883 | CT2 | MEDICAL AREA TOTAL ENERGY PLANT | 7887011 | 87499013 | 83722912 | 118611114 | 20100109 | 221112 | Combustion Turbine | Natural Gas, Distillate Fuel Oil | 125 | 120 | Y | N | N | oil | 0.0407 | 0.0040888 | 0.0029 |  | daily flat | diurnal flat | MANE-VU_gas_peak
7997_G_WD01 | SESARM | FL | 12105 | 7997 | WD01 | LAKELAND ELECTRIC | 1889311 | 41747613 | 39805512 | 46340314 | 20100102 | 2211 | Combustion Turbine | Distillate Fuel Oil | 125 | 160 | N | N | N |  | 0.040658 | 0.013522 | 0.000176 | 22 | SESARM Composite Nonpeaking | SESARM Composite Nonpeaking | SESARM_comp_nonpeak
| West | CA | 06081 |  |  | PACIFIC GAS AND ELECTRIC | 10071311 | 54443313 | 101255612 | 68469514 | 20100202 | 221112 |  |  |  | 160 |  | N | Y | gas | 0.040548 | 0.00011925 | 6.776e-06 | 100
| West North Central | IA | 19013 |  |  | MIDAMERICAN ENERGY CO - WATERLOO LUNDQUIST STA. | 7889311 | 2742513 | 2660512 | 40487114 | 20100202 | 221112 |  |  | 125 | 160 |  | N | Y | gas | 0.04047 | 0.0001425 | 8.55e-06 | 26
| MANE-VU | ME | 23019 |  |  | MAINE INDEPENDENCE STATION | 7719211 | 2941713 | 2812512 | 129289014 | 20300101 | 221112 |  |  | 125 | 160 |  | N | Y | oil | 0.040405 | 0.00096208 | 1.404e-05
| West | CA | 06029 |  |  | RIO BRAVO JASMIN | 5815411 | 21412413 | 20539112 | 59933114 | 20100102 | 221112 |  |  | 125 | 160 |  | N | Y | oil | 0.040287 | 0.0028511 | 1.8211e-05 | 8736
| West North Central | WY | 56005 |  |  | Hartzog Generation Station | 12812611 | 120615113 | 122684012 | 172242214 | 20100102 | 221112 |  |  | 125 | 160 |  | N | Y | oil | 0.0401 | 0.0028 | 0.0027 | 20
| MANE-VU | CT | 09009 |  |  | PSEG FOSSIL LLC/ POWER CT LLC | 643411 | 46449813 | 44128612 | 48687014 | 20300102 | 221112 |  |  | 125 | 120 |  | N | Y | oil | 0.04004 | 0.00050008 | 2.9543e-07
2216_G_1 | West North Central | NE | 31041 | 2216 | 1 | Arnold Plant | 7460811 | 11694213 | 11601012 | 21423314 | 20200401 | 926130 | Combustion Turbine | Distillate Fuel Oil | 125 | 160 | N | N | N |  | 0.04 | 0.0034585 | 0.01 |  | West North Central Composite Nonpeaking | West North Central Composite Nonpeaking | West North Central_comp_nonpeak
50465_B_RB | SESARM | GA | 13193 | 50465 | RB | Weyerhaeuser NR Company - Flint River Operations | 8352311 | 433113 | 435912 | 90864214 | 30700110 | 322110 | Non-Fossil Waste | Non-Fossil Waste | 133 | 200 | Y | N | N |  | 0.04 | 0.87505 | 0.001 | 8525 | daily flat | diurnal flat | SESARM_comp_nonpeak
2253_G_4A | West North Central | NE | 31021 | 2253 | 4A | Lyons Municipal Power Plant | 7574011 | 11906113 | 11799612 | 21300914 | 20100102 | 221118 | Combustion Turbine | Distillate Fuel Oil | 125 | 160 | N | N | N |  | 0.04 | 1.0756e-07 | 1e-07 |  | West North Central Composite Nonpeaking | West North Central Composite Nonpeaking | West North Central_comp_nonpeak
| West North Central | NE | 31001 |  |  | Whelan Energy Center | 8399211 | 724313 | 725812 | 21709514 | 20200102 | 221112 |  |  | 125 | 100 |  | N | Y | oil | 0.04 | 1.0232e-07 | 0.01
| West | NV | 32003 |  |  | Nevada Power Clark Station | 8211211 | 67143713 | 6682112 | 92551914 | 20200102 | 22111 |  |  | 125 | 160 |  | N | Y | oil | 0.04 | 0.01 | 0.01
| West North Central | IA | 19013 |  |  | CEDAR FALLS MUNICIPAL ELECTRIC UTILITY - CTS | 12806111 | 67678113 | 62280312 | 176102814 | 20100101 | 221112 |  |  | 125 | 120 |  | N | Y | oil | 0.04 | 0.0039835 | 0.0037265
| West | CA | 06033 |  |  | PACIFIC BELL | 49511 | 52034813 | 117171212 | 58760714 | 20100102 | 221112 |  |  |  | 160 |  | N | Y | oil | 0.04 | 0.0025142 | 0.0024 | 8736
| LADCO | WI | 55079 |  |  | WISCONSIN ELECTRIC POWER COMPANY D/B/A WE ENERGIES-OAK CREEK STATION (INCL ELM | 6330411 | 91900613 | 88902112 | 125336614 | 20300101 | 221112 |  |  | 125 | 160 |  | N | Y | oil | 0.04 |  | 0.0001
| West | CA | 06073 |  |  | SEMPRA ENERGY | 3124711 | 78689613 | 105165312 | 116331414 | 20200401 | 221112 |  |  | 125 | 160 |  | N | Y | oil | 0.04 | 0.00217 | 3.74e-05 | 8736
| West | CA | 06073 |  |  | SEMPRA ENERGY | 3124711 | 78689813 | 105165512 | 116331214 | 20200401 | 221112 |  |  | 125 | 160 |  | N | Y | oil | 0.04 | 0.0021 | 3.63e-05 | 8736
| SESARM | MS | 28049 |  |  | Entergy Mississippi Inc, Rex Brown Plant | 6802311 | 13570713 | 13385012 | 25286314 | 20300101 | 221112 |  |  | 125 | 160 |  | N | Y | oil | 0.04 | 0 | 0 | 1344
| South | LA | 22001 |  |  | Cleco Power LLC - Acadia Power Station | 6082711 | 122093113 | 124496012 | 174127514 | 20100107 | 221112 |  |  | 125 | 160 |  | N | Y | oil | 0.04 |  |  | 8
| MANE-VU | PA | 42063 |  |  | SEWARD GENERATING STATION | 3005111 | 113908413 | 116534412 | 160260714 | 20200102 | 221112 |  |  | 125 | 160 |  | N | Y | oil | 0.04 |  |  | 167
| South | LA | 22001 |  |  | Cleco Power LLC - Acadia Power Station | 6082711 | 80439013 | 71559912 | 103813814 | 20100107 | 221112 |  |  | 125 | 160 |  | N | Y | oil | 0.04 |  |  | 28
| SESARM | NC | 37083 |  |  | Roanoke Valley Energy Facility | 8048111 | 75303613 | 69496112 | 101512014 | 20300101 | 221112 |  |  | 125 | 160 |  | N | Y | oil | 0.04 |  |  | 8736
| West | CA | 06095 |  |  | PACIFIC GAS & ELECTRIC COMPANY | 16020211 | 100346913 | 98523112 | 140537714 | 20100102 | 221112 |  |  |  | 999 |  | N | Y | oil | 0.04 |  |  | 52
| South | LA | 22047 |  |  | Entergy LA LLC - Willow Glen Generating Plant | 5504511 | 126347613 | 127988312 | 181537914 | 20200253 | 221112 |  |  | 125 | 160 |  | N | Y | gas | 0.04 | 0.01 | 0.01 | 52
| South | LA | 22047 |  |  | Entergy LA LLC - Willow Glen Generating Plant | 5504511 | 126347713 | 127988412 | 181538014 | 20200253 | 221112 |  |  | 125 | 160 |  | N | Y | gas | 0.04 | 0.01 | 0.01 | 52
| South | LA | 22047 |  |  | Entergy LA LLC - Willow Glen Generating Plant | 5504511 | 126347813 | 127988512 | 181538114 | 20200253 | 221112 |  |  | 125 | 160 |  | N | Y | gas | 0.04 | 0.01 | 0.01 | 52
| South | LA | 22047 |  |  | Entergy LA LLC - Willow Glen Generating Plant | 5504511 | 126347913 | 127988612 | 181538214 | 20200253 | 221112 |  |  | 125 | 160 |  | N | Y | gas | 0.04 | 0.01 | 0.01 | 52
| SESARM | MS | 28033 |  |  | TVA Southaven Combined Cycle Plant | 7184711 | 14319413 | 60023112 | 25479514 | 20100202 | 221112 |  |  | 125 | 290 |  | N | Y | gas | 0.04 | 0.01 | 0 | 8760
| South | LA | 22101 |  |  | CLECO Power LLC - Teche Power Station | 7204011 | 111372513 | 114607712 | 157333814 | 20200254 | 221112 |  |  | 125 | 160 |  | N | Y | gas | 0.04 |  |  | 48
| West | CA | 06081 |  |  | CITY OF FOSTER CITY | 14233511 | 120216313 | 121679412 | 170739814 | 20100102 | 221112 |  |  |  | 999 |  | N | Y | oil | 0.039323 | 0.0020268 | 6.525e-05 | 50
| West North Central | WY | 56005 |  |  | Barber Creek Generation Station | 12811211 | 120615713 | 122684612 | 172242814 | 20100201 | 221112 |  |  | 125 | 120 |  | N | Y | gas | 0.039 | 0 | 0.00097105 | 10
| West | CA | 06001 |  |  | PACIFIC BELL (DBA: AT&T CA) | 14248911 | 83717913 | 75208712 | 109287414 | 20100102 | 221112 |  |  |  | 160 |  | N | Y | oil | 0.038817 | 0.00106 | 5.2744e-05 | 50
| West | CA | 06081 |  |  | DALY CITY FIRE STATION NO 92 | 14181111 | 84489013 | 100497712 | 110754614 | 20100102 | 221112 |  |  |  | 160 |  | N | Y | oil | 0.038754 | 0.0027032 | 1.7965e-05 | 150
| Northwest | ID | 16039 |  |  | IDAHO POWER CO - EVANDER ANDREWS COMPLEX | 8355111 | 96577213 | 93658212 | 134739214 | 20200102 | 221112 |  |  | 125 | 160 |  | N | Y | oil | 0.038675 | 0.0022726 | 0.0025434 | 25
| LADCO | IL | 17119 |  |  | Union Electric Co | 7338011 | 88674413 | 84970512 | 120352314 | 20200102 | 221112 |  |  | 125 | 160 |  | N | Y | oil | 0.038675 | 0.0027 | 0.002535 | 13
| West North Central | IA | 19139 |  |  | MUSCATINE POWER & WATER | 7892811 | 2592913 | 2503212 | 176188114 | 20100102 | 221112 |  |  | 125 | 160 |  | N | Y | oil | 0.038477 | 0.0027048 | 1.3262e-05 | 8
10883_G_CT1 | MANE-VU | MA | 25025 | 10883 | CT1 | MEDICAL AREA TOTAL ENERGY PLANT | 7887011 | 87498913 | 83722912 | 118610914 | 20100109 | 221112 | Combustion Turbine | Natural Gas, Distillate Fuel Oil | 125 | 120 | Y | N | N | oil | 0.0381 | 0.0036584 | 0.0026 |  | daily flat | diurnal flat | MANE-VU_gas_peak
| SESARM | SC | 45051 |  |  | SANTEE COOPER MYRTLE BEACH | 4760911 | 95167913 | 30662612 | 130357814 | 20100102 | 221112 |  |  | 125 | 160 |  | N | Y | oil | 0.037926 | 0.000925 | 0.002494 | 4
| SESARM | KY | 21041 |  |  | KY Utilities Co - Ghent Station | 5198511 | 109114013 | 112627012 | 154602014 | 20100102 | 221112 |  |  | 125 | 999 |  | N | Y | oil | 0.037859 | 0.00289 | 1.31e-05
| West | CA | 06085 |  |  | AFFYMETRIX INC | 9947711 | 54374413 | 75813212 | 68345214 | 20100102 | 221112 |  |  |  | 160 |  | N | Y | oil | 0.037717 | 0.00053208 | 2.4741e-05 | 52
| LADCO | MI | 26133 |  |  | Wolverine Power Supply - Hersey | 7824811 | 2848113 | 2738212 | 29068814 | 20200401 | 221112 |  |  | 125 | 160 |  | N | Y | oil | 0.03735 | 0.00047 | 0.00043 | 4
| West | CA | 06041 |  |  | MACY S WEST CORTE MADERA STORE #32 /MACY S MAS EXP | 15718911 | 100437213 | 99040112 | 140664714 | 20100102 | 221112 |  |  |  | 999 |  | N | Y | oil | 0.0373 | 0.0026017 | 1.7291e-05 | 100
| West North Central | IA | 19033 |  |  | IPL - LIME CREEK COMBUSTION TURBINES STATION | 5494511 | 27288113 | 26182512 | 41804814 | 20100102 | 221112 |  |  | 125 | 160 |  | N | Y | oil | 0.037249 | 0.0017268 | 0.0024483 | 4
| SESARM | SC | 45075 |  |  | ORANGEBURG DPU:ROWESVILLE ROAD | 4143111 | 34100413 | 32562012 | 11323614 | 20200401 | 221112 |  |  | 125 | 160 |  | N | Y | oil | 0.03722 | 0.00057619 | 2.349e-05 | 26
55853_G_1c | West | CA | 06065 |  |  | INLAND EMPIRE ENERGY CENTER, LLC | 13483911 | 76271613 | 104262712 | 113392514 | 10100601 | 221112 |  |  | 125 | 100 |  | N | N | gas | 0.03709 | 0.02984 | 0.00292 | 8736 | West Gas Peaking | West Gas Peaking | West_gas_peak
7997_G_WD04 | SESARM | FL | 12105 | 7997 | WD04 | LAKELAND ELECTRIC | 1889311 | 41747313 | 39806812 | 46340614 | 20100102 | 2211 | Combustion Turbine | Distillate Fuel Oil | 125 | 160 | N | N | N |  | 0.037081 | 0.012333 | 0.000161 | 20 | SESARM Composite Nonpeaking | SESARM Composite Nonpeaking | SESARM_comp_nonpeak
|  | HI | 15001 |  |  | HELCO - Keahole Power Plant | 928911 | 64238313 | 59035912 | 158877514 | 20100101 | 221112 |  |  | 125 | 120 |  | N | Y | oil | 0.07 | 0.01187 | 0.00062364 | 1492
7481_G_1 | West North Central | NE | 31181 | 7481 | 1 | Blue Hill City Light & Water | 7515111 | 12751613 | 12660712 | 181126614 | 39999999 | 221112 | Combustion Turbine | Distillate Fuel Oil | 125 | 160 | N | N | N |  | 0.037012 | 0.00086913 |  |  | West North Central Composite Nonpeaking | West North Central Composite Nonpeaking | West North Central_comp_nonpeak
| MANE-VU | MA | 25025 |  |  | MEDICAL AREA TOTAL ENERGY PLANT | 7887011 | 87499113 | 83722712 | 118611314 | 20300101 | 221112 |  |  | 125 | 160 |  | N | Y | oil | 0.037 | 0.0026604 | 0.0024
| South | TX | 48485 |  |  | WF COGENERATION PLANT | 5127311 | 99449013 | 96374612 | 139170014 | 20100102 | 22111 |  |  | 125 | 160 |  | N | Y | oil | 0.037 | 0.0026 | 0.0024 | 9
| West North Central | IA | 19139 |  |  | MUSCATINE POWER & WATER | 7892811 | 123782313 | 125675912 | 176185614 | 20200102 | 221112 |  |  | 125 | 160 |  | N | Y | oil | 0.036846 | 0.00259 | 1.27e-05 | 7
1910_G_2 | LADCO | MN | 27009 | 1910 | 2 | Xcel Energy - Granite City Generating | 6190211 | 15246413 | 14913312 | 29277814 | 20100101 | 221112 | Combustion Turbine | Natural Gas, Distillate Fuel Oil | 125 | 120 | N | N | N | oil | 0.03684 | 0.00018586 | 0.002114 |  | LADCO Gas Peaking | LADCO Gas Peaking | LADCO_gas_peak
1910_G_3 | LADCO | MN | 27009 | 1910 | 3 | Xcel Energy - Granite City Generating | 6190211 | 15246313 | 14913012 | 29278014 | 20100101 | 221112 | Combustion Turbine | Natural Gas, Distillate Fuel Oil | 125 | 120 | N | N | N | oil | 0.03684 | 0.00018586 | 0.002114 |  | LADCO Gas Peaking | LADCO Gas Peaking | LADCO_gas_peak
1910_G_4 | LADCO | MN | 27009 | 1910 | 4 | Xcel Energy - Granite City Generating | 6190211 | 15246213 | 14913112 | 29278314 | 20100101 | 221112 | Combustion Turbine | Natural Gas, Distillate Fuel Oil | 125 | 120 | N | N | N | oil | 0.03684 | 0.00018586 | 0.002114 |  | LADCO Gas Peaking | LADCO Gas Peaking | LADCO_gas_peak
| Southwest | AZ | 04027 |  |  | APS - YUCCA POWER PLANT | 1013411 | 88711913 | 85000312 | 149325614 | 20100109 | 221112 |  |  | 125 | 999 |  | N | Y | oil | 0.036816 | 0.002588 | 0.002421 | 2
| MANE-VU | NJ | 34029 |  |  | Essential Power Operating Company LLC | 8174211 | 4462913 | 60878212 | 19405514 | 20200102 | 221112 |  |  | 125 | 160 |  | N | Y | oil | 0.0365 | 0.0026 | 0.0002
|  | HI | 15001 |  |  | HELCO - Keahole Power Plant | 928911 | 47995413 | 59035712 | 154888814 | 20100102 | 221112 |  |  | 125 | 160 |  | N | Y | oil | 0.067637 | 0.0011744 | 4.19e-06 | 8
2909_G_1 | LADCO | OH | 39035 | 2909 | 1 | Cleveland Public Power - Service Center (1318000133) | 8250711 | 62813 | 85890612 | 100962714 | 20100101 | 221112 | Combustion Turbine | Natural Gas, Distillate Fuel Oil | 125 | 120 | N | N | N | oil | 0.03642 | 0.00049 | 1.421e-05 | 2 | LADCO Gas Peaking | LADCO Gas Peaking | LADCO_gas_peak
| SESARM | KY | 21015 |  |  | Duke Energy KY East Bend | 6040811 | 23832913 | 83348312 | 39141514 | 20200102 | 221112 |  |  | 125 | 999 |  | N | Y | oil | 0.03634 | 0.00055689 | 7.13e-06
| West | CA | 06001 |  |  | USCG ,BASE SUPPORT UNIT, ALAMEDA | 13787211 | 83874113 | 101052312 | 109596414 | 20100102 | 221112 |  |  |  | 160 |  | N | Y | oil | 0.036314 | 0.002533 | 1.6834e-05 | 100
| LADCO | MI | 26137 |  |  | Consumers Energy Gaylord Combustion Turbine Plant | 7024811 | 82873713 | 109208912 | 106546214 | 20200102 | 221112 |  |  | 125 | 999 |  | N | Y | oil | 0.03625 | 0.0026092 | 0.0023825 | 15
| LADCO | MI | 26137 |  |  | Consumers Energy Gaylord Combustion Turbine Plant | 7024811 | 82873713 | 109208812 | 106546214 | 20200102 | 221112 |  |  | 125 | 999 |  | N | Y | oil | 0.03625 | 0.0026092 | 0.0023825 | 15
| LADCO | MI | 26115 |  |  | J.R. WHITING CO | 7285811 | 110192713 | 8457312 | 155916214 | 20201001 | 221112 |  |  | 125 | 160 |  | N | Y | gas | 0.036195 | 0.00013 |  | 11
| MANE-VU | VA | 51031 |  |  | Dominion - Altavista Power Station | 4565711 | 27833113 | 26722912 | 988914 | 20200401 | 221112 |  |  | 125 | 160 |  | N | Y | oil | 0.035914 | 0.0024825 | 0.002317
| MANE-VU | NY | 36067 |  |  | WPS SYRACUSE GENERATION LLC | 7435911 | 7947813 | 7844212 | 18151614 | 20200102 | 221112 |  |  | 125 | 160 |  | N | Y | oil | 0.035786 | 0.0024983 | 0.002352
| West | CA | 06099 |  |  | Almond Generation Station | 1218311 | 43845813 | 41676312 | 49968714 | 20100102 | 221112 |  |  | 125 | 160 |  | N | Y | oil | 0.035784 | 0.0017628 | 3.392e-05 | 26
| South | MO | 29097 |  |  | CARTHAGE WATER AND ELECTRIC | 5339111 | 59040313 | 58119412 | 87819114 | 20100202 | 221112 |  |  | 125 | 160 |  | N | Y | gas | 0.0355 | 0.0002
2235_G_3 | West North Central | NE | 31051 | 2235 | 3 | Emerson Municipal Utilities | 6703911 | 12885613 | 12770312 | 21725014 | 20200402 | 926130 | Combustion Turbine | Natural Gas, Distillate Fuel Oil | 125 | 160 | N | N | N |  | 0.035345 | 0.001938 |  |  | West North Central Composite Nonpeaking | West North Central Composite Nonpeaking | West North Central_comp_nonpeak
| West North Central | MT | 30023 |  |  | DAVE GATES GENERATING STATION AT MILL CREEK | 14496011 | 87303713 | 83538812 | 118254214 | 20100102 | 221112 |  |  | 125 | 160 |  | N | Y | oil | 0.0352 | 0.0011 | 0.0001
| West | CA | 06041 |  |  | COUNTY OF MARIN, SAN VENETIA #1 | 10156211 | 84007213 | 121502312 | 109836314 | 20100102 | 221112 |  |  |  | 160 |  | N | Y | oil | 0.035188 | 0.0024545 | 1.6313e-05 | 52
| West | CA | 06001 |  |  | CITY OF HAYWARD 250 RESERVOIR | 16023111 | 100659213 | 100265812 | 141011814 | 20100102 | 221112 |  |  |  | 999 |  | N | Y | oil | 0.035188 | 0.0024545 | 1.6313e-05 | 100
| West | CA | 06001 |  |  | S F BAY AREA RAPID TRANSIT DISTRICT | 10498511 | 52502513 | 49627412 | 68325114 | 20100102 | 221112 |  |  |  | 160 |  | N | Y | oil | 0.035095 | 0.0024479 | 1.6269e-05 | 12
3000_G_4 | South | OK | 40119 | 3000 | 4 | BOOMER LAKE STATION | 5615011 | 98406413 | 95723512 | 138332014 | 20100102 | 221112 | Combustion Turbine | Distillate Fuel Oil | 125 | 160 | N | N | N | oil | 0.035 | 0.0048832 | 0.007 | 17 | South Oil Peaking | South Oil Peaking | South_oil_peak
| South | OK | 40023 |  |  | HUGO GNRTNG STA | 8449511 | 88767013 | 85626212 | 121478714 | 20100107 | 221112 |  |  | 125 | 160 |  | N | Y | oil | 0.035 | 0.001 | 0.001 | 12
| South | OK | 40109 |  |  | HORSESHOE LAKE GNRTNG STA | 8185411 | 112082513 | 115233012 | 158372514 | 20200401 | 221112 |  |  | 125 | 160 |  | N | Y | oil | 0.035 |  |  | 4
| West | CA | 06001 |  |  | PACIFIC GAS AND ELECTRIC | 10497711 | 52503413 | 101055912 | 68325714 | 20100102 | 221112 |  |  |  | 160 |  | N | Y | oil | 0.03493 | 0.0024365 | 1.6193e-05 | 100
| West | CA | 06075 |  |  | ONE BUSH, INC C/O PROPERTY MANAGEMENT | 14296411 | 120173513 | 121562812 | 170687614 | 20300101 | 221112 |  |  |  | 999 |  | N | Y | oil | 0.034909 | 0.0024231 | 1.6312e-05 | 20
| LADCO | MI | 26115 |  |  | DTE Electric Company - Monroe Power Plant | 7888311 | 110177313 | 113520012 | 155891814 | 20200102 | 221112 |  |  | 125 | 160 |  | N | Y | oil | 0.03488 | 0.002512 | 0.002295 | 50
| LADCO | MI | 26115 |  |  | DTE Electric Company - Monroe Power Plant | 7888311 | 110177413 | 113520112 | 155891914 | 20200102 | 221112 |  |  | 125 | 160 |  | N | Y | oil | 0.03488 | 0.002512 | 0.002295 | 50
| LADCO | MI | 26115 |  |  | DTE Electric Company - Monroe Power Plant | 7888311 | 99477713 | 113519212 | 139212414 | 20200102 | 221112 |  |  | 125 | 160 |  | N | Y | oil | 0.03488 | 0.002512 | 0.002295 | 50
| LADCO | MI | 26115 |  |  | DTE Electric Company - Monroe Power Plant | 7888311 | 99477813 | 113519312 | 139212514 | 20200102 | 221112 |  |  | 125 | 160 |  | N | Y | oil | 0.03488 | 0.002512 | 0.002295 | 50
| Southwest | UT | 49015 |  |  | PacifiCorp- Huntington Power Plant | 5050611 | 25903213 | 24838912 | 3814 | 20200102 | 221112 |  |  | 125 | 290 |  | N | Y | oil | 0.034875 | 0.002475 | 0.002306 | 9
| LADCO | WI | 55073 |  |  | WISCONSIN PUBLIC SERVICE CORPORATION- WESTON PLANT | 7078511 | 65134813 | 59806512 | 90280514 | 20100102 | 221112 |  |  | 125 | 100 |  | N | Y | oil | 0.034712 | 0.0023854 | 0.0022816
| MANE-VU | NY | 36045 |  |  | INNOVATIVE DANC | 10750111 | 64154113 | 128605912 | 89021814 | 20200102 | 221112 |  |  |  | 160 |  | N | Y | oil | 0.03465 | 0.00245 | 0.0023
|  | HI | 15003 |  |  | HECO - Honolulu International Airport Dispatch Standby Generators | 16006111 | 102987913 | 106709812 | 154895414 | 20100102 | 221112 |  |  |  | 160 |  | N | Y | oil | 0.061977 | 0.00064594 | 3.418e-05 | 13
55933_G_TCC1 | West | CA | 06077 | 55933 | TCC1 | GWF ENERGY, LLC - TRACY PEAKER POWER PLANT | 10009011 | 120979113 | 123116712 | 171664214 | 10100601 | 221112 | Combined Cycle | Natural Gas | 125 | 999 | N | N | N | gas | 0.034427 | 0.033031 | 0.0089559 | 8736 | West Gas Peaking | West Gas Peaking | West_gas_peak
| West | CA | 06095 |  |  | PACIFIC GAS & ELECTRIC | 9884511 | 100327513 | 77102212 | 140502314 | 20100102 | 221112 |  |  |  | 999 |  | N | Y | oil | 0.034358 | 0.00072336 | 4.1923e-05 | 50
55155_G_UNT3 | MANE-VU | NY | 36001 | 55155 | UNT3 | ALBANY LANDFILL | 7800711 | 3438613 | 58860312 | 88958814 | 10200501 | 562212 | Landfill Gas | Landfill Gas | 104 | 160 | N | N | N |  | 0.034248 | 0.0026542 | 0.00036474 |  | MANE-VU Oil Nonpeaking | MANE-VU Oil Nonpeaking | MANE-VU_oil_nonpeak
| West North Central | IA | 19097 |  |  | MAQUOKETA MUNICIPAL ELEC UTILITY | 12806911 | 67853313 | 62401212 | 93624714 | 20200401 | 221112 |  |  | 125 | 160 |  | N | Y | oil | 0.034112 | 0.0011461 | 3.12e-05 | 9
| South | OK | 40143 |  |  | GREEN COUNTRY ENERGY PROJECT | 7218011 | 72370613 | 66499212 | 100169314 | 20100102 | 221112 |  |  | 125 | 160 |  | N | Y | oil | 0.034 | 0.002 | 0.002 | 9
| West | CA | 06001 |  |  | NORTHERN CALIF POWER AGENCY | 136511 | 51381113 | 48299812 | 59036914 | 20100201 | 221112 |  |  | 125 | 120 |  | N | Y | gas | 0.033962 | 0.046379 | 0.0018863 | 60
7111_G_NA9 | Southwest | UT | 49051 | 7111 | NA9 | Heber Light and Power Company- Power Plant | 9067811 | 55056513 | 51659012 | 68596714 | 20200254 | 221112 | Combustion Turbine | Natural Gas | 125 | 160 | N | N | N | gas | 0.033938 | 0.029961 | 0.001764 | 20 | Southwest Gas Peaking | Southwest Gas Peaking | Southwest_gas_peak
| West | CA | 06075 |  |  | PACIFIC BELL | 14187511 | 84555113 | 76621712 | 110894014 | 20100102 | 221112 |  |  |  | 160 |  | N | Y | oil | 0.033781 | 0.0023563 | 1.566e-05 | 12
| West | CA | 06001 |  |  | USCG ,BASE SUPPORT UNIT, ALAMEDA | 13787211 | 83874513 | 101052412 | 109596814 | 20100102 | 221112 |  |  |  | 160 |  | N | Y | oil | 0.033781 | 0.0023563 | 1.566e-05 | 100
| LADCO | IL | 17141 |  |  | Rochelle Municipal Diesel Plant | 5039111 | 29822413 | 55609312 | 43228914 | 20100101 | 221112 |  |  | 125 | 120 |  | N | Y | oil | 0.033669 | 0.0005 | 1.6e-05 | 3
673_G_MU1 | SESARM | FL | 12099 | 673 | MU1 | CITY OF LAKE WORTH UTILITIES | 919411 | 46529513 | 44206712 | 48791214 | 20100102 | 221112 | Combustion Turbine | Distillate Fuel Oil | 125 | 160 | N | N | N | oil | 0.0336 | 0.0010637 | 0.001302 | 1 | SESARM Oil Peaking | SESARM Oil Peaking | SESARM_oil_peak
673_G_MU2 | SESARM | FL | 12099 | 673 | MU2 | CITY OF LAKE WORTH UTILITIES | 919411 | 46529813 | 44206912 | 48790714 | 20100102 | 221112 | Combustion Turbine | Distillate Fuel Oil | 125 | 160 | N | N | N | oil | 0.0336 | 0.0010637 | 0.001302 | 1 | SESARM Oil Peaking | SESARM Oil Peaking | SESARM_oil_peak
673_G_MU3 | SESARM | FL | 12099 | 673 | MU3 | CITY OF LAKE WORTH UTILITIES | 919411 | 46529213 | 44207212 | 48791514 | 20100102 | 221112 | Combustion Turbine | Distillate Fuel Oil | 125 | 160 | N | N | N | oil | 0.0336 | 0.0010637 | 0.001302 | 1 | SESARM Oil Peaking | SESARM Oil Peaking | SESARM_oil_peak
673_G_MU5 | SESARM | FL | 12099 | 673 | MU5 | CITY OF LAKE WORTH UTILITIES | 919411 | 46529313 | 44207712 | 48791414 | 20100102 | 221112 | Combustion Turbine | Distillate Fuel Oil | 125 | 160 | N | N | N | oil | 0.0336 | 0.0010637 | 0.001302 | 1 | SESARM Oil Peaking | SESARM Oil Peaking | SESARM_oil_peak
| Southwest | AZ | 04001 |  |  | CORONADO GENERATING PLANT | 7735011 | 105116113 | 108646312 | 149324414 | 20200102 | 221112 |  |  | 125 | 160 |  | N | Y | oil | 0.0336 | 0.001 | 0.000679 | 4
3800_G_GT1 | MANE-VU | VA | 51159 | 3800 | GT1 | Dominion - Northern Neck CT Station | 9049611 | 58389513 | 49269912 | 71118914 | 20200102 | 221112 | Combustion Turbine | Distillate Fuel Oil | 125 | 120 | N | N | N | oil | 0.033476 | 0.0023529 | 0.0022011 |  | MANE-VU Oil Peaking | MANE-VU Oil Peaking | MANE-VU_oil_peak
| South | TX | 48201 |  |  | GREENS BAYOU ELECTRIC GENERATING STATION | 4777911 | 92103113 | 89143812 | 125697914 | 20200102 | 22111 |  |  | 125 | 160 |  | N | Y | oil | 0.0334 | 0.0024 | 0.0022 | 5
52056_G_ST1 | MANE-VU | NY | 36059 | 52056 | ST1 | TRIGEN CENTRL UTILITY PLT - MITCHL FIELD | 7222111 | 7561313 | 128493812 | 20966314 | 10100501 | 221112 | Combined Cycle | Natural Gas, Distillate Fuel Oil | 125 | 100 | Y | N | N | oil | 0.0333 | 0.0018 | 0.00019703 |  | daily flat | diurnal flat | MANE-VU_gas_peak
52056_G_ST1 | MANE-VU | NY | 36059 | 52056 | ST1 | TRIGEN CENTRL UTILITY PLT - MITCHL FIELD | 7222111 | 7561313 | 7481912 | 20966314 | 10100501 | 221112 | Combined Cycle | Natural Gas, Distillate Fuel Oil | 125 | 100 | Y | N | N | oil | 0.0333 | 0.0018 | 0.00019703 |  | daily flat | diurnal flat | MANE-VU_gas_peak
| LADCO | WI | 55105 |  |  | WPL - RIVERSIDE ENERGY CENTER | 9018711 | 54948913 | 52048812 | 71313014 | 20200102 | 221112 |  |  | 125 | 100 |  | N | Y | oil | 0.03315 | 0.00051761 | 4e-05
| West | CA | 06097 |  |  | CITY OF ROHNERT PARK | 14174411 | 84438213 | 76423612 | 110648914 | 20100102 | 221112 |  |  |  | 160 |  | N | Y | oil | 0.033077 | 0.0023072 | 1.5334e-05 | 20
1150_G_8 | West North Central | IA | 19181 | 1150 | 8 | INDIANOLA MUNICIPAL UTILITIES | 15474111 | 98111513 | 95449912 | 137109014 | 20100102 | 221112 | Combustion Turbine | Distillate Fuel Oil | 125 | 160 | N | N | N | oil | 0.032928 | 0.0014406 | 0 | 2 | West North Central Oil Peaking | West North Central Oil Peaking | West North Central_oil_peak
| LADCO | MI | 26115 |  |  | DTE Electric Company - Monroe Power Plant | 7888311 | 110177713 | 3178112 | 177283914 | 20200401 | 221112 |  |  | 125 | 160 |  | N | Y | oil | 0.03285 | 0.000565 | 1.5e-05 | 19
| West | CA | 06065 |  |  | CPV SENTINEL LLC | 17228711 | 119857713 | 120601112 | 170106714 | 20100102 | 221112 |  |  | 125 | 999 |  | N | Y | oil | 0.03283 | 0.0022628 | 1e-05 | 8736
| South | KS | 20209 |  |  | Kansas City BPU - Quindaro | 4627911 | 63913813 | 112284612 | 88555114 | 20100102 | 221112 |  |  | 125 | 160 |  | N | Y | oil | 0.032767 | 0.00081691 | 1.1284e-05 | 26
| LADCO | IL | 17147 |  |  | Ameren Services | 9686711 | 88686813 | 84983112 | 120365114 | 20200102 | 221112 |  |  | 125 | 160 |  | N | Y | oil | 0.032725 | 0.0023 | 0.002145 | 11
665_G_17 | SESARM | FL | 12086 | 665 | 17 | HOMESTEAD CITY UTILITIES | 3532711 | 36553813 | 34813512 | 92687114 | 20100202 | 2211 | Combustion Turbine | Natural Gas, Distillate Fuel Oil | 125 | 160 | N | N | N |  | 0.03266 | 0.0002093 | 7e-06 | 1822 | SESARM Composite Nonpeaking | SESARM Composite Nonpeaking | SESARM_comp_nonpeak
| West | CA | 06001 |  |  | CALSTRS 180GRAND LLC | 13799311 | 84004913 | 75697012 | 109833214 | 20100102 | 221112 |  |  |  | 160 |  | N | Y | oil | 0.032608 | 0.0022745 | 1.5116e-05 | 8736
2300_G_3 | West North Central | NE | 31041 | 2300 | 3 | Sargent Municipal Utilities | 7460711 | 11694713 | 11601112 | 21582814 | 20200402 | 926130 | Combustion Turbine | Natural Gas, Distillate Fuel Oil | 125 | 160 | N | N | N |  | 0.03253 | 0.00015406 | 1.5e-05 |  | West North Central Composite Nonpeaking | West North Central Composite Nonpeaking | West North Central_comp_nonpeak
| MANE-VU | NJ | 34021 |  |  | PSEG FOSSIL LLC MERCER GENERATING STATION | 7474911 | 12061513 | 61181612 | 19902914 | 20200102 | 221112 |  |  | 125 | 999 |  | N | Y | oil | 0.0325 | 0.0017 | 0
| West | CA | 06085 |  |  | SAN JOSE STATE UNIVERSITY (COGEN PLANT) | 1984411 | 83837313 | 75429912 | 109533014 | 20100102 | 221112 |  |  |  | 160 |  | N | Y | oil | 0.032453 | 0.0018396 | 3.3712e-05 | 100
1258_G_IC2 | South | KS | 20077 | 1258 | IC2 | Anthony Mun. Power Plant | 2975211 | 38086813 | 36345912 | 154069814 | 20200402 | 221112 | Combustion Turbine | Natural Gas, Distillate Fuel Oil | 125 | 160 | N | N | N | oil | 0.0324 | 0.0006672 | 3.6e-05 | 768 | South Oil Peaking | South Oil Peaking | South_oil_peak
| West | CA | 06001 |  |  | CITY OF FREMONT | 15724711 | 100476513 | 99333012 | 140726814 | 20100102 | 221112 |  |  |  | 999 |  | N | Y | oil | 0.032381 | 0.0015778 | 6.4163e-05 | 50
| MANE-VU | NY | 36075 |  |  | INDEPENDENCE STATION | 8539211 | 461213 | 58902412 | 20333914 | 20200102 | 221112 |  |  | 125 | 999 |  | N | Y | oil | 0.03221 | 0.0023584 | 0.0021181
| LADCO | WI | 55059 |  |  | WISCONSIN ELECTRIC POWER COMPANY D/B/A WE ENERGIES-PLEASANT PRAIRIE POWER PLANT | 7509411 | 122247713 | 124612112 | 174275114 | 20300101 | 221112 |  |  | 125 | 160 |  | N | Y | oil | 0.0321 | 0.0007813 | 4.5e-05
| West | CA | 06019 |  |  | PACIFIC GAS & ELECTRIC (BLDG B) | 15993511 | 102247313 | 105731412 | 143601614 | 20100102 | 221112 |  |  |  | 999 |  | N | Y | oil | 0.031913 | 0.00036363 | 3.7407e-05 | 13
55170_G_STG | MANE-VU | NH | 33015 | 55170 | STG | GRANITE RIDGE ENERGY LLC | 7458411 | 12075013 | 11985712 | 22137014 | 20200102 | 221112 | Combined Cycle | Natural Gas | 125 | 160 | N | N | N | oil | 0.03175 | 0.0010314 | 0.001008 |  | MANE-VU Oil Peaking | MANE-VU Oil Peaking | MANE-VU_oil_peak
| South | AR | 05031 |  |  | JONESBORO CITY WATER AND LIGHT-NW SUBSTA | 976311 | 112831213 | 57849212 | 159197114 | 20100102 | 221112 |  |  | 125 | 160 |  | N | Y | oil | 0.031719 | 0.0021776 | 0.0021163 | 52
| South | KS | 20009 |  |  | Ellinwood Mun. Power Plant | 3787811 | 37522613 | 35796912 | 38505914 | 20200402 | 221112 |  |  | 125 | 160 |  | N | Y | oil | 0.031667 | 0.00094963 | 1.0512e-06 | 1
| South | TX | 48321 |  |  | SOUTH TEXAS PROJECT | 6152311 | 106742513 | 110301512 | 151173114 | 20201001 | 22111 |  |  |  | 160 |  | N | Y | gas | 0.0316 | 0.0001 |  | 71
| MANE-VU | MA | 25013 |  |  | CHICOPEE ELECTRIC LIGHT | 5920611 | 87848913 | 83966212 | 119241414 | 20200102 | 221112 |  |  | 125 | 160 |  | N | Y | oil | 0.0315 | 0.0022511 | 0.0021
| West | CA | 06029 |  |  | RIO BRAVO JASMIN | 5815411 | 21412513 | 20539312 | 171306714 | 20100102 | 221112 |  |  | 125 | 160 |  | N | Y | oil | 0.031278 | 0.0022135 | 1.4139e-05 | 8736
1670_G_9 | MANE-VU | MA | 25009 | 1670 | 9 | IPSWICH MUNICIPAL LIGHT | 6521911 | 87725713 | 83878112 | 119025714 | 20100202 | 221112 | Combustion Turbine | Natural Gas, Distillate Fuel Oil | 125 | 160 | N | N | N | gas | 0.0312 | 0.001274 | 0 |  | MANE-VU Oil Peaking | MANE-VU Oil Peaking | MANE-VU_oil_peak
| MANE-VU | NJ | 34039 |  |  | PSEG Fossil LLC Linden Gen St & PSE&G SNG Plt | 7990111 | 118500613 | 61176612 | 166917014 | 20200102 | 221112 |  |  | 125 | 290 |  | N | Y | oil | 0.0311 | 0.0017 | 0.0041
| South | TX | 48163 |  |  | PEARSALL POWER PLANT | 3930211 | 92109413 | 89150812 | 125707814 | 20200401 | 22111 |  |  | 125 | 160 |  | N | Y | oil | 0.0311 | 0.0005 |  | 4
| SESARM | SC | 45051 |  |  | SANTEE COOPER MYRTLE BEACH | 4760911 | 95167513 | 30662812 | 130357414 | 20100102 | 221112 |  |  | 125 | 160 |  | N | Y | oil | 0.031091 | 0.00075829 | 0.0020445 | 5
| LADCO | MN | 27093 |  |  | Litchfield city of | 7137511 | 79604713 | 70679512 | 102780614 | 20100102 | 22111 |  |  | 125 | 160 |  | N | Y | oil | 0.03109 | 0.00301 | 2.61e-05
2236_B_1a | West North Central | NE | 31095 |  |  | Fairbury Municipal Power Plant | 6718211 | 12851913 | 12753412 | 22079014 | 10100601 | 221118 |  |  | 125 | 100 |  | N | N |  | 0.031 | 0.0065 |  |  | West North Central Gas Nonpeaking | West North Central Gas Nonpeaking | West North Central_gas_nonpeak
| South | OK | 40071 |  |  | PONCA CITY MUNI STEAM PLT | 1140311 | 98419213 | 92004012 | 138352514 | 20200401 | 221112 |  |  | 125 | 160 |  | N | Y | oil | 0.031 | 0.001 | 0.004 | 4
| MANE-VU | NY | 36067 |  |  | WPS SYRACUSE GENERATION LLC | 7435911 | 7947713 | 7844012 | 18151714 | 20200401 | 221112 |  |  | 125 | 160 |  | N | Y | oil | 0.030802 | 0.00052661 | 0.00032085
| South | MO | 29101 |  |  | HOLDEN POWER PLANT | 5245111 | 26017313 | 24953112 | 88147314 | 20300101 | 221112 |  |  | 125 | 160 |  | N | Y | oil | 0.0308 | 0.0022 | 0.002
| West North Central | WY | 56023 |  |  | Naughton Plant | 8419211 | 124654013 | 122589612 | 177541814 | 20200102 | 221112 |  |  | 125 | 160 |  | N | Y | oil | 0.0308 | 0.00069 | 0.00052 | 4
| South | KS | 20107 |  |  | KCP&L - La Cygne | 5367811 | 27609813 | 26499712 | 37915614 | 20100102 | 221112 |  |  | 125 | 160 |  | N | Y | oil | 0.030704 | 0.00053348 | 0.00048455 | 3
| South | KS | 20107 |  |  | KCP&L - La Cygne | 5367811 | 27609813 | 26500412 | 37915514 | 20100102 | 221112 |  |  | 125 | 160 |  | N | Y | oil | 0.030704 | 0.00053348 | 0.00048455 | 3
| West | CA | 06001 |  |  | NORTHERN CALIF POWER AGENCY | 136511 | 51381013 | 48299712 | 59037014 | 20100201 | 221112 |  |  | 125 | 120 |  | N | Y | gas | 0.030681 | 0.041899 | 0.0017041 | 60
2222_G_4 | West North Central | NE | 31071 | 2222 | 4 | Burwell Light Plant | 6714511 | 12865313 | 12757312 | 21347514 | 20200401 | 221112 | Combustion Turbine | Distillate Fuel Oil | 125 | 160 | N | N | N | oil | 0.0305 | 0.0006 | 0.00621 |  | West North Central Oil Peaking | West North Central Oil Peaking | West North Central_oil_peak
| South | TX | 48257 |  |  | FORNEY POWER PLANT | 9146511 | 54770713 | 51618712 | 75376014 | 20200401 | 22111 |  |  | 125 | 160 |  | N | Y | oil | 0.0305 | 0.0009 | 0.0031 | 2
| West | CA | 06041 |  |  | SAN RAFAEL SANITATION DISTRICT | 15728711 | 100507113 | 99515112 | 140769914 | 20100102 | 221112 |  |  |  | 999 |  | N | Y | oil | 0.030464 | 0.0017269 | 3.1646e-05 | 100
| West North Central | NE | 31027 |  |  | Laurel Municipal Plant | 7575311 | 87256413 | 11798312 | 118112714 | 20200402 | 221112 |  |  | 125 | 160 |  | N | Y | oil | 0.030411 | 0.0028721
| South | KS | 20067 |  |  | Mid-Kansas Electric - Rubart | 17700211 | 122580813 | 124824512 | 174631614 | 20300101 | 221112 |  |  |  | 160 |  | N | Y | oil | 0.030341 | 0.0021823 | 0.0019952 | 29
| West | CA | 06071 |  |  | HIGH DESERT POWER PROJECT | 13908211 | 85487413 | 78700712 | 113121814 | 20200102 | 221112 |  |  | 125 | 160 |  | N | Y | oil | 0.030263 |  | 7.59e-05 | 52
| West | CA | 06111 |  |  | E.F. OXNARD LLC | 1589611 | 45173913 | 97450412 | 50578414 | 20300101 | 221112 |  |  | 125 | 160 |  | N | Y | oil | 0.0302 | 0.0020307 | 0.002 | 52
| MANE-VU | VA | 51109 |  |  | Old Dominion Electric Cooperative Louisa | 9063611 | 58370513 | 51194712 | 68653714 | 20300101 | 221112 |  |  | 125 | 160 |  | N | Y | oil | 0.0302 | 0.002125 | 0.001985
| West | CA | 06111 |  |  | ORMOND BEACH GENERATING STATION | 3943511 | 35586713 | 97644212 | 49253214 | 20300101 | 221112 |  |  | 125 | 160 |  | N | Y | oil | 0.0302 | 0.0007736 | 0.0009 | 52
| West North Central | IA | 19113 |  |  | IPL - PRAIRIE CREEK GENERATING STATION | 3940211 | 88805813 | 85147312 | 137043114 | 20200401 | 221112 |  |  | 125 | 160 |  | N | Y | oil | 0.030178 | 0.00052019 | 1.4331e-05 | 6
1670_G_8 | MANE-VU | MA | 25009 | 1670 | 8 | IPSWICH MUNICIPAL LIGHT | 6521911 | 87725613 | 83877612 | 119025514 | 20100102 | 221112 | Combustion Turbine | Distillate Fuel Oil | 125 | 160 | N | N | N | oil | 0.03 | 0.00075291 | 0 |  | MANE-VU Oil Peaking | MANE-VU Oil Peaking | MANE-VU_oil_peak
55269_G_STG2 | SESARM | MS | 28033 | 55269 | STG2 | TVA Southaven Combined Cycle Plant | 7184711 | 14318913 | 14076812 | 25480014 | 10100602 | 221112 | Combined Cycle | Natural Gas | 125 | 100 | N | N | N | gas | 0.03 | 0.01 | 0 | 8760 | SESARM Gas Peaking | SESARM Gas Peaking | SESARM_gas_peak
54372_G_ST1 | Southwest | CO | 08013 | 54372 | ST1 | UNIV OF COLO BOULDER - CAMPUS | 1342411 | 90875013 | 86939512 | 123254114 | 10200604 | 611310 | Combined Cycle | Natural Gas, Distillate Fuel Oil | 183 | 140 | Y | N | N |  | 0.03 |  |  |  | daily flat | diurnal flat | Southwest_gas_nonpeak
7826_G_STG | SESARM | NC | 37159 | 7826 | STG | Plant Rowan County | 8508011 | 74216313 | 68935812 | 101250914 | 10200603 | 221112 | Combined Cycle | Natural Gas, Distillate Fuel Oil | 125 | 100 | N | N | N | gas | 0.03 |  |  | 594 | SESARM Gas Peaking | SESARM Gas Peaking | SESARM_gas_peak
| Southwest | UT | 49023 |  |  | PacifiCorp- Currant Creek Power Plant | 9093511 | 72099813 | 66228112 | 99837714 | 20200401 | 221112 |  |  | 125 | 690 |  | N | Y | oil | 0.03 | 0.000978 | 0.01 | 9
| SESARM | NC | 37145 |  |  | Duke Energy Progress, LLC - Roxboro Steam Electric Plant | 7826011 | 75206013 | 69466112 | 101492014 | 20200401 | 221112 |  |  | 125 | 160 |  | N | Y | oil | 0.03 |  | 0.01 | 8736
| MANE-VU | VA | 51670 |  |  | Dominion-Hopewell Power Station | 10633611 | 58467113 | 54228212 | 76741214 | 20200102 | 221112 |  |  | 125 | 160 |  | N | Y | oil | 0.03 | 0.00239 | 0.00223
| West | CA | 06033 |  |  | PACIFIC BELL | 49711 | 52034613 | 117171412 | 58760514 | 20100102 | 221112 |  |  |  | 160 |  | N | Y | oil | 0.03 | 0.001934 | 0.00185 | 8736
| West | CA | 06073 |  |  | QUALCOMM INC | 17203511 | 118736413 | 117272712 | 167454414 | 20200401 | 221112 |  |  |  | 999 |  | N | Y | oil | 0.03 | 0.000419 | 2.64e-05 | 8736
| West | CA | 06073 |  |  | CABRILLO POWER II LLC EL CAJON GT | 3371411 | 86058113 | 105026512 | 116255514 | 20200102 | 221112 |  |  | 125 | 160 |  | N | Y | oil | 0.03 | 0.00271 | 1.36e-05 | 8736
| West | CA | 06073 |  |  | CABRILLO POWER I LLC ENCINA POWER PLANT | 5003711 | 86058713 | 105170912 | 116285914 | 20200102 | 221112 |  |  | 125 | 160 |  | N | Y | oil | 0.03 | 0.0026109 | 1.35e-05 | 8736
| West | CA | 06073 |  |  | APPLIED ENERGY LLC NORTH ISLAND | 7111111 | 78492613 | 105222412 | 116111114 | 20200102 | 221112 |  |  |  | 160 |  | N | Y | oil | 0.03 | 0.0021564 | 1.12e-05 | 8736
| West North Central | WY | 56005 |  |  | Wyodak Plant | 8041911 | 120548513 | 122582612 | 172174414 | 20200401 | 221112 |  |  | 125 | 160 |  | N | Y | oil | 0.03 | 0 | 0 | 8
| SESARM | MS | 28149 |  |  | Entergy Mississippi Inc, Baxter Wilson Plant | 8233711 | 5616613 | 5468712 | 25038914 | 20300101 | 221112 |  |  | 125 | 160 |  | N | Y | oil | 0.03 | 0 | 0 | 336
| SESARM | MS | 28071 |  |  | University Of Mississippi, The | 7153611 | 14086813 | 58339712 | 25181914 | 20300101 | 221112 |  |  | 148 | 160 |  | N | Y | oil | 0.03 |  | 0 | 8760
| SESARM | MS | 28087 |  |  | TVA Caledonia Combined Cycle Plant | 8215911 | 63465813 | 58323212 | 87412014 | 20100102 | 221112 |  |  | 125 | 160 |  | N | Y | oil | 0.03 | 0 | 0 | 8760
| SESARM | MS | 28019 |  |  | Quantum Choctaw Power LLC | 12589611 | 63862313 | 58720712 | 88432414 | 20200401 | 221112 |  |  | 125 | 160 |  | N | Y | oil | 0.03 | 0 | 0 | 60
| South | LA | 22051 |  |  | Entergy Louisiana LLC - Ninemile Point Electric Generating Plant | 5521211 | 122066313 | 124407412 | 173970314 | 20200102 | 221112 |  |  | 125 | 160 |  | N | Y | oil | 0.03 |  |  | 52
| South | LA | 22101 |  |  | LA Energy & Power Authority (LEPA) - Morgan City Power Plant | 17905111 | 126306213 | 127949812 | 181487314 | 20200102 | 221112 |  |  |  | 160 |  | N | Y | oil | 0.03 |  |  | 30
| West | CA | 06033 |  |  | PACIFIC BELL | 49411 | 52034913 | 117171112 | 58760814 | 20100102 | 221112 |  |  |  | 160 |  | N | Y | oil | 0.03 | 0.001934 |  | 8736
|  | AK | 02261 |  |  | Valdez Diesel Power Plant | 1025611 | 47330013 | 44875412 | 61407014 | 20100102 | 221112 |  |  | 125 | 160 |  | N | Y | oil | 0.05 | 0 | 0.01
| MANE-VU | PA | 42117 |  |  | NRG REMA LLC/BLOSSBURG GEN STA | 3878511 | 37458913 | 35729512 | 14599114 | 20100102 | 221112 |  |  | 125 | 160 |  | N | Y | oil | 0.03 |  |  | 8
| SESARM | NC | 37145 |  |  | Duke Energy Progress, LLC - Mayo Electric Generating Plant | 7826111 | 75207713 | 69467612 | 101493114 | 20200102 | 221112 |  |  | 125 | 160 |  | N | Y | oil | 0.03 |  |  | 8736
1943_G_D1 | LADCO | MN | 27111 |  |  | Otter Tail Power Co | 7072311 | 15102713 | 14764612 | 27601814 | 20100102 | 221112 |  |  | 125 | 160 |  | N | N | oil | 0.0299 | 0.00074883 | 0.001965 |  | LADCO Oil Peaking | LADCO Oil Peaking | LADCO_oil_peak
| West | CA | 06077 |  |  | EAST BAY MUNICIPAL UTILITY DISTRICT | 15994811 | 102312213 | 105829412 | 171693414 | 20100102 | 221112 |  |  |  | 999 |  | N | Y | oil | 0.029817 | 0.0011483 | 2.6861e-05 | 23
| MANE-VU | NJ | 34017 |  |  | Hudson Generating Station | 7591411 | 126790213 | 61271412 | 182099914 | 20300101 | 221112 |  |  | 125 | 290 |  | N | Y | oil | 0.0297 | 0.0009 | 0
| West | CA | 06075 |  |  | PACIFIC GAS & ELECTRIC COMPANY | 3335911 | 100371113 | 98673712 | 140568414 | 20300101 | 221112 |  |  |  | 999 |  | N | Y | oil | 0.029672 | 0.00044216 | 1.0875e-05 | 34
948_G_7 | LADCO | IL | 17065 | 948 | 7 | McLeansboro Power Plant | 3351111 | 38897713 | 37156212 | 45265314 | 20200401 | 221112 | Combustion Turbine | Distillate Fuel Oil | 125 | 160 | N | N | N | oil | 0.029575 | 0.0002 | 1.9e-05 | 5 | LADCO Oil Peaking | LADCO Oil Peaking | LADCO_oil_peak
| West | CA | 06085 |  |  | IBM CORPORATION | 13770911 | 83652613 | 75082612 | 109139114 | 20100102 | 221112 |  |  |  | 160 |  | N | Y | oil | 0.029558 | 0.0020617 | 1.3702e-05 | 20
| West North Central | IA | 19097 |  |  | MAQUOKETA MUNICIPAL ELEC UTILITY | 12806911 | 67853713 | 62401612 | 93625414 | 20200402 | 221112 |  |  | 125 | 160 |  | N | Y | oil | 0.029524 | 0.0040713 | 2.929e-05 | 4
| West | CA | 06001 |  |  | EMERYVILLE OFFICE LLC | 16025011 | 100450013 | 99124912 | 140684414 | 20100102 | 221112 |  |  |  | 999 |  | N | Y | oil | 0.029324 | 0.0020454 | 1.3594e-05 | 100
| West North Central | IA | 19033 |  |  | IPL - LIME CREEK COMBUSTION TURBINES STATION | 5494511 | 27288013 | 26182712 | 41804914 | 20100102 | 221112 |  |  | 125 | 160 |  | N | Y | oil | 0.029312 | 0.0013588 | 0.0019266 | 3
|  | AK | 02020 |  |  | Hank Nikkels Plant One | 662211 | 46422013 | 44101512 | 116582914 | 20100101 | 221112 |  |  | 125 | 120 |  | N | Y | oil | 0.05 | 0 | 0
| MANE-VU | NJ | 34017 |  |  | Hudson Generating Station | 7591411 | 11871713 | 61271412 | 20112014 | 20300101 | 221112 |  |  | 125 | 290 |  | N | Y | oil | 0.0293 | 0.0001 | 0
| West | NV | 32029 |  |  | TRACY GENERATING STATION | 7302811 | 111114513 | 114195112 | 156892114 | 20200102 | 221112 |  |  | 125 | 160 |  | N | Y | oil | 0.029267 | 0.0016795 | 0.00074407
1270_G_IC4 | South | KS | 20027 | 1270 | IC4 | Clay Center Mun. Power Plant | 4499711 | 28277313 | 27121412 | 88691814 | 20200401 | 221112 | Combustion Turbine | Natural Gas, Distillate Fuel Oil | 125 | 160 | N | N | N | oil | 0.0292 |  |  | 8736 | South Oil Peaking | South Oil Peaking | South_oil_peak
| West | CA | 06081 |  |  | GLOBAL POWER GROUP INC (TOYS R US) | 16029711 | 120220113 | 121699912 | 170744614 | 20100102 | 221112 |  |  |  | 999 |  | N | Y | oil | 0.029075 | 0.0012864 | 5.655e-05 | 8736
1670_G_1 | MANE-VU | MA | 25009 | 1670 | 1 | IPSWICH MUNICIPAL LIGHT | 6521911 | 87725013 | 83877912 | 119024714 | 20100202 | 221112 | Combustion Turbine | Natural Gas, Distillate Fuel Oil | 125 | 160 | N | N | N | gas | 0.029 | 0.00182 | 0 |  | MANE-VU Oil Peaking | MANE-VU Oil Peaking | MANE-VU_oil_peak
| West | CA | 06085 |  |  | MACY S VALLEY FAIR ATTN: JAMES SKYBERG | 14249111 | 83718113 | 100817312 | 109287614 | 20100102 | 221112 |  |  |  | 160 |  | N | Y | oil | 0.028972 | 0.0020208 | 1.3431e-05 | 100
| LADCO | IN | 18083 |  |  | Duke Energy Indiana LLC Edwardsport Gen | 4478911 | 28309313 | 112715412 | 123762814 | 20200102 | 221112 |  |  | 125 | 999 |  | N | Y | oil | 0.028962 | 0.0020852 | 0.0019036
| South | TX | 48407 |  |  | SAN JACINTO COUNTY PEAKING FACILITY | 14748511 | 91475913 | 88439812 | 124646414 | 20200107 | 22111 |  |  | 125 | 160 |  | N | Y | oil | 0.0289 | 0.0015 |  | 26
|  | HI | 15003 |  |  | HECO - Honolulu International Airport Dispatch Standby Generators | 16006111 | 102988213 | 106710112 | 154894914 | 20100102 | 221112 |  |  |  | 160 |  | N | Y | oil | 0.048954 | 0.00051021 | 2.699e-05 | 8
| LADCO | IL | 17173 |  |  | Shelby County Energy Ctr | 4725911 | 88694313 | 84990612 | 120372714 | 20200102 | 221112 |  |  | 125 | 160 |  | N | Y | oil | 0.028755 | 0.002 | 1.4e-05 | 27
| MANE-VU | NY | 36063 |  |  | AES SOMERSET LLC | 7417811 | 7974813 | 7871512 | 17933714 | 20100107 | 221112 |  |  | 125 | 160 |  | N | Y | oil | 0.028704 | 1.411e-07 | 9.0597e-06
| South | MO | 29013 |  |  | BUTLER MUNICIPAL POWER PLANT-BUTLER | 7131711 | 14437713 | 14170512 | 25385814 | 20300101 | 221112 |  |  | 125 | 160 |  | N | Y | oil | 0.0287 | 0.002 | 0.0067
| West North Central | MT | 30017 |  |  | MDU - MILES CITY | 7398611 | 87315413 | 83583612 | 118316814 | 20200102 | 221112 |  |  | 125 | 160 |  | N | Y | oil | 0.0287 | 0.0038 | 0.0019
| MANE-VU | CT | 09001 |  |  | PSEG PWR CT LLC/BPT HARBOR STA | 754311 | 46285913 | 43961612 | 47340414 | 20300101 | 221112 |  |  | 125 | 160 |  | N | Y | oil | 0.02869 | 0.0020321 | 0.0019009
| Southwest | AZ | 04013 |  |  | Redhawk Generating Facility | 545911 | 105558113 | 45806512 | 149897714 | 20200102 | 221112 |  |  | 125 | 690 |  | N | Y | oil | 0.0285 | 0.0014649 | 0.004
| West | CA | 06095 |  |  | SUTTER MEDICAL FOUNDATION | 9847211 | 54182013 | 98419012 | 68293014 | 20100102 | 221112 |  |  |  | 160 |  | N | Y | oil | 0.028151 | 0.0019636 | 1.305e-05 | 8736
| West | CA | 06041 |  |  | MACY S WEST STORES, INC | 16019511 | 100736613 | 100832812 | 141143014 | 20100102 | 221112 |  |  |  | 999 |  | N | Y | oil | 0.028151 | 0.0019636 | 1.305e-05 | 100
| Northwest | ID | 16075 |  |  | IDAHO POWER CO - LANGLEY GULCH POWER PLANT | 16971311 | 111578413 | 114807412 | 157740514 | 20200102 | 221112 |  |  | 125 | 160 |  | N | Y | oil | 0.027932 | 0.00041787 | 1.3377e-05 | 13
| Southwest | UT | 49007 |  |  | Sunnyside Cogeneration Associates- Sunnyside Cogeneration Facility | 5066411 | 71990013 | 66103412 | 99724014 | 20200102 | 221112 |  |  | 125 | 290 |  | N | Y | oil | 0.027918 | 0.005984 | 0.00198 | 44
| South | TX | 48141 |  |  | NEWMAN STATION | 4837411 | 99224213 | 96149012 | 138875114 | 20200107 | 22111 |  |  | 125 | 160 |  | N | Y | oil | 0.0279 | 0.002 | 0.0004 | 6
| South | TX | 48199 |  |  | HARDIN COUNTY PEAKING FACILITY | 14748411 | 91479713 | 88443412 | 124650514 | 20200107 | 22111 |  |  | 125 | 160 |  | N | Y | oil | 0.0279 | 0.0015 |  | 25
| MANE-VU | VT | 50005 |  |  | Ryegate Associates | 7774911 | 1689413 | 1614712 | 347814 | 20301001 | 22111 |  |  | 125 | 160 |  | N | Y | gas | 0.0278 | 0 | 0
| West | CA | 06001 |  |  | COMCAST OF SAN LEANDRO, INC | 14173211 | 84432413 | 76413312 | 110639114 | 20100102 | 221112 |  |  |  | 160 |  | N | Y | oil | 0.027698 | 0.0004558 | 3.0994e-05 | 50
| MANE-VU | CT | 09009 |  |  | PSEG FOSSIL LLC/ POWER CT LLC | 643411 | 124504813 | 126211612 | 177349014 | 20100102 | 221112 |  |  | 125 | 160 |  | N | Y | oil | 0.027633 | 0.0006405 | 0.0018163
| MANE-VU | CT | 09009 |  |  | PSEG FOSSIL LLC/ POWER CT LLC | 643411 | 124504813 | 126211712 | 177349014 | 20100102 | 221112 |  |  | 125 | 160 |  | N | Y | oil | 0.027633 | 0.0006405 | 0.0018163
2296_G_4 | West North Central | NE | 31173 | 2296 | 4 | Pender Municipal Power Plant | 6911211 | 13704313 | 13505112 | 148365614 | 20200401 | 926130 | Combustion Turbine | Natural Gas, Distillate Fuel Oil | 125 | 160 | N | N | N |  | 0.027515 | 0.00061 |  |  | West North Central Composite Nonpeaking | West North Central Composite Nonpeaking | West North Central_comp_nonpeak
56243_G_1 | LADCO | MN | 27111 | 56243 | 1 | Perham Resource Recovery Facility | 8482511 | 1109313 | 998912 | 102659414 | 10300603 | 562213 | Municipal Solid Waste | MSW | 103 | 270 | Y | Y | N |  | 0.0275 | 8.8303e-05 | 9.9e-05 |  | daily flat | diurnal flat | LADCO_other_nonpeak
| MANE-VU | NY | 36003 |  |  | RG&E ALLEGANY STATION #133 | 8377511 | 1494113 | 58929912 | 20812914 | 20200102 | 221112 |  |  | 125 | 999 |  | N | Y | oil | 0.0275 | 0.0021247 | 0.00203
3295_G_GT1 | SESARM | SC | 45003 | 3295 | GT1 | SCE&G URQUHART | 5045611 | 32105713 | 30726012 | 12472514 | 20100101 | 221112 | Combustion Turbine | Natural Gas, Distillate Fuel Oil | 125 | 120 | N | N | N | oil | 0.027493 | 0.0012681 | 0.00017355 | 3 | SESARM Gas Peaking | SESARM Gas Peaking | SESARM_gas_peak
| MANE-VU | PA | 42107 |  |  | NORTHEASTERN POWER CO/MCADOO COGEN | 4105211 | 67563613 | 62183012 | 93179914 | 20100102 | 221112 |  |  | 125 | 160 |  | N | Y | oil | 0.0274 | 0.0019249 | 0.0018 | 11
| LADCO | MN | 27043 |  |  | Blue Earth Light & Water | 7145411 | 14792613 | 14475712 | 26644914 | 20200401 | 221112 |  |  | 125 | 160 |  | N | Y | oil | 0.02738 | 0.00047183 | 1.294e-05
| LADCO | MN | 27043 |  |  | Blue Earth Light & Water | 7145411 | 14792013 | 14475812 | 26645514 | 20200401 | 221112 |  |  | 125 | 160 |  | N | Y | oil | 0.02738 | 0.00047183 | 1.294e-05
| LADCO | MN | 27043 |  |  | Blue Earth Light & Water | 7145411 | 14792113 | 14475912 | 26645414 | 20200401 | 221112 |  |  | 125 | 160 |  | N | Y | oil | 0.02738 | 0.00047183 | 1.294e-05
| LADCO | MN | 27043 |  |  | Blue Earth Light & Water | 7145411 | 14792313 | 14475612 | 26645214 | 20200401 | 221112 |  |  | 125 | 160 |  | N | Y | oil | 0.02738 | 0.00047183 | 1.294e-05
| MANE-VU | NY | 36019 |  |  | SARANAC POWER PARTNERS COGENERATION FAC | 8375111 | 114383013 | 94103412 | 160652714 | 20200102 | 221112 |  |  | 125 | 160 |  | N | Y | oil | 0.027285 | 0.0018836 | 0.0017943
|  | HI | 15003 |  |  | HECO - Honolulu International Airport Dispatch Standby Generators | 16006111 | 102988113 | 106710012 | 154895514 | 20100102 | 221112 |  |  |  | 160 |  | N | Y | oil | 0.044247 | 0.00046115 | 2.44e-05 | 8
2120_G_9 | South | MO | 29033 | 2120 | 9 | CARROLLTON MUNICIPAL UTILITIES | 7326011 | 11021413 | 10975112 | 25216514 | 20100102 | 221112 | Combustion Turbine | Natural Gas, Distillate Fuel Oil | 125 | 160 | N | N | N | oil | 0.0272 | 0.0006 | 0.0018 |  | South Oil Peaking | South Oil Peaking | South_oil_peak
| MANE-VU | NJ | 34009 |  |  | B. L. England Generating Station | 5133011 | 65875413 | 60637712 | 91267214 | 20300101 | 221112 |  |  | 125 | 160 |  | N | Y | oil | 0.0272 | 0.0019 | 0.0019
| West | CA | 06029 |  |  | SYCAMORE COGENERATION CO | 3945411 | 35566113 | 33858312 | 58343114 | 20100102 | 221112 |  |  | 125 | 160 |  | N | Y | oil | 0.027188 | 0.0018935 | 9.54e-06 | 4
| LADCO | MI | 26147 |  |  | DTE - Electric Company GREENWOOD ENERGY CENTER | 7239211 | 112730713 | 7455912 | 159062414 | 20200401 | 221112 |  |  | 125 | 160 |  | N | Y | oil | 0.027155 | 0.00047 | 0.00013 | 9
56243_G_1B | LADCO | MN | 27111 |  |  | Perham Resource Recovery Facility | 8482511 | 1109013 | 998912 | 102659514 | 10300603 | 562213 |  |  | 103 | 270 |  | N | N |  | 0.027 | 8.6697e-05 | 9.72e-05 |  | LADCO Other Nonpeaking | LADCO Other Nonpeaking | LADCO_other_nonpeak
56234_G_ST01 | MANE-VU | NY | 36103 | 56234 | ST01 | Caithness Long Island Energy Center | 15488311 | 96986813 | 93919212 | 135189314 | 10200502 | 221112 | Combined Cycle | Natural Gas, Distillate Fuel Oil | 125 | 100 | N | N | N | oil | 0.027 | 0.0014986 |  |  | MANE-VU Oil Peaking | MANE-VU Oil Peaking | MANE-VU_oil_peak
|  | HI | 15003 |  |  | HECO - Honolulu International Airport Dispatch Standby Generators | 16006111 | 102988013 | 106709912 | 154895114 | 20100102 | 221112 |  |  |  | 160 |  | N | Y | oil | 0.042835 | 0.00044644 | 2.362e-05 | 8
| South | OK | 40015 |  |  | ANADARKO POWER PLT (OLD WFEC GENCO) | 16154811 | 103892813 | 107684412 | 147155714 | 20100107 | 221112 |  |  | 125 | 160 |  | N | Y | oil | 0.027 | 0.002 | 0.002 | 7
| MANE-VU | ME | 23005 |  |  | FPL ENERGY CAPE LLC | 5824011 | 63551713 | 21968512 | 129280914 | 20200401 | 221112 |  |  | 125 | 160 |  | N | Y | oil | 0.026937 | 0.00046466 | 0.0010778
| SESARM | SC | 45079 |  |  | SCE&G WATEREE | 7126411 | 99898013 | 63984012 | 139748214 | 20100102 | 221112 |  |  | 125 | 999 |  | N | Y | oil | 0.026875 | 0.00065547 | 0.0017673 | 2
| West | CA | 06077 |  |  | NORTHERN CALIFORNIA POWER AGEN | 1310511 | 43812913 | 41642812 | 51601514 | 20100102 | 221112 |  |  | 125 | 120 |  | N | Y | oil | 0.026835 | 0.0018676 | 0.001765 | 8736
| LADCO | OH | 39035 |  |  | Cleveland Public Power - Collinwood Substation (1318000132) | 8250611 | 62913 | 85890412 | 100962514 | 20100101 | 221112 |  |  | 125 | 120 |  | N | Y | oil | 0.02667 | 0.00035 | 0.003061 | 1
| West | CA | 06085 |  |  | MACYS INC ATTN: JAMES SKYBERG | 16019611 | 100429613 | 99019812 | 140653114 | 20100202 | 221112 |  |  |  | 999 |  | N | Y | gas | 0.0265 | 7.7935e-05 | 4.429e-06 | 100
| MANE-VU | MA | 25017 |  |  | TANNER STREET GENERATION LLC | 5233811 | 87522813 | 83738712 | 118659414 | 20200102 | 221112 |  |  | 125 | 160 |  | N | Y | oil | 0.0259 | 0.0018418 | 0.0017
| West | CA | 06013 |  |  | PACIFIC GAS AND ELECTRIC COMPANY | 216311 | 83945613 | 75593912 | 109721814 | 20100102 | 221112 |  |  |  | 160 |  | N | Y | oil | 0.025863 | 0.0012882 | 2.3088e-05 | 100
| West | CA | 06097 |  |  | CITY OF SANTA ROSA SUBREGIONAL UTILITIES | 14252411 | 84203513 | 100417612 | 110255514 | 20100102 | 221112 |  |  |  | 160 |  | N | Y | oil | 0.025849 | 0.00055092 | 1.9031e-05 | 100
| West | CA | 06075 |  |  | GLENBOROUGH NEW MONTGOMERY, LLC | 14183811 | 84513013 | 76543912 | 110790914 | 20100102 | 221112 |  |  |  | 160 |  | N | Y | oil | 0.025805 | 0.0017999 | 1.1962e-05 | 84
| West | CA | 06075 |  |  | GLENBOROUGH NEW MONTGOMERY, LLC | 14183811 | 84513113 | 76544012 | 110791014 | 20100102 | 221112 |  |  |  | 160 |  | N | Y | oil | 0.025805 | 0.0017999 | 1.1962e-05 | 8736
| LADCO | OH | 39035 |  |  | Cleveland Public Power - Collinwood Substation (1318000132) | 8250611 | 62913 | 85890412 | 100962414 | 20100201 | 221112 |  |  | 125 | 120 |  | N | Y | gas | 0.02556 | 0.000525 | 2.252e-05 | 80
| West | CA | 06077 |  |  | THERMAL ENERGY DEV PARTNERSHIP LP | 13860411 | 84985013 | 77577512 | 111836114 | 20100102 | 221112 |  |  | 125 | 160 |  | N | Y | oil | 0.025316 | 0.0017643 | 8.8828e-06 | 8736
| West | CA | 06041 |  |  | SAN RAFAEL SANITATION DISTRICT | 16021011 | 100437313 | 99040212 | 140664814 | 20100102 | 221112 |  |  |  | 999 |  | N | Y | oil | 0.025125 | 0.0014242 | 2.61e-05 | 100
| West North Central | NE | 31027 |  |  | Laurel Municipal Plant | 7575311 | 11899213 | 11798312 | 21586614 | 20200402 | 221112 |  |  | 125 | 160 |  | N | Y | oil | 0.025101 | 0.0023706
| South | OK | 40087 |  |  | MCCLAIN ENGRY FACLTY | 882511 | 47401213 | 44953012 | 17061014 | 20200102 | 221112 |  |  | 125 | 160 |  | N | Y | oil | 0.025 | 0.001 | 0.002 | 5
| Southwest | CO | 08001 |  |  | PUBLIC SERVICE CO - CHEROKEE PLT | 3555811 | 103405513 | 107173512 | 146528714 | 20200102 | 221112 |  |  | 125 | 160 |  | N | Y | oil | 0.025 | 0.001
| West | CA | 06097 |  |  | CITY OF SANTA ROSA | 16024311 | 100699413 | 100596912 | 141078314 | 20100102 | 221112 |  |  |  | 999 |  | N | Y | oil | 0.024913 | 0.00099005 | 4.9372e-05 | 8736
| South | TX | 48203 |  |  | HARRISON COUNTY POWER PROJECT | 9123111 | 55127313 | 51641212 | 75559714 | 20200107 | 22111 |  |  | 125 | 160 |  | N | Y | oil | 0.0249 | 0.0014 |  | 12
| West | CA | 06001 |  |  | CITY OF HAYWARD CORP YARD | 16022811 | 100488713 | 99426412 | 140743314 | 20100102 | 221112 |  |  |  | 999 |  | N | Y | oil | 0.024866 | 0.0017345 | 1.1528e-05 | 100
| West | CA | 06013 |  |  | MARTINEZ COGEN LIMITED PARTNERSHIP | 203111 | 83741113 | 75243212 | 109327614 | 20100102 | 221112 |  |  | 125 | 160 |  | N | Y | oil | 0.024866 | 0.00033275 | 1.1527e-05 | 20
| West | CA | 06081 |  |  | NEW CINGULAR WIRELESS,PCS,LLC DBA AT&T MOBILITY | 13772311 | 83661313 | 99672912 | 109151514 | 20201002 | 221112 |  |  |  | 160 |  | N | Y | gas | 0.024708 | 0.000103 | 9.5265e-05 | 100
| SESARM | WV | 54061 |  |  | LONGVIEW POWER | 16320111 | 103875713 | 113927712 | 146986514 | 20200107 | 221112 |  |  | 125 | 160 |  | N | Y | oil | 0.024476 | 0.0009546 | 0.0016095 | 6
| South | TX | 48321 |  |  | SOUTH TEXAS PROJECT | 6152311 | 106742613 | 110301612 | 151173214 | 20201001 | 22111 |  |  |  | 160 |  | N | Y | gas | 0.0244 | 0.0001 |  | 80
| LADCO | IL | 17041 |  |  | DTE Tuscola LLC | 2599311 | 40760513 | 38881812 | 44614814 | 20100101 | 221112 |  |  | 125 | 160 |  | N | Y | oil | 0.02436 | 0 | 0.00384 | 6
7231_G_2 | West | CA | 06085 | 7231 | 2 | CITY OF SANTA CLARA, GIANERA STORM STATION | 14174111 | 84436513 | 76421212 | 110645014 | 20300101 | 221320 | Combustion Turbine | Natural Gas, Distillate Fuel Oil |  | 160 | N | N | N |  | 0.024261 | 0.00051697 | 1.7148e-05 | 8736 | West Composite Nonpeaking | West Composite Nonpeaking | West_comp_nonpeak
| West | CA | 06075 |  |  | AT&T | 13751711 | 83430313 | 74696112 | 108668414 | 20100102 | 221112 |  |  |  | 160 |  | N | Y | oil | 0.024248 | 0.0013738 | 1.7944e-05 | 100
| South | AR | 05059 |  |  | AECC Magnet Cove Generating Station | 10504211 | 126846713 | 124512112 | 182261714 | 20200102 | 221112 |  |  | 125 | 160 |  | N | Y | oil | 0.0242 | 0.0017579 | 0.0016 | 4
| West North Central | IA | 19127 |  |  | IPL - MARSHALLTOWN GENERATING STATION | 3779111 | 124118913 | 125905912 | 176744014 | 20100102 | 221112 |  |  | 125 | 999 |  | N | Y | oil | 0.02416 | 0.00023361 | 0.001588 | 10
| West North Central | IA | 19157 |  |  | IPL - GRINNELL COMBUSTION TURBINES STATION | 2993611 | 67991913 | 62503312 | 93806114 | 20100102 | 221112 |  |  | 125 | 160 |  | N | Y | oil | 0.02416 | 0.00112 | 0.001588 | 4
| MANE-VU | NY | 36049 |  |  | BEAVER FALLS GENERATING FACILITY | 8469511 | 570013 | 568712 | 20970614 | 20200401 | 221112 |  |  | 125 | 160 |  | N | Y | oil | 0.024155 | 0.00065268 | 0.00025162
1875_G_1 | LADCO | MI | 26063 | 1875 | 1 | THUMB ELECTRIC COOPERATIVE | 5984511 | 24542613 | 109183812 | 28599914 | 20100102 | 221112 | Combustion Turbine | Distillate Fuel Oil | 125 | 160 | N | N | N | oil | 0.024132 | 0.0018267 | 0.0015861 | 1 | LADCO Oil Peaking | LADCO Oil Peaking | LADCO_oil_peak
1875_G_1 | LADCO | MI | 26063 | 1875 | 1 | THUMB ELECTRIC COOPERATIVE | 5984511 | 24542613 | 109183912 | 28599914 | 20100102 | 221112 | Combustion Turbine | Distillate Fuel Oil | 125 | 160 | N | N | N | oil | 0.024132 | 0.0018267 | 0.0015861 | 1 | LADCO Oil Peaking | LADCO Oil Peaking | LADCO_oil_peak
1875_G_1 | LADCO | MI | 26063 | 1875 | 1 | THUMB ELECTRIC COOPERATIVE | 5984511 | 24542613 | 109183212 | 28599914 | 20100102 | 221112 | Combustion Turbine | Distillate Fuel Oil | 125 | 160 | N | N | N | oil | 0.024132 | 0.0018267 | 0.0015861 | 1 | LADCO Oil Peaking | LADCO Oil Peaking | LADCO_oil_peak
1875_G_1 | LADCO | MI | 26063 | 1875 | 1 | THUMB ELECTRIC COOPERATIVE | 5984511 | 24542613 | 109183312 | 28599914 | 20100102 | 221112 | Combustion Turbine | Distillate Fuel Oil | 125 | 160 | N | N | N | oil | 0.024132 | 0.0018267 | 0.0015861 | 1 | LADCO Oil Peaking | LADCO Oil Peaking | LADCO_oil_peak
| West | CA | 06013 |  |  | CENTRAL CONTRA COSTA SANITARY DISTRICT | 10456211 | 52522113 | 75584512 | 68370314 | 20100102 | 221112 |  |  |  | 160 |  | N | Y | oil | 0.02411 | 0.00087333 | 0.0002187 | 50
| South | KS | 20149 |  |  | Wamego Mun. Power Plant | 5406911 | 27604213 | 26492512 | 37543214 | 20200402 | 221112 |  |  | 125 | 160 |  | N | Y | oil | 0.0241 | 0.000723 | 8e-07 | 10
| MANE-VU | NY | 36003 |  |  | RG&E ALLEGANY STATION #133 | 8377511 | 1494213 | 58929912 | 20812714 | 20200102 | 221112 |  |  | 125 | 160 |  | N | Y | oil | 0.024 | 0.012748 | 0.01218
| South | TX | 48309 |  |  | SANDY CREEK ENERGY STATION | 15628511 | 99368213 | 96287412 | 139065614 | 20200102 | 22111 |  |  | 125 | 160 |  | N | Y | oil | 0.024 | 0.0006 | 0.0008 | 14
| South | TX | 48457 |  |  | WOODVILLE RENEWABLE POWER PROJECT | 16870811 | 112933313 | 116170812 | 159791714 | 20200102 | 22111 |  |  | 125 | 160 |  | N | Y | oil | 0.0238 | 0.0007 | 0.0001 | 40
| LADCO | IL | 17073 |  |  | Geneseo Municipal Utilities | 2344911 | 59710813 | 55183912 | 85811814 | 20100102 | 221112 |  |  | 125 | 160 |  | N | Y | oil | 0.023747 | 0.0004 | 1.1e-05 | 1
693_G_5 | SESARM | FL | 12061 |  |  | CITY OF VERO BEACH | 1968211 | 41788713 | 39847912 | 48670514 | 20100101 | 2211 |  |  | 125 | 120 |  | N | N |  | 0.02352 | 0.00040961 | 0.002968 | 352 | SESARM Gas Nonpeaking | SESARM Gas Nonpeaking | SESARM_gas_nonpeak
| West | CA | 06095 |  |  | MACY S WEST STORES, INC | 15702511 | 100329313 | 98420512 | 140505214 | 20100102 | 221112 |  |  |  | 999 |  | N | Y | oil | 0.023459 | 0.0016363 | 1.0875e-05 | 100
| West | CA | 06013 |  |  | MACY S (WALNUT CREEK WOMENS/MENS) | 16019011 | 100732313 | 100811412 | 141137014 | 20100102 | 221112 |  |  |  | 999 |  | N | Y | oil | 0.023459 | 0.0016363 | 1.0875e-05 | 100
| West | CA | 06041 |  |  | COMCAST CABLE CORPORATION | 13750311 | 83408813 | 74658112 | 108626714 | 20100102 | 221112 |  |  |  | 160 |  | N | Y | oil | 0.02345 | 0.0005007 | 2.436e-05 | 20
| West | CA | 06065 |  |  | WILDFLOWER ENERGY LP/INDIGO GEN., LLC | 10115711 | 119847413 | 120587212 | 170094614 | 20200102 | 221112 |  |  | 125 | 999 |  | N | Y | oil | 0.02345 | 0.0016149 | 1e-05 | 8736
| West | CA | 06037 |  |  | LA CITY, DWP HAYNES GENERATING STATION | 5796711 | 119398013 | 119191712 | 169042814 | 20100102 | 221112 |  |  | 125 | 999 |  | N | Y | oil | 0.02345 | 9.67e-06 | 1e-05 | 8736
| West | CA | 06097 |  |  | EXCHANGE BANK | 13808611 | 84122513 | 75888612 | 110080814 | 20100102 | 221112 |  |  |  | 160 |  | N | Y | oil | 0.023293 | 0.00034784 | 2.5295e-05 | 100
| LADCO | MN | 27043 |  |  | Blue Earth Light & Water | 7145411 | 112797113 | 115709312 | 159156314 | 20200102 | 221112 |  |  | 125 | 160 |  | N | Y | oil | 0.02325 | 0.0016766 | 0.001528
| West | CA | 06075 |  |  | SFDPW - CITY AND COUNTY OF SAN FRANCISCO | 10064711 | 84035813 | 75752312 | 109916114 | 20100102 | 221112 |  |  |  | 160 |  | N | Y | oil | 0.023224 | 0.0016199 | 1.0766e-05 | 100
| MANE-VU | PA | 42107 |  |  | NORTHEASTERN POWER CO/MCADOO COGEN | 4105211 | 34990113 | 33285012 | 14773814 | 20300101 | 221112 |  |  | 125 | 160 |  | N | Y | oil | 0.0232 | 0.0015372 | 0.0015 | 9
| South | KS | 20055 |  |  | Sunflower Electric - Garden City | 3167811 | 38764913 | 112308712 | 38273114 | 20100102 | 221112 |  |  | 125 | 160 |  | N | Y | oil | 0.023194 | 0.00057823 | 0.0015245 | 13
1270_G_IC1 | South | KS | 20027 | 1270 | IC1 | Clay Center Mun. Power Plant | 4499711 | 28277113 | 27121212 | 38258514 | 20200401 | 221112 | Combustion Turbine | Natural Gas, Distillate Fuel Oil | 125 | 160 | N | N | N | oil | 0.0231 |  |  | 8736 | South Oil Peaking | South Oil Peaking | South_oil_peak
| Northwest | WA | 53011 |  |  | Clark Public Utilities / River Road Generating Project | 7344011 | 11036013 | 10990412 | 1985914 | 20200102 | 221112 |  |  | 125 | 160 |  | N | Y | oil | 0.023 | 0.002 | 0.002
| LADCO | IL | 17145 |  |  | Pinckneyville Power Plant | 4533911 | 28450713 | 27275412 | 42794014 | 20200102 | 221112 |  |  | 125 | 160 |  | N | Y | oil | 0.02298 | 0.0016 | 0.00151 | 2
| LADCO | IL | 17145 |  |  | Pinckneyville Power Plant | 4533911 | 60256513 | 87544112 | 86328414 | 20200102 | 221112 |  |  | 125 | 160 |  | N | Y | oil | 0.02298 | 0.0016 | 0.00151 | 2
| West | CA | 06029 |  |  | RIO BRAVO JASMIN | 5815411 | 21412513 | 20539312 | 59933014 | 20100102 | 221112 |  |  | 125 | 160 |  | N | Y | oil | 0.022792 | 0.001613 | 1.0302e-05 | 8736
| West | CA | 06075 |  |  | 808 RENEWABLE ENERGY | 10040011 | 54141613 | 76677812 | 68729114 | 20300204 | 221112 |  |  |  | 160 |  | N | Y | gas | 0.02279 | 0.0013378 | 7.6172e-05 | 8736
| LADCO | MI | 26163 |  |  | DTE - Electric Company RIVER ROUGE | 8229311 | 110169713 | 6561712 | 155878714 | 20200401 | 221112 |  |  | 125 | 160 |  | N | Y | oil | 0.02278 | 0.000395 | 1e-05 | 152
| West | CA | 06085 |  |  | FOOTHILL/DEANZA COMMUNITY COLLEGE DISTRICT | 9953911 | 84068713 | 75805212 | 109976614 | 20100102 | 221112 |  |  |  | 160 |  | N | Y | oil | 0.022755 | 0.0003045 | 1.0549e-05 | 8736
1875_G_1 | LADCO | MI | 26063 | 1875 | 1 | THUMB ELECTRIC COOPERATIVE | 5984511 | 24542613 | 109184012 | 28599914 | 20100102 | 221112 | Combustion Turbine | Distillate Fuel Oil | 125 | 160 | N | N | N | oil | 0.022712 | 0.0017192 | 0.0014928 | 1 | LADCO Oil Peaking | LADCO Oil Peaking | LADCO_oil_peak
1875_G_1 | LADCO | MI | 26063 | 1875 | 1 | THUMB ELECTRIC COOPERATIVE | 5984511 | 24542613 | 109184212 | 28599914 | 20100102 | 221112 | Combustion Turbine | Distillate Fuel Oil | 125 | 160 | N | N | N | oil | 0.022712 | 0.0017192 | 0.0014928 | 1 | LADCO Oil Peaking | LADCO Oil Peaking | LADCO_oil_peak
| SESARM | SC | 45019 |  |  | SCE&G HAGOOD | 2916211 | 99903913 | 64121512 | 139781814 | 20200102 | 221112 |  |  | 125 | 160 |  | N | Y | oil | 0.0227 | 0.0016 | 0.0015 | 1
| West | CA | 06001 |  |  | COMCAST OF CALIFORNIA/COLORADO, LLC | 13746611 | 83391013 | 74629012 | 108598714 | 20100102 | 221112 |  |  |  | 160 |  | N | Y | oil | 0.022613 | 0.0012818 | 2.349e-05 | 100
| LADCO | MI | 26117 |  |  | DTE Electric Company - Renaissance Power Plant | 7836711 | 2844513 | 2734412 | 28888114 | 20100102 | 221112 |  |  | 125 | 160 |  | N | Y | oil | 0.02259 | 0.0017102 | 0.001485 | 52
| South | TX | 48453 |  |  | DECKER CREEK POWER PLANT | 5021711 | 71521913 | 65745512 | 99009414 | 20200254 | 22111 |  |  | 125 | 160 |  | N | Y | gas | 0.0224 | 0.0011 | 0.0009 | 24
| South | TX | 48449 |  |  | MONTICELLO STEAM ELECTRIC STATION | 4036111 | 34169113 | 32632012 | 3133214 | 20100102 | 22111 |  |  | 125 | 160 |  | N | Y | oil | 0.0223 | 0.0016 | 0.0003 | 29
| South | LA | 22055 |  |  | Lafayette Utilities System - T J Labbe Electric Generating Station | 9587011 | 80803313 | 71920112 | 104224814 | 20100102 | 221112 |  |  | 125 | 999 |  | N | Y | oil | 0.0222 | 0.0016 | 0.0005 | 8736
| West | CA | 06081 |  |  | MONOGRAM BIOSCIENCES | 9977111 | 84444413 | 49536912 | 110661314 | 20100102 | 221112 |  |  |  | 160 |  | N | Y | oil | 0.02219 | 0.0011896 | 1.827e-05 | 100
| West | CA | 06097 |  |  | MACYS INC | 13836311 | 84575613 | 100390812 | 110953814 | 20100102 | 221112 |  |  |  | 160 |  | N | Y | oil | 0.022051 | 0.0015381 | 1.0223e-05 | 100
| South | OK | 40133 |  |  | SEMINOLE GNRTNG STA | 8007311 | 92000813 | 89060012 | 125530214 | 20200102 | 221112 |  |  | 125 | 160 |  | N | Y | oil | 0.022 | 0.0019533 | 0.002 | 8
| South | OK | 40017 |  |  | MUSTANG ENERGY CENTER | 8350811 | 95143413 | 91941812 | 130282114 | 20200102 | 221112 |  |  | 125 | 160 |  | N | Y | oil | 0.022 | 0.0019533 | 0.001 | 2
| West | CA | 06055 |  |  | THE HOME DEPOT | 13750111 | 83408613 | 74657912 | 108626514 | 20100102 | 221112 |  |  |  | 160 |  | N | Y | oil | 0.021985 | 0.0034362 | 2.2838e-05 | 8736
| South | TX | 48299 |  |  | TC FERGUSON POWER PLANT | 5655011 | 113085113 | 116266912 | 159917614 | 20200102 | 22111 |  |  | 125 | 160 |  | N | Y | oil | 0.0219 | 0.0012 |  | 24
| South | MO | 29045 |  |  | KAHOKA ELECTRIC GENERATING PLANT-KAHOKA ELECTRIC GENERATING PLANT | 7621711 | 96623113 | 94014112 | 135344814 | 20200401 | 221112 |  |  | 125 | 999 |  | N | Y | oil | 0.02159 | 0.000306 | 0.000272
|  | HI | 15007 |  |  | Kauai Island Utility Cooperative (KIUC) - Kapaia Power Station (KPS) | 2671911 | 104455013 | 108291712 | 148209214 | 20100102 | 221112 |  |  | 125 | 160 |  | N | Y | oil | 0.033723 | 0.00058597 | 8.47e-06 | 4
| West | CA | 06081 |  |  | VISA LAND DEVELOPMENT II, L P | 14170711 | 84119513 | 99676312 | 110076514 | 20100102 | 221112 |  |  |  | 160 |  | N | Y | oil | 0.021582 | 0.0002888 | 1.0005e-05 | 100
7997_G_WD02 | SESARM | FL | 12105 | 7997 | WD02 | LAKELAND ELECTRIC | 1889311 | 41748313 | 39806012 | 46339614 | 20100102 | 2211 | Combustion Turbine | Distillate Fuel Oil | 125 | 160 | N | N | N |  | 0.021506 | 0.0071526 | 9.3e-05 | 12 | SESARM Composite Nonpeaking | SESARM Composite Nonpeaking | SESARM_comp_nonpeak
| West North Central | WY | 56023 |  |  | Naughton Plant | 8419211 | 124654513 | 122589112 | 177542314 | 20200102 | 221112 |  |  | 125 | 160 |  | N | Y | oil | 0.021505 | 0.000485 | 0.00036 | 2
| MANE-VU | CT | 09007 |  |  | KLEEN ENERGY SYSTEM PROJECT | 14622911 | 109134613 | 112659612 | 154638614 | 20200102 | 221112 |  |  | 125 | 160 |  | N | Y | oil | 0.021483 | 0.0010725 | 0.0064513
| West North Central | IA | 19139 |  |  | MUSCATINE POWER & WATER | 7892811 | 2591913 | 2502112 | 176184614 | 20200102 | 221112 |  |  | 125 | 160 |  | N | Y | oil | 0.021455 | 0.0015081 | 7.3948e-06 | 4
| LADCO | MN | 27123 |  |  | Xcel Energy - High Bridge Generating Plant | 7488611 | 79645513 | 70724512 | 102848414 | 20200102 | 221112 |  |  | 125 | 160 |  | N | Y | oil | 0.02141 | 0.0015447 | 0.001407
| West | CA | 06037 |  |  | Pebbly Beach Station | 5784411 | 101210313 | 102513812 | 142041514 | 20100102 | 221112 |  |  | 125 | 999 |  | N | Y | oil | 0.02132 | 0.0055022 | 3e-05 | 8736
| MANE-VU | CT | 09007 |  |  | KLEEN ENERGY SYSTEM PROJECT | 14622911 | 109134513 | 112659512 | 154638514 | 20200401 | 221112 |  |  | 125 | 160 |  | N | Y | oil | 0.021257 | 0.000667 | 8.004e-06
| West | CA | 06085 |  |  | CITY OF GILROY WATER DEPT PUMP STATION #6 | 9945211 | 54406513 | 75518412 | 68302414 | 20100102 | 221112 |  |  |  | 160 |  | N | Y | oil | 0.021249 | 0.00049312 | 2.0227e-05 | 12
| South | TX | 48339 |  |  | LEWIS CREEK PLANT | 7910511 | 123166013 | 125258712 | 175292714 | 20100202 | 22111 |  |  | 125 | 160 |  | N | Y | gas | 0.0212 | 0.0001 |  | 85
| SESARM | SC | 45015 |  |  | SCE&G WILLIAMS | 8306711 | 95166913 | 63976412 | 130351114 | 20100102 | 221112 |  |  | 125 | 120 |  | N | Y | oil | 0.021168 | 0.00051628 | 0.001392 | 10
| West | CA | 06075 |  |  | 500 WASHINGTON C/O CBRE, INC | 16007211 | 100466313 | 99255812 | 140712514 | 20100102 | 221112 |  |  |  | 999 |  | N | Y | oil | 0.021113 | 0.0014727 | 9.787e-06 | 100
3000_G_5 | South | OK | 40119 | 3000 | 5 | BOOMER LAKE STATION | 5615011 | 98406513 | 95723312 | 138332114 | 20100102 | 221112 | Combustion Turbine | Distillate Fuel Oil | 125 | 160 | N | N | N | oil | 0.021 | 0.0029299 | 0.004 | 10 | South Oil Peaking | South Oil Peaking | South_oil_peak
| MANE-VU | PA | 42011 |  |  | ONTELAUNEE POWER OPR CO LLC/ONTELAUNEE PLT | 3872411 | 67407513 | 62009412 | 92976114 | 20300101 | 221112 |  |  | 125 | 160 |  | N | Y | oil | 0.021 | 0.001 | 0.001 | 27
| MANE-VU | NJ | 34015 |  |  | West Depford Energy Station | 17169211 | 118496713 | 116760512 | 166904814 | 20200102 | 221112 |  |  | 125 | 999 |  | N | Y | oil | 0.021 | 0.001 | 0
| South | MO | 29045 |  |  | KAHOKA ELECTRIC GENERATING PLANT-KAHOKA ELECTRIC GENERATING PLANT | 7621711 | 96623113 | 94013912 | 135344814 | 20200401 | 221112 |  |  | 125 | 999 |  | N | Y | oil | 0.020955 | 0.000297 | 0.000264
| South | MO | 29045 |  |  | KAHOKA ELECTRIC GENERATING PLANT-KAHOKA ELECTRIC GENERATING PLANT | 7621711 | 96623113 | 11730412 | 135344814 | 20200401 | 221112 |  |  | 125 | 999 |  | N | Y | oil | 0.020955 | 0.000297 | 0.000264
55168_G_0003 | South | TX | 48021 | 55168 | 0003 | BASTROP ENERGY CENTER | 3981411 | 35538813 | 33809612 | 13266314 | 20100102 | 22111 | Combined Cycle | Natural Gas | 125 | 160 | N | N | N | oil | 0.0209 | 0.0006 | 0.0014 | 24 | South Oil Peaking | South Oil Peaking | South_oil_peak
| MANE-VU | MA | 25025 |  |  | MYSTIC STATION | 7240911 | 107320913 | 110818312 | 151993114 | 20300101 | 221112 |  |  | 125 | 290 |  | N | Y | oil | 0.0209 | 0.0015348 | 0
| West | CA | 06031 |  |  | GWF ENERGY LLC - HENRIETTA | 16711 | 85039913 | 77644512 | 111940214 | 20200102 | 221112 |  |  | 125 | 160 |  | N | Y | oil | 0.020747 | 0.00012707 | 2.014e-05 | 5
| West | CA | 06081 |  |  | COMCAST OF CALIFORNIA IX, INC | 9980911 | 100717713 | 100668712 | 141104614 | 20100102 | 221112 |  |  |  | 999 |  | N | Y | oil | 0.02068 | 0.0010375 | 3.6758e-05 | 50
| West | CA | 06085 |  |  | CITY OF GILROY | 16022311 | 100612713 | 100105412 | 140948514 | 20100102 | 221112 |  |  |  | 999 |  | N | Y | oil | 0.020623 | 0.00044035 | 2.1424e-05 | 100
| South | KS | 20149 |  |  | Wamego Mun. Power Plant | 5406911 | 27604413 | 26492712 | 37543014 | 20200402 | 221112 |  |  | 125 | 160 |  | N | Y | oil | 0.020485 | 0.00061455 | 6.8e-07 | 1
| LADCO | WI | 55059 |  |  | WISCONSIN ELECTRIC POWER COMPANY D/B/A WE ENERGIES-PLEASANT PRAIRIE POWER PLANT | 7509411 | 122247613 | 124611712 | 174275014 | 20300101 | 221112 |  |  | 125 | 160 |  | N | Y | oil | 0.02019 | 0.00048832 | 3e-05
7997_G_WD03 | SESARM | FL | 12105 | 7997 | WD03 | LAKELAND ELECTRIC | 1889311 | 41747813 | 39807412 | 46340114 | 20100102 | 2211 | Combustion Turbine | Distillate Fuel Oil | 125 | 160 | N | N | N |  | 0.02008 | 0.0066783 | 8.7e-05 | 11 | SESARM Composite Nonpeaking | SESARM Composite Nonpeaking | SESARM_comp_nonpeak
2255_G_2 | West North Central | NE | 31131 | 2255 | 2 | Nebraska City Power Plant No 1 | 5106711 | 24685013 | 23709712 | 21297214 | 20200402 | 221112 | Combustion Turbine | Natural Gas, Distillate Fuel Oil | 125 | 160 | N | N | N | oil | 0.02 | 1.0031e-07 | 1e-07 |  | West North Central Oil Peaking | West North Central Oil Peaking | West North Central_oil_peak
54477_G_GEN2 | West | CA | 06007 |  |  | OROVILLE COGENERATION, L.P. | 124511 | 51503413 | 98080012 | 59013814 | 20200204 | 221112 |  |  | 125 | 160 |  | N | N | gas | 0.02 | 9.9799e-06 |  | 8736 | West Gas Peaking | West Gas Peaking | West_gas_peak
| South | TX | 48355 |  |  | BARNEY M DAVIS POWER STATION | 5611911 | 90279013 | 86238712 | 122230314 | 20200102 | 22111 |  |  | 125 | 160 |  | N | Y | oil | 0.02 | 0.001 | 0.01 | 17
| West | NV | 32003 |  |  | Las Vegas Power Company-Apex Generating Station | 9398511 | 55599313 | 50975412 | 68480614 | 20200102 | 22111 |  |  | 125 | 160 |  | N | Y | oil | 0.02 | 0.01 | 0.002
| West North Central | IA | 19013 |  |  | CEDAR FALLS MUNICIPAL ELECTRIC UTILITY - CTS | 12806111 | 67678413 | 62280612 | 176103014 | 20200102 | 221112 |  |  | 125 | 120 |  | N | Y | oil | 0.02 | 0.001705 | 0.001595
| Southwest | AZ | 04013 |  |  | Redhawk Generating Facility | 545911 | 105558213 | 45806512 | 149860714 | 20200102 | 221112 |  |  | 125 | 690 |  | N | Y | oil | 0.02 | 0.0014649 | 0.0015
| West | CA | 06033 |  |  | PACIFIC BELL | 49211 | 52035113 | 117170912 | 58761014 | 20100102 | 221112 |  |  |  | 160 |  | N | Y | oil | 0.02 | 0.0014505 | 0.0014 | 8736
| West | CA | 06033 |  |  | PACIFIC BELL | 49111 | 52035213 | 117170812 | 58761114 | 20100102 | 221112 |  |  |  | 160 |  | N | Y | oil | 0.02 | 0.0012571 | 0.0012 | 8736
| West | CA | 06073 |  |  | QUALCOMM INC | 17203511 | 118736313 | 117272612 | 167454314 | 20200401 | 221112 |  |  |  | 999 |  | N | Y | oil | 0.02 | 0.000255 | 1.61e-05 | 8736
| West | CA | 06073 |  |  | CABRILLO POWER II LLC MIRAMAR GT | 3371111 | 78629413 | 105077812 | 116266314 | 20200102 | 221112 |  |  | 125 | 160 |  | N | Y | oil | 0.02 | 0.0018856 | 9.8e-06 | 8736
| MANE-VU | NJ | 34013 |  |  | PSEG FOSSIL LLC ESSEX GENERATING STATION | 7478411 | 124747213 | 61457112 | 177748614 | 20200102 | 221112 |  |  | 125 | 290 |  | N | Y | oil | 0.02 | 0.0002 | 0
| West North Central | NE | 31079 |  |  | C W Burdick Generating Station | 6714711 | 114207913 | 12757112 | 160375114 | 20200102 | 221112 |  |  | 125 | 160 |  | N | Y | oil | 0.02 | 0 | 0
| West North Central | NE | 31079 |  |  | C W Burdick Generating Station | 6714711 | 114208013 | 12757112 | 160375214 | 20200102 | 221112 |  |  | 125 | 160 |  | N | Y | oil | 0.02 | 0 | 0
| SESARM | MS | 28061 |  |  | Cooperative Energy, Paulding Peaking Station | 6252611 | 16460413 | 16025612 | 24810114 | 20100102 | 221112 |  |  | 125 | 160 |  | N | Y | oil | 0.02 | 0 | 0 | 1
| SESARM | MS | 28039 |  |  | Cooperative Energy, Benndale Peaking Station | 7490811 | 11257213 | 11201512 | 25115614 | 20100102 | 221112 |  |  | 125 | 160 |  | N | Y | oil | 0.02 | 0 | 0 | 40
| Northwest | WA | 53041 |  |  | TransAlta Centralia Generation, LLC | 6281311 | 15504913 | 15167412 | 1293814 | 20200102 | 221112 |  |  | 125 | 160 |  | N | Y | oil | 0.02 | 0.02 | 0
| MANE-VU | NJ | 34019 |  |  | Gilbert Generating Station | 7312511 | 10667313 | 61454312 | 19976514 | 20200102 | 221112 |  |  | 125 | 290 |  | N | Y | oil | 0.02 | 0 | 0
| MANE-VU | NJ | 34019 |  |  | Gilbert Generating Station | 7312511 | 10667513 | 61454312 | 19976314 | 20100102 | 221112 |  |  | 125 | 290 |  | N | Y | oil | 0.02 | 0 | 0
|  | HI | 15001 |  |  | HELCO - Keahole Power Plant | 928911 | 64238213 | 59035812 | 158877814 | 20100101 | 221112 |  |  | 125 | 120 |  | N | Y | oil | 0.03 | 0.0033486 | 0.00032079 | 946
| West | NV | 32003 |  |  | Nevada Power Company (Harry Allen) | 9399011 | 55527013 | 51026012 | 68400714 | 20100102 | 221112 |  |  | 125 | 160 |  | N | Y | oil | 0.02 | 0 | 0
| West | NV | 32003 |  |  | Nevada Power Company (Harry Allen) | 9399011 | 97436313 | 61804612 | 135956614 | 20100102 | 221112 |  |  | 125 | 160 |  | N | Y | oil | 0.02 | 0 | 0
| South | TX | 48315 |  |  | WILKES POWER PLANT | 5613211 | 109975113 | 113346512 | 155637414 | 20100107 | 22111 |  |  | 125 | 160 |  | N | Y | oil | 0.02 |  |  | 23
| MANE-VU | NJ | 34005 |  |  | Burlington Generating Station | 7310911 | 126793513 | 60761112 | 182114014 | 20100202 | 221112 |  |  | 125 | 290 |  | N | Y | gas | 0.02 | 0.0014 | 0.0001
| South | LA | 22101 |  |  | CLECO Power LLC - Teche Power Station | 7204011 | 122059813 | 124403112 | 173963714 | 20200253 | 221112 |  |  | 125 | 160 |  | N | Y | gas | 0.02 |  |  | 48
| South | LA | 22101 |  |  | CLECO Power LLC - Teche Power Station | 7204011 | 122059913 | 124403212 | 173963814 | 20200254 | 221112 |  |  | 125 | 160 |  | N | Y | gas | 0.02 |  |  | 48
151_G_1 | West | CA | 06099 | 151 | 1 | MODESTO IRRIGATION DISTRICT | 3945911 | 35563813 | 33856712 | 53107914 | 20100201 | 221118 | Combustion Turbine | Natural Gas, Distillate Fuel Oil |  | 120 | N | N | N |  | 0.019995 | 0.00047754 | 0.000551 | 7392 | West Gas Nonpeaking | West Gas Nonpeaking | West_gas_nonpeak
| West | CA | 06081 |  |  | PACIFIC GAS AND ELECTRIC COMPANY | 576011 | 83455813 | 99934112 | 108719114 | 20100102 | 221112 |  |  |  | 160 |  | N | Y | oil | 0.019963 | 0.00026714 | 9.255e-06 | 100
1818_G_1 | LADCO | MI | 26091 | 1818 | 1 | CLINTON VILLAGE OF | 5821211 | 20145813 | 115636112 | 28488914 | 20200202 | 221112 | Combustion Turbine | Distillate Fuel Oil | 125 | 160 | N | N | N | gas | 0.01988 | 0.00014 | 5e-06 | 4 | LADCO Oil Peaking | LADCO Oil Peaking | LADCO_oil_peak
| SESARM | SC | 45015 |  |  | SCE&G WILLIAMS | 8306711 | 95166613 | 63976412 | 130350714 | 20100102 | 221112 |  |  | 125 | 999 |  | N | Y | oil | 0.019867 | 0.00048455 | 0.0013065 | 10
| Southwest | AZ | 04003 |  |  | APS - FAIRVIEW GENERATING STATION | 7735911 | 86201313 | 81851512 | 116595614 | 20200102 | 221112 |  |  | 125 | 160 |  | N | Y | oil | 0.019865 | 0.0013964 | 0.0013063 | 1
| West | CA | 06001 |  |  | USCG ,BASE SUPPORT UNIT, ALAMEDA | 13787211 | 100776413 | 101052512 | 141201114 | 20100102 | 221112 |  |  |  | 999 |  | N | Y | oil | 0.019853 | 0.00050433 | 2.2055e-05 | 8736
| South | LA | 22077 |  |  | Louisiana Generating LLC - Big Cajun 1 Power Plant (Steam) | 5931611 | 89655913 | 85603612 | 121440614 | 20100102 | 221112 |  |  | 125 | 160 |  | N | Y | oil | 0.019813 | 0.000238 | 4e-06 | 8736
| West North Central | WY | 56005 |  |  | Arvada Generation Station | 12813011 | 120615313 | 122684212 | 172242414 | 20100201 | 221112 |  |  | 125 | 120 |  | N | Y | gas | 0.01975 | 0 | 0.00043226 | 5
| MANE-VU | CT | 09009 |  |  | Wallingford Energy LLC | 14624011 | 125574313 | 127421912 | 180556714 | 20100101 | 221112 |  |  | 125 | 120 |  | N | Y | oil | 0.019675 | 0 | 3.3872e-05
| SESARM | TN | 47157 |  |  | Allen Fossil Plant | 5720111 | 99885113 | 96780212 | 139722814 | 20200102 | 221112 |  |  | 125 | 160 |  | N | Y | oil | 0.019491 | 0.00145 | 3.607e-06
| SESARM | TN | 47157 |  |  | Allen Fossil Plant | 5720111 | 99885213 | 96780412 | 139722914 | 20200102 | 221112 |  |  | 125 | 160 |  | N | Y | oil | 0.019491 | 0.00145 | 3.607e-06
971_G_6 | LADCO | IL | 17133 | 971 | 6 | Waterloo City Light Plant | 5546111 | 27442213 | 55584512 | 42946214 | 20200401 | 221112 | Combustion Turbine | Distillate Fuel Oil | 125 | 160 | N | N | N | oil | 0.019454 | 0.0003 | 9e-06 | 2 | LADCO Gas Peaking | LADCO Gas Peaking | LADCO_gas_peak
| South | TX | 48457 |  |  | WOODVILLE RENEWABLE POWER PROJECT | 16870811 | 112934213 | 116170912 | 159791814 | 20200102 | 22111 |  |  | 125 | 160 |  | N | Y | oil | 0.0194 | 0.001 | 0.0061 | 5
| West | CA | 06001 |  |  | COMCAST OF CALIFORNIA/COLORADO/TEXAS/WASHINGTON | 10475511 | 120038413 | 121115012 | 170468214 | 20100102 | 221112 |  |  |  | 999 |  | N | Y | oil | 0.019354 | 0.00048159 | 2.5339e-05 | 12
| South | KS | 20143 |  |  | Minneapolis Mun. Power Plant | 4108611 | 98346813 | 112304512 | 138248114 | 20200401 | 221112 |  |  | 125 | 999 |  | N | Y | oil | 0.01932 | 0.00043362 | 9.72e-06 | 504
2214_G_3 | West North Central | NE | 31041 | 2214 | 3 | Ansley Light Plant | 7460611 | 11695013 | 11601212 | 21583014 | 20200402 | 926130 | Combustion Turbine | Distillate Fuel Oil | 125 | 160 | N | N | N |  | 0.019205 | 0.00029157 | 2.5e-05 |  | West North Central Composite Nonpeaking | West North Central Composite Nonpeaking | West North Central_comp_nonpeak
| West North Central | MT | 30023 |  |  | DAVE GATES GENERATING STATION AT MILL CREEK | 14496011 | 87303213 | 83538912 | 118253714 | 20300101 | 221112 |  |  | 125 | 160 |  | N | Y | oil | 0.0192 | 0.0004
| West | CA | 06085 |  |  | CITY OF GILROY | 9952011 | 54368613 | 101232212 | 68408114 | 20100102 | 221112 |  |  |  | 160 |  | N | Y | oil | 0.019053 | 0.00040682 | 1.9792e-05 | 100
1943_G_D2 | LADCO | MN | 27111 |  |  | Otter Tail Power Co | 7072311 | 15102613 | 14764512 | 27601914 | 20100102 | 221112 |  |  | 125 | 160 |  | N | N | oil | 0.01903 | 0.00047811 | 0.001251 |  | LADCO Oil Peaking | LADCO Oil Peaking | LADCO_oil_peak
| West | CA | 06085 |  |  | PG&E CUPERTINO SERVICE CENTER | 597411 | 83619413 | 100390312 | 109070314 | 20100202 | 221112 |  |  |  | 160 |  | N | Y | gas | 0.018944 | 5.5714e-05 | 3.166e-06 | 52
| West | CA | 06075 |  |  | BAYANIHAN HOUSE | 10041011 | 54137313 | 76680312 | 68359714 | 20100102 | 221112 |  |  |  | 160 |  | N | Y | oil | 0.01888 | 0.0013169 | 8.752e-06 | 52
| West | CA | 06075 |  |  | STOCKBRIDGE-138 NEW MONTGOMERY LLC | 14168511 | 120177113 | 121578712 | 170691314 | 20100102 | 221112 |  |  |  | 999 |  | N | Y | oil | 0.018866 | 0.00042734 | 2.2838e-05 | 50
| West | CA | 06001 |  |  | COMCAST OF CALIFORNIA IX, INC | 10474411 | 52420613 | 49631512 | 68328514 | 20100102 | 221112 |  |  |  | 160 |  | N | Y | oil | 0.018861 | 0.00025239 | 8.743e-06 | 20
| MANE-VU | MD | 24001 |  |  | AES Warrior Run | 7717711 | 87867613 | 83993612 | 119272214 | 20100102 | 221112 |  |  | 125 | 690 |  | N | Y | oil | 0.01884 | 0 | 0.00024 | 2080
| MANE-VU | MD | 24001 |  |  | AES Warrior Run | 7717711 | 87867613 | 83993512 | 119272214 | 20100102 | 221112 |  |  | 125 | 690 |  | N | Y | oil | 0.01884 | 0 | 0.00024 | 2080
| West | CA | 06097 |  |  | CITY OF SANTA ROSA | 16024211 | 100680313 | 100416812 | 141043514 | 20100102 | 221112 |  |  |  | 999 |  | N | Y | oil | 0.018767 | 0.00025113 | 8.7e-06 | 8736
| South | AR | 05063 |  |  | ENTERGY ARKANSAS INC-INDEPENDENCE PLANT | 1083411 | 122179513 | 124512212 | 174154914 | 20100202 | 221112 |  |  | 125 | 160 |  | N | Y | gas | 0.018542 | 8.8211e-05 | 2.6722e-06 | 34
| West | CA | 06001 |  |  | PACIFIC GAS & ELECTRIC CO (PG&E) | 14186611 | 84546913 | 76604312 | 110875114 | 20201002 | 221112 |  |  |  | 160 |  | N | Y | gas | 0.01839 | 7.6659e-05 | 7.0905e-05 | 100
| West | CA | 06097 |  |  | CITY OF SANTA ROSA SUBREGIONAL UTILITIES | 14252411 | 84203613 | 100417512 | 110255614 | 20100102 | 221112 |  |  |  | 160 |  | N | Y | oil | 0.01832 | 0.00039117 | 1.9031e-05 | 100
| MANE-VU | CT | 09007 |  |  | KLEEN ENERGY SYSTEM PROJECT | 14622911 | 109134413 | 112659412 | 154638414 | 20200401 | 221112 |  |  | 125 | 160 |  | N | Y | oil | 0.018306 | 0.00056935 | 1.0654e-05
| West | CA | 06097 |  |  | CITY OF PETALUMA | 14308511 | 84404213 | 76365912 | 110587814 | 20100102 | 221112 |  |  |  | 160 |  | N | Y | oil | 0.018298 | 0.0012763 | 8.482e-06 | 8736
| West North Central | WY | 56005 |  |  | Hartzog Generation Station | 12812611 | 120614813 | 122683712 | 172241914 | 20100201 | 221112 |  |  | 125 | 120 |  | N | Y | gas | 0.01825 | 0 | 0.00052489 | 5
| LADCO | IL | 17141 |  |  | Rochelle Municipal Diesel Plant | 5039111 | 29822713 | 28580312 | 43228414 | 20100101 | 221112 |  |  | 125 | 160 |  | N | Y | oil | 0.018223 | 0.0003 | 9e-06 | 1
| South | AR | 05069 |  |  | ENTERGY ARK-WHITE BLUFF | 893911 | 122178913 | 124511912 | 174154314 | 20100202 | 221112 |  |  | 125 | 160 |  | N | Y | gas | 0.018106 | 8.6136e-05 | 2.6094e-06 | 33
| Southwest | UT | 49035 |  |  | Murray City Power Department- Electrical Generation Plant | 7559011 | 72023013 | 66145212 | 99758014 | 20200252 | 221112 |  |  | 125 | 290 |  | N | Y | gas | 0.018103 | 0.000214 | 3e-06 | 52
147_G_KY6 | Southwest | AZ | 04013 | 147 | KY6 | SRP Kyrene Generating Station | 1139411 | 46673913 | 44347612 | 62024914 | 20100101 | 221112 | Combustion Turbine | Natural Gas, Distillate Fuel Oil | 125 | 120 | N | N | N | oil | 0.018 | 0.00025 | 0.001 |  | Southwest Composite Peaking | Southwest Composite Peaking | Southwest_comp_peak
147_G_KY6 | Southwest | AZ | 04013 | 147 | KY6 | SRP Kyrene Generating Station | 1139411 | 46673913 | 44347912 | 62024814 | 20100101 | 221112 | Combustion Turbine | Natural Gas, Distillate Fuel Oil | 125 | 120 | N | N | N | oil | 0.018 | 0.00025 | 0.001 |  | Southwest Composite Peaking | Southwest Composite Peaking | Southwest_comp_peak
| West | CA | 06095 |  |  | Lambie Energy Center | 1562111 | 84832513 | 77362112 | 111540414 | 20300101 | 221112 |  |  | 125 | 160 |  | N | Y | oil | 0.017923 | 0.0012501 | 8.308e-06 | 104
| SESARM | NC | 37051 |  |  | Public Works Commission Butler-Warner Generation Plant | 8134411 | 75105313 | 69415012 | 101466914 | 20100102 | 221112 |  |  | 125 | 160 |  | N | Y | oil | 0.0178 |  |  | 2
| West | CA | 06029 |  |  | RIO BRAVO POSO | 4196911 | 33773313 | 32229212 | 171491614 | 20100102 | 221112 |  |  | 125 | 160 |  | N | Y | oil | 0.0177 | 0.0012526 | 0.0011775 | 8736
| SESARM | SC | 45051 |  |  | SANTEE COOPER MYRTLE BEACH | 4760911 | 95167413 | 30662812 | 130357314 | 20100102 | 221112 |  |  | 125 | 160 |  | N | Y | oil | 0.01764 | 0.00043023 | 0.00116 | 2
| SESARM | SC | 45051 |  |  | SANTEE COOPER MYRTLE BEACH | 4760911 | 95168113 | 30662512 | 130358014 | 20100102 | 221112 |  |  | 125 | 160 |  | N | Y | oil | 0.01764 | 0.00043023 | 0.00116 | 2
59664_G_UNIT1 | South | MO | 29091 | 59664 | UNIT1 | CITY OF WEST PLAINS-POWER STATION-POWER STATION | 7544611 | 11572513 | 11469412 | 25614814 | 20100201 | 221112 | Combustion Turbine | Natural Gas, Distillate Fuel Oil | 125 | 120 | N | N | N | gas | 0.0176 | 0.0009 | 0.0004 |  | South Gas Peaking | South Gas Peaking | South_gas_peak
| West | CA | 06001 |  |  | EMERYVILE OFFICE LLC | 16024911 | 100720313 | 100689412 | 141111214 | 20100102 | 221112 |  |  |  | 999 |  | N | Y | oil | 0.017594 | 0.0012272 | 8.156e-06 | 100
| SESARM | SC | 45003 |  |  | SCE&G URQUHART | 5045611 | 95164913 | 30726012 | 130340214 | 20100102 | 221112 |  |  | 125 | 160 |  | N | Y | oil | 0.017518 | 0.00042727 | 0.001152 | 4
| South | TX | 48163 |  |  | PEARSALL POWER PLANT | 3930211 | 92109513 | 89150912 | 125707914 | 20200401 | 22111 |  |  | 125 | 160 |  | N | Y | oil | 0.0175 | 0.0003 |  | 4
| West | CA | 06075 |  |  | 595 MARKET STREET, INC | 16007311 | 100492613 | 99447412 | 140748114 | 20100102 | 221112 |  |  |  | 999 |  | N | Y | oil | 0.017418 | 0.001215 | 8.075e-06 | 20
| West | CA | 06081 |  |  | CROSS ROADS/CLOCK TOWER INC | 14280911 | 84319813 | 99900712 | 110451714 | 20100102 | 221112 |  |  |  | 160 |  | N | Y | oil | 0.01736 | 0.0002323 | 8.048e-06 | 100
| LADCO | MI | 26081 |  |  | LOWELL LIGHT & POWER (LL&P) | 16876211 | 125793813 | 127565312 | 180878214 | 20100201 | 221112 |  |  |  | 120 |  | N | Y | gas | 0.0173 | 0.000355 | 0 | 2
| West | CA | 06001 |  |  | CITY OF HAYWARD 750 RESERVOIR | 14244711 | 83920413 | 75555012 | 109676914 | 20100102 | 221112 |  |  |  | 160 |  | N | Y | oil | 0.017254 | 0.00027663 | 1.305e-05 | 50
| LADCO | MI | 26045 |  |  | LBWL, Erickson Station | 4174811 | 112726513 | 115635312 | 159056514 | 20200102 | 221112 |  |  | 125 | 160 |  | N | Y | oil | 0.01705 | 0.00064463 | 4.25e-07 | 156
665_G_19 | SESARM | FL | 12086 | 665 | 19 | HOMESTEAD CITY UTILITIES | 3532711 | 36554113 | 34813212 | 92687214 | 20100202 | 2211 | Combustion Turbine | Natural Gas, Distillate Fuel Oil | 125 | 160 | N | N | N |  | 0.01704 | 0.0001092 | 4e-06 | 272 | SESARM Composite Nonpeaking | SESARM Composite Nonpeaking | SESARM_comp_nonpeak
| South | TX | 48277 |  |  | PARIS GENERATION | 6431011 | 16595513 | 16141212 | 5313514 | 20200102 | 22111 |  |  | 125 | 160 |  | N | Y | oil | 0.017 | 0.0017 | 0.0001 | 1
| West North Central | IA | 19175 |  |  | CENTRAL IOWA POWER COOP - SUMMIT LAKE | 3731711 | 111729113 | 114940512 | 157954614 | 20100202 | 221112 |  |  | 125 | 160 |  | N | Y | gas | 0.016898 | 5.95e-05 | 3.57e-06 | 22
| West | CA | 06075 |  |  | COMCAST OF CALIFORNIA III, INC | 16024711 | 100735913 | 100826912 | 141142014 | 20100102 | 221112 |  |  |  | 999 |  | N | Y | oil | 0.016855 | 0.00095542 | 1.7509e-05 | 100
| Southwest | UT | 49007 |  |  | Sunnyside Cogeneration Associates- Sunnyside Cogeneration Facility | 5066411 | 25975813 | 24912912 | 235414 | 20200102 | 221112 |  |  | 125 | 290 |  | N | Y | oil | 0.016827 | 0.001183 | 0.001107 | 52
| West | CA | 06081 |  |  | CITY OF FOSTER CITY | 13754011 | 83450313 | 99633012 | 108703414 | 20100102 | 221112 |  |  |  | 160 |  | N | Y | oil | 0.01675 | 0.00022414 | 7.765e-06 | 100
| MANE-VU | MA | 25005 |  |  | BRAYTON POINT ENERGY LLC | 5058411 | 90543213 | 83613612 | 122762214 | 20200102 | 221112 |  |  | 125 | 160 |  | N | Y | oil | 0.0167 | 0.0012279 | 0.0011
| LADCO | MI | 26163 |  |  | DTE - Electric Company RIVER ROUGE | 8229311 | 110169613 | 6561712 | 155878614 | 20200401 | 221112 |  |  | 125 | 160 |  | N | Y | oil | 0.01662 | 0.000285 | 1e-05 | 128
| South | MO | 29045 |  |  | KAHOKA ELECTRIC GENERATING PLANT-KAHOKA ELECTRIC GENERATING PLANT | 7621711 | 11829813 | 11730512 | 24997914 | 20200401 | 221112 |  |  | 125 | 160 |  | N | Y | oil | 0.0166 | 0.0003 | 0.0002
| West | CA | 06081 |  |  | UNIVERSITY CIRCLE | 14232911 | 83610213 | 98718412 | 109048514 | 20100102 | 221112 |  |  |  | 160 |  | N | Y | oil | 0.016541 | 0.00093762 | 1.7182e-05 | 100
| LADCO | MN | 27009 |  |  | Xcel Energy - Granite City Generating | 6190211 | 109517113 | 112906312 | 155003314 | 20100101 | 221112 |  |  | 125 | 999 |  | N | Y | oil | 0.01654 | 8.3476e-05 | 0.004294
| South | TX | 48347 |  |  | NACOGDOCHES POWER ELECTRIC GENERATING PLANT | 13389311 | 106747913 | 110306912 | 151178914 | 20200107 | 22111 |  |  | 125 | 160 |  | N | Y | oil | 0.0165 | 0.0007 | 0.0001 | 100
| West | CA | 06085 |  |  | PG&E CUPERTINO SERVICE CENTER | 597411 | 83619313 | 100390412 | 109070214 | 20100202 | 221112 |  |  |  | 160 |  | N | Y | gas | 0.016462 | 4.8414e-05 | 2.751e-06 | 52
| West | CA | 06071 |  |  | MOUNTAINVIEW GENERATING STATION | 15782011 | 119931713 | 120826712 | 170286014 | 20100102 | 221112 |  |  | 125 | 999 |  | N | Y | oil | 0.01641 | 0.0011314 | 5e-06 | 8736
| West | CA | 06037 |  |  | LA CITY, DWP HAYNES GENERATING STATION | 5796711 | 119397913 | 119191612 | 169042714 | 20100102 | 221112 |  |  | 125 | 999 |  | N | Y | oil | 0.01641 | 9.67e-06 | 5e-06 | 8736
2296_G_4 | West North Central | NE | 31173 | 2296 | 4 | Pender Municipal Power Plant | 6911211 | 13704313 | 13505112 | 24488614 | 20200402 | 926130 | Combustion Turbine | Natural Gas, Distillate Fuel Oil | 125 | 160 | N | N | N |  | 0.016055 | 0.000275 |  |  | West North Central Composite Nonpeaking | West North Central Composite Nonpeaking | West North Central_comp_nonpeak
| LADCO | MI | 26163 |  |  | WYANDOTTE DEPT MUNI POWER PLANT | 7902611 | 125760013 | 73892312 | 180799914 | 20100102 | 221112 |  |  | 125 | 160 |  | N | Y | oil | 0.016005 | 0.00121 | 0.00105 | 4
| LADCO | IN | 18177 |  |  | INDIANA MNCPL PWR AGCY RICHMOND STA | 5506111 | 27516113 | 26411912 | 124001714 | 20100102 | 221112 |  |  | 125 | 999 |  | N | Y | oil | 0.016002 | 0.00030819 | 0.00015148
| Southwest | AZ | 04001 |  |  | CORONADO GENERATING PLANT | 7735011 | 105116113 | 108646312 | 155944014 | 20200102 | 221112 |  |  | 125 | 160 |  | N | Y | oil | 0.016 | 0.001 | 0.0068778 | 22
| MANE-VU | VA | 51085 |  |  | Doswell Limited Partnership Doswell Energy Center | 6631811 | 125538113 | 16703212 | 180289714 | 20100201 | 221112 |  |  | 125 | 120 |  | N | Y | gas | 0.016 | 0.007072 | 0.0002652
| West | CA | 06041 |  |  | NORTH MARIN WATER DISTRICT | 13785011 | 83836213 | 98819012 | 109530314 | 20201001 | 221112 |  |  |  | 160 |  | N | Y | gas | 0.015912 | 6.6326e-05 | 6.3945e-05 | 200
| Northwest | WA | 53039 |  |  | Goldendale Generating Station | 9091411 | 63826313 | 58397012 | 88377314 | 20100107 | 221112 |  |  | 125 | 160 |  | N | Y | oil | 0.01589 |  | 0.00189 | 4
2237_G_2 | West North Central | NE | 31147 | 2237 | 2 | Falls City Power Plant | 7629411 | 12544913 | 12454912 | 24512114 | 20200401 | 926130 | Combustion Turbine | Distillate Fuel Oil | 125 | 160 | N | N | N |  | 0.015795 | 0.00033529 | 0.0001755 |  | West North Central Composite Nonpeaking | West North Central Composite Nonpeaking | West North Central_comp_nonpeak
| SESARM | SC | 45053 |  |  | SCE&G HARDEEVILLE | 4508311 | 99912313 | 64121612 | 139817714 | 20200102 | 221112 |  |  | 125 | 160 |  | N | Y | oil | 0.015788 | 0.0011098 | 0.0010382 | 7
| West | CA | 06097 |  |  | INTEGRA TELECOM | 16018111 | 100617613 | 100121312 | 140954614 | 20100102 | 221112 |  |  |  | 999 |  | N | Y | oil | 0.015703 | 0.00089014 | 1.6313e-05 | 100
| West | CA | 06013 |  |  | COMCAST OF CONTRA COSTA, INC | 15748511 | 100729113 | 100767812 | 141128514 | 20100102 | 221112 |  |  |  | 999 |  | N | Y | oil | 0.015703 | 0.00089014 | 1.6313e-05 | 100
1670_G_10 | MANE-VU | MA | 25009 | 1670 | 10 | IPSWICH MUNICIPAL LIGHT | 6521911 | 87725813 | 83878012 | 119025814 | 20100202 | 221112 | Combustion Turbine | Natural Gas, Distillate Fuel Oil | 125 | 160 | N | N | N | gas | 0.0156 | 0.001638 | 0 |  | MANE-VU Oil Peaking | MANE-VU Oil Peaking | MANE-VU_oil_peak
| West | CA | 06095 |  |  | GOOSE HAVEN ENERGY CENTER | 9850311 | 53998813 | 77172012 | 68665914 | 20300101 | 221112 |  |  | 125 | 160 |  | N | Y | oil | 0.015398 | 0.0004204 | 9.222e-06 | 50
| West | CA | 06085 |  |  | PACIFIC GAS AND ELECTRIC | 14262711 | 83965113 | 99109312 | 109755514 | 20100102 | 221112 |  |  |  | 160 |  | N | Y | oil | 0.015183 | 0.0010591 | 7.039e-06 | 100
| SESARM | KY | 21127 |  |  | Riverside Generating Co LLC | 6019911 | 86768913 | 82898212 | 117379914 | 20200102 | 221112 |  |  | 125 | 999 |  | N | Y | oil | 0.015174 | 0.00083178 | 0.00090322
| West | CA | 06013 |  |  | THE HOME DEPOT | 14289311 | 100777413 | 101059412 | 141202214 | 20100102 | 221112 |  |  |  | 999 |  | N | Y | oil | 0.01516 | 0.00078184 | 2.9646e-05 | 50
2120_G_11 | South | MO | 29033 | 2120 | 11 | CARROLLTON MUNICIPAL UTILITIES | 7326011 | 11020613 | 10975712 | 25217814 | 20100102 | 221112 | Combustion Turbine | Distillate Fuel Oil | 125 | 160 | N | N | N | oil | 0.0151 | 0.0004 | 0.001 |  | South Oil Peaking | South Oil Peaking | South_oil_peak
2121_G_10 | South | MO | 29097 | 2121 | 10 | CARTHAGE WATER AND ELECTRIC | 5339111 | 26480313 | 25402712 | 87818014 | 20100102 | 221112 | Combustion Turbine | Natural Gas, Distillate Fuel Oil | 125 | 160 | N | N | N | oil | 0.0151 | 0.0004 | 0.001 |  | South Gas Peaking | South Gas Peaking | South_gas_peak
1826_G_1 | LADCO | MI | 26139 | 1826 | 1 | Diesel Plant | 7087311 | 14145613 | 109182912 | 29403014 | 20100102 | 221112 | Combustion Turbine | Natural Gas, Distillate Fuel Oil | 125 | 160 | N | N | N | oil | 0.0151 | 0.0011433 | 0.000993 | 6 | LADCO Gas Peaking | LADCO Gas Peaking | LADCO_gas_peak
1826_G_1 | LADCO | MI | 26139 | 1826 | 1 | Diesel Plant | 7087311 | 14145613 | 109182812 | 29403014 | 20100102 | 221112 | Combustion Turbine | Natural Gas, Distillate Fuel Oil | 125 | 160 | N | N | N | oil | 0.0151 | 0.0011433 | 0.000993 | 6 | LADCO Gas Peaking | LADCO Gas Peaking | LADCO_gas_peak
1826_G_1 | LADCO | MI | 26139 | 1826 | 1 | Diesel Plant | 7087311 | 14145613 | 109182612 | 29403014 | 20100102 | 221112 | Combustion Turbine | Natural Gas, Distillate Fuel Oil | 125 | 160 | N | N | N | oil | 0.0151 | 0.0011433 | 0.000993 | 6 | LADCO Gas Peaking | LADCO Gas Peaking | LADCO_gas_peak
1826_G_1 | LADCO | MI | 26139 | 1826 | 1 | Diesel Plant | 7087311 | 14145613 | 109183012 | 29403014 | 20100102 | 221112 | Combustion Turbine | Natural Gas, Distillate Fuel Oil | 125 | 160 | N | N | N | oil | 0.0151 | 0.0011433 | 0.000993 | 6 | LADCO Gas Peaking | LADCO Gas Peaking | LADCO_gas_peak
1826_G_1 | LADCO | MI | 26139 | 1826 | 1 | Diesel Plant | 7087311 | 14145613 | 109182712 | 29403014 | 20100102 | 221112 | Combustion Turbine | Natural Gas, Distillate Fuel Oil | 125 | 160 | N | N | N | oil | 0.0151 | 0.0011433 | 0.000993 | 6 | LADCO Gas Peaking | LADCO Gas Peaking | LADCO_gas_peak
| West North Central | IA | 19153 |  |  | MIDAMERICAN ENERGY CO - RIVER HILLS TURBINES | 3163711 | 38794313 | 37072312 | 42577114 | 20200102 | 221112 |  |  | 125 | 160 |  | N | Y | oil | 0.0151 | 0.0010625 | 0.0009925 | 2
2305_G_2 | West North Central | NE | 31089 | 2305 | 2 | Stuart Municipal Power Plant | 6717811 | 12853913 | 12753812 | 21755614 | 20200402 | 926130 | Combustion Turbine | Distillate Fuel Oil | 125 | 160 | N | N | N |  | 0.015075 | 0.0011665 | 0.00098 |  | West North Central Composite Nonpeaking | West North Central Composite Nonpeaking | West North Central_comp_nonpeak
| West | CA | 06085 |  |  | PACIFIC GAS & ELECTRIC CO - LOMA PRIETA | 9957011 | 54332813 | 100342012 | 68470314 | 20100202 | 221112 |  |  |  | 160 |  | N | Y | gas | 0.014894 | 6.2084e-05 | 0.00047854 | 100
| West | CA | 06085 |  |  | CITY OF SUNNYVALE - CITY HALL | 14193311 | 84630713 | 76762212 | 111064314 | 20100102 | 221112 |  |  |  | 160 |  | N | Y | oil | 0.014826 | 0.0010341 | 6.873e-06 | 8736
| MANE-VU | MA | 25019 |  |  | NANTUCKET ELECTRIC COMPANY | 6110111 | 87827313 | 83950412 | 119208314 | 20100102 | 221112 |  |  | 125 | 160 |  | N | Y | oil | 0.0148 | 0.00075291 | 0
2300_G_4 | West North Central | NE | 31041 | 2300 | 4 | Sargent Municipal Utilities | 7460711 | 11694613 | 11601112 | 21582914 | 20200402 | 926130 | Combustion Turbine | Natural Gas, Distillate Fuel Oil | 125 | 160 | N | N | N |  | 0.014725 | 7.0867e-05 | 5e-06 |  | West North Central Composite Nonpeaking | West North Central Composite Nonpeaking | West North Central_comp_nonpeak
| West | CA | 06085 |  |  | FOOTHILL/DEANZA COMMUNITY COLLEGE DISTRICT | 9953911 | 84069113 | 50406312 | 109977014 | 20100102 | 221112 |  |  |  | 160 |  | N | Y | oil | 0.014656 | 0.00031294 | 1.5225e-05 | 8736
| West | CA | 06081 |  |  | MONOGRAM BIOSCIENCES | 9977111 | 84444313 | 50392512 | 110661214 | 20100102 | 221112 |  |  |  | 160 |  | N | Y | oil | 0.014568 | 0.0010161 | 6.753e-06 | 100
| West | CA | 06095 |  |  | MARE ISLAND OUTPATIENT CLINIC | 15702911 | 100330813 | 98432112 | 140507414 | 20100102 | 221112 |  |  |  | 999 |  | N | Y | oil | 0.014492 | 0.00068707 | 9.2438e-05 | 50
| West | CA | 06077 |  |  | EAST BAY MUNICIPAL UTILITY DISTRICT | 15994811 | 102312113 | 105829312 | 171693314 | 20100102 | 221112 |  |  |  | 999 |  | N | Y | oil | 0.014473 | 0.00051618 | 2.9532e-05 | 14
| LADCO | IL | 17127 |  |  | Midwest Electric Power Inc | 5535711 | 26973713 | 25876512 | 42783914 | 20300101 | 221112 |  |  | 125 | 160 |  | N | Y | oil | 0.0144 | 0.0004 | 0.00023 | 2
| West | CA | 06081 |  |  | PACIFIC GAS AND ELECTRIC | 10071211 | 54443413 | 100497112 | 68280414 | 20100102 | 221112 |  |  |  | 160 |  | N | Y | oil | 0.01431 | 0.00099815 | 6.634e-06 | 100
| SESARM | SC | 45075 |  |  | ORANGEBURG DPU:ROWESVILLE ROAD | 4143111 | 34100413 | 32562012 | 139829214 | 20200102 | 221112 |  |  | 125 | 160 |  | N | Y | oil | 0.014262 | 0.0010025 | 0.0009378 | 26
| West | CA | 06081 |  |  | CITY OF FOSTER CITY | 10068011 | 83757213 | 98738512 | 109352814 | 20100102 | 221112 |  |  |  | 160 |  | N | Y | oil | 0.014228 | 0.00019039 | 6.596e-06 | 100
| LADCO | MI | 26017 |  |  | Consumers Energy Karn-Weadock Facility | 8172811 | 82867913 | 4368512 | 155916114 | 20201001 | 221112 |  |  | 125 | 999 |  | N | Y | gas | 0.014225 | 5e-05 |  | 24
55853_G_2c | West | CA | 06065 |  |  | INLAND EMPIRE ENERGY CENTER, LLC | 13483911 | 76272013 | 120330812 | 113392114 | 20100102 | 221112 |  |  | 125 | 160 |  | N | N | oil | 0.01407 | 0.000967 | 5e-06 | 8736 | West Composite Peaking | West Composite Peaking | West_comp_peak
| West | CA | 06037 |  |  | WALNUT CREEK ENERGY, LLC | 17216311 | 118956313 | 117888512 | 168006114 | 20100102 | 221112 |  |  | 125 | 999 |  | N | Y | oil | 0.01407 | 0.000967 | 5e-06 | 8736
| West | CA | 06037 |  |  | PASADENA CITY, DWP-Glenarm and Broadway | 5683111 | 119412713 | 119284612 | 169100914 | 20100102 | 221112 |  |  | 125 | 999 |  | N | Y | oil | 0.01407 | 0.000967 | 5e-06 | 8736
| LADCO | IN | 18095 |  |  | IMPA INDIANA MUNICIPAL POWER AGCY A | 7956711 | 3011513 | 2882912 | 124024514 | 20200107 | 221112 |  |  | 125 | 999 |  | N | Y | oil | 0.014029 | 0.00025703 | 4.416e-05
8227_G_8 | MANE-VU | NJ | 34019 |  |  | Glen Gardner Combustion Turbine Site | 7604111 | 11863313 | 61106412 | 19782614 | 20100101 | 221112 |  |  | 125 | 120 |  | N | N | oil | 0.014 | 0 | 0 |  | MANE-VU Gas Peaking | MANE-VU Gas Peaking | MANE-VU_gas_peak
8227_G_2 | MANE-VU | NJ | 34019 |  |  | Glen Gardner Combustion Turbine Site | 7604111 | 11863713 | 61106412 | 19782014 | 20100101 | 221112 |  |  | 125 | 120 |  | N | N | oil | 0.014 | 0 | 0 |  | MANE-VU Gas Peaking | MANE-VU Gas Peaking | MANE-VU_gas_peak
| MANE-VU | MA | 25021 |  |  | BRAINTREE ELECTRIC | 6569511 | 87608213 | 83798912 | 118814514 | 20100105 | 221112 |  |  | 125 | 160 |  | N | Y | oil | 0.014 | 0.001076 | 0.0009
| West | CA | 06085 |  |  | CITY OF GILROY | 16022211 | 100761113 | 100953112 | 141180014 | 20100102 | 221112 |  |  |  | 999 |  | N | Y | oil | 0.013924 | 0.00029729 | 1.4464e-05 | 100
| LADCO | MI | 26163 |  |  | WYANDOTTE DEPT MUNI POWER PLANT | 7902611 | 125760113 | 73892312 | 180800014 | 20200102 | 221112 |  |  | 125 | 160 |  | N | Y | oil | 0.01389 | 0.0010028 | 0.000915 | 5
| West | CA | 06081 |  |  | BOSTON PROPERTIES | 9981111 | 54517313 | 75008312 | 68346214 | 20100102 | 221112 |  |  |  | 160 |  | N | Y | oil | 0.013872 | 0.00017316 | 9.787e-06 | 8736
| West | NV | 32013 |  |  | VALMY COOLING TOWER #2 | 7302011 | 97876413 | 95200712 | 136759714 | 20200102 | 221112 |  |  | 125 | 160 |  | N | Y | oil | 0.013845 | 0.00072808 | 3.55e-06
| West | CA | 06001 |  |  | CITY OF HAYWARD 500 RESERVOIR | 14185811 | 84529813 | 76578312 | 110848114 | 20100102 | 221112 |  |  |  | 160 |  | N | Y | oil | 0.01384 | 0.00021753 | 1.4137e-05 | 50
| Southwest | UT | 49035 |  |  | Murray City Power Department- Electrical Generation Plant | 7559011 | 72023213 | 66145412 | 99758214 | 20200102 | 221112 |  |  | 125 | 290 |  | N | Y | oil | 0.0138 | 0.002258 | 0.001166 | 260
| MANE-VU | NJ | 34023 |  |  | Woodbridge Energy Center | 17798211 | 124746813 | 126493312 | 177747814 | 20200102 | 221112 |  |  | 125 | 160 |  | N | Y | oil | 0.0138 | 0.0007 | 0
| West | CA | 06081 |  |  | PACIFIC GAS AND ELECTRIC COMPANY | 576111 | 84383413 | 99047712 | 110550514 | 20100102 | 221112 |  |  |  | 160 |  | N | Y | oil | 0.013723 | 0.00095724 | 6.362e-06 | 100
| SESARM | SC | 45053 |  |  | SCE&G HARDEEVILLE | 4508311 | 69795113 | 64121612 | 96710214 | 20200102 | 221112 |  |  | 125 | 160 |  | N | Y | oil | 0.013539 | 0.0009517 | 0.0008903 | 3
| MANE-VU | CT | 09007 |  |  | KLEEN ENERGY SYSTEM PROJECT | 14622911 | 109134313 | 112659312 | 154638314 | 20200401 | 221112 |  |  | 125 | 160 |  | N | Y | oil | 0.013508 | 0.0004247 | 7.5624e-06
| MANE-VU | NY | 36103 |  |  | SOUTHAMPTON GT FACILITY | 7942611 | 2539013 | 2450012 | 135428114 | 20200902 | 221112 |  |  | 125 | 160 |  | N | Y | gas | 0.0135 | 0.021437
| West | CA | 06085 |  |  | CITY OF GILROY | 9951911 | 54368713 | 100105512 | 68408214 | 20100102 | 221112 |  |  |  | 160 |  | N | Y | oil | 0.013428 | 0.00043364 | 2.1097e-05 | 100
960_G_4 | LADCO | IL | 17141 | 960 | 4 | Rochelle Municipal Diesel Plant | 5039111 | 29822013 | 28580112 | 43385314 | 20100101 | 221112 | Combustion Turbine | Distillate Fuel Oil | 125 | 120 | N | N | N | oil | 0.013371 | 0.0002 | 6e-06 | 2 | LADCO Oil Peaking | LADCO Oil Peaking | LADCO_oil_peak
| South | KS | 20055 |  |  | KMEA - Jameson Energy Center | 17701511 | 122594013 | 124833412 | 174648914 | 20100201 | 221112 |  |  |  | 999 |  | N | Y | gas | 0.013296 | 0.00027422 | 2.7295e-05 | 8736
| West | CA | 06085 |  |  | CITY OF GILROY | 16022111 | 100491113 | 99439712 | 140746414 | 20100102 | 221112 |  |  |  | 999 |  | N | Y | oil | 0.013295 | 0.00028388 | 1.3811e-05 | 100
| West | CA | 06001 |  |  | EMERYVILLE OFFICE LLC | 16025111 | 100776313 | 101049512 | 141201014 | 20100102 | 221112 |  |  |  | 999 |  | N | Y | oil | 0.013137 | 0.00091633 | 6.09e-06 | 100
| LADCO | WI | 55073 |  |  | WISCONSIN PUBLIC SERVICE CORPORATION- WESTON PLANT | 7078511 | 109252313 | 112772012 | 154794014 | 20100102 | 221112 |  |  | 125 | 160 |  | N | Y | oil | 0.013122 | 0.00090174 | 0.00086248
| South | TX | 48469 |  |  | SOUTH TEXAS ELECTRIC COOP | 5863011 | 71566313 | 65781412 | 99069314 | 20200401 | 22111 |  |  | 125 | 160 |  | N | Y | oil | 0.0131 | 0.0002 |  | 4
| West | CA | 06085 |  |  | CARDINAL COGEN INC | 1626311 | 84256113 | 76118012 | 110339214 | 20100102 | 221112 |  |  |  | 160 |  | N | Y | oil | 0.013086 | 0.00074178 | 1.3594e-05 | 50
| LADCO | WI | 55079 |  |  | WISCONSIN ELECTRIC POWER COMPANY D/B/A WE ENERGIES-OAK CREEK STATION (INCL ELM | 6330411 | 91417313 | 88903112 | 124564014 | 20300101 | 221112 |  |  | 125 | 100 |  | N | Y | oil | 0.013
| Southwest | NM | 35025 |  |  | Southwestern Public Service Co - Maddox Station | 5228411 | 113935013 | 116559612 | 160288914 | 20200202 | 221112 |  |  | 125 | 160 |  | N | Y | gas | 0.013 |  | 0.001 | 8
| LADCO | MN | 27031 |  |  | Minnesota Power - Taconite Harbor Energy Center | 7039811 | 126063413 | 127693012 | 181201314 | 20200102 | 221112 |  |  | 125 | 999 |  | N | Y | oil | 0.01299 | 0.00093648 | 0.0008536
| West | CA | 06085 |  |  | FOOTHILL/DEANZA COMMUNITY COLLEGE DISTRICT | 9953911 | 84068613 | 75805112 | 109976514 | 20100102 | 221112 |  |  |  | 160 |  | N | Y | oil | 0.012945 | 0.00031331 | 1.2615e-05 | 50
|  | AK | 02068 |  |  | Healy Power Plant | 12662311 | 112546613 | 115500112 | 158846914 | 20200102 | 221112 |  |  | 125 | 160 |  | N | Y | oil | 0.02 | 0 | 0
| West | CA | 06001 |  |  | MACY S WEST STORES, INC | 16019411 | 100607813 | 100071212 | 140942314 | 20100102 | 221112 |  |  |  | 999 |  | N | Y | oil | 0.012902 | 0.00089997 | 5.981e-06 | 100
| West | CA | 06001 |  |  | MACY S NEWPARK C/O MACY S DEPARTMENT STORES, INC | 16019111 | 100786613 | 101214912 | 141225214 | 20100102 | 221112 |  |  |  | 999 |  | N | Y | oil | 0.012902 | 0.00089997 | 5.981e-06 | 8736
1670_G_11 | MANE-VU | MA | 25009 | 1670 | 11 | IPSWICH MUNICIPAL LIGHT | 6521911 | 18016113 | 17500412 | 119026114 | 20100202 | 221112 | Combustion Turbine | Natural Gas, Distillate Fuel Oil | 125 | 160 | N | N | N | gas | 0.0129 | 0.001092 | 0 |  | MANE-VU Oil Peaking | MANE-VU Oil Peaking | MANE-VU_oil_peak
| West | CA | 06099 |  |  | Woodland Generation Station | 1218011 | 121054013 | 123194212 | 171799314 | 20100102 | 221112 |  |  | 125 | 999 |  | N | Y | oil | 0.012816 | 0.0001018 | 1.8e-05 | 6
| MANE-VU | NJ | 34017 |  |  | Kearny Generating Station | 7217311 | 108964713 | 61457912 | 154331814 | 20200102 | 221112 |  |  | 125 | 290 |  | N | Y | oil | 0.0128 | 0.0003 | 0
|  | AK | 02020 |  |  | International Station Power Plant | 10698111 | 58650913 | 54320912 | 76977214 | 20100102 | 221112 |  |  | 125 | 160 |  | N | Y | oil | 0.02 | 0 | 0
| SESARM | SC | 45051 |  |  | SANTEE COOPER MYRTLE BEACH | 4760911 | 95168213 | 30662512 | 130358114 | 20100102 | 221112 |  |  | 125 | 160 |  | N | Y | oil | 0.012789 | 0.00031192 | 0.000841 | 5
6515_G_GT1 | Southwest | AZ | 04023 | 6515 | GT1 | VALENCIA POWER PLANT | 1032911 | 48098513 | 45645112 | 61005114 | 20100101 | 221112 | Combustion Turbine | Natural Gas, Distillate Fuel Oil | 125 | 120 | N | N | N | oil | 0.0126 | 0.0001899 | 0.0022 | 8736 | Southwest Gas Peaking | Southwest Gas Peaking | Southwest_gas_peak
| West | CA | 06001 |  |  | COMCAST OF CALIFORNIA IX, INC | 10474411 | 52420713 | 76122112 | 68373014 | 20100102 | 221112 |  |  |  | 160 |  | N | Y | oil | 0.012574 | 0.00016826 | 5.829e-06 | 20
| West | CA | 06013 |  |  | POINT RICHMOND R & D ASSOCIATES | 14289111 | 84051813 | 99860112 | 109951614 | 20100102 | 221112 |  |  |  | 160 |  | N | Y | oil | 0.012563 | 0.00071211 | 1.305e-05 | 100
| Southwest | AZ | 04015 |  |  | UNS ELECTRIC INC - BLACK MOUNTAIN GENERATING STATION | 13414311 | 106460713 | 109990112 | 150733214 | 20100102 | 221112 |  |  | 125 | 999 |  | N | Y | oil | 0.012516 | 0.00062861 | 0.0013412 | 8736
|  | AK | 02020 |  |  | DU-JBER-Electric, Gas, Drinking Water and Sanitary Services | 662111 | 97089813 | 95346912 | 136907414 | 20100102 | 221112 |  |  | 102 | 160 |  | N | Y | oil | 0.02 | 0 | 0
| West | CA | 06013 |  |  | AT&TMOBILITY / AT&T SERVICES | 15719411 | 100441213 | 99061712 | 140671514 | 20100102 | 221112 |  |  |  | 999 |  | N | Y | oil | 0.012433 | 0.00086724 | 5.764e-06 | 100
| West | CA | 06075 |  |  | MACYS STONESTOWN MACY S MAS EXPENSE PAYABLES | 15723411 | 100467913 | 99263112 | 140714514 | 20100102 | 221112 |  |  |  | 999 |  | N | Y | oil | 0.012433 | 0.00086724 | 5.764e-06 | 8736
| MANE-VU | DE | 10001 |  |  | WARREN F BEASLEY POWER STATION | 2424211 | 40256913 | 38387512 | 48948014 | 20100102 | 221112 |  |  | 125 | 999 |  | N | Y | oil | 0.012382 | 0.00087125 | 0.00081385 | 10
| West North Central | WY | 56021 |  |  | Cheyenne Prairie Generating Station | 17307411 | 120645413 | 122739512 | 172272914 | 20200102 | 221112 |  |  | 125 | 160 |  | N | Y | oil | 0.01235 | 0.00052 | 2.6e-05 | 13
| West | CA | 06037 |  |  | LA CITY, DWP VALLEY GENERATING STATION | 5681911 | 85758713 | 119312812 | 169116714 | 20100102 | 221112 |  |  | 125 | 999 |  | N | Y | oil | 0.01235 | 0.00054152 | 1e-05 | 8736
| West North Central | IA | 19017 |  |  | WAVERLY LIGHT & POWER - NORTH & SOUTH PLANTS | 9658911 | 125644813 | 127495112 | 180648814 | 20200254 | 221112 |  |  | 125 | 160 |  | N | Y | gas | 0.012235 | 2.9988e-05 | 2.9988e-06 | 22
| West North Central | IA | 19017 |  |  | WAVERLY LIGHT & POWER - NORTH & SOUTH PLANTS | 9658911 | 125644813 | 127495012 | 180648814 | 20200254 | 221112 |  |  | 125 | 160 |  | N | Y | gas | 0.012235 | 2.9988e-05 | 2.9988e-06 | 22
4256_G_1 | West | CA | 06099 | 4256 | 1 | TURLOCK IRRIGATION DISTRICT | 5704811 | 23054713 | 22125312 | 112483914 | 20100101 | 221121 | Combustion Turbine | Natural Gas, Distillate Fuel Oil | 125 | 120 | N | N | N |  | 0.012215 | 0.00093485 | 0.0010057 | 8736 | West Gas Nonpeaking | West Gas Nonpeaking | West_gas_nonpeak
| South | MO | 29099 |  |  | AMEREN MISSOURI RUSH ISLAND PLANT | 5258811 | 59047113 | 57998712 | 87949514 | 20200401 | 221112 |  |  | 125 | 160 |  | N | Y | oil | 0.0122 | 0.0002
| West | CA | 06081 |  |  | TOWN OF HILLSBOROUGH | 14175611 | 84443813 | 76432612 | 110660114 | 20100102 | 221112 |  |  |  | 160 |  | N | Y | oil | 0.012199 | 0.00085088 | 5.655e-06 | 8736
| West | CA | 06085 |  |  | CITY OF GILROY | 16022511 | 100789213 | 101234112 | 141228614 | 20100102 | 221112 |  |  |  | 999 |  | N | Y | oil | 0.012199 | 0.00016324 | 5.655e-06 | 100
| West North Central | IA | 19153 |  |  | MIDAMERICAN ENERGY CO - RIVER HILLS TURBINES | 3163711 | 38794413 | 37072812 | 42577014 | 20200102 | 221112 |  |  | 125 | 160 |  | N | Y | oil | 0.01208 | 0.00085 | 0.000794 | 2
50931_B_BLR2 | West North Central | MT | 30111 | 50931 | BLR2 | YELLOWSTONE POWER PLANT | 5270711 | 24918013 | 23907912 | 118221514 | 10100701 | 221118 | Coal Steam | Petroleum Coke | 125 | 100 | Y | N | N |  | 0.012 | 0.182 | 0.52 |  | daily flat | diurnal flat | West North Central_comp_nonpeak
10840_B_U2 | West | CA | 06029 | 10840 | U2 | COVANTA DELANO INC | 492611 | 48639913 | 46073712 | 58808214 | 10100601 | 221121 | Biomass | Biomass | 125 | 100 | N | N | N |  | 0.012 | 0.00036 | 7.2e-05 | 8736 | West Gas Nonpeaking | West Gas Nonpeaking | West_gas_nonpeak
| MANE-VU | NJ | 34007 |  |  | Camden Plant Holding, LLC | 5119811 | 126801113 | 60835412 | 182136714 | 20100102 | 221112 |  |  | 125 | 290 |  | N | Y | oil | 0.012 | 0 | 0
| South | LA | 22033 |  |  | Entergy Louisiana LLC - Louisiana Station Electrical Generating Plants 1 & 2 | 5160611 | 126273713 | 127917812 | 181447314 | 20200253 | 221112 |  |  | 125 | 160 |  | N | Y | gas | 0.012 | 0.001 | 0.001 | 52
| MANE-VU | MA | 25021 |  |  | BRAINTREE ELECTRIC | 6569511 | 110279413 | 18530212 | 156079714 | 20200254 | 221112 |  |  | 125 | 160 |  | N | Y | gas | 0.012 | 0 | 0
| South | OK | 40109 |  |  | HORSESHOE LAKE GNRTNG STA | 8185411 | 95143713 | 91941912 | 130282314 | 20201001 | 221112 |  |  | 125 | 160 |  | N | Y | gas | 0.012 |  |  | 30
| West | CA | 06097 |  |  | COMCAST CABLE CORPORATION | 13836211 | 84575213 | 76666112 | 110953314 | 20100102 | 221112 |  |  |  | 160 |  | N | Y | oil | 0.011964 | 0.00083451 | 5.546e-06 | 20
| Southwest | UT | 49035 |  |  | Murray City Power Department- Electrical Generation Plant | 7559011 | 72022913 | 66145112 | 99757914 | 20200252 | 221112 |  |  | 125 | 290 |  | N | Y | gas | 0.011948 | 0.000141 | 2e-06 | 52
960_G_3 | LADCO | IL | 17141 | 960 | 3 | Rochelle Municipal Diesel Plant | 5039111 | 29822313 | 28580212 | 43229014 | 20100101 | 221112 | Combustion Turbine | Natural Gas, Distillate Fuel Oil | 125 | 160 | N | N | N | oil | 0.011884 | 0.0002 | 6e-06 | 1 | LADCO Gas Peaking | LADCO Gas Peaking | LADCO_gas_peak
| West | CA | 06095 |  |  | CREED ENERGY CENTER LLC | 9872511 | 53998613 | 77030512 | 68666014 | 20300101 | 221112 |  |  | 125 | 160 |  | N | Y | oil | 0.011869 | 0.0013254 | 8.809e-06 | 52
| West North Central | IA | 19115 |  |  | MIDAMERICAN ENERGY CO - LOUISA STATION | 3942411 | 37583113 | 35856212 | 94013414 | 20200101 | 221112 |  |  | 125 | 160 |  | N | Y | oil | 0.011743 | 0.00014772 | 0.0020351 | 6
| West | CA | 06001 |  |  | DYNEGY OAKLAND LLC | 772011 | 83762413 | 75273812 | 109360614 | 20100102 | 221112 |  |  | 125 | 160 |  | N | Y | oil | 0.01173 | 0.00015696 | 5.438e-06 | 8736
| West | CA | 06001 |  |  | MACY S WEST STORES, INC | 16019311 | 100731113 | 100792112 | 141134314 | 20100102 | 221112 |  |  |  | 999 |  | N | Y | oil | 0.01173 | 0.00081815 | 5.438e-06 | 100
| West | CA | 06097 |  |  | CITY OF SANTA ROSA | 16024511 | 100387913 | 98754912 | 140591214 | 20100102 | 221112 |  |  |  | 999 |  | N | Y | oil | 0.01173 | 0.00015696 | 5.438e-06 | 8736
| West North Central | WY | 56005 |  |  | Barber Creek Generation Station | 12811211 | 120615613 | 122684512 | 172242714 | 20100201 | 221112 |  |  | 125 | 120 |  | N | Y | gas | 0.0117 | 0 | 0.00033346 | 3
| South | TX | 48215 |  |  | MAGIC VALLEY GENERATING STATION | 4846411 | 29654713 | 28421012 | 6848714 | 20200253 | 22111 |  |  | 125 | 160 |  | N | Y | gas | 0.0116 | 0.0001 |  | 1
| SESARM | KY | 21199 |  |  | East KY Power Coop - Cooper Station | 5787711 | 97294413 | 94307512 | 135769114 | 20301001 | 221112 |  |  | 125 | 999 |  | N | Y | gas | 0.011541 | 8.7851e-05 | 2.99e-06
| LADCO | IL | 17145 |  |  | Pinckneyville Power Plant | 4533911 | 60256713 | 87544212 | 86328514 | 20200102 | 221112 |  |  | 125 | 160 |  | N | Y | oil | 0.01149 | 0.0008 | 0.000755 | 1
| LADCO | IL | 17145 |  |  | Pinckneyville Power Plant | 4533911 | 60256613 | 87544312 | 86328614 | 20200102 | 221112 |  |  | 125 | 160 |  | N | Y | oil | 0.01149 | 0.0008 | 0.000755 | 1
| West | CA | 06001 |  |  | PACIFIC GAS AND ELECTRIC | 10497611 | 52503513 | 99953912 | 68350614 | 20100102 | 221112 |  |  |  | 160 |  | N | Y | oil | 0.011463 | 0.00024476 | 1.1908e-05 | 100
| MANE-VU | NY | 36081 |  |  | ASTORIA ENERGY LLC & ASTORIA ENERGY II LLC | 7763311 | 64122113 | 58827512 | 88924914 | 20200102 | 221112 |  |  | 125 | 160 |  | N | Y | oil | 0.01141 | 4.2581e-07 | 0.00245
| South | TX | 48149 |  |  | WINCHESTER POWER PARK | 14748911 | 90281413 | 86241012 | 122232614 | 20200102 | 22111 |  |  | 125 | 160 |  | N | Y | oil | 0.0114 | 0.0008 | 0.0008 | 5
| West | CA | 06001 |  |  | USCG ,BASE SUPPORT UNIT, ALAMEDA | 13787211 | 83874213 | 101052212 | 109596514 | 20100102 | 221112 |  |  |  | 160 |  | N | Y | oil | 0.01126 | 0.00078543 | 5.22e-06 | 100
| West | CA | 06097 |  |  | GENERAL SERVICES ADMINISTRATION | 13831511 | 84450113 | 76441912 | 110670014 | 20100102 | 221112 |  |  |  | 160 |  | N | Y | oil | 0.01126 | 0.00015068 | 5.22e-06 | 12
| LADCO | IN | 18095 |  |  | IMPA INDIANA MUNICIPAL POWER AGCY A | 7956711 | 3011513 | 2883012 | 124024414 | 20200107 | 221112 |  |  | 125 | 999 |  | N | Y | oil | 0.011179 | 0.00020483 | 3.519e-05
| West | NV | 32013 |  |  | VALMY COOLING TOWER #2 | 7302011 | 97876413 | 124691212 | 174360214 | 20200102 | 221112 |  |  | 125 | 160 |  | N | Y | oil | 0.011115 | 0.00058451 | 2.85e-06
1670_G_12 | MANE-VU | MA | 25009 | 1670 | 12 | IPSWICH MUNICIPAL LIGHT | 6521911 | 18016213 | 17500812 | 119026314 | 20100202 | 221112 | Combustion Turbine | Natural Gas, Distillate Fuel Oil | 125 | 160 | N | N | N | gas | 0.0111 | 0.001638 | 0 |  | MANE-VU Oil Peaking | MANE-VU Oil Peaking | MANE-VU_oil_peak
1670_G_2 | MANE-VU | MA | 25009 | 1670 | 2 | IPSWICH MUNICIPAL LIGHT | 6521911 | 87725113 | 83877512 | 119024814 | 20100202 | 221112 | Combustion Turbine | Natural Gas, Distillate Fuel Oil | 125 | 160 | N | N | N | gas | 0.0111 | 0.002002 | 0 |  | MANE-VU Oil Peaking | MANE-VU Oil Peaking | MANE-VU_oil_peak
| West | CA | 06013 |  |  | PACIFIC GAS AND ELECTRIC | 10526211 | 52536113 | 98813112 | 68469114 | 20100202 | 221112 |  |  |  | 160 |  | N | Y | gas | 0.011034 | 3.245e-05 | 1.844e-06 | 100
| LADCO | MI | 26115 |  |  | J.R. WHITING CO | 7285811 | 107291113 | 8457312 | 151947414 | 20200102 | 221112 |  |  | 125 | 160 |  | N | Y | oil | 0.011015 | 0.000793 | 0.000725 | 13
54424_G_ST1 | SESARM | FL | 12101 | 54424 | ST1 | QUANTUM PASCO POWER, LP | 2712411 | 41364213 | 39449012 | 46294014 | 20100102 | 221118 | Combined Cycle | Natural Gas, Distillate Fuel Oil | 125 | 160 | Y | N | N |  | 0.011 | 0.00081047 | 0.0007 | 4 | daily flat | diurnal flat | SESARM_comp_nonpeak
8227_G_3 | MANE-VU | NJ | 34019 |  |  | Glen Gardner Combustion Turbine Site | 7604111 | 11863813 | 61106412 | 19781714 | 20100101 | 221112 |  |  | 125 | 120 |  | N | N | oil | 0.011 | 0 | 0 |  | MANE-VU Gas Peaking | MANE-VU Gas Peaking | MANE-VU_gas_peak
| West | CA | 06041 |  |  | COMCAST CABLE CORPORATION | 13804111 | 84065813 | 99812612 | 109973114 | 20201001 | 221112 |  |  |  | 160 |  | N | Y | gas | 0.010987 | 4.5797e-05 | 0.011553 | 100
| LADCO | IN | 18177 |  |  | INDIANA MNCPL PWR AGCY RICHMOND STA | 5506111 | 27516113 | 26411812 | 124001814 | 20100102 | 221112 |  |  | 125 | 999 |  | N | Y | oil | 0.01096 | 0.00021108 | 0.00010375
2296_G_1 | West North Central | NE | 31173 | 2296 | 1 | Pender Municipal Power Plant | 6911211 | 13704613 | 13505112 | 24488314 | 20200402 | 926130 | Combustion Turbine | Natural Gas, Distillate Fuel Oil | 125 | 160 | N | N | N |  | 0.01095 | 0.00019 |  |  | West North Central Composite Nonpeaking | West North Central Composite Nonpeaking | West North Central_comp_nonpeak
| LADCO | MN | 27043 |  |  | Blue Earth Light & Water | 7145411 | 14792213 | 14476012 | 26645314 | 20200401 | 221112 |  |  | 125 | 160 |  | N | Y | oil | 0.01095 | 0.00018875 | 5.175e-06
| South | MO | 29077 |  |  | CITY UTILITIES OF SPRINGFIELD MISSOURI JOHN TWITTY ENERGY CENTER | 7496411 | 108735013 | 112206812 | 154022114 | 20200102 | 221112 |  |  | 125 | 160 |  | N | Y | oil | 0.0109 | 0.0008 | 0.0007
| SESARM | SC | 45079 |  |  | SCE&G COIT | 3426211 | 99905913 | 64019112 | 139794014 | 20100102 | 221112 |  |  | 125 | 160 |  | N | Y | oil | 0.010827 | 0.000761 | 0.000712 | 2
| West | CA | 06085 |  |  | MRTP, LLC | 16019711 | 100539413 | 99759412 | 140829714 | 20100102 | 221112 |  |  |  | 999 |  | N | Y | oil | 0.010749 | 0.00017697 | 1.9575e-05 | 42
| West | CA | 06085 |  |  | BLUE COAT SYSTEMS | 14322111 | 83655613 | 75085912 | 109143614 | 20100102 | 221112 |  |  |  | 160 |  | N | Y | oil | 0.010744 | 0.00074943 | 4.981e-06 | 100
| West | CA | 06013 |  |  | PACIFIC GAS AND ELECTRIC | 10526211 | 52536213 | 98813212 | 68472914 | 20100202 | 221112 |  |  |  | 160 |  | N | Y | gas | 0.010672 | 3.1387e-05 | 1.784e-06 | 100
| West North Central | IA | 19097 |  |  | MAQUOKETA MUNICIPAL ELEC UTILITY | 12806911 | 67853213 | 62401112 | 93624414 | 20200401 | 221112 |  |  | 125 | 160 |  | N | Y | oil | 0.010652 | 0.00035788 | 9.7425e-06 | 8
| West | NV | 32003 |  |  | REID GARDNER STATION POWER PLANT | 6815611 | 105665813 | 109339212 | 149992214 | 20100102 | 221112 |  |  | 125 | 120 |  | N | Y | oil | 0.010579 | 0.00055384 | 0.0045965
| West | CA | 06081 |  |  | CASIOPEA BOVET, LLC | 13774211 | 83706613 | 75190012 | 109265014 | 20100102 | 221112 |  |  |  | 160 |  | N | Y | oil | 0.010556 | 0.00073634 | 4.894e-06 | 100
| South | TX | 48439 |  |  | HANDLEY STEAM ELECTRIC STATION | 4916711 | 29004513 | 27772712 | 3798114 | 20200102 | 22111 |  |  | 125 | 160 |  | N | Y | oil | 0.0105 | 0.0007 | 0.0007 | 1
| South | TX | 48439 |  |  | HANDLEY STEAM ELECTRIC STATION | 4916711 | 29004513 | 27773312 | 3798014 | 20200102 | 22111 |  |  | 125 | 160 |  | N | Y | oil | 0.0105 | 0.0007 | 0.0007 | 1
| West | CA | 06077 |  |  | GWF ENERGY, LLC - TRACY PEAKER POWER PLANT | 10009011 | 57721813 | 51318112 | 68428014 | 20100102 | 221112 |  |  | 125 | 160 |  | N | Y | oil | 0.0105 | 6.4401e-05 | 0.000471 | 5
| West | CA | 06013 |  |  | COMCAST OF CALIFORNIA/MASSACHUSETTS/MICHIGAN/UTAH, | 10514311 | 52616413 | 49639812 | 68334314 | 20100102 | 221112 |  |  |  | 160 |  | N | Y | oil | 0.010493 | 0.00033887 | 1.6486e-05 | 20
| West | CA | 06013 |  |  | POINT RICHMOND R & D ASSOCIATES | 14289111 | 84051713 | 75777312 | 109951514 | 20100102 | 221112 |  |  |  | 160 |  | N | Y | oil | 0.010458 | 0.00044162 | 1.7944e-05 | 8736
59664_G_UNIT2 | South | MO | 29091 | 59664 | UNIT2 | CITY OF WEST PLAINS-POWER STATION-POWER STATION | 7544611 | 11572213 | 11469312 | 25664014 | 20100201 | 221112 | Combustion Turbine | Natural Gas, Distillate Fuel Oil | 125 | 120 | N | N | N | gas | 0.0104 | 0.0005 | 0.0003 |  | South Gas Peaking | South Gas Peaking | South_gas_peak
| West | CA | 06075 |  |  | SFDPW - CITY AND COUNTY OF SAN FRANCISCO | 10064711 | 84035913 | 50344812 | 109916214 | 20100102 | 221112 |  |  |  | 160 |  | N | Y | oil | 0.010364 | 0.00058749 | 1.0766e-05 | 100
| West | CA | 06013 |  |  | COMCAST OF CALIFORNIA IX, INC | 14301411 | 84385513 | 76331412 | 110554914 | 20100102 | 221112 |  |  |  | 160 |  | N | Y | oil | 0.010359 | 0.00024796 | 9.352e-06 | 100
2135_G_2 | South | MO | 29095 | 2135 | 2 | INDEPENDENCE POWER AND LIGHT SUB STATION H | 7577311 | 11539913 | 11437712 | 26251014 | 20100101 | 221112 | Combustion Turbine | Natural Gas, Distillate Fuel Oil | 125 | 120 | N | N | N | oil | 0.0103 | 0.0007 | 0.0006 |  | South Gas Peaking | South Gas Peaking | South_gas_peak
| South | KS | 20035 |  |  | Winfield Mun. Power Plant #1 | 4476311 | 98346613 | 112330812 | 138247914 | 20100201 | 221112 |  |  | 125 | 999 |  | N | Y | gas | 0.010296 | 0.00021235 | 1.5122e-05 | 13
| West North Central | IA | 19115 |  |  | MIDAMERICAN ENERGY CO - LOUISA STATION | 3942411 | 37583213 | 35856112 | 94013514 | 20200101 | 221112 |  |  | 125 | 120 |  | N | Y | oil | 0.010214 | 0.00012848 | 0.0017701 | 7
| Southwest | AZ | 04023 |  |  | VALENCIA POWER PLANT | 1032911 | 103916513 | 107762312 | 147211314 | 20100102 | 221112 |  |  | 125 | 999 |  | N | Y | oil | 0.010187 | 0.00069937 | 0.0006699 | 8736
| Southwest | AZ | 04023 |  |  | VALENCIA POWER PLANT | 1032911 | 103916613 | 107762312 | 147211414 | 20100102 | 221112 |  |  | 125 | 999 |  | N | Y | oil | 0.010187 | 0.00069937 | 0.0006699 | 8736
| West | CA | 06085 |  |  | U S TECHNICAL CERAMICS INC | 13771111 | 83653013 | 100314212 | 109139714 | 20100102 | 221112 |  |  |  | 160 |  | N | Y | oil | 0.010176 | 0.0002564 | 1.2833e-05 | 52
1366_G_11 | SESARM | KY | 21111 | 1366 | 11 | Louisville Gas & Electric Co., Paddy s Run Station | 5702311 | 95159713 | 91981512 | 130328314 | 20100102 | 221122 | Combustion Turbine | Natural Gas | 125 | 120 | N | N | N |  | 0.010019 | 0.00081344 | 0.00065928 |  | SESARM Gas Nonpeaking | SESARM Gas Nonpeaking | SESARM_gas_nonpeak
50447_B_21 | MANE-VU | ME | 23005 | 50447 | 21 | S D WARREN CO - WESTBROOK | 7946611 | 1913213 | 1819412 | 125545714 | 10201302 | 322121 | Biomass | Biomass | 133 | 100 | Y | N | N |  | 0.01 | 0.040546 | 0.2 |  | daily flat | diurnal flat | MANE-VU_other_nonpeak
117_G_C5-3 | Southwest | AZ | 04013 | 117 | C5-3 | APS WEST PHOENIX POWER PLANT | 1139111 | 105572213 | 109281312 | 149883514 | 10100601 | 221112 | Combined Cycle | Natural Gas | 125 | 100 | N | N | N | gas | 0.01 | 0.003 | 0.0005 |  | Southwest Gas Peaking | Southwest Gas Peaking | Southwest_gas_peak
10836_B_BLR1 | West | CA | 06113 | 10836 | BLR1 | WOODLAND BIOMASS POWER LTD | 1978311 | 42862813 | 77126812 | 50182714 | 20100102 | 221121 | Biomass | Biomass | 125 | 160 | N | N | N |  | 0.01 |  |  | 52 | West Composite Nonpeaking | West Composite Nonpeaking | West_comp_nonpeak
50555_G_GEN3 | SESARM | NC | 37083 | 50555 | GEN3 | Rosemary Power Station | 8286911 | 454813 | 69375812 | 18415314 | 10100602 | 221112 | Combined Cycle | Natural Gas, Distillate Fuel Oil | 125 | 100 | N | N | N | gas | 0.01 |  |  | 8736 | SESARM Gas Peaking | SESARM Gas Peaking | SESARM_gas_peak
57505_G_1 | SESARM | NC | 37179 | 57505 | 1 | NC Municipal Power Agency No.1-Monroe Ashcraft Facility | 16600711 | 106275313 | 109845712 | 150586214 | 20100101 | 221122 | Combustion Turbine | Natural Gas, Distillate Fuel Oil |  | 120 | N | N | N |  | 0.01 |  |  |  | SESARM Gas Nonpeaking | SESARM Gas Nonpeaking | SESARM_gas_nonpeak
57505_G_2 | SESARM | NC | 37179 | 57505 | 2 | NC Municipal Power Agency No.1-Monroe Ashcraft Facility | 16600711 | 106275413 | 109845912 | 150586414 | 20100101 | 221122 | Combustion Turbine | Natural Gas, Distillate Fuel Oil |  | 120 | N | N | N |  | 0.01 |  |  |  | SESARM Gas Nonpeaking | SESARM Gas Nonpeaking | SESARM_gas_nonpeak
| West | NV | 32003 |  |  | Nevada Power Clark Station | 8211211 | 67143913 | 61796212 | 92552114 | 20200102 | 22111 |  |  | 125 | 160 |  | N | Y | oil | 0.01 | 0.01 | 0.01
| West | NV | 32003 |  |  | Nevada Cogeneration Associates #1 | 7756911 | 67157213 | 1760312 | 92567014 | 20200102 | 22111 |  |  | 125 | 160 |  | N | Y | oil | 0.01 | 0.01 | 0.01
| West | CA | 06033 |  |  | PACIFIC BELL UPPER LAKE | 49011 | 52035313 | 117170712 | 58761214 | 20100102 | 221112 |  |  |  | 160 |  | N | Y | oil | 0.01 | 0.008703 | 0.0085 | 8736
| South | TX | 48355 |  |  | NUECES BAY POWER STATION | 4189011 | 71384813 | 65628212 | 98841614 | 20200102 | 22111 |  |  | 125 | 160 |  | N | Y | oil | 0.01 | 0.0006 | 0.005 | 15
| South | TX | 48021 |  |  | SIM GIDEON POWER PLANT | 3981511 | 35536013 | 33807812 | 13265414 | 20200401 | 22111 |  |  | 125 | 160 |  | N | Y | oil | 0.01 | 0.0033 | 0.0031 | 20
| South | OK | 40101 |  |  | MUSKOGEE GNRTNG STA | 8506011 | 92000513 | 89059812 | 125529914 | 20200102 | 221112 |  |  | 125 | 160 |  | N | Y | oil | 0.01 | 0.00097663 | 0.001 | 2
| LADCO | IL | 17097 |  |  | ZionSolutions LLC | 5389811 | 27584113 | 26473412 | 43214114 | 20200102 | 221112 |  |  | 125 | 160 |  | N | Y | oil | 0.01 | 0.0009 | 0.000893 | 1
| South | TX | 48309 |  |  | SANDY CREEK ENERGY STATION | 15628511 | 99368413 | 96287612 | 139065814 | 20200102 | 22111 |  |  | 125 | 160 |  | N | Y | oil | 0.01 | 0.0007 | 0.0003 | 18
| West | CA | 06073 |  |  | QUALCOMM INC | 17203511 | 118736513 | 117272812 | 167454514 | 20200401 | 221112 |  |  |  | 999 |  | N | Y | oil | 0.01 | 0.000219 | 1.38e-05 | 8736
| West North Central | NE | 31079 |  |  | C W Burdick Generating Station | 6714711 | 12864813 | 12757112 | 21907414 | 20100101 | 221112 |  |  | 125 | 120 |  | N | Y | oil | 0.01 | 1.0756e-07 | 1e-07
| MANE-VU | NJ | 34013 |  |  | Newark Energy Center | 17800111 | 124741113 | 126482112 | 177725314 | 20200102 | 221112 |  |  | 125 | 290 |  | N | Y | oil | 0.01 | 0 | 0
| MANE-VU | NJ | 34023 |  |  | Sayreville Generating Station (JCP&L) | 7621211 | 118491613 | 61106312 | 166872514 | 20300101 | 221112 |  |  | 125 | 999 |  | N | Y | oil | 0.01 | 0 | 0
| SESARM | MS | 28151 |  |  | Entergy Mississippi Inc, Gerald Andrus Plant | 7083911 | 14479613 | 14201412 | 24734314 | 20300101 | 221112 |  |  | 125 | 160 |  | N | Y | oil | 0.01 | 0 | 0 | 8760
| South | LA | 22039 |  |  | CLECO Power LLC - Coughlin Power Station | 7355011 | 111345213 | 114581112 | 157300214 | 20100102 | 221112 |  |  | 125 | 160 |  | N | Y | oil | 0.01 |  |  | 1
| SESARM | NC | 37109 |  |  | Duke Energy Corporation LCTS | 7731511 | 122738913 | 124933912 | 174683714 | 20300101 | 221112 |  |  | 125 | 160 |  | N | Y | oil | 0.01 |  |  | 500
| SESARM | NC | 37153 |  |  | Duke Energy Progress, LLC - Richmond County Turbines | 8490411 | 126026113 | 127676312 | 181182414 | 20200102 | 221112 |  |  | 125 | 160 |  | N | Y | oil | 0.01 |  |  | 52
| South | TX | 48141 |  |  | MONTANA POWER STATION | 16861411 | 123173713 | 125266312 | 175305214 | 20200107 | 22111 |  |  | 125 | 160 |  | N | Y | oil | 0.01 | 0.0003 |  | 8
| MANE-VU | PA | 42063 |  |  | SEWARD GENERATING STATION | 3005111 | 113908013 | 116534012 | 160260314 | 20200102 | 221112 |  |  | 125 | 160 |  | N | Y | oil | 0.01 |  |  | 11
| MANE-VU | PA | 42033 |  |  | NRG REMA LLC/SHAWVILLE GEN STA | 2985011 | 38386813 | 36658712 | 17042714 | 20100102 | 221112 |  |  | 125 | 160 |  | N | Y | oil | 0.01 |  |  | 8
| MANE-VU | PA | 42033 |  |  | NRG REMA LLC/SHAWVILLE GEN STA | 2985011 | 38387213 | 36658112 | 17042214 | 20100102 | 221112 |  |  | 125 | 160 |  | N | Y | oil | 0.01 |  |  | 9
| SESARM | NC | 37083 |  |  | Rosemary Power Station | 8286911 | 454713 | 69375912 | 18415414 | 20200401 | 221112 |  |  | 125 | 160 |  | N | Y | oil | 0.01 |  |  | 8736
| West | CA | 06113 |  |  | CITIZENS TELECOMMUNICATIONS COMPANY OF CALIFORNIA | 2184911 | 42148213 | 117132012 | 49877214 | 20100102 | 221112 |  |  |  | 160 |  | N | Y | oil | 0.01 |  |  | 8736
| MANE-VU | PA | 42033 |  |  | NRG REMA LLC/SHAWVILLE GEN STA | 2985011 | 38387113 | 36658812 | 17042314 | 20100102 | 221112 |  |  | 125 | 160 |  | N | Y | oil | 0.01 |  |  | 8
| West | CA | 06113 |  |  | CITIZENS TELECOMMUNICATIONS COMPANY OF CALIFORNIA, INC. | 15706311 | 100357213 | 98567412 | 140549414 | 20100102 | 221112 |  |  |  | 999 |  | N | Y | oil | 0.01 |  |  | 52
| South | TX | 48029 |  |  | VH BRAUNIG PLANT | 5616511 | 105153013 | 108684712 | 149370714 | 20100201 | 22111 |  |  | 125 | 999 |  | N | Y | gas | 0.01 | 0.0405 | 0.01 | 8760
| South | LA | 22089 |  |  | Entergy Louisiana LLC - Little Gypsy Electric Generating Plant | 5609111 | 126370813 | 128012712 | 181573614 | 20200253 | 221112 |  |  | 125 | 160 |  | N | Y | gas | 0.01 | 0.001 | 0.001 | 52
| West | NV | 32003 |  |  | Nevada Power Silverhawk | 12770211 | 67165913 | 61811312 | 92578714 | 20201001 | 22111 |  |  | 125 | 160 |  | N | Y | gas | 0.01 | 0 | 0
| South | LA | 22101 |  |  | CLECO Power LLC - Teche Power Station | 7204011 | 122059713 | 124485612 | 174116114 | 20200253 | 221112 |  |  | 125 | 160 |  | N | Y | gas | 0.01 |  |  | 48
| South | TX | 48141 |  |  | NEWMAN STATION | 4837411 | 92052113 | 89106012 | 125656214 | 20100201 | 22111 |  |  | 125 | 350 |  | N | Y | gas | 0.01 |  |  | 8760
| South | OK | 40133 |  |  | SEMINOLE GNRTNG STA | 8007311 | 107042013 | 110579112 | 151543314 | 20201001 | 221112 |  |  | 125 | 160 |  | N | Y | gas | 0.01 |  |  | 47
| West | CA | 06075 |  |  | HOTEL NIKKO | 10036011 | 54173713 | 101164712 | 68310314 | 20100102 | 221112 |  |  |  | 160 |  | N | Y | oil | 0.00997 | 0.00069543 | 4.622e-06 | 100
| West | CA | 06075 |  |  | HOTEL NIKKO | 10036011 | 54173613 | 101164812 | 68307314 | 20100102 | 221112 |  |  |  | 160 |  | N | Y | oil | 0.00997 | 0.00069543 | 4.622e-06 | 100
| LADCO | MI | 26163 |  |  | DTE - Electric Company RIVER ROUGE | 8229311 | 110169913 | 6561712 | 155878914 | 20200401 | 221112 |  |  | 125 | 160 |  | N | Y | oil | 0.009875 | 0.00017 | 5e-06 | 7
| West North Central | NE | 31027 |  |  | Laurel Municipal Plant | 7575311 | 11899313 | 11798312 | 21586514 | 20200402 | 221112 |  |  | 125 | 160 |  | N | Y | oil | 0.009738 | 0.0009197
50388_B_K1 | West | CA | 06013 | 50388 | K1 | PHILLIPS 66 CARBON PLANT | 5812811 | 21488913 | 20598812 | 60616914 | 30515002 | 324199 | Coal Steam | Petroleum Coke | 157 | 210 | Y | N | N |  | 0.0096201 | 0.00093702 | 0.023665 | 8736 | daily flat | diurnal flat | West_other_nonpeak
| West | CA | 06085 |  |  | CITY OF SUNNYVALE - DPS | 14173511 | 84434513 | 76418012 | 110642714 | 20100102 | 221112 |  |  |  | 160 |  | N | Y | oil | 0.0096182 | 0.00067088 | 4.459e-06 | 8736
| West | CA | 06085 |  |  | CITY OF GILROY | 16022411 | 100448813 | 99113612 | 140682814 | 20100102 | 221112 |  |  |  | 999 |  | N | Y | oil | 0.0096182 | 0.00012871 | 4.459e-06 | 100
| SESARM | SC | 45079 |  |  | SCE&G COIT | 3426211 | 99905813 | 37120012 | 139793814 | 20100102 | 221112 |  |  | 125 | 160 |  | N | Y | oil | 0.009614 | 0.000676 | 0.000632 | 2
| West | CA | 06085 |  |  | CITY OF GILROY | 9951711 | 54368913 | 99439912 | 68408414 | 20100102 | 221112 |  |  |  | 160 |  | N | Y | oil | 0.0094219 | 0.00020117 | 9.787e-06 | 100
| West | CA | 06081 |  |  | JAMECO ELECTRONICS | 14363011 | 86396413 | 99920012 | 116626914 | 20100102 | 221112 |  |  |  | 160 |  | N | Y | oil | 0.0094076 | 0.00056383 | 1.0875e-05 | 100
| MANE-VU | MA | 25005 |  |  | DIGHTON POWER | 6624211 | 87453813 | 83692912 | 118540014 | 20300101 | 221112 |  |  | 125 | 160 |  | N | Y | oil | 0.0094 | 0.00051161 | 0.0013
| West | CA | 06085 |  |  | CITY OF GILROY | 9951811 | 54368813 | 99439812 | 68408314 | 20100102 | 221112 |  |  |  | 160 |  | N | Y | oil | 0.0093836 | 0.00012557 | 4.35e-06 | 100
| West | CA | 06075 |  |  | 500 WASHINGTON C/O CBRE, INC | 16007211 | 100466413 | 99255912 | 140712614 | 20100102 | 221112 |  |  |  | 999 |  | N | Y | oil | 0.0093836 | 0.00065452 | 4.35e-06 | 100
| West | CA | 06075 |  |  | KGO-TV | 14166911 | 83661113 | 75121912 | 109150914 | 20100102 | 221112 |  |  |  | 160 |  | N | Y | oil | 0.0093706 | 0.00014754 | 1.305e-05 | 100
| West | CA | 06081 |  |  | MONOGRAM BIOSCIENCES | 9977111 | 100672013 | 76433712 | 141029714 | 20100102 | 221112 |  |  |  | 999 |  | N | Y | oil | 0.0093291 | 0.00015356 | 1.0701e-05 | 45
| LADCO | MI | 26163 |  |  | DTE - Electric Company RIVER ROUGE | 8229311 | 110169813 | 6561712 | 155878814 | 20200401 | 221112 |  |  | 125 | 160 |  | N | Y | oil | 0.0093 | 0.00016 | 5e-06 | 79
10129_G_GEN1 | MANE-VU | PA | 42063 | 10129 | GEN1 | PA STATE SYS OF HIGHER ED/INDIANA UNIV | 3019411 | 38365313 | 36636312 | 13550414 | 20100101 | 611310 | Combustion Turbine | Natural Gas, Distillate Fuel Oil | 148 | 120 | Y | N | N |  | 0.009073 | 0.00069052 | 0.009509 | 78 | daily flat | diurnal flat | MANE-VU_gas_nonpeak
| MANE-VU | DE | 10003 |  |  | EDGE MOOR ENERGY CENTER | 827811 | 46232813 | 43900212 | 48462414 | 20100102 | 221112 |  |  | 125 | 160 |  | N | Y | oil | 0.00906 | 0.00021 | 0.0005955 | 2
| West North Central | IA | 19103 |  |  | MIDAMERICAN ENERGY CO - CORALVILLE TURBINES | 3925111 | 37692513 | 35953712 | 42244814 | 20200102 | 221112 |  |  | 125 | 160 |  | N | Y | oil | 0.00906 | 0.0006375 | 0.0005955 | 2
| MANE-VU | MD | 24017 |  |  | CPV Maryland, LLC - St. Charles Project | 17878111 | 125590913 | 127439812 | 180576314 | 20100102 | 221112 |  |  | 125 | 690 |  | N | Y | oil | 0.0090375 | 0.00081 | 1.5e-06 | 2080
|  | HI | 15001 |  |  | HELCO - Puna Power Plant | 7429211 | 9211113 | 9098612 | 154892714 | 20100102 | 221112 |  |  | 125 | 160 |  | N | Y | oil | 0.010971 | 0.00019049 | 6.9e-07 | 1
| West | CA | 06085 |  |  | CITY OF PALO ALTO EQUIPMENT MANAGEMENT | 1546311 | 44378413 | 98869412 | 52965614 | 20100202 | 221112 |  |  | 125 | 160 |  | N | Y | gas | 0.0090295 | 0.00045095 | 2.5625e-05 | 1050
| West | CA | 06055 |  |  | CALIFORNIA HIGHWAY PATROL | 14265711 | 84254813 | 108473912 | 110337214 | 20201002 | 221112 |  |  |  | 160 |  | N | Y | gas | 0.0090259 | 3.7624e-05 | 3.48e-05 | 8736
| West | CA | 06001 |  |  | ALAMEDA COUNTY PUBLIC WORKS AGENCY | 15713911 | 100404013 | 98835112 | 140613214 | 20300101 | 221112 |  |  |  | 999 |  | N | Y | oil | 0.0090082 | 0.00062834 | 4.176e-06 | 20
| Southwest | NM | 35025 |  |  | Xcel Energy - Cunningham Station | 5229511 | 91563013 | 88526112 | 124770314 | 20100102 | 221112 |  |  | 125 | 160 |  | N | Y | oil | 0.009 |  |  | 5
| South | TX | 48157 |  |  | BRAZOS VALLEY ENERGY CENTER | 9138811 | 99226413 | 96151412 | 138877914 | 20100101 | 22111 |  |  | 125 | 999 |  | N | Y | oil | 0.009 | 0.02 |  | 8760
| West | CA | 06041 |  |  | PACIFIC GAS AND ELECTRIC COMPANY | 255411 | 83608413 | 98767212 | 109045114 | 20100202 | 221112 |  |  |  | 160 |  | N | Y | gas | 0.0089054 | 2.619e-05 | 1.488e-06 | 100
| South | TX | 48157 |  |  | BRAZOS VALLEY ENERGY CENTER | 9138811 | 57885713 | 51667912 | 75595214 | 20100202 | 22111 |  |  | 125 | 160 |  | N | Y | gas | 0.0089 | 0.0001 | 0.0002 | 5
| West | CA | 06081 |  |  | S F BAY AREA RAPID TRANSIT DISTRICT | 13778111 | 83731913 | 75228412 | 109314514 | 20100102 | 221112 |  |  |  | 160 |  | N | Y | oil | 0.0088985 | 0.00050441 | 9.244e-06 | 12
| South | LA | 22079 |  |  | Alexandria City of - DG Hunter Generating Station | 5740811 | 126375813 | 128017612 | 181582914 | 20100102 | 221112 |  |  | 125 | 160 |  | N | Y | oil | 0.00882 | 0.00046 | 2e-05 | 35
| West | CA | 06081 |  |  | CITY OF FOSTER CITY | 14308111 | 84391913 | 101229512 | 110566214 | 20100102 | 221112 |  |  |  | 160 |  | N | Y | oil | 0.0087361 | 0.0001169 | 4.05e-06 | 100
| West | CA | 06001 |  |  | ALAMEDA COUNTY PUBLIC WORKS AGENCY | 15713911 | 100404313 | 98835412 | 140613514 | 20300101 | 221112 |  |  |  | 999 |  | N | Y | oil | 0.0087267 | 0.0006087 | 4.045e-06 | 20
| West | CA | 06085 |  |  | CITY OF PALO ALTO EQUIPMENT MANAGEMENT | 1546311 | 44378213 | 98869312 | 53002414 | 20100202 | 221112 |  |  | 125 | 160 |  | N | Y | gas | 0.0086958 | 0.00043429 | 2.4678e-05 | 1050
| West | CA | 06001 |  |  | CITY OF HAYWARD GARIN P/S | 15735711 | 100611113 | 100092312 | 140946214 | 20100102 | 221112 |  |  |  | 999 |  | N | Y | oil | 0.0086798 | 0.00060543 | 4.024e-06 | 100
| LADCO | IL | 17039 |  |  | Exelon Generation Co LLC | 2561311 | 110367613 | 113991912 | 156193814 | 20100102 | 221112 |  |  | 125 | 160 |  | N | Y | oil | 0.00864 | 0 | 0.00027 | 27
| MANE-VU | NJ | 34017 |  |  | Hudson Generating Station | 7591411 | 124738913 | 61271412 | 177715814 | 20300101 | 221112 |  |  | 125 | 290 |  | N | Y | oil | 0.0086 | 0.0001 | 0
| West | CA | 06001 |  |  | ALAMEDA COUNTY PUBLIC WORKS AGENCY | 10478311 | 52413113 | 76228112 | 68341414 | 20100102 | 221112 |  |  |  | 160 |  | N | Y | oil | 0.008586 | 0.00059889 | 3.98e-06 | 24
| West | CA | 06013 |  |  | SAN FRANCISCO BART DISTRICT (BART) | 17254311 | 120133013 | 121419712 | 170619214 | 20100102 | 221112 |  |  |  | 999 |  | N | Y | oil | 0.0085412 | 0.00031169 | 1.6965e-05 | 50
2296_G_3 | West North Central | NE | 31173 | 2296 | 3 | Pender Municipal Power Plant | 6911211 | 13704413 | 13505112 | 24488514 | 20200402 | 926130 | Combustion Turbine | Natural Gas, Distillate Fuel Oil | 125 | 160 | N | N | N |  | 0.00854 | 0.000145 |  |  | West North Central Composite Nonpeaking | West North Central Composite Nonpeaking | West North Central_comp_nonpeak
| LADCO | MI | 26139 |  |  | J. H. Campbell Plant | 8125511 | 125763613 | 6898612 | 180806514 | 20100202 | 221112 |  |  | 125 | 160 |  | N | Y | gas | 0.00852 | 6e-05 | 0 | 17
| South | MO | 29097 |  |  | CARTHAGE WATER AND ELECTRIC | 5339111 | 59039513 | 58119112 | 87818414 | 20100202 | 221112 |  |  | 125 | 160 |  | N | Y | gas | 0.0085
| West | CA | 06111 |  |  | MANDALAY GENERATING STATION | 5705211 | 23052013 | 97659412 | 50040514 | 20300101 | 221112 |  |  | 125 | 160 |  | N | Y | oil | 0.00849 | 0.0005773 | 0.0001 | 52
| West | CA | 06081 |  |  | S F BAY AREA RAPID TRANSIT DISTRICT | 13778011 | 83731613 | 75228112 | 109314214 | 20100102 | 221112 |  |  |  | 160 |  | N | Y | oil | 0.008375 | 0.00047474 | 8.7e-06 | 12
| West | CA | 06085 |  |  | CITY OF PALO ALTO EQUIPMENT MANAGEMENT | 1546311 | 44378313 | 98869512 | 52965714 | 20100202 | 221112 |  |  | 125 | 160 |  | N | Y | gas | 0.008362 | 0.00041762 | 2.3731e-05 | 1050
| South | TX | 48453 |  |  | DECKER CREEK POWER PLANT | 5021711 | 28729013 | 27543912 | 3619014 | 20100102 | 22111 |  |  | 125 | 160 |  | N | Y | oil | 0.0083 | 0.0001 | 0.0005 | 15
| South | TX | 48485 |  |  | WF COGENERATION PLANT | 5127311 | 99448913 | 96374512 | 139169914 | 20100102 | 22111 |  |  | 125 | 160 |  | N | Y | oil | 0.0083 | 0.0006 | 0.0005 | 5
| West | CA | 06097 |  |  | COMCAST CABLE CORPORATION | 13781011 | 83777113 | 75301212 | 109394314 | 20100102 | 221112 |  |  |  | 160 |  | N | Y | oil | 0.0081782 | 0.00017462 | 8.496e-06 | 100
| West North Central | IA | 19057 |  |  | IPL - BURLINGTON GENERATING STATION | 5511811 | 27179413 | 26079812 | 136988414 | 20200401 | 221112 |  |  | 125 | 160 |  | N | Y | oil | 0.0081687 | 0.00014081 | 3.8792e-06 | 1
| West | CA | 06081 |  |  | UNIVERSITY CIRCLE | 14232911 | 83610413 | 75007712 | 109048714 | 20100102 | 221112 |  |  |  | 160 |  | N | Y | oil | 0.0081656 | 0.00046287 | 8.482e-06 | 8736
|  | HI | 15001 |  |  | HELCO - Keahole Power Plant | 928911 | 47995313 | 45530412 | 158877714 | 20100101 | 221112 |  |  | 125 | 120 |  | N | Y | oil | 0.01 | 0.0015481 | 9.44e-05 | 692
| LADCO | WI | 55021 |  |  | WPL - COLUMBIA ENERGY CENTER | 7673611 | 113611913 | 124601912 | 174264614 | 20300101 | 221112 |  |  | 125 | 160 |  | N | Y | oil | 0.0081625 | 0.0035955 | 0.003439
| West | CA | 06085 |  |  | FOOTHILL/DEANZA COMMUNITY COLLEGE DISTRICT | 9953911 | 84068513 | 75805012 | 109976414 | 20100102 | 221112 |  |  |  | 160 |  | N | Y | oil | 0.0081366 | 0.00030549 | 7.678e-06 | 50
| West | CA | 06075 |  |  | SFPUC | 10055411 | 53984513 | 75392412 | 68342514 | 20100102 | 221112 |  |  | 125 | 160 |  | N | Y | oil | 0.0081229 | 0.00017534 | 5.981e-06 | 8736
| West North Central | IA | 19179 |  |  | IPL - OTTUMWA GENERATING STATION | 3732211 | 37542813 | 35816812 | 137108714 | 20100101 | 221112 |  |  | 125 | 120 |  | N | Y | oil | 0.008116 | 0.00010245 | 1.4037e-05 | 2
| MANE-VU | NJ | 34023 |  |  | Sewaren Generating Station | 6719611 | 124758413 | 61032812 | 177794414 | 20200102 | 221112 |  |  | 125 | 290 |  | N | Y | oil | 0.0081 | 0 | 0
|  | AK | 02261 |  |  | Glennallen Diesel Plant | 1025511 | 47331113 | 44875812 | 62662514 | 20100102 | 221112 |  |  | 125 | 160 |  | N | Y | oil | 0.01 | 0 | 0
|  | AK | 02261 |  |  | CVEA Cogeneration Project | 1025411 | 47331613 | 44876612 | 62663214 | 20100102 | 221112 |  |  | 125 | 160 |  | N | Y | oil | 0.01 | 0 | 0
|  | AK | 02150 |  |  | Nyman Power Plant | 10698011 | 64075013 | 58767412 | 88854814 | 20100102 | 221112 |  |  | 125 | 160 |  | N | Y | oil | 0.01 | 0 | 0 | 8736
|  | AK | 02185 |  |  | Barrow Power Plant | 10573111 | 52329613 | 51084312 | 88862614 | 20100101 | 221112 |  |  | 125 | 120 |  | N | Y | oil | 0.01 | 0 | 0
|  | AK | 02185 |  |  | Barrow Power Plant | 10573111 | 52329713 | 51237512 | 88862714 | 20100101 | 221112 |  |  | 125 | 120 |  | N | Y | oil | 0.01 | 0 | 0
|  | AK | 02185 |  |  | Barrow Power Plant | 10573111 | 52329813 | 50921112 | 88862814 | 20100101 | 221112 |  |  | 125 | 120 |  | N | Y | oil | 0.01 | 0 | 0
|  | AK | 02185 |  |  | Barrow Power Plant | 10573111 | 52330013 | 51026112 | 88863114 | 20100101 | 221112 |  |  | 125 | 120 |  | N | Y | oil | 0.01 | 0 | 0
|  | AK | 02020 |  |  | DU-JBER-Electric, Gas, Drinking Water and Sanitary Services | 662111 | 97089713 | 95346812 | 136907314 | 20100102 | 221112 |  |  | 102 | 160 |  | N | Y | oil | 0.01 | 0 | 0
|  | AK | 02020 |  |  | DU-JBER-Electric, Gas, Drinking Water and Sanitary Services | 662111 | 97090313 | 95347412 | 136907914 | 20300101 | 221112 |  |  | 102 | 160 |  | N | Y | oil | 0.01 | 0 | 0
|  | AK | 02020 |  |  | DU-JBER-Electric, Gas, Drinking Water and Sanitary Services | 662111 | 97090413 | 95347512 | 136908014 | 20300101 | 221112 |  |  | 102 | 160 |  | N | Y | oil | 0.01 | 0 | 0
| West | CA | 06081 |  |  | PACIFIC GAS AND ELECTRIC COMPANY | 576111 | 84383513 | 99047612 | 110550614 | 20100202 | 221112 |  |  |  | 160 |  | N | Y | gas | 0.008044 | 2.3657e-05 | 1.344e-06 | 100
| LADCO | IN | 18127 |  |  | NIPSCO BAILLY STATION | 7376611 | 10539013 | 10441912 | 123749514 | 20200401 | 221112 |  |  | 125 | 999 |  | N | Y | oil | 0.0080064 | 0.00013912 | 3.79e-06
3000_G_3 | South | OK | 40119 | 3000 | 3 | BOOMER LAKE STATION | 5615011 | 98406313 | 95723412 | 138331914 | 20100102 | 221112 | Combustion Turbine | Distillate Fuel Oil | 125 | 160 | N | N | N | oil | 0.008 | 0.00097663 | 0.002 | 4 | South Oil Peaking | South Oil Peaking | South_oil_peak
| South | TX | 48135 |  |  | ECTOR COUNTY ENERGY CENTER | 17728811 | 123034213 | 125146312 | 175114814 | 20200102 | 22111 |  |  | 125 | 160 |  | N | Y | oil | 0.008 | 0.0003 |  | 22
| West | CA | 06061 |  |  | NCPA DISPATCH CENTER | 14019411 | 100278413 | 98236612 | 140439314 | 20100102 | 221112 |  |  |  | 999 |  | N | Y | oil | 0.008 |  |  | 8736
| South | LA | 22019 |  |  | Entergy LA LLC - Nelson Industrial Steam Co (NISCO) | 7380711 | 126382513 | 128024112 | 181591114 | 20200253 | 221112 |  |  | 125 | 160 |  | N | Y | gas | 0.008 | 0.001 | 0.001 | 52
| South | LA | 22073 |  |  | Entergy Louisiana LLC - Sterlington Generating Plant | 7432611 | 126322513 | 127964912 | 181506714 | 20200253 | 221112 |  |  | 125 | 160 |  | N | Y | gas | 0.008 | 0.001 | 0.001 | 52
| South | LA | 22019 |  |  | Entergy Louisiana LLC - Roy S Nelson Plant | 8361211 | 126324013 | 127966312 | 181508914 | 20200253 | 221112 |  |  | 125 | 160 |  | N | Y | gas | 0.008 | 0.001 | 0.001 | 52
| West | CA | 06085 |  |  | CITY OF SUNNYVALE - DPS | 14173511 | 84434613 | 76418112 | 110642814 | 20100102 | 221112 |  |  |  | 160 |  | N | Y | oil | 0.007976 | 0.00055634 | 3.697e-06 | 8736
| MANE-VU | PA | 42107 |  |  | WESTWOOD GEN LLC/GEN STA | 4735811 | 67562813 | 62182112 | 93178314 | 20200102 | 221112 |  |  | 125 | 160 |  | N | Y | oil | 0.0079 | 0.00057644 | 0.0005 | 53
1105_G_1 | West North Central | IA | 19007 |  |  | IPL - CENTERVILLE COMBUSTION TURBINES AND DIESELS | 5523711 | 27493413 | 26395212 | 136944114 | 20200401 | 221112 |  |  | 125 | 160 |  | N | N | oil | 0.007884 | 0.0001359 | 3.744e-06 | 1 | West North Central Oil Peaking | West North Central Oil Peaking | West North Central_oil_peak
| West | CA | 06085 |  |  | CITY OF SUNNYVALE- CORP YARD | 14319111 | 84425613 | 76403312 | 110625514 | 20100102 | 221112 |  |  |  | 160 |  | N | Y | oil | 0.0078822 | 0.0005498 | 3.654e-06 | 8736
| West North Central | IA | 19007 |  |  | IPL - CENTERVILLE COMBUSTION TURBINES AND DIESELS | 5523711 | 123989413 | 62259212 | 176539914 | 20100102 | 221112 |  |  | 125 | 160 |  | N | Y | oil | 0.0078218 | 0.0003626 | 0.00051411 | 1
| West | CA | 06085 |  |  | FOOTHILL/DEANZA COMMUNITY COLLEGE DISTRICT | 9953911 | 84068813 | 99393312 | 109976714 | 20100102 | 221112 |  |  |  | 160 |  | N | Y | oil | 0.0078118 | 0.00010454 | 3.621e-06 | 100
| South | TX | 48395 |  |  | OAK GROVE STEAM ELECTRIC STATION | 13385811 | 71177713 | 88445412 | 124654814 | 20200102 | 22111 |  |  | 125 | 160 |  | N | Y | oil | 0.0078 | 0.0006 | 0.001 | 14
| West | CA | 06013 |  |  | MACY S (CONCORD WOMEN/MENS/HOME) | 16018911 | 100511813 | 99576912 | 140781414 | 20100102 | 221112 |  |  |  | 999 |  | N | Y | oil | 0.0076945 | 0.00053671 | 3.567e-06 | 100
| West | CA | 06085 |  |  | EQUINIX LLC | 16017711 | 100385613 | 98746112 | 140586914 | 20100102 | 221112 |  |  |  | 999 |  | N | Y | oil | 0.0076634 | 0.00013257 | 1.0223e-05 | 8736
| West | CA | 06013 |  |  | COMCAST OF COLORADO/TEXAS/WASHINGTON, INC | 14318111 | 84418513 | 76393012 | 110614614 | 20100102 | 221112 |  |  |  | 160 |  | N | Y | oil | 0.0076414 | 0.00024677 | 1.2006e-05 | 100
| West | CA | 06085 |  |  | COMCAST | 13797211 | 100675513 | 100370512 | 141035514 | 20100102 | 221112 |  |  |  | 999 |  | N | Y | oil | 0.0076216 | 0.00036137 | 1.4855e-05 | 21
| South | MO | 29097 |  |  | CARTHAGE WATER AND ELECTRIC | 5339111 | 59040313 | 58119412 | 87819014 | 20100102 | 221112 |  |  | 125 | 160 |  | N | Y | oil | 0.0076 | 0.0002 | 0.0005
| West | CA | 06001 |  |  | CITY OF SAN LEANDRO FIRE STATION #9 | 10478911 | 52412513 | 49631012 | 68328114 | 20100102 | 221112 |  |  |  | 160 |  | N | Y | oil | 0.0075068 | 0.00010045 | 3.48e-06 | 8736
| West | CA | 06097 |  |  | WINDSOR FIRE PROTECTION DISTRICT | 14284311 | 83777213 | 99082212 | 109394414 | 20100102 | 221112 |  |  |  | 160 |  | N | Y | oil | 0.0075068 | 0.00010045 | 3.48e-06 | 100
| South | AR | 05139 |  |  | Entergy Arkansas, Inc. - Union Power Station | 1016511 | 122190013 | 124519212 | 174167814 | 20301001 | 221112 |  |  | 125 | 160 |  | N | Y | gas | 0.0075 | 0.00074653 | 3.7326e-06 | 17
| MANE-VU | NY | 36063 |  |  | LOCKPORT COGENERATION FACILITY | 7417511 | 7977613 | 58941812 | 17440114 | 20200101 | 221112 |  |  | 125 | 120 |  | N | Y | oil | 0.0074736 | 8.588e-05 | 4.671e-05
| South | LA | 22055 |  |  | Lafayette Utilities System - T J Labbe Electric Generating Station | 9587011 | 80803713 | 71919912 | 104225414 | 20100102 | 221112 |  |  | 125 | 999 |  | N | Y | oil | 0.0074 | 0.0005 | 0.0002 | 8736
| West | CA | 06085 |  |  | CITY OF PALO ALTO EQUIPMENT MANAGEMENT | 1546311 | 44378113 | 98869612 | 53002514 | 20100202 | 221112 |  |  | 125 | 160 |  | N | Y | gas | 0.0073513 | 0.00036714 | 2.0863e-05 | 1050
| LADCO | MI | 26137 |  |  | Wolverine Power Supply Co-op - Alpine Power Plant | 17884311 | 125795713 | 127566512 | 180881114 | 20200102 | 221112 |  |  | 125 | 160 |  | N | Y | oil | 0.00733 | 0.00032743 | 0.00258 | 12
| SESARM | SC | 45079 |  |  | SCE&G COIT | 3426211 | 99905813 | 64019112 | 139793914 | 20200102 | 221112 |  |  | 125 | 160 |  | N | Y | oil | 0.0072985 | 0.000513 | 0.0004799 | 2
| West | CA | 06001 |  |  | SAN FRANCISCO BAY AREA RAPID TRANSIT DISTRICT | 10477111 | 52416413 | 74843112 | 68360214 | 20100102 | 221112 |  |  |  | 160 |  | N | Y | oil | 0.0072583 | 0.00016866 | 7.395e-06 | 12
1875_G_8 | LADCO | MI | 26063 | 1875 | 8 | THUMB ELECTRIC COOPERATIVE | 5984511 | 24542713 | 109183412 | 28599714 | 20100202 | 221112 | Combustion Turbine | Distillate Fuel Oil | 125 | 160 | N | N | N | gas | 0.007242 | 5.1e-05 | 1.7e-06 | 1 | LADCO Gas Peaking | LADCO Gas Peaking | LADCO_gas_peak
1875_G_8 | LADCO | MI | 26063 | 1875 | 8 | THUMB ELECTRIC COOPERATIVE | 5984511 | 24542713 | 109183612 | 28599714 | 20100202 | 221112 | Combustion Turbine | Distillate Fuel Oil | 125 | 160 | N | N | N | gas | 0.007242 | 5.1e-05 | 1.7e-06 | 1 | LADCO Gas Peaking | LADCO Gas Peaking | LADCO_gas_peak
1875_G_8 | LADCO | MI | 26063 | 1875 | 8 | THUMB ELECTRIC COOPERATIVE | 5984511 | 24542713 | 109184112 | 28599714 | 20100202 | 221112 | Combustion Turbine | Distillate Fuel Oil | 125 | 160 | N | N | N | gas | 0.007242 | 5.1e-05 | 1.7e-06 | 1 | LADCO Gas Peaking | LADCO Gas Peaking | LADCO_gas_peak
1875_G_8 | LADCO | MI | 26063 | 1875 | 8 | THUMB ELECTRIC COOPERATIVE | 5984511 | 24542713 | 109183512 | 28599714 | 20100202 | 221112 | Combustion Turbine | Distillate Fuel Oil | 125 | 160 | N | N | N | gas | 0.007242 | 5.1e-05 | 1.7e-06 | 1 | LADCO Gas Peaking | LADCO Gas Peaking | LADCO_gas_peak
| West | CA | 06001 |  |  | CITY OF HAYWARD 1000 RESERVOIR | 13747111 | 83392413 | 74631312 | 108600514 | 20100102 | 221112 |  |  |  | 160 |  | N | Y | oil | 0.0072387 | 0.00063164 | 2.9798e-05 | 8736
| West | CA | 06081 |  |  | S F BAY AREA RAPID TRANSIT DISTRICT | 13791111 | 83911013 | 75540912 | 109657214 | 20100102 | 221112 |  |  |  | 160 |  | N | Y | oil | 0.0072235 | 0.00040947 | 7.504e-06 | 12
| West | CA | 06001 |  |  | 2929 SEVENTH STREET LLC | 13748111 | 83399113 | 100061212 | 108611814 | 20100102 | 221112 |  |  |  | 160 |  | N | Y | oil | 0.0072235 | 0.00040947 | 7.504e-06 | 100
| West | CA | 06081 |  |  | UNIVERSITY CIRCLE | 14232911 | 83610313 | 98718312 | 109048614 | 20100102 | 221112 |  |  |  | 160 |  | N | Y | oil | 0.0072235 | 0.00040947 | 7.504e-06 | 100
| West North Central | IA | 19097 |  |  | MAQUOKETA MUNICIPAL ELEC UTILITY | 12806911 | 67853413 | 62401312 | 93624914 | 20200401 | 221112 |  |  | 125 | 160 |  | N | Y | oil | 0.007216 | 0.00012425 | 3.3825e-06 | 5
| LADCO | IL | 17127 |  |  | Midwest Electric Power Inc | 5535711 | 26974213 | 25876112 | 42783414 | 20300101 | 221112 |  |  | 125 | 160 |  | N | Y | oil | 0.0072 | 0.0002 | 0.000115 | 1
| MANE-VU | NH | 33013 |  |  | PSNH d/b/a EVERSOURCE ENERGY - MERRIMACK STATION | 8178911 | 6758413 | 6718812 | 22137514 | 20200102 | 221112 |  |  | 125 | 160 |  | N | Y | oil | 0.00717 | 0.00061394 | 0.00058
| West | CA | 06085 |  |  | IBM CORPORATION | 13770911 | 83652513 | 75082512 | 109139014 | 20100102 | 221112 |  |  |  | 160 |  | N | Y | oil | 0.0071056 | 0.00028228 | 1.3159e-05 | 50
| SESARM | SC | 45003 |  |  | SCE&G URQUHART | 5045611 | 99892513 | 30726012 | 139736614 | 20100102 | 221112 |  |  | 125 | 999 |  | N | Y | oil | 0.007102 | 0.00017322 | 0.00046703 | 2
665_G_13 | SESARM | FL | 12086 | 665 | 13 | HOMESTEAD CITY UTILITIES | 3532711 | 36554613 | 34813912 | 92686714 | 20100202 | 2211 | Combustion Turbine | Natural Gas, Distillate Fuel Oil | 125 | 160 | N | N | N |  | 0.0071 | 4.55e-05 | 1.5e-05 | 450 | SESARM Composite Nonpeaking | SESARM Composite Nonpeaking | SESARM_comp_nonpeak
| South | TX | 48215 |  |  | RED GATE POWER PLANT | 17910611 | 126705013 | 128295712 | 181986414 | 20200401 | 22111 |  |  | 125 | 160 |  | N | Y | oil | 0.0071 | 0.0001 |  | 4
| West | CA | 06001 |  |  | CALSTRS 180GRAND LLC | 13799311 | 84004813 | 75696912 | 109833114 | 20300101 | 221112 |  |  |  | 160 |  | N | Y | oil | 0.0070377 | 0.00049089 | 3.262e-06 | 8736
| West | CA | 06097 |  |  | CITY OF SANTA ROSA | 16024611 | 100680413 | 100416912 | 141043614 | 20100102 | 221112 |  |  |  | 999 |  | N | Y | oil | 0.0070377 | 9.4176e-05 | 3.262e-06 | 20
| West | CA | 06081 |  |  | TOWN OF HILLSBOROUGH (CORPORATION YARD) | 14299311 | 100383313 | 98738912 | 140583614 | 20100102 | 221112 |  |  |  | 999 |  | N | Y | oil | 0.0070377 | 0.00049089 | 3.262e-06 | 52
1660_G_IC1 | MANE-VU | MA | 25021 | 1660 | IC1 | BRAINTREE ELECTRIC | 6569511 | 87608113 | 83799112 | 118814414 | 20200401 | 221112 | Combustion Turbine | Distillate Fuel Oil | 125 | 160 | N | N | N | oil | 0.007 | 0.00023105 | 0 |  | MANE-VU Oil Peaking | MANE-VU Oil Peaking | MANE-VU_oil_peak
| South | OK | 40131 |  |  | PSO NORTHEASTERN PWR STA | 8212411 | 6698613 | 6664812 | 15999414 | 20100102 | 221112 |  |  | 125 | 160 |  | N | Y | oil | 0.007 |  |  | 2
| MANE-VU | NY | 36103 |  |  | PE - BAYSHORE LLC | 8475011 | 118514513 | 305412 | 167016714 | 20100909 | 221112 |  |  | 125 | 160 |  | N | Y | gas | 0.007 |  | 0.0525
| South | OK | 40109 |  |  | REDBUD PWR PLT | 9219711 | 107295013 | 110802612 | 151953114 | 20201001 | 221112 |  |  | 125 | 160 |  | N | Y | gas | 0.007 |  |  | 31
| West North Central | IA | 19005 |  |  | IPL - LANSING GENERATING STATION | 5509311 | 27501013 | 26399712 | 93357314 | 20100102 | 221112 |  |  | 125 | 160 |  | N | Y | oil | 0.0069158 | 0.0003206 | 0.00045456 | 9
| West | CA | 06081 |  |  | JC PENNY COMPANY, STORE #J1959-6 | 16018611 | 100672113 | 100352312 | 141029814 | 20100102 | 221112 |  |  |  | 999 |  | N | Y | oil | 0.0068914 | 0.00048069 | 3.195e-06 | 8736
| West | CA | 06095 |  |  | SUISUN - SOLANO WATER AUTHORITY SPORTS COMPLEX | 9860311 | 54182613 | 98420312 | 68293114 | 20100102 | 221112 |  |  |  | 160 |  | N | Y | oil | 0.0068166 | 0.00017237 | 5.655e-06 | 52
1875_G_8 | LADCO | MI | 26063 | 1875 | 8 | THUMB ELECTRIC COOPERATIVE | 5984511 | 24542713 | 109183712 | 28599714 | 20100202 | 221112 | Combustion Turbine | Distillate Fuel Oil | 125 | 160 | N | N | N | gas | 0.006816 | 4.8e-05 | 1.6e-06 | 1 | LADCO Gas Peaking | LADCO Gas Peaking | LADCO_gas_peak
1875_G_8 | LADCO | MI | 26063 | 1875 | 8 | THUMB ELECTRIC COOPERATIVE | 5984511 | 24542713 | 109184312 | 28599714 | 20100202 | 221112 | Combustion Turbine | Distillate Fuel Oil | 125 | 160 | N | N | N | gas | 0.006816 | 4.8e-05 | 1.6e-06 | 1 | LADCO Gas Peaking | LADCO Gas Peaking | LADCO_gas_peak
| SESARM | KY | 21059 |  |  | Owensboro Municipal Utilities - Elmer Smith Station | 5891711 | 109092113 | 112605812 | 154555614 | 20100101 | 221112 |  |  | 125 | 999 |  | N | Y | oil | 0.0067276 | 5.92e-05 | 0.00025229
| West North Central | WY | 56023 |  |  | Naughton Plant | 8419211 | 124654613 | 122589212 | 177542414 | 20200102 | 221112 |  |  | 125 | 160 |  | N | Y | oil | 0.00662 | 0.00047 | 0.00044 | 1
2098_B_8 | South | MO | 29021 | 2098 | 8 | KCP AND L GREATER MISSOURI OPERATIONS CO LAKE ROAD GENERATING STATION | 6346411 | 58923713 | 54761312 | 87787214 | 10100501 | 221112 | O/G Steam | Natural Gas | 125 | 100 | Y | N | N | oil | 0.0066 | 0.0008 | 0.0041 |  | daily flat | diurnal flat | South_gas_peak
| South | MO | 29007 |  |  | AMEREN MISSOURI AUDRAIN POWER STATION | 6998911 | 14700313 | 14395012 | 25137414 | 20200401 | 221112 |  |  | 125 | 160 |  | N | Y | oil | 0.0066 | 0.0001
| West | CA | 06075 |  |  | PROLOGIS | 13800811 | 84021213 | 75732212 | 109862314 | 20100102 | 221112 |  |  |  | 160 |  | N | Y | oil | 0.0065853 | 0.00020825 | 7.612e-06 | 100
| West | CA | 06077 |  |  | EAST BAY MUNICIPAL UTILITY DISTRICT | 15994811 | 102312213 | 105829412 | 143726414 | 20100102 | 221112 |  |  |  | 999 |  | N | Y | oil | 0.0065829 | 0.00025351 | 5.9304e-06 | 5
| South | AR | 05069 |  |  | ENTERGY ARK-WHITE BLUFF | 893911 | 105986913 | 109686112 | 150305914 | 20200102 | 221112 |  |  | 125 | 160 |  | N | Y | oil | 0.0065 | 0.00039065 | 0.0025 | 8
| MANE-VU | NJ | 34017 |  |  | Hudson Generating Station | 7591411 | 94591113 | 61271412 | 129460914 | 20300101 | 221112 |  |  | 125 | 290 |  | N | Y | oil | 0.0065 | 0.0002 | 0
| MANE-VU | NY | 36103 |  |  | SOUTHOLD GT FACILITY | 7942711 | 2538813 | 2449912 | 135428214 | 20200902 | 221112 |  |  | 125 | 160 |  | N | Y | gas | 0.0065 | 0.00040721 | 0.00039005
| West North Central | IA | 19113 |  |  | IPL - PRAIRIE CREEK GENERATING STATION | 3940211 | 125640413 | 127492412 | 180643714 | 20200102 | 221112 |  |  | 125 | 160 |  | N | Y | oil | 0.0064432 | 0.00474 | 0.00010389 | 113
| West | CA | 06081 |  |  | BOSTON PROPERTIES | 9981111 | 54517413 | 75008212 | 68665814 | 20300101 | 221112 |  |  |  | 160 |  | N | Y | oil | 0.006342 | 0.00020527 | 5.438e-06 | 8736
| South | TX | 48395 |  |  | OAK GROVE STEAM ELECTRIC STATION | 13385811 | 105258613 | 108791412 | 149500714 | 20200102 | 22111 |  |  | 125 | 290 |  | N | Y | oil | 0.0063 | 0.0003 | 0.0011 | 21
| West North Central | WY | 56023 |  |  | Naughton Plant | 8419211 | 124654313 | 122588912 | 177542114 | 20200102 | 221112 |  |  | 125 | 160 |  | N | Y | oil | 0.006255 | 0.000445 | 0.000415 | 2
| West | CA | 06081 |  |  | CITY OF BURLINGAME | 9981811 | 54516613 | 49659912 | 68403214 | 20100102 | 221112 |  |  |  | 160 |  | N | Y | oil | 0.0062294 | 0.00020117 | 9.787e-06 | 8736
171_G_2 | South | AR | 05119 |  |  | ENTERGY ARK-MABELVALE | 863611 | 47485713 | 45019812 | 62158314 | 20100102 | 221112 |  |  | 125 | 160 |  | N | N | oil | 0.0061299 | 0.00042083 | 0.0004031 | 2 | South Oil Peaking | South Oil Peaking | South_oil_peak
10129_G_GEN3 | MANE-VU | PA | 42063 | 10129 | GEN3 | PA STATE SYS OF HIGHER ED/INDIANA UNIV | 3019411 | 38365413 | 36636012 | 93065314 | 20100101 | 611310 | Combustion Turbine | Natural Gas, Distillate Fuel Oil | 148 | 120 | Y | N | N |  | 0.006121 | 0.00046573 | 0.006437 | 67 | daily flat | diurnal flat | MANE-VU_gas_nonpeak
| West | CA | 06001 |  |  | CITY OF SAN LEANDRO FIRE STATION #12 | 10478611 | 52412813 | 49631112 | 68328214 | 20100102 | 221112 |  |  |  | 160 |  | N | Y | oil | 0.0060993 | 8.1619e-05 | 2.827e-06 | 8736
50388_B_K2 | West | CA | 06013 | 50388 | K2 | PHILLIPS 66 CARBON PLANT | 5812811 | 21488013 | 20598912 | 60618014 | 39000699 | 324199 | Coal Steam | Petroleum Coke | 157 | 210 | Y | N | N |  | 0.0060852 | 0.00059271 | 0.014969 | 8400 | daily flat | diurnal flat | West_comp_nonpeak
| West | CA | 06097 |  |  | CITY OF SANTA ROSA UTILITIES DEPT | 9883211 | 100388313 | 98755212 | 140591614 | 20100102 | 221112 |  |  |  | 999 |  | N | Y | oil | 0.0060405 | 8.6574e-05 | 7.245e-06 | 50
3799_G_GT4 | MANE-VU | VA | 51005 | 3799 | GT4 | Dominion - Low Moor CT Station | 9047011 | 57565713 | 49270012 | 71118514 | 20200102 | 221112 | Combustion Turbine | Distillate Fuel Oil | 125 | 120 | N | N | N | oil | 0.00604 | 9.6469e-06 | 0.000397 |  | MANE-VU Oil Peaking | MANE-VU Oil Peaking | MANE-VU_oil_peak
| MANE-VU | VA | 51670 |  |  | Dominion-Hopewell Power Station | 10633611 | 58466913 | 54228012 | 76741014 | 20200102 | 221112 |  |  | 125 | 160 |  | N | Y | oil | 0.00604 | 0.000425 | 0.000397
| MANE-VU | NH | 33015 |  |  | PSNH d/b/a EVERSOURCE ENERGY - NEWINGTON STATION | 7288011 | 8537113 | 8423712 | 21260914 | 20300101 | 221112 |  |  | 125 | 160 |  | N | Y | oil | 0.006039 | 0.00026604 | 0.00151
| South | LA | 22051 |  |  | Entergy Louisiana LLC - Ninemile Point Electric Generating Plant | 5521211 | 122066413 | 114614612 | 173970414 | 20200102 | 221112 |  |  | 125 | 160 |  | N | Y | oil | 0.006 |  |  | 52
| West | CA | 06061 |  |  | ROSEVILLE ENERGY PARK | 15695911 | 100281413 | 98240912 | 140442814 | 20100102 | 221112 |  |  | 125 | 999 |  | N | Y | oil | 0.006 |  |  | 8736
| West | CA | 06013 |  |  | CROCKETT COGENERATION, A CAL LTD PARTNERSHIP | 10533711 | 52528213 | 100631612 | 68469014 | 20100202 | 221112 |  |  | 125 | 160 |  | N | Y | gas | 0.0059796 | 2.4926e-05 | 2.3055e-05 | 52
10129_G_GEN4 | MANE-VU | PA | 42063 | 10129 | GEN4 | PA STATE SYS OF HIGHER ED/INDIANA UNIV | 3019411 | 38365213 | 36636212 | 93065414 | 20100101 | 611310 | Combustion Turbine | Natural Gas, Distillate Fuel Oil | 148 | 120 | Y | N | N |  | 0.005921 | 0.00045067 | 0.006329 | 59 | daily flat | diurnal flat | MANE-VU_gas_nonpeak
| West | CA | 06075 |  |  | DP 1550 BRYANT LLC | 13989511 | 83431413 | 74697612 | 108670714 | 20100102 | 221112 |  |  |  | 160 |  | N | Y | oil | 0.0058647 | 0.00040908 | 2.719e-06 | 100
| West | CA | 06081 |  |  | ALEXANDRIA REAL ESTATE EQUITIES, INC | 15729011 | 100512213 | 99584512 | 140781814 | 20100102 | 221112 |  |  |  | 999 |  | N | Y | oil | 0.0058647 | 0.00040908 | 2.719e-06 | 8736
2378_G_IC4 | MANE-VU | NJ | 34009 |  |  | B. L. England Generating Station | 5133011 | 25811013 | 60637712 | 22418614 | 20300101 | 221112 |  |  | 125 | 160 |  | N | N | oil | 0.0058 | 0.0007 | 0 |  | MANE-VU Oil Peaking | MANE-VU Oil Peaking | MANE-VU_oil_peak
| West | CA | 06097 |  |  | PACIFIC GAS AND ELECTRIC /AIR QUALITY PERMITS | 14362911 | 86396313 | 100142512 | 116626814 | 20100202 | 221112 |  |  |  | 160 |  | N | Y | gas | 0.0057804 | 1.7e-05 | 9.66e-07 | 100
| West | CA | 06085 |  |  | CITY OF SUNNYVALE - STATION 3 | 14319011 | 84425513 | 76403212 | 110625414 | 20100102 | 221112 |  |  |  | 160 |  | N | Y | oil | 0.0057709 | 0.00040253 | 2.675e-06 | 8736
| West | CA | 06085 |  |  | CITY OF GILROY | 9951611 | 54369013 | 99440012 | 68408514 | 20100102 | 221112 |  |  |  | 160 |  | N | Y | oil | 0.0057578 | 0.00017265 | 5.981e-06 | 100
| West | CA | 06001 |  |  | HERITAGE ESTATES/SUNDT CONSTRUCTION, INC | 10476111 | 52418813 | 121113812 | 68348914 | 20100102 | 221112 |  |  |  | 160 |  | N | Y | oil | 0.0057421 | 0.00011032 | 5.546e-06 | 8736
| SESARM | KY | 21145 |  |  | Paducah Power System - PPS Power Plant # 1 | 15073911 | 94795813 | 91584812 | 129811714 | 20300101 | 221112 |  |  | 125 | 999 |  | N | Y | oil | 0.005738 | 0.00041284 | 0.00037744
| West | CA | 06019 |  |  | COVANTA MENDOTA, L.P. | 5815911 | 21408413 | 20535412 | 60567214 | 20100102 | 221112 |  |  | 125 | 160 |  | N | Y | oil | 0.0057269 | 0.0005316 | 7.738e-05 | 25
| SESARM | SC | 45003 |  |  | SCE&G URQUHART | 5045611 | 99892713 | 30726012 | 139736814 | 20100102 | 221112 |  |  | 125 | 999 |  | N | Y | oil | 0.0056816 | 0.00013857 | 0.00037362 | 1
| LADCO | WI | 55071 |  |  | MANITOWOC PUBLIC UTILITIES | 7179611 | 14751813 | 14439112 | 67107614 | 20100202 | 221112 |  |  | 125 | 160 |  | N | Y | gas | 0.005555 | 5.05e-05 | 3.03e-06
| MANE-VU | NJ | 34017 |  |  | Bayonne Energy Center | 15658011 | 107371213 | 96822912 | 152070414 | 20200102 | 221112 |  |  | 125 | 290 |  | N | Y | oil | 0.0055 | 0.0002 | 0
| South | AR | 05119 |  |  | ENTERGY ARK-MABELVALE | 863611 | 47486013 | 57900612 | 62158014 | 20100102 | 221112 |  |  | 125 | 160 |  | N | Y | oil | 0.0054536 | 0.0003744 | 0.00035863 | 1
1875_G_8 | LADCO | MI | 26063 | 1875 | 8 | THUMB ELECTRIC COOPERATIVE | 5984511 | 24542713 | 109183512 | 28599814 | 20100102 | 221112 | Combustion Turbine | Distillate Fuel Oil | 125 | 160 | N | N | N | oil | 0.0053907 | 0.00040775 | 0.00035445 | 1 | LADCO Gas Peaking | LADCO Gas Peaking | LADCO_gas_peak
1875_G_8 | LADCO | MI | 26063 | 1875 | 8 | THUMB ELECTRIC COOPERATIVE | 5984511 | 24542713 | 109184112 | 28599814 | 20100102 | 221112 | Combustion Turbine | Distillate Fuel Oil | 125 | 160 | N | N | N | oil | 0.0053907 | 0.00040775 | 0.00035445 | 1 | LADCO Gas Peaking | LADCO Gas Peaking | LADCO_gas_peak
1875_G_8 | LADCO | MI | 26063 | 1875 | 8 | THUMB ELECTRIC COOPERATIVE | 5984511 | 24542713 | 109183612 | 28599814 | 20100102 | 221112 | Combustion Turbine | Distillate Fuel Oil | 125 | 160 | N | N | N | oil | 0.0053907 | 0.00040775 | 0.00035445 | 1 | LADCO Gas Peaking | LADCO Gas Peaking | LADCO_gas_peak
1875_G_8 | LADCO | MI | 26063 | 1875 | 8 | THUMB ELECTRIC COOPERATIVE | 5984511 | 24542713 | 109183412 | 28599814 | 20100102 | 221112 | Combustion Turbine | Distillate Fuel Oil | 125 | 160 | N | N | N | oil | 0.0053907 | 0.00040775 | 0.00035445 | 1 | LADCO Gas Peaking | LADCO Gas Peaking | LADCO_gas_peak
| West | CA | 06037 |  |  | LA CITY, DWP VALLEY GENERATING STATION | 5681911 | 85758713 | 119312712 | 114684414 | 20100102 | 221112 |  |  | 125 | 999 |  | N | Y | oil | 0.00538 | 0.00018373 | 5e-06 | 8736
| West | CA | 06001 |  |  | ALAMEDA COUNTY PUBLIC WORKS AGENCY | 16015511 | 100764913 | 100972712 | 141186314 | 20300101 | 221112 |  |  |  | 999 |  | N | Y | oil | 0.0053721 | 0.00037471 | 2.49e-06 | 50
| West | CA | 06001 |  |  | JC PENNY COMPANY, C/O PSI | 16018211 | 100467113 | 99259412 | 140713714 | 20100102 | 221112 |  |  |  | 999 |  | N | Y | oil | 0.005322 | 0.00037122 | 2.467e-06 | 20
| West | CA | 06085 |  |  | FOOTHILL/DEANZA COMMUNITY COLLEGE DISTRICT | 9953911 | 120256113 | 121848212 | 170794514 | 20100102 | 221112 |  |  |  | 999 |  | N | Y | oil | 0.0053123 | 0.00020056 | 9.831e-06 | 50
| West | CA | 06001 |  |  | PACIFIC GAS AND ELECTRIC | 10497911 | 52503113 | 49627912 | 68325614 | 20100102 | 221112 |  |  |  | 160 |  | N | Y | oil | 0.0052763 | 0.00029909 | 5.481e-06 | 100
| LADCO | IL | 17103 |  |  | Duke Energy Lee II LLC | 5483011 | 88662713 | 25690512 | 120340514 | 20100201 | 221112 |  |  | 125 | 120 |  | N | Y | gas | 0.0052463 | 0 | 4.875e-05 | 3
| LADCO | IL | 17103 |  |  | Duke Energy Lee II LLC | 5483011 | 88662713 | 84960112 | 120340514 | 20100201 | 221112 |  |  | 125 | 120 |  | N | Y | gas | 0.0052463 | 0 | 4.875e-05 | 3
| LADCO | IL | 17103 |  |  | Duke Energy Lee II LLC | 5483011 | 88662713 | 84960212 | 120340514 | 20100201 | 221112 |  |  | 125 | 120 |  | N | Y | gas | 0.0052463 | 0 | 4.875e-05 | 3
| LADCO | IL | 17103 |  |  | Duke Energy Lee II LLC | 5483011 | 88662713 | 84959912 | 120340514 | 20100201 | 221112 |  |  | 125 | 120 |  | N | Y | gas | 0.0052463 | 0 | 4.875e-05 | 3
| LADCO | IL | 17103 |  |  | Duke Energy Lee II LLC | 5483011 | 88662713 | 84959712 | 120340514 | 20100201 | 221112 |  |  | 125 | 120 |  | N | Y | gas | 0.0052463 | 0 | 4.875e-05 | 3
| LADCO | IL | 17103 |  |  | Duke Energy Lee II LLC | 5483011 | 88662713 | 84959812 | 120340514 | 20100201 | 221112 |  |  | 125 | 120 |  | N | Y | gas | 0.0052463 | 0 | 4.875e-05 | 3
| LADCO | IL | 17103 |  |  | Duke Energy Lee II LLC | 5483011 | 88662713 | 84959612 | 120340514 | 20100201 | 221112 |  |  | 125 | 120 |  | N | Y | gas | 0.0052463 | 0 | 4.875e-05 | 3
| LADCO | IL | 17103 |  |  | Duke Energy Lee II LLC | 5483011 | 88662713 | 84960012 | 120340514 | 20100201 | 221112 |  |  | 125 | 120 |  | N | Y | gas | 0.0052463 | 0 | 4.875e-05 | 3
| South | TX | 48071 |  |  | CEDAR BAYOU GEN STATION | 5847411 | 92015813 | 89072412 | 125569114 | 20200102 | 22111 |  |  | 125 | 160 |  | N | Y | oil | 0.0052 | 0.0004 | 0.0004 | 1
| Southwest | AZ | 04023 |  |  | VALENCIA POWER PLANT | 1032911 | 103916713 | 107762312 | 147211514 | 20100102 | 221112 |  |  | 125 | 999 |  | N | Y | oil | 0.0050935 | 0.00034968 | 0.00033495 | 8736
1875_G_8 | LADCO | MI | 26063 | 1875 | 8 | THUMB ELECTRIC COOPERATIVE | 5984511 | 24542713 | 109184312 | 28599814 | 20100102 | 221112 | Combustion Turbine | Distillate Fuel Oil | 125 | 160 | N | N | N | oil | 0.0050736 | 0.00038377 | 0.0003336 | 1 | LADCO Gas Peaking | LADCO Gas Peaking | LADCO_gas_peak
|  | HI | 15009 |  |  | MECO - Palaau Power Plant | 559911 | 48134513 | 45686312 | 154893714 | 20100101 | 221112 |  |  | 125 | 120 |  | N | Y | oil | 0.0057341 | 7.2e-05 | 1.04e-06 | 1
1875_G_8 | LADCO | MI | 26063 | 1875 | 8 | THUMB ELECTRIC COOPERATIVE | 5984511 | 24542713 | 109183712 | 28599814 | 20100102 | 221112 | Combustion Turbine | Distillate Fuel Oil | 125 | 160 | N | N | N | oil | 0.0050736 | 0.00038377 | 0.0003336 | 1 | LADCO Gas Peaking | LADCO Gas Peaking | LADCO_gas_peak
| West | CA | 06001 |  |  | ALAMEDA COUNTY PUBLIC WORKS AGENCY | 15713911 | 100404113 | 98835212 | 140613314 | 20300101 | 221112 |  |  |  | 999 |  | N | Y | oil | 0.0050671 | 0.00035344 | 2.349e-06 | 20
| West | CA | 06001 |  |  | ALAMEDA COUNTY PUBLIC WORKS AGENCY | 15713911 | 100404213 | 98835312 | 140613414 | 20300101 | 221112 |  |  |  | 999 |  | N | Y | oil | 0.0050671 | 0.00035344 | 2.349e-06 | 20
56234_G_ST01 | MANE-VU | NY | 36103 | 56234 | ST01 | Caithness Long Island Energy Center | 15488311 | 96986813 | 93919212 | 135189214 | 10200602 | 221112 | Combined Cycle | Natural Gas, Distillate Fuel Oil | 125 | 100 | N | N | N | gas | 0.005 | 0.0014914 |  |  | MANE-VU Oil Peaking | MANE-VU Oil Peaking | MANE-VU_oil_peak
| South | TX | 48201 |  |  | CHANNELVIEW COGENERATION FACILITY | 4057511 | 109882613 | 113271612 | 155508314 | 20200107 | 22111 |  |  | 125 | 160 |  | N | Y | oil | 0.005 | 0.0004 | 0.001 | 33
| SESARM | WV | 54051 |  |  | KENTUCKY POWER COMPANY - MITCHELL PLANT | 6902311 | 71766313 | 65964412 | 99378514 | 20200102 | 221112 |  |  | 125 | 160 |  | N | Y | oil | 0.005 | 0.000408 | 0.0003 | 8
| Southwest | NM | 35025 |  |  | Southwestern Public Service Co - Maddox Station | 5228411 | 113934913 | 116559512 | 160288814 | 20100102 | 221112 |  |  | 125 | 160 |  | N | Y | oil | 0.005 |  |  | 1
| South | TX | 48029 |  |  | LEON CREEK PLANT | 3000111 | 105152913 | 108684612 | 149370614 | 20100201 | 22111 |  |  | 125 | 999 |  | N | Y | gas | 0.005 | 0.005 | 0.005 | 8760
| South | OK | 40017 |  |  | MUSTANG ENERGY CENTER | 8350811 | 96988313 | 93921512 | 135191314 | 20201001 | 221112 |  |  | 125 | 160 |  | N | Y | gas | 0.005 |  |  | 23
| South | OK | 40103 |  |  | SOONER GNRTNG STA | 8519411 | 96989113 | 93922312 | 135193114 | 20201001 | 221112 |  |  | 125 | 160 |  | N | Y | gas | 0.005 |  |  | 26
| West | CA | 06001 |  |  | CITY OF SAN LEANDRO FIRE STATION #13 | 10478511 | 52412913 | 74642412 | 68359614 | 20100102 | 221112 |  |  |  | 160 |  | N | Y | oil | 0.0049264 | 6.5923e-05 | 2.284e-06 | 8736
| West | CA | 06085 |  |  | FOOTHILL/DEANZA COMMUNITY COLLEGE DISTRICT | 9953911 | 84069013 | 50345812 | 109976914 | 20100102 | 221112 |  |  |  | 160 |  | N | Y | oil | 0.0049264 | 6.5923e-05 | 2.284e-06 | 8736
1979_B_1 | LADCO | MN | 27137 | 1979 | 1 | Hibbing Public Utilities Commission | 6236711 | 16153613 | 15759112 | 102934714 | 10100908 | 221122 | Coal Steam | Subbituminous | 125 | 100 | Y | N | N |  | 0.0049 | 0.0007193 | 0.00025 |  | daily flat | diurnal flat | LADCO_coal_nonpeak
10129_G_GEN2 | MANE-VU | PA | 42063 | 10129 | GEN2 | PA STATE SYS OF HIGHER ED/INDIANA UNIV | 3019411 | 38365613 | 36636112 | 93065214 | 20100101 | 611310 | Combustion Turbine | Natural Gas, Distillate Fuel Oil | 148 | 120 | Y | N | N |  | 0.004884 | 0.00037108 | 0.005258 | 53 | daily flat | diurnal flat | MANE-VU_gas_nonpeak
| West | CA | 06013 |  |  | AMERICAN TOWER - DIABLO MTN - 8501 | 13989311 | 84561113 | 76633412 | 110906714 | 20100102 | 221112 |  |  |  | 160 |  | N | Y | oil | 0.0048753 | 0.00027636 | 5.064e-06 | 100
| LADCO | MN | 27137 |  |  | Minnesota Power - Laskin Energy Center | 6941511 | 113338813 | 115951812 | 159503914 | 20100102 | 221112 |  |  | 125 | 999 |  | N | Y | oil | 0.004862 | 0.00012119 | 0.0003196
| West | CA | 06001 |  |  | PACIFIC GAS AND ELECTRIC | 10497911 | 52503213 | 74846012 | 68361914 | 20100102 | 221112 |  |  |  | 160 |  | N | Y | oil | 0.0048471 | 0.00075761 | 5.035e-06 | 100
| LADCO | IN | 18165 |  |  | Duke Energy Indiana Inc Vermillion Gene | 4133511 | 33175313 | 31670312 | 123940514 | 20200401 | 221112 |  |  | 125 | 160 |  | N | Y | oil | 0.004818 | 8.305e-05 | 0
| West North Central | IA | 19057 |  |  | IPL - BURLINGTON GENERATING STATION | 5511811 | 27181913 | 26079712 | 136988714 | 20200401 | 221112 |  |  | 125 | 160 |  | N | Y | oil | 0.0047873 | 8.2521e-05 | 2.2734e-06 | 1
| SESARM | SC | 45039 |  |  | SCE&G PARR COMBUSTION TURBINE FACILITY | 8332811 | 99906713 | 63886312 | 139796114 | 20100102 | 221112 |  |  | 125 | 160 |  | N | Y | oil | 0.004763 | 0.000335 | 0.000313 | 10
| MANE-VU | NH | 33015 |  |  | PSNH d/b/a EVERSOURCE ENERGY - SCHILLER STATION | 7287811 | 8539113 | 8425912 | 22131014 | 20200202 | 221112 |  |  | 125 | 160 |  | N | Y | gas | 0.00475 | 6.04e-05 | 3.3e-06
| MANE-VU | MA | 25013 |  |  | ESSENTIAL POWER MASSACHUSETTS LLC | 6028411 | 87696313 | 83858012 | 118981214 | 20200202 | 221112 |  |  | 125 | 160 |  | N | Y | gas | 0.0047 | 0 | 0
| West | CA | 06001 |  |  | CALIFORNIA STATE UNIVERSITY EAST BAY | 14361911 | 86394113 | 82135612 | 116623714 | 20100102 | 221112 |  |  |  | 160 |  | N | Y | oil | 0.0046918 | 6.2784e-05 | 2.175e-06 | 8736
| South | LA | 22001 |  |  | Bayou Cove Peaking Power LLC NRG - S Central Operation - Bayou Cove Peaking Powe | 7368411 | 111412613 | 114646312 | 157385314 | 20100102 | 221112 |  |  | 125 | 160 |  | N | Y | oil | 0.004656 | 5.6e-05 | 1e-06 | 8736
| West | CA | 06085 |  |  | THE REALTY ASSOCIATES FUND IX,L P | 16018711 | 100539013 | 99758612 | 140829314 | 20100102 | 221112 |  |  |  | 999 |  | N | Y | oil | 0.0046063 | 0.00071997 | 4.785e-06 | 100
| West | CA | 06085 |  |  | CITY OF SUNNYVALE - LIBRARY | 14017011 | 84327813 | 76245812 | 110465014 | 20100102 | 221112 |  |  |  | 160 |  | N | Y | oil | 0.0045276 | 0.00031581 | 2.099e-06 | 8736
| MANE-VU | NY | 36103 |  |  | PORT JEFFERSON POWER STATION | 7981511 | 6455213 | 6413112 | 88913314 | 20200902 | 221112 |  |  | 125 | 160 |  | N | Y | gas | 0.0045 | 0.00048832 | 0.00019503
| West North Central | WY | 56031 |  |  | Laramie River Station | 4207711 | 124640413 | 122455912 | 177524714 | 20100102 | 221112 |  |  | 125 | 160 |  | N | Y | oil | 0.00448 | 0 | 0.001414 | 1
675_G_2 | SESARM | FL | 12105 | 675 | 2 | LAKELAND ELECTRIC | 752011 | 46313413 | 43987112 | 45842114 | 20100101 | 2211 | Combustion Turbine | Natural Gas, Distillate Fuel Oil | 125 | 120 | N | N | N |  | 0.004424 | 5.5e-05 | 0.000193 | 8 | SESARM Gas Nonpeaking | SESARM Gas Nonpeaking | SESARM_gas_nonpeak
| West North Central | MT | 30021 |  |  | MDU - GLENDIVE | 8150511 | 87312413 | 83575512 | 118302914 | 20100102 | 221112 |  |  | 125 | 160 |  | N | Y | oil | 0.0044 | 0.0006 | 0.0003
| LADCO | WI | 55073 |  |  | WISCONSIN PUBLIC SERVICE CORPORATION- WESTON PLANT | 7078511 | 109252413 | 112771812 | 154794114 | 20100102 | 221112 |  |  | 125 | 160 |  | N | Y | oil | 0.0043186 | 0.00029677 | 0.00028386
| West | CA | 06041 |  |  | US COAST GUARD STATION GOLDEN GATE | 13816711 | 84247213 | 76102712 | 110323914 | 20100102 | 221112 |  |  |  | 160 |  | N | Y | oil | 0.0042922 | 0.00012871 | 4.459e-06 | 100
| West | CA | 06055 |  |  | CITY OF CALISTOGA - FIRE DEPARTMENT | 14294611 | 83806413 | 75353712 | 109453314 | 20100102 | 221112 |  |  |  | 160 |  | N | Y | oil | 0.0042681 | 0.00012799 | 4.434e-06 | 100
| West | CA | 06001 |  |  | COMCAST OF CALIFORNIA IX INC | 16024811 | 100731013 | 100791812 | 141134214 | 20100102 | 221112 |  |  |  | 999 |  | N | Y | oil | 0.0042226 | 0.00029454 | 1.958e-06 | 100
| West | CA | 06001 |  |  | CITY OF HAYWARD MARATHON L/S | 16022611 | 100659313 | 100265912 | 141011914 | 20100102 | 221112 |  |  |  | 999 |  | N | Y | oil | 0.0042089 | 0.0001276 | 4.35e-06 | 50
| South | TX | 48161 |  |  | BIG BROWN STEAM ELECTRIC STATION | 3052111 | 37998713 | 36257312 | 8498114 | 20100102 | 22111 |  |  | 125 | 160 |  | N | Y | oil | 0.0042 | 0.0001 | 0.0006 | 7
| West | CA | 06075 |  |  | UCSF | 14131211 | 83588013 | 99012112 | 109012214 | 20100102 | 221112 |  |  |  | 160 |  | N | Y | oil | 0.0041875 | 0.00023737 | 4.35e-06 | 100
| West | CA | 06001 |  |  | PACIFIC GAS AND ELECTRIC COMPANY | 196411 | 83727913 | 99798112 | 109306314 | 20100102 | 221112 |  |  |  | 160 |  | N | Y | oil | 0.0041677 | 0.00029071 | 1.932e-06 | 100
| Southwest | UT | 49049 |  |  | Springville City Corporation- Whitehead Power Plant | 6983111 | 72062913 | 66189612 | 99799814 | 20200102 | 22111 |  |  | 125 | 290 |  | N | Y | oil | 0.00412 | 0.001859 | 0 | 15
| West North Central | IA | 19007 |  |  | IPL - CENTERVILLE COMBUSTION TURBINES AND DIESELS | 5523711 | 123989913 | 62259312 | 176540814 | 20100102 | 221112 |  |  | 125 | 160 |  | N | Y | oil | 0.0041072 | 0.0001904 | 0.00026996 | 1
| West | CA | 06085 |  |  | CITY OF SUNNYVALE - STATION 5 | 14305211 | 84075113 | 75812912 | 109986214 | 20100102 | 221112 |  |  |  | 160 |  | N | Y | oil | 0.0040443 | 0.0002821 | 1.875e-06 | 8736
2378_G_IC4 | MANE-VU | NJ | 34009 |  |  | B. L. England Generating Station | 5133011 | 25811013 | 60637712 | 22418514 | 20300101 | 221112 |  |  | 125 | 160 |  | N | N | oil | 0.004 | 0.0007 | 0 |  | MANE-VU Oil Peaking | MANE-VU Oil Peaking | MANE-VU_oil_peak
| MANE-VU | NY | 36103 |  |  | NORTHPORT POWER STATION | 8121711 | 4705513 | 4551412 | 17615614 | 20100102 | 221112 |  |  | 125 | 160 |  | N | Y | oil | 0.004 | 7e-05 | 0.0005
| West | CA | 06081 |  |  | TOWN OF HILLSBOROUGH (CORPORATION YARD) | 14299311 | 84356613 | 76287512 | 110508214 | 20100102 | 221112 |  |  |  | 160 |  | N | Y | oil | 0.003988 | 0.00027817 | 1.849e-06 | 8736
| West | CA | 06001 |  |  | COMCAST OF CALIFORNIA IX INC | 16024811 | 100730913 | 100792012 | 141134114 | 20100102 | 221112 |  |  |  | 999 |  | N | Y | oil | 0.003988 | 0.00027817 | 1.849e-06 | 100
| West | CA | 06081 |  |  | COUNTY OF SAN MATEO | 14298611 | 84352113 | 76280612 | 110501814 | 20100102 | 221112 |  |  |  | 160 |  | N | Y | oil | 0.003812 | 0.00014232 | 5.438e-06 | 8736
| West | CA | 06013 |  |  | MACY S HILLTOP | 13837011 | 84586313 | 100811312 | 110971514 | 20100902 | 221112 |  |  |  | 160 |  | N | Y | gas | 0.0037721 | 2.6182e-05 | 0.000145 | 100
| West | CA | 06081 |  |  | CROSS ROADS/CLOCK TOWER INC | 14280911 | 84319913 | 99900612 | 110451814 | 20100102 | 221112 |  |  |  | 160 |  | N | Y | oil | 0.0037534 | 5.0227e-05 | 1.74e-06 | 100
| West | CA | 06081 |  |  | VISA LAND MANAGEMENT III | 14091511 | 83456713 | 100497212 | 108721414 | 20100102 | 221112 |  |  |  | 160 |  | N | Y | oil | 0.00373 | 0.00026017 | 1.729e-06 | 100
| West | CA | 06085 |  |  | CITY OF SUNNYVALE - STATION 4 | 14237111 | 83891213 | 75512212 | 109619714 | 20100102 | 221112 |  |  |  | 160 |  | N | Y | oil | 0.0037112 | 0.00025886 | 1.72e-06 | 8736
| MANE-VU | DE | 10003 |  |  | EDGE MOOR ENERGY CENTER | 827811 | 46233013 | 43900312 | 48462214 | 20100102 | 221112 |  |  | 125 | 160 |  | N | Y | oil | 0.003624 | 8.4e-05 | 0.0002382 | 1
| West | CA | 06075 |  |  | PGE SAN FRANCISCO SERVICE CENTER | 10049911 | 100424813 | 98998812 | 140647214 | 20100102 | 221112 |  |  |  | 999 |  | N | Y | oil | 0.0036187 | 0.00012783 | 5.481e-06 | 50
| MANE-VU | VA | 51065 |  |  | Dominion - Bremo Power Station | 6631311 | 17179513 | 16707112 | 325414 | 20100101 | 221112 |  |  | 125 | 120 |  | N | Y | oil | 0.003608 | 4.92e-05 | 0.0020705
| MANE-VU | VA | 51195 |  |  | Dominion - Virginia City Hybrid Energy Center | 16530111 | 105638213 | 109313212 | 149950614 | 20100102 | 221112 |  |  | 125 | 999 |  | N | Y | oil | 0.0036 | 5.3888e-05 | 1.7044e-06
| MANE-VU | NJ | 34023 |  |  | PSEG FOSSIL LLC EDISON GENERATING STATION | 7620911 | 65923413 | 60759012 | 91321814 | 20200202 | 221112 |  |  | 125 | 290 |  | N | Y | gas | 0.0036 | 0 | 0
| West North Central | IA | 19057 |  |  | IPL - BURLINGTON GENERATING STATION | 5511811 | 27181613 | 26078912 | 136988614 | 20200401 | 221112 |  |  | 125 | 160 |  | N | Y | oil | 0.0035741 | 6.1608e-05 | 1.6973e-06 | 1
10837_B_B1 | West | CA | 06019 | 10837 | B1 | COVANTA MENDOTA, L.P. | 5815911 | 21408313 | 20535212 | 60567314 | 20100102 | 221112 | Biomass | Biomass | 125 | 160 | N | N | N | oil | 0.003535 | 7.4308e-05 | 1.06e-06 | 1 | West Composite Peaking | West Composite Peaking | West_comp_peak
| West | CA | 06099 |  |  | Woodland Generation Station | 1218011 | 121053913 | 123194112 | 171799214 | 20100102 | 221112 |  |  | 125 | 999 |  | N | Y | oil | 0.0035258 | 0.0001401 | 4.4e-06 | 15
| West | CA | 06097 |  |  | CITY OF PETALUMA | 14178711 | 84470613 | 76472712 | 110711314 | 20100102 | 221112 |  |  |  | 160 |  | N | Y | oil | 0.0035188 | 0.00024545 | 1.631e-06 | 8736
| West | CA | 06081 |  |  | CENTURY CENTRE II, LLC | 16021811 | 100716913 | 100656812 | 141103414 | 20100102 | 221112 |  |  |  | 999 |  | N | Y | oil | 0.0035188 | 0.00024545 | 1.631e-06 | 100
| West | CA | 06001 |  |  | EMERYVILLE OFFICE LLC | 16025111 | 100776213 | 101049412 | 141200914 | 20100102 | 221112 |  |  |  | 999 |  | N | Y | oil | 0.0035188 | 0.00024545 | 1.631e-06 | 100
| West North Central | IA | 19139 |  |  | MUSCATINE POWER & WATER | 7892811 | 2595113 | 2498812 | 93734714 | 20200102 | 221112 |  |  | 125 | 999 |  | N | Y | oil | 0.0035059 | 0.00024645 | 1.2084e-06 | 1
| West | CA | 06041 |  |  | CITY OF MILL VALLEY | 16023411 | 100374613 | 98701812 | 140572614 | 20100102 | 221112 |  |  |  | 999 |  | N | Y | oil | 0.0034774 | 0.00021647 | 1.723e-06 | 20
| West | CA | 06001 |  |  | CITY OF SAN LEANDRO FIRE STATION #10 | 10478811 | 52412613 | 76521512 | 68341214 | 20100102 | 221112 |  |  |  | 160 |  | N | Y | oil | 0.0034675 | 0.00014119 | 3.045e-06 | 8736
| West | CA | 06055 |  |  | CITY OF CALISTOGA - WATER TREATMENT PLANT | 13764511 | 83602513 | 74994412 | 109032514 | 20100102 | 221112 |  |  |  | 160 |  | N | Y | oil | 0.0034673 | 7.4032e-05 | 3.602e-06 | 100
| West | CA | 06073 |  |  | SDG&E MIRAMAR | 13561211 | 78429413 | 117311712 | 116042514 | 20200102 | 221112 |  |  | 125 | 160 |  | N | Y | oil | 0.00342 | 0.00017696 | 3.16e-06 | 8736
50397_B_REC037 | MANE-VU | PA | 42133 | 50397 | REC037 | PH GLATFELTER CO/SPRING GROVE | 4966111 | 28925813 | 27701012 | 129901814 | 10200501 | 322121 | O/G Steam | Natural Gas | 133 | 100 | Y | N | N |  | 0.0033 | 2.2157 | 0.0023 | 8451 | daily flat | diurnal flat | MANE-VU_comp_nonpeak
| West | CA | 06001 |  |  | COMCAST OF CALIFORNIA IX INC | 16024811 | 100730813 | 100791912 | 141134014 | 20100102 | 221112 |  |  |  | 999 |  | N | Y | oil | 0.0032842 | 0.00022908 | 1.522e-06 | 100
| West | CA | 06073 |  |  | CABRILLO POWER I LLC ENCINA POWER PLANT | 5003711 | 86058913 | 105170712 | 116286114 | 20200102 | 221112 |  |  | 125 | 160 |  | N | Y | oil | 0.00313 | 0.00021274 | 1.1e-06 | 8736
| South | LA | 22077 |  |  | Louisiana Generating LLC - Big Cajun 1 Power Plant (Steam) | 5931611 | 111281413 | 114516712 | 157219814 | 20100102 | 221112 |  |  | 125 | 160 |  | N | Y | oil | 0.003102 | 0.000203 | 0.000167 | 8736
| West | CA | 06013 |  |  | JC PENNY COMPANY, STORE #J0691-6 | 16018511 | 100398713 | 98815912 | 140607514 | 20100102 | 221112 |  |  |  | 999 |  | N | Y | oil | 0.0030497 | 0.00021272 | 1.414e-06 | 8736
| West | CA | 06085 |  |  | WESTFIELD VALLEY FAIR | 16021611 | 100743313 | 100875512 | 141152214 | 20100102 | 221112 |  |  |  | 999 |  | N | Y | oil | 0.0030441 | 0.00017246 | 2.175e-06 | 20
| LADCO | MI | 26079 |  |  | Michigan Public Power Agency | 9543911 | 125786913 | 73862512 | 180868814 | 20100102 | 221112 |  |  | 125 | 100 |  | N | Y | oil | 0.00302 | 0.00023125 | 0.0002 | 1
| West | CA | 06013 |  |  | U S POSTAL SERVICE | 10521911 | 52483113 | 74664012 | 68663814 | 20300101 | 221112 |  |  |  | 160 |  | N | Y | oil | 0.0030027 | 0.00020945 | 1.392e-06 | 100
54620_B_B1 | MANE-VU | MA | 25027 | 54620 | B1 | PINETREE POWER FITCHBURG INC | 6637711 | 87334713 | 83608412 | 118357014 | 10100604 | 221117 | Biomass | Biomass | 125 | 100 | N | N | N |  | 0.003 | 0.00026 | 0 |  | MANE-VU Other Nonpeaking | MANE-VU Other Nonpeaking | MANE-VU_other_nonpeak
9038_G_11 | MANE-VU | MA | 25017 | 9038 | 11 | HUDSON LIGHT & POWER DEPARTMENT | 4100911 | 87365113 | 83627812 | 118410814 | 20100202 | 221112 | Combustion Turbine | Natural Gas, Distillate Fuel Oil | 125 | 160 | N | N | N | gas | 0.003 | 0 | 0 |  | MANE-VU Oil Peaking | MANE-VU Oil Peaking | MANE-VU_oil_peak
| South | MO | 29097 |  |  | CARTHAGE WATER AND ELECTRIC | 5339111 | 59039413 | 58119912 | 87820814 | 20100102 | 221112 |  |  | 125 | 160 |  | N | Y | oil | 0.003 | 0.0001 | 0.0002
| MANE-VU | NJ | 34023 |  |  | Sewaren Generating Station | 6719611 | 12843413 | 61032812 | 91472014 | 20200202 | 221112 |  |  | 125 | 290 |  | N | Y | gas | 0.003 | 0 | 0
| South | OK | 40101 |  |  | MUSKOGEE GNRTNG STA | 8506011 | 96989013 | 93922212 | 135193014 | 20201001 | 221112 |  |  | 125 | 160 |  | N | Y | gas | 0.003 |  |  | 17
| South | OK | 40087 |  |  | MCCLAIN ENGRY FACLTY | 882511 | 97015013 | 93950012 | 135235814 | 20201001 | 221112 |  |  | 125 | 160 |  | N | Y | gas | 0.003 |  |  | 15
675_G_3 | SESARM | FL | 12105 | 675 | 3 | LAKELAND ELECTRIC | 752011 | 46313513 | 43987012 | 45841814 | 20100201 | 2211 | Combustion Turbine | Natural Gas, Distillate Fuel Oil | 125 | 120 | N | N | N |  | 0.002932 | 6e-05 | 1e-06 | 1 | SESARM Composite Nonpeaking | SESARM Composite Nonpeaking | SESARM_comp_nonpeak
| West | CA | 06041 |  |  | COMCAST CABLE CORPORATION | 14070211 | 83409213 | 74658512 | 108627514 | 20100102 | 221112 |  |  |  | 160 |  | N | Y | oil | 0.0029246 | 8.8901e-05 | 4.35e-06 | 100
| MANE-VU | MA | 25005 |  |  | BRAYTON POINT ENERGY LLC | 5058411 | 90543413 | 83613612 | 122762414 | 20200102 | 221112 |  |  | 125 | 160 |  | N | Y | oil | 0.0028 | 0.00020464 | 0.0002
| South | LA | 22017 |  |  | SWEPCO - Arsenal Hill/J Lamar Stall Power Plant | 6116111 | 121940713 | 124317312 | 173824314 | 20100102 | 221112 |  |  | 125 | 160 |  | N | Y | oil | 0.002759 |  | 3e-06 | 364
| South | AR | 05057 |  |  | SWEPCO-JOHN W TURK JR POWER PLANT | 16584111 | 126845613 | 128487612 | 182260314 | 20100102 | 221112 |  |  | 125 | 160 |  | N | Y | oil | 0.0026645 | 1.5328e-05 | 5.475e-06 | 7
| West | CA | 06075 |  |  | KRON TELEVISION | 13751911 | 83431113 | 101193412 | 108670114 | 20100102 | 221112 |  |  |  | 160 |  | N | Y | oil | 0.0026172 | 0.00014836 | 2.719e-06 | 100
| West | CA | 06085 |  |  | CITY OF SUNNYVALE - STATION 2 | 14248711 | 83716913 | 75205012 | 109285514 | 20100102 | 221112 |  |  |  | 160 |  | N | Y | oil | 0.0025805 | 0.00017999 | 1.196e-06 | 8736
| West | CA | 06081 |  |  | TOWN OF HILLSBOROUGH | 13807011 | 100519913 | 99634012 | 140795014 | 20100102 | 221112 |  |  |  | 999 |  | N | Y | oil | 0.0025733 | 8.6142e-05 | 5.111e-06 | 33
| West | CA | 06001 |  |  | JC PENNY COMPANY, C/O PSI | 13816211 | 84244313 | 100794812 | 110318514 | 20100202 | 221112 |  |  |  | 160 |  | N | Y | gas | 0.0025388 | 7.467e-06 | 4.24e-07 | 2
| SESARM | SC | 45003 |  |  | SCE&G URQUHART | 5045611 | 99892413 | 64003312 | 139736514 | 20100102 | 221112 |  |  | 125 | 999 |  | N | Y | oil | 0.0024169 | 5.8948e-05 | 0.00015894 | 2
50397_B_3PB033 | MANE-VU | PA | 42133 |  |  | PH GLATFELTER CO/SPRING GROVE | 4966111 | 28926113 | 27701212 | 139714514 | 10200401 | 322121 |  |  | 133 | 100 |  | N | N |  | 0.0024 | 18.2977 | 0.0043 | 1206 | MANE-VU Coal Nonpeaking | MANE-VU Coal Nonpeaking | MANE-VU_coal_nonpeak
| West | CA | 06001 |  |  | CITY OF SAN LEANDRO FIRE STATION #11 | 10478711 | 52412713 | 76613512 | 68341314 | 20100102 | 221112 |  |  |  | 160 |  | N | Y | oil | 0.002383 | 8.9886e-05 | 1.958e-06 | 8736
| West | CA | 06097 |  |  | EXCHANGE BANK | 13808611 | 120333213 | 122104512 | 170912514 | 20100102 | 221112 |  |  |  | 999 |  | N | Y | oil | 0.0023459 | 3.1392e-05 | 1.087e-06 | 50
| West | CA | 06001 |  |  | CITY OF ALAMEDA PUBLIC WORKS DEPARTMENT | 14167411 | 83876213 | 75494012 | 109599114 | 20100102 | 221112 |  |  |  | 160 |  | N | Y | oil | 0.0023459 | 0.00016363 | 1.087e-06 | 8736
| West | CA | 06001 |  |  | CITY OF ALAMEDA PUBLIC WORKS DEPARTMENT | 13787711 | 83876313 | 75494112 | 109599214 | 20100102 | 221112 |  |  |  | 160 |  | N | Y | oil | 0.0023459 | 0.00016363 | 1.087e-06 | 8736
| West | CA | 06001 |  |  | CITY OF ALAMEDA PUBLIC WORKS DEPT | 14175411 | 84442513 | 76430712 | 110655814 | 20100102 | 221112 |  |  |  | 160 |  | N | Y | oil | 0.0023459 | 0.00016363 | 1.087e-06 | 8736
| West | CA | 06097 |  |  | CITY OF PETALUMA | 14175711 | 84446413 | 76437412 | 110663514 | 20100102 | 221112 |  |  |  | 160 |  | N | Y | oil | 0.0023459 | 0.00016363 | 1.087e-06 | 100
| West | CA | 06085 |  |  | SPANSION LLC | 13756911 | 83467413 | 74754812 | 108738114 | 20100102 | 221112 |  |  |  | 160 |  | N | Y | oil | 0.0023459 | 0.00016363 | 1.087e-06 | 20
| West | CA | 06001 |  |  | CITY OF ALAMEDA PUBLIC WORKS DEPARTMENT | 16022011 | 100656913 | 100250812 | 141008814 | 20100102 | 221112 |  |  |  | 999 |  | N | Y | oil | 0.0023459 | 0.00016363 | 1.087e-06 | 8736
| West | CA | 06097 |  |  | CITY OF SANTA ROSA | 16024411 | 100699513 | 100597012 | 141078414 | 20100102 | 221112 |  |  |  | 999 |  | N | Y | oil | 0.0023459 | 3.1392e-05 | 1.087e-06 | 20
| West | CA | 06097 |  |  | CITY OF SANTA ROSA | 16024111 | 100760913 | 100952212 | 141179514 | 20100102 | 221112 |  |  |  | 999 |  | N | Y | oil | 0.0023459 | 3.1392e-05 | 1.087e-06 | 8736
| West | CA | 06085 |  |  | MACY S (VALCO #341) | 16019211 | 100411213 | 98874712 | 140626114 | 20100102 | 221112 |  |  |  | 999 |  | N | Y | oil | 0.0023459 | 0.00016363 | 1.087e-06 | 100
| West | CA | 06001 |  |  | EMERYVILLE OFFICE LLC | 16025011 | 100449913 | 99124812 | 140684314 | 20100102 | 221112 |  |  |  | 999 |  | N | Y | oil | 0.0023459 | 0.00016363 | 1.087e-06 | 100
| West | CA | 06071 |  |  | MOUNTAINVIEW GENERATING STATION | 15782011 | 119932213 | 120827212 | 170286514 | 20200102 | 221112 |  |  | 125 | 999 |  | N | Y | oil | 0.00234 | 0.00016439 |  | 8736
| West | CA | 06037 |  |  | PASADENA CITY, DWP-Glenarm and Broadway | 5683111 | 119412613 | 119284512 | 169100814 | 20100102 | 221112 |  |  | 125 | 999 |  | N | Y | oil | 0.00234 | 0.00016439 |  | 8736
| West | CA | 06085 |  |  | TARGET CORPORATION- STORE T-322 | 15753911 | 100768613 | 101004812 | 141191714 | 20100102 | 221112 |  |  |  | 999 |  | N | Y | oil | 0.0023294 | 6.9849e-05 | 2.42e-06 | 8736
| West | CA | 06085 |  |  | COUNTY OF SANTA CLARA | 13798511 | 83998513 | 75683912 | 109818714 | 20100102 | 221112 |  |  |  | 160 |  | N | Y | oil | 0.0023224 | 0.00016199 | 1.077e-06 | 8736
| West | CA | 06111 |  |  | MANDALAY GENERATING STATION | 5705211 | 78906913 | 97659512 | 101957314 | 20300101 | 221112 |  |  | 125 | 160 |  | N | Y | oil | 0.0023 | 0.00015472 | 3e-05 | 52
83956_G_GEN1 | MANE-VU | VA | 51107 |  |  | Panda Stonewall LLC | 17856211 | 125484913 | 127320112 | 179813614 | 20100201 | 221112 |  |  | 125 | 120 |  | N | N | gas | 0.0022918 | 0.0001629 | 7.864e-06 |  | MANE-VU Gas Peaking | MANE-VU Gas Peaking | MANE-VU_gas_peak
| West | CA | 06019 |  |  | KINGS RIVER CONSERVATION DISTRICT | 17323211 | 120741013 | 122832812 | 171228214 | 20100102 | 221112 |  |  |  | 999 |  | N | Y | oil | 0.0022489 | 0.00010891 | 1.121e-06 | 1
| West | CA | 06081 |  |  | CITY OF FOSTER CITY | 10068011 | 83757013 | 98738812 | 109352614 | 20100102 | 221112 |  |  |  | 160 |  | N | Y | oil | 0.0022128 | 6.6353e-05 | 2.299e-06 | 100
| SESARM | NC | 37051 |  |  | Public Works Commission Butler-Warner Generation Plant | 8134411 | 75105313 | 69415112 | 101466914 | 20100102 | 221112 |  |  | 125 | 160 |  | N | Y | oil | 0.0022 |  |  | 2
| West | CA | 06081 |  |  | CITY OF FOSTER CITY | 14261311 | 83731813 | 101229612 | 109314414 | 20100102 | 221112 |  |  |  | 160 |  | N | Y | oil | 0.0021712 | 6.5107e-05 | 2.255e-06 | 100
| Southwest | UT | 49035 |  |  | Murray City Power Department- Electrical Generation Plant | 7559011 | 72023113 | 66145512 | 99758114 | 20201001 | 221112 |  |  | 125 | 290 |  | N | Y | gas | 0.002085 | 0.00015 | 5e-06 | 260
50849_G_GEN1 | West | CA | 06001 | 50849 | GEN1 | PE BERKELEY, INC | 10707511 | 58653313 | 75211212 | 109289514 | 39000599 | 221112 | Combined Cycle | Natural Gas, Distillate Fuel Oil | 125 | 140 | Y | N | N |  | 0.0020582 | 0.00020658 | 0.0017748 | 8736 | daily flat | diurnal flat | West_gas_peak
| SESARM | KY | 21199 |  |  | East KY Power Coop - Cooper Station | 5787711 | 109098613 | 112612512 | 154567814 | 20100101 | 221112 |  |  | 125 | 999 |  | N | Y | oil | 0.002041 | 0.00015578 | 0.00013496
| West North Central | IA | 19057 |  |  | IPL - BURLINGTON GENERATING STATION | 5511811 | 27179613 | 26078212 | 136988514 | 20200401 | 221112 |  |  | 125 | 160 |  | N | Y | oil | 0.0020279 | 3.4957e-05 | 9.6304e-07 | 1
| West | CA | 06085 |  |  | WESTFIELD VALLEY FAIR | 16021611 | 100743413 | 100875612 | 141152314 | 20100102 | 221112 |  |  |  | 999 |  | N | Y | oil | 0.0020124 | 6.487e-05 | 2.175e-06 | 30
| West | CA | 06077 |  |  | EAST BAY MUNICIPAL UTILITY DISTRICT | 15994811 | 102312113 | 105829312 | 143726314 | 20100102 | 221112 |  |  |  | 999 |  | N | Y | oil | 0.0020053 | 7.1516e-05 | 4.0916e-06 | 2
| MANE-VU | NY | 36103 |  |  | PE - BAYSHORE LLC | 8475011 | 118514413 | 116816312 | 167016414 | 20200104 | 221112 |  |  | 125 | 160 |  | N | Y | oil | 0.002 |  | 0.016
| South | TX | 48161 |  |  | BIG BROWN STEAM ELECTRIC STATION | 3052111 | 37997613 | 36257612 | 7656614 | 20200102 | 22111 |  |  | 125 | 160 |  | N | Y | oil | 0.002 | 0.0002 | 0.0002 | 4
| South | LA | 22109 |  |  | Terrebonne Parish Consolidated Government - Houma Generating Station | 5192511 | 111409813 | 114644012 | 157379514 | 20100202 | 221112 |  |  | 125 | 160 |  | N | Y | gas | 0.002 |  |  | 18
| SESARM | NC | 37169 |  |  | Duke Energy Carolinas, LLC - Belews Creek Steam Station | 8514011 | 126037413 | 127681012 | 181187914 | 20301001 | 221112 |  |  | 125 | 160 |  | N | Y | gas | 0.002 |  |  | 2912
| West | CA | 06081 |  |  | CITY OF FOSTER CITY | 14248611 | 84167213 | 100163312 | 110177414 | 20100102 | 221112 |  |  |  | 160 |  | N | Y | oil | 0.0019933 | 5.977e-05 | 2.071e-06 | 100
676_G_GT1 | SESARM | FL | 12105 | 676 | GT1 | C.D. MCINTOSH, JR. POWER PLANT | 643111 | 46452913 | 44131512 | 45840814 | 20100101 | 2211 | Combustion Turbine | Natural Gas, Distillate Fuel Oil | 125 | 120 | N | N | N |  | 0.001987 | 2.5e-05 | 0.00012 | 10 | SESARM Gas Nonpeaking | SESARM Gas Nonpeaking | SESARM_gas_nonpeak
| LADCO | WI | 55025 |  |  | MADISON GAS & ELECTRIC CO BLOUNT ST STN | 7465411 | 125429913 | 127250712 | 179222814 | 20200202 | 221112 |  |  | 125 | 160 |  | N | Y | gas | 0.0019738
1979_B_2 | LADCO | MN | 27137 | 1979 | 2 | Hibbing Public Utilities Commission | 6236711 | 16153713 | 15759112 | 102934914 | 10100908 | 221122 | Coal Steam | Subbituminous | 125 | 100 | Y | N | N |  | 0.00196 | 0.0002877 | 0.0001 |  | daily flat | diurnal flat | LADCO_coal_nonpeak
| South | TX | 48113 |  |  | MOUNTAIN CREEK STEAM ELECTRIC STATION | 5729911 | 69831313 | 64204512 | 96764214 | 20200102 | 22111 |  |  | 125 | 160 |  | N | Y | oil | 0.0019 | 0.0001 | 0.0001 | 11
| SESARM | SC | 45015 |  |  | SCE&G WILLIAMS | 8306711 | 99889313 | 63976412 | 139732814 | 20100102 | 221112 |  |  | 125 | 999 |  | N | Y | oil | 0.0018578 | 4.5311e-05 | 0.00012217 | 1
| West | CA | 06075 |  |  | 808 RENEWABLE ENERGY | 10040311 | 54140513 | 74693112 | 68467214 | 20100202 | 221112 |  |  |  | 160 |  | N | Y | gas | 0.0018575 | 0.0025927 | 7.2222e-05 | 3120
| West | CA | 06077 |  |  | CAMANCHE POWER HOUSE | 15994711 | 101898713 | 105247812 | 142994014 | 20100102 | 221112 |  |  |  | 999 |  | N | Y | oil | 0.0018303 | 7.2219e-05 | 3.3814e-06 | 3
| South | MO | 29097 |  |  | CARTHAGE WATER AND ELECTRIC | 5339111 | 59039513 | 58119112 | 87818514 | 20100102 | 221112 |  |  | 125 | 160 |  | N | Y | oil | 0.0018 |  | 0.0001
| West | CA | 06001 |  |  | ZOSANO PHARMA | 15725111 | 100479213 | 99350012 | 140730114 | 20100102 | 221112 |  |  |  | 999 |  | N | Y | oil | 0.0017483 | 0.00027326 | 1.816e-06 | 8736
| West | CA | 06081 |  |  | CITY OF FOSTER CITY | 10068011 | 83757113 | 98738612 | 109352714 | 20100102 | 221112 |  |  |  | 160 |  | N | Y | oil | 0.0017441 | 3.7239e-05 | 1.812e-06 | 100
2378_G_IC4 | MANE-VU | NJ | 34009 |  |  | B. L. England Generating Station | 5133011 | 25811013 | 60637712 | 22418714 | 20300101 | 221112 |  |  | 125 | 160 |  | N | N | oil | 0.0017 | 0.0005 | 0.0008 |  | MANE-VU Oil Peaking | MANE-VU Oil Peaking | MANE-VU_oil_peak
| LADCO | OH | 39173 |  |  | Troy Energy, LLC (0387000377) | 9253811 | 111598813 | 114837012 | 157783814 | 20100107 | 221112 |  |  | 125 | 999 |  | N | Y | oil | 0.0017 | 0.0162 | 0.0044 | 9
| LADCO | OH | 39173 |  |  | Troy Energy, LLC (0387000377) | 9253811 | 111598913 | 114837112 | 157783914 | 20100107 | 221112 |  |  | 125 | 999 |  | N | Y | oil | 0.0017 | 0.015 | 0.004 | 8
| MANE-VU | NJ | 34021 |  |  | PSEG FOSSIL LLC MERCER GENERATING STATION | 7474911 | 124748413 | 61181612 | 177756114 | 20100102 | 221112 |  |  | 125 | 290 |  | N | Y | oil | 0.0017 | 0.0001 | 0
| MANE-VU | VA | 51107 |  |  | Panda Stonewall LLC | 17856211 | 125485313 | 127320412 | 180289414 | 20100107 | 221112 |  |  | 125 | 160 |  | N | Y | oil | 0.0016928 | 1.728e-06 | 3.1e-08
| West | CA | 06029 |  |  | RIO BRAVO POSO | 4196911 | 33773213 | 32229312 | 57084614 | 20100102 | 221112 |  |  | 125 | 160 |  | N | Y | oil | 0.0016711 | 0.00011827 | 0.00011117 | 8736
| LADCO | MN | 27163 |  |  | Xcel Energy - Allen S King Generating Plant | 6772111 | 109525113 | 112917812 | 155015614 | 20201001 | 221112 |  |  | 125 | 999 |  | N | Y | gas | 0.001661 | 5.273e-05 | 4.183e-06
| West | CA | 06075 |  |  | NRG ENERGY CENTER LLC | 14296611 | 120173713 | 121564212 | 170687814 | 20100102 | 221112 |  |  |  | 999 |  | N | Y | oil | 0.0016421 | 0.00011454 | 7.61e-07 | 100
| West | CA | 06013 |  |  | JC PENNY COMPANY, C/O PSI | 16018311 | 100781613 | 101169112 | 141215314 | 20100102 | 221112 |  |  |  | 999 |  | N | Y | oil | 0.0016375 | 0.00011422 | 7.59e-07 | 100
| West | CA | 06013 |  |  | AT&T MOBILITY /AT&T SERVICES | 15740811 | 100666713 | 100323912 | 141021614 | 20201001 | 221112 |  |  |  | 999 |  | N | Y | gas | 0.001637 | 4.784e-05 | 0.00016008 | 100
| West | CA | 06041 |  |  | SANITARY DISTRICT NO 1, LARKSPUR PUMP STATION | 13803711 | 84064713 | 75800312 | 109971614 | 20100102 | 221112 |  |  |  | 160 |  | N | Y | oil | 0.0015983 | 2.9481e-05 | 2.24e-06 | 50
| West | CA | 06085 |  |  | WESTFIELD VALLEY FAIR | 16021611 | 100743513 | 100875712 | 141152414 | 20100102 | 221112 |  |  |  | 999 |  | N | Y | oil | 0.0015954 | 9.0486e-05 | 2.175e-06 | 20
2120_G_10 | South | MO | 29033 | 2120 | 10 | CARROLLTON MUNICIPAL UTILITIES | 7326011 | 11021213 | 10974812 | 25216814 | 20100102 | 221112 | Combustion Turbine | Natural Gas, Distillate Fuel Oil | 125 | 160 | N | N | N | oil | 0.00158 | 4e-05 | 0.0001 |  | South Oil Peaking | South Oil Peaking | South_oil_peak
2120_G_10 | South | MO | 29033 | 2120 | 10 | CARROLLTON MUNICIPAL UTILITIES | 7326011 | 11021213 | 58020612 | 25216814 | 20100102 | 221112 | Combustion Turbine | Natural Gas, Distillate Fuel Oil | 125 | 160 | N | N | N | oil | 0.00158 | 4e-05 | 0.0001 |  | South Oil Peaking | South Oil Peaking | South_oil_peak
2120_G_10 | South | MO | 29033 | 2120 | 10 | CARROLLTON MUNICIPAL UTILITIES | 7326011 | 11021213 | 58995112 | 25216814 | 20100102 | 221112 | Combustion Turbine | Natural Gas, Distillate Fuel Oil | 125 | 160 | N | N | N | oil | 0.00158 | 4e-05 | 0.0001 |  | South Oil Peaking | South Oil Peaking | South_oil_peak
2120_G_10 | South | MO | 29033 | 2120 | 10 | CARROLLTON MUNICIPAL UTILITIES | 7326011 | 11021213 | 58995012 | 25216814 | 20100102 | 221112 | Combustion Turbine | Natural Gas, Distillate Fuel Oil | 125 | 160 | N | N | N | oil | 0.00158 | 4e-05 | 0.0001 |  | South Oil Peaking | South Oil Peaking | South_oil_peak
2120_G_10 | South | MO | 29033 | 2120 | 10 | CARROLLTON MUNICIPAL UTILITIES | 7326011 | 11021213 | 58020712 | 25216814 | 20100102 | 221112 | Combustion Turbine | Natural Gas, Distillate Fuel Oil | 125 | 160 | N | N | N | oil | 0.00158 | 4e-05 | 0.0001 |  | South Oil Peaking | South Oil Peaking | South_oil_peak
| West | CA | 06081 |  |  | CITY OF BRISBANE - HARBORMASTER | 13830511 | 84435113 | 76419512 | 110643614 | 20100102 | 221112 |  |  |  | 160 |  | N | Y | oil | 0.0015333 | 8.1977e-05 | 2.871e-06 | 8736
2305_G_3 | West North Central | NE | 31089 | 2305 | 3 | Stuart Municipal Power Plant | 6717811 | 12853613 | 12753812 | 21755914 | 20200402 | 926130 | Combustion Turbine | Distillate Fuel Oil | 125 | 160 | N | N | N |  | 0.00153 | 0.00011708 | 0.0001 |  | West North Central Composite Nonpeaking | West North Central Composite Nonpeaking | West North Central_comp_nonpeak
| MANE-VU | MA | 25003 |  |  | PITTSFIELD GENERATING COMPANY LP | 7220511 | 9980913 | 9834112 | 118635814 | 20100202 | 221112 |  |  | 125 | 160 |  | N | Y | gas | 0.0015 | 0 | 0
| West | CA | 06097 |  |  | COMCAST CABLE CORPORATION | 13828911 | 84427313 | 76405612 | 110628514 | 20100102 | 221112 |  |  |  | 160 |  | N | Y | oil | 0.0014214 | 7.6614e-05 | 2.197e-06 | 50
| West | CA | 06085 |  |  | CITY OF SUNNYVALE - STATION 6 | 14194611 | 84633813 | 76765912 | 111068914 | 20100102 | 221112 |  |  |  | 160 |  | N | Y | oil | 0.0014075 | 9.8178e-05 | 6.52e-07 | 8736
| West | CA | 06085 |  |  | CITY OF SUNNYVALE - STATION 1 | 13771811 | 83656913 | 75087512 | 109144914 | 20100102 | 221112 |  |  |  | 160 |  | N | Y | oil | 0.0014075 | 9.8178e-05 | 6.52e-07 | 8736
| West | NV | 32029 |  |  | WESTERN 102 POWER PLANT | 12762111 | 109120313 | 112636412 | 154611714 | 20200102 | 221112 |  |  |  | 160 |  | N | Y | oil | 0.0013892 | 9.5368e-05 | 9.135e-05
| SESARM | KY | 21167 |  |  | KY Utilities Co - Brown Station | 5933111 | 97280913 | 94294212 | 135751014 | 20200102 | 221112 |  |  | 125 | 999 |  | N | Y | oil | 0.0013792 | 9.9202e-05 | 9.07e-05
10620_G_GEN2 | MANE-VU | NY | 36045 | 10620 | GEN2 | CARTHAGE ENERGY COGEN FACILITY | 8036811 | 3684213 | 58915112 | 17962614 | 20200102 | 221112 | Combined Cycle | Natural Gas, Distillate Fuel Oil | 125 | 140 | N | N | N | oil | 0.00137 | 0.00016114 | 2.5e-05 |  | MANE-VU Gas Peaking | MANE-VU Gas Peaking | MANE-VU_gas_peak
| West | CA | 06085 |  |  | JC PENNY COMPANY, STORE #J0427-5 | 16018411 | 100448913 | 99113812 | 140682914 | 20100102 | 221112 |  |  |  | 999 |  | N | Y | oil | 0.0013606 | 9.4906e-05 | 6.31e-07 | 100
| SESARM | SC | 45021 |  |  | DUKE ENERGY CAROLINAS LLC MILL CREEK COM | 8421611 | 99912013 | 64027212 | 139816314 | 20200102 | 221112 |  |  | 125 | 290 |  | N | Y | oil | 0.001358 | 9.55e-05 | 8.93e-05 | 8736
| West | CA | 06055 |  |  | AMERICAN TOWER - ST HELENA - 8531 | 13784411 | 83827613 | 75413212 | 109514714 | 20100102 | 221112 |  |  |  | 160 |  | N | Y | oil | 0.001273 | 7.2161e-05 | 1.322e-06 | 100
| West | CA | 06029 |  |  | RIO BRAVO JASMIN | 5815411 | 21412613 | 20539212 | 59932914 | 20100102 | 221112 |  |  | 125 | 160 |  | N | Y | oil | 0.0012534 | 8.87e-05 | 5.6655e-07 | 8736
6060_G_3 | West | CA | 06065 | 6060 | 3 | IMPERIAL IRRIGATION DISTRICT/ COACHELLA | 2541511 | 75960413 | 120611312 | 112945514 | 20100201 | 221112 | Combustion Turbine | Natural Gas, Distillate Fuel Oil |  | 120 | N | N | N | gas | 0.00124 | 1.984e-05 | 5e-06 | 8736 | West Gas Peaking | West Gas Peaking | West_gas_peak
| West North Central | IA | 19157 |  |  | IPL - GRINNELL COMBUSTION TURBINES STATION | 2993611 | 38058813 | 36318412 | 38243114 | 20100102 | 221112 |  |  | 125 | 160 |  | N | Y | oil | 0.001208 | 5.6e-05 | 7.94e-05 | 1
| West | CA | 06097 |  |  | CITY OF ROHNERT PARK | 16023711 | 100703513 | 100605812 | 141083314 | 20100102 | 221112 |  |  |  | 999 |  | N | Y | oil | 0.001173 | 8.1815e-05 | 5.44e-07 | 20
| West | CA | 06075 |  |  | 595 MARKET STREET, INC | 16007311 | 120173613 | 121562912 | 170687714 | 20300101 | 221112 |  |  |  | 999 |  | N | Y | oil | 0.0011552 | 0.00034492 | 4.35e-06 | 34
| West | CA | 06081 |  |  | CITY OF FOSTER CITY | 14261211 | 83731713 | 98717612 | 109314314 | 20100102 | 221112 |  |  |  | 160 |  | N | Y | oil | 0.0011166 | 1.4943e-05 | 5.18e-07 | 100
| West | CA | 06065 |  |  | IMPERIAL IRRIGATION DISTRICT/ COACHELLA | 2541511 | 119863613 | 120611512 | 170114614 | 20100201 | 221112 |  |  |  | 999 |  | N | Y | gas | 0.0011 | 1.984e-05 | 5e-06 | 8736
| West | CA | 06071 |  |  | HIGH DESERT POWER PROJECT | 13908211 | 85486113 | 78701112 | 113120514 | 20200102 | 221112 |  |  | 125 | 160 |  | N | Y | oil | 0.001076 |  | 2.7e-06 | 4
| West | CA | 06001 |  |  | CITY OF ALAMEDA PUBLIC WORKS DEPARTMENT | 16021911 | 100784613 | 101196412 | 141222414 | 20100102 | 221112 |  |  |  | 999 |  | N | Y | oil | 0.0010469 | 5.9343e-05 | 1.087e-06 | 8736
| West | CA | 06085 |  |  | EASTRIDGE MALL - SAN JOSE | 9948111 | 54374013 | 75205112 | 68298114 | 20100102 | 221112 |  |  |  | 160 |  | N | Y | oil | 0.0010109 | 1.6295e-05 | 1.305e-06 | 8736
50465_B_PB | SESARM | GA | 13193 | 50465 | PB | Weyerhaeuser NR Company - Flint River Operations | 8352311 | 432113 | 435912 | 90864014 | 10200501 | 322110 | Biomass | Biomass | 133 | 100 | Y | N | N |  | 0.001 | 0.0048 | 0.001 | 8586 | daily flat | diurnal flat | SESARM_comp_nonpeak
99_G_2 | Northwest | WA | 53053 | 99 | 2 | Puget Sound Energy Frederickson | 12618611 | 63640113 | 58323612 | 87674214 | 10100501 | 221112 | Combustion Turbine | Natural Gas, Distillate Fuel Oil | 125 | 120 | N | N | N | oil | 0.001 | 0 | 0 | 3360 | Northwest Gas Peaking | Northwest Gas Peaking | Northwest_gas_peak
| MANE-VU | NY | 36103 |  |  | PE - BAYSHORE LLC | 8475011 | 118514313 | 58821412 | 167016114 | 20200104 | 221112 |  |  | 125 | 160 |  | N | Y | oil | 0.001 |  | 0.009
| Southwest | NM | 35025 |  |  | Southwestern Public Service Co - Maddox Station | 5228411 | 113935113 | 116559712 | 160289014 | 20100102 | 221112 |  |  | 125 | 160 |  | N | Y | oil | 0.001 |  |  | 12
| West | CA | 06013 |  |  | PACIFIC GAS AND ELECTRIC COMPANY | 216211 | 83945413 | 100895912 | 109721514 | 20201001 | 221112 |  |  |  | 160 |  | N | Y | gas | 0.00097867 | 2.86e-05 | 9.57e-05 | 100
50447_B_17 | MANE-VU | ME | 23005 | 50447 | 17 | S D WARREN CO - WESTBROOK | 7946611 | 1913113 | 1819212 | 125544114 | 10201302 | 322121 | Biomass | Biomass | 133 | 100 | Y | N | N |  | 0.00095 | 0.011263 | 0.0035 |  | daily flat | diurnal flat | MANE-VU_oil_nonpeak
50447_B_18 | MANE-VU | ME | 23005 | 50447 | 18 | S D WARREN CO - WESTBROOK | 7946611 | 1913013 | 1819212 | 125544414 | 10201302 | 322121 | Biomass | Biomass | 133 | 100 | Y | N | N |  | 0.00095 | 0.011263 | 0.0035 |  | daily flat | diurnal flat | MANE-VU_oil_nonpeak
| West | CA | 06097 |  |  | CITY OF SANTA ROSA UTILITIES DEPT | 9883211 | 120332813 | 122102912 | 170912014 | 20300101 | 221112 |  |  |  | 999 |  | N | Y | oil | 0.00094813 | 7.822e-06 | 7.93e-07 | 20
| West | CA | 06073 |  |  | SDG&E MIRAMAR | 13561211 | 78429313 | 117311512 | 116042614 | 20200102 | 221112 |  |  | 125 | 160 |  | N | Y | oil | 0.000904 | 0.00081711 | 4.24e-06 | 8736
2378_G_IC4 | MANE-VU | NJ | 34009 |  |  | B. L. England Generating Station | 5133011 | 25811013 | 60637712 | 22418414 | 20300101 | 221112 |  |  | 125 | 160 |  | N | N | oil | 0.0008 | 0.0003 | 0 |  | MANE-VU Oil Peaking | MANE-VU Oil Peaking | MANE-VU_oil_peak
| MANE-VU | VA | 51670 |  |  | Hopewell Cogeneration Ltd Partnership | 5883511 | 23364413 | 22396912 | 1669714 | 20100102 | 221112 |  |  | 125 | 160 |  | N | Y | oil | 0.0008 | 0.0016765 | 0.00023375
| West | CA | 06077 |  |  | PACIFIC GAS & ELECTRIC | 14029011 | 85089613 | 77761812 | 112034914 | 20301001 | 221112 |  |  |  | 160 |  | N | Y | gas | 0.00076464 | 0.00030007 | 2.0607e-05 | 13
| West | CA | 06001 |  |  | CALIFORNIA WATER SERVICE CO | 14314711 | 83873213 | 75488812 | 109595114 | 20100102 | 221112 |  |  |  | 160 |  | N | Y | oil | 0.00075023 | 2.4987e-05 | 9.24e-07 | 8736
1979_B_1 | LADCO | MN | 27137 | 1979 | 1 | Hibbing Public Utilities Commission | 6236711 | 16153613 | 15759112 | 102934814 | 10100501 | 221122 | Coal Steam | Subbituminous | 125 | 100 | Y | N | N |  | 0.00072 | 3.9375e-05 | 0.0009798 |  | daily flat | diurnal flat | LADCO_coal_nonpeak
| West | CA | 06001 |  |  | LIVERMORE-AMADOR VALLEY WATER MANAGEMENT AGENCY | 13788411 | 83880513 | 75500412 | 109606114 | 20100102 | 221112 |  |  |  | 160 |  | N | Y | oil | 0.00070377 | 9.418e-06 | 3.26e-07 | 20
| LADCO | MN | 27009 |  |  | Xcel Energy - Granite City Generating | 6190211 | 109516813 | 112906012 | 155003014 | 20100101 | 221112 |  |  | 125 | 999 |  | N | Y | oil | 0.000685 | 3.4333e-06 | 0.0001778
| West | CA | 06077 |  |  | GWF ENERGY, LLC - TRACY PEAKER POWER PLANT | 10009011 | 120979213 | 123116812 | 171664314 | 20300101 | 221112 |  |  | 125 | 999 |  | N | Y | oil | 0.0006843 | 2.9486e-05 | 1.272e-06 | 8736
| West | CA | 06059 |  |  | BREA PARENT 2007,LLC | 1583211 | 119539113 | 119750212 | 169430114 | 20100102 | 221112 |  |  | 125 | 999 |  | N | Y | oil | 0.00066 | 0.00032878 | 3e-05 | 8736
| West | CA | 06001 |  |  | COMCAST OF CALIFORNIA/COLORADO/TEXAS/WASHINGTON | 10475511 | 52419513 | 76239412 | 68362914 | 20100102 | 221112 |  |  |  | 160 |  | N | Y | oil | 0.00062813 | 1.3412e-05 | 6.52e-07 | 100
| MANE-VU | VA | 51041 |  |  | Dominion Virginia Power- Chesterfield | 4181011 | 33878513 | 32332012 | 949514 | 20100102 | 221112 |  |  | 125 | 160 |  | N | Y | oil | 0.000616 | 7.75e-06 | 0.0002121
| MANE-VU | MD | 24017 |  |  | CPV Maryland, LLC - St. Charles Project | 17878111 | 125591013 | 127439912 | 180576414 | 20100102 | 221112 |  |  | 125 | 690 |  | N | Y | oil | 0.000603 | 9e-05 | 1.8e-06 | 2080
| MANE-VU | PA | 42097 |  |  | MT CARMEL COGEN/CULM FIRED COGEN PLT | 3762011 | 94859613 | 91655012 | 129896114 | 20200102 | 221112 |  |  | 125 | 160 |  | N | Y | oil | 0.0006 |  |  | 1
| West | CA | 06081 |  |  | KOHL S DEPARTMENT STORES - STORE 1389 | 16018811 | 100416913 | 98925412 | 140635514 | 20100102 | 221112 |  |  |  | 999 |  | N | Y | oil | 0.00058647 | 4.0908e-05 | 2.72e-07 | 40
|  | AK | 02282 |  |  | Yakutat Power Plant | 1026311 | 112545913 | 44873912 | 158846214 | 20100102 | 221112 |  |  | 125 | 160 |  | N | Y | oil | 0 | 0.0097663 | 0.04 | 8736
| SESARM | SC | 45015 |  |  | SCE&G WILLIAMS | 8306711 | 95166713 | 63976412 | 130350914 | 20100101 | 221112 |  |  | 125 | 120 |  | N | Y | oil | 0.00056687 | 7.131e-06 | 9.7593e-07 | 9
|  | AK | 02282 |  |  | Yakutat Power Plant | 1026311 | 112545713 | 44873812 | 158846014 | 20100102 | 221112 |  |  | 125 | 160 |  | N | Y | oil | 0 | 0.0097663 | 0.03 | 8736
2098_B_1 | South | MO | 29021 | 2098 | 1 | KCP AND L GREATER MISSOURI OPERATIONS CO LAKE ROAD GENERATING STATION | 6346411 | 15422513 | 15089912 | 25248214 | 10100501 | 221112 | O/G Steam | Natural Gas, Distillate Fuel Oil | 125 | 100 | Y | N | N | oil | 0.0005 |  | 0.0002 |  | daily flat | diurnal flat | South_gas_peak
2098_B_2 | South | MO | 29021 | 2098 | 2 | KCP AND L GREATER MISSOURI OPERATIONS CO LAKE ROAD GENERATING STATION | 6346411 | 15422613 | 15089512 | 25247914 | 10100501 | 221112 | O/G Steam | Natural Gas, Distillate Fuel Oil | 125 | 100 | Y | N | N | oil | 0.0005 |  | 0.0002 |  | daily flat | diurnal flat | South_gas_peak
59664_G_UNIT2 | South | MO | 29091 | 59664 | UNIT2 | CITY OF WEST PLAINS-POWER STATION-POWER STATION | 7544611 | 11572213 | 11469312 | 25663914 | 20100101 | 221112 | Combustion Turbine | Natural Gas, Distillate Fuel Oil | 125 | 120 | N | N | N | oil | 0.0005 | 0.0001 | 0.0001 |  | South Gas Peaking | South Gas Peaking | South_gas_peak
| LADCO | MN | 27009 |  |  | Xcel Energy - Granite City Generating | 6190211 | 109516713 | 112905912 | 155002914 | 20100101 | 221112 |  |  | 125 | 999 |  | N | Y | oil | 0.0004893 | 2.4523e-06 | 0.000127
| LADCO | MN | 27009 |  |  | Xcel Energy - Granite City Generating | 6190211 | 109517013 | 112906212 | 155003214 | 20100101 | 221112 |  |  | 125 | 999 |  | N | Y | oil | 0.0004893 | 2.4523e-06 | 0.000127
| West | CA | 06041 |  |  | AMERICAN TOWER - TAMPALPAIS - 8521 | 13798011 | 83991913 | 75672712 | 109808414 | 20100102 | 221112 |  |  |  | 160 |  | N | Y | oil | 0.00047319 | 7.3961e-05 | 4.92e-07 | 100
| West | CA | 06081 |  |  | CITY OF SAN MATEO/3RD &DETROIT STORMWATER PUMP STN | 14261011 | 83731413 | 99940612 | 109314014 | 20300101 | 221112 |  |  |  | 160 |  | N | Y | oil | 0.00046918 | 3.2726e-05 | 2.18e-07 | 100
| West | CA | 06097 |  |  | CITY OF ROHNERT PARK | 13792911 | 83924913 | 75560512 | 109683614 | 20100102 | 221112 |  |  |  | 160 |  | N | Y | oil | 0.00046918 | 3.2726e-05 | 2.18e-07 | 20
| West | CA | 06013 |  |  | PACIFIC GAS & ELECTRIC CO | 14257011 | 120126413 | 121399512 | 170611314 | 20201002 | 221112 |  |  |  | 999 |  | N | Y | gas | 0.00045362 | 0.00076549 | 0.00014942 | 50
| West | CA | 06055 |  |  | CITY OF CALISTOGA - POLICE DEPARTMENT | 14297511 | 84065413 | 75801312 | 109972314 | 20100102 | 221112 |  |  |  | 160 |  | N | Y | oil | 0.00041666 | 1.2494e-05 | 4.33e-07 | 100
| SESARM | KY | 21049 |  |  | East KY Power - J K Smith Station | 5163011 | 109083113 | 112596112 | 154534014 | 20100201 | 221112 |  |  | 125 | 999 |  | N | Y | gas | 0.0004086 | 8.2265e-05 | 0.00054155
2144_B_5 | South | MO | 29195 |  |  | MARSHALL MUNICIPAL UTILITIES | 7593811 | 11516913 | 11415712 | 24581114 | 10100601 | 221112 |  |  | 125 | 100 |  | N | N | gas | 0.0004 |  |  |  | South Gas Peaking | South Gas Peaking | South_gas_peak
| Southwest | NM | 35001 |  |  | Rio Bravo Generating Station | 7532811 | 112072813 | 115219912 | 158359114 | 20100105 | 221112 |  |  | 125 | 999 |  | N | Y | oil | 0.0004 | 0.0001 | 0.0001 | 1
83956_G_GEN2 | MANE-VU | VA | 51107 |  |  | Panda Stonewall LLC | 17856211 | 125485013 | 127320112 | 179813714 | 20100201 | 221112 |  |  | 125 | 120 |  | N | N | gas | 0.00039692 | 0.00028212 | 1.362e-05 |  | MANE-VU Gas Peaking | MANE-VU Gas Peaking | MANE-VU_gas_peak
| LADCO | MN | 27009 |  |  | Xcel Energy - Granite City Generating | 6190211 | 109516913 | 112906112 | 155003114 | 20100101 | 221112 |  |  | 125 | 999 |  | N | Y | oil | 0.0003914 | 1.9619e-06 | 0.0001016
| West | CA | 06077 |  |  | CAMANCHE POWER HOUSE | 15994711 | 101898713 | 105247812 | 171696614 | 20100102 | 221112 |  |  |  | 999 |  | N | Y | oil | 0.00037867 | 1.4942e-05 | 6.996e-07 | 1
| SESARM | KY | 21199 |  |  | East KY Power Coop - Cooper Station | 5787711 | 109098813 | 112612712 | 154568014 | 20301001 | 221112 |  |  | 125 | 999 |  | N | Y | gas | 0.00035969 | 2.73e-06 | 9e-08
|  | AK | 02282 |  |  | Yakutat Power Plant | 1026311 | 112545813 | 58784212 | 158846114 | 20100102 | 221112 |  |  | 125 | 160 |  | N | Y | oil | 0 | 0 | 0 | 8736
|  | AK | 02282 |  |  | Yakutat Power Plant | 1026311 | 112546013 | 44873712 | 158846314 | 20100102 | 221112 |  |  | 125 | 160 |  | N | Y | oil | 0 | 0 | 0 | 8736
| West North Central | IA | 19163 |  |  | MIDAMERICAN ENERGY CO - RIVERSIDE STATION | 2995011 | 108876213 | 112392712 | 154177314 | 20200202 | 221112 |  |  | 125 | 160 |  | N | Y | gas | 0.00035088 | 2.4846e-05 | 7.413e-07 | 12
| South | KS | 20067 |  |  | Mid-Kansas Electric - Rubart | 17700211 | 122580513 | 124824612 | 174631214 | 20200253 | 221112 |  |  |  | 160 |  | N | Y | gas | 0.00032 | 3.78e-05 |  | 4
| West | CA | 06041 |  |  | CITY OF MILL VALLEY | 16023511 | 100542213 | 99772512 | 140833914 | 20100102 | 221112 |  |  |  | 999 |  | N | Y | oil | 0.00031575 | 4.92e-07 | 5.44e-07 | 50
| West | CA | 06097 |  |  | CITY OF ROHNERT PARK | 16023911 | 100411613 | 98879112 | 140626514 | 20100102 | 221112 |  |  |  | 999 |  | N | Y | oil | 0.00031406 | 4.9089e-05 | 3.26e-07 | 100
| West | CA | 06097 |  |  | CITY OF ROHNERT PARK | 16023811 | 100517013 | 99622712 | 140790914 | 20100102 | 221112 |  |  |  | 999 |  | N | Y | oil | 0.00031406 | 4.9089e-05 | 3.26e-07 | 20
| South | KS | 20173 |  |  | Mulvane Mun. Power Plant #2 | 9621511 | 125480713 | 112267312 | 179808214 | 20200402 | 221112 |  |  | 125 | 999 |  | N | Y | oil | 0.0003121 | 9.359e-06 | 1.0567e-08 | 2184
| West | CA | 06001 |  |  | PACIFIC GAS AND ELECTRIC | 10497811 | 52503313 | 98789712 | 68468314 | 20100202 | 221112 |  |  |  | 160 |  | N | Y | gas | 0.00030926 | 9.1e-07 | 5.2e-08 | 100
| West | CA | 06001 |  |  | PACIFIC GAS AND ELECTRIC | 16020511 | 100625213 | 100142412 | 140964714 | 20100202 | 221112 |  |  |  | 999 |  | N | Y | gas | 0.00030926 | 9.1e-07 |  | 100
| SESARM | SC | 45075 |  |  | ORANGEBURG DPU:ROWESVILLE ROAD | 4143111 | 99915613 | 64112012 | 139829114 | 20100102 | 221112 |  |  | 125 | 160 |  | N | Y | oil | 0.0003069 | 2.157e-05 | 2.018e-05 | 1
| South | LA | 22055 |  |  | Lafayette Consolidated Government - LUS Louis Doc Bonin Electric Generating St | 6128911 | 80088713 | 71211712 | 103411714 | 20100102 | 221112 |  |  | 125 | 999 |  | N | Y | oil | 0.0003 | 0.0003 | 0.0003 | 8736
| MANE-VU | MA | 25021 |  |  | NEA BELLINGHAM | 5736011 | 118618013 | 83856812 | 167302314 | 20200102 | 221112 |  |  | 125 | 160 |  | N | Y | oil | 0.0003 | 0 | 0
| MANE-VU | MA | 25005 |  |  | BRAYTON POINT ENERGY LLC | 5058411 | 90543313 | 83613612 | 122762314 | 20201001 | 221112 |  |  | 125 | 160 |  | N | Y | gas | 0.0003 | 0 | 0
| West North Central | WY | 56005 |  |  | Arvada Generation Station | 12813011 | 120615513 | 122684412 | 172242614 | 20100102 | 221112 |  |  | 125 | 160 |  | N | Y | oil | 0.00028665 | 6.5e-06 | 0.0025805 | 18
| West North Central | WY | 56005 |  |  | Barber Creek Generation Station | 12811211 | 120615913 | 122684812 | 172243014 | 20100102 | 221112 |  |  | 125 | 160 |  | N | Y | oil | 0.00028665 | 2.015e-05 | 1.885e-05 | 13
| West | CA | 06097 |  |  | CITY OF SANTA ROSA UTILITIES DEPT | 9883211 | 120333013 | 122103112 | 170912214 | 20100102 | 221112 |  |  |  | 999 |  | N | Y | oil | 0.0002853 | 1.5034e-05 | 2.49e-07 | 100
| West | CA | 06001 |  |  | AMERICAN TOWER - SUNOL RIDGE - 8252 | 13815811 | 84238513 | 76089612 | 110309214 | 20100102 | 221112 |  |  |  | 160 |  | N | Y | oil | 0.00027212 | 1.8981e-05 | 1.26e-07 | 100
| SESARM | SC | 45003 |  |  | SCE&G URQUHART | 5045611 | 99892813 | 64003312 | 139737014 | 20100102 | 221112 |  |  | 125 | 999 |  | N | Y | oil | 0.00026514 | 6.4667e-06 | 1.7436e-05
1979_B_2 | LADCO | MN | 27137 | 1979 | 2 | Hibbing Public Utilities Commission | 6236711 | 16153713 | 15759112 | 102935014 | 10100501 | 221122 | Coal Steam | Subbituminous | 125 | 100 | Y | N | N |  | 0.00024 | 1.3125e-05 | 0.0003266 |  | daily flat | diurnal flat | LADCO_coal_nonpeak
1979_B_3 | LADCO | MN | 27137 | 1979 | 3 | Hibbing Public Utilities Commission | 6236711 | 16153513 | 15759012 | 102935214 | 10100501 | 221122 | Coal Steam | Subbituminous | 125 | 100 | Y | N | N |  | 0.00024 | 1.3125e-05 | 0.0003266 |  | daily flat | diurnal flat | LADCO_coal_nonpeak
| West | CA | 06041 |  |  | AMERICAN TOWER - BURDELL MTN - 89301 | 13763511 | 83586013 | 74968712 | 109008414 | 20100102 | 221112 |  |  |  | 160 |  | N | Y | oil | 0.00021817 | 1.5218e-05 | 1.01e-07 | 100
59664_G_UNIT1 | South | MO | 29091 | 59664 | UNIT1 | CITY OF WEST PLAINS-POWER STATION-POWER STATION | 7544611 | 11572513 | 11469412 | 25614714 | 20100101 | 221112 | Combustion Turbine | Natural Gas, Distillate Fuel Oil | 125 | 120 | N | N | N | oil | 0.0002 |  |  |  | South Gas Peaking | South Gas Peaking | South_gas_peak
2039_B_1 | LADCO | MN | 27141 | 2039 | 1 | Great River Energy | 8162511 | 6843113 | 6795712 | 155014214 | 10100501 | 562213 | Municipal Solid Waste | MSW | 103 | 270 | N | Y | N |  | 0.0001944 | 1.055e-05 | 6.901e-07 |  | daily flat | diurnal flat | LADCO_other_nonpeak
| West | CA | 06019 |  |  | SOUTHERN CALIFORNIA EDISON CO | 10377511 | 85253413 | 78005412 | 112358314 | 20301001 | 221112 |  |  | 125 | 160 |  | N | Y | gas | 0.00015704 | 4.7018e-06 | 1.4134e-06 | 2
| West | CA | 06085 |  |  | AT&T MOBILITY /AT&T SERVICES | 14238211 | 100412313 | 98884612 | 140627214 | 20201002 | 221112 |  |  |  | 999 |  | N | Y | gas | 0.00015039 | 0.00018965 | 4.002e-05 | 100
50971_G_GEN1 | SESARM | FL | 12081 | 50971 | GEN1 | TROPICANA MANUFACTURING COMPANY, INC. | 537811 | 67275313 | 61896112 | 92786714 | 10200601 | 311421 | Combustion Turbine | Natural Gas |  | 120 | Y | N | N |  | 0.000129 | 0.000153 | 2e-06 | 8013 | daily flat | diurnal flat | SESARM_gas_nonpeak
| SESARM | SC | 45007 |  |  | DUKE ENERGY CAROLINAS LLC LEE STEAM STAT | 4948311 | 126266613 | 63918512 | 181439314 | 20201002 | 221112 |  |  | 125 | 160 |  | N | Y | gas | 0.00010725 | 5.4933e-07 | 1.2375e-09 | 13
| South | MO | 29019 |  |  | UNIVERSITY OF MISSOURI (MU) POWER PLANT | 7164611 | 58915913 | 57958412 | 87786614 | 20300201 | 221112 |  |  | 125 | 160 |  | N | Y | gas | 0.0001
| South | TX | 48351 |  |  | COTTONWOOD ENERGY CO LP | 9118811 | 106750413 | 110309512 | 151181614 | 20100201 | 22111 |  |  | 125 | 999 |  | N | Y | gas | 0.0001 | 0.3948 |  | 8760
| West | NV | 32029 |  |  | TRACY GENERATING STATION | 7302811 | 111114413 | 114195012 | 156892014 | 20200102 | 221112 |  |  | 125 | 160 |  | N | Y | oil | 8.76e-05 | 1.6525e-06 | 9.216e-06
2039_B_3 | LADCO | MN | 27141 | 2039 | 3 | Great River Energy | 8162511 | 6842913 | 6795712 | 155014014 | 10100501 | 562213 | Municipal Solid Waste | MSW | 103 | 270 | N | Y | N |  | 8.4e-05 | 4.5588e-06 | 3.413e-05 |  | daily flat | diurnal flat | LADCO_other_nonpeak
|  | AK | 02016 |  |  | St. Paul Power Plant | 10606111 | 52259513 | 51109812 | 71624914 | 20100102 | 221112 |  |  | 125 | 160 |  | N | Y | oil | 0 | 0 | 0
|  | AK | 02016 |  |  | St. Paul Power Plant | 10606111 | 52259413 | 51109812 | 71624314 | 20100102 | 221112 |  |  | 125 | 160 |  | N | Y | oil | 0 | 0 | 0
2039_B_2 | LADCO | MN | 27141 | 2039 | 2 | Great River Energy | 8162511 | 6843213 | 6795712 | 155014114 | 10100501 | 562213 | Municipal Solid Waste | MSW | 103 | 270 | N | Y | N |  | 8.4e-05 | 4.5588e-06 | 2.982e-07 |  | daily flat | diurnal flat | LADCO_other_nonpeak
| South | MO | 29045 |  |  | KAHOKA ELECTRIC GENERATING PLANT-KAHOKA ELECTRIC GENERATING PLANT | 7621711 | 96623113 | 94014112 | 135344714 | 20200402 | 221112 |  |  | 125 | 999 |  | N | Y | oil | 6.8e-05
| South | MO | 29045 |  |  | KAHOKA ELECTRIC GENERATING PLANT-KAHOKA ELECTRIC GENERATING PLANT | 7621711 | 96623113 | 94013912 | 135344714 | 20200402 | 221112 |  |  | 125 | 999 |  | N | Y | oil | 6.6e-05
| South | MO | 29045 |  |  | KAHOKA ELECTRIC GENERATING PLANT-KAHOKA ELECTRIC GENERATING PLANT | 7621711 | 96623113 | 11730412 | 135344714 | 20200402 | 221112 |  |  | 125 | 999 |  | N | Y | oil | 6.6e-05
| West | CA | 06085 |  |  | PACIFIC GAS AND ELECTRIC | 14262711 | 83964913 | 75627012 | 109755314 | 20100202 | 221112 |  |  |  | 160 |  | N | Y | gas | 6.3561e-05 | 0.00020082 | 1.1411e-05 | 100
| West | CA | 06085 |  |  | PACIFIC GAS AND ELECTRIC | 14262711 | 83965013 | 75627112 | 109755414 | 20100202 | 221112 |  |  |  | 160 |  | N | Y | gas | 6.1915e-05 | 0.00019561 | 1.1116e-05 | 100
56898_G_2 | West | CA | 06037 | 56898 | 2 | AMERESCO CHIQUITA ENERGY LLC | 16015611 | 100969813 | 117829812 | 167960114 | 39001099 | 221117 | Landfill Gas | Landfill Gas | 125 | 160 | N | N | N |  | 6e-05 |  | 2e-05 | 8736 | West Other Nonpeaking | West Other Nonpeaking | West_other_nonpeak
| West | CA | 06077 |  |  | PACIFIC GAS & ELECTRIC | 14029011 | 85089613 | 77761812 | 171682914 | 20301001 | 221112 |  |  |  | 160 |  | N | Y | gas | 5.8818e-05 | 2.3082e-05 | 1.5852e-06 | 1
56505_G_SN02 | South | AR | 05031 | 56505 | SN02 | JONESBORO CITY WATER AND LIGHT-NW SUBSTA | 976311 | 112830913 | 44657712 | 159196514 | 20100201 | 221112 | Combustion Turbine | Natural Gas, Distillate Fuel Oil | 125 | 120 | N | N | N | gas | 5.5071e-05 | 0.057037 | 0.029383 | 121 | South Oil Peaking | South Oil Peaking | South_oil_peak
| West | CA | 06085 |  |  | METCALF ENERGY CENTER | 13834111 | 84509613 | 76538412 | 110786014 | 20300101 | 221112 |  |  | 125 | 160 |  | N | Y | oil | 5.3638e-05 | 6.6e-07 | 4.3e-08 | 30
| SESARM | SC | 45019 |  |  | SCE&G HAGOOD | 2916211 | 99903913 | 36533012 | 158247214 | 20100102 | 221112 |  |  | 125 | 160 |  | N | Y | oil | 3.85e-05 | 2.52e-06 | 2.07e-06 | 1
| West | CA | 06013 |  |  | GATEWAY GENERATING STATION | 15757411 | 100518913 | 99629512 | 140793614 | 20300101 | 221112 |  |  | 125 | 999 |  | N | Y | oil | 2.5341e-05 | 1.131e-06 | 5.1e-08 | 50
| West | CA | 06085 |  |  | SANTA CLARA VALLEY TRANSPORTATION AUTHORITY | 13754511 | 83453613 | 74733812 | 108709514 | 20100102 | 221112 |  |  |  | 160 |  | N | Y | oil | 2.2802e-05 | 1.59e-06 | 1.1e-08 | 20
50413_G_TG2 | LADCO | MN | 27109 | 50413 | TG2 | Olmsted Waste-to-Energy Facility | 8483411 | 1088413 | 987012 | 26811414 | 10300603 | 562213 | Municipal Solid Waste | MSW | 103 | 270 | Y | Y | N |  | 1e-05 | 3.211e-08 | 1.2e-08 |  | daily flat | diurnal flat | LADCO_other_nonpeak
|  | AK | 02261 |  |  | Glennallen Diesel Plant | 1025511 | 47330613 | 44876412 | 62663014 | 20100102 | 221112 |  |  | 125 | 160 |  | N | Y | oil | 0 | 0 | 0
50413_G_TGI | LADCO | MN | 27109 | 50413 | TGI | Olmsted Waste-to-Energy Facility | 8483411 | 1088313 | 987112 | 26811614 | 10300603 | 562213 | Municipal Solid Waste | MSW | 103 | 270 | Y | Y | N |  | 1e-05 | 3.211e-08 | 1.2e-08 |  | daily flat | diurnal flat | LADCO_other_nonpeak
6060_G_3 | West | CA | 06065 | 6060 | 3 | IMPERIAL IRRIGATION DISTRICT/ COACHELLA | 2541511 | 75960413 | 120611412 | 170114514 | 20100101 | 221112 | Combustion Turbine | Natural Gas, Distillate Fuel Oil |  | 120 | N | N | N | oil | 1e-05 |  |  | 8736 | West Gas Peaking | West Gas Peaking | West_gas_peak
| LADCO | WI | 55117 |  |  | WPL - SHEBOYGAN FALLS ENERGY FACILITY | 9012411 | 54826213 | 52071912 | 71482514 | 20100102 | 221112 |  |  | 125 | 160 |  | N | Y | oil | 1e-05
| West | CA | 06001 |  |  | PACIFIC GAS AND ELECTRIC COMPANY | 196311 | 51179713 | 75223412 | 59134814 | 20100102 | 221112 |  |  |  | 160 |  | N | Y | oil | 5.033e-06 | 7.87e-07 | 5e-09 | 100
50413_G_TG3 | LADCO | MN | 27109 | 50413 | TG3 | Olmsted Waste-to-Energy Facility | 8483411 | 102506013 | 106143312 | 143977914 | 10300603 | 562213 | Municipal Solid Waste | MSW | 103 | 270 | Y | Y | N |  | 5e-06 | 3.211e-08 | 1.2e-08 |  | daily flat | diurnal flat | LADCO_other_nonpeak
| West | CA | 06029 |  |  | RIO BRAVO JASMIN | 5815411 | 101943613 | 105339212 | 143089514 | 20100202 | 221112 |  |  | 125 | 999 |  | N | Y | gas | 4.5e-06 | 2.8443e-05 | 4.275e-06 | 8736
| West | CA | 06001 |  |  | PACIFIC GAS AND ELECTRIC COMPANY | 196311 | 51179913 | 75223312 | 59134614 | 20100102 | 221112 |  |  |  | 160 |  | N | Y | oil | 4.463e-06 | 6.98e-07 | 5e-09 | 100
| West | CA | 06001 |  |  | PACIFIC GAS AND ELECTRIC COMPANY | 196311 | 51179813 | 98657912 | 59134714 | 20100102 | 221112 |  |  |  | 160 |  | N | Y | oil | 3.315e-06 | 5.18e-07 | 3e-09 | 100
| West | CA | 06041 |  |  | NEW CINGULAR WIRELESS,PCS,LLC DBA AT&T MOBILITY | 13797811 | 100367613 | 98667312 | 140563514 | 20201002 | 221112 |  |  |  | 999 |  | N | Y | gas | 1.098e-06 | 5.3332e-05 | 4.9329e-05 | 100
| West | CA | 06085 |  |  | PACIFIC GAS AND ELECTRIC | 14181511 | 120252913 | 121834212 | 170790814 | 20100202 | 221112 |  |  |  | 999 |  | N | Y | gas | 9.14e-07 | 9.333e-06 | 3.15e-07 | 100
| West | CA | 06085 |  |  | PACIFIC GAS AND ELECTRIC | 14181511 | 120253013 | 121834312 | 170790914 | 20100202 | 221112 |  |  |  | 999 |  | N | Y | gas | 7.46e-07 | 7.619e-06 | 2.57e-07 | 100
| West | CA | 06085 |  |  | NEW CINGULAR WIRELESS,PCS,LLC DBA AT&T MOBILITY | 13756311 | 100543713 | 99778312 | 140837414 | 20201002 | 221112 |  |  |  | 999 |  | N | Y | gas | 6.54e-07 | 3.1745e-05 | 2.9362e-05 | 100
2221_G_5 | West North Central | NE | 31041 | 2221 | 5 | Broken Bow Power Plant | 7460411 | 11695613 | 11601412 | 21585014 | 20200402 | 926130 | Combustion Turbine | Natural Gas, Distillate Fuel Oil | 125 | 160 | N | N | N |  | 1e-07 | 1.1552e-07 | 0.009 |  | West North Central Composite Nonpeaking | West North Central Composite Nonpeaking | West North Central_comp_nonpeak
2292_G_3 | West North Central | NE | 31153 | 2292 | 3 | OPPD Sarpy County Station | 7631011 | 12532613 | 12453312 | 21596014 | 20100201 | 221112 | Combustion Turbine | Natural Gas, Distillate Fuel Oil | 125 | 120 | N | N | N | gas | 1e-07 | 0.2548 | 1e-06 |  | West North Central Gas Peaking | West North Central Gas Peaking | West North Central_gas_peak
2244_B_5 | West North Central | NE | 31001 | 2244 | 5 | North Denver Station | 5098411 | 24700813 | 23715612 | 21887414 | 10100401 | 926130 | O/G Steam | Natural Gas, Distillate Fuel Oil | 125 | 100 | N | N | N |  | 1e-07 | 8.689e-08 | 1e-07 |  | West North Central Gas Nonpeaking | West North Central Gas Nonpeaking | West North Central_gas_nonpeak
2310_G_2 | West North Central | NE | 31155 | 2310 | 2 | Wahoo Power Plant | 7644211 | 12526213 | 12452012 | 21727714 | 20200401 | 926130 | Combustion Turbine | Natural Gas, Distillate Fuel Oil | 125 | 160 | N | N | N |  | 1e-07 | 1.1552e-07 | 1e-07 |  | West North Central Composite Nonpeaking | West North Central Composite Nonpeaking | West North Central_comp_nonpeak
2310_G_4 | West North Central | NE | 31155 | 2310 | 4 | Wahoo Power Plant | 7644211 | 12525913 | 12452012 | 24515714 | 20200402 | 926130 | Combustion Turbine | Natural Gas, Distillate Fuel Oil | 125 | 160 | N | N | N |  | 1e-07 | 1.0031e-07 | 1e-07 |  | West North Central Composite Nonpeaking | West North Central Composite Nonpeaking | West North Central_comp_nonpeak
2311_G_6 | West North Central | NE | 31051 | 2311 | 6 | Wakefield Municipal Power | 6703511 | 12886213 | 12770712 | 21593514 | 20100102 | 221112 | Combustion Turbine | Natural Gas, Distillate Fuel Oil | 125 | 160 | N | N | N | oil | 1e-07 | 1.0756e-07 | 1e-07 |  | West North Central Oil Peaking | West North Central Oil Peaking | West North Central_oil_peak
2241_B_B-1 | West North Central | NE | 31079 | 2241 | B-1 | C W Burdick Generating Station | 6714711 | 12864013 | 12757112 | 21908214 | 10100604 | 221112 | O/G Steam | Natural Gas, Residual Fuel Oil | 125 | 100 | N | N | N | gas | 1e-07 | 2.6e-07 | 1e-07 |  | West North Central Gas Peaking | West North Central Gas Peaking | West North Central_gas_peak
2241_B_B-2 | West North Central | NE | 31079 | 2241 | B-2 | C W Burdick Generating Station | 6714711 | 12864213 | 12757112 | 21908014 | 10100601 | 221112 | O/G Steam | Natural Gas, Residual Fuel Oil | 125 | 100 | N | N | N | gas | 1e-07 | 2.6e-07 | 1e-07 |  | West North Central Gas Peaking | West North Central Gas Peaking | West North Central_gas_peak
2292_G_3x | West North Central | NE | 31153 |  |  | OPPD Sarpy County Station | 7631011 | 12532513 | 12453312 | 21596114 | 20100101 | 221112 |  |  | 125 | 120 |  | N | N | oil | 1e-07 | 1.0756e-07 | 1e-07 |  | West North Central Oil Peaking | West North Central Oil Peaking | West North Central_oil_peak
2240_B_6 | West North Central | NE | 31053 | 2240 | 6 | Lon D Wright Power Plant | 7766111 | 1753613 | 1670512 | 123564314 | 10101002 | 221112 | Coal Steam | Subbituminous | 125 | 100 | N | N | N | gas | 1e-07 | 0 | 0 |  | West North Central Composite Peaking | West North Central Composite Peaking | West North Central_comp_peak
| West North Central | NE | 31041 |  |  | Callaway Municipal Power Plant | 7460911 | 11694013 | 11600912 | 21422714 | 20100102 | 221112 |  |  | 125 | 160 |  | N | Y | oil | 1e-07 | 1.0756e-07 | 1e-07
| West North Central | NE | 31025 |  |  | OPPD Cass County Station | 9445711 | 122570013 | 50938812 | 174606014 | 20200102 | 221112 |  |  | 125 | 160 |  | N | Y | oil | 1e-07
| West North Central | NE | 31041 |  |  | Callaway Municipal Power Plant | 7460911 | 11693813 | 11600912 | 21422914 | 20100102 | 221112 |  |  | 125 | 160 |  | N | Y | oil | 1e-07 | 1.0756e-07
| West North Central | NE | 31033 |  |  | Sidney Power Plant | 7575611 | 11898313 | 11798012 | 21908914 | 20200401 | 221112 |  |  | 125 | 160 |  | N | Y | oil | 1e-07 | 8.6464e-08
| West North Central | NE | 31033 |  |  | Sidney Power Plant | 7575611 | 11898213 | 11798012 | 21909014 | 20200402 | 221112 |  |  | 125 | 160 |  | N | Y | oil | 1e-07 | 1e-07
| West North Central | NE | 31033 |  |  | Sidney Power Plant | 7575611 | 11898513 | 11798012 | 21949314 | 20200402 | 221112 |  |  | 125 | 160 |  | N | Y | oil | 1e-07 | 1e-07
| West North Central | NE | 31033 |  |  | Sidney Power Plant | 7575611 | 11898413 | 11798012 | 21949414 | 20200402 | 221112 |  |  | 125 | 160 |  | N | Y | oil | 1e-07 | 1e-07
| West North Central | NE | 31153 |  |  | OPPD Sarpy County Station | 7631011 | 12532113 | 12453312 | 21596514 | 20100201 | 221112 |  |  | 125 | 120 |  | N | Y | gas | 1e-07 | 0.1092 | 1e-07
| West North Central | NE | 31153 |  |  | OPPD Sarpy County Station | 7631011 | 12531313 | 12453312 | 21597314 | 20100201 | 221112 |  |  | 125 | 120 |  | N | Y | gas | 1e-07 | 0.1274 | 1e-07
2217_G_2 | West North Central | NE | 31065 | 2217 | 2 | Beaver City Municipal Plant | 6831111 | 13775813 | 13569512 | 21282514 | 20200401 | 221118 | Combustion Turbine | Natural Gas, Distillate Fuel Oil | 125 | 160 | N | N | N |  | 5e-11 | 1.5574e-08 |  |  | West North Central Composite Nonpeaking | West North Central Composite Nonpeaking | West North Central_comp_nonpeak
2217_G_4 | West North Central | NE | 31065 | 2217 | 4 | Beaver City Municipal Plant | 6831111 | 13775913 | 13569512 | 21282414 | 20200401 | 221118 | Combustion Turbine | Natural Gas, Distillate Fuel Oil | 125 | 160 | N | N | N |  | 5e-11 | 1.0031e-07 |  |  | West North Central Composite Nonpeaking | West North Central Composite Nonpeaking | West North Central_comp_nonpeak
2296_G_3 | West North Central | NE | 31173 | 2296 | 3 | Pender Municipal Power Plant | 6911211 | 13704413 | 13505112 | 148365714 | 20200401 | 926130 | Combustion Turbine | Natural Gas, Distillate Fuel Oil | 125 | 160 | N | N | N |  | 5e-11 | 5e-11 |  |  | West North Central Composite Nonpeaking | West North Central Composite Nonpeaking | West North Central_comp_nonpeak
2313_G_2 | West North Central | NE | 31039 | 2313 | 2 | West Point Power Plant | 7460011 | 11696513 | 11601812 | 22110114 | 20200402 | 221118 | Combustion Turbine | Natural Gas, Distillate Fuel Oil | 125 | 160 | N | N | N |  | 5e-11 | 5.7762e-11 |  |  | West North Central Composite Nonpeaking | West North Central Composite Nonpeaking | West North Central_comp_nonpeak
| West North Central | NE | 31181 |  |  | Red Cloud Municipal Plant | 7515011 | 12752113 | 12660812 | 21282914 | 20100102 | 221112 |  |  | 125 | 160 |  | N | Y | oil | 5e-11 | 5.3779e-11 | 5e-11
10328_B_BLR6 | LADCO | MI | 26065 | 10328 | BLR6 | Michigan State University | 8157711 | 82809713 | 73806712 | 106445514 | 10200602 | 611310 | O/G Steam | Natural Gas | 148 | 100 | Y | N | N |  | 0 | 0.05915 | 0.00467 | 1032 | daily flat | diurnal flat | LADCO_gas_nonpeak
8073_G_6 | Northwest | OR | 41009 | 8073 | 6 | Beaver Plant/Port Westward I Plant | 7393911 | 68311613 | 62709812 | 94185814 | 20100209 | 221112 | Combined Cycle | Natural Gas, Distillate Fuel Oil | 125 | 140 | N | N | N | gas | 0 | 0.02364 | 0.002 |  | Northwest Composite Peaking | Northwest Composite Peaking | Northwest_comp_peak
7513_B_BOIL1 | MANE-VU | ME | 23003 | 7513 | BOIL1 | REENERGY FORT FAIRFIELD LLC | 5661711 | 19627713 | 18962912 | 125564914 | 10101302 | 221118 | Biomass | Biomass | 125 | 100 | N | N | N |  | 0 | 9.8822e-06 | 0.0010473 |  | MANE-VU Other Nonpeaking | MANE-VU Other Nonpeaking | MANE-VU_other_nonpeak
10356_B_BOIL1 | MANE-VU | ME | 23003 | 10356 | BOIL1 | REENERGY ASHLAND LLC | 5662311 | 19625513 | 18961212 | 129278214 | 10101302 | 221118 | Biomass | Biomass | 125 | 100 | N | N | N |  | 0 | 4.8293e-06 | 0.00051298 |  | MANE-VU Other Nonpeaking | MANE-VU Other Nonpeaking | MANE-VU_other_nonpeak
10766_B_CFB001 | MANE-VU | ME | 23019 | 10766 | CFB001 | STORED SOLAR J&WE, LLC - WEST ENFIELD | 7718411 | 2956413 | 2825112 | 125455814 | 10101002 | 221117 | Biomass | Biomass | 125 | 100 | N | N | N |  | 0 | 0.0012515 | 0.00028528 |  | MANE-VU Other Nonpeaking | MANE-VU Other Nonpeaking | MANE-VU_other_nonpeak
50650_B_BLR1 | MANE-VU | ME | 23007 | 50650 | BLR1 | REENERGY STRATTON LLC | 5676911 | 22710913 | 21769712 | 180761614 | 10101302 | 221118 | Biomass | Biomass | 125 | 100 | N | N | N |  | 0 | 5.017e-06 | 5.325e-05 |  | MANE-VU Other Nonpeaking | MANE-VU Other Nonpeaking | MANE-VU_other_nonpeak
10765_B_CFB002 | MANE-VU | ME | 23029 | 10765 | CFB002 | STORED SOLAR J&WE, LLC - JONESBORO | 5974111 | 24218613 | 23232812 | 125455414 | 10101002 | 221117 | Biomass | Biomass | 125 | 100 | N | N | N |  | 0 | 0.00019791 | 4.511e-05 |  | MANE-VU Other Nonpeaking | MANE-VU Other Nonpeaking | MANE-VU_other_nonpeak
10012_B_2 | MANE-VU | NJ | 34041 | 10012 | 2 | Covanta Warren Energy Resource Co. L.P. | 7989511 | 5122213 | 4944212 | 20133314 | 50200102 | 562213 | Municipal Solid Waste | MSW | 103 | 270 | N | Y | N |  | 0 | 0.0003 | 0 |  | daily flat | diurnal flat | MANE-VU_other_nonpeak
1006_G_1 | LADCO | IN | 18169 | 1006 | 1 | Duke Energy Indiana LLC - Miami Wabash | 8181711 | 5862913 | 5709112 | 123984214 | 20100101 | 221112 | Combustion Turbine | Distillate Fuel Oil | 125 | 120 | N | N | N | oil | 0 | 0 | 0 |  | LADCO Oil Peaking | LADCO Oil Peaking | LADCO_oil_peak
1024_B_5 | LADCO | IN | 18107 | 1024 | 5 | Crawfordsville Energy LLC | 8224711 | 4243413 | 4146112 | 123768814 | 10100204 | 221122 | Coal Steam | Bituminous | 125 | 100 | N | N | N |  | 0 | 0 | 0 |  | LADCO Coal Nonpeaking | LADCO Coal Nonpeaking | LADCO_coal_nonpeak
1024_B_6 | LADCO | IN | 18107 | 1024 | 6 | Crawfordsville Energy LLC | 8224711 | 4243513 | 4145812 | 123768714 | 10100204 | 221122 | Coal Steam | Bituminous | 125 | 100 | N | N | N |  | 0 | 0 | 0 |  | LADCO Coal Nonpeaking | LADCO Coal Nonpeaking | LADCO_coal_nonpeak
10567_G_STG | MANE-VU | CT | 09003 | 10567 | STG | ALGONQUIN POWER WINDSOR LOCKS | 589711 | 46138413 | 43813012 | 49008714 | 10200501 | 221112 | Combined Cycle | Natural Gas, Distillate Fuel Oil | 125 | 100 | Y | N | N | oil | 0 | 0 | 0 |  | daily flat | diurnal flat | MANE-VU_gas_peak
10646_B_BLR1 | MANE-VU | CT | 09011 | 10646 | BLR1 | COVANTA SOUTHEASTERN CT CO | 754611 | 46284313 | 43960112 | 48248414 | 50190005 | 562213 | Municipal Solid Waste | MSW | 103 | 270 | N | Y | N |  | 0 | 0 | 0 |  | daily flat | diurnal flat | MANE-VU_other_nonpeak
10646_B_BLR2 | MANE-VU | CT | 09011 | 10646 | BLR2 | COVANTA SOUTHEASTERN CT CO | 754611 | 46284413 | 43960112 | 48248114 | 50190005 | 562213 | Municipal Solid Waste | MSW | 103 | 270 | N | Y | N |  | 0 | 0 | 0 |  | daily flat | diurnal flat | MANE-VU_other_nonpeak
1258_G_IC1 | South | KS | 20077 | 1258 | IC1 | Anthony Mun. Power Plant | 2975211 | 38086913 | 36346012 | 38064614 | 20200402 | 221112 | Combustion Turbine | Natural Gas, Distillate Fuel Oil | 125 | 160 | N | N | N | oil | 0 | 0 | 0 |  | South Oil Peaking | South Oil Peaking | South_oil_peak
1258_G_IC2 | South | KS | 20077 | 1258 | IC2 | Anthony Mun. Power Plant | 2975211 | 38086813 | 36345912 | 38064714 | 20200402 | 221112 | Combustion Turbine | Natural Gas, Distillate Fuel Oil | 125 | 160 | N | N | N | oil | 0 | 0 | 0 |  | South Oil Peaking | South Oil Peaking | South_oil_peak
1258_G_IC3 | South | KS | 20077 | 1258 | IC3 | Anthony Mun. Power Plant | 2975211 | 38086713 | 36346112 | 38064814 | 20200402 | 221112 | Combustion Turbine | Natural Gas, Distillate Fuel Oil | 125 | 160 | N | N | N | oil | 0 | 0 | 0 |  | South Oil Peaking | South Oil Peaking | South_oil_peak
1261_G_1 | South | KS | 20015 | 1261 | 1 | Augusta Mun. Power Plant #1 | 3670411 | 37388313 | 35660612 | 37831314 | 20200402 | 221112 | Combustion Turbine | Natural Gas, Distillate Fuel Oil | 125 | 160 | N | N | N | oil | 0 | 0 | 0 |  | South Oil Peaking | South Oil Peaking | South_oil_peak
1261_G_3 | South | KS | 20015 | 1261 | 3 | Augusta Mun. Power Plant #1 | 3670411 | 37388213 | 35660412 | 37831414 | 20200402 | 221112 | Combustion Turbine | Natural Gas, Distillate Fuel Oil | 125 | 160 | N | N | N | oil | 0 | 0 | 0 |  | South Oil Peaking | South Oil Peaking | South_oil_peak
1261_G_5 | South | KS | 20015 | 1261 | 5 | Augusta Mun. Power Plant #1 | 3670411 | 37388113 | 35660512 | 37831514 | 20200402 | 221112 | Combustion Turbine | Natural Gas, Distillate Fuel Oil | 125 | 160 | N | N | N | oil | 0 | 0 | 0 |  | South Oil Peaking | South Oil Peaking | South_oil_peak
|  | HI | 15003 |  |  | HECO - Campbell Industrial Park Generating Station | 15259311 | 95964113 | 92483012 | 131148014 | 20100101 | 221112 |  |  | 125 | 120 |  | N | Y | oil | 0 | 0 | 0
1261_G_6 | South | KS | 20015 | 1261 | 6 | Augusta Mun. Power Plant #1 | 3670411 | 37387913 | 58459212 | 37831714 | 20200402 | 221112 | Combustion Turbine | Natural Gas, Distillate Fuel Oil | 125 | 160 | N | N | N | oil | 0 | 0 | 0 |  | South Oil Peaking | South Oil Peaking | South_oil_peak
1261_G_7 | South | KS | 20015 | 1261 | 7 | Augusta Mun. Power Plant #1 | 3670411 | 37388013 | 35660712 | 37831614 | 20200402 | 221112 | Combustion Turbine | Natural Gas, Distillate Fuel Oil | 125 | 160 | N | N | N | oil | 0 | 0 | 0 |  | South Oil Peaking | South Oil Peaking | South_oil_peak
1264_G_5 | South | KS | 20123 | 1264 | 5 | Beloit Mun. Power Plant | 4527711 | 27615413 | 26507012 | 38472814 | 20200402 | 221112 | Combustion Turbine | Natural Gas, Distillate Fuel Oil | 125 | 160 | N | N | N | oil | 0 | 0 | 0 |  | South Oil Peaking | South Oil Peaking | South_oil_peak
|  | AK | 02020 |  |  | George Sullivan Plant Two | 662011 | 64030713 | 58724712 | 88801814 | 20100102 | 221112 |  |  | 125 | 160 |  | N | Y | oil | 0 | 0 | 0
|  | AK | 02020 |  |  | George Sullivan Plant Two | 662011 | 64030813 | 127545512 | 88801914 | 20100102 | 221112 |  |  | 125 | 160 |  | N | Y | oil | 0 | 0 | 0
|  | AK | 02020 |  |  | George Sullivan Plant Two | 662011 | 64030913 | 127545412 | 88802014 | 20100102 | 221112 |  |  | 125 | 160 |  | N | Y | oil | 0 | 0 | 0
1734_G_5 | LADCO | MI | 26099 | 1734 | 5 | DTE Electric Company - Northeast Peaking Facility | 5689511 | 23065913 | 22136812 | 28330014 | 20100201 | 221112 | Combustion Turbine | Natural Gas, Distillate Fuel Oil | 125 | 120 | N | N | N | gas | 0 | 0 | 0 |  | LADCO Gas Peaking | LADCO Gas Peaking | LADCO_gas_peak
1826_G_1 | LADCO | MI | 26139 | 1826 | 1 | Diesel Plant | 7087311 | 14145613 | 109182912 | 29402814 | 20200501 | 221112 | Combustion Turbine | Natural Gas, Distillate Fuel Oil | 125 | 160 | N | N | N | oil | 0 | 0 | 0 |  | LADCO Gas Peaking | LADCO Gas Peaking | LADCO_gas_peak
1826_G_1 | LADCO | MI | 26139 | 1826 | 1 | Diesel Plant | 7087311 | 14145613 | 109182712 | 29402814 | 20200501 | 221112 | Combustion Turbine | Natural Gas, Distillate Fuel Oil | 125 | 160 | N | N | N | oil | 0 | 0 | 0 |  | LADCO Gas Peaking | LADCO Gas Peaking | LADCO_gas_peak
1826_G_1 | LADCO | MI | 26139 | 1826 | 1 | Diesel Plant | 7087311 | 14145613 | 109182612 | 29402814 | 20200501 | 221112 | Combustion Turbine | Natural Gas, Distillate Fuel Oil | 125 | 160 | N | N | N | oil | 0 | 0 | 0 |  | LADCO Gas Peaking | LADCO Gas Peaking | LADCO_gas_peak
1826_G_1 | LADCO | MI | 26139 | 1826 | 1 | Diesel Plant | 7087311 | 14145613 | 109182812 | 29402814 | 20200501 | 221112 | Combustion Turbine | Natural Gas, Distillate Fuel Oil | 125 | 160 | N | N | N | oil | 0 | 0 | 0 |  | LADCO Gas Peaking | LADCO Gas Peaking | LADCO_gas_peak
1826_G_1 | LADCO | MI | 26139 | 1826 | 1 | Diesel Plant | 7087311 | 14145613 | 109183012 | 29402814 | 20200501 | 221112 | Combustion Turbine | Natural Gas, Distillate Fuel Oil | 125 | 160 | N | N | N | oil | 0 | 0 | 0 |  | LADCO Gas Peaking | LADCO Gas Peaking | LADCO_gas_peak
1829_G_2 | LADCO | MI | 26059 | 1829 | 2 | HILLSDALE CITY OF PUBLIC UTILITIES | 6056111 | 23806613 | 22840512 | 28137314 | 20100102 | 221112 | Combustion Turbine | Distillate Fuel Oil | 125 | 160 | N | N | N | oil | 0 | 0 | 0 |  | LADCO Oil Peaking | LADCO Oil Peaking | LADCO_oil_peak
1829_G_3 | LADCO | MI | 26059 | 1829 | 3 | HILLSDALE CITY OF PUBLIC UTILITIES | 6056111 | 23806713 | 22840312 | 28137214 | 20100102 | 221112 | Combustion Turbine | Natural Gas, Distillate Fuel Oil | 125 | 160 | N | N | N | oil | 0 | 0 | 0 |  | LADCO Oil Peaking | LADCO Oil Peaking | LADCO_oil_peak
1829_G_3 | LADCO | MI | 26059 | 1829 | 3 | HILLSDALE CITY OF PUBLIC UTILITIES | 6056111 | 23806713 | 22840312 | 28137114 | 20100202 | 221112 | Combustion Turbine | Natural Gas, Distillate Fuel Oil | 125 | 160 | N | N | N | gas | 0 | 0 | 0 |  | LADCO Oil Peaking | LADCO Oil Peaking | LADCO_oil_peak
1829_G_6 | LADCO | MI | 26059 | 1829 | 6 | HILLSDALE CITY OF PUBLIC UTILITIES | 6056111 | 23807013 | 22840612 | 28136714 | 20100102 | 221112 | Combustion Turbine | Natural Gas, Distillate Fuel Oil | 125 | 160 | N | N | N | oil | 0 | 0 | 0 |  | LADCO Oil Peaking | LADCO Oil Peaking | LADCO_oil_peak
1829_G_6 | LADCO | MI | 26059 | 1829 | 6 | HILLSDALE CITY OF PUBLIC UTILITIES | 6056111 | 23807013 | 22840612 | 28136614 | 20100202 | 221112 | Combustion Turbine | Natural Gas, Distillate Fuel Oil | 125 | 160 | N | N | N | gas | 0 | 0 | 0 |  | LADCO Oil Peaking | LADCO Oil Peaking | LADCO_oil_peak
1844_G_IC3 | LADCO | MI | 26025 | 1844 | IC3 | Marshall City, Electric Powerplant | 6416311 | 18094413 | 17570912 | 28140714 | 20100102 | 221112 | Combustion Turbine | Natural Gas, Distillate Fuel Oil | 125 | 160 | N | N | N | oil | 0 | 0 | 0 |  | LADCO Gas Peaking | LADCO Gas Peaking | LADCO_gas_peak
1844_G_IC3 | LADCO | MI | 26025 | 1844 | IC3 | Marshall City, Electric Powerplant | 6416311 | 18094413 | 17570912 | 28140614 | 20100202 | 221112 | Combustion Turbine | Natural Gas, Distillate Fuel Oil | 125 | 160 | N | N | N | gas | 0 | 0 | 0 |  | LADCO Gas Peaking | LADCO Gas Peaking | LADCO_gas_peak
1881_G_8 | LADCO | MI | 26117 | 1881 | 8 | Wolverine Power, Vestaburg Power Plant | 5215711 | 25695913 | 24634612 | 28889014 | 20100101 | 221112 | Combustion Turbine | Natural Gas, Distillate Fuel Oil | 125 | 120 | N | N | N | oil | 0 | 0 | 0 |  | LADCO Gas Peaking | LADCO Gas Peaking | LADCO_gas_peak
3320_G_1 | SESARM | SC | 45051 | 3320 | 1 | SANTEE COOPER MYRTLE BEACH | 4760911 | 32047213 | 30662812 | 11926714 | 20100101 | 221112 | Combustion Turbine | Distillate Fuel Oil | 125 | 120 | N | N | N | oil | 0 | 0 | 0 |  | SESARM Oil Peaking | SESARM Oil Peaking | SESARM_oil_peak
3320_G_2 | SESARM | SC | 45051 | 3320 | 2 | SANTEE COOPER MYRTLE BEACH | 4760911 | 32047113 | 30662512 | 11926914 | 20100201 | 221112 | Combustion Turbine | Distillate Fuel Oil | 125 | 120 | N | N | N | gas | 0 | 0 | 0 |  | SESARM Oil Peaking | SESARM Oil Peaking | SESARM_oil_peak
3665_G_1A | Southwest | UT | 49011 | 3665 | 1A | Bountiful City Light and Power- Power Plant | 5067311 | 25964713 | 24904112 | 173414 | 20100202 | 221112 | Combustion Turbine | Natural Gas | 125 | 120 | N | N | N | gas | 0 | 0 | 0 | 1 | Southwest Gas Peaking | Southwest Gas Peaking | Southwest_gas_peak
3665_G_1A | Southwest | UT | 49011 | 3665 | 1A | Bountiful City Light and Power- Power Plant | 5067311 | 25964713 | 24904112 | 99738414 | 20100102 | 221112 | Combustion Turbine | Natural Gas | 125 | 120 | N | N | N | oil | 0 | 0 | 0 | 1 | Southwest Gas Peaking | Southwest Gas Peaking | Southwest_gas_peak
4257_G_21 | MANE-VU | MD | 24041 | 4257 | 21 | Easton Utilities - Airport Park | 6415411 | 88028513 | 84216712 | 119449414 | 20100102 | 221112 | Combustion Turbine | Distillate Fuel Oil, Residual Fuel Oil | 125 | 160 | N | N | N | oil | 0 | 0 | 0 | 2080 | MANE-VU Oil Peaking | MANE-VU Oil Peaking | MANE-VU_oil_peak
4257_G_21 | MANE-VU | MD | 24041 | 4257 | 21 | Easton Utilities - Airport Park | 6415411 | 88028513 | 84216812 | 119449414 | 20100102 | 221112 | Combustion Turbine | Distillate Fuel Oil, Residual Fuel Oil | 125 | 160 | N | N | N | oil | 0 | 0 | 0 | 2080 | MANE-VU Oil Peaking | MANE-VU Oil Peaking | MANE-VU_oil_peak
4257_G_23 | MANE-VU | MD | 24041 | 4257 | 23 | Easton Utilities - Airport Park | 6415411 | 88028713 | 84217212 | 119449814 | 20100102 | 221112 | Combustion Turbine | Distillate Fuel Oil, Residual Fuel Oil | 125 | 160 | N | N | N | oil | 0 | 0 | 0 | 2080 | MANE-VU Oil Peaking | MANE-VU Oil Peaking | MANE-VU_oil_peak
4257_G_23 | MANE-VU | MD | 24041 | 4257 | 23 | Easton Utilities - Airport Park | 6415411 | 88028713 | 84217112 | 119449814 | 20100102 | 221112 | Combustion Turbine | Distillate Fuel Oil, Residual Fuel Oil | 125 | 160 | N | N | N | oil | 0 | 0 | 0 | 2080 | MANE-VU Oil Peaking | MANE-VU Oil Peaking | MANE-VU_oil_peak
50002_G_GEN4 | MANE-VU | MA | 25003 | 50002 | GEN4 | PITTSFIELD GENERATING COMPANY LP | 7220511 | 87515213 | 9835012 | 118635314 | 10200503 | 221112 | Combined Cycle | Natural Gas, Distillate Fuel Oil | 125 | 100 | Y | N | N | oil | 0 | 0 | 0 |  | daily flat | diurnal flat | MANE-VU_gas_peak
50035_G_ST1 | MANE-VU | ME | 23001 | 50035 | ST1 | MID MAINE WASTE ACTION CORP | 5222111 | 24985213 | 23970412 | 125966714 | 50190006 | 562213 | Municipal Solid Waste | MSW | 103 | 270 | N | Y | N |  | 0 | 0 | 0 |  | daily flat | diurnal flat | MANE-VU_other_nonpeak
50431_G_TG1 | LADCO | MI | 26161 | 50431 | TG1 | UNIVERSITY OF MICHIGAN | 8146111 | 6974513 | 6908512 | 26930514 | 20200103 | 611310 | Combined Cycle | Natural Gas, Distillate Fuel Oil | 148 | 120 | Y | N | N |  | 0 | 0 | 0 |  | daily flat | diurnal flat | LADCO_gas_nonpeak
50431_G_TG10 | LADCO | MI | 26161 | 50431 | TG10 | UNIVERSITY OF MICHIGAN | 8146111 | 6974313 | 109198012 | 106448214 | 10300501 | 611310 | Combined Cycle | Natural Gas, Distillate Fuel Oil | 148 | 100 | Y | N | N |  | 0 | 0 | 0 |  | daily flat | diurnal flat | LADCO_gas_nonpeak
50431_G_TG10 | LADCO | MI | 26161 | 50431 | TG10 | UNIVERSITY OF MICHIGAN | 8146111 | 6974313 | 6908512 | 106448214 | 10300501 | 611310 | Combined Cycle | Natural Gas, Distillate Fuel Oil | 148 | 100 | Y | N | N |  | 0 | 0 | 0 |  | daily flat | diurnal flat | LADCO_gas_nonpeak
50431_G_TG9 | LADCO | MI | 26161 | 50431 | TG9 | UNIVERSITY OF MICHIGAN | 8146111 | 6974413 | 109198012 | 26930814 | 10300501 | 611310 | Combined Cycle | Natural Gas, Distillate Fuel Oil | 148 | 100 | Y | N | N |  | 0 | 0 | 0 |  | daily flat | diurnal flat | LADCO_gas_nonpeak
50498_G_STG | MANE-VU | CT | 09003 | 50498 | STG | CAP DIST ENERGY CTR COGEN ASSO | 844911 | 46196113 | 43865212 | 48271014 | 10300501 | 221330 | Combined Cycle | Natural Gas, Distillate Fuel Oil | 125 | 100 | Y | N | N |  | 0 | 0 | 0 |  | daily flat | diurnal flat | MANE-VU_gas_nonpeak
50648_B_UNIT1 | MANE-VU | CT | 09003 | 50648 | UNIT1 | COVANTA BRISTOL, INC | 588711 | 46158013 | 43829912 | 48243014 | 50190006 | 562213 | Municipal Solid Waste | MSW | 103 | 270 | N | Y | N |  | 0 | 0 | 0 |  | daily flat | diurnal flat | MANE-VU_other_nonpeak
50648_B_UNIT2 | MANE-VU | CT | 09003 | 50648 | UNIT2 | COVANTA BRISTOL, INC | 588711 | 46157913 | 43830012 | 48243214 | 50190006 | 562213 | Municipal Solid Waste | MSW | 103 | 270 | N | Y | N |  | 0 | 0 | 0 |  | daily flat | diurnal flat | MANE-VU_other_nonpeak
50666_B_B3 | SESARM | FL | 12101 | 50666 | B3 | PASCO COUNTY | 717311 | 46336813 | 44011212 | 46295214 | 10101002 | 562219 | Municipal Solid Waste | MSW | 103 | 270 | N | Y | N |  | 0 | 0 | 0 | 8247 | daily flat | diurnal flat | SESARM_other_nonpeak
50806_B_PB3 | SESARM | SC | 45041 | 50806 | PB3 | WESTROCK CP LLC | 4758811 | 32072713 | 30697412 | 11687614 | 10200902 | 322110 | Biomass | Biomass | 133 | 100 | Y | N | N |  | 0 | 0 | 0 | 134 | daily flat | diurnal flat | SESARM_other_nonpeak
|  | AK | 02016 |  |  | Dutch Harbor Power Plant (DHPP) | 661511 | 97089113 | 94485712 | 135998614 | 20100102 | 221112 |  |  | 125 | 160 |  | N | Y | oil | 0 | 0 | 0 | 8736
50806_B_PB3 | SESARM | SC | 45041 | 50806 | PB3 | WESTROCK CP LLC | 4758811 | 32072713 | 30697412 | 11687114 | 10200401 | 322110 | Biomass | Biomass | 133 | 100 | Y | N | N |  | 0 | 0 | 0 | 134 | daily flat | diurnal flat | SESARM_other_nonpeak
54562_B_PB13 | Northwest | WA | 53015 | 54562 | PB13 | Longview Fibre Paper and Packaging, Inc. dba KapStone Kraft Paper Corporation | 7000211 | 14254113 | 14027312 | 2219814 | 10200401 | 322130 | Non-Fossil Waste | Non-Fossil Waste | 133 | 100 | Y | N | N |  | 0 | 0 | 0 | 432 | daily flat | diurnal flat | Northwest_comp_nonpeak
54562_B_PB13 | Northwest | WA | 53015 | 54562 | PB13 | Longview Fibre Paper and Packaging, Inc. dba KapStone Kraft Paper Corporation | 7000211 | 14254113 | 14027312 | 2219714 | 10201201 | 322130 | Non-Fossil Waste | Non-Fossil Waste | 133 | 100 | Y | N | N |  | 0 | 0 | 0 | 432 | daily flat | diurnal flat | Northwest_comp_nonpeak
54562_B_PB13 | Northwest | WA | 53015 | 54562 | PB13 | Longview Fibre Paper and Packaging, Inc. dba KapStone Kraft Paper Corporation | 7000211 | 14254113 | 14027312 | 2219614 | 10200799 | 322130 | Non-Fossil Waste | Non-Fossil Waste | 133 | 100 | Y | N | N |  | 0 | 0 | 0 | 432 | daily flat | diurnal flat | Northwest_comp_nonpeak
54562_B_PB13 | Northwest | WA | 53015 | 54562 | PB13 | Longview Fibre Paper and Packaging, Inc. dba KapStone Kraft Paper Corporation | 7000211 | 14254113 | 14027312 | 2219514 | 10200601 | 322130 | Non-Fossil Waste | Non-Fossil Waste | 133 | 100 | Y | N | N |  | 0 | 0 | 0 | 432 | daily flat | diurnal flat | Northwest_comp_nonpeak
54562_B_PB13 | Northwest | WA | 53015 | 54562 | PB13 | Longview Fibre Paper and Packaging, Inc. dba KapStone Kraft Paper Corporation | 7000211 | 14254113 | 14027312 | 2219414 | 10200501 | 322130 | Non-Fossil Waste | Non-Fossil Waste | 133 | 100 | Y | N | N |  | 0 | 0 | 0 | 432 | daily flat | diurnal flat | Northwest_comp_nonpeak
|  | PR | 72057 |  |  | PREPA Jobos | 15514911 | 97173213 | 94188512 | 135560014 | 20100101 | 221112 |  |  | 125 | 120 |  | N | Y | oil | 0 | 0 | 0
|  | HI | 15001 |  |  | Hamakua Energy Partners, LP - Hamakua Energy Plant | 1818211 | 104454113 | 108291012 | 148208114 | 20100102 | 221112 |  |  | 125 | 160 |  | N | Y | oil | 0 | 0 | 0 | 8
|  | PR | 72111 |  |  | Eco Electrica, L.P. | 7013911 | 97202913 | 94218412 | 135589714 | 20100101 | 221112 |  |  | 125 | 140 |  | N | Y | oil | 0 | 0 | 0
|  | PR | 72111 |  |  | Eco Electrica, L.P. | 7013911 | 97203013 | 94218512 | 135589814 | 20200401 | 221112 |  |  | 125 | 160 |  | N | Y | oil | 0 | 0 | 0
|  | PR | 72111 |  |  | Eco Electrica, L.P. | 7013911 | 97203313 | 94218112 | 135590114 | 20100101 | 221112 |  |  | 125 | 140 |  | N | Y | oil | 0 | 0 | 0
|  | PR | 72013 |  |  | PREPA Cambalache | 6982711 | 97211713 | 94227112 | 135598514 | 20100101 | 221112 |  |  | 125 | 120 |  | N | Y | oil | 0 | 0 | 0
54562_B_PB13 | Northwest | WA | 53015 | 54562 | PB13 | Longview Fibre Paper and Packaging, Inc. dba KapStone Kraft Paper Corporation | 7000211 | 14254113 | 14027312 | 2219314 | 10200902 | 322130 | Non-Fossil Waste | Non-Fossil Waste | 133 | 100 | Y | N | N |  | 0 | 0 | 0 | 432 | daily flat | diurnal flat | Northwest_comp_nonpeak
54562_B_PB20 | Northwest | WA | 53015 | 54562 | PB20 | Longview Fibre Paper and Packaging, Inc. dba KapStone Kraft Paper Corporation | 7000211 | 14257313 | 14025312 | 2175614 | 10200401 | 322130 | Non-Fossil Waste | Non-Fossil Waste | 133 | 100 | Y | N | N |  | 0 | 0 | 0 | 8197 | daily flat | diurnal flat | Northwest_comp_nonpeak
54562_B_PB20 | Northwest | WA | 53015 | 54562 | PB20 | Longview Fibre Paper and Packaging, Inc. dba KapStone Kraft Paper Corporation | 7000211 | 14257313 | 14025312 | 2175414 | 10200601 | 322130 | Non-Fossil Waste | Non-Fossil Waste | 133 | 100 | Y | N | N |  | 0 | 0 | 0 | 8064 | daily flat | diurnal flat | Northwest_comp_nonpeak
54562_B_PB20 | Northwest | WA | 53015 | 54562 | PB20 | Longview Fibre Paper and Packaging, Inc. dba KapStone Kraft Paper Corporation | 7000211 | 14257313 | 14025312 | 2175314 | 10201201 | 322130 | Non-Fossil Waste | Non-Fossil Waste | 133 | 100 | Y | N | N |  | 0 | 0 | 0 | 8064 | daily flat | diurnal flat | Northwest_comp_nonpeak
54562_B_RF19 | Northwest | WA | 53015 | 54562 | RF19 | Longview Fibre Paper and Packaging, Inc. dba KapStone Kraft Paper Corporation | 7000211 | 14256113 | 14027512 | 1979314 | 39000699 | 322130 | Non-Fossil Waste | Non-Fossil Waste | 133 | 200 | Y | N | N |  | 0 | 0 | 0 | 8232 | daily flat | diurnal flat | Northwest_comp_nonpeak
54562_B_RF22 | Northwest | WA | 53015 | 54562 | RF22 | Longview Fibre Paper and Packaging, Inc. dba KapStone Kraft Paper Corporation | 7000211 | 14254413 | 14026912 | 2218914 | 39000699 | 322130 | Non-Fossil Waste | Non-Fossil Waste | 133 | 200 | Y | N | N |  | 0 | 0 | 0 | 8568 | daily flat | diurnal flat | Northwest_comp_nonpeak
54627_B_A | SESARM | FL | 12099 | 54627 | A | NEW HOPE POWER COMPANY | 919611 | 46528013 | 44205712 | 46009814 | 10100501 | 2211 | Biomass | Biomass | 125 | 100 | Y | N | N |  | 0 | 0 | 0 | 5908 | daily flat | diurnal flat | SESARM_comp_nonpeak
54627_B_B | SESARM | FL | 12099 | 54627 | B | NEW HOPE POWER COMPANY | 919611 | 46528113 | 44206012 | 46009514 | 10100501 | 2211 | Biomass | Biomass | 125 | 100 | Y | N | N |  | 0 | 0 | 0 | 6182 | daily flat | diurnal flat | SESARM_comp_nonpeak
54627_B_C | SESARM | FL | 12099 | 54627 | C | NEW HOPE POWER COMPANY | 919611 | 46528213 | 44205912 | 46009214 | 10100501 | 2211 | Biomass | Biomass | 125 | 100 | Y | N | N |  | 0 | 0 | 0 | 7189 | daily flat | diurnal flat | SESARM_comp_nonpeak
|  | AK | 02020 |  |  | DU-JBER-Electric, Gas, Drinking Water and Sanitary Services | 662111 | 97090213 | 95347312 | 136907814 | 20300101 | 221112 |  |  | 102 | 160 |  | N | Y | oil | 0 | 0 | 0
55220_G_A03 | SESARM | MS | 28007 | 55220 | A03 | Entergy Mississippi Attala Plant | 7036511 | 14202413 | 13983912 | 24864514 | 10100602 | 221112 | Combined Cycle | Natural Gas | 125 | 100 | N | N | N | gas | 0 | 0 | 0 | 7392 | SESARM Gas Peaking | SESARM Gas Peaking | SESARM_gas_peak
55517_G_CTG6 | MANE-VU | CT | 09009 | 55517 | CTG6 | Wallingford Energy LLC | 14624011 | 125574413 | 127422012 | 180556814 | 20100201 | 221112 | Combustion Turbine | Natural Gas | 125 | 120 | N | N | N | gas | 0 | 0 | 0 |  | MANE-VU Gas Peaking | MANE-VU Gas Peaking | MANE-VU_gas_peak
55517_G_CTG7 | MANE-VU | CT | 09009 | 55517 | CTG7 | Wallingford Energy LLC | 14624011 | 125574513 | 127422112 | 180556914 | 20100201 | 221112 | Combustion Turbine | Natural Gas | 125 | 120 | N | N | N | gas | 0 | 0 | 0 |  | MANE-VU Gas Peaking | MANE-VU Gas Peaking | MANE-VU_gas_peak
56038_G_2 | MANE-VU | MD | 24033 | 56038 | 2 | University of Maryland | 6011811 | 88000113 | 84177712 | 123582014 | 20300203 | 611310 | Combustion Turbine | Natural Gas, Distillate Fuel Oil | 148 | 120 | Y | N | N |  | 0 | 0 | 0 | 2080 | daily flat | diurnal flat | MANE-VU_gas_nonpeak
56038_G_2 | MANE-VU | MD | 24033 | 56038 | 2 | University of Maryland | 6011811 | 88000113 | 84177712 | 119417214 | 20300102 | 611310 | Combustion Turbine | Natural Gas, Distillate Fuel Oil | 148 | 120 | Y | N | N |  | 0 | 0.00775 | 0 | 2080 | daily flat | diurnal flat | MANE-VU_gas_nonpeak
56497_G_2 | South | KS | 20051 | 56497 | 2 | Midwest Energy - Hays (Goodman Energy Center) | 12657411 | 108775313 | 112258712 | 154046414 | 20200254 | 221112 | Combustion Turbine | Natural Gas | 125 | 160 | N | N | N | gas | 0 | 0 | 0 | 1 | South Gas Peaking | South Gas Peaking | South_gas_peak
56497_G_3 | South | KS | 20051 | 56497 | 3 | Midwest Energy - Hays (Goodman Energy Center) | 12657411 | 108775013 | 112258912 | 154046114 | 20200254 | 221112 | Combustion Turbine | Natural Gas | 125 | 160 | N | N | N | gas | 0 | 0 | 0 | 1 | South Gas Peaking | South Gas Peaking | South_gas_peak
56497_G_4 | South | KS | 20051 | 56497 | 4 | Midwest Energy - Hays (Goodman Energy Center) | 12657411 | 108775613 | 112258812 | 154046714 | 20200254 | 221112 | Combustion Turbine | Natural Gas | 125 | 160 | N | N | N | gas | 0 | 0 | 0 | 1 | South Gas Peaking | South Gas Peaking | South_gas_peak
56497_G_5 | South | KS | 20051 | 56497 | 5 | Midwest Energy - Hays (Goodman Energy Center) | 12657411 | 108775513 | 112258612 | 154046614 | 20200254 | 221112 | Combustion Turbine | Natural Gas | 125 | 160 | N | N | N | gas | 0 | 0 | 0 | 1 | South Gas Peaking | South Gas Peaking | South_gas_peak
56497_G_6 | South | KS | 20051 | 56497 | 6 | Midwest Energy - Hays (Goodman Energy Center) | 12657411 | 108775413 | 112259312 | 154046514 | 20200254 | 221112 | Combustion Turbine | Natural Gas | 125 | 160 | N | N | N | gas | 0 | 0 | 0 | 1 | South Gas Peaking | South Gas Peaking | South_gas_peak
56497_G_7 | South | KS | 20051 | 56497 | 7 | Midwest Energy - Hays (Goodman Energy Center) | 12657411 | 108775713 | 112259112 | 154046814 | 20200254 | 221112 | Combustion Turbine | Natural Gas | 125 | 160 | N | N | N | gas | 0 | 0 | 0 | 1 | South Gas Peaking | South Gas Peaking | South_gas_peak
56497_G_8 | South | KS | 20051 | 56497 | 8 | Midwest Energy - Hays (Goodman Energy Center) | 12657411 | 108775113 | 112259012 | 154046214 | 20200254 | 221112 | Combustion Turbine | Natural Gas | 125 | 160 | N | N | N | gas | 0 | 0 | 0 | 1 | South Gas Peaking | South Gas Peaking | South_gas_peak
56497_G_9 | South | KS | 20051 | 56497 | 9 | Midwest Energy - Hays (Goodman Energy Center) | 12657411 | 108775213 | 112259212 | 154046314 | 20200254 | 221112 | Combustion Turbine | Natural Gas | 125 | 160 | N | N | N | gas | 0 | 0 | 0 | 1 | South Gas Peaking | South Gas Peaking | South_gas_peak
56668_G_CGTG | MANE-VU | MD | 24031 | 56668 | CGTG | National Institute of Standards and Technology | 5998211 | 125595013 | 127444912 | 180580514 | 10300602 | 926150 | Combustion Turbine | Natural Gas |  | 120 | Y | N | N |  | 0 | 0 | 0 | 2080 | daily flat | diurnal flat | MANE-VU_gas_nonpeak
56846_G_STGEN | MANE-VU | MD | 24017 | 56846 | STGEN | CPV Maryland, LLC - St. Charles Project | 17878111 | 125590513 | 127439412 | 180575914 | 10100601 | 221112 | Combined Cycle | Natural Gas | 125 | 100 | N | N | N | gas | 0 | 0 | 0 | 2080 | MANE-VU Gas Peaking | MANE-VU Gas Peaking | MANE-VU_gas_peak
57072_B_PB-1 | LADCO | IL | 17119 | 57072 | PB-1 | Granite City Works of United States Steel Corp | 8191211 | 91730213 | 88709412 | 125003814 | 10200704 | 331110 | Fossil Waste | Fossil Waste | 138 | 100 | Y | N | N |  | 0 | 0 | 0 | 1 | daily flat | diurnal flat | LADCO_gas_nonpeak
6238_G_GT1 | LADCO | IL | 17149 | 6238 | GT1 | Prairie Power Inc | 7807411 | 2246613 | 2165212 | 43090314 | 10200501 | 221112 | Combustion Turbine | Distillate Fuel Oil | 125 | 100 | N | N | N | oil | 0 | 0 | 0 | 1 | LADCO Oil Peaking | LADCO Oil Peaking | LADCO_oil_peak
6515_G_GT4 | Southwest | AZ | 04023 | 6515 | GT4 | VALENCIA POWER PLANT | 1032911 | 103916413 | 85006412 | 147211214 | 20100101 | 221112 | Combustion Turbine | Natural Gas, Distillate Fuel Oil | 125 | 120 | N | N | N | oil | 0 | 0 | 0 | 8736 | Southwest Gas Peaking | Southwest Gas Peaking | Southwest_gas_peak
665_G_21 | SESARM | FL | 12086 | 665 | 21 | HOMESTEAD CITY UTILITIES | 3532711 | 36554213 | 34814112 | 92687414 | 20100202 | 2211 | Combustion Turbine | Natural Gas, Distillate Fuel Oil | 125 | 160 | N | N | N |  | 0 | 0 | 0 | 17 | SESARM Composite Nonpeaking | SESARM Composite Nonpeaking | SESARM_comp_nonpeak
7281_G_CT1 | South | KS | 20091 | 7281 | CT1 | Gardner Energy Center | 4538111 | 28270413 | 27113712 | 38557314 | 20100201 | 221112 | Combustion Turbine | Natural Gas, Distillate Fuel Oil | 125 | 120 | N | N | N | gas | 0 | 0 | 0 |  | South Gas Peaking | South Gas Peaking | South_gas_peak
7339_G_6 | South | KS | 20191 | 7339 | 6 | Wellington Mun. Power Plant #2 | 5444811 | 26794813 | 25710012 | 39521714 | 20100101 | 221112 | Combustion Turbine | Natural Gas, Distillate Fuel Oil | 125 | 120 | N | N | N | oil | 0 | 0 | 0 |  | South Gas Peaking | South Gas Peaking | South_gas_peak
7818_G_3 | LADCO | IL | 17171 | 7818 | 3 | Prairie Power Inc | 5457411 | 27026613 | 25930112 | 43875514 | 20100102 | 221112 | Combustion Turbine | Natural Gas, Distillate Fuel Oil | 125 | 120 | N | N | N | oil | 0 | 0 | 0 | 1 | LADCO Gas Peaking | LADCO Gas Peaking | LADCO_gas_peak
7818_G_4 | LADCO | IL | 17171 | 7818 | 4 | Prairie Power Inc | 5457411 | 27026513 | 25930212 | 43875714 | 20100102 | 221112 | Combustion Turbine | Natural Gas, Distillate Fuel Oil | 125 | 120 | N | N | N | oil | 0 | 0 | 0 | 1 | LADCO Gas Peaking | LADCO Gas Peaking | LADCO_gas_peak
7818_G_6 | LADCO | IL | 17171 | 7818 | 6 | Prairie Power Inc | 5457411 | 123323613 | 125405012 | 175500214 | 20100201 | 221112 | Combustion Turbine | Natural Gas, Distillate Fuel Oil | 125 | 120 | N | N | N | gas | 0 | 0 | 0 | 1 | LADCO Oil Peaking | LADCO Oil Peaking | LADCO_oil_peak
7818_G_6 | LADCO | IL | 17171 | 7818 | 6 | Prairie Power Inc | 5457411 | 123323613 | 125405012 | 175500314 | 20100101 | 221112 | Combustion Turbine | Natural Gas, Distillate Fuel Oil | 125 | 120 | N | N | N | oil | 0 | 0 | 0 | 1 | LADCO Oil Peaking | LADCO Oil Peaking | LADCO_oil_peak
899_G_GT1 | LADCO | IL | 17161 | 899 | GT1 | Moline Combustion Turbines | 4574611 | 28253113 | 27095012 | 43372514 | 20200102 | 221112 | Combustion Turbine | Natural Gas | 125 | 120 | N | N | N | oil | 0 | 0 | 0 | 1 | LADCO Gas Peaking | LADCO Gas Peaking | LADCO_gas_peak
899_G_GT2 | LADCO | IL | 17161 | 899 | GT2 | Moline Combustion Turbines | 4574611 | 28253313 | 27094912 | 43372214 | 20200102 | 221112 | Combustion Turbine | Natural Gas | 125 | 120 | N | N | N | oil | 0 | 0 | 0 | 1 | LADCO Gas Peaking | LADCO Gas Peaking | LADCO_gas_peak
899_G_GT3 | LADCO | IL | 17161 | 899 | GT3 | Moline Combustion Turbines | 4574611 | 28253213 | 27095212 | 86357814 | 20200101 | 221112 | Combustion Turbine | Natural Gas | 125 | 120 | N | N | N | oil | 0 | 0 | 0 | 1 | LADCO Gas Peaking | LADCO Gas Peaking | LADCO_gas_peak
899_G_GT4 | LADCO | IL | 17161 | 899 | GT4 | Moline Combustion Turbines | 4574611 | 28253413 | 27095112 | 43372014 | 20200101 | 221112 | Combustion Turbine | Natural Gas | 125 | 120 | N | N | N | oil | 0 | 0 | 0 | 1 | LADCO Gas Peaking | LADCO Gas Peaking | LADCO_gas_peak
934_G_IC3 | LADCO | IL | 17027 | 934 | IC3 | Breese Municipal Power Plant | 1946811 | 41583513 | 55941712 | 46044914 | 20100202 | 221112 | Combustion Turbine | Distillate Fuel Oil | 125 | 160 | N | N | N | gas | 0 | 0 | 0 | 1 | LADCO Oil Peaking | LADCO Oil Peaking | LADCO_oil_peak
936_G_1 | LADCO | IL | 17027 | 936 | 1 | Carlyle Municipal Electric Plant | 2612711 | 40726313 | 55942412 | 85441414 | 20200204 | 221112 | Combustion Turbine | Natural Gas, Distillate Fuel Oil | 125 | 120 | N | N | N | gas | 0 | 0 | 0 | 1 | LADCO Oil Peaking | LADCO Oil Peaking | LADCO_oil_peak
936_G_8 | LADCO | IL | 17027 | 936 | 8 | Carlyle Municipal Electric Plant | 2612711 | 40726113 | 55942212 | 46044014 | 20200202 | 221112 | Combustion Turbine | Distillate Fuel Oil | 125 | 160 | N | N | N | gas | 0 | 0 | 0 | 1 | LADCO Oil Peaking | LADCO Oil Peaking | LADCO_oil_peak
943_G_1 | LADCO | IL | 17163 | 943 | 1 | Village of Freeburg | 4909511 | 31529213 | 30142112 | 43822214 | 20100202 | 221112 | Combustion Turbine | Natural Gas, Distillate Fuel Oil | 125 | 160 | N | N | N | gas | 0 | 0 | 0 | 1 | LADCO Oil Peaking | LADCO Oil Peaking | LADCO_oil_peak
943_G_3 | LADCO | IL | 17163 | 943 | 3 | Village of Freeburg | 4909511 | 31529613 | 30142312 | 43821714 | 20200402 | 221112 | Combustion Turbine | Distillate Fuel Oil | 125 | 160 | N | N | N | oil | 0 | 0 | 0 | 1 | LADCO Oil Peaking | LADCO Oil Peaking | LADCO_oil_peak
943_G_3 | LADCO | IL | 17163 | 943 | 3 | Village of Freeburg | 4909511 | 31529613 | 30142312 | 43821614 | 20200401 | 221112 | Combustion Turbine | Distillate Fuel Oil | 125 | 160 | N | N | N | oil | 0 | 0 | 0 | 1 | LADCO Oil Peaking | LADCO Oil Peaking | LADCO_oil_peak
943_G_4 | LADCO | IL | 17163 | 943 | 4 | Village of Freeburg | 4909511 | 31529513 | 30142212 | 43821914 | 20200402 | 221112 | Combustion Turbine | Distillate Fuel Oil | 125 | 160 | N | N | N | oil | 0 | 0 | 0 | 1 | LADCO Oil Peaking | LADCO Oil Peaking | LADCO_oil_peak
943_G_4 | LADCO | IL | 17163 | 943 | 4 | Village of Freeburg | 4909511 | 31529513 | 30141912 | 43821914 | 20200402 | 221112 | Combustion Turbine | Distillate Fuel Oil | 125 | 160 | N | N | N | oil | 0 | 0 | 0 | 1 | LADCO Oil Peaking | LADCO Oil Peaking | LADCO_oil_peak
|  | AK | 02020 |  |  | George Sullivan Plant Two | 662011 | 46423113 | 44102412 | 60885514 | 20100201 | 221112 |  |  | 125 | 120 |  | N | Y | gas | 946.9 | 19.5 | 0.1
|  | AK | 02122 |  |  | Nikiski Combined Cycle Plant | 15559911 | 97963613 | 95353912 | 136915414 | 20100201 | 221112 |  |  | 125 | 120 |  | N | Y | gas | 391.7 | 10.2 | 5 | 8736
|  | AK | 02090 |  |  | North Pole Power Plant | 678711 | 64048713 | 58742212 | 88824614 | 20100909 | 221112 |  |  | 125 | 120 |  | N | Y | gas | 306.34 | 15.32 | 3.07 | 7829
|  | AK | 02122 |  |  | Beluga River Power Plant | 12661111 | 64061613 | 58754212 | 88839614 | 20100201 | 221112 |  |  | 125 | 120 |  | N | Y | gas | 127 | 2.6 | 0.07
|  | AK | 02122 |  |  | Beluga River Power Plant | 12661111 | 64061713 | 58754312 | 88839714 | 20100201 | 221112 |  |  | 125 | 120 |  | N | Y | gas | 99 | 2 | 0.05
|  | AK | 02020 |  |  | George Sullivan Plant Two | 662011 | 46423213 | 44102512 | 60885414 | 20100201 | 221112 |  |  | 125 | 120 |  | N | Y | gas | 82.6 | 1.7 | 0.01
960_G_8 | LADCO | IL | 17141 | 960 | 8 | Rochelle Municipal Diesel Plant | 5039111 | 29821813 | 28579612 | 43385514 | 20100101 | 221112 | Combustion Turbine | Distillate Fuel Oil | 125 | 120 | N | N | N | oil | 0 | 0 | 0 | 1 | LADCO Oil Peaking | LADCO Oil Peaking | LADCO_oil_peak
969_G_10 | LADCO | IL | 17139 | 969 | 10 | Sullivan Power Plant | 4657211 | 28182513 | 93621412 | 42927514 | 20100202 | 221112 | Combustion Turbine | Natural Gas, Distillate Fuel Oil | 125 | 160 | N | N | N | gas | 0 | 0 | 0 | 1 | LADCO Oil Peaking | LADCO Oil Peaking | LADCO_oil_peak
969_G_12 | LADCO | IL | 17139 | 969 | 12 | Sullivan Power Plant | 4657211 | 28182313 | 27025912 | 42927914 | 20200202 | 221112 | Combustion Turbine | Natural Gas, Distillate Fuel Oil | 125 | 160 | N | N | N | gas | 0 | 0 | 0 | 1 | LADCO Oil Peaking | LADCO Oil Peaking | LADCO_oil_peak
969_G_2 | LADCO | IL | 17139 | 969 | 2 | Sullivan Power Plant | 4657211 | 28183113 | 27026512 | 42926314 | 20100202 | 221112 | Combustion Turbine | Natural Gas, Distillate Fuel Oil | 125 | 160 | N | N | N | gas | 0 | 0 | 0 | 1 | LADCO Oil Peaking | LADCO Oil Peaking | LADCO_oil_peak
969_G_3 | LADCO | IL | 17139 | 969 | 3 | Sullivan Power Plant | 4657211 | 28183013 | 27026012 | 42926514 | 20100202 | 221112 | Combustion Turbine | Natural Gas, Distillate Fuel Oil | 125 | 160 | N | N | N | gas | 0 | 0 | 0 | 1 | LADCO Oil Peaking | LADCO Oil Peaking | LADCO_oil_peak
|  | AK | 02185 |  |  | Barrow Power Plant | 10573111 | 52329913 | 50976312 | 71665314 | 20100201 | 221112 |  |  | 125 | 120 |  | N | Y | gas | 52.86 | 1 | 0.13
969_G_4 | LADCO | IL | 17139 | 969 | 4 | Sullivan Power Plant | 4657211 | 28182913 | 27026212 | 42926814 | 20100202 | 221112 | Combustion Turbine | Natural Gas, Distillate Fuel Oil | 125 | 160 | N | N | N | gas | 0 | 0 | 0 | 1 | LADCO Oil Peaking | LADCO Oil Peaking | LADCO_oil_peak
969_G_5 | LADCO | IL | 17139 | 969 | 5 | Sullivan Power Plant | 4657211 | 28182213 | 27025612 | 42928014 | 20100202 | 221112 | Combustion Turbine | Distillate Fuel Oil | 125 | 160 | N | N | N | gas | 0 | 0 | 0 | 1 | LADCO Oil Peaking | LADCO Oil Peaking | LADCO_oil_peak
|  | AK | 02185 |  |  | Barrow Power Plant | 10573111 | 52329613 | 51084312 | 71664714 | 20100201 | 221112 |  |  | 125 | 120 |  | N | Y | gas | 39.7 | 0.41 | 0.05
|  | AK | 02122 |  |  | Bernice Lake Combustion Turbine (BCT) Plant | 10590611 | 52194313 | 50998112 | 71665214 | 20100201 | 221112 |  |  | 125 | 120 |  | N | Y | gas | 37.3 | 6.2 | 56.4
969_G_6 | LADCO | IL | 17139 | 969 | 6 | Sullivan Power Plant | 4657211 | 28182413 | 27026112 | 42927614 | 20200202 | 221112 | Combustion Turbine | Natural Gas, Distillate Fuel Oil | 125 | 160 | N | N | N | gas | 0 | 0 | 0 | 1 | LADCO Oil Peaking | LADCO Oil Peaking | LADCO_oil_peak
969_G_9 | LADCO | IL | 17139 | 969 | 9 | Sullivan Power Plant | 4657211 | 28182713 | 27026412 | 42927114 | 20200202 | 221112 | Combustion Turbine | Natural Gas, Distillate Fuel Oil | 125 | 160 | N | N | N | gas | 0 | 0 | 0 | 1 | LADCO Oil Peaking | LADCO Oil Peaking | LADCO_oil_peak
971_G_1 | LADCO | IL | 17133 | 971 | 1 | Waterloo City Light Plant | 5546111 | 27442013 | 55584412 | 42946514 | 20200401 | 221112 | Combustion Turbine | Natural Gas, Distillate Fuel Oil | 125 | 160 | N | N | N | oil | 0 | 0 | 0 | 1 | LADCO Oil Peaking | LADCO Oil Peaking | LADCO_oil_peak
971_G_2 | LADCO | IL | 17133 | 971 | 2 | Waterloo City Light Plant | 5546111 | 27441413 | 55584312 | 42979514 | 20200401 | 221112 | Combustion Turbine | Distillate Fuel Oil | 125 | 160 | N | N | N | oil | 0 | 0 | 0 | 1 | LADCO Oil Peaking | LADCO Oil Peaking | LADCO_oil_peak
|  | HI | 15007 |  |  | Kauai Island Utility Cooperative (KIUC) - Kapaia Power Station (KPS) | 2671911 | 104455113 | 108291812 | 148209314 | 20100901 | 221112 |  |  | 125 | 120 |  | N | Y | gas | 34.154 | 3.985 | 0.78 | 7000
971_G_3 | LADCO | IL | 17133 | 971 | 3 | Waterloo City Light Plant | 5546111 | 27441913 | 26345212 | 42946614 | 20100102 | 221112 | Combustion Turbine | Distillate Fuel Oil | 125 | 160 | N | N | N | oil | 0 | 0 | 0 | 1 | LADCO Oil Peaking | LADCO Oil Peaking | LADCO_oil_peak
971_G_4 | LADCO | IL | 17133 | 971 | 4 | Waterloo City Light Plant | 5546111 | 27441813 | 55584612 | 42946714 | 20200401 | 221112 | Combustion Turbine | Natural Gas, Distillate Fuel Oil | 125 | 160 | N | N | N | oil | 0 | 0 | 0 | 1 | LADCO Oil Peaking | LADCO Oil Peaking | LADCO_oil_peak
971_G_5 | LADCO | IL | 17133 | 971 | 5 | Waterloo City Light Plant | 5546111 | 27441713 | 55583712 | 86263814 | 20100202 | 221112 | Combustion Turbine | Distillate Fuel Oil | 125 | 160 | N | N | N | gas | 0 | 0 | 0 | 1 | LADCO Oil Peaking | LADCO Oil Peaking | LADCO_oil_peak
971_G_7 | LADCO | IL | 17133 | 971 | 7 | Waterloo City Light Plant | 5546111 | 27441613 | 26345312 | 42979314 | 20100202 | 221112 | Combustion Turbine | Natural Gas, Distillate Fuel Oil | 125 | 160 | N | N | N | gas | 0 | 0 | 0 | 1 | LADCO Oil Peaking | LADCO Oil Peaking | LADCO_oil_peak
|  | AK | 02122 |  |  | Bernice Lake Combustion Turbine (BCT) Plant | 10590611 | 52194213 | 50945212 | 71665014 | 20100201 | 221112 |  |  | 125 | 120 |  | N | Y | gas | 29.8 | 4.5 | 41
99_G_1 | Northwest | WA | 53053 | 99 | 1 | Puget Sound Energy Frederickson | 12618611 | 63640013 | 58323512 | 87674014 | 10100501 | 221112 | Combustion Turbine | Natural Gas, Distillate Fuel Oil | 125 | 120 | N | N | N | oil | 0 | 0 | 0 | 3360 | Northwest Gas Peaking | Northwest Gas Peaking | Northwest_gas_peak
|  | AK | 02020 |  |  | International Station Power Plant | 10698111 | 112444713 | 115469712 | 158711014 | 20100201 | 221112 |  |  | 125 | 120 |  | N | Y | gas | 28.8 | 10.04 | 0 | 8736
|  | AK | 02020 |  |  | International Station Power Plant | 10698111 | 112444613 | 115469612 | 158710914 | 20100201 | 221112 |  |  | 125 | 120 |  | N | Y | gas | 28.5 | 9.91 | 0 | 8736
4150_B_5 | West North Central | WY | 56005 |  |  | Neil Simpson One | 8317511 | 72219713 | 122470712 | 172091314 | 10100501 | 221112 |  |  | 125 | 100 |  | N | N | oil | 0 | 0 | 0 | 1578 | West North Central Composite Peaking | West North Central Composite Peaking | West North Central_comp_peak
|  | AK | 02020 |  |  | International Station Power Plant | 10698111 | 112444513 | 115469512 | 158710814 | 20100201 | 221112 |  |  | 125 | 120 |  | N | Y | gas | 28.2 | 17.6904 | 0 | 8736
56846_G_STGENx | MANE-VU | MD | 24017 |  |  | CPV Maryland, LLC - St. Charles Project | 17878111 | 125590613 | 127439512 | 180576014 | 10100601 | 221112 |  |  | 125 | 100 |  | N | N | gas | 0 | 0 | 0 | 2080 | MANE-VU Gas Peaking | MANE-VU Gas Peaking | MANE-VU_gas_peak
56668_G_CGTGx | MANE-VU | MD | 24031 |  |  | National Institute of Standards and Technology | 5998211 | 125595113 | 127445012 | 180580614 | 10300602 | 926150 |  |  |  | 100 |  | N | N |  | 0 | 0 | 0 | 2080 | MANE-VU Gas Nonpeaking | MANE-VU Gas Nonpeaking | MANE-VU_gas_nonpeak
7028_G_K7 | Southwest | UT | 49049 |  |  | Springville City Corporation- Whitehead Power Plant | 6983111 | 13936013 | 13738912 | 4048914 | 20200102 | 22111 |  |  | 125 | 160 |  | N | N | oil | 0 | 0 | 0 | 1 | Southwest Gas Peaking | Southwest Gas Peaking | Southwest_gas_peak
7028_G_K7 | Southwest | UT | 49049 |  |  | Springville City Corporation- Whitehead Power Plant | 6983111 | 13936013 | 13738912 | 99800314 | 20200202 | 22111 |  |  | 125 | 160 |  | N | N | gas | 0 | 0 | 0 | 1 | Southwest Gas Peaking | Southwest Gas Peaking | Southwest_gas_peak
7028_G_K6 | Southwest | UT | 49049 |  |  | Springville City Corporation- Whitehead Power Plant | 6983111 | 13935913 | 13738412 | 4049014 | 20200102 | 22111 |  |  | 125 | 160 |  | N | N | oil | 0 | 0 | 0 | 1 | Southwest Gas Peaking | Southwest Gas Peaking | Southwest_gas_peak
7028_G_K6 | Southwest | UT | 49049 |  |  | Springville City Corporation- Whitehead Power Plant | 6983111 | 13935913 | 13738412 | 99800214 | 20200202 | 22111 |  |  | 125 | 160 |  | N | N | gas | 0 | 0 | 0 | 1 | Southwest Gas Peaking | Southwest Gas Peaking | Southwest_gas_peak
7028_G_K5 | Southwest | UT | 49049 |  |  | Springville City Corporation- Whitehead Power Plant | 6983111 | 13935813 | 13738312 | 4049114 | 20200102 | 22111 |  |  | 125 | 160 |  | N | N | oil | 0 | 0 | 0 | 1 | Southwest Gas Peaking | Southwest Gas Peaking | Southwest_gas_peak
7028_G_K5 | Southwest | UT | 49049 |  |  | Springville City Corporation- Whitehead Power Plant | 6983111 | 13935813 | 13738312 | 99800114 | 20200202 | 22111 |  |  | 125 | 160 |  | N | N | gas | 0 | 0 | 0 | 1 | Southwest Gas Peaking | Southwest Gas Peaking | Southwest_gas_peak
2070_B_2 | SESARM | MS | 28067 |  |  | South Mississippi Electric Power Association, Moselle Plant | 7139511 | 14101513 | 13899812 | 27746314 | 10100601 | 221112 |  |  | 125 | 100 |  | N | N | gas | 0 | 0 | 0 | 8760 | SESARM Gas Peaking | SESARM Gas Peaking | SESARM_gas_peak
1818_G_3 | LADCO | MI | 26091 |  |  | CLINTON VILLAGE OF | 5821211 | 20145713 | 115636212 | 28489014 | 20200102 | 221112 |  |  | 125 | 160 |  | N | N | oil | 0 | 0 | 0 |  | LADCO Oil Peaking | LADCO Oil Peaking | LADCO_oil_peak
1818_G_3 | LADCO | MI | 26091 |  |  | CLINTON VILLAGE OF | 5821211 | 20145713 | 115636312 | 28489014 | 20200102 | 221112 |  |  | 125 | 160 |  | N | N | oil | 0 | 0 | 0 |  | LADCO Oil Peaking | LADCO Oil Peaking | LADCO_oil_peak
2070_B_1 | SESARM | MS | 28067 |  |  | South Mississippi Electric Power Association, Moselle Plant | 7139511 | 14101913 | 13899412 | 27745914 | 10100601 | 221112 |  |  | 125 | 100 |  | N | N | gas | 0 | 0 | 0 | 8760 | SESARM Gas Peaking | SESARM Gas Peaking | SESARM_gas_peak
10148_B_BLR 2 | LADCO | MI | 26131 |  |  | WHITE PINE ELECTRIC POWER LLC | 7870111 | 3372613 | 3260012 | 29219414 | 10200602 | 221112 |  |  | 125 | 100 |  | N | N | gas | 0 | 0 | 0 |  | LADCO Gas Peaking | LADCO Gas Peaking | LADCO_gas_peak
10148_B_BLR 2 | LADCO | MI | 26131 |  |  | WHITE PINE ELECTRIC POWER LLC | 7870111 | 3372613 | 3260012 | 29219314 | 10200202 | 221112 |  |  | 125 | 100 |  | N | N | coal | 0 | 0 | 0 |  | LADCO Gas Peaking | LADCO Gas Peaking | LADCO_gas_peak
1720_G_A | LADCO | MI | 26017 |  |  | Consumers Energy Karn-Weadock Facility | 8172811 | 4492713 | 4368312 | 30482914 | 20100201 | 221112 |  |  | 125 | 100 |  | N | N | gas | 0 | 0 | 0 |  | LADCO Gas Peaking | LADCO Gas Peaking | LADCO_gas_peak
10148_B_BLR 1 | LADCO | MI | 26131 |  |  | WHITE PINE ELECTRIC POWER LLC | 7870111 | 3372213 | 3260112 | 29220014 | 10200202 | 221112 |  |  | 125 | 100 |  | N | N | coal | 0 | 0 | 0 |  | LADCO Gas Peaking | LADCO Gas Peaking | LADCO_gas_peak
1723_G_A | LADCO | MI | 26115 |  |  | J.R. WHITING CO | 7285811 | 8570513 | 8457112 | 29013614 | 20100101 | 221112 |  |  | 125 | 120 |  | N | N | oil | 0 | 0 | 0 |  | LADCO Oil Peaking | LADCO Oil Peaking | LADCO_oil_peak
6238_B_1A | LADCO | IL | 17149 |  |  | Prairie Power Inc | 7807411 | 2246313 | 2164812 | 43090614 | 10100202 | 221112 |  |  | 125 | 100 |  | N | N | coal | 0 | 0 | 0 | 1 | LADCO Coal Peaking | LADCO Coal Peaking | LADCO_coal_peak
10675_B_B | MANE-VU | CT | 09011 |  |  | A E S THAMES, LLC | 920711 | 46513713 | 44191712 | 47357914 | 10100217 | 221112 |  |  | 125 | 100 |  | N | N | coal | 0 | 0 | 0 |  | MANE-VU Gas Peaking | MANE-VU Gas Peaking | MANE-VU_gas_peak
10675_B_B | MANE-VU | CT | 09011 |  |  | A E S THAMES, LLC | 920711 | 46513713 | 44191712 | 47357814 | 10100601 | 221112 |  |  | 125 | 100 |  | N | N | gas | 0 | 0 | 0 |  | MANE-VU Gas Peaking | MANE-VU Gas Peaking | MANE-VU_gas_peak
|  | AK | 02020 |  |  | Hank Nikkels Plant One | 662211 | 46422213 | 44101312 | 60884414 | 20100201 | 221112 |  |  | 125 | 120 |  | N | Y | gas | 15 | 0.31 | 0 | 8736
10675_B_B | MANE-VU | CT | 09011 |  |  | A E S THAMES, LLC | 920711 | 46513713 | 44191712 | 47357714 | 10100501 | 221112 |  |  | 125 | 100 |  | N | N | oil | 0 | 0 | 0 |  | MANE-VU Gas Peaking | MANE-VU Gas Peaking | MANE-VU_gas_peak
|  | AK | 02122 |  |  | Beluga River Power Plant | 12661111 | 64061513 | 58754112 | 88839514 | 20100201 | 221112 |  |  | 125 | 120 |  | N | Y | gas | 14.4 | 0.3 | 0.01
10675_B_A | MANE-VU | CT | 09011 |  |  | A E S THAMES, LLC | 920711 | 46513613 | 44191712 | 47358214 | 10100601 | 221112 |  |  | 125 | 100 |  | N | N | gas | 0 | 0 | 0 |  |  |  | MANE-VU_comp_peak
10675_B_A | MANE-VU | CT | 09011 |  |  | A E S THAMES, LLC | 920711 | 46513613 | 44191712 | 47358114 | 10100217 | 221112 |  |  | 125 | 100 |  | N | N | coal | 0 | 0 | 0 |  |  |  | MANE-VU_comp_peak
|  | AK | 02020 |  |  | Hank Nikkels Plant One | 662211 | 64031113 | 58725112 | 88802214 | 20100201 | 221112 |  |  | 125 | 120 |  | N | Y | gas | 13.8 | 1.46 | 0.01 | 8736
10675_B_A | MANE-VU | CT | 09011 |  |  | A E S THAMES, LLC | 920711 | 46513613 | 44191712 | 47358014 | 10100501 | 221112 |  |  | 125 | 100 |  | N | N | oil | 0 | 0 | 0 |  |  |  | MANE-VU_comp_peak
10250_G_GEN1 | SESARM | FL | 12005 |  |  | BAY COUNTY SOLID WASTE | 2560011 | 41294413 | 39381612 | 92605714 | 10100902 | 562219 |  |  | 103 | 270 |  | N | N |  | 0 | 0 | 0 | 7020 | SESARM Other Nonpeaking | SESARM Other Nonpeaking | SESARM_other_nonpeak
|  | HI | 15001 |  |  | Hamakua Energy Partners, LP - Hamakua Energy Plant | 1818211 | 104454313 | 108291212 | 148208414 | 20100901 | 221112 |  |  | 125 | 120 |  | N | Y | gas | 12.4 | 0.2 | 1 | 8736
50872_G_GEN1B | MANE-VU | NH | 33019 |  |  | WHEELABRATOR CLAREMONT COMPANY LP | 7301211 | 8527413 | 8413712 | 22129314 | 50200102 | 562213 |  |  | 103 | 270 |  | N | N |  | 0 | 0 | 0 |  | MANE-VU Other Nonpeaking | MANE-VU Other Nonpeaking | MANE-VU_other_nonpeak
50872_G_GEN1 | MANE-VU | NH | 33019 |  |  | WHEELABRATOR CLAREMONT COMPANY LP | 7301211 | 8527313 | 8413712 | 22129514 | 50200102 | 562213 |  |  | 103 | 270 |  | N | N |  | 0 | 0 | 0 |  | MANE-VU Other Nonpeaking | MANE-VU Other Nonpeaking | MANE-VU_other_nonpeak
|  | AK | 02185 |  |  | Barrow Power Plant | 10573111 | 52330013 | 51026112 | 71665414 | 20100201 | 221112 |  |  | 125 | 120 |  | N | Y | gas | 12.27 | 1.07 | 0.14 | 5990
688_G_GT1 | SESARM | FL | 12073 |  |  | CITY OF TALLAHASSEE | 715111 | 46366213 | 44043112 | 48977214 | 20100101 | 2211 |  |  | 125 | 120 |  | N | N |  | 0 | 0 | 0 | 68 | SESARM Gas Nonpeaking | SESARM Gas Nonpeaking | SESARM_gas_nonpeak
3325_B_1 | West North Central | SD | 46103 |  |  | Black Hill Power & Light Company (Ben French) | 6195711 | 15199913 | 14853212 | 11739114 | 10100501 | 221112 |  |  | 125 | 100 |  | N | N | oil | 0 | 0 | 0 |  | West North Central Composite Peaking | West North Central Composite Peaking | West North Central_comp_peak
|  | HI | 15001 |  |  | Hamakua Energy Partners, LP - Hamakua Energy Plant | 1818211 | 104454213 | 108291112 | 148208214 | 20100901 | 221112 |  |  | 125 | 120 |  | N | Y | gas | 11.9 | 0.2 | 0.9 | 8736
3325_B_1 | West North Central | SD | 46103 |  |  | Black Hill Power & Light Company (Ben French) | 6195711 | 15199913 | 14853212 | 11739014 | 10100601 | 221112 |  |  | 125 | 100 |  | N | N | gas | 0 | 0 | 0 |  | West North Central Composite Peaking | West North Central Composite Peaking | West North Central_comp_peak
3325_B_1 | West North Central | SD | 46103 |  |  | Black Hill Power & Light Company (Ben French) | 6195711 | 15199913 | 14853212 | 11738914 | 10100223 | 221112 |  |  | 125 | 100 |  | N | N | coal | 0 | 0 | 0 |  | West North Central Composite Peaking | West North Central Composite Peaking | West North Central_comp_peak
3665_G_5 | Southwest | UT | 49011 |  |  | Bountiful City Light and Power- Power Plant | 5067311 | 25965213 | 24903912 | 172914 | 20100202 | 221112 |  |  | 125 | 160 |  | N | N | gas | 0 | 0 | 0 | 12 | Southwest Gas Peaking | Southwest Gas Peaking | Southwest_gas_peak
|  | AK | 02185 |  |  | Barrow Power Plant | 10573111 | 52329713 | 51237512 | 71664914 | 20100201 | 221112 |  |  | 125 | 120 |  | N | Y | gas | 10.75 | 0 | 0.05 | 1104
3665_G_5 | Southwest | UT | 49011 |  |  | Bountiful City Light and Power- Power Plant | 5067311 | 25965213 | 24903912 | 99738914 | 20100102 | 221112 |  |  | 125 | 160 |  | N | N | oil | 0 | 0 | 0 | 1 | Southwest Gas Peaking | Southwest Gas Peaking | Southwest_gas_peak
3665_G_4 | Southwest | UT | 49011 |  |  | Bountiful City Light and Power- Power Plant | 5067311 | 25965113 | 24904412 | 173014 | 20100202 | 221112 |  |  | 125 | 160 |  | N | N | gas | 0 | 0 | 0 | 1 | Southwest Gas Peaking | Southwest Gas Peaking | Southwest_gas_peak
3665_G_4 | Southwest | UT | 49011 |  |  | Bountiful City Light and Power- Power Plant | 5067311 | 25965113 | 24904412 | 99738814 | 20100102 | 221112 |  |  | 125 | 160 |  | N | N | oil | 0 | 0 | 0 | 1 | Southwest Gas Peaking | Southwest Gas Peaking | Southwest_gas_peak
3665_G_3 | Southwest | UT | 49011 |  |  | Bountiful City Light and Power- Power Plant | 5067311 | 25965013 | 24904512 | 173114 | 20100202 | 221112 |  |  | 125 | 160 |  | N | N | gas | 0 | 0 | 0 | 2 | Southwest Gas Peaking | Southwest Gas Peaking | Southwest_gas_peak
3665_G_3 | Southwest | UT | 49011 |  |  | Bountiful City Light and Power- Power Plant | 5067311 | 25965013 | 24904512 | 99738714 | 20100102 | 221112 |  |  | 125 | 160 |  | N | N | oil | 0 | 0 | 0 | 1 | Southwest Gas Peaking | Southwest Gas Peaking | Southwest_gas_peak
3665_G_2 | Southwest | UT | 49011 |  |  | Bountiful City Light and Power- Power Plant | 5067311 | 25964913 | 24904212 | 173214 | 20100202 | 221112 |  |  | 125 | 160 |  | N | N | gas | 0 | 0 | 0 | 2 | Southwest Gas Peaking | Southwest Gas Peaking | Southwest_gas_peak
3665_G_2 | Southwest | UT | 49011 |  |  | Bountiful City Light and Power- Power Plant | 5067311 | 25964913 | 24904212 | 99738614 | 20100102 | 221112 |  |  | 125 | 160 |  | N | N | oil | 0 | 0 | 0 | 1 | Southwest Gas Peaking | Southwest Gas Peaking | Southwest_gas_peak
|  | AK | 02122 |  |  | Bernice Lake Combustion Turbine (BCT) Plant | 10590611 | 52194113 | 50868412 | 71664814 | 20100201 | 221112 |  |  | 125 | 120 |  | N | Y | gas | 9 | 0.2 | 9.5
3665_G_6 | Southwest | UT | 49011 |  |  | Bountiful City Light and Power- Power Plant | 5067311 | 25964813 | 24904312 | 173314 | 20100202 | 221112 |  |  | 125 | 160 |  | N | N | gas | 0 | 0 | 0 | 2 | Southwest Gas Peaking | Southwest Gas Peaking | Southwest_gas_peak
|  | AK | 02185 |  |  | Deadhorse Power Plant | 10572911 | 52250213 | 51400412 | 71630314 | 20200202 | 221112 |  |  | 125 | 160 |  | N | Y | gas | 8.92 | 0 | 0.11
3665_G_6 | Southwest | UT | 49011 |  |  | Bountiful City Light and Power- Power Plant | 5067311 | 25964813 | 24904312 | 99738514 | 20100102 | 221112 |  |  | 125 | 160 |  | N | N | oil | 0 | 0 | 0 | 1 | Southwest Gas Peaking | Southwest Gas Peaking | Southwest_gas_peak
50664_B_B102 | MANE-VU | CT | 09009 |  |  | COVANTA PROJECTS OF WALLINGFORD, L.P. | 589911 | 46137613 | 43812312 | 48571514 | 50100101 | 562213 |  |  | 103 | 270 |  | N | N |  | 0 | 0 | 0 |  | MANE-VU Other Nonpeaking | MANE-VU Other Nonpeaking | MANE-VU_other_nonpeak
50664_B_B102 | MANE-VU | CT | 09009 |  |  | COVANTA PROJECTS OF WALLINGFORD, L.P. | 589911 | 46137613 | 43812312 | 48571414 | 50190005 | 562213 |  |  | 103 | 270 |  | N | N |  | 0 | 0 | 0 |  | MANE-VU Other Nonpeaking | MANE-VU Other Nonpeaking | MANE-VU_other_nonpeak
50664_B_B101 | MANE-VU | CT | 09009 |  |  | COVANTA PROJECTS OF WALLINGFORD, L.P. | 589911 | 46137513 | 43812312 | 48571714 | 50190005 | 562213 |  |  | 103 | 270 |  | N | N |  | 0 | 0 | 0 |  | MANE-VU Other Nonpeaking | MANE-VU Other Nonpeaking | MANE-VU_other_nonpeak
50664_B_B101 | MANE-VU | CT | 09009 |  |  | COVANTA PROJECTS OF WALLINGFORD, L.P. | 589911 | 46137513 | 43812312 | 48571614 | 50100101 | 562213 |  |  | 103 | 270 |  | N | N |  | 0 | 0 | 0 |  | MANE-VU Other Nonpeaking | MANE-VU Other Nonpeaking | MANE-VU_other_nonpeak
50664_B_B103 | MANE-VU | CT | 09009 |  |  | COVANTA PROJECTS OF WALLINGFORD, L.P. | 589911 | 46137713 | 43812312 | 48682414 | 50190005 | 562213 |  |  | 103 | 270 |  | N | N |  | 0 | 0 | 0 |  | MANE-VU Other Nonpeaking | MANE-VU Other Nonpeaking | MANE-VU_other_nonpeak
50664_B_B103 | MANE-VU | CT | 09009 |  |  | COVANTA PROJECTS OF WALLINGFORD, L.P. | 589911 | 46137713 | 43812312 | 48682314 | 50100101 | 562213 |  |  | 103 | 270 |  | N | N |  | 0 | 0 | 0 |  | MANE-VU Other Nonpeaking | MANE-VU Other Nonpeaking | MANE-VU_other_nonpeak
10797_B_OP1 | SESARM | TN | 47037 |  |  | E I Dupont De Nemours & Co Inc | 6516311 | 18571713 | 18021412 | 14821714 | 10200601 | 325211 |  |  | 129 | 100 |  | N | N |  | 0 | 0 | 0 |  | SESARM Coal Nonpeaking | SESARM Coal Nonpeaking | SESARM_coal_nonpeak
10797_B_OP1 | SESARM | TN | 47037 |  |  | E I Dupont De Nemours & Co Inc | 6516311 | 18571713 | 18021412 | 14821614 | 10200202 | 325211 |  |  | 129 | 100 |  | N | N |  | 0 | 0 | 0 |  | SESARM Coal Nonpeaking | SESARM Coal Nonpeaking | SESARM_coal_nonpeak
10797_B_OP1 | SESARM | TN | 47037 |  |  | E I Dupont De Nemours & Co Inc | 6516311 | 18571713 | 18021412 | 14821514 | 10200501 | 325211 |  |  | 129 | 100 |  | N | N |  | 0 | 0 | 0 |  | SESARM Coal Nonpeaking | SESARM Coal Nonpeaking | SESARM_coal_nonpeak
10797_B_OP3 | SESARM | TN | 47037 |  |  | E I Dupont De Nemours & Co Inc | 6516311 | 18565713 | 18024812 | 14828714 | 10200601 | 325211 |  |  | 129 | 100 |  | N | N |  | 0 | 0 | 0 |  | SESARM Gas Nonpeaking | SESARM Gas Nonpeaking | SESARM_gas_nonpeak
10797_B_OP3 | SESARM | TN | 47037 |  |  | E I Dupont De Nemours & Co Inc | 6516311 | 18565713 | 18024812 | 14828614 | 10200202 | 325211 |  |  | 129 | 100 |  | N | N |  | 0 | 0 | 0 |  | SESARM Gas Nonpeaking | SESARM Gas Nonpeaking | SESARM_gas_nonpeak
10797_B_OP3 | SESARM | TN | 47037 |  |  | E I Dupont De Nemours & Co Inc | 6516311 | 18565713 | 18024812 | 14828514 | 10200501 | 325211 |  |  | 129 | 100 |  | N | N |  | 0 | 0 | 0 |  | SESARM Gas Nonpeaking | SESARM Gas Nonpeaking | SESARM_gas_nonpeak
1822_B_7 | LADCO | MI | 26163 |  |  | DETROIT PUBLIC LIGHTING DEPARTMENT | 8522911 | 242413 | 252412 | 26570414 | 10201401 | 221112 |  |  | 125 | 100 |  | N | N |  | 0 | 0 | 0 |  |  |  | LADCO_comp_peak
1294_B_3 | South | KS | 20209 |  |  | Kansas City BPU - Kaw | 4628011 | 27807013 | 26694412 | 40281614 | 10100501 | 221112 |  |  | 125 | 100 |  | N | N | oil | 0 | 0 | 0 |  |  |  | South_comp_peak
1294_B_3 | South | KS | 20209 |  |  | Kansas City BPU - Kaw | 4628011 | 27807013 | 26694412 | 40281514 | 10100601 | 221112 |  |  | 125 | 100 |  | N | N | gas | 0 | 0 | 0 |  |  |  | South_comp_peak
|  | AK | 02122 |  |  | Beluga River Power Plant | 12661111 | 64061413 | 58754012 | 88839414 | 20100201 | 221112 |  |  | 125 | 120 |  | N | Y | gas | 5.8 | 0.12 | 0
|  | AK | 02122 |  |  | Beluga River Power Plant | 12661111 | 64061913 | 58754512 | 88839914 | 20100201 | 221112 |  |  | 125 | 120 |  | N | Y | gas | 5.7 | 0.1 | 0.1
1822_B_5 | LADCO | MI | 26163 |  |  | DETROIT PUBLIC LIGHTING DEPARTMENT | 8522911 | 242213 | 252312 | 26570814 | 10201401 | 221112 |  |  | 125 | 100 |  | N | N |  | 0 | 0 | 0 |  |  |  | LADCO_comp_peak
1822_G_GT1 | LADCO | MI | 26163 |  |  | DETROIT PUBLIC LIGHTING DEPARTMENT | 8522911 | 242513 | 252012 | 26416314 | 20100101 | 221112 |  |  | 125 | 120 |  | N | N | oil | 0 | 0 | 0 |  | LADCO Oil Peaking | LADCO Oil Peaking | LADCO_oil_peak
1379_B_10 | SESARM | KY | 21145 |  |  | Tennessee Valley Authority (TVA) - Shawnee Fossil Plant | 6037011 | 24137613 | 82884912 | 35615514 | 10100217 | 221112 |  |  | 125 | 100 |  | N | N | coal | 0 | 0 | 0 |  | SESARM Coal Peaking | SESARM Coal Peaking | SESARM_coal_peak
886_B_19 | LADCO | IL | 17031 |  |  | Fisk Electric Generating Station | 1731811 | 41553513 | 39627512 | 44730614 | 10100226 | 221112 |  |  | 125 | 100 |  | N | N | coal | 0 | 0 | 0 | 1 | LADCO Coal Peaking | LADCO Coal Peaking | LADCO_coal_peak
886_B_19 | LADCO | IL | 17031 |  |  | Fisk Electric Generating Station | 1731811 | 41553513 | 39627512 | 44730514 | 10100601 | 221112 |  |  | 125 | 100 |  | N | N | gas | 0 | 0 | 0 | 1 | LADCO Coal Peaking | LADCO Coal Peaking | LADCO_coal_peak
1104_G_GT4 | West North Central | IA | 19057 |  |  | IPL - BURLINGTON GENERATING STATION | 5511811 | 27181713 | 26079712 | 41922314 | 20100101 | 221112 |  |  | 125 | 120 |  | N | N | oil | 0 | 0 | 0 |  | West North Central Gas Peaking | West North Central Gas Peaking | West North Central_gas_peak
1104_G_GT3 | West North Central | IA | 19057 |  |  | IPL - BURLINGTON GENERATING STATION | 5511811 | 27179713 | 26078912 | 41673914 | 20100101 | 221112 |  |  | 125 | 120 |  | N | N | oil | 0 | 0 | 0 |  | West North Central Gas Peaking | West North Central Gas Peaking | West North Central_gas_peak
1104_G_GT2 | West North Central | IA | 19057 |  |  | IPL - BURLINGTON GENERATING STATION | 5511811 | 27179513 | 26078212 | 41674314 | 20100101 | 221112 |  |  | 125 | 120 |  | N | N | oil | 0 | 0 | 0 |  | West North Central Gas Peaking | West North Central Gas Peaking | West North Central_gas_peak
1104_G_GT1 | West North Central | IA | 19057 |  |  | IPL - BURLINGTON GENERATING STATION | 5511811 | 27179313 | 26079812 | 41674514 | 20100101 | 221112 |  |  | 125 | 120 |  | N | N | oil | 0 | 0 | 0 |  | West North Central Gas Peaking | West North Central Gas Peaking | West North Central_gas_peak
913_G_GT1 | LADCO | IL | 17119 |  |  | Union Electric Co | 7338011 | 8266713 | 8156712 | 43375514 | 20100101 | 221112 |  |  | 125 | 120 |  | N | N | oil | 0 | 0 | 0 | 1 | LADCO Oil Peaking | LADCO Oil Peaking | LADCO_oil_peak
913_G_GT1 | LADCO | IL | 17119 |  |  | Union Electric Co | 7338011 | 8266713 | 8156712 | 43375414 | 20100201 | 221112 |  |  | 125 | 120 |  | N | N | gas | 0 | 0 | 0 | 1 | LADCO Oil Peaking | LADCO Oil Peaking | LADCO_oil_peak
|  | AK | 02185 |  |  | Deadhorse Power Plant | 10572911 | 52250013 | 49858112 | 71622514 | 20200202 | 221112 |  |  | 125 | 160 |  | N | Y | gas | 2.92 | 0.08 | 0.03 | 1465
1822_G_6 | LADCO | MI | 26163 |  |  | DETROIT PUBLIC LIGHTING DEPARTMENT | 8522911 | 242313 | 252212 | 26570714 | 10201401 | 221112 |  |  | 125 | 100 |  | N | N |  | 0 | 0 | 0 |  |  |  | LADCO_comp_peak
856_B_1 | LADCO | IL | 17143 |  |  | Illinois Power Resources Generating LLC | 5422711 | 26814513 | 25729412 | 43140814 | 10100202 | 221112 |  |  | 125 | 100 |  | N | N | coal | 0 | 0 | 0 | 1 | LADCO Coal Peaking | LADCO Coal Peaking | LADCO_coal_peak
1294_G_1 | South | KS | 20209 |  |  | Kansas City BPU - Kaw | 4628011 | 63914013 | 58513512 | 88555314 | 10100501 | 221112 |  |  | 125 | 100 |  | N | N | oil | 0 | 0 | 0 |  |  |  | South_comp_peak
1294_G_1 | South | KS | 20209 |  |  | Kansas City BPU - Kaw | 4628011 | 63914013 | 58513512 | 88555414 | 10100601 | 221112 |  |  | 125 | 100 |  | N | N | gas | 0 | 0 | 0 |  |  |  | South_comp_peak
1294_G_1 | South | KS | 20209 |  |  | Kansas City BPU - Kaw | 4628011 | 63914013 | 58513512 | 88555514 | 10100201 | 221112 |  |  | 125 | 100 |  | N | N | coal | 0 | 0 | 0 |  |  |  | South_comp_peak
|  | AK | 02122 |  |  | Beluga River Power Plant | 12661111 | 64061813 | 58754412 | 88839814 | 20100201 | 221112 |  |  | 125 | 120 |  | N | Y | gas | 2.6 | 0.1 | 0.01
6225_B_1 | LADCO | IN | 18037 |  |  | JASPER MUNICIPAL ELECTRIC UTILITY | 7224911 | 65418613 | 7474912 | 90683914 | 10100601 | 221122 |  |  | 125 | 100 |  | N | N |  | 0 | 0 | 0 |  | LADCO Coal Nonpeaking | LADCO Coal Nonpeaking | LADCO_coal_nonpeak
|  | AK | 02020 |  |  | International Station Power Plant | 10698111 | 58650613 | 54316612 | 76978214 | 20100201 | 221112 |  |  | 125 | 120 |  | N | Y | gas | 2.55 | 0.05 | 0
6225_B_1 | LADCO | IN | 18037 |  |  | JASPER MUNICIPAL ELECTRIC UTILITY | 7224911 | 65418613 | 7474912 | 90684014 | 10100204 | 221122 |  |  | 125 | 100 |  | N | N |  | 0 | 0 | 0 |  | LADCO Coal Nonpeaking | LADCO Coal Nonpeaking | LADCO_coal_nonpeak
6225_B_1 | LADCO | IN | 18037 |  |  | JASPER MUNICIPAL ELECTRIC UTILITY | 7224911 | 65418613 | 7474912 | 90684114 | 10100204 | 221122 |  |  | 125 | 100 |  | N | N |  | 0 | 0 | 0 |  | LADCO Coal Nonpeaking | LADCO Coal Nonpeaking | LADCO_coal_nonpeak
1559_G_GT6 | MANE-VU | MD | 24005 |  |  | Constellation - Riverside | 5154911 | 87895113 | 84031912 | 119302514 | 10100601 | 221112 |  |  | 125 | 120 |  | N | N | gas | 0 | 0 | 0 | 2080 | MANE-VU Gas Peaking | MANE-VU Gas Peaking | MANE-VU_gas_peak
56571_G_4 | MANE-VU | MD | 24005 |  |  | Eastern Landfill Gas, LLC | 14528711 | 87919513 | 84067112 | 119327914 | 20100102 | 221118 |  |  | 125 | 160 |  | N | N |  | 0 | 0 | 0 | 2080 | MANE-VU Oil Nonpeaking | MANE-VU Oil Nonpeaking | MANE-VU_oil_nonpeak
990_G_3 | LADCO | IN | 18097 |  |  | INDIANAPOLIS POWER & LIGHT CO HARDIN | 7255211 | 91188413 | 87281012 | 123966314 | 10100501 | 221112 |  |  | 125 | 100 |  | N | N | oil | 0 | 0 | 0 |  | LADCO Oil Peaking | LADCO Oil Peaking | LADCO_oil_peak
990_B_10 | LADCO | IN | 18097 |  |  | INDIANAPOLIS POWER & LIGHT CO HARDIN | 7255211 | 91188513 | 87281112 | 123966414 | 10100501 | 221112 |  |  | 125 | 100 |  | N | N | oil | 0 | 0 | 0 |  | LADCO Oil Peaking | LADCO Oil Peaking | LADCO_oil_peak
990_G_GT3 | LADCO | IN | 18097 |  |  | INDIANAPOLIS POWER & LIGHT CO HARDIN | 7255211 | 91608413 | 87281712 | 124834814 | 20100101 | 221112 |  |  | 125 | 120 |  | N | N | oil | 0 | 0 | 0 |  | LADCO Oil Peaking | LADCO Oil Peaking | LADCO_oil_peak
1006_G_4 | LADCO | IN | 18169 |  |  | Duke Energy Indiana LLC - Miami Wabash | 8181711 | 5862413 | 5709212 | 123984514 | 20100101 | 221112 |  |  | 125 | 120 |  | N | N | oil | 0 | 0 | 0 |  | LADCO Oil Peaking | LADCO Oil Peaking | LADCO_oil_peak
55031_G_CT01x | MANE-VU | ME | 23007 |  |  | VERSO ANDROSCOGGIN, LLC (COGENERATION) | 5677011 | 94542213 | 21769312 | 129281514 | 20100201 | 221112 |  |  | 125 | 999 |  | N | N | gas | 0 | 0.023762 | 0 |  | MANE-VU Gas Peaking | MANE-VU Gas Peaking | MANE-VU_gas_peak
55031_G_CT02x | MANE-VU | ME | 23007 |  |  | VERSO ANDROSCOGGIN, LLC (COGENERATION) | 5677011 | 94542313 | 21769512 | 129281614 | 20100201 | 221112 |  |  | 125 | 999 |  | N | N | gas | 0 | 0.027256 | 0 |  | MANE-VU Gas Peaking | MANE-VU Gas Peaking | MANE-VU_gas_peak
55031_G_CT03x | MANE-VU | ME | 23007 |  |  | VERSO ANDROSCOGGIN, LLC (COGENERATION) | 5677011 | 94542413 | 21769412 | 129281714 | 20100201 | 221112 |  |  | 125 | 999 |  | N | N | gas | 0 | 0.042981 | 0 |  | MANE-VU Gas Peaking | MANE-VU Gas Peaking | MANE-VU_gas_peak
56641_G_1 | MANE-VU | MD | 24047 |  |  | Worcester County Renewable Energy, LLC | 15079911 | 94905913 | 91712212 | 129961214 | 20100802 | 221118 |  |  |  | 160 |  | N | N |  | 0 | 0 | 0 | 2080 | MANE-VU Other Nonpeaking | MANE-VU Other Nonpeaking | MANE-VU_other_nonpeak
1024_B_5x | LADCO | IN | 18107 |  |  | Crawfordsville Energy LLC | 8224711 | 4243713 | 4146112 | 123768914 | 10100602 | 221122 |  |  | 125 | 100 |  | N | N |  | 0 | 0 | 0 |  | LADCO Gas Nonpeaking | LADCO Gas Nonpeaking | LADCO_gas_nonpeak
6565_G_3A | MANE-VU | MD | 24047 |  |  | Berlin Town Power Plant | 6572311 | 88042913 | 84238512 | 119466514 | 20100102 | 221112 |  |  | 125 | 160 |  | N | N | oil | 0 | 0 | 0 | 2080 | MANE-VU Oil Peaking | MANE-VU Oil Peaking | MANE-VU_oil_peak
6565_G_3A | MANE-VU | MD | 24047 |  |  | Berlin Town Power Plant | 6572311 | 88042913 | 84238612 | 119466514 | 20100102 | 221112 |  |  | 125 | 160 |  | N | N | oil | 0 | 0 | 0 | 2080 | MANE-VU Oil Peaking | MANE-VU Oil Peaking | MANE-VU_oil_peak
991_G_ST1 | LADCO | IN | 18109 |  |  | Indianapolis Power & Light AES Eagle Valley | 8225111 | 4234513 | 4137512 | 123794914 | 10100501 | 221112 |  |  | 125 | 100 |  | N | N | oil | 0 | 0 | 0 |  | LADCO Oil Peaking | LADCO Oil Peaking | LADCO_oil_peak
991_G_2 | LADCO | IN | 18109 |  |  | Indianapolis Power & Light AES Eagle Valley | 8225111 | 4234313 | 4137512 | 123795014 | 10100501 | 221112 |  |  | 125 | 100 |  | N | N | oil | 0 | 0 | 0 |  | LADCO Oil Peaking | LADCO Oil Peaking | LADCO_oil_peak
50035_G_ST1B | MANE-VU | ME | 23001 |  |  | MID MAINE WASTE ACTION CORP | 5222111 | 24985313 | 23970412 | 125967014 | 50190006 | 562213 |  |  | 103 | 270 |  | N | N |  | 0 | 0 | 0 |  | MANE-VU Other Nonpeaking | MANE-VU Other Nonpeaking | MANE-VU_other_nonpeak
56847_G_STG | MANE-VU | CT | 09015 |  |  | PLAINFIELD RENEWABLE ENRGY LLC | 16734111 | 107797313 | 112711112 | 154699114 | 10100501 | 221118 |  |  | 125 | 100 |  | N | N |  | 0 | 0.2203 | 0 |  | MANE-VU Other Nonpeaking | MANE-VU Other Nonpeaking | MANE-VU_other_nonpeak
898_B_3 | LADCO | IL | 17119 |  |  | Wood River | 7791011 | 2330513 | 2243212 | 43238014 | 10100501 | 221112 |  |  | 125 | 100 |  | N | N | oil | 0 | 0 | 0 | 1 | LADCO Oil Peaking | LADCO Oil Peaking | LADCO_oil_peak
898_B_3 | LADCO | IL | 17119 |  |  | Wood River | 7791011 | 2330513 | 2243212 | 43237914 | 10100601 | 221112 |  |  | 125 | 100 |  | N | N | gas | 0 | 0 | 0 | 1 | LADCO Oil Peaking | LADCO Oil Peaking | LADCO_oil_peak
891_B_8 | LADCO | IL | 17125 |  |  | Dynegy Midwest Generation LLC Havana Power Station | 7337411 | 8279913 | 55571112 | 43133614 | 10100401 | 221112 |  |  | 125 | 100 |  | N | N | oil | 0 | 0 | 0 | 1 | LADCO Oil Peaking | LADCO Oil Peaking | LADCO_oil_peak
891_B_8 | LADCO | IL | 17125 |  |  | Dynegy Midwest Generation LLC Havana Power Station | 7337411 | 8279913 | 8169912 | 43133614 | 10100401 | 221112 |  |  | 125 | 100 |  | N | N | oil | 0 | 0 | 0 | 1 | LADCO Oil Peaking | LADCO Oil Peaking | LADCO_oil_peak
891_B_8 | LADCO | IL | 17125 |  |  | Dynegy Midwest Generation LLC Havana Power Station | 7337411 | 8279913 | 55571412 | 43133614 | 10100401 | 221112 |  |  | 125 | 100 |  | N | N | oil | 0 | 0 | 0 | 1 | LADCO Oil Peaking | LADCO Oil Peaking | LADCO_oil_peak
1695_B_3 | LADCO | MI | 26121 |  |  | B. C. Cobb Plant | 7384111 | 82890713 | 9211212 | 106576714 | 10100604 | 221112 |  |  | 125 | 100 |  | N | N | gas | 0 | 0 | 0 |  | LADCO Gas Peaking | LADCO Gas Peaking | LADCO_gas_peak
1270_G_IC2 | South | KS | 20027 | 1270 | IC2 | Clay Center Mun. Power Plant | 4499711 | 28276813 | 27120912 | 38258814 | 20200401 | 221112 | Combustion Turbine | Natural Gas, Distillate Fuel Oil | 125 | 160 | N | N | N | oil | 0 |  |  | 8736 | South Oil Peaking | South Oil Peaking | South_oil_peak
1270_G_IC3 | South | KS | 20027 | 1270 | IC3 | Clay Center Mun. Power Plant | 4499711 | 28276913 | 27121012 | 88691314 | 20200401 | 221112 | Combustion Turbine | Natural Gas, Distillate Fuel Oil | 125 | 160 | N | N | N | oil | 0 |  |  | 8736 | South Oil Peaking | South Oil Peaking | South_oil_peak
1270_G_IC5 | South | KS | 20027 | 1270 | IC5 | Clay Center Mun. Power Plant | 4499711 | 28277013 | 27121312 | 88692314 | 20200401 | 221112 | Combustion Turbine | Natural Gas, Distillate Fuel Oil | 125 | 160 | N | N | N | oil | 0 |  |  | 8736 | South Oil Peaking | South Oil Peaking | South_oil_peak
|  | AK | 02020 |  |  | International Station Power Plant | 10698111 | 58650713 | 54318612 | 76978314 | 20100201 | 221112 |  |  | 125 | 120 |  | N | Y | gas | 1.52 | 0.03 | 0
2221_G_6 | West North Central | NE | 31041 | 2221 | 6 | Broken Bow Power Plant | 7460411 | 11695713 | 11601412 | 21584914 | 20200402 | 926130 | Combustion Turbine | Natural Gas, Distillate Fuel Oil | 125 | 160 | N | N | N |  | 0 | 0 |  |  | West North Central Composite Nonpeaking | West North Central Composite Nonpeaking | West North Central_comp_nonpeak
693_B_4 | SESARM | FL | 12061 |  |  | CITY OF VERO BEACH | 1968211 | 41788413 | 39848112 | 48624014 | 10100401 | 2211 |  |  | 125 | 100 |  | N | N |  | 0 | 0 |  | 211 | SESARM Gas Nonpeaking | SESARM Gas Nonpeaking | SESARM_gas_nonpeak
54423_G_GT1 | SESARM | FL | 12069 |  |  | QUANTUM LAKE POWER, LP | 1970211 | 41785513 | 39844912 | 92640314 | 10200604 | 221118 |  |  | 125 | 140 |  | N | N |  | 0 | 0.00364 |  | 1334 | SESARM Gas Nonpeaking | SESARM Gas Nonpeaking | SESARM_gas_nonpeak
50872_G_GEN1 | MANE-VU | NH | 33019 |  |  | WHEELABRATOR CLAREMONT COMPANY LP | 7301211 | 8527313 | 8413712 | 22129414 | 50190010 | 562213 |  |  | 103 | 270 |  | N | N |  | 0 | 0 |  |  | MANE-VU Other Nonpeaking | MANE-VU Other Nonpeaking | MANE-VU_other_nonpeak
54423_G_GT2 | SESARM | FL | 12069 |  |  | QUANTUM LAKE POWER, LP | 1970211 | 41785413 | 39844812 | 92640414 | 10200604 | 221118 |  |  | 125 | 140 |  | N | N |  | 0 | 0.00208 |  | 1338 | SESARM Gas Nonpeaking | SESARM Gas Nonpeaking | SESARM_gas_nonpeak
| Southwest | UT | 49051 |  |  | Heber Light and Power Company- Power Plant | 9067811 | 55057013 | 51522812 | 68604914 | 20200401 | 221112 |  |  | 125 | 290 |  | N | Y | oil | 0 | 0.075 | 0.0303 | 1
| West North Central | IA | 19013 |  |  | CEDAR FALLS MUNICIPAL ELECTRIC UTILITY - CTS | 12806111 | 67678213 | 62280412 | 176102914 | 20200102 | 221112 |  |  | 125 | 120 |  | N | Y | oil | 0 | 0.000558 | 0.000522
| South | KS | 20055 |  |  | KMEA - Jameson Energy Center | 17701511 | 122593913 | 124833412 | 174648814 | 20200401 | 221112 |  |  |  | 999 |  | N | Y | oil | 0 | 0 | 0 | 8736
| South | KS | 20173 |  |  | Westar Energy - Gordon Evans | 5603211 | 112770013 | 115669312 | 159118514 | 20200102 | 221112 |  |  | 125 | 160 |  | N | Y | oil | 0 | 0 | 0 | 8760
|  | AK | 02020 |  |  | George Sullivan Plant Two | 662011 | 64030513 | 58724512 | 88801414 | 20100201 | 221112 |  |  | 125 | 120 |  | N | Y | gas | 1.2 | 0 | 0
| South | KS | 20045 |  |  | Westar Energy - Lawrence | 4827111 | 112771213 | 112327412 | 159119914 | 20200102 | 221112 |  |  | 125 | 160 |  | N | Y | oil | 0 | 0 | 0 | 8760
| Southwest | UT | 49049 |  |  | PacifiCorp Energy- Lake Side Power Plant | 12730611 | 121893713 | 124268812 | 173771914 | 20200401 | 221112 |  |  | 125 | 290 |  | N | Y | oil | 0 | 0 | 0 | 1
| Southwest | UT | 49053 |  |  | St. George City Power- Red Rock Power Generation Station | 6987011 | 121897313 | 124272212 | 173775814 | 20200401 | 22111 |  |  | 125 | 290 |  | N | Y | oil | 0 | 0 | 0 | 1
| MANE-VU | MD | 24025 |  |  | Constellation Power - Perryman Power Plant | 6131311 | 122277913 | 124669512 | 174337814 | 20100107 | 221112 |  |  | 125 | 690 |  | N | Y | oil | 0 | 0 | 0 | 2080
| MANE-VU | MD | 24025 |  |  | Constellation Power - Perryman Power Plant | 6131311 | 122278013 | 124669612 | 174337914 | 20100102 | 221112 |  |  | 125 | 690 |  | N | Y | oil | 0 | 0 | 0 | 2080
| LADCO | IL | 17007 |  |  | Garden Prairie Energy Facility | 14590211 | 123251013 | 125333712 | 175421014 | 20200102 | 221112 |  |  |  | 140 |  | N | Y | oil | 0 | 0 | 0 | 1
| LADCO | IL | 17007 |  |  | Garden Prairie Energy Facility | 14590211 | 123251113 | 125333812 | 175421114 | 20200102 | 221112 |  |  |  | 140 |  | N | Y | oil | 0 | 0 | 0 | 1
| West North Central | IA | 19193 |  |  | MIDAMERICAN ENERGY CO - GEORGE NEAL NORTH | 2943411 | 124007813 | 112401112 | 176566714 | 20100102 | 221112 |  |  | 125 | 160 |  | N | Y | oil | 0 | 0 | 0 | 4
| West North Central | IA | 19193 |  |  | MIDAMERICAN ENERGY CO - GEORGE NEAL NORTH | 2943411 | 124009413 | 112401012 | 176568814 | 20100102 | 221112 |  |  | 125 | 160 |  | N | Y | oil | 0 | 0 | 0 | 5
| South | KS | 20173 |  |  | Westar Energy - Murray Gill | 5603311 | 122408413 | 112301212 | 174478714 | 20200102 | 221112 |  |  | 125 | 160 |  | N | Y | oil | 0 | 0 | 0 | 8760
| South | KS | 20173 |  |  | Westar Energy - Murray Gill | 5603311 | 122408513 | 112301212 | 174478814 | 20200102 | 221112 |  |  | 125 | 160 |  | N | Y | oil | 0 | 0 | 0 | 8760
|  | AK | 02090 |  |  | Zehnder Facility | 10594311 | 52309513 | 50787912 | 136910514 | 20100909 | 221112 |  |  | 125 | 120 |  | N | Y | gas | 0.94 | 0.01 | 0.1 | 1137
| LADCO | IL | 17027 |  |  | Breese Municipal Power Plant | 1946811 | 125293413 | 127119212 | 179070814 | 20200102 | 221112 |  |  | 125 | 999 |  | N | Y | oil | 0 | 0 | 0 | 1
| LADCO | IL | 17143 |  |  | Advanced Tri-Gen Power Systems Cogen Plant | 5423811 | 125362413 | 127186212 | 179145414 | 20200102 | 221112 |  |  | 125 | 999 |  | N | Y | oil | 0 | 0 | 0 | 1
| LADCO | MI | 26147 |  |  | ST. CLAIR / BELLE RIVER POWER PLANT | 7239111 | 110169513 | 7459512 | 155878514 | 20200401 | 221112 |  |  | 125 | 160 |  | N | Y | oil | 0 | 0 | 0
| Southwest | AZ | 04013 |  |  | Santan Generating Station | 1139211 | 122577113 | 44349212 | 174625614 | 20100101 | 221112 |  |  | 125 | 120 |  | N | Y | oil | 0 | 0 | 0
| Southwest | AZ | 04013 |  |  | Santan Generating Station | 1139211 | 122577213 | 44349312 | 174625714 | 20100101 | 221112 |  |  | 125 | 120 |  | N | Y | oil | 0 | 0 | 0
| Southwest | AZ | 04013 |  |  | Santan Generating Station | 1139211 | 122577313 | 44349412 | 174625814 | 20100101 | 221112 |  |  | 125 | 120 |  | N | Y | oil | 0 | 0 | 0
| Southwest | AZ | 04013 |  |  | Santan Generating Station | 1139211 | 122577413 | 44349512 | 174625914 | 20100101 | 221112 |  |  | 125 | 120 |  | N | Y | oil | 0 | 0 | 0
|  | AK | 02020 |  |  | International Station Power Plant | 10698111 | 58650813 | 54320012 | 76978414 | 20100201 | 221112 |  |  | 125 | 120 |  | N | Y | gas | 0.88 | 0.13 | 0
| South | KS | 20035 |  |  | Winfield Mun. Power Plant #1 | 4476311 | 122579513 | 112330812 | 174630014 | 20200401 | 221112 |  |  | 125 | 999 |  | N | Y | oil | 0 | 0 | 0
| South | KS | 20149 |  |  | Wamego Mun. Power Plant | 5406911 | 122585313 | 124829212 | 174636814 | 20200401 | 221112 |  |  | 125 | 160 |  | N | Y | oil | 0 | 0 | 0 | 36
| LADCO | IL | 17065 |  |  | Akin Energy LLC | 16892711 | 123287013 | 125369612 | 175459714 | 20100102 | 221112 |  |  |  | 140 |  | N | Y | oil | 0 | 0 | 0 | 1
| LADCO | IL | 17065 |  |  | Akin Energy LLC | 16892711 | 123287113 | 125369712 | 175459814 | 20100102 | 221112 |  |  |  | 140 |  | N | Y | oil | 0 | 0 | 0 | 1
| LADCO | IL | 17065 |  |  | Akin Energy LLC | 16892711 | 123287213 | 125369812 | 175459914 | 20300101 | 221112 |  |  |  | 140 |  | N | Y | oil | 0 | 0 | 0 | 1
| West North Central | IA | 19127 |  |  | IPL - MARSHALLTOWN GENERATING STATION | 3779111 | 124119413 | 125905512 | 176744514 | 20100102 | 221112 |  |  | 125 | 999 |  | N | Y | oil | 0 | 0 | 0
| SESARM | MS | 28163 |  |  | Yazoo City Public Service Commission | 6314111 | 118540013 | 116827012 | 167202414 | 20200103 | 221112 |  |  | 125 | 160 |  | N | Y | oil | 0 | 0 | 0 | 54
| LADCO | IL | 17173 |  |  | Shelby County Energy Ctr | 4725911 | 123324813 | 125406212 | 175501514 | 20200102 | 221112 |  |  | 125 | 140 |  | N | Y | oil | 0 | 0 | 0 | 1
| MANE-VU | MD | 24003 |  |  | Raven Power Fort Smallwood LLC | 6084311 | 125585813 | 127433712 | 180571514 | 20100102 | 221112 |  |  | 125 | 690 |  | N | Y | oil | 0 | 0 | 0 | 2080
| MANE-VU | MD | 24015 |  |  | Wildcat Point Generation Facility | 17878911 | 125590013 | 127438812 | 180575414 | 20100102 | 221112 |  |  | 125 | 690 |  | N | Y | oil | 0 | 0 | 0 | 2080
| MANE-VU | MD | 24015 |  |  | Wildcat Point Generation Facility | 17878911 | 125590113 | 127438912 | 180575514 | 20100102 | 221112 |  |  | 125 | 690 |  | N | Y | oil | 0 | 0 | 0 | 2080
| Northwest | WA | 53041 |  |  | TransAlta Centralia Generation, LLC | 6281311 | 125751213 | 127546612 | 180774014 | 20200102 | 221112 |  |  | 125 | 160 |  | N | Y | oil | 0 | 0 | 0
| West North Central | IA | 19017 |  |  | WAVERLY LIGHT & POWER - NORTH & SOUTH PLANTS | 9658911 | 111633213 | 114887412 | 157838714 | 20200402 | 221112 |  |  | 125 | 160 |  | N | Y | oil | 0 | 0 | 0
| West North Central | IA | 19017 |  |  | WAVERLY LIGHT & POWER - NORTH & SOUTH PLANTS | 9658911 | 111633313 | 114887512 | 157838914 | 20200402 | 221112 |  |  | 125 | 160 |  | N | Y | oil | 0 | 0 | 0
| West North Central | IA | 19017 |  |  | WAVERLY LIGHT & POWER - NORTH & SOUTH PLANTS | 9658911 | 111633413 | 114887612 | 157839114 | 20200402 | 221112 |  |  | 125 | 160 |  | N | Y | oil | 0 | 0 | 0
| West North Central | IA | 19017 |  |  | WAVERLY LIGHT & POWER - NORTH & SOUTH PLANTS | 9658911 | 111633513 | 114887712 | 157839314 | 20200402 | 221112 |  |  | 125 | 160 |  | N | Y | oil | 0 | 0 | 0
| MANE-VU | MD | 24033 |  |  | PSEG Keys Energy Center | 17878311 | 125599913 | 127450112 | 180585214 | 20100102 | 221112 |  |  |  | 690 |  | N | Y | oil | 0 | 0 | 0 | 2080
| MANE-VU | MD | 24033 |  |  | PSEG Keys Energy Center | 17878311 | 125600013 | 127450212 | 180585314 | 20100102 | 221112 |  |  |  | 690 |  | N | Y | oil | 0 | 0 | 0 | 2080
|  | AK | 02185 |  |  | Barrow Power Plant | 10573111 | 52329813 | 50921112 | 71665114 | 20100201 | 221112 |  |  | 125 | 120 |  | N | Y | gas | 0.65 | 0.01 | 0
| MANE-VU | MD | 24033 |  |  | PSEG Keys Energy Center | 17878311 | 125600113 | 127450312 | 180585414 | 20100102 | 221112 |  |  |  | 690 |  | N | Y | oil | 0 | 0 | 0 | 2080
| MANE-VU | MD | 24033 |  |  | Mattawoman Energy, LLC | 17878411 | 125600513 | 127450712 | 180585814 | 20100102 | 221112 |  |  |  | 690 |  | N | Y | oil | 0 | 0 | 0 | 2080
| MANE-VU | MD | 24033 |  |  | Mattawoman Energy, LLC | 17878411 | 125600613 | 127450812 | 180585914 | 20100102 | 221112 |  |  |  | 690 |  | N | Y | oil | 0 | 0 | 0 | 2080
| MANE-VU | NJ | 34023 |  |  | Werner Generating Station | 7620811 | 118503013 | 60504812 | 166923914 | 20300101 | 221112 |  |  | 125 | 999 |  | N | Y | oil | 0 | 0 | 0
| SESARM | KY | 21167 |  |  | KY Utilities Co - Brown Station | 5933111 | 121307213 | 123577312 | 172488314 | 20100102 | 221112 |  |  | 125 | 999 |  | N | Y | oil | 0 | 0 | 0
| South | AR | 05059 |  |  | AECC Magnet Cove Generating Station | 10504211 | 126846613 | 128488112 | 182261614 | 20200102 | 221112 |  |  | 125 | 160 |  | N | Y | oil | 0 | 0 | 0
| Southwest | UT | 49049 |  |  | Springville City Corporation- Whitehead Power Plant | 6983111 | 13935713 | 13739012 | 4049214 | 20200102 | 22111 |  |  | 125 | 290 |  | N | Y | oil | 0 | 0 | 0 | 1
| SESARM | MS | 28049 |  |  | Entergy Mississippi Inc, Rex Brown Plant | 6802311 | 13571513 | 13384912 | 25192914 | 20100102 | 221112 |  |  | 125 | 160 |  | N | Y | oil | 0 | 0 | 0 | 1344
| SESARM | MS | 28019 |  |  | NRG Wholesale Generation LP | 7053111 | 14189813 | 58315412 | 27476614 | 20100102 | 221112 |  |  | 125 | 160 |  | N | Y | oil | 0 | 0 | 0 | 500
| LADCO | MI | 26111 |  |  | Midland Cogeneration Venture | 6473711 | 17730013 | 17248712 | 29357414 | 20200102 | 221112 |  |  | 125 | 160 |  | N | Y | oil | 0 | 0 | 0
| South | KS | 20175 |  |  | Mid-Kansas Electric - Cimarron River | 3772011 | 37527313 | 35801712 | 39303114 | 20100102 | 221112 |  |  | 125 | 160 |  | N | Y | oil | 0 | 0 | 0
| South | KS | 20009 |  |  | Ellinwood Mun. Power Plant | 3787811 | 37522613 | 112333412 | 38506014 | 20200401 | 221112 |  |  | 125 | 160 |  | N | Y | oil | 0 | 0 | 0
| LADCO | IL | 17097 |  |  | Energy Systems Group LLC | 10716911 | 58620013 | 54489312 | 76999514 | 20200101 | 221112 |  |  |  | 120 |  | N | Y | oil | 0 | 0 | 0 | 1
| West North Central | NE | 31153 |  |  | OPPD Sarpy County Station | 7631011 | 12532813 | 12453312 | 21595814 | 20100101 | 221112 |  |  | 125 | 120 |  | N | Y | oil | 0 | 1.0756e-07 | 0
| West North Central | NE | 31153 |  |  | OPPD Sarpy County Station | 7631011 | 12532013 | 12453312 | 21596614 | 20100101 | 221112 |  |  | 125 | 120 |  | N | Y | oil | 0 | 1.0756e-07 | 0
| West North Central | NE | 31153 |  |  | OPPD Sarpy County Station | 7631011 | 12531413 | 12453312 | 21597214 | 20100101 | 221112 |  |  | 125 | 120 |  | N | Y | oil | 0 | 1.0756e-07 | 0
| West North Central | NE | 31153 |  |  | OPPD Sarpy County Station | 7631011 | 12531213 | 12453312 | 21597514 | 20100101 | 221112 |  |  | 125 | 120 |  | N | Y | oil | 0 | 1.0756e-07 | 0
| SESARM | MS | 28009 |  |  | TVA Magnolia Combined Cycle | 7037011 | 14201113 | 13982912 | 24863514 | 20100102 | 221112 |  |  | 125 | 160 |  | N | Y | oil | 0 | 0 | 0 | 500
| MANE-VU | CT | 09011 |  |  | A E S THAMES, LLC | 920711 | 46514013 | 44191412 | 47357214 | 20300101 | 221112 |  |  | 125 | 160 |  | N | Y | oil | 0 | 0 | 0
| MANE-VU | CT | 09011 |  |  | A E S THAMES, LLC | 920711 | 46513513 | 44191612 | 47358314 | 20100102 | 221112 |  |  | 125 | 160 |  | N | Y | oil | 0 | 0 | 0
| LADCO | IL | 17025 |  |  | Ameren Services | 1945711 | 41586113 | 39656512 | 46047814 | 20200102 | 221112 |  |  | 125 | 999 |  | N | Y | oil | 0 | 0 | 0 | 1
| South | KS | 20173 |  |  | Mulvane Mun. Power Plant #2 | 9621511 | 53876613 | 112267312 | 68605614 | 20200401 | 221112 |  |  | 125 | 160 |  | N | Y | oil | 0 | 0 | 0 | 1
| Northwest | WA | 53041 |  |  | TransAlta Centralia Generation, LLC | 6281311 | 15506513 | 15167012 | 1292014 | 20200102 | 221112 |  |  | 125 | 160 |  | N | Y | oil | 0 | 0.01 | 0
| South | KS | 20041 |  |  | Herington Mun. Power Plant | 4468811 | 27876413 | 26761212 | 37570614 | 20200402 | 221112 |  |  | 125 | 160 |  | N | Y | oil | 0 | 0 | 0 | 1
| South | KS | 20041 |  |  | Herington Mun. Power Plant | 4468811 | 27876413 | 26761212 | 37570514 | 20200401 | 221112 |  |  | 125 | 160 |  | N | Y | oil | 0 | 0 | 0 | 1
| South | KS | 20187 |  |  | Johnson City Mun. Power Plant | 3859811 | 37473013 | 112293712 | 39674914 | 20200402 | 221112 |  |  | 125 | 160 |  | N | Y | oil | 0 | 0 | 0 | 1
| South | KS | 20185 |  |  | Stafford Mun. Power Plant | 3857911 | 37474913 | 112293612 | 39676814 | 20200402 | 221112 |  |  | 125 | 160 |  | N | Y | oil | 0 | 0 | 0
|  | AK | 02020 |  |  | DU-JBER-Electric, Gas, Drinking Water and Sanitary Services | 662111 | 112444113 | 115423112 | 158710314 | 20100202 | 221112 |  |  | 102 | 160 |  | N | Y | gas | 0.46 | 0 | 0
|  | AK | 02020 |  |  | DU-JBER-Electric, Gas, Drinking Water and Sanitary Services | 662111 | 112444213 | 115423212 | 158710514 | 20100202 | 221112 |  |  | 102 | 160 |  | N | Y | gas | 0.46 | 0 | 0
|  | AK | 02020 |  |  | DU-JBER-Electric, Gas, Drinking Water and Sanitary Services | 662111 | 112444313 | 115423312 | 158710714 | 20100202 | 221112 |  |  | 102 | 160 |  | N | Y | gas | 0.46 | 0 | 0
| South | KS | 20009 |  |  | Midwest Energy - Great Bend | 3773111 | 37523913 | 35798212 | 38021214 | 20200402 | 221112 |  |  | 125 | 160 |  | N | Y | oil | 0 | 0 | 0 | 1
| South | KS | 20077 |  |  | Attica Mun. Power Plant | 2975311 | 38086613 | 36345812 | 38064514 | 20200402 | 221112 |  |  | 125 | 160 |  | N | Y | oil | 0 | 0 | 0
|  | AK | 02185 |  |  | Deadhorse Power Plant | 10572911 | 64082413 | 49175912 | 88863714 | 20200202 | 221112 |  |  | 125 | 160 |  | N | Y | gas | 0.45 | 0.01 | 0
|  | AK | 02020 |  |  | DU-JBER-Electric, Gas, Drinking Water and Sanitary Services | 662111 | 112444413 | 115423412 | 158755714 | 20100202 | 221112 |  |  | 102 | 160 |  | N | Y | gas | 0.44 | 0 | 0
| South | KS | 20181 |  |  | Goodland Mun. Power Plant | 3840411 | 37481713 | 112293212 | 40111514 | 20200401 | 221112 |  |  | 125 | 160 |  | N | Y | oil | 0 | 0 | 0 | 1
| South | KS | 20003 |  |  | Garnett Mun. Power Plant | 5307111 | 27406513 | 26300412 | 37432914 | 20200402 | 221112 |  |  | 125 | 160 |  | N | Y | oil | 0 | 0 | 0 | 1
| South | KS | 20149 |  |  | Wamego Mun. Power Plant | 5406911 | 27604013 | 26492912 | 37543414 | 20200402 | 221112 |  |  | 125 | 160 |  | N | Y | oil | 0 | 0 | 0 | 8
|  | AK | 02020 |  |  | DU-JBER-Electric, Gas, Drinking Water and Sanitary Services | 662111 | 112444013 | 115423012 | 158710114 | 20100202 | 221112 |  |  | 102 | 160 |  | N | Y | gas | 0.43 | 0 | 0
| South | KS | 20141 |  |  | Osborne Mun. Power Plant | 4893911 | 30469413 | 112304312 | 37622514 | 20200401 | 221112 |  |  | 125 | 160 |  | N | Y | oil | 0 | 0 | 0
|  | AK | 02185 |  |  | Deadhorse Power Plant | 10572911 | 112528913 | 115477112 | 158766614 | 20200201 | 221112 |  |  | 125 | 120 |  | N | Y | gas | 0.42 | 0.11 | 0.06
| South | KS | 20121 |  |  | Osawatomie Mun. Power Plant | 4583711 | 28023013 | 26893212 | 38547514 | 20200402 | 221112 |  |  | 125 | 160 |  | N | Y | oil | 0 | 0 | 0 | 1
| SESARM | KY | 21067 |  |  | KY Utilities Co - Haefling Station | 6643411 | 17791713 | 67618312 | 39235514 | 20200101 | 221112 |  |  | 125 | 999 |  | N | Y | oil | 0 | 0 | 0
| South | KS | 20023 |  |  | St. Francis Mun. Power Plant | 5462011 | 26792113 | 25707212 | 37443114 | 20200402 | 221112 |  |  | 125 | 160 |  | N | Y | oil | 0 | 0 | 0 | 1
| LADCO | IL | 17133 |  |  | Waterloo City Light Plant | 5546111 | 60194913 | 55583912 | 86264014 | 20100101 | 221112 |  |  | 125 | 120 |  | N | Y | oil | 0 | 0 | 0 | 1
| LADCO | IL | 17133 |  |  | Waterloo City Light Plant | 5546111 | 60195213 | 55584712 | 86264814 | 20300102 | 221112 |  |  | 125 | 160 |  | N | Y | oil | 0 | 0 | 0 | 1
| South | KS | 20015 |  |  | Augusta Mun. Power Plant #1 | 3670411 | 63894013 | 58459012 | 88494914 | 20100102 | 221112 |  |  | 125 | 160 |  | N | Y | oil | 0 | 0 | 0
| South | KS | 20015 |  |  | Augusta Mun. Power Plant #1 | 3670411 | 63894113 | 58459112 | 88495014 | 20200401 | 221112 |  |  | 125 | 160 |  | N | Y | oil | 0 | 0 | 0
| SESARM | WV | 54053 |  |  | APPALACHIAN POWER - MOUNTAINEER PLANT | 6760811 | 71716113 | 65923412 | 99272614 | 20200102 | 221112 |  |  | 125 | 999 |  | N | Y | oil | 0 | 0 | 0 | 8736
| Southwest | UT | 49053 |  |  | St. George City Power- Red Rock Power Generation Station | 6987011 | 72066213 | 84537712 | 99803514 | 20200401 | 22111 |  |  | 125 | 290 |  | N | Y | oil | 0 | 0 | 0 | 1
| LADCO | IL | 17065 |  |  | McLeansboro Power Plant | 3351111 | 59615413 | 55157112 | 85796714 | 20200401 | 221112 |  |  | 125 | 160 |  | N | Y | oil | 0 | 0 | 0 | 1
| LADCO | IL | 17065 |  |  | McLeansboro Power Plant | 3351111 | 59615513 | 55156812 | 85796814 | 20200401 | 221112 |  |  | 125 | 160 |  | N | Y | oil | 0 | 0 | 0 | 1
| LADCO | IL | 17065 |  |  | McLeansboro Power Plant | 3351111 | 59615113 | 55157212 | 85796914 | 20200401 | 221112 |  |  | 125 | 160 |  | N | Y | oil | 0 | 0 | 0 | 1
| West | NV | 32003 |  |  | Nevada Power Clark Station | 8211211 | 67143813 | 6682212 | 92552014 | 20200102 | 22111 |  |  | 125 | 160 |  | N | Y | oil | 0 | 0 | 0
| West | NV | 32003 |  |  | Nevada Power Clark Station | 8211211 | 67145213 | 61796312 | 92553414 | 20200102 | 22111 |  |  | 125 | 160 |  | N | Y | oil | 0 | 0 | 0
|  | AK | 02185 |  |  | Deadhorse Power Plant | 10572911 | 112529013 | 115477212 | 158766714 | 20200201 | 221112 |  |  | 125 | 120 |  | N | Y | gas | 0.29 | 0.1 | 0.05
| West | NV | 32003 |  |  | SWG Nevada Holdings LLC | 9399211 | 67156513 | 61800612 | 92566314 | 20100102 | 221112 |  |  | 125 | 160 |  | N | Y | oil | 0 | 0 | 0
| West | NV | 32003 |  |  | Nevada Power (Chuck Lenzie) | 12768311 | 67165413 | 61811112 | 92578214 | 20200102 | 22111 |  |  | 125 | 160 |  | N | Y | oil | 0 | 0 | 0
| West North Central | IA | 19097 |  |  | MAQUOKETA MUNICIPAL ELEC UTILITY | 12806911 | 67853613 | 62401512 | 93625114 | 20200401 | 221112 |  |  | 125 | 160 |  | N | Y | oil | 0 | 0 | 0
| West North Central | IA | 19097 |  |  | MAQUOKETA MUNICIPAL ELEC UTILITY | 12806911 | 67853613 | 62401512 | 93625214 | 20200402 | 221112 |  |  | 125 | 160 |  | N | Y | oil | 0 | 0 | 0
| West North Central | IA | 19097 |  |  | MAQUOKETA MUNICIPAL ELEC UTILITY | 12806911 | 67853813 | 62401712 | 93625514 | 20200402 | 221112 |  |  | 125 | 160 |  | N | Y | oil | 0 | 0 | 0
|  | AK | 02185 |  |  | Deadhorse Power Plant | 10572911 | 52249913 | 50108612 | 71630214 | 20200202 | 221112 |  |  | 125 | 160 |  | N | Y | gas | 0.25 | 0 | 0 | 39
| SESARM | WV | 54033 |  |  | Monongahela Power Company - HARRISON | 6271711 | 71923913 | 109743212 | 99641114 | 20100107 | 221112 |  |  | 125 | 999 |  | N | Y | oil | 0 | 0 | 0
| MANE-VU | MA | 25025 |  |  | MYSTIC STATION | 7240911 | 7503813 | 83856012 | 118975314 | 20100102 | 221112 |  |  | 125 | 160 |  | N | Y | oil | 0 | 0 | 0
| MANE-VU | MA | 25005 |  |  | BRAYTON POINT ENERGY LLC | 5058411 | 87339813 | 83612712 | 118372214 | 20100102 | 221112 |  |  | 125 | 160 |  | N | Y | oil | 0 | 0 | 0
| MANE-VU | MA | 25005 |  |  | BRAYTON POINT ENERGY LLC | 5058411 | 87339913 | 83613412 | 118372314 | 20100102 | 221112 |  |  | 125 | 160 |  | N | Y | oil | 0 | 0 | 0
| MANE-VU | MA | 25005 |  |  | BRAYTON POINT ENERGY LLC | 5058411 | 87340013 | 83613512 | 118372414 | 20100102 | 221112 |  |  | 125 | 160 |  | N | Y | oil | 0 | 0 | 0
| MANE-VU | MA | 25005 |  |  | BRAYTON POINT ENERGY LLC | 5058411 | 87340613 | 83612412 | 118373014 | 20100102 | 221112 |  |  | 125 | 160 |  | N | Y | oil | 0 | 0 | 0
| South | KS | 20149 |  |  | Wamego Mun. Power Plant | 5406911 | 27604713 | 26492612 | 88614714 | 20200401 | 221112 |  |  | 125 | 160 |  | N | Y | oil | 0 | 0 | 0 | 20
| West North Central | NE | 31079 |  |  | C W Burdick Generating Station | 6714711 | 91102313 | 12757112 | 123572214 | 20100101 | 221112 |  |  | 125 | 120 |  | N | Y | oil | 0 | 1.0756e-07 | 0
| West North Central | NE | 31079 |  |  | C W Burdick Generating Station | 6714711 | 91102513 | 12757112 | 123572414 | 20100101 | 221112 |  |  | 125 | 120 |  | N | Y | oil | 0 | 1.0756e-07 | 0
| LADCO | IL | 17011 |  |  | Princeton Muncipal Electric Utility | 2363611 | 59310113 | 55895412 | 85397014 | 20100101 | 221112 |  |  | 125 | 160 |  | N | Y | oil | 0 | 0 | 0 | 1
| LADCO | IL | 17099 |  |  | City Of Peru Generating Station | 5431911 | 59868913 | 55327412 | 85982814 | 20100102 | 221112 |  |  | 125 | 160 |  | N | Y | oil | 0 | 0 | 0 | 1
| LADCO | IL | 17193 |  |  | Carmi Light & Water | 5575611 | 60351513 | 55788212 | 86482014 | 20100101 | 221112 |  |  | 125 | 160 |  | N | Y | oil | 0 | 0 | 0 | 1
| South | KS | 20149 |  |  | Wamego Mun. Power Plant | 5406911 | 27604513 | 26492212 | 122576914 | 20200401 | 221112 |  |  | 125 | 160 |  | N | Y | oil | 0 | 0 | 0 | 8
|  | AK | 02020 |  |  | Hank Nikkels Plant One | 662211 | 46422013 | 44101512 | 60884614 | 20100201 | 221112 |  |  | 125 | 120 |  | N | Y | gas | 0.19 | 0 | 0
| South | KS | 20149 |  |  | Wamego Mun. Power Plant | 5406911 | 27604613 | 26492812 | 122577014 | 20200401 | 221112 |  |  | 125 | 160 |  | N | Y | oil | 0 | 0 | 0 | 18
| LADCO | IL | 17019 |  |  | Rantoul Electric Generating Plant | 2459511 | 59330913 | 38354612 | 85417314 | 20100101 | 221112 |  |  | 125 | 160 |  | N | Y | oil | 0 | 0 | 0 | 1
| LADCO | IL | 17019 |  |  | Rantoul Electric Generating Plant | 2459511 | 59329613 | 38354412 | 85417414 | 20100101 | 221112 |  |  | 125 | 160 |  | N | Y | oil | 0 | 0 | 0 | 1
| LADCO | IL | 17019 |  |  | Rantoul Electric Generating Plant | 2459511 | 59331013 | 38354312 | 85417514 | 20100101 | 221112 |  |  | 125 | 160 |  | N | Y | oil | 0 | 0 | 0 | 1
| LADCO | IL | 17019 |  |  | Rantoul Electric Generating Plant | 2459511 | 59329713 | 38354512 | 85417614 | 20100101 | 221112 |  |  | 125 | 160 |  | N | Y | oil | 0 | 0 | 0 | 1
| LADCO | IL | 17019 |  |  | Rantoul Electric Generating Plant | 2459511 | 59330813 | 38354012 | 85417714 | 20100101 | 221112 |  |  | 125 | 160 |  | N | Y | oil | 0 | 0 | 0 | 1
| LADCO | IL | 17019 |  |  | Rantoul Electric Generating Plant | 2459511 | 59329813 | 38354212 | 85417814 | 20100101 | 221112 |  |  | 125 | 160 |  | N | Y | oil | 0 | 0 | 0 | 1
| LADCO | IL | 17019 |  |  | Rantoul Electric Generating Plant | 2459511 | 59330713 | 38353912 | 85417914 | 20100101 | 221112 |  |  | 125 | 160 |  | N | Y | oil | 0 | 0 | 0 | 1
| LADCO | IL | 17197 |  |  | Exelon Generation Co LLC | 4591611 | 60402013 | 55840212 | 86534114 | 20100102 | 221112 |  |  | 125 | 160 |  | N | Y | oil | 0 | 0 | 0 | 1
| LADCO | IL | 17197 |  |  | Exelon Generation Co LLC | 4591611 | 60402113 | 55840312 | 86534214 | 20100102 | 221112 |  |  | 125 | 160 |  | N | Y | oil | 0 | 0 | 0 | 1
| LADCO | IL | 17197 |  |  | Exelon Generation Co LLC | 4591611 | 60402213 | 55840412 | 86534314 | 20100102 | 221112 |  |  | 125 | 160 |  | N | Y | oil | 0 | 0 | 0 | 1
| LADCO | IL | 17133 |  |  | Waterloo City Light Plant | 5546111 | 91357213 | 87541012 | 124495114 | 20300102 | 221112 |  |  | 125 | 120 |  | N | Y | oil | 0 | 0 | 0 | 1
| LADCO | IL | 17133 |  |  | Waterloo City Light Plant | 5546111 | 91357313 | 87541112 | 124495214 | 20300102 | 221112 |  |  | 125 | 120 |  | N | Y | oil | 0 | 0 | 0 | 1
| LADCO | IN | 18165 |  |  | Duke Energy Indiana LLC - Cayuga Genera | 7248511 | 7458413 | 7393112 | 123723814 | 20100101 | 221112 |  |  | 125 | 999 |  | N | Y | oil | 0 | 0 | 0
| LADCO | IN | 18163 |  |  | BERGDOLT RD NORTHEAST GAS COMBUSTION T | 4024811 | 33678113 | 32133512 | 124842514 | 20100102 | 221112 |  |  | 125 | 999 |  | N | Y | oil | 0 | 0 | 0
| LADCO | IN | 18163 |  |  | BERGDOLT RD NORTHEAST GAS COMBUSTION T | 4024811 | 33677913 | 32133412 | 124842614 | 20100102 | 221112 |  |  | 125 | 999 |  | N | Y | oil | 0 | 0 | 0
| SESARM | KY | 21041 |  |  | KY Utilities Co - Ghent Station | 5198511 | 94688613 | 91479912 | 129627214 | 20300101 | 221112 |  |  | 125 | 999 |  | N | Y | oil | 0 | 0 | 0
| LADCO | MI | 26151 |  |  | CROSWELL LIGHT AND POWER DEPT | 13677111 | 82910513 | 109177012 | 106609314 | 20100102 | 221112 |  |  | 125 | 999 |  | N | Y | oil | 0 | 0 | 0
| LADCO | MI | 26151 |  |  | CROSWELL LIGHT AND POWER DEPT | 13677111 | 82910513 | 109176912 | 106609314 | 20100102 | 221112 |  |  | 125 | 999 |  | N | Y | oil | 0 | 0 | 0
| LADCO | MI | 26151 |  |  | CROSWELL LIGHT AND POWER DEPT | 13677111 | 82910513 | 109176712 | 106609314 | 20100102 | 221112 |  |  | 125 | 999 |  | N | Y | oil | 0 | 0 | 0
| LADCO | MI | 26151 |  |  | CROSWELL LIGHT AND POWER DEPT | 13677111 | 82910513 | 109176812 | 106609314 | 20100102 | 221112 |  |  | 125 | 999 |  | N | Y | oil | 0 | 0 | 0
| LADCO | MI | 26151 |  |  | CROSWELL LIGHT AND POWER DEPT | 13677111 | 82910513 | 109176612 | 106609314 | 20100102 | 221112 |  |  | 125 | 999 |  | N | Y | oil | 0 | 0 | 0
|  | AK | 02090 |  |  | Zehnder Facility | 10594311 | 52309413 | 51112312 | 136910414 | 20100909 | 221112 |  |  | 125 | 120 |  | N | Y | gas | 0.14 | 0 | 0.02
|  | AK | 02185 |  |  | Deadhorse Power Plant | 10572911 | 52249813 | 50411312 | 71630114 | 20200202 | 221112 |  |  | 125 | 160 |  | N | Y | gas | 0.14 | 0 | 0
| SESARM | MS | 28083 |  |  | Greenwood Utilities, Henderson Station | 8231311 | 63464413 | 5511412 | 87411214 | 20100102 | 22111 |  |  | 125 | 160 |  | N | Y | oil | 0 | 0 | 0 | 6000
| SESARM | MS | 28083 |  |  | Greenwood Utilities, Henderson Station | 8231311 | 63464513 | 60024812 | 87411314 | 20100102 | 22111 |  |  | 125 | 160 |  | N | Y | oil | 0 | 0 | 0 | 4000
|  | AK | 02020 |  |  | Hank Nikkels Plant One | 662211 | 46422313 | 44101612 | 60884314 | 20100201 | 221112 |  |  | 125 | 120 |  | N | Y | gas | 0.13 | 0 | 0
| LADCO | IL | 17077 |  |  | Grand Tower Energy Center LLC | 2585811 | 88653013 | 84950112 | 120330214 | 20200102 | 221112 |  |  | 125 | 160 |  | N | Y | oil | 0 | 0 | 0 | 1
| SESARM | MS | 28065 |  |  | South Mississippi Electric Power Association, Silver Creek Generating Plant | 9455211 | 63477013 | 60019712 | 87422914 | 20200102 | 221112 |  |  | 125 | 160 |  | N | Y | oil | 0 | 0 | 0 | 60
| MANE-VU | MD | 24031 |  |  | NRG Dickerson Generating Station | 5998011 | 87978813 | 84150812 | 119393414 | 20100102 | 221112 |  |  | 125 | 690 |  | N | Y | oil | 0 | 0 | 0 | 2080
| LADCO | IL | 17093 |  |  | Dynegy Kendall Energy LLC | 9692211 | 88658113 | 93584312 | 120335814 | 20200102 | 221112 |  |  | 125 | 160 |  | N | Y | oil | 0 | 0 | 0 | 1
| LADCO | IL | 17093 |  |  | Dynegy Kendall Energy LLC | 9692211 | 88658113 | 84955012 | 120335814 | 20200102 | 221112 |  |  | 125 | 160 |  | N | Y | oil | 0 | 0 | 0 | 1
| LADCO | IL | 17093 |  |  | Dynegy Kendall Energy LLC | 9692211 | 88658213 | 84955312 | 120335914 | 20200102 | 221112 |  |  | 125 | 160 |  | N | Y | oil | 0 | 0 | 0 | 1
| LADCO | IL | 17103 |  |  | Duke Energy Lee II LLC | 5483011 | 88662913 | 84959512 | 120340714 | 20200102 | 221112 |  |  | 125 | 160 |  | N | Y | oil | 0 | 0 | 0 | 26
| LADCO | IL | 17119 |  |  | Union Electric Co | 7338011 | 88674513 | 84970612 | 120352414 | 20200102 | 221112 |  |  | 125 | 160 |  | N | Y | oil | 0 | 0 | 0 | 1
| West North Central | IA | 19013 |  |  | CEDAR FALLS MUNICIPAL ELECTRIC UTILITY - CTS | 12806111 | 67678013 | 62280212 | 93390114 | 20100101 | 221112 |  |  | 125 | 120 |  | N | Y | oil | 0 | 0 | 0
| West North Central | IA | 19013 |  |  | CEDAR FALLS MUNICIPAL ELECTRIC UTILITY - CTS | 12806111 | 67678313 | 62280512 | 93390514 | 20100101 | 221112 |  |  | 125 | 120 |  | N | Y | oil | 0 | 0 | 0
| LADCO | IL | 17133 |  |  | Waterloo City Light Plant | 5546111 | 88683513 | 84977012 | 120361414 | 20300102 | 221112 |  |  | 125 | 160 |  | N | Y | oil | 0 | 0 | 0 | 1
| LADCO | IL | 17183 |  |  | Tilton Energy Center | 5553011 | 88695713 | 84991912 | 120374114 | 20200102 | 221112 |  |  | 125 | 160 |  | N | Y | oil | 0 | 0 | 0 | 1
| LADCO | IL | 17197 |  |  | Elwood Energy LLC | 4506411 | 88700313 | 84995712 | 120378914 | 20200102 | 221112 |  |  | 125 | 160 |  | N | Y | oil | 0 | 0 | 0 | 1
| LADCO | IL | 17197 |  |  | University Park Energy LLC | 4688511 | 88703913 | 84997812 | 120382514 | 20200102 | 221112 |  |  | 125 | 160 |  | N | Y | oil | 0 | 0 | 0 | 1
| LADCO | IN | 18173 |  |  | ALCOA Warrick Power Plant AGC Div of Al | 8183111 | 91185313 | 87277312 | 123755714 | 20100102 | 221112 |  |  | 125 | 999 |  | N | Y | oil | 0 | 0 | 0
| West North Central | IA | 19033 |  |  | IPL - EMERY GENERATING STATION | 10702411 | 67730013 | 62316112 | 93451414 | 20100101 | 221112 |  |  | 125 | 120 |  | N | Y | oil | 0 | 0 | 0
| West North Central | IA | 19033 |  |  | IPL - EMERY GENERATING STATION | 10702411 | 67730113 | 62316212 | 93451614 | 20100101 | 221112 |  |  | 125 | 120 |  | N | Y | oil | 0 | 0 | 0
| Southwest | AZ | 04027 |  |  | APS - YUCCA POWER PLANT | 1013411 | 88711213 | 84999612 | 120391514 | 20100101 | 221112 |  |  | 125 | 999 |  | N | Y | oil | 0 | 0 | 0
| LADCO | IN | 18109 |  |  | Indianapolis Power & Light AES Eagle Valley | 8225111 | 4234913 | 87278212 | 123796214 | 20100101 | 221112 |  |  | 125 | 999 |  | N | Y | oil | 0 | 0 | 0
| West North Central | IA | 19097 |  |  | MAQUOKETA MUNICIPAL ELEC UTILITY | 12806911 | 91774313 | 88739412 | 125060814 | 20200401 | 221112 |  |  | 125 | 160 |  | N | Y | oil | 0 | 0 | 0
| West North Central | IA | 19097 |  |  | MAQUOKETA MUNICIPAL ELEC UTILITY | 12806911 | 91774413 | 88739512 | 125060914 | 20200401 | 221112 |  |  | 125 | 160 |  | N | Y | oil | 0 | 0 | 0
| West North Central | IA | 19097 |  |  | MAQUOKETA MUNICIPAL ELEC UTILITY | 12806911 | 91774513 | 88739612 | 125061014 | 20200401 | 221112 |  |  | 125 | 160 |  | N | Y | oil | 0 | 0 | 0
| West North Central | IA | 19097 |  |  | MAQUOKETA MUNICIPAL ELEC UTILITY | 12806911 | 91774613 | 88739712 | 125061114 | 20200401 | 221112 |  |  | 125 | 160 |  | N | Y | oil | 0 | 0 | 0
| LADCO | IL | 17191 |  |  | Fairfield Municipal Light | 5573711 | 96565113 | 93646812 | 134726814 | 20100102 | 221112 |  |  | 125 | 160 |  | N | Y | oil | 0 | 0 | 0 | 1
| LADCO | IL | 17191 |  |  | Fairfield Municipal Light | 5573711 | 96565213 | 93646912 | 134726914 | 20100102 | 221112 |  |  | 125 | 160 |  | N | Y | oil | 0 | 0 | 0 | 1
| LADCO | MI | 26033 |  |  | CLOVERLAND ELECTRIC COOPERATIVE - DETOUR | 15634911 | 99486213 | 96393312 | 139226014 | 20100102 | 221112 |  |  |  | 160 |  | N | Y | oil | 0 | 0 | 0
| LADCO | MI | 26033 |  |  | CLOVERLAND ELECTRIC COOPERATIVE - DETOUR | 15634911 | 99486313 | 96393312 | 139226114 | 20100102 | 221112 |  |  |  | 160 |  | N | Y | oil | 0 | 0 | 0
| LADCO | MI | 26033 |  |  | CLOVERLAND ELECTRIC COOPERATIVE - DAFTER | 15635011 | 99486413 | 96393412 | 139226214 | 20100102 | 221112 |  |  |  | 160 |  | N | Y | oil | 0 | 0 | 0
| LADCO | MI | 26033 |  |  | CLOVERLAND ELECTRIC COOPERATIVE - DAFTER | 15635011 | 99486513 | 96393412 | 139226314 | 20100102 | 221112 |  |  |  | 160 |  | N | Y | oil | 0 | 0 | 0
| LADCO | MI | 26033 |  |  | CLOVERLAND ELECTRIC COOPERATIVE - DAFTER | 15635011 | 99486613 | 96393412 | 139226414 | 20100102 | 221112 |  |  |  | 160 |  | N | Y | oil | 0 | 0 | 0
| West North Central | NE | 31023 |  |  | David City Municipal Power | 7574511 | 106587013 | 11799112 | 150978214 | 20100102 | 221112 |  |  | 125 | 390 |  | N | Y | oil | 0 | 0 | 0
| Southwest | AZ | 04013 |  |  | Redhawk Generating Facility | 545911 | 105558413 | 45806512 | 149860614 | 20200102 | 221112 |  |  | 125 | 690 |  | N | Y | oil | 0 | 0 | 0
| South | KS | 20025 |  |  | Ashland Mun. Power Plant | 4571611 | 28429113 | 112331312 | 138424714 | 20200402 | 221112 |  |  | 125 | 160 |  | N | Y | oil | 0 | 0 | 0 | 1
| LADCO | MI | 26161 |  |  | DTE - Electric Company SUPERIOR | 7104111 | 107276613 | 13935812 | 151926914 | 20100101 | 221112 |  |  | 125 | 120 |  | N | Y | oil | 0 | 0 | 0
|  | AK | 02020 |  |  | Hank Nikkels Plant One | 662211 | 64031713 | 58725512 | 88802914 | 20100201 | 221112 |  |  | 125 | 120 |  | N | Y | gas | 0.05 | 0 | 0
| South | KS | 20149 |  |  | Wamego Mun. Power Plant | 5406911 | 27604013 | 26492912 | 138429814 | 20200401 | 221112 |  |  | 125 | 160 |  | N | Y | oil | 0 | 0 | 0
| South | KS | 20149 |  |  | Wamego Mun. Power Plant | 5406911 | 27604113 | 26492312 | 138429914 | 20200401 | 221112 |  |  | 125 | 160 |  | N | Y | oil | 0 | 0 | 0 | 18
| South | KS | 20149 |  |  | Wamego Mun. Power Plant | 5406911 | 27604213 | 26492512 | 138430014 | 20200401 | 221112 |  |  | 125 | 160 |  | N | Y | oil | 0 | 0 | 0 | 10
| South | KS | 20149 |  |  | Wamego Mun. Power Plant | 5406911 | 27604313 | 26492412 | 138430114 | 20200401 | 221112 |  |  | 125 | 160 |  | N | Y | oil | 0 | 0 | 0 | 18
| South | KS | 20149 |  |  | Wamego Mun. Power Plant | 5406911 | 27604413 | 26492712 | 138430214 | 20200401 | 221112 |  |  | 125 | 160 |  | N | Y | oil | 0 | 0 | 0 | 1
| South | KS | 20083 |  |  | Jetmore Mun. Power Plant | 12657611 | 98355913 | 95671912 | 150716714 | 20200402 | 221112 |  |  |  | 999 |  | N | Y | oil | 0 | 0 | 0
| West North Central | SD | 46103 |  |  | Black Hill Power & Light Company (Ben French) | 6195711 | 98200913 | 95536412 | 137363414 | 20100102 | 221112 |  |  | 125 | 160 |  | N | Y | oil | 0 | 0 | 0
| MANE-VU | MD | 24005 |  |  | Constellation - Riverside | 5154911 | 102962213 | 106673612 | 144467114 | 20300101 | 221112 |  |  | 125 | 690 |  | N | Y | oil | 0 | 0 | 0 | 2080
| MANE-VU | MD | 24005 |  |  | Constellation - Riverside | 5154911 | 102962313 | 106673712 | 144467214 | 20300101 | 221112 |  |  | 125 | 690 |  | N | Y | oil | 0 | 0 | 0 | 2080
| SESARM | KY | 21199 |  |  | East KY Power Coop - Cooper Station | 5787711 | 97294513 | 94307612 | 135769214 | 20100101 | 221112 |  |  | 125 | 999 |  | N | Y | oil | 0 | 0 | 0
| Northwest | WA | 53041 |  |  | PacifiCorp Energy / Chehalis Generating Facility | 9091111 | 99766613 | 96639712 | 139548614 | 20200102 | 221112 |  |  | 125 | 160 |  | N | Y | oil | 0 | 0 | 0
| Northwest | WA | 53041 |  |  | TransAlta Centralia Generation, LLC | 6281311 | 99767013 | 96642112 | 139549614 | 20200102 | 221112 |  |  | 125 | 160 |  | N | Y | oil | 0 | 0 | 0
| Northwest | WA | 53041 |  |  | TransAlta Centralia Generation, LLC | 6281311 | 99768013 | 96641512 | 139550614 | 20200102 | 221112 |  |  | 125 | 160 |  | N | Y | oil | 0 | 0 | 0
| West North Central | SD | 46103 |  |  | Black Hill Power & Light Company (Ben French) | 6195711 | 99781113 | 96722212 | 139643614 | 20100102 | 221112 |  |  | 125 | 160 |  | N | Y | oil | 0 | 0 | 0
| Southwest | AZ | 04023 |  |  | VALENCIA POWER PLANT | 1032911 | 105116213 | 85006512 | 149325314 | 20100102 | 221112 |  |  | 125 | 999 |  | N | Y | oil | 0 | 0 | 0 | 8736
| Southwest | AZ | 04013 |  |  | Redhawk Generating Facility | 545911 | 105558313 | 45806512 | 149897814 | 20200102 | 221112 |  |  | 125 | 690 |  | N | Y | oil | 0 | 0 | 0
| South | KS | 20145 |  |  | Larned Mun. Power Plant | 4594311 | 98346213 | 112304712 | 138247314 | 20200402 | 221112 |  |  | 125 | 999 |  | N | Y | oil | 0 | 0 | 0 | 1
|  | AK | 02090 |  |  | Zehnder Facility | 10594311 | 64046713 | 58740812 | 88822614 | 20100907 | 221112 |  |  | 125 | 160 |  | N | Y | gas | 0.03 | 0 | 0
|  | AK | 02090 |  |  | Zehnder Facility | 10594311 | 64046813 | 58740912 | 88822714 | 20100907 | 221112 |  |  | 125 | 160 |  | N | Y | gas | 0.03 | 0 | 0
|  | AK | 02090 |  |  | North Pole Power Plant | 678711 | 64048813 | 58742312 | 88824714 | 20100907 | 221112 |  |  | 125 | 160 |  | N | Y | gas | 0.03 | 0 | 0
| SESARM | MS | 28069 |  |  | Mississippi Power Company, David M Ratcliffe | 16908111 | 110449113 | 114068212 | 156285114 | 20200202 | 221112 |  |  | 125 | 290 |  | N | Y | gas | 0 | 0 | 0 | 8760
| LADCO | IL | 17007 |  |  | Garden Prairie Energy Facility | 14590211 | 123249713 | 125332412 | 175419714 | 20100201 | 221112 |  |  |  | 140 |  | N | Y | gas | 0 | 0 | 0 | 1
| LADCO | IL | 17007 |  |  | Garden Prairie Energy Facility | 14590211 | 123249813 | 125332512 | 175419814 | 20100201 | 221112 |  |  |  | 140 |  | N | Y | gas | 0 | 0 | 0 | 1
| LADCO | IL | 17007 |  |  | Garden Prairie Energy Facility | 14590211 | 123249913 | 125332612 | 175419914 | 20100201 | 221112 |  |  |  | 140 |  | N | Y | gas | 0 | 0 | 0 | 1
| LADCO | IL | 17007 |  |  | Garden Prairie Energy Facility | 14590211 | 123250013 | 125332712 | 175420014 | 20100201 | 221112 |  |  |  | 140 |  | N | Y | gas | 0 | 0 | 0 | 1
| LADCO | IL | 17007 |  |  | Garden Prairie Energy Facility | 14590211 | 123250113 | 125332812 | 175420114 | 20100201 | 221112 |  |  |  | 140 |  | N | Y | gas | 0 | 0 | 0 | 1
| LADCO | IL | 17007 |  |  | Garden Prairie Energy Facility | 14590211 | 123250213 | 125332912 | 175420214 | 20100201 | 221112 |  |  |  | 140 |  | N | Y | gas | 0 | 0 | 0 | 1
| LADCO | IL | 17007 |  |  | Garden Prairie Energy Facility | 14590211 | 123250313 | 125333012 | 175420314 | 20100201 | 221112 |  |  |  | 140 |  | N | Y | gas | 0 | 0 | 0 | 1
| LADCO | IL | 17007 |  |  | Garden Prairie Energy Facility | 14590211 | 123250413 | 125333112 | 175420414 | 20100201 | 221112 |  |  |  | 140 |  | N | Y | gas | 0 | 0 | 0 | 1
| LADCO | IL | 17007 |  |  | Garden Prairie Energy Facility | 14590211 | 123250513 | 125333212 | 175420514 | 20100201 | 221112 |  |  |  | 140 |  | N | Y | gas | 0 | 0 | 0 | 1
| LADCO | IL | 17007 |  |  | Garden Prairie Energy Facility | 14590211 | 123250613 | 125333312 | 175420614 | 20100201 | 221112 |  |  |  | 140 |  | N | Y | gas | 0 | 0 | 0 | 1
| LADCO | IL | 17007 |  |  | Garden Prairie Energy Facility | 14590211 | 123250713 | 125333412 | 175420714 | 20100201 | 221112 |  |  |  | 140 |  | N | Y | gas | 0 | 0 | 0 | 1
| LADCO | IL | 17007 |  |  | Garden Prairie Energy Facility | 14590211 | 123250813 | 125333512 | 175420814 | 20100201 | 221112 |  |  |  | 140 |  | N | Y | gas | 0 | 0 | 0 | 1
| LADCO | IL | 17065 |  |  | Akin Energy LLC | 16892711 | 123286913 | 125369512 | 175459614 | 20100202 | 221112 |  |  |  | 140 |  | N | Y | gas | 0 | 0 | 0 | 1
| MANE-VU | MD | 24015 |  |  | Wildcat Point Generation Facility | 17878911 | 125589813 | 127438612 | 180575214 | 20100201 | 221112 |  |  | 125 | 120 |  | N | Y | gas | 0 | 0 | 0 | 2080
| MANE-VU | MD | 24015 |  |  | Wildcat Point Generation Facility | 17878911 | 125589913 | 127438712 | 180575314 | 20100201 | 221112 |  |  | 125 | 120 |  | N | Y | gas | 0 | 0 | 0 | 2080
| MANE-VU | MD | 24033 |  |  | PSEG Keys Energy Center | 17878311 | 125599413 | 127449612 | 180584714 | 20100201 | 221112 |  |  |  | 120 |  | N | Y | gas | 0 | 0 | 0 | 2080
| MANE-VU | MD | 24033 |  |  | PSEG Keys Energy Center | 17878311 | 125599513 | 127449712 | 180584814 | 20100201 | 221112 |  |  |  | 120 |  | N | Y | gas | 0 | 0 | 0 | 2080
| MANE-VU | MD | 24033 |  |  | Mattawoman Energy, LLC | 17878411 | 125600413 | 127450612 | 180585714 | 20100201 | 221112 |  |  |  | 120 |  | N | Y | gas | 0 | 0 | 0 | 2080
| West North Central | WY | 56009 |  |  | Dave Johnston | 6418211 | 120543413 | 122578212 | 172168214 | 20200254 | 221112 |  |  | 125 | 160 |  | N | Y | gas | 0 | 0 | 0 | 22
| West North Central | NE | 31153 |  |  | OPPD Sarpy County Station | 7631011 | 12531813 | 12453312 | 21596814 | 20100201 | 221112 |  |  | 125 | 120 |  | N | Y | gas | 0 | 0.4914 | 0
| West North Central | NE | 31153 |  |  | OPPD Sarpy County Station | 7631011 | 12531713 | 12453312 | 21596914 | 20100201 | 221112 |  |  | 125 | 120 |  | N | Y | gas | 0 | 0.1092 | 0
| Southwest | UT | 49051 |  |  | Heber Light and Power Company- Power Plant | 9067811 | 55056313 | 51658812 | 68591914 | 20200253 | 221112 |  |  | 125 | 290 |  | N | Y | gas | 0 | 0 | 0 | 1
| West North Central | IA | 19193 |  |  | MIDAMERICAN ENERGY CO - GEORGE NEAL NORTH | 2943411 | 38612513 | 36906812 | 38481914 | 20200202 | 221112 |  |  | 125 | 160 |  | N | Y | gas | 0 | 0 | 0
| SESARM | KY | 21067 |  |  | KY Utilities Co - Haefling Station | 6643411 | 17791713 | 67618312 | 39235314 | 20200201 | 221112 |  |  | 125 | 999 |  | N | Y | gas | 0 | 0 | 0
| LADCO | IL | 17133 |  |  | Waterloo City Light Plant | 5546111 | 60194813 | 55583812 | 86264314 | 20100202 | 221112 |  |  | 125 | 160 |  | N | Y | gas | 0 | 0 | 0 | 1
| LADCO | IL | 17133 |  |  | Waterloo City Light Plant | 5546111 | 60195013 | 55584212 | 86264514 | 20100202 | 221112 |  |  | 125 | 160 |  | N | Y | gas | 0 | 0 | 0 | 1
| LADCO | IL | 17133 |  |  | Waterloo City Light Plant | 5546111 | 60195113 | 55584112 | 86264714 | 20100202 | 221112 |  |  | 125 | 160 |  | N | Y | gas | 0 | 0 | 0 | 1
| Southwest | UT | 49049 |  |  | Springville City Corporation- Whitehead Power Plant | 6983111 | 13935713 | 13739012 | 99800014 | 20200202 | 22111 |  |  | 125 | 290 |  | N | Y | gas | 0 | 0 | 0 | 1
| Southwest | UT | 49023 |  |  | PacifiCorp- Currant Creek Power Plant | 9093511 | 72099913 | 66227412 | 99837814 | 20100209 | 221112 |  |  | 125 | 120 |  | N | Y | gas | 0 | 0 | 0 | 1
| Southwest | UT | 49023 |  |  | PacifiCorp- Currant Creek Power Plant | 9093511 | 72100013 | 66227512 | 99837914 | 20100209 | 221112 |  |  | 125 | 120 |  | N | Y | gas | 0 | 0 | 0 | 1
| LADCO | IN | 18167 |  |  | Wabash River Combined Cycle Plant | 12766611 | 65429513 | 60033312 | 90708814 | 20100201 | 221112 |  |  | 125 | 120 |  | N | Y | gas | 0 | 0 | 0
| MANE-VU | MA | 25013 |  |  | BERKSHIRE POWER COMPANY LLC | 6013111 | 87604513 | 83795912 | 118809914 | 20100202 | 221112 |  |  | 125 | 160 |  | N | Y | gas | 0 | 0 | 0
| LADCO | IL | 17193 |  |  | Carmi Light & Water | 5575611 | 60350913 | 55787612 | 86481114 | 20100201 | 221112 |  |  | 125 | 160 |  | N | Y | gas | 0 | 0 | 0 | 1
| LADCO | IL | 17193 |  |  | Carmi Light & Water | 5575611 | 60351013 | 55787712 | 86481314 | 20100201 | 221112 |  |  | 125 | 160 |  | N | Y | gas | 0 | 0 | 0 | 1
| LADCO | IL | 17027 |  |  | Breese Municipal Power Plant | 1946811 | 59352413 | 39654112 | 85440714 | 20100202 | 221112 |  |  | 125 | 160 |  | N | Y | gas | 0 | 0 | 0 | 1
| LADCO | IN | 18163 |  |  | BERGDOLT RD NORTHEAST GAS COMBUSTION T | 4024811 | 33678013 | 32133312 | 124842314 | 20100201 | 221112 |  |  | 125 | 999 |  | N | Y | gas | 0 | 0 | 0
| LADCO | IN | 18163 |  |  | BERGDOLT RD NORTHEAST GAS COMBUSTION T | 4024811 | 91611813 | 88581412 | 124842414 | 20100201 | 221112 |  |  | 125 | 999 |  | N | Y | gas | 0 | 0 | 0
| SESARM | MS | 28033 |  |  | TVA Southaven Combined Cycle Plant | 7184711 | 63443613 | 58318112 | 87390014 | 20100202 | 221112 |  |  | 125 | 160 |  | N | Y | gas | 0 | 0 | 0 | 8760
| SESARM | MS | 28083 |  |  | Greenwood Utilities, Henderson Station | 8231311 | 63464613 | 60025012 | 87411414 | 20100202 | 22111 |  |  | 125 | 160 |  | N | Y | gas | 0 | 0 | 0 | 7488
| SESARM | MS | 28069 |  |  | Tennessee Valley Authority, TVA, Kemper Combustion Turbine Plant | 7356611 | 63464813 | 58318612 | 87411614 | 20100201 | 221112 |  |  | 125 | 120 |  | N | Y | gas | 0 | 0 | 0 | 8760
| MANE-VU | MA | 25027 |  |  | SOUTHBRIDGE ENERGY CENTER LLC | 6065511 | 87379213 | 124464912 | 118428814 | 20100202 | 221112 |  |  | 125 | 160 |  | N | Y | gas | 0 | 0 | 0
| MANE-VU | MA | 25027 |  |  | SOUTHBRIDGE ENERGY CENTER LLC | 6065511 | 87379313 | 124464912 | 118428914 | 20100202 | 221112 |  |  | 125 | 160 |  | N | Y | gas | 0 | 0 | 0
| MANE-VU | MA | 25027 |  |  | SOUTHBRIDGE ENERGY CENTER LLC | 6065511 | 87379413 | 124464912 | 118429014 | 20100202 | 221112 |  |  | 125 | 160 |  | N | Y | gas | 0 | 0 | 0
|  | AK | 02020 |  |  | Hank Nikkels Plant One | 662211 | 46422313 | 44101612 | 130407614 | 20100201 | 221112 |  |  | 125 | 120 |  | N | Y | gas | 0.01 | 0 | 0
| MANE-VU | MA | 25027 |  |  | SOUTHBRIDGE ENERGY CENTER LLC | 6065511 | 87379513 | 124464912 | 118429114 | 20100202 | 221112 |  |  | 125 | 160 |  | N | Y | gas | 0 | 0 | 0
| MANE-VU | MA | 25027 |  |  | SOUTHBRIDGE ENERGY CENTER LLC | 6065511 | 87379613 | 124464912 | 118429214 | 20100202 | 221112 |  |  | 125 | 160 |  | N | Y | gas | 0 | 0 | 0
| West North Central | IA | 19033 |  |  | IPL - EMERY GENERATING STATION | 10702411 | 67730013 | 62316112 | 93451514 | 20100201 | 221112 |  |  | 125 | 120 |  | N | Y | gas | 0 | 0 | 0
| West North Central | IA | 19033 |  |  | IPL - EMERY GENERATING STATION | 10702411 | 67730113 | 62316212 | 93451714 | 20100201 | 221112 |  |  | 125 | 120 |  | N | Y | gas | 0 | 0 | 0
| SESARM | MS | 28071 |  |  | University Of Mississippi, The | 7153611 | 99124013 | 13891312 | 138760814 | 20300201 | 221112 |  |  | 148 | 290 |  | N | Y | gas | 0 | 0 | 0 | 100
| SESARM | MS | 28067 |  |  | South Mississippi Electric Power Association, Moselle Plant | 7139511 | 99083113 | 96040612 | 138750114 | 20100201 | 221112 |  |  | 125 | 120 |  | N | Y | gas | 0 | 0 | 0 | 2000
| SESARM | MS | 28067 |  |  | South Mississippi Electric Power Association, Moselle Plant | 7139511 | 99101013 | 96040712 | 138753214 | 20100201 | 221112 |  |  | 125 | 120 |  | N | Y | gas | 0 | 0 | 0 | 8760
54529_B_0001 | SESARM | FL | 12105 | 54529 | 0001 | WHEELABRATOR RIDGE ENERGY INC. | 2312311 | 39754413 | 37956012 | 92665414 | 10101201 | 2211 | Biomass | Biomass | 125 | 100 | N | N | N |  |  | 14.124 | 190.27 | 6371 | SESARM Other Nonpeaking | SESARM Other Nonpeaking | SESARM_other_nonpeak
50466_G_GEN6 | SESARM | FL | 12123 |  |  | FOLEY CELLULOSE LLC | 752411 | 46309213 | 43983812 | 46001514 | 30700199 | 3221 |  |  | 133 | 100 |  | N | N |  |  |  | 97.9524 | 8336 | SESARM Gas Nonpeaking | SESARM Gas Nonpeaking | SESARM_gas_nonpeak
54998_B_12400 | MANE-VU | VA | 51740 | 54998 | 12400 | Wheelabrator Portsmouth Inc, RDF Facility | 4183011 | 32657713 | 31208812 | 150271814 | 30701220 | 221330 | Municipal Solid Waste | MSW | 103 | 100 | Y | Y | N |  |  |  | 51.6 |  | daily flat | diurnal flat | MANE-VU_comp_nonpeak
54998_B_12600 | MANE-VU | VA | 51740 | 54998 | 12600 | Wheelabrator Portsmouth Inc, RDF Facility | 4183011 | 32657513 | 31208412 | 150272614 | 30701220 | 221330 | Municipal Solid Waste | MSW | 103 | 100 | Y | Y | N |  |  |  | 51.5 |  | daily flat | diurnal flat | MANE-VU_comp_nonpeak
54998_B_12300 | MANE-VU | VA | 51740 | 54998 | 12300 | Wheelabrator Portsmouth Inc, RDF Facility | 4183011 | 32657113 | 31208512 | 150271414 | 30701220 | 221330 | Municipal Solid Waste | MSW | 103 | 100 | Y | Y | N |  |  |  | 48.8 |  | daily flat | diurnal flat | MANE-VU_comp_nonpeak
54998_B_12500 | MANE-VU | VA | 51740 | 54998 | 12500 | Wheelabrator Portsmouth Inc, RDF Facility | 4183011 | 32657613 | 31209212 | 150272214 | 30701220 | 221330 | Municipal Solid Waste | MSW | 103 | 100 | Y | Y | N |  |  |  | 47.7 |  | daily flat | diurnal flat | MANE-VU_comp_nonpeak
52118_B_10x | MANE-VU | VA | 51143 |  |  | Dominion-Pittsylvania Power Station | 7473111 | 12378013 | 12311612 | 2118914 | 10100902 | 221118 |  |  | 125 | 100 |  | N | N |  |  |  | 4.02 |  | MANE-VU Other Nonpeaking | MANE-VU Other Nonpeaking | MANE-VU_other_nonpeak
54723_G_UNT1 | MANE-VU | VA | 51059 | 54723 | UNT1 | Michigan Cogeneration Systems Inc | 6743811 | 13420413 | 13238312 | 331114 | 20100802 | 221112 | Landfill Gas | Landfill Gas | 125 | 160 | N | N | N |  |  | 4.9462 | 1.6961 |  | MANE-VU Other Nonpeaking | MANE-VU Other Nonpeaking | MANE-VU_other_nonpeak
52051_G_UNT1 | MANE-VU | VA | 51059 | 52051 | UNT1 | Michigan Cogeneration Systems Inc | 6743811 | 13420513 | 13238412 | 331014 | 20100802 | 221112 | Landfill Gas | Landfill Gas | 125 | 160 | N | N | N |  |  | 4.2088 | 1.4432 |  | MANE-VU Other Nonpeaking | MANE-VU Other Nonpeaking | MANE-VU_other_nonpeak
50049_B_BLRA | West | CA | 06023 | 50049 | BLRA | EEL RIVER POWER | 17606111 | 118690213 | 117144412 | 167399414 | 20100102 | 321113 | Biomass | Biomass | 125 | 100 | Y | N | N |  |  | 0.0030164 | 0.88129 | 8736 | daily flat | diurnal flat | West_other_nonpeak
10290_B_EU1 | MANE-VU | NH | 33009 | 10290 | EU1 | BRIDGEWATER POWER COMPANY | 7758611 | 1840213 | 1753212 | 21327314 | 10100501 | 221117 | Biomass | Biomass | 125 | 100 | N | N | N |  |  | 0.008162 | 0.30101 |  | MANE-VU Other Nonpeaking | MANE-VU Other Nonpeaking | MANE-VU_other_nonpeak
58560_B_BLR1 | MANE-VU | VA | 51083 | 58560 | BLR1 | NOVEC Energy Production Halifax County | 17038111 | 112347013 | 115405812 | 158605914 | 10200907 | 221118 | Biomass | Biomass | 125 | 100 | N | N | N |  |  |  | 0.25 |  | MANE-VU Other Nonpeaking | MANE-VU Other Nonpeaking | MANE-VU_other_nonpeak
50482_B_B8 | SESARM | FL | 12051 | 50482 | B8 | U.S. SUGAR CORPORATION | 769911 | 67299413 | 61912912 | 92832414 | 10200501 | 311314 | Biomass | Biomass | 154 | 100 | Y | N | N |  |  | 0.13747 | 0.008425 | 7629 | daily flat | diurnal flat | SESARM_comp_nonpeak
55439_G_CTG2x | MANE-VU | VA | 51065 |  |  | Tenaska Virginia Partners, L.P. | 9078811 | 58376913 | 50410412 | 68517714 | 20100109 | 221112 |  |  | 125 | 120 |  | N | N | oil |  | 0.0099617 | 0.007489 |  | MANE-VU Oil Peaking | MANE-VU Oil Peaking | MANE-VU_oil_peak
693_B_3 | SESARM | FL | 12061 |  |  | CITY OF VERO BEACH | 1968211 | 41788813 | 39847612 | 158015314 | 10100602 | 2211 |  |  | 125 | 100 |  | N | N |  |  | 0.04617 | 0.00672 | 167 | SESARM Gas Nonpeaking | SESARM Gas Nonpeaking | SESARM_gas_nonpeak
55439_G_CTG1x | MANE-VU | VA | 51065 |  |  | Tenaska Virginia Partners, L.P. | 9078811 | 58376713 | 124657012 | 68517614 | 20100109 | 221112 |  |  | 125 | 120 |  | N | N | oil |  | 0.0046062 | 0.0041909 |  | MANE-VU Oil Peaking | MANE-VU Oil Peaking | MANE-VU_oil_peak
50049_B_BLRB | West | CA | 06023 | 50049 | BLRB | EEL RIVER POWER | 17606111 | 118690313 | 117144612 | 167399614 | 10200501 | 321113 | Biomass | Biomass | 125 | 100 | Y | N | N |  |  | 0.0030164 | 0.000879 | 8736 | daily flat | diurnal flat | West_other_nonpeak
1270_G_IC3 | South | KS | 20027 | 1270 | IC3 | Clay Center Mun. Power Plant | 4499711 | 28276913 | 27121012 | 88691214 | 20200402 | 221112 | Combustion Turbine | Natural Gas, Distillate Fuel Oil | 125 | 160 | N | N | N | oil |  |  | 0.00086795 | 8736 | South Oil Peaking | South Oil Peaking | South_oil_peak
1270_G_IC5 | South | KS | 20027 | 1270 | IC5 | Clay Center Mun. Power Plant | 4499711 | 28277013 | 27121312 | 88692214 | 20200402 | 221112 | Combustion Turbine | Natural Gas, Distillate Fuel Oil | 125 | 160 | N | N | N | oil |  |  | 0.00071674 | 8736 | South Oil Peaking | South Oil Peaking | South_oil_peak
1270_G_IC4 | South | KS | 20027 | 1270 | IC4 | Clay Center Mun. Power Plant | 4499711 | 28277313 | 27121412 | 88691714 | 20200402 | 221112 | Combustion Turbine | Natural Gas, Distillate Fuel Oil | 125 | 160 | N | N | N | oil |  |  | 0.00060437 | 8736 | South Oil Peaking | South Oil Peaking | South_oil_peak
1270_G_IC4 | South | KS | 20027 | 1270 | IC4 | Clay Center Mun. Power Plant | 4499711 | 28277313 | 27121412 | 88692014 | 20200401 | 221112 | Combustion Turbine | Natural Gas, Distillate Fuel Oil | 125 | 160 | N | N | N | oil |  |  | 0.00049309 | 8736 | South Oil Peaking | South Oil Peaking | South_oil_peak
50049_B_BLRC | West | CA | 06023 | 50049 | BLRC | EEL RIVER POWER | 17606111 | 118690413 | 117144812 | 167399814 | 10200501 | 321113 | Biomass | Biomass | 125 | 100 | Y | N | N |  |  | 0.0072088 | 0.0004071 | 8736 | daily flat | diurnal flat | West_other_nonpeak
1270_G_IC1 | South | KS | 20027 | 1270 | IC1 | Clay Center Mun. Power Plant | 4499711 | 28277113 | 27121212 | 88693314 | 20200401 | 221112 | Combustion Turbine | Natural Gas, Distillate Fuel Oil | 125 | 160 | N | N | N | oil |  |  | 0.0003888 | 8736 | South Oil Peaking | South Oil Peaking | South_oil_peak
1270_G_IC2 | South | KS | 20027 | 1270 | IC2 | Clay Center Mun. Power Plant | 4499711 | 28276813 | 27120912 | 88691014 | 20200402 | 221112 | Combustion Turbine | Natural Gas, Distillate Fuel Oil | 125 | 160 | N | N | N | oil |  |  | 0.00023386 | 8736 | South Oil Peaking | South Oil Peaking | South_oil_peak
1270_G_IC1 | South | KS | 20027 | 1270 | IC1 | Clay Center Mun. Power Plant | 4499711 | 28277113 | 27121212 | 88693614 | 20200402 | 221112 | Combustion Turbine | Natural Gas, Distillate Fuel Oil | 125 | 160 | N | N | N | oil |  |  | 0.00010394 | 8736 | South Oil Peaking | South Oil Peaking | South_oil_peak
10290_B_EU1 | MANE-VU | NH | 33009 | 10290 | EU1 | BRIDGEWATER POWER COMPANY | 7758611 | 1840213 | 1753212 | 21327214 | 10101302 | 221117 | Biomass | Biomass | 125 | 100 | N | N | N |  |  | 0 | 0 |  | MANE-VU Other Nonpeaking | MANE-VU Other Nonpeaking | MANE-VU_other_nonpeak
1270_G_IC2 | South | KS | 20027 | 1270 | IC2 | Clay Center Mun. Power Plant | 4499711 | 28276813 | 27120912 | 88690714 | 20200401 | 221112 | Combustion Turbine | Natural Gas, Distillate Fuel Oil | 125 | 160 | N | N | N | oil |  |  | 0 | 8736 | South Oil Peaking | South Oil Peaking | South_oil_peak
1270_G_IC3 | South | KS | 20027 | 1270 | IC3 | Clay Center Mun. Power Plant | 4499711 | 28276913 | 27121012 | 88691514 | 20200401 | 221112 | Combustion Turbine | Natural Gas, Distillate Fuel Oil | 125 | 160 | N | N | N | oil |  |  | 0 | 8736 | South Oil Peaking | South Oil Peaking | South_oil_peak
1270_G_IC5 | South | KS | 20027 | 1270 | IC5 | Clay Center Mun. Power Plant | 4499711 | 28277013 | 27121312 | 88692514 | 20200401 | 221112 | Combustion Turbine | Natural Gas, Distillate Fuel Oil | 125 | 160 | N | N | N | oil |  |  | 0 | 8736 | South Oil Peaking | South Oil Peaking | South_oil_peak
58595_B_B1 | MANE-VU | NH | 33009 | 58595 | B1 | INDECK ENERGY - ALEXANDRIA LLC | 14563111 | 88257213 | 84470612 | 119780514 | 10100501 | 221117 | Biomass | Biomass | 125 | 100 | N | N | N |  |  | 0 | 0 |  | MANE-VU Other Nonpeaking | MANE-VU Other Nonpeaking | MANE-VU_other_nonpeak
58595_B_B1 | MANE-VU | NH | 33009 | 58595 | B1 | INDECK ENERGY - ALEXANDRIA LLC | 14563111 | 88257213 | 84470612 | 119780614 | 10101302 | 221117 | Biomass | Biomass | 125 | 100 | N | N | N |  |  | 0 | 0 |  | MANE-VU Other Nonpeaking | MANE-VU Other Nonpeaking | MANE-VU_other_nonpeak
1294_B_3 | South | KS | 20209 |  |  | Kansas City BPU - Kaw | 4628011 | 27807013 | 26694412 | 88555614 | 10100201 | 221112 |  |  | 125 | 100 |  | N | N | coal |  |  | 0 |  |  |  | South_comp_peak
50466_G_GEN6 | SESARM | FL | 12123 |  |  | FOLEY CELLULOSE LLC | 752411 | 46309213 | 43983812 | 46001614 | 10200401 | 3221 |  |  | 133 | 100 |  | N | N |  |  | 0 | 0 | 8336 | SESARM Gas Nonpeaking | SESARM Gas Nonpeaking | SESARM_gas_nonpeak
1294_G_2 | South | KS | 20209 |  |  | Kansas City BPU - Kaw | 4628011 | 63914113 | 112285112 | 154058914 | 10100601 | 221112 |  |  | 125 | 100 |  | N | N | gas |  |  | 0 |  | South Gas Peaking | South Gas Peaking | South_gas_peak
10305_G_GEN1 | MANE-VU | NY | 36027 | 10305 | GEN1 | DUTCHESS CO RESOURCE RECOVERY FACILITY | 7993711 | 4099913 | 3998012 | 182162014 | 50390006 | 221118 | Municipal Solid Waste | MSW | 103 | 270 | Y | Y | N |  |  | 0.11209 |  |  | daily flat | diurnal flat | MANE-VU_comp_nonpeak
1270_G_IC1 | South | KS | 20027 | 1270 | IC1 | Clay Center Mun. Power Plant | 4499711 | 28277113 | 27121212 | 88693214 | 20200401 | 221112 | Combustion Turbine | Natural Gas, Distillate Fuel Oil | 125 | 160 | N | N | N | oil |  | 7.6172e-05 |  | 8736 | South Oil Peaking | South Oil Peaking | South_oil_peak
1270_G_IC1 | South | KS | 20027 | 1270 | IC1 | Clay Center Mun. Power Plant | 4499711 | 28277113 | 27121212 | 88693514 | 20200402 | 221112 | Combustion Turbine | Natural Gas, Distillate Fuel Oil | 125 | 160 | N | N | N | oil |  | 0.0012193 |  | 8736 | South Oil Peaking | South Oil Peaking | South_oil_peak
1270_G_IC2 | South | KS | 20027 | 1270 | IC2 | Clay Center Mun. Power Plant | 4499711 | 28276813 | 27120912 | 88690614 | 20200401 | 221112 | Combustion Turbine | Natural Gas, Distillate Fuel Oil | 125 | 160 | N | N | N | oil |  | 0 |  | 8736 | South Oil Peaking | South Oil Peaking | South_oil_peak
1270_G_IC2 | South | KS | 20027 | 1270 | IC2 | Clay Center Mun. Power Plant | 4499711 | 28276813 | 27120912 | 88690914 | 20200402 | 221112 | Combustion Turbine | Natural Gas, Distillate Fuel Oil | 125 | 160 | N | N | N | oil |  | 0.0025804 |  | 8736 | South Oil Peaking | South Oil Peaking | South_oil_peak
1270_G_IC3 | South | KS | 20027 | 1270 | IC3 | Clay Center Mun. Power Plant | 4499711 | 28276913 | 27121012 | 88691114 | 20200402 | 221112 | Combustion Turbine | Natural Gas, Distillate Fuel Oil | 125 | 160 | N | N | N | oil |  | 0.0075711 |  | 8736 | South Oil Peaking | South Oil Peaking | South_oil_peak
1270_G_IC3 | South | KS | 20027 | 1270 | IC3 | Clay Center Mun. Power Plant | 4499711 | 28276913 | 27121012 | 88691414 | 20200401 | 221112 | Combustion Turbine | Natural Gas, Distillate Fuel Oil | 125 | 160 | N | N | N | oil |  | 0 |  | 8736 | South Oil Peaking | South Oil Peaking | South_oil_peak
1270_G_IC4 | South | KS | 20027 | 1270 | IC4 | Clay Center Mun. Power Plant | 4499711 | 28277313 | 27121412 | 88691614 | 20200402 | 221112 | Combustion Turbine | Natural Gas, Distillate Fuel Oil | 125 | 160 | N | N | N | oil |  | 0.021636 |  | 8736 | South Oil Peaking | South Oil Peaking | South_oil_peak
1270_G_IC4 | South | KS | 20027 | 1270 | IC4 | Clay Center Mun. Power Plant | 4499711 | 28277313 | 27121412 | 88691914 | 20200401 | 221112 | Combustion Turbine | Natural Gas, Distillate Fuel Oil | 125 | 160 | N | N | N | oil |  | 0.00019043 |  | 8736 | South Oil Peaking | South Oil Peaking | South_oil_peak
1270_G_IC5 | South | KS | 20027 | 1270 | IC5 | Clay Center Mun. Power Plant | 4499711 | 28277013 | 27121312 | 88692114 | 20200402 | 221112 | Combustion Turbine | Natural Gas, Distillate Fuel Oil | 125 | 160 | N | N | N | oil |  | 0.005416 |  | 8736 | South Oil Peaking | South Oil Peaking | South_oil_peak
1270_G_IC5 | South | KS | 20027 | 1270 | IC5 | Clay Center Mun. Power Plant | 4499711 | 28277013 | 27121312 | 88692414 | 20200401 | 221112 | Combustion Turbine | Natural Gas, Distillate Fuel Oil | 125 | 160 | N | N | N | oil |  | 0 |  | 8736 | South Oil Peaking | South Oil Peaking | South_oil_peak
1772_B_1 | LADCO | MI | 26013 | 1772 | 1 | L ANSE WARDEN ELECTRIC COMPANY LLC | 4994411 | 30809713 | 29484412 | 106191814 | 10100901 | 221117 | Biomass | Biomass | 125 | 100 | N | N | N |  |  | 0.005289 |  | 6552 | LADCO Other Nonpeaking | LADCO Other Nonpeaking | LADCO_other_nonpeak
1926_B_1 | LADCO | MN | 27049 | 1926 | 1 | Xcel Energy - Red Wing Generating Plant | 6274511 | 15819713 | 15444512 | 26967114 | 10100601 | 221112 | Municipal Solid Waste | MSW | 103 | 270 | N | Y | N | gas |  | 0.0020611 |  |  | daily flat | diurnal flat | LADCO_other_nonpeak
1926_B_1 | LADCO | MN | 27049 | 1926 | 1 | Xcel Energy - Red Wing Generating Plant | 6274511 | 15819713 | 15444512 | 102568214 | 10101302 | 221112 | Municipal Solid Waste | MSW | 103 | 270 | N | Y | N |  |  | 0.00037777 |  |  | daily flat | diurnal flat | LADCO_other_nonpeak
1926_B_1 | LADCO | MN | 27049 | 1926 | 1 | Xcel Energy - Red Wing Generating Plant | 6274511 | 15819713 | 15444512 | 144116014 | 10100902 | 221112 | Municipal Solid Waste | MSW | 103 | 270 | N | Y | N |  |  | 0.022465 |  |  | daily flat | diurnal flat | LADCO_other_nonpeak
1926_B_2 | LADCO | MN | 27049 | 1926 | 2 | Xcel Energy - Red Wing Generating Plant | 6274511 | 15819613 | 15444612 | 26967514 | 10100601 | 221112 | Municipal Solid Waste | MSW | 103 | 270 | N | Y | N | gas |  | 0.0026039 |  |  | daily flat | diurnal flat | LADCO_other_nonpeak
1926_B_2 | LADCO | MN | 27049 | 1926 | 2 | Xcel Energy - Red Wing Generating Plant | 6274511 | 15819613 | 15444612 | 102568314 | 10101302 | 221112 | Municipal Solid Waste | MSW | 103 | 270 | N | Y | N |  |  | 0.00037777 |  |  | daily flat | diurnal flat | LADCO_other_nonpeak
1926_B_2 | LADCO | MN | 27049 | 1926 | 2 | Xcel Energy - Red Wing Generating Plant | 6274511 | 15819613 | 15444612 | 144116114 | 10100902 | 221112 | Municipal Solid Waste | MSW | 103 | 270 | N | Y | N |  |  | 0.023344 |  |  | daily flat | diurnal flat | LADCO_other_nonpeak
1934_B_1 | LADCO | MN | 27013 | 1934 | 1 | Xcel Energy - Key City/Wilmarth | 7623111 | 11476313 | 11376212 | 26632214 | 10101302 | 562920 | Municipal Solid Waste | MSW | 103 | 270 | N | Y | N |  |  | 0.00034103 |  |  | daily flat | diurnal flat | LADCO_other_nonpeak
1934_B_1 | LADCO | MN | 27013 | 1934 | 1 | Xcel Energy - Key City/Wilmarth | 7623111 | 11476313 | 11376212 | 26632114 | 10100601 | 562920 | Municipal Solid Waste | MSW | 103 | 270 | N | Y | N |  |  | 0.0027113 |  |  | daily flat | diurnal flat | LADCO_other_nonpeak
1934_B_2 | LADCO | MN | 27013 | 1934 | 2 | Xcel Energy - Key City/Wilmarth | 7623111 | 11476213 | 11376312 | 26632414 | 10101302 | 562920 | Municipal Solid Waste | MSW | 103 | 270 | N | Y | N |  |  | 0.00034103 |  |  | daily flat | diurnal flat | LADCO_other_nonpeak
1934_B_2 | LADCO | MN | 27013 | 1934 | 2 | Xcel Energy - Key City/Wilmarth | 7623111 | 11476213 | 11376312 | 26632314 | 10100601 | 562920 | Municipal Solid Waste | MSW | 103 | 270 | N | Y | N |  |  | 0.0019648 |  |  | daily flat | diurnal flat | LADCO_other_nonpeak
3115_G_4 | MANE-VU | PA | 42011 | 3115 | 4 | NRG REMA LLC/TITUS GEN STA | 3857011 | 37800113 | 36051012 | 17184214 | 20100201 | 221112 | Combustion Turbine | Natural Gas, Distillate Fuel Oil | 125 | 120 | N | N | N | gas |  | 0.033293 |  | 1 | MANE-VU Oil Peaking | MANE-VU Oil Peaking | MANE-VU_oil_peak
3115_G_5 | MANE-VU | PA | 42011 | 3115 | 5 | NRG REMA LLC/TITUS GEN STA | 3857011 | 37799613 | 36051112 | 17168414 | 20100201 | 221112 | Combustion Turbine | Natural Gas, Distillate Fuel Oil | 125 | 120 | N | N | N | gas |  | 0.04439 |  | 1 | MANE-VU Oil Peaking | MANE-VU Oil Peaking | MANE-VU_oil_peak
50666_B_B1 | SESARM | FL | 12101 | 50666 | B1 | PASCO COUNTY | 717311 | 46337213 | 44011112 | 46294514 | 10101002 | 562219 | Municipal Solid Waste | MSW | 103 | 270 | N | Y | N |  |  | 0 |  | 8171 | daily flat | diurnal flat | SESARM_other_nonpeak
50813_B_CB1 | MANE-VU | VA | 51670 | 50813 | CB1 | RockTenn CP LLC - Hopewell | 5768811 | 20390013 | 19645112 | 2045314 | 30700199 | 322130 | Non-Fossil Waste | Non-Fossil Waste | 133 | 100 | Y | N | N |  |  | 5.1228 |  |  | daily flat | diurnal flat | MANE-VU_comp_nonpeak
50813_B_CB1 | MANE-VU | VA | 51670 | 50813 | CB1 | RockTenn CP LLC - Hopewell | 5768811 | 20390013 | 19645112 | 2045114 | 10200202 | 322130 | Non-Fossil Waste | Non-Fossil Waste | 133 | 100 | Y | N | N |  |  | 29.2146 |  |  | daily flat | diurnal flat | MANE-VU_comp_nonpeak
50859_B_BLR1 | MANE-VU | PA | 42071 | 50859 | BLR1 | LANCASTER CNTY RRF/ LANCASTER | 6581211 | 17397713 | 16923012 | 93076214 | 50290010 | 562213 | Municipal Solid Waste | MSW | 103 | 270 | N | Y | N |  |  | 5.9314 |  | 57 | daily flat | diurnal flat | MANE-VU_other_nonpeak
50859_B_BLR2 | MANE-VU | PA | 42071 | 50859 | BLR2 | LANCASTER CNTY RRF/ LANCASTER | 6581211 | 17397813 | 16923212 | 93076314 | 50290010 | 562213 | Municipal Solid Waste | MSW | 103 | 270 | N | Y | N |  |  | 5.7569 |  | 62 | daily flat | diurnal flat | MANE-VU_other_nonpeak
50859_B_BLR3 | MANE-VU | PA | 42071 | 50859 | BLR3 | LANCASTER CNTY RRF/ LANCASTER | 6581211 | 17397913 | 16923112 | 93076414 | 50290010 | 562213 | Municipal Solid Waste | MSW | 103 | 270 | N | Y | N |  |  | 4.0679 |  | 56 | daily flat | diurnal flat | MANE-VU_other_nonpeak
50873_B_B1 | MANE-VU | NH | 33013 | 50873 | B1 | WHEELABRATOR CONCORD COMPANY LP | 7301111 | 8527813 | 8414412 | 22134014 | 50290010 | 562213 | Municipal Solid Waste | MSW | 103 | 270 | N | Y | N |  |  | 0.0065 |  |  | daily flat | diurnal flat | MANE-VU_other_nonpeak
50873_B_B2 | MANE-VU | NH | 33013 | 50873 | B2 | WHEELABRATOR CONCORD COMPANY LP | 7301111 | 8527913 | 8414412 | 22133814 | 50290010 | 562213 | Municipal Solid Waste | MSW | 103 | 270 | N | Y | N |  |  | 0.006552 |  |  | daily flat | diurnal flat | MANE-VU_other_nonpeak
50900_B_1PB | MANE-VU | VA | 51580 | 50900 | 1PB | Meadwestvaco Packaging Resource Group | 5798711 | 107770113 | 111277012 | 152640314 | 30502003 | 322121 | Biomass | Biomass | 133 | 100 | Y | N | N |  |  | 1.9156 |  |  | daily flat | diurnal flat | MANE-VU_other_nonpeak
50900_B_6PB | MANE-VU | VA | 51580 | 50900 | 6PB | Meadwestvaco Packaging Resource Group | 5798711 | 122174013 | 88781112 | 174150214 | 39999999 | 322121 | Coal Steam | Bituminous | 133 | 100 | Y | N | N |  |  | 0.22213 |  |  | daily flat | diurnal flat | MANE-VU_other_nonpeak
51038_B_B2 | MANE-VU | NY | 36103 | 51038 | B2 | ISLIP MCARTHUR RESOURCE RECOVERY FACIL | 8123311 | 4685413 | 4527712 | 17612214 | 50190006 | 562213 | Municipal Solid Waste | MSW | 103 | 270 | N | Y | N |  |  | 2.4406e-06 |  |  | daily flat | diurnal flat | MANE-VU_other_nonpeak
51038_B_B2 | MANE-VU | NY | 36103 | 51038 | B2 | ISLIP MCARTHUR RESOURCE RECOVERY FACIL | 8123311 | 4685413 | 58821512 | 17612214 | 50190006 | 562213 | Municipal Solid Waste | MSW | 103 | 270 | N | Y | N |  |  | 2.4406e-06 |  |  | daily flat | diurnal flat | MANE-VU_other_nonpeak
52118_B_101 | MANE-VU | VA | 51143 | 52118 | 101 | Dominion-Pittsylvania Power Station | 7473111 | 12377613 | 12311812 | 2119414 | 10200907 | 221118 | Biomass | Biomass | 125 | 100 | N | N | N |  |  | 1.2751 |  |  | MANE-VU Other Nonpeaking | MANE-VU Other Nonpeaking | MANE-VU_other_nonpeak
52118_B_102 | MANE-VU | VA | 51143 | 52118 | 102 | Dominion-Pittsylvania Power Station | 7473111 | 12377913 | 12311712 | 2119114 | 10200907 | 221118 | Biomass | Biomass | 125 | 100 | N | N | N |  |  | 0.80918 |  |  | MANE-VU Other Nonpeaking | MANE-VU Other Nonpeaking | MANE-VU_other_nonpeak
52118_B_103 | MANE-VU | VA | 51143 | 52118 | 103 | Dominion-Pittsylvania Power Station | 7473111 | 12377713 | 12311412 | 2119314 | 10200907 | 221118 | Biomass | Biomass | 125 | 100 | N | N | N |  |  | 0.83983 |  |  | MANE-VU Other Nonpeaking | MANE-VU Other Nonpeaking | MANE-VU_other_nonpeak
54004_B_PB2 | SESARM | GA | 13175 | 54004 | PB2 | Green Power Solutions of Georgia, LLC | 17678111 | 122424713 | 124758012 | 174518314 | 10100912 | 221117 | Biomass | Biomass |  | 100 | Y | N | N |  |  | 6.1 |  | 8760 | daily flat | diurnal flat | SESARM_coal_nonpeak
54004_B_PB2 | SESARM | GA | 13175 | 54004 | PB2 | Green Power Solutions of Georgia, LLC | 17678111 | 122424713 | 124758012 | 174518414 | 10100601 | 221117 | Biomass | Biomass |  | 100 | Y | N | N |  |  | 3.61 |  | 1250 | daily flat | diurnal flat | SESARM_coal_nonpeak
54004_B_PB2 | SESARM | GA | 13175 | 54004 | PB2 | Green Power Solutions of Georgia, LLC | 17678111 | 122424713 | 124758012 | 174518514 | 10100912 | 221117 | Biomass | Biomass |  | 100 | Y | N | N |  |  | 8.49 |  | 8760 | daily flat | diurnal flat | SESARM_coal_nonpeak
54004_B_PB2 | SESARM | GA | 13175 | 54004 | PB2 | Green Power Solutions of Georgia, LLC | 17678111 | 122424713 | 124758012 | 174518614 | 10101204 | 221117 | Biomass | Biomass |  | 100 | Y | N | N |  |  | 38.36 |  | 8760 | daily flat | diurnal flat | SESARM_coal_nonpeak
54004_B_PB2 | SESARM | GA | 13175 | 54004 | PB2 | Green Power Solutions of Georgia, LLC | 17678111 | 122424713 | 124758012 | 174518714 | 10100912 | 221117 | Biomass | Biomass |  | 100 | Y | N | N |  |  | 42.5 |  | 8760 | daily flat | diurnal flat | SESARM_coal_nonpeak
54625_B_1 | MANE-VU | PA | 42091 | 54625 | 1 | COVANTA PLYMOUTH RENEWABLE ENERGY/ PLYMOUTH | 4843611 | 29689713 | 28454612 | 13803814 | 50290005 | 562213 | Municipal Solid Waste | MSW | 103 | 270 | N | Y | N |  |  | 1.54 |  | 249 | daily flat | diurnal flat | MANE-VU_other_nonpeak
54625_B_2 | MANE-VU | PA | 42091 | 54625 | 2 | COVANTA PLYMOUTH RENEWABLE ENERGY/ PLYMOUTH | 4843611 | 29689613 | 28454712 | 13803914 | 50290005 | 562213 | Municipal Solid Waste | MSW | 103 | 270 | N | Y | N |  |  | 1.6888 |  | 384 | daily flat | diurnal flat | MANE-VU_other_nonpeak
54746_B_1 | MANE-VU | PA | 42017 | 54746 | 1 | WHEELABRATOR FALLS INC/FALLS TWP | 8220011 | 5253913 | 5082212 | 17214414 | 50290006 | 562213 | Municipal Solid Waste | MSW | 103 | 270 | N | Y | N |  |  | 6.3834 |  | 7808 | daily flat | diurnal flat | MANE-VU_other_nonpeak
54746_B_2 | MANE-VU | PA | 42017 | 54746 | 2 | WHEELABRATOR FALLS INC/FALLS TWP | 8220011 | 5254013 | 5082312 | 17214214 | 50290006 | 562213 | Municipal Solid Waste | MSW | 103 | 270 | N | Y | N |  |  | 6.5261 |  | 7935 | daily flat | diurnal flat | MANE-VU_other_nonpeak
54844_G_GOR3 | MANE-VU | VA | 51109 | 54844 | GOR3 | Dominion-Gordonsville Power Station | 5040011 | 28682913 | 27500512 | 263314 | 10100601 | 221112 | Combined Cycle | Natural Gas, Distillate Fuel Oil | 125 | 100 | N | N | N | gas |  | 0.001596 |  |  | MANE-VU Gas Peaking | MANE-VU Gas Peaking | MANE-VU_gas_peak
54844_G_GOR4 | MANE-VU | VA | 51109 | 54844 | GOR4 | Dominion-Gordonsville Power Station | 5040011 | 28683113 | 27500412 | 262914 | 10100601 | 221112 | Combined Cycle | Natural Gas, Distillate Fuel Oil | 125 | 100 | N | N | N | gas |  | 0.001938 |  |  | MANE-VU Gas Peaking | MANE-VU Gas Peaking | MANE-VU_gas_peak
54998_B_12300 | MANE-VU | VA | 51740 | 54998 | 12300 | Wheelabrator Portsmouth Inc, RDF Facility | 4183011 | 32657113 | 31208512 | 1879314 | 10101201 | 221330 | Municipal Solid Waste | MSW | 103 | 100 | Y | Y | N |  |  | 1.5743 |  |  | daily flat | diurnal flat | MANE-VU_comp_nonpeak
54998_B_12400 | MANE-VU | VA | 51740 | 54998 | 12400 | Wheelabrator Portsmouth Inc, RDF Facility | 4183011 | 32657713 | 31208812 | 1878414 | 10101201 | 221330 | Municipal Solid Waste | MSW | 103 | 100 | Y | Y | N |  |  | 1.4324 |  |  | daily flat | diurnal flat | MANE-VU_comp_nonpeak
54998_B_12500 | MANE-VU | VA | 51740 | 54998 | 12500 | Wheelabrator Portsmouth Inc, RDF Facility | 4183011 | 32657613 | 31209212 | 1878614 | 10101201 | 221330 | Municipal Solid Waste | MSW | 103 | 100 | Y | Y | N |  |  | 2.0529 |  |  | daily flat | diurnal flat | MANE-VU_comp_nonpeak
54998_B_12600 | MANE-VU | VA | 51740 | 54998 | 12600 | Wheelabrator Portsmouth Inc, RDF Facility | 4183011 | 32657513 | 31208412 | 1878714 | 10101201 | 221330 | Municipal Solid Waste | MSW | 103 | 100 | Y | Y | N |  |  | 1.0002 |  |  | daily flat | diurnal flat | MANE-VU_comp_nonpeak
55231_G_STG | MANE-VU | PA | 42045 | 55231 | STG | LIBERTY ELEC POWER LLC/EDDYSTONE PLT | 4724611 | 27721313 | 86083712 | 13537014 | 20100201 | 221112 | Combined Cycle | Natural Gas | 125 | 120 | N | N | N | gas |  | 0.91 |  | 4373 | MANE-VU Gas Peaking | MANE-VU Gas Peaking | MANE-VU_gas_peak
56693_G_1 | MANE-VU | VA | 51810 | 56693 | 1 | INGENCO - Virginia Beach | 6908211 | 12957013 | 12831212 | 150274014 | 30107002 | 221112 | Landfill Gas | Landfill Gas | 125 | 160 | N | N | N |  |  | 0.10588 |  |  | MANE-VU Other Nonpeaking | MANE-VU Other Nonpeaking | MANE-VU_other_nonpeak
56693_G_1 | MANE-VU | VA | 51810 | 56693 | 1 | INGENCO - Virginia Beach | 6908211 | 12957013 | 12831212 | 150274214 | 30107002 | 221112 | Landfill Gas | Landfill Gas | 125 | 160 | N | N | N |  |  | 0.27 |  |  | MANE-VU Other Nonpeaking | MANE-VU Other Nonpeaking | MANE-VU_other_nonpeak
58023_B_1 | MANE-VU | PA | 42011 | 58023 | 1 | UNITED CORRSTACK LLC/READING | 3872711 | 94876413 | 91672212 | 129919414 | 39000699 | 322211 | Biomass | Biomass | 133 | 100 | Y | N | N |  |  | 23.3 |  | 8760 | daily flat | diurnal flat | MANE-VU_other_nonpeak
58560_B_BLR1 | MANE-VU | VA | 51083 | 58560 | BLR1 | NOVEC Energy Production Halifax County | 17038111 | 112347013 | 115405812 | 158605614 | 10100902 | 221118 | Biomass | Biomass | 125 | 100 | N | N | N |  |  | 33.7625 |  |  | MANE-VU Other Nonpeaking | MANE-VU Other Nonpeaking | MANE-VU_other_nonpeak
56807_G_1Ax | MANE-VU | VA | 51029 |  |  | Dominion - Bear Garden CT Station | 15432111 | 96378113 | 93489012 | 134532114 | 20100109 | 221112 |  |  | 125 | 120 |  | N | N | oil |  | 0.10431 |  |  | MANE-VU Oil Peaking | MANE-VU Oil Peaking | MANE-VU_oil_peak
56807_G_1Bx | MANE-VU | VA | 51029 |  |  | Dominion - Bear Garden CT Station | 15432111 | 96378313 | 93489112 | 134532314 | 20100109 | 221112 |  |  | 125 | 120 |  | N | N | oil |  | 0.12696 |  |  | MANE-VU Oil Peaking | MANE-VU Oil Peaking | MANE-VU_oil_peak
| South | KS | 20027 |  |  | Clay Center Mun. Power Plant | 4499711 | 63968013 | 115668912 | 88692814 | 20200402 | 221112 |  |  | 125 | 160 |  | N | Y | oil |  |  | 0.0061311 | 8736
| South | KS | 20095 |  |  | Kingman Mun. Power Plant | 4878111 | 63942613 | 29225812 | 88647114 | 20200402 | 221112 |  |  | 125 | 160 |  | N | Y | oil |  | 0.51294 | 0.0057392 | 384
| South | KS | 20027 |  |  | Clay Center Mun. Power Plant | 4499711 | 63968013 | 115668912 | 88693114 | 20200401 | 221112 |  |  | 125 | 160 |  | N | Y | oil |  |  | 0.0047047 | 8736
| SESARM | SC | 45053 |  |  | SCE&G JASPER GENERATING STATION | 13005611 | 112051213 | 63901412 | 158305614 | 20100101 | 221112 |  |  | 125 | 290 |  | N | Y | oil |  | 0.00042337 | 5.7941e-05 | 18
| MANE-VU | VA | 51109 |  |  | Dominion-Gordonsville Power Station | 5040011 | 28683213 | 27500512 | 262414 | 20100101 | 221112 |  |  | 125 | 120 |  | N | Y | oil |  | 0.065
| MANE-VU | VA | 51109 |  |  | Dominion-Gordonsville Power Station | 5040011 | 28683213 | 27500512 | 261814 | 20100101 | 221112 |  |  | 125 | 120 |  | N | Y | oil |  | 0.18864
| SESARM | MS | 28071 |  |  | University Of Mississippi, The | 7153611 | 14087413 | 13891012 | 25181314 | 20300101 | 221112 |  |  | 148 | 160 |  | N | Y | oil |  | 0 |  | 8760
| SESARM | MS | 28071 |  |  | University Of Mississippi, The | 7153611 | 14087213 | 13891212 | 25181514 | 20300101 | 221112 |  |  | 148 | 160 |  | N | Y | oil |  | 0 |  | 8760
| SESARM | MS | 28071 |  |  | University Of Mississippi, The | 7153611 | 14087113 | 13892412 | 25181614 | 20300101 | 221112 |  |  | 148 | 160 |  | N | Y | oil |  | 0 |  | 8760
| SESARM | MS | 28071 |  |  | University Of Mississippi, The | 7153611 | 14087613 | 13891112 | 25181114 | 20300101 | 221112 |  |  | 148 | 160 |  | N | Y | oil |  | 0 |  | 8760
| SESARM | MS | 28071 |  |  | University Of Mississippi, The | 7153611 | 14087513 | 13892112 | 25181214 | 20300101 | 221112 |  |  | 148 | 160 |  | N | Y | oil |  | 0 |  | 8760
| SESARM | MS | 28071 |  |  | University Of Mississippi, The | 7153611 | 14087913 | 13891812 | 25180814 | 20300101 | 221112 |  |  | 148 | 160 |  | N | Y | oil |  | 0 |  | 8760
| SESARM | MS | 28071 |  |  | University Of Mississippi, The | 7153611 | 14088213 | 13892212 | 25180514 | 20300101 | 221112 |  |  | 148 | 160 |  | N | Y | oil |  | 0 |  | 8760
| SESARM | MS | 28071 |  |  | University Of Mississippi, The | 7153611 | 14087713 | 13891412 | 25181014 | 20300101 | 221112 |  |  | 148 | 160 |  | N | Y | oil |  | 0 |  | 8760
| SESARM | MS | 28071 |  |  | University Of Mississippi, The | 7153611 | 14086313 | 13892012 | 25182414 | 20300101 | 221112 |  |  | 148 | 160 |  | N | Y | oil |  | 0 |  | 8760
| SESARM | MS | 28071 |  |  | University Of Mississippi, The | 7153611 | 14087813 | 13891612 | 25180914 | 20300101 | 221112 |  |  | 148 | 160 |  | N | Y | oil |  | 0 |  | 8760
|  | AK | 02122 |  |  | Beluga River Power Plant | 12661111 | 64062113 | 58754712 | 88840114 | 20100202 | 221112 |  |  | 125 | 160 |  | N | Y | gas | 0 | 0 | 0
| MANE-VU | VA | 51153 |  |  | Dominion - Possum Point Power Station | 7520511 | 58400513 | 54174712 | 76656914 | 20100109 | 221112 |  |  | 125 | 120 |  | N | Y | oil |  | 0.01
| MANE-VU | VA | 51153 |  |  | Dominion - Possum Point Power Station | 7520511 | 58400813 | 54174812 | 76657214 | 20100109 | 221112 |  |  | 125 | 120 |  | N | Y | oil |  | 0.010389
| MANE-VU | VA | 51109 |  |  | Dominion-Gordonsville Power Station | 5040011 | 28682713 | 27500412 | 264514 | 20100101 | 221112 |  |  | 125 | 120 |  | N | Y | oil |  | 0.09564
| MANE-VU | VA | 51109 |  |  | Dominion-Gordonsville Power Station | 5040011 | 28682713 | 27500412 | 264314 | 20100101 | 221112 |  |  | 125 | 120 |  | N | Y | oil |  | 0.07
| MANE-VU | VA | 51109 |  |  | Dominion-Gordonsville Power Station | 5040011 | 28682713 | 27500412 | 264114 | 20100101 | 221112 |  |  | 125 | 120 |  | N | Y | oil |  | 0.19655
| West North Central | ND | 38057 |  |  | Stanton Station | 8086411 | 64288413 | 59072112 | 89236614 | 20100102 | 221112 |  |  | 125 | 690 |  | N | Y | oil |  | 19.3499
| SESARM | WV | 54099 |  |  | BIG SANDY PEAKER PLANT, LLC | 6341811 | 71745113 | 65952312 | 99351714 | 20200401 | 221112 |  |  | 125 | 160 |  | N | Y | oil |  | 0.0037405 |  | 19
|  | PR | 72111 |  |  | Eco Electrica, L.P. | 7013911 | 97202713 | 94217912 | 135589514 | 20100201 | 221112 |  |  | 125 | 140 |  | N | Y | gas | 0 | 0 | 0
|  | PR | 72111 |  |  | Eco Electrica, L.P. | 7013911 | 97202813 | 94218312 | 135589614 | 20100201 | 221112 |  |  | 125 | 140 |  | N | Y | gas | 0 | 0 | 0
|  | PR | 72111 |  |  | Eco Electrica, L.P. | 7013911 | 97203213 | 94218212 | 135590014 | 20200252 | 221112 |  |  | 125 | 160 |  | N | Y | gas | 0 | 0 | 0
| South | KS | 20027 |  |  | Clay Center Mun. Power Plant | 4499711 | 63968013 | 115668912 | 88692714 | 20200402 | 221112 |  |  | 125 | 160 |  | N | Y | oil |  | 0.077072 |  | 8736
| South | KS | 20027 |  |  | Clay Center Mun. Power Plant | 4499711 | 63968013 | 115668912 | 88693014 | 20200401 | 221112 |  |  | 125 | 160 |  | N | Y | oil |  | 0.0031611 |  | 8736
| South | TX | 48187 |  |  | GUADALUPE GENERATING STATION | 4018911 | 106679513 | 110249012 | 151087614 | 20100102 | 22111 |  |  | 125 | 160 |  | N | Y | oil |  | 0.0016 |  | 25
| South | TX | 48071 |  |  | CEDAR BAYOU GEN STATION | 5847411 | 123059613 | 125168712 | 175148714 | 20100201 | 22111 |  |  | 125 | 999 |  | N | Y | gas |  | 0.083 |  | 3321
| South | TX | 48071 |  |  | CEDAR BAYOU GEN STATION | 5847411 | 123059713 | 125168812 | 175148814 | 20100201 | 22111 |  |  | 125 | 999 |  | N | Y | gas |  | 0.0668 |  | 2673
| South | TX | 48299 |  |  | TC FERGUSON POWER PLANT | 5655011 | 113084413 | 116266412 | 159917114 | 20100201 | 22111 |  |  | 125 | 999 |  | N | Y | gas |  | 0.3975 |  | 8760
| South | TX | 48299 |  |  | TC FERGUSON POWER PLANT | 5655011 | 113084513 | 116266512 | 159917214 | 20100201 | 22111 |  |  | 125 | 999 |  | N | Y | gas |  | 0.2995 |  | 7818
| South | TX | 48299 |  |  | TC FERGUSON POWER PLANT | 5655011 | 113085513 | 116267012 | 159917714 | 20100201 | 22111 |  |  | 125 | 999 |  | N | Y | gas |  | 0.3975 |  | 8760
| South | TX | 48299 |  |  | TC FERGUSON POWER PLANT | 5655011 | 113085613 | 115849912 | 159344214 | 20100201 | 22111 |  |  | 125 | 999 |  | N | Y | gas |  | 0.0059 |  | 64
| SESARM | WV | 54073 |  |  | PLEASANTS ENERGY, LLC | 6776411 | 126972113 | 113933912 | 182453614 | 20100201 | 221112 |  |  | 125 | 120 |  | N | Y | gas |  | 1.3723 |  | 1130
| MANE-VU | VA | 51109 |  |  | Dominion-Gordonsville Power Station | 5040011 | 28683213 | 27500512 | 262614 | 20100201 | 221112 |  |  | 125 | 120 |  | N | Y | gas |  | 2.6873
| MANE-VU | VA | 51109 |  |  | Dominion-Gordonsville Power Station | 5040011 | 28683213 | 27500512 | 262514 | 20100201 | 221112 |  |  | 125 | 120 |  | N | Y | gas |  | 10.595
| MANE-VU | VA | 51109 |  |  | Dominion-Gordonsville Power Station | 5040011 | 28683213 | 27500512 | 262014 | 20100201 | 221112 |  |  | 125 | 120 |  | N | Y | gas |  | 0.0161
| MANE-VU | VA | 51109 |  |  | Dominion-Gordonsville Power Station | 5040011 | 28683213 | 27500512 | 261914 | 20100201 | 221112 |  |  | 125 | 120 |  | N | Y | gas |  | 0.32025
| MANE-VU | VA | 51109 |  |  | Dominion-Gordonsville Power Station | 5040011 | 28682713 | 27500412 | 264814 | 20100201 | 221112 |  |  | 125 | 120 |  | N | Y | gas |  | 0.01575
| MANE-VU | VA | 51109 |  |  | Dominion-Gordonsville Power Station | 5040011 | 28682713 | 27500412 | 264714 | 20100201 | 221112 |  |  | 125 | 120 |  | N | Y | gas |  | 10.97
| MANE-VU | VA | 51109 |  |  | Dominion-Gordonsville Power Station | 5040011 | 28682713 | 27500412 | 264014 | 20100201 | 221112 |  |  | 125 | 120 |  | N | Y | gas |  | 0.3355
| MANE-VU | VA | 51109 |  |  | Dominion-Gordonsville Power Station | 5040011 | 28682713 | 27500412 | 263914 | 20100201 | 221112 |  |  | 125 | 120 |  | N | Y | gas |  | 2.4779
| Northwest | WA | 53041 |  |  | TransAlta Centralia Generation, LLC | 6281311 | 15505313 | 15169012 | 1293414 | 20100201 | 221112 |  |  | 125 | 350 |  | N | Y | gas |  | 0
| Northwest | WA | 53041 |  |  | TransAlta Centralia Generation, LLC | 6281311 | 15505213 | 15169212 | 1293514 | 20100201 | 221112 |  |  | 125 | 350 |  | N | Y | gas |  | 0
| West North Central | MT | 30093 |  |  | BASIN CREEK POWER SERVICES | 9412011 | 55786713 | 83521012 | 68463814 | 20100202 | 221112 |  |  | 125 | 160 |  | N | Y | gas |  | 0.42388
| Southwest | NM | 35045 |  |  | Bluffview Power Plant | 13646111 | 82635613 | 73641212 | 106148314 | 20300204 | 221112 |  |  | 125 | 150 |  | N | Y | gas |  | 0.597 |  | 7906
| South | TX | 48141 |  |  | NEWMAN STATION | 4837411 | 90283013 | 86242612 | 122234214 | 20100201 | 22111 |  |  | 125 | 690 |  | N | Y | gas |  | 0.0583 |  | 3214
| South | TX | 48141 |  |  | NEWMAN STATION | 4837411 | 90283113 | 86242712 | 122234314 | 20100201 | 22111 |  |  | 125 | 690 |  | N | Y | gas |  | 0.0563 |  | 3103
| West North Central | MT | 30085 |  |  | BASIN ELECTRIC POWER COOPERATIVE | 14766611 | 90334013 | 86289612 | 122287114 | 20100201 | 221112 |  |  | 125 | 120 |  | N | Y | gas |  | 0.73528
| South | TX | 48029 |  |  | VH BRAUNIG PLANT | 5616511 | 91500613 | 88463112 | 124677914 | 20100201 | 22111 |  |  | 125 | 350 |  | N | Y | gas |  | 0.1 |  | 8760
| South | TX | 48469 |  |  | VICTORIA POWER PLANT | 6497211 | 71675113 | 65894212 | 99205914 | 20100201 | 22111 |  |  | 125 | 999 |  | N | Y | gas |  | 0.1725 |  | 8760
| South | TX | 48201 |  |  | TH WHARTON ELECTRIC GENERATING STATION | 4926511 | 92102413 | 89143012 | 125697214 | 20100201 | 22111 |  |  | 125 | 999 |  | N | Y | gas |  | 0.6208 |  | 8760
| South | TX | 48453 |  |  | DECKER CREEK POWER PLANT | 5021711 | 99435913 | 96362412 | 139150514 | 20100201 | 22111 |  |  | 125 | 999 |  | N | Y | gas |  | 0.2356 |  | 1742
| South | TX | 48453 |  |  | DECKER CREEK POWER PLANT | 5021711 | 99436013 | 96362512 | 139150614 | 20100201 | 22111 |  |  | 125 | 999 |  | N | Y | gas |  | 0.2716 |  | 2017
| South | TX | 48453 |  |  | DECKER CREEK POWER PLANT | 5021711 | 99436113 | 96362612 | 139150714 | 20100201 | 22111 |  |  | 125 | 999 |  | N | Y | gas |  | 0.0267 |  | 1791
| South | TX | 48453 |  |  | SAND HILL ENERGY CENTER | 9071611 | 99436313 | 96362812 | 139151014 | 20100201 | 22111 |  |  | 125 | 999 |  | N | Y | gas |  | 0.1387 |  | 1126
| South | TX | 48453 |  |  | SAND HILL ENERGY CENTER | 9071611 | 99436413 | 96362912 | 139151114 | 20100201 | 22111 |  |  | 125 | 999 |  | N | Y | gas |  | 0.3778 |  | 6394
| South | TX | 48187 |  |  | GUADALUPE GENERATING STATION | 4018911 | 106679113 | 110248612 | 151087214 | 20100201 | 22111 |  |  | 125 | 999 |  | N | Y | gas |  | 0.18 |  | 8760
| South | TX | 48187 |  |  | GUADALUPE GENERATING STATION | 4018911 | 106679213 | 110248712 | 151087314 | 20100201 | 22111 |  |  | 125 | 999 |  | N | Y | gas |  | 0.18 |  | 8760
| South | TX | 48187 |  |  | GUADALUPE GENERATING STATION | 4018911 | 106679313 | 110248812 | 151087414 | 20100201 | 22111 |  |  | 125 | 999 |  | N | Y | gas |  | 0.18 |  | 8760
| South | TX | 48187 |  |  | GUADALUPE GENERATING STATION | 4018911 | 106679413 | 110248912 | 151087514 | 20100201 | 22111 |  |  | 125 | 999 |  | N | Y | gas |  | 0.18 |  | 8760
| South | TX | 48187 |  |  | GUADALUPE GENERATING STATION | 4018911 | 106680013 | 110249412 | 151088114 | 20100201 | 22111 |  |  | 125 | 999 |  | N | Y | gas |  | 0.0762 |  | 8760
| South | TX | 48187 |  |  | GUADALUPE GENERATING STATION | 4018911 | 106680113 | 110249612 | 151088214 | 20100201 | 22111 |  |  | 125 | 999 |  | N | Y | gas |  | 0.0762 |  | 8760
| South | TX | 48187 |  |  | GUADALUPE GENERATING STATION | 4018911 | 106680213 | 110249712 | 151088314 | 20100201 | 22111 |  |  | 125 | 999 |  | N | Y | gas |  | 0.0762 |  | 8760
| South | TX | 48187 |  |  | GUADALUPE GENERATING STATION | 4018911 | 106680313 | 110249812 | 151088414 | 20100201 | 22111 |  |  | 125 | 999 |  | N | Y | gas |  | 0.0762 |  | 8760
| South | TX | 48187 |  |  | GUADALUPE GENERATING STATION | 4018911 | 106680613 | 110249412 | 151088714 | 20100201 | 22111 |  |  | 125 | 999 |  | N | Y | gas |  | 0.09 |  | 8760
| South | TX | 48187 |  |  | GUADALUPE GENERATING STATION | 4018911 | 106680713 | 110249612 | 151088814 | 20100201 | 22111 |  |  | 125 | 999 |  | N | Y | gas |  | 0.09 |  | 8760
| South | TX | 48187 |  |  | GUADALUPE GENERATING STATION | 4018911 | 106680813 | 110249712 | 151088914 | 20100201 | 22111 |  |  | 125 | 999 |  | N | Y | gas |  | 0.09 |  | 8760
| South | TX | 48187 |  |  | GUADALUPE GENERATING STATION | 4018911 | 106680913 | 110249812 | 151089014 | 20100201 | 22111 |  |  | 125 | 999 |  | N | Y | gas |  | 0.09 |  | 8760

## regional profiles
Available small EGU temporal profiles based on 2016 CEMS.
Daily Profiles
Region | Coal | Gas | Oil | Other | Composite
LADCO | .\plots\daily_2016_smallegu_ladco_coal.png | .\plots\daily_2016_smallegu_ladco_gas.png | .\plots\daily_2016_smallegu_ladco_oil.png | .\plots\daily_2016_smallegu_ladco_other.png | .\plots\daily_2016_smallegu_ladco_comp.png
MANE-VU | .\plots\daily_2016_smallegu_mane-vu_coal.png | .\plots\daily_2016_smallegu_mane-vu_gas.png | .\plots\daily_2016_smallegu_mane-vu_oil.png | .\plots\daily_2016_smallegu_mane-vu_other.png | .\plots\daily_2016_smallegu_mane-vu_comp.png
Northwest | .\plots\daily_2016_smallegu_northwest_coal.png | .\plots\daily_2016_smallegu_northwest_gas.png |  |  | .\plots\daily_2016_smallegu_northwest_comp.png
SESARM | .\plots\daily_2016_smallegu_sesarm_coal.png | .\plots\daily_2016_smallegu_sesarm_gas.png | .\plots\daily_2016_smallegu_sesarm_oil.png | .\plots\daily_2016_smallegu_sesarm_other.png | .\plots\daily_2016_smallegu_sesarm_comp.png
South | .\plots\daily_2016_smallegu_south_coal.png | .\plots\daily_2016_smallegu_south_gas.png | .\plots\daily_2016_smallegu_south_oil.png |  | .\plots\daily_2016_smallegu_south_comp.png
Southwest | .\plots\daily_2016_smallegu_southwest_coal.png | .\plots\daily_2016_smallegu_southwest_gas.png |  |  | .\plots\daily_2016_smallegu_southwest_comp.png
West | .\plots\daily_2016_smallegu_west_coal.png | .\plots\daily_2016_smallegu_west_gas.png |  | .\plots\daily_2016_smallegu_west_other.png | .\plots\daily_2016_smallegu_west_comp.png
West North Central | .\plots\daily_2016_smallegu_west north central_coal.png | .\plots\daily_2016_smallegu_west north central_gas.png | .\plots\daily_2016_smallegu_west north central_oil.png |  | .\plots\daily_2016_smallegu_west north central_comp.png
Diurnal Profiles
Region | Coal | Gas | Oil | Other | Composite
LADCO | .\plots\diurnal_2016_smallegu_ladco_coal.png | .\plots\diurnal_2016_smallegu_ladco_gas.png | .\plots\diurnal_2016_smallegu_ladco_oil.png | .\plots\diurnal_2016_smallegu_ladco_other.png | .\plots\diurnal_2016_smallegu_ladco_comp.png
MANE-VU | .\plots\diurnal_2016_smallegu_mane-vu_coal.png | .\plots\diurnal_2016_smallegu_mane-vu_gas.png | .\plots\diurnal_2016_smallegu_mane-vu_oil.png | .\plots\diurnal_2016_smallegu_mane-vu_other.png | .\plots\diurnal_2016_smallegu_mane-vu_comp.png
Northwest | .\plots\diurnal_2016_smallegu_northwest_coal.png | .\plots\diurnal_2016_smallegu_northwest_gas.png |  |  | .\plots\diurnal_2016_smallegu_northwest_comp.png
SESARM | .\plots\diurnal_2016_smallegu_sesarm_coal.png | .\plots\diurnal_2016_smallegu_sesarm_gas.png | .\plots\diurnal_2016_smallegu_sesarm_oil.png | .\plots\diurnal_2016_smallegu_sesarm_other.png | .\plots\diurnal_2016_smallegu_sesarm_comp.png
South | .\plots\diurnal_2016_smallegu_south_coal.png | .\plots\diurnal_2016_smallegu_south_gas.png | .\plots\diurnal_2016_smallegu_south_oil.png |  | .\plots\diurnal_2016_smallegu_south_comp.png
Southwest | .\plots\diurnal_2016_smallegu_southwest_coal.png | .\plots\diurnal_2016_smallegu_southwest_gas.png |  |  | .\plots\diurnal_2016_smallegu_southwest_comp.png
West | .\plots\diurnal_2016_smallegu_west_coal.png | .\plots\diurnal_2016_smallegu_west_gas.png |  | .\plots\diurnal_2016_smallegu_west_other.png | .\plots\diurnal_2016_smallegu_west_comp.png
West North Central | .\plots\diurnal_2016_smallegu_west north central_coal.png | .\plots\diurnal_2016_smallegu_west north central_gas.png | .\plots\diurnal_2016_smallegu_west north central_oil.png |  | .\plots\diurnal_2016_smallegu_west north central_comp.png

## regions (hidden)
IL | LADCO
IN | LADCO
MI | LADCO
MN | LADCO
OH | LADCO
WI | LADCO
CT | MANE-VU
DE | MANE-VU
DC | MANE-VU
ME | MANE-VU
MD | MANE-VU
MA | MANE-VU
NH | MANE-VU
NJ | MANE-VU
NY | MANE-VU
PA | MANE-VU
RI | MANE-VU
VT | MANE-VU
VA | MANE-VU
ID | Northwest
OR | Northwest
WA | Northwest
AL | SESARM
FL | SESARM
GA | SESARM
KY | SESARM
MS | SESARM
NC | SESARM
SC | SESARM
TN | SESARM
WV | SESARM
AR | South
KS | South
LA | South
MO | South
OK | South
TX | South
AZ | Southwest
CO | Southwest
NM | Southwest
UT | Southwest
CA | West
NV | West
IA | West North Central
MT | West North Central
NE | West North Central
ND | West North Central
SD | West North Central
WY | West North Central

## units (hidden)
unit_id | key
52025213 | West_other_nonpeak
51955813 | West_other_nonpeak
51503413 | West_gas_peak
51468813 | West_gas_peak
51444813 | West_other_nonpeak
51153113 | West_gas_peak
51153313 | West_gas_peak
50803613 | West_gas_nonpeak
50705713 | West_comp_nonpeak
50705913 | West_comp_nonpeak
50083213 | West_gas_peak
49233613 | West_gas_nonpeak
49233713 | West_gas_nonpeak
49172513 | West_gas_peak
49800013 | West_gas_peak
48853413 | West_gas_nonpeak
48843613 | West_gas_nonpeak
48640813 | West_gas_peak
48639713 | West_gas_nonpeak
48639913 | West_gas_nonpeak
48452113 | SESARM_other_nonpeak
48452613 | SESARM_other_nonpeak
48409613 | SESARM_other_nonpeak
48409713 | SESARM_other_nonpeak
48409813 | SESARM_other_nonpeak
67275313 | SESARM_gas_nonpeak
48302613 | Southwest_gas_peak
48303213 | Southwest_gas_peak
48259213 | MANE-VU_oil_peak
48259413 | MANE-VU_oil_peak
48257713 | SESARM_other_nonpeak
48257813 | SESARM_other_nonpeak
48240913 | SESARM_comp_nonpeak
48241013 | SESARM_comp_nonpeak
48241113 | SESARM_comp_nonpeak
48241213 | SESARM_comp_nonpeak
48241313 | SESARM_comp_nonpeak
98190613 | SESARM_comp_nonpeak
45868113 | West_gas_peak
46161313 | MANE-VU_other_nonpeak
46177613 | MANE-VU_gas_nonpeak
46178313 | MANE-VU_gas_nonpeak
46180313 | MANE-VU_other_nonpeak
46157913 | MANE-VU_other_nonpeak
46158013 | MANE-VU_other_nonpeak
46138413 | MANE-VU_gas_peak
107238913 | MANE-VU_gas_peak
46137513 | MANE-VU_other_nonpeak
46137613 | MANE-VU_other_nonpeak
46137713 | MANE-VU_other_nonpeak
125612613 | SESARM_comp_nonpeak
125612713 | SESARM_comp_nonpeak
125612813 | SESARM_comp_nonpeak
125612913 | SESARM_comp_nonpeak
125613013 | SESARM_gas_nonpeak
78560813 | West_gas_nonpeak
78561113 | West_gas_nonpeak
78561213 | West_gas_nonpeak
46476013 | SESARM_other_nonpeak
46476113 | SESARM_other_nonpeak
46476213 | SESARM_other_nonpeak
46476313 | SESARM_other_nonpeak
46452913 | SESARM_gas_nonpeak
46453513 | SESARM_comp_nonpeak
45774913 | West_gas_peak
46366213 | SESARM_gas_nonpeak
46362613 | MANE-VU_other_nonpeak
46362713 | MANE-VU_other_nonpeak
46362913 | MANE-VU_other_nonpeak
46339513 | SESARM_other_nonpeak
46339613 | SESARM_other_nonpeak
46339913 | SESARM_other_nonpeak
46336813 | SESARM_other_nonpeak
46336913 | SESARM_other_nonpeak
46337213 | SESARM_other_nonpeak
45722813 | West_gas_peak
46321213 | SESARM_gas_nonpeak
46313413 | SESARM_gas_nonpeak
46313513 | SESARM_comp_nonpeak
46309213 | SESARM_gas_nonpeak
46285513 | MANE-VU_other_nonpeak
46285613 | MANE-VU_other_nonpeak
46285713 | MANE-VU_other_nonpeak
46284313 | MANE-VU_other_nonpeak
46284413 | MANE-VU_other_nonpeak
45531013 | West_other_nonpeak
45531113 | West_other_nonpeak
45531213 | West_other_nonpeak
45531313 | West_other_nonpeak
45531413 | West_other_nonpeak
45531513 | West_other_nonpeak
45531613 | West_other_nonpeak
45531713 | West_other_nonpeak
45531813 | West_other_nonpeak
45531913 | West_other_nonpeak
45532013 | West_other_nonpeak
45532113 | West_other_nonpeak
45532213 | West_other_nonpeak
45532313 | West_other_nonpeak
45532413 | West_other_nonpeak
45532513 | West_other_nonpeak
46275813 | SESARM_comp_nonpeak
46275913 | SESARM_comp_nonpeak
46276413 | SESARM_comp_nonpeak
46276613 | SESARM_comp_nonpeak
67299413 | SESARM_comp_nonpeak
46267913 | West_comp_peak
46268013 | West_comp_peak
46268113 | West_comp_peak
45916213 | Southwest_gas_peak
46213813 | SESARM_other_nonpeak
46213913 | SESARM_other_nonpeak
46214613 | SESARM_other_nonpeak
46196113 | MANE-VU_gas_nonpeak
46189213 | SESARM_comp_nonpeak
67250813 | SESARM_other_nonpeak
99511713 | MANE-VU_gas_nonpeak
99512113 | MANE-VU_gas_nonpeak
47485613 | South_gas_peak
47485713 | South_oil_peak
47485913 | South_gas_peak
48007713 | West_other_nonpeak
47401413 | South_gas_peak
46618213 | Southwest_gas_nonpeak
46618513 | Southwest_coal_nonpeak
46619013 | Southwest_gas_nonpeak
46619113 | Southwest_gas_nonpeak
46584713 | SESARM_comp_nonpeak
46584813 | SESARM_comp_nonpeak
46529013 | SESARM_oil_peak
46529213 | SESARM_oil_peak
46529313 | SESARM_oil_peak
46529413 | SESARM_oil_peak
46529513 | SESARM_oil_peak
46529813 | SESARM_oil_peak
46528013 | SESARM_comp_nonpeak
46528113 | SESARM_comp_nonpeak
46528213 | SESARM_comp_nonpeak
46520613 | SESARM_other_nonpeak
46520813 | SESARM_other_nonpeak
46521113 | SESARM_other_nonpeak
67270713 | SESARM_other_nonpeak
46513613 | MANE-VU_comp_peak
46513713 | MANE-VU_gas_peak
125617813 | SESARM_comp_nonpeak
125617913 | SESARM_comp_nonpeak
46492913 | SESARM_other_nonpeak
46493013 | SESARM_other_nonpeak
67305013 | SESARM_other_nonpeak
47923013 | LADCO_gas_nonpeak
59371913 | LADCO_gas_nonpeak
47918513 | Northwest_comp_nonpeak
47874713 | SESARM_oil_peak
47870613 | SESARM_gas_peak
112830913 | South_oil_peak
112831113 | South_gas_peak
48102113 | Southwest_gas_peak
67644113 | Southwest_gas_peak
88710713 | Southwest_gas_peak
88710913 | Southwest_gas_peak
88711113 | Southwest_gas_peak
88711313 | Southwest_comp_peak
88711413 | Southwest_comp_peak
47713213 | SESARM_comp_nonpeak
47713813 | SESARM_comp_nonpeak
48098513 | Southwest_gas_peak
48098613 | Southwest_gas_peak
103916313 | Southwest_comp_peak
103916413 | Southwest_gas_peak
47308113 | SESARM_other_nonpeak
47308213 | SESARM_comp_nonpeak
47282413 | SESARM_gas_peak
47282513 | SESARM_gas_peak
95975413 | South_comp_nonpeak
46771413 | South_gas_peak
46677613 | Southwest_gas_peak
46678713 | Southwest_gas_peak
46679913 | Southwest_gas_peak
46680513 | Southwest_gas_peak
46680913 | Southwest_gas_peak
105572213 | Southwest_gas_peak
46674813 | Southwest_gas_peak
46675313 | Southwest_gas_peak
46675513 | Southwest_gas_peak
46673913 | Southwest_comp_peak
46674213 | Southwest_gas_peak
43730413 | West_gas_peak
43493813 | West_gas_peak
43812813 | West_gas_peak
44038313 | Southwest_gas_nonpeak
44038413 | Southwest_gas_nonpeak
90874913 | Southwest_gas_nonpeak
90875013 | Southwest_gas_nonpeak
43620013 | West_gas_nonpeak
43619513 | West_gas_nonpeak
44370813 | West_gas_peak
44370913 | West_gas_peak
44371113 | West_gas_peak
100160213 | West_gas_peak
44620813 | West_gas_peak
45209613 | West_gas_nonpeak
45209713 | West_gas_nonpeak
45158313 | West_gas_peak
44284013 | West_other_nonpeak
44284113 | West_other_nonpeak
84787813 | West_other_nonpeak
41553513 | LADCO_coal_peak
41691713 | LADCO_oil_peak
41692013 | LADCO_oil_peak
41692113 | LADCO_oil_peak
41692213 | LADCO_oil_peak
41692313 | LADCO_oil_peak
41692413 | LADCO_oil_peak
41692513 | LADCO_oil_peak
41757713 | SESARM_comp_nonpeak
41757813 | SESARM_comp_nonpeak
41757913 | SESARM_comp_nonpeak
41758013 | SESARM_comp_nonpeak
41758113 | SESARM_comp_nonpeak
41758213 | SESARM_comp_nonpeak
41758413 | SESARM_comp_nonpeak
41747313 | SESARM_comp_nonpeak
41747613 | SESARM_comp_nonpeak
41747813 | SESARM_comp_nonpeak
41748313 | SESARM_comp_nonpeak
41598513 | LADCO_oil_peak
41588713 | LADCO_oil_peak
41588213 | LADCO_oil_peak
41588313 | LADCO_oil_peak
41588413 | LADCO_oil_peak
41588513 | LADCO_oil_peak
41588613 | LADCO_oil_peak
41583313 | LADCO_oil_peak
41583513 | LADCO_oil_peak
41583713 | LADCO_oil_peak
41788413 | SESARM_gas_nonpeak
41788713 | SESARM_gas_nonpeak
41788813 | SESARM_gas_nonpeak
41785413 | SESARM_gas_nonpeak
41785513 | SESARM_gas_nonpeak
42862813 | West_comp_nonpeak
43024113 | Southwest_gas_peak
43024213 | Southwest_gas_peak
39754413 | SESARM_other_nonpeak
40498313 | LADCO_gas_peak
40405113 | SESARM_gas_nonpeak
75960413 | West_gas_peak
41294313 | SESARM_other_nonpeak
41294413 | SESARM_other_nonpeak
40903213 | Southwest_gas_peak
40903313 | Southwest_gas_peak
40726113 | LADCO_oil_peak
40726213 | LADCO_oil_peak
40726313 | LADCO_oil_peak
40726413 | LADCO_oil_peak
40723513 | SESARM_gas_nonpeak
40723613 | SESARM_gas_nonpeak
103347213 | MANE-VU_gas_nonpeak
41212413 | LADCO_gas_peak
41364213 | SESARM_comp_nonpeak
41201813 | SESARM_gas_nonpeak
41000213 | SESARM_comp_nonpeak
40836513 | Southwest_comp_peak
40836613 | Southwest_comp_peak
40823513 | SESARM_comp_nonpeak
37949413 | MANE-VU_oil_peak
37949513 | MANE-VU_oil_peak
37949613 | MANE-VU_oil_peak
38672413 | MANE-VU_oil_peak
38672913 | MANE-VU_oil_peak
38673113 | MANE-VU_oil_peak
38673213 | MANE-VU_oil_peak
38124713 | MANE-VU_gas_peak
38124813 | MANE-VU_gas_peak
38086713 | South_oil_peak
38086813 | South_oil_peak
38086913 | South_oil_peak
38387513 | MANE-VU_oil_peak
38388013 | MANE-VU_oil_peak
38388113 | MANE-VU_oil_peak
38380813 | MANE-VU_gas_peak
38380913 | MANE-VU_gas_peak
38381013 | MANE-VU_gas_peak
38381313 | MANE-VU_gas_peak
38365213 | MANE-VU_gas_nonpeak
38365313 | MANE-VU_gas_nonpeak
38365413 | MANE-VU_gas_nonpeak
38365613 | MANE-VU_gas_nonpeak
38353913 | MANE-VU_other_nonpeak
94863613 | MANE-VU_other_nonpeak
94863713 | MANE-VU_other_nonpeak
38157913 | South_oil_peak
38158013 | South_oil_peak
38157713 | South_gas_peak
38794213 | West North Central_gas_peak
38794513 | West North Central_gas_peak
38794613 | West North Central_gas_peak
38794713 | West North Central_gas_peak
38794813 | West North Central_gas_peak
38794913 | West North Central_gas_peak
38795013 | West North Central_gas_peak
38795113 | West North Central_gas_peak
38764713 | South_gas_peak
38764813 | South_gas_peak
38702213 | MANE-VU_oil_peak
38702313 | MANE-VU_oil_peak
38702413 | MANE-VU_oil_peak
67212913 | SESARM_gas_nonpeak
38962713 | West_other_nonpeak
38962013 | West_other_nonpeak
38962113 | West_other_nonpeak
38906313 | LADCO_gas_peak
91319813 | LADCO_gas_peak
91319913 | LADCO_gas_peak
38897713 | LADCO_oil_peak
38861013 | SESARM_oil_peak
36553813 | SESARM_comp_nonpeak
36554113 | SESARM_comp_nonpeak
36554213 | SESARM_comp_nonpeak
36554613 | SESARM_comp_nonpeak
36551613 | SESARM_other_nonpeak
36552013 | SESARM_other_nonpeak
36552113 | SESARM_other_nonpeak
36552213 | SESARM_other_nonpeak
36795213 | Southwest_gas_peak
36795313 | Southwest_gas_peak
37387913 | South_oil_peak
37388013 | South_oil_peak
37388113 | South_oil_peak
37388213 | South_oil_peak
37388313 | South_oil_peak
37387613 | South_oil_peak
37387713 | South_oil_peak
37387813 | South_oil_peak
37043513 | MANE-VU_oil_peak
37043613 | MANE-VU_oil_peak
37043713 | MANE-VU_oil_peak
37537913 | South_oil_peak
37538113 | South_oil_peak
37538213 | South_oil_peak
37538313 | South_oil_peak
37854913 | MANE-VU_oil_peak
37866613 | MANE-VU_gas_peak
37866713 | MANE-VU_gas_peak
37866813 | MANE-VU_oil_peak
37527513 | South_gas_peak
37248913 | MANE-VU_oil_peak
124117513 | West North Central_gas_peak
124118013 | West North Central_gas_peak
37839613 | SESARM_oil_peak
37839713 | SESARM_oil_peak
37839813 | SESARM_oil_peak
37839913 | SESARM_oil_peak
37840013 | SESARM_oil_peak
37840113 | SESARM_oil_peak
37840213 | SESARM_oil_peak
37840313 | SESARM_oil_peak
37840413 | SESARM_oil_peak
37840513 | SESARM_oil_peak
37840613 | SESARM_oil_peak
36962913 | Southwest_gas_peak
96071213 | Southwest_gas_peak
37799613 | MANE-VU_oil_peak
37800113 | MANE-VU_oil_peak
37164813 | MANE-VU_oil_peak
37165013 | MANE-VU_oil_peak
37165113 | MANE-VU_oil_peak
37165513 | MANE-VU_oil_peak
94876413 | MANE-VU_other_nonpeak
37460613 | South_gas_peak
37460713 | South_gas_peak
37458813 | MANE-VU_gas_peak
37150413 | MANE-VU_gas_peak
37150713 | MANE-VU_gas_peak
37151313 | MANE-VU_gas_peak
37151413 | MANE-VU_gas_peak
37138313 | MANE-VU_other_nonpeak
37138413 | MANE-VU_other_nonpeak
37138513 | MANE-VU_other_nonpeak
37692113 | West North Central_gas_peak
37692213 | West North Central_gas_peak
37692313 | West North Central_gas_peak
37692413 | West North Central_gas_peak
37423513 | South_gas_peak
37423613 | South_gas_peak
37423713 | South_gas_peak
92107113 | South_gas_peak
92107213 | South_gas_peak
92107313 | South_gas_peak
92107413 | South_gas_peak
92107513 | South_gas_peak
92107613 | South_gas_peak
92107713 | South_gas_peak
92107813 | South_gas_peak
92107913 | South_gas_peak
92108013 | South_gas_peak
92108113 | South_gas_peak
92108213 | South_gas_peak
92108313 | South_gas_peak
92108413 | South_gas_peak
92108513 | South_gas_peak
92108613 | South_gas_peak
92108713 | South_gas_peak
92108813 | South_gas_peak
92108913 | South_gas_peak
92109013 | South_gas_peak
92109113 | South_gas_peak
92109213 | South_gas_peak
92109313 | South_gas_peak
92109613 | South_gas_peak
36928213 | Southwest_gas_peak
68052813 | West North Central_coal_nonpeak
68055913 | West North Central_gas_nonpeak
37605213 | West North Central_gas_peak
37605713 | West North Central_comp_peak
35565913 | West_gas_peak
35566013 | West_gas_peak
35566313 | West_gas_peak
35566413 | West_gas_peak
35563813 | West_gas_nonpeak
35563913 | West_gas_nonpeak
34858213 | LADCO_coal_peak
34858313 | LADCO_coal_peak
34858413 | LADCO_coal_peak
34858513 | LADCO_coal_peak
33702813 | LADCO_oil_peak
34521513 | South_gas_peak
35538813 | South_oil_peak
32566313 | LADCO_comp_nonpeak
32566813 | LADCO_comp_nonpeak
32566913 | LADCO_gas_nonpeak
126664313 | South_gas_peak
126664413 | South_gas_peak
33490113 | South_gas_peak
33490313 | South_gas_peak
33490413 | South_gas_peak
33490513 | South_gas_peak
35269413 | MANE-VU_oil_nonpeak
35269513 | MANE-VU_oil_nonpeak
85780813 | West_gas_peak
87364813 | MANE-VU_gas_peak
87365013 | MANE-VU_oil_peak
87365113 | MANE-VU_oil_peak
87365213 | MANE-VU_oil_peak
87365513 | MANE-VU_oil_peak
34988713 | MANE-VU_other_nonpeak
34988813 | MANE-VU_other_nonpeak
34988913 | MANE-VU_other_nonpeak
34105213 | South_oil_peak
34964113 | LADCO_gas_nonpeak
34964213 | LADCO_gas_nonpeak
35916713 | LADCO_other_nonpeak
35916813 | LADCO_other_nonpeak
35916313 | LADCO_gas_peak
35916413 | LADCO_gas_peak
35921713 | LADCO_gas_nonpeak
35921813 | LADCO_gas_nonpeak
33862313 | South_gas_peak
33862613 | South_gas_peak
71521713 | South_gas_peak
71521813 | South_gas_peak
32657113 | MANE-VU_comp_nonpeak
32657513 | MANE-VU_comp_nonpeak
32657613 | MANE-VU_comp_nonpeak
32657713 | MANE-VU_comp_nonpeak
32644613 | LADCO_oil_peak
33845613 | MANE-VU_other_nonpeak
33845713 | MANE-VU_other_nonpeak
33845813 | MANE-VU_other_nonpeak
33773113 | West_comp_peak
33772313 | West_gas_nonpeak
33772413 | West_gas_nonpeak
33772513 | West_gas_nonpeak
33772613 | West_gas_nonpeak
33770513 | West_other_nonpeak
33747913 | West_other_nonpeak
36293313 | Southwest_gas_peak
36293713 | Southwest_gas_peak
36293813 | Southwest_gas_peak
36114313 | Southwest_gas_peak
36355913 | Southwest_comp_peak
36419413 | Southwest_comp_peak
36145613 | Southwest_gas_peak
36145713 | Southwest_gas_peak
36145813 | Southwest_gas_peak
36379513 | Southwest_gas_peak
27692313 | MANE-VU_oil_peak
27692413 | MANE-VU_oil_peak
28276813 | South_oil_peak
28276913 | South_oil_peak
28277013 | South_oil_peak
28277113 | South_oil_peak
28277313 | South_oil_peak
27624213 | SESARM_oil_peak
27615113 | South_oil_peak
27615213 | South_oil_peak
27615313 | South_oil_peak
27615413 | South_oil_peak
27615513 | South_oil_peak
27615613 | South_oil_peak
27615713 | South_oil_peak
28270413 | South_gas_peak
28437313 | LADCO_coal_peak
28253113 | LADCO_gas_peak
28253213 | LADCO_gas_peak
28253313 | LADCO_gas_peak
28253413 | LADCO_gas_peak
28237413 | LADCO_gas_peak
27807013 | South_comp_peak
63914013 | South_comp_peak
63914113 | South_gas_peak
28182213 | LADCO_oil_peak
28182313 | LADCO_oil_peak
28182413 | LADCO_oil_peak
28182513 | LADCO_oil_peak
28182713 | LADCO_oil_peak
28182813 | LADCO_oil_peak
28182913 | LADCO_oil_peak
28183013 | LADCO_oil_peak
28183113 | LADCO_oil_peak
27765013 | LADCO_oil_peak
27765113 | LADCO_oil_peak
27742013 | LADCO_comp_nonpeak
27742113 | LADCO_comp_nonpeak
27742213 | LADCO_comp_nonpeak
27742313 | LADCO_comp_nonpeak
67433413 | MANE-VU_gas_peak
94841513 | MANE-VU_oil_peak
94841613 | MANE-VU_oil_peak
94841713 | MANE-VU_oil_peak
28152013 | MANE-VU_oil_peak
28151913 | MANE-VU_oil_peak
27721313 | MANE-VU_gas_peak
27907713 | MANE-VU_oil_peak
27907813 | MANE-VU_oil_peak
32072313 | SESARM_comp_nonpeak
32072713 | SESARM_other_nonpeak
32047113 | SESARM_oil_peak
32047213 | SESARM_oil_peak
101746013 | West_comp_peak
29689613 | MANE-VU_other_nonpeak
29689713 | MANE-VU_other_nonpeak
29653913 | South_comp_nonpeak
29518213 | South_gas_nonpeak
29419513 | South_oil_peak
29419613 | South_oil_peak
30474313 | South_oil_peak
30474513 | South_oil_peak
30474613 | South_oil_peak
30474713 | South_oil_peak
30474813 | South_oil_peak
29304413 | LADCO_coal_nonpeak
29304613 | LADCO_coal_nonpeak
29304713 | LADCO_coal_nonpeak
29293113 | Northwest_comp_nonpeak
29293313 | Northwest_comp_nonpeak
100805913 | LADCO_gas_nonpeak
100806013 | LADCO_gas_nonpeak
29105413 | South_gas_nonpeak
29106013 | South_gas_nonpeak
29106113 | South_gas_nonpeak
31538013 | LADCO_oil_peak
31529113 | LADCO_oil_peak
31529213 | LADCO_oil_peak
31529313 | LADCO_oil_peak
31529413 | LADCO_oil_peak
31529513 | LADCO_oil_peak
31529613 | LADCO_oil_peak
31409913 | South_gas_nonpeak
31434313 | South_gas_nonpeak
31434413 | South_gas_nonpeak
31452713 | South_gas_nonpeak
31452813 | South_gas_nonpeak
31496613 | South_gas_nonpeak
31238113 | South_gas_peak
30393513 | South_gas_nonpeak
32379513 | MANE-VU_oil_peak
32379813 | MANE-VU_oil_peak
92105313 | South_gas_nonpeak
30212613 | South_gas_nonpeak
30212713 | South_gas_nonpeak
28925813 | MANE-VU_comp_nonpeak
28926113 | MANE-VU_coal_nonpeak
109514013 | Northwest_comp_nonpeak
30809713 | LADCO_other_nonpeak
29821813 | LADCO_oil_peak
29822013 | LADCO_oil_peak
29822213 | LADCO_oil_peak
29822313 | LADCO_gas_peak
29822513 | LADCO_oil_peak
29822613 | LADCO_gas_peak
28682913 | MANE-VU_gas_peak
28683113 | MANE-VU_gas_peak
28680513 | MANE-VU_oil_peak
28680613 | MANE-VU_oil_peak
28680713 | MANE-VU_oil_peak
28681613 | MANE-VU_oil_peak
32105213 | SESARM_oil_peak
32105513 | SESARM_gas_peak
32105713 | SESARM_gas_peak
25600813 | South_oil_peak
25600913 | South_oil_peak
25601013 | South_oil_peak
25601113 | South_oil_peak
25601213 | South_oil_peak
25601413 | South_oil_peak
25601613 | South_oil_peak
25602313 | South_oil_peak
80432713 | South_gas_peak
25964613 | Southwest_gas_peak
25964713 | Southwest_gas_peak
25964813 | Southwest_gas_peak
25964913 | Southwest_gas_peak
25965013 | Southwest_gas_peak
25965113 | Southwest_gas_peak
25965213 | Southwest_gas_peak
87793313 | MANE-VU_other_nonpeak
87793413 | MANE-VU_other_nonpeak
90635613 | MANE-VU_other_nonpeak
87700513 | MANE-VU_oil_peak
87700613 | MANE-VU_oil_peak
87700713 | MANE-VU_oil_peak
87700813 | MANE-VU_oil_peak
87701013 | MANE-VU_oil_peak
24700813 | West North Central_gas_nonpeak
24698913 | West North Central_gas_nonpeak
24688313 | West North Central_oil_peak
24688413 | West North Central_oil_peak
24688513 | West North Central_oil_peak
24688613 | West North Central_oil_peak
24688713 | West North Central_oil_peak
24688813 | West North Central_oil_peak
24685013 | West North Central_oil_peak
24685113 | West North Central_oil_peak
24685213 | West North Central_oil_peak
24685313 | West North Central_oil_peak
24685413 | West North Central_oil_peak
24685513 | West North Central_oil_peak
24685613 | West North Central_oil_peak
24684813 | West North Central_comp_nonpeak
24684913 | West North Central_comp_nonpeak
25206113 | South_gas_peak
25206213 | South_gas_peak
25206313 | South_gas_peak
25811013 | MANE-VU_oil_peak
25809913 | MANE-VU_oil_peak
25810013 | MANE-VU_oil_peak
25810113 | MANE-VU_oil_peak
87894013 | MANE-VU_gas_peak
87894113 | MANE-VU_gas_peak
87894213 | MANE-VU_gas_peak
87894313 | MANE-VU_gas_peak
87894413 | MANE-VU_gas_peak
87894513 | MANE-VU_gas_peak
87894613 | MANE-VU_gas_peak
87894713 | MANE-VU_gas_peak
87894813 | MANE-VU_oil_peak
87894913 | MANE-VU_oil_peak
87895113 | MANE-VU_gas_peak
87895413 | MANE-VU_oil_peak
25407613 | South_oil_peak
26128113 | MANE-VU_other_nonpeak
25695713 | LADCO_oil_peak
25695813 | LADCO_oil_peak
25695913 | LADCO_gas_peak
25694213 | LADCO_other_nonpeak
24985213 | MANE-VU_other_nonpeak
24985313 | MANE-VU_other_nonpeak
24980513 | MANE-VU_other_nonpeak
82518413 | Southwest_gas_peak
82518513 | Southwest_gas_peak
87806113 | MANE-VU_oil_peak
87806213 | MANE-VU_oil_peak
87806313 | MANE-VU_oil_peak
87594513 | MANE-VU_oil_peak
87594613 | MANE-VU_oil_peak
24917913 | West North Central_comp_nonpeak
24918013 | West North Central_comp_nonpeak
25619913 | West North Central_comp_nonpeak
25620013 | West North Central_comp_nonpeak
25620113 | West North Central_comp_nonpeak
25620213 | West North Central_comp_nonpeak
25620313 | West North Central_comp_nonpeak
25620413 | West North Central_comp_nonpeak
25611113 | West North Central_oil_peak
25611213 | West North Central_oil_peak
26480813 | South_oil_peak
26480313 | South_gas_peak
27388213 | South_gas_peak
27388413 | South_gas_peak
98342813 | South_oil_peak
98342913 | South_oil_peak
26865313 | West North Central_gas_nonpeak
26865413 | West North Central_gas_nonpeak
27354213 | South_oil_peak
27354313 | South_oil_peak
27354413 | South_oil_peak
27354513 | South_oil_peak
27354613 | South_oil_peak
27353913 | South_oil_peak
27354113 | South_oil_peak
26814513 | LADCO_coal_peak
27563313 | LADCO_oil_peak
26795713 | South_gas_peak
26794813 | South_gas_peak
27550113 | MANE-VU_oil_peak
27550213 | MANE-VU_oil_peak
27541513 | MANE-VU_oil_peak
27541613 | MANE-VU_oil_peak
27541713 | MANE-VU_oil_peak
27541813 | MANE-VU_oil_peak
27026513 | LADCO_gas_peak
27026613 | LADCO_gas_peak
123323613 | LADCO_oil_peak
27179313 | West North Central_gas_peak
27179513 | West North Central_gas_peak
27179713 | West North Central_gas_peak
27181713 | West North Central_gas_peak
27493213 | West North Central_oil_peak
27493313 | West North Central_oil_peak
27493413 | West North Central_oil_peak
27441413 | LADCO_oil_peak
27441513 | LADCO_oil_peak
27441613 | LADCO_oil_peak
27441713 | LADCO_oil_peak
27441813 | LADCO_oil_peak
27441913 | LADCO_oil_peak
27442013 | LADCO_oil_peak
27442213 | LADCO_gas_peak
26943813 | LADCO_oil_peak
79986713 | South_comp_nonpeak
22191713 | South_gas_nonpeak
70662813 | South_gas_nonpeak
21312413 | South_gas_peak
21312513 | South_gas_peak
98406313 | South_oil_peak
98406413 | South_oil_peak
98406513 | South_oil_peak
20794513 | South_gas_nonpeak
20794713 | South_gas_nonpeak
20803913 | South_gas_nonpeak
20806213 | South_gas_nonpeak
20806313 | South_gas_nonpeak
20806413 | South_gas_nonpeak
70061913 | South_gas_nonpeak
99164013 | South_comp_nonpeak
99164113 | South_comp_nonpeak
19944913 | South_gas_peak
19731113 | South_gas_peak
19719813 | South_gas_peak
91523413 | South_gas_peak
91523513 | South_gas_peak
91523613 | South_gas_peak
19718313 | South_comp_nonpeak
19633713 | MANE-VU_oil_peak
19633813 | MANE-VU_oil_peak
19633913 | MANE-VU_oil_peak
19634313 | MANE-VU_oil_peak
19627713 | MANE-VU_other_nonpeak
19625513 | MANE-VU_other_nonpeak
22710913 | MANE-VU_other_nonpeak
94542213 | MANE-VU_gas_peak
94542313 | MANE-VU_gas_peak
94542413 | MANE-VU_gas_peak
22078613 | South_gas_nonpeak
23065913 | LADCO_gas_peak
95159713 | SESARM_gas_nonpeak
20510413 | SESARM_gas_nonpeak
23054613 | West_gas_nonpeak
23054713 | West_gas_nonpeak
23051813 | West_gas_peak
23048113 | West_other_nonpeak
80724913 | South_comp_nonpeak
23028613 | SESARM_gas_peak
23028713 | SESARM_gas_peak
23028913 | SESARM_gas_peak
23029013 | SESARM_gas_peak
23029213 | SESARM_gas_peak
23029313 | SESARM_gas_peak
23029613 | SESARM_gas_peak
23029913 | SESARM_gas_peak
23030013 | SESARM_gas_peak
23030113 | SESARM_gas_peak
23030613 | SESARM_gas_peak
23030913 | SESARM_gas_peak
23031013 | SESARM_gas_peak
23031113 | SESARM_gas_peak
23031213 | SESARM_gas_peak
23031313 | SESARM_gas_peak
21907713 | South_oil_peak
21907813 | South_oil_peak
21907913 | South_oil_peak
21908013 | South_oil_peak
21908213 | South_oil_peak
22977113 | LADCO_other_nonpeak
21812013 | South_gas_nonpeak
21812113 | South_gas_nonpeak
20405713 | LADCO_gas_peak
20405913 | LADCO_gas_peak
22595213 | MANE-VU_other_nonpeak
22595313 | MANE-VU_other_nonpeak
20390013 | MANE-VU_comp_nonpeak
21678313 | South_gas_nonpeak
85429013 | West_comp_nonpeak
21497613 | MANE-VU_comp_nonpeak
91850313 | MANE-VU_comp_nonpeak
107770113 | MANE-VU_other_nonpeak
122174013 | MANE-VU_other_nonpeak
21488013 | West_comp_nonpeak
21488913 | West_other_nonpeak
21476813 | West_comp_nonpeak
21469513 | West_gas_peak
21469613 | West_gas_peak
21413013 | West_comp_peak
21408313 | West_comp_peak
20145713 | LADCO_oil_peak
20145813 | LADCO_oil_peak
22916813 | MANE-VU_other_nonpeak
22916913 | MANE-VU_other_nonpeak
22915613 | MANE-VU_oil_peak
22915713 | MANE-VU_oil_peak
82087113 | South_gas_peak
82087213 | South_gas_peak
82087413 | South_gas_peak
82087613 | South_gas_peak
82087713 | South_gas_peak
82087913 | South_gas_peak
82088013 | South_gas_peak
22434313 | South_gas_nonpeak
22455413 | South_gas_nonpeak
22455513 | South_gas_nonpeak
88072713 | MANE-VU_other_nonpeak
88072813 | MANE-VU_other_nonpeak
88072913 | MANE-VU_other_nonpeak
22253413 | South_gas_nonpeak
22230213 | South_oil_peak
22230313 | South_oil_peak
22230513 | South_gas_peak
22230713 | South_gas_peak
87848413 | MANE-VU_oil_peak
87848513 | MANE-VU_oil_peak
87848613 | MANE-VU_oil_peak
24218613 | MANE-VU_other_nonpeak
24218213 | MANE-VU_comp_nonpeak
24218413 | MANE-VU_other_nonpeak
24542613 | LADCO_oil_peak
24542713 | LADCO_gas_peak
102973613 | MANE-VU_other_nonpeak
87978413 | MANE-VU_oil_peak
125595013 | MANE-VU_gas_nonpeak
125595113 | MANE-VU_gas_nonpeak
110237413 | MANE-VU_other_nonpeak
110237513 | MANE-VU_other_nonpeak
87935613 | MANE-VU_oil_peak
87935713 | MANE-VU_oil_peak
88000013 | MANE-VU_gas_nonpeak
88000113 | MANE-VU_gas_nonpeak
88002113 | MANE-VU_oil_peak
87817113 | MANE-VU_other_nonpeak
87817213 | MANE-VU_other_nonpeak
87817313 | MANE-VU_other_nonpeak
96904313 | MANE-VU_other_nonpeak
24468213 | South_oil_peak
24467213 | South_gas_peak
24467313 | South_gas_peak
24467413 | South_gas_peak
24467713 | South_oil_peak
24137613 | SESARM_coal_peak
23806613 | LADCO_oil_peak
23806713 | LADCO_oil_peak
23806813 | LADCO_gas_peak
23807013 | LADCO_oil_peak
23807113 | LADCO_gas_peak
87886613 | MANE-VU_oil_peak
87827013 | MANE-VU_oil_peak
87827113 | MANE-VU_oil_peak
87623713 | MANE-VU_other_nonpeak
16183813 | LADCO_comp_nonpeak
16183913 | LADCO_comp_nonpeak
16184013 | LADCO_comp_nonpeak
16184113 | LADCO_comp_nonpeak
16184213 | LADCO_comp_nonpeak
16184313 | LADCO_comp_nonpeak
15887413 | South_gas_nonpeak
15571413 | Northwest_comp_nonpeak
15286513 | LADCO_gas_nonpeak
15286613 | LADCO_other_nonpeak
15286813 | LADCO_other_nonpeak
15287013 | LADCO_gas_nonpeak
15246213 | LADCO_gas_peak
15246313 | LADCO_gas_peak
15246413 | LADCO_gas_peak
15246513 | LADCO_gas_peak
15199913 | West North Central_comp_peak
15200113 | West North Central_gas_peak
15200213 | West North Central_gas_peak
15200313 | West North Central_gas_peak
15200413 | West North Central_oil_peak
15570613 | Northwest_comp_nonpeak
15570713 | Northwest_gas_nonpeak
15566813 | Northwest_gas_peak
15566913 | Northwest_gas_peak
16510613 | MANE-VU_gas_peak
16153513 | LADCO_coal_nonpeak
16153613 | LADCO_coal_nonpeak
16153713 | LADCO_coal_nonpeak
16152813 | LADCO_coal_nonpeak
16153213 | LADCO_gas_nonpeak
16153313 | LADCO_coal_nonpeak
16460313 | SESARM_oil_peak
71962013 | SESARM_gas_peak
15819613 | LADCO_other_nonpeak
15819713 | LADCO_other_nonpeak
15488513 | Southwest_gas_peak
15488613 | Southwest_gas_peak
15488713 | Southwest_gas_peak
15488813 | Southwest_gas_peak
15463113 | SESARM_gas_peak
15463213 | SESARM_gas_peak
16016613 | South_gas_peak
16016813 | South_gas_peak
15998713 | South_gas_peak
15999013 | South_oil_peak
15967313 | South_oil_peak
15422013 | South_comp_peak
15422113 | South_oil_peak
15422313 | South_oil_peak
15422513 | South_gas_peak
15422613 | South_gas_peak
15422813 | South_gas_peak
58923713 | South_gas_peak
16365413 | LADCO_oil_peak
15701413 | LADCO_oil_peak
15353213 | South_gas_peak
15315313 | South_gas_peak
94905113 | MANE-VU_other_nonpeak
88023513 | MANE-VU_oil_peak
88023613 | MANE-VU_oil_peak
88023713 | MANE-VU_oil_peak
88023813 | MANE-VU_oil_peak
88027313 | MANE-VU_oil_peak
88027413 | MANE-VU_oil_peak
88027513 | MANE-VU_oil_peak
88027613 | MANE-VU_oil_peak
88027713 | MANE-VU_oil_peak
88027813 | MANE-VU_oil_peak
88027913 | MANE-VU_oil_peak
88028013 | MANE-VU_oil_peak
88028113 | MANE-VU_oil_peak
88028213 | MANE-VU_oil_peak
88028313 | MANE-VU_oil_peak
88028413 | MANE-VU_oil_peak
88028513 | MANE-VU_oil_peak
88028613 | MANE-VU_oil_peak
88028713 | MANE-VU_oil_peak
88028813 | MANE-VU_oil_peak
88028913 | MANE-VU_oil_peak
88029013 | MANE-VU_oil_peak
18094413 | LADCO_gas_peak
16816513 | South_gas_peak
16816613 | South_gas_peak
90149513 | South_comp_nonpeak
16595413 | South_oil_peak
88059913 | MANE-VU_oil_peak
88060013 | MANE-VU_oil_peak
88060113 | MANE-VU_oil_peak
88060213 | MANE-VU_oil_peak
16642913 | South_gas_nonpeak
16643013 | South_gas_nonpeak
16569113 | LADCO_coal_nonpeak
16569213 | LADCO_gas_nonpeak
18718913 | MANE-VU_oil_peak
18719013 | MANE-VU_oil_peak
18718113 | MANE-VU_gas_nonpeak
18718213 | MANE-VU_oil_nonpeak
17729813 | LADCO_gas_peak
17458813 | South_gas_peak
19311813 | West_other_nonpeak
18565713 | SESARM_gas_nonpeak
18571713 | SESARM_coal_nonpeak
18016113 | MANE-VU_oil_peak
18016213 | MANE-VU_oil_peak
87725013 | MANE-VU_oil_peak
87725113 | MANE-VU_oil_peak
87725413 | MANE-VU_oil_peak
87725513 | MANE-VU_oil_peak
87725613 | MANE-VU_oil_peak
87725713 | MANE-VU_oil_peak
87725813 | MANE-VU_oil_peak
87588913 | MANE-VU_oil_peak
87589013 | MANE-VU_oil_peak
103757113 | MANE-VU_oil_nonpeak
103757213 | MANE-VU_oil_nonpeak
103757313 | MANE-VU_oil_nonpeak
103757413 | MANE-VU_oil_nonpeak
103757613 | MANE-VU_oil_nonpeak
103757713 | MANE-VU_oil_nonpeak
87608113 | MANE-VU_oil_peak
88042613 | MANE-VU_oil_peak
88042713 | MANE-VU_oil_peak
88042813 | MANE-VU_oil_peak
88042913 | MANE-VU_oil_peak
88043013 | MANE-VU_oil_peak
17934313 | West_other_nonpeak
17904613 | West_other_nonpeak
17397713 | MANE-VU_other_nonpeak
17397813 | MANE-VU_other_nonpeak
17397913 | MANE-VU_other_nonpeak
99161313 | South_gas_peak
17864013 | West_other_nonpeak
103757913 | MANE-VU_oil_nonpeak
103758013 | MANE-VU_oil_nonpeak
103758113 | MANE-VU_oil_nonpeak
103758213 | MANE-VU_oil_nonpeak
17346513 | South_gas_peak
19033913 | MANE-VU_oil_peak
18326113 | SESARM_gas_nonpeak
67406813 | MANE-VU_other_nonpeak
67406913 | MANE-VU_other_nonpeak
67407013 | MANE-VU_other_nonpeak
87650813 | MANE-VU_other_nonpeak
87650913 | MANE-VU_other_nonpeak
102337413 | MANE-VU_other_nonpeak
102337513 | MANE-VU_other_nonpeak
87334713 | MANE-VU_other_nonpeak
17153713 | Northwest_comp_nonpeak
17153813 | Northwest_comp_nonpeak
17773213 | MANE-VU_oil_peak
17773313 | MANE-VU_oil_peak
17773413 | MANE-VU_oil_peak
17773513 | MANE-VU_oil_peak
17764113 | MANE-VU_oil_peak
17764213 | MANE-VU_oil_peak
17765113 | MANE-VU_oil_peak
17765213 | MANE-VU_oil_peak
13195313 | MANE-VU_gas_nonpeak
12886713 | West North Central_comp_nonpeak
12886213 | West North Central_oil_peak
12886313 | West North Central_oil_peak
12885413 | West North Central_comp_nonpeak
12885613 | West North Central_comp_nonpeak
12869613 | West North Central_oil_peak
12868413 | West North Central_gas_nonpeak
12865313 | West North Central_oil_peak
12865413 | West North Central_oil_peak
12865613 | West North Central_oil_peak
12865713 | West North Central_oil_peak
12864013 | West North Central_gas_peak
12864213 | West North Central_gas_peak
12864613 | West North Central_gas_peak
12853613 | West North Central_comp_nonpeak
12853713 | West North Central_comp_nonpeak
12853813 | West North Central_comp_nonpeak
12853913 | West North Central_comp_nonpeak
12851913 | West North Central_gas_nonpeak
12852013 | West North Central_gas_nonpeak
12850713 | West North Central_comp_nonpeak
12850813 | West North Central_comp_nonpeak
12850913 | West North Central_comp_nonpeak
12851013 | West North Central_comp_nonpeak
12851113 | West North Central_comp_nonpeak
12753113 | West North Central_comp_nonpeak
13420713 | MANE-VU_other_nonpeak
13420813 | MANE-VU_other_nonpeak
13420913 | MANE-VU_other_nonpeak
13421013 | MANE-VU_other_nonpeak
13420413 | MANE-VU_other_nonpeak
13420513 | MANE-VU_other_nonpeak
105977113 | MANE-VU_gas_nonpeak
58422113 | MANE-VU_gas_nonpeak
58482613 | MANE-VU_oil_peak
13590113 | LADCO_gas_nonpeak
13581513 | SESARM_gas_peak
13581713 | SESARM_gas_peak
13571113 | SESARM_gas_peak
13776613 | West North Central_comp_nonpeak
13776713 | West North Central_comp_nonpeak
13776813 | West North Central_comp_nonpeak
13775713 | West North Central_comp_nonpeak
13775813 | West North Central_comp_nonpeak
13775913 | West North Central_comp_nonpeak
13774913 | West North Central_comp_nonpeak
13775013 | West North Central_comp_nonpeak
13775113 | West North Central_comp_nonpeak
13775213 | West North Central_comp_nonpeak
12959313 | MANE-VU_gas_peak
12957013 | MANE-VU_other_nonpeak
13704313 | West North Central_comp_nonpeak
13704413 | West North Central_comp_nonpeak
13704513 | West North Central_comp_nonpeak
13704613 | West North Central_comp_nonpeak
13971013 | SESARM_gas_peak
13971113 | SESARM_gas_peak
13971213 | SESARM_gas_peak
13971513 | SESARM_gas_peak
13935413 | Southwest_gas_peak
13935613 | Southwest_gas_peak
13935813 | Southwest_gas_peak
13935913 | Southwest_gas_peak
13936013 | Southwest_gas_peak
13932613 | Southwest_comp_peak
13932713 | Southwest_comp_peak
13932813 | Southwest_comp_peak
13932913 | Southwest_comp_peak
13903113 | Southwest_comp_peak
13903213 | Southwest_comp_peak
14719913 | South_gas_peak
14254113 | Northwest_comp_nonpeak
14254413 | Northwest_comp_nonpeak
14256113 | Northwest_comp_nonpeak
14257313 | Northwest_comp_nonpeak
14899113 | LADCO_gas_nonpeak
14899213 | LADCO_comp_nonpeak
15163813 | LADCO_gas_peak
14202413 | SESARM_gas_peak
15102613 | LADCO_oil_peak
15102713 | LADCO_oil_peak
14849513 | LADCO_gas_peak
14146113 | LADCO_oil_peak
14145613 | LADCO_gas_peak
105977513 | MANE-VU_other_nonpeak
105977613 | MANE-VU_other_nonpeak
105977713 | MANE-VU_other_nonpeak
105977813 | MANE-VU_other_nonpeak
15065713 | West_gas_peak
15065813 | West_gas_peak
14437613 | South_oil_peak
14438113 | South_oil_peak
14438213 | South_oil_peak
14438313 | South_oil_peak
14101513 | SESARM_gas_peak
14101913 | SESARM_gas_peak
79647013 | LADCO_other_nonpeak
14421213 | LADCO_oil_peak
14421313 | LADCO_oil_peak
14421413 | LADCO_oil_peak
14421513 | LADCO_oil_peak
14421613 | LADCO_oil_peak
14421713 | LADCO_oil_peak
14421813 | LADCO_oil_peak
14414013 | LADCO_gas_peak
14392113 | LADCO_comp_nonpeak
14392313 | LADCO_comp_nonpeak
14392413 | LADCO_comp_nonpeak
14392513 | LADCO_comp_nonpeak
14392813 | LADCO_comp_nonpeak
14339813 | SESARM_gas_peak
14340013 | SESARM_gas_peak
14985713 | LADCO_comp_nonpeak
14985913 | LADCO_comp_nonpeak
14986013 | LADCO_comp_nonpeak
14318913 | SESARM_gas_peak
10077613 | MANE-VU_comp_nonpeak
79892413 | South_comp_nonpeak
79906913 | South_comp_nonpeak
80795613 | South_gas_peak
10018913 | South_gas_peak
87515213 | MANE-VU_gas_peak
7565813 | MANE-VU_oil_peak
7565913 | MANE-VU_oil_peak
7565613 | MANE-VU_oil_peak
7561913 | MANE-VU_oil_peak
7561313 | MANE-VU_gas_peak
65418613 | LADCO_coal_nonpeak
80974613 | South_gas_nonpeak
80977513 | South_gas_nonpeak
80981713 | South_gas_nonpeak
7568313 | MANE-VU_other_nonpeak
7568413 | MANE-VU_other_nonpeak
7568713 | MANE-VU_other_nonpeak
7568813 | MANE-VU_other_nonpeak
7569013 | MANE-VU_other_nonpeak
7569113 | MANE-VU_other_nonpeak
7536013 | LADCO_gas_peak
91188413 | LADCO_oil_peak
91188513 | LADCO_oil_peak
91608213 | LADCO_oil_peak
91608313 | LADCO_oil_peak
91608413 | LADCO_oil_peak
59062913 | South_oil_peak
59063213 | South_oil_peak
8570513 | LADCO_oil_peak
59066113 | South_oil_peak
8527813 | MANE-VU_other_nonpeak
8527913 | MANE-VU_other_nonpeak
8527313 | MANE-VU_other_nonpeak
8527413 | MANE-VU_other_nonpeak
8310913 | Northwest_gas_nonpeak
8312513 | Northwest_comp_nonpeak
8312613 | Northwest_comp_nonpeak
8314013 | Northwest_gas_nonpeak
8314113 | Northwest_comp_nonpeak
11020613 | South_oil_peak
11021213 | South_oil_peak
11021413 | South_oil_peak
11021513 | South_gas_peak
11021713 | South_gas_peak
8279913 | LADCO_oil_peak
8266713 | LADCO_oil_peak
10655413 | LADCO_coal_peak
79967613 | South_gas_nonpeak
79967813 | South_gas_nonpeak
82296913 | South_gas_nonpeak
82297013 | South_gas_nonpeak
82303113 | South_gas_nonpeak
82305813 | South_gas_nonpeak
80706513 | South_comp_nonpeak
10993913 | South_gas_peak
82890713 | LADCO_gas_peak
10514513 | MANE-VU_other_nonpeak
68311513 | Northwest_gas_peak
68311613 | Northwest_comp_peak
9302913 | West North Central_gas_peak
9291313 | MANE-VU_oil_nonpeak
9231513 | SESARM_comp_nonpeak
9232713 | SESARM_gas_nonpeak
9232813 | SESARM_comp_nonpeak
108742413 | SESARM_other_nonpeak
7979813 | MANE-VU_other_nonpeak
7979113 | MANE-VU_oil_peak
7947613 | MANE-VU_gas_peak
80854713 | South_gas_nonpeak
80858213 | South_gas_nonpeak
12075013 | MANE-VU_oil_peak
12074113 | MANE-VU_gas_peak
11696413 | West North Central_comp_nonpeak
11696513 | West North Central_comp_nonpeak
11696613 | West North Central_comp_nonpeak
11696713 | West North Central_comp_nonpeak
11696213 | West North Central_oil_peak
11695213 | West North Central_comp_nonpeak
11695313 | West North Central_comp_nonpeak
11695413 | West North Central_comp_nonpeak
11695513 | West North Central_comp_nonpeak
11695613 | West North Central_comp_nonpeak
11695713 | West North Central_comp_nonpeak
11694913 | West North Central_comp_nonpeak
11695013 | West North Central_comp_nonpeak
11694613 | West North Central_comp_nonpeak
11694713 | West North Central_comp_nonpeak
11694813 | West North Central_comp_nonpeak
11694213 | West North Central_comp_nonpeak
12377613 | MANE-VU_other_nonpeak
12377713 | MANE-VU_other_nonpeak
12377913 | MANE-VU_other_nonpeak
12378013 | MANE-VU_other_nonpeak
11632613 | MANE-VU_gas_peak
11257413 | SESARM_gas_peak
11142213 | MANE-VU_oil_peak
11142513 | MANE-VU_oil_peak
11142613 | MANE-VU_oil_peak
12751713 | West North Central_oil_peak
12751813 | West North Central_oil_peak
12751913 | West North Central_oil_peak
12752013 | West North Central_oil_peak
12751613 | West North Central_comp_nonpeak
12373213 | MANE-VU_oil_peak
12373613 | MANE-VU_oil_peak
12373713 | MANE-VU_oil_peak
12373813 | MANE-VU_oil_peak
12374213 | MANE-VU_oil_peak
12374413 | MANE-VU_oil_peak
12372813 | MANE-VU_oil_peak
12373013 | MANE-VU_oil_peak
11609013 | South_oil_peak
11609113 | South_oil_peak
11609313 | South_oil_peak
11609513 | South_oil_peak
11609613 | South_oil_peak
11572213 | South_gas_peak
11572513 | South_gas_peak
11944613 | Southwest_gas_peak
11944713 | Southwest_gas_peak
11944913 | Southwest_gas_peak
12314413 | Southwest_coal_nonpeak
12314513 | Southwest_coal_nonpeak
12314613 | Southwest_coal_nonpeak
12314713 | Southwest_coal_nonpeak
11906113 | West North Central_comp_nonpeak
11903913 | West North Central_gas_peak
11904013 | West North Central_oil_peak
11904113 | West North Central_oil_peak
11899513 | West North Central_oil_peak
11540113 | South_oil_peak
11540213 | South_oil_peak
11539913 | South_gas_peak
11540013 | South_gas_peak
11539713 | South_oil_peak
11539813 | South_oil_peak
11516913 | South_gas_peak
11517313 | South_oil_peak
11517413 | South_oil_peak
11517513 | South_gas_peak
11517813 | South_oil_peak
11517913 | South_oil_peak
11518113 | South_oil_peak
11863313 | MANE-VU_gas_peak
11863613 | MANE-VU_gas_peak
11863713 | MANE-VU_gas_peak
11863813 | MANE-VU_gas_peak
11863913 | MANE-VU_oil_peak
11864013 | MANE-VU_oil_peak
11864113 | MANE-VU_gas_peak
11864213 | MANE-VU_oil_peak
11841713 | MANE-VU_oil_peak
11841813 | MANE-VU_oil_peak
11841913 | MANE-VU_oil_peak
11842013 | MANE-VU_oil_peak
11840313 | MANE-VU_gas_peak
11840713 | MANE-VU_gas_peak
11841213 | MANE-VU_gas_peak
11476213 | LADCO_other_nonpeak
11476313 | LADCO_other_nonpeak
11449113 | LADCO_gas_peak
12556413 | West North Central_comp_nonpeak
12544513 | West North Central_comp_nonpeak
12544613 | West North Central_comp_nonpeak
12544713 | West North Central_comp_nonpeak
12544813 | West North Central_comp_nonpeak
12544913 | West North Central_comp_nonpeak
12545013 | West North Central_comp_nonpeak
12545113 | West North Central_comp_nonpeak
12540713 | West North Central_oil_peak
12532513 | West North Central_oil_peak
12532613 | West North Central_gas_peak
12525913 | West North Central_comp_nonpeak
12526013 | West North Central_comp_nonpeak
12526113 | West North Central_comp_nonpeak
12526213 | West North Central_comp_nonpeak
12526313 | West North Central_comp_nonpeak
12526413 | West North Central_comp_nonpeak
12168213 | MANE-VU_oil_peak
12168313 | MANE-VU_oil_peak
12168413 | MANE-VU_oil_peak
12168513 | MANE-VU_oil_peak
12168613 | MANE-VU_oil_peak
12168713 | MANE-VU_oil_peak
12112013 | MANE-VU_oil_peak
12110213 | MANE-VU_other_nonpeak
2956413 | MANE-VU_other_nonpeak
87991513 | MANE-VU_other_nonpeak
87991613 | MANE-VU_other_nonpeak
87991713 | MANE-VU_other_nonpeak
2941613 | MANE-VU_gas_peak
2882413 | South_comp_nonpeak
2470913 | LADCO_oil_peak
1875013 | LADCO_other_nonpeak
1875113 | LADCO_other_nonpeak
1875213 | LADCO_other_nonpeak
1874413 | LADCO_coal_peak
1874613 | LADCO_coal_peak
67156613 | West_gas_peak
67156913 | West_gas_peak
67157013 | West_gas_peak
67157513 | West_gas_peak
67157913 | West_gas_peak
67158013 | West_gas_peak
1840213 | MANE-VU_other_nonpeak
1753313 | West North Central_comp_peak
1753613 | West North Central_comp_peak
1689513 | MANE-VU_other_nonpeak
3628213 | LADCO_coal_peak
2877913 | South_gas_peak
2330513 | LADCO_oil_peak
3438613 | MANE-VU_oil_nonpeak
2246313 | LADCO_coal_peak
2246613 | LADCO_oil_peak
3429213 | MANE-VU_comp_peak
2847613 | LADCO_gas_peak
2824413 | MANE-VU_other_nonpeak
2808213 | West North Central_comp_peak
3599813 | MANE-VU_gas_peak
3382613 | MANE-VU_other_nonpeak
87378713 | MANE-VU_oil_nonpeak
3372213 | LADCO_gas_peak
3372613 | LADCO_gas_peak
2175613 | West_gas_peak
3306713 | MANE-VU_oil_peak
3307313 | MANE-VU_oil_peak
87498113 | MANE-VU_gas_peak
87498213 | MANE-VU_gas_peak
87498313 | MANE-VU_gas_peak
87498413 | MANE-VU_gas_peak
87498513 | MANE-VU_oil_peak
87498613 | MANE-VU_oil_peak
87498713 | MANE-VU_oil_peak
87498813 | MANE-VU_oil_peak
87498913 | MANE-VU_gas_peak
87499013 | MANE-VU_gas_peak
96706213 | MANE-VU_gas_peak
2592713 | West North Central_comp_peak
3262213 | MANE-VU_oil_peak
3262613 | MANE-VU_oil_peak
3262713 | MANE-VU_oil_peak
3199913 | MANE-VU_other_nonpeak
2567813 | South_oil_peak
2567913 | South_oil_peak
2539113 | MANE-VU_gas_peak
2538913 | MANE-VU_gas_peak
87937613 | MANE-VU_oil_nonpeak
1913013 | MANE-VU_oil_nonpeak
1913113 | MANE-VU_oil_nonpeak
1913213 | MANE-VU_other_nonpeak
87603913 | MANE-VU_other_nonpeak
87604013 | MANE-VU_other_nonpeak
6464313 | MANE-VU_other_nonpeak
6452313 | MANE-VU_other_nonpeak
6451713 | MANE-VU_other_nonpeak
6451913 | MANE-VU_other_nonpeak
5122213 | MANE-VU_other_nonpeak
4102513 | MANE-VU_other_nonpeak
4099913 | MANE-VU_comp_nonpeak
3772813 | MANE-VU_comp_nonpeak
3773013 | MANE-VU_other_nonpeak
3773213 | MANE-VU_other_nonpeak
3684213 | MANE-VU_gas_peak
6349013 | SESARM_comp_nonpeak
6351613 | SESARM_comp_nonpeak
6351713 | SESARM_comp_nonpeak
7179513 | LADCO_gas_peak
7179613 | LADCO_gas_peak
7179713 | LADCO_gas_peak
64287213 | West North Central_comp_peak
6089413 | South_gas_peak
6089813 | South_gas_peak
89864113 | LADCO_oil_peak
4819813 | MANE-VU_oil_peak
4819913 | MANE-VU_oil_peak
4736213 | West North Central_coal_nonpeak
4738213 | West North Central_coal_nonpeak
4751013 | West North Central_coal_nonpeak
4761213 | West North Central_coal_nonpeak
4762413 | West North Central_coal_nonpeak
125661413 | West North Central_gas_nonpeak
4686313 | MANE-VU_other_nonpeak
97069213 | MANE-VU_other_nonpeak
4685913 | MANE-VU_other_nonpeak
4685413 | MANE-VU_other_nonpeak
4683613 | MANE-VU_other_nonpeak
4684013 | MANE-VU_other_nonpeak
4684113 | MANE-VU_other_nonpeak
6964913 | LADCO_oil_peak
87460713 | MANE-VU_other_nonpeak
87460813 | MANE-VU_other_nonpeak
87460913 | MANE-VU_other_nonpeak
6902813 | LADCO_coal_peak
6903113 | LADCO_coal_peak
5494513 | SESARM_comp_nonpeak
87581613 | MANE-VU_other_nonpeak
87581713 | MANE-VU_other_nonpeak
6974313 | LADCO_gas_nonpeak
6974413 | LADCO_gas_nonpeak
6974513 | LADCO_gas_nonpeak
5945213 | LADCO_coal_peak
5945413 | LADCO_coal_peak
5485713 | West North Central_gas_peak
82809713 | LADCO_gas_nonpeak
82809813 | LADCO_gas_nonpeak
6842913 | LADCO_other_nonpeak
6843113 | LADCO_other_nonpeak
6843213 | LADCO_other_nonpeak
87371013 | MANE-VU_other_nonpeak
87371113 | MANE-VU_other_nonpeak
126787713 | Northwest_gas_peak
4506413 | LADCO_other_nonpeak
4506513 | LADCO_other_nonpeak
4506613 | LADCO_other_nonpeak
4492713 | LADCO_gas_peak
6822113 | MANE-VU_other_nonpeak
67158213 | West_gas_peak
67158313 | West_gas_peak
5862413 | LADCO_oil_peak
5862513 | LADCO_oil_peak
5862713 | LADCO_oil_peak
5862813 | LADCO_oil_peak
5862913 | LADCO_oil_peak
5863013 | LADCO_oil_peak
91730213 | LADCO_gas_nonpeak
67143013 | West_gas_peak
67143113 | West_gas_peak
67143213 | West_gas_peak
67143313 | West_gas_peak
67143413 | West_gas_peak
5736713 | SESARM_comp_nonpeak
5737313 | SESARM_other_nonpeak
5737713 | SESARM_gas_nonpeak
5727813 | SESARM_other_nonpeak
5729413 | SESARM_comp_nonpeak
68314613 | Northwest_comp_nonpeak
68314713 | Northwest_comp_nonpeak
68314813 | Northwest_comp_nonpeak
5255513 | MANE-VU_other_nonpeak
5255613 | MANE-VU_other_nonpeak
5255813 | MANE-VU_other_nonpeak
5255913 | MANE-VU_other_nonpeak
5256013 | MANE-VU_other_nonpeak
5256113 | MANE-VU_other_nonpeak
5253913 | MANE-VU_other_nonpeak
5254013 | MANE-VU_other_nonpeak
4243413 | LADCO_coal_nonpeak
4243513 | LADCO_coal_nonpeak
4243713 | LADCO_gas_nonpeak
4234313 | LADCO_oil_peak
4234513 | LADCO_oil_peak
6629413 | LADCO_other_nonpeak
5674313 | SESARM_gas_peak
5674613 | SESARM_gas_peak
5674713 | SESARM_gas_peak
5674813 | SESARM_gas_peak
5674913 | SESARM_oil_peak
5675013 | SESARM_oil_peak
5675113 | SESARM_oil_peak
5675213 | SESARM_oil_peak
5675413 | SESARM_gas_peak
5675513 | SESARM_oil_peak
5148413 | MANE-VU_gas_nonpeak
62813 | LADCO_gas_peak
454813 | SESARM_gas_peak
189213 | SESARM_comp_nonpeak
72219713 | West North Central_comp_peak
100013 | SESARM_oil_peak
432113 | SESARM_comp_nonpeak
433113 | SESARM_comp_nonpeak
1671413 | MANE-VU_gas_peak
87740813 | MANE-VU_other_nonpeak
87740913 | MANE-VU_other_nonpeak
87741013 | MANE-VU_other_nonpeak
98943513 | MANE-VU_oil_nonpeak
1470513 | West_other_nonpeak
84856513 | West_other_nonpeak
64129913 | MANE-VU_gas_nonpeak
81448813 | South_comp_nonpeak
81454813 | South_gas_nonpeak
81468413 | South_comp_nonpeak
95090313 | South_gas_nonpeak
95090613 | South_gas_nonpeak
569513 | MANE-VU_comp_peak
1112413 | LADCO_other_nonpeak
1113013 | LADCO_other_nonpeak
1109013 | LADCO_other_nonpeak
1109313 | LADCO_other_nonpeak
1088313 | LADCO_other_nonpeak
1088413 | LADCO_other_nonpeak
102506013 | LADCO_other_nonpeak
1570113 | LADCO_oil_peak
961813 | MANE-VU_other_nonpeak
962013 | MANE-VU_other_nonpeak
549813 | MANE-VU_gas_peak
74216313 | SESARM_gas_peak
242213 | LADCO_comp_peak
242313 | LADCO_comp_peak
242413 | LADCO_comp_peak
242513 | LADCO_oil_peak
942013 | Northwest_gas_peak
942313 | Northwest_gas_peak
461013 | MANE-VU_gas_peak
1554113 | SESARM_oil_peak
54742913 | LADCO_gas_peak
54743013 | LADCO_gas_peak
57565413 | MANE-VU_oil_peak
57565513 | MANE-VU_oil_peak
57565613 | MANE-VU_oil_peak
57565713 | MANE-VU_oil_peak
58390413 | Northwest_comp_nonpeak
58389513 | MANE-VU_oil_peak
58389613 | MANE-VU_oil_peak
58389713 | MANE-VU_oil_peak
58389813 | MANE-VU_oil_peak
55056113 | Southwest_gas_peak
55056213 | Southwest_gas_peak
55056413 | Southwest_gas_peak
55056513 | Southwest_gas_peak
55056613 | Southwest_gas_peak
55056713 | Southwest_gas_peak
55056813 | Southwest_gas_peak
58376713 | MANE-VU_oil_peak
58376913 | MANE-VU_oil_peak
58388613 | MANE-VU_oil_peak
58367913 | MANE-VU_gas_peak
72099513 | Southwest_gas_peak
57493513 | South_gas_nonpeak
55202813 | LADCO_gas_peak
55698413 | LADCO_gas_peak
55775113 | LADCO_gas_peak
55575713 | LADCO_gas_peak
55575813 | LADCO_gas_peak
55575913 | LADCO_gas_peak
55599513 | West_gas_peak
53881313 | South_gas_peak
53868813 | LADCO_gas_peak
53868913 | LADCO_gas_peak
53869013 | LADCO_gas_peak
53869113 | LADCO_gas_peak
53869213 | LADCO_gas_peak
120979113 | West_gas_peak
58173713 | West_gas_nonpeak
64319513 | West North Central_oil_peak
64319613 | West North Central_oil_peak
58486213 | MANE-VU_gas_nonpeak
58486313 | MANE-VU_gas_peak
58488213 | MANE-VU_gas_peak
58689313 | LADCO_comp_peak
58689413 | LADCO_comp_peak
58653313 | West_gas_peak
58850413 | MANE-VU_gas_peak
58850513 | MANE-VU_gas_peak
58850613 | MANE-VU_gas_peak
58850713 | MANE-VU_gas_peak
59280213 | Northwest_comp_nonpeak
63640013 | Northwest_gas_peak
63640113 | Northwest_gas_peak
63843413 | Northwest_comp_nonpeak
98357013 | South_gas_peak
108775013 | South_gas_peak
108775113 | South_gas_peak
108775213 | South_gas_peak
108775313 | South_gas_peak
108775413 | South_gas_peak
108775513 | South_gas_peak
108775613 | South_gas_peak
108775713 | South_gas_peak
64763313 | LADCO_other_nonpeak
72104113 | Southwest_gas_peak
66074113 | MANE-VU_other_nonpeak
65429413 | LADCO_gas_peak
67407813 | MANE-VU_other_nonpeak
89392613 | MANE-VU_gas_peak
89392713 | MANE-VU_gas_peak
67676513 | West North Central_comp_peak
67677213 | West North Central_gas_peak
67677913 | West North Central_gas_peak
68880013 | Southwest_gas_peak
71004013 | South_gas_peak
71004213 | South_gas_peak
99311113 | South_gas_peak
99311213 | South_gas_peak
86201613 | Southwest_comp_nonpeak
74083613 | SESARM_comp_nonpeak
74083713 | SESARM_comp_nonpeak
76271613 | West_gas_peak
76271813 | West_comp_peak
76271913 | West_comp_peak
76272013 | West_comp_peak
79204913 | South_comp_nonpeak
79205013 | South_comp_nonpeak
79205113 | South_comp_nonpeak
84891013 | West_gas_nonpeak
84985113 | West_other_nonpeak
85205713 | West_gas_nonpeak
84884713 | West_gas_peak
84884813 | West_gas_peak
83505913 | West_gas_nonpeak
84436513 | West_comp_nonpeak
84722313 | West_other_nonpeak
84770413 | West_gas_peak
84770513 | West_gas_peak
91130513 | West North Central_comp_nonpeak
87919213 | MANE-VU_oil_nonpeak
87919313 | MANE-VU_oil_nonpeak
87919413 | MANE-VU_oil_nonpeak
87919513 | MANE-VU_oil_nonpeak
88041913 | MANE-VU_other_nonpeak
88042013 | MANE-VU_other_nonpeak
88042113 | MANE-VU_other_nonpeak
88257213 | MANE-VU_other_nonpeak
125574413 | MANE-VU_gas_peak
125574513 | MANE-VU_gas_peak
89451913 | SESARM_comp_nonpeak
109797613 | South_comp_nonpeak
106016313 | LADCO_oil_peak
106016413 | LADCO_oil_peak
106016513 | LADCO_oil_peak
91926613 | LADCO_gas_peak
94905913 | MANE-VU_other_nonpeak
96378113 | MANE-VU_oil_peak
96378313 | MANE-VU_oil_peak
98111513 | West North Central_oil_peak
96986813 | MANE-VU_oil_peak
97066413 | SESARM_gas_peak
98129413 | SESARM_gas_peak
99191213 | South_gas_peak
99191313 | South_gas_peak
99191413 | South_gas_peak
99191513 | South_gas_peak
99191613 | South_gas_peak
99191713 | South_gas_peak
99191813 | South_gas_peak
99191913 | South_gas_peak
99192013 | South_gas_peak
99192113 | South_gas_peak
99192213 | South_gas_peak
99192313 | South_gas_peak
99192413 | South_gas_peak
99192513 | South_gas_peak
99192613 | South_gas_peak
99192713 | South_gas_peak
99192813 | South_gas_peak
99192913 | South_gas_peak
99777613 | West North Central_oil_peak
99777713 | West North Central_oil_peak
99876813 | SESARM_other_nonpeak
100732513 | West_other_nonpeak
100732613 | West_other_nonpeak
101659413 | West_other_nonpeak
101923413 | West_other_nonpeak
102928113 | LADCO_comp_nonpeak
100969713 | West_other_nonpeak
100969813 | West_other_nonpeak
100453713 | West_gas_peak
100453913 | West_gas_peak
106275313 | SESARM_gas_nonpeak
106275413 | SESARM_gas_nonpeak
106452313 | South_comp_nonpeak
108774013 | South_comp_nonpeak
106473013 | SESARM_other_nonpeak
106473513 | SESARM_other_nonpeak
118539913 | MANE-VU_other_nonpeak
107797313 | MANE-VU_other_nonpeak
108718613 | MANE-VU_other_nonpeak
108718713 | MANE-VU_other_nonpeak
108718813 | MANE-VU_other_nonpeak
108719013 | MANE-VU_other_nonpeak
108719113 | MANE-VU_other_nonpeak
108717313 | MANE-VU_other_nonpeak
108717413 | MANE-VU_other_nonpeak
108717513 | MANE-VU_other_nonpeak
113545613 | MANE-VU_other_nonpeak
113545713 | MANE-VU_other_nonpeak
109750513 | SESARM_other_nonpeak
109753113 | SESARM_other_nonpeak
112931013 | South_comp_nonpeak
110225213 | MANE-VU_other_nonpeak
112112113 | SESARM_other_nonpeak
112347013 | MANE-VU_other_nonpeak
113939413 | Southwest_gas_nonpeak
113939513 | Southwest_gas_nonpeak
113939613 | Southwest_gas_nonpeak
113940113 | Southwest_gas_nonpeak
113940213 | Southwest_gas_nonpeak
121367213 | Southwest_comp_nonpeak
118690213 | West_other_nonpeak
118690313 | West_other_nonpeak
118690413 | West_other_nonpeak
122424713 | SESARM_coal_nonpeak
123574813 | Southwest_gas_nonpeak
125484913 | MANE-VU_gas_peak
125485013 | MANE-VU_gas_peak
125590313 | MANE-VU_gas_peak
125590413 | MANE-VU_gas_peak
125590513 | MANE-VU_gas_peak
125590613 | MANE-VU_gas_peak
125618613 | SESARM_gas_nonpeak
126703713 | South_gas_peak
126703813 | South_gas_peak
126703913 | South_gas_peak
126704013 | South_gas_peak
126704113 | South_gas_peak
126704213 | South_gas_peak
126704313 | South_gas_peak
126704413 | South_gas_peak
126704513 | South_gas_peak
126704613 | South_gas_peak
126704713 | South_gas_peak
126704813 | South_gas_peak

## linkref (hidden)
key | names | daily link | diurnal link
LADCO_coal_nonpeak | LADCO Coal Nonpeaking | .\plots\daily_2016_smallegu_ladco_coal_nonpeak.png | .\plots\diurnal_2016_smallegu_ladco_coal_nonpeak.png
LADCO_coal_peak | LADCO Coal Peaking | .\plots\daily_2016_smallegu_ladco_coal_peak.png | .\plots\diurnal_2016_smallegu_ladco_coal_peak.png
LADCO_gas_nonpeak | LADCO Gas Nonpeaking | .\plots\daily_2016_smallegu_ladco_gas_nonpeak.png | .\plots\diurnal_2016_smallegu_ladco_gas_nonpeak.png
LADCO_gas_peak | LADCO Gas Peaking | .\plots\daily_2016_smallegu_ladco_gas_peak.png | .\plots\diurnal_2016_smallegu_ladco_gas_peak.png
LADCO_oil_nonpeak | LADCO Oil Nonpeaking | .\plots\daily_2016_smallegu_ladco_oil_nonpeak.png | .\plots\diurnal_2016_smallegu_ladco_oil_nonpeak.png
LADCO_oil_peak | LADCO Oil Peaking | .\plots\daily_2016_smallegu_ladco_oil_peak.png | .\plots\diurnal_2016_smallegu_ladco_oil_peak.png
LADCO_other_nonpeak | LADCO Other Nonpeaking | .\plots\daily_2016_smallegu_ladco_other_nonpeak.png | .\plots\diurnal_2016_smallegu_ladco_other_nonpeak.png
LADCO_comp_nonpeak | LADCO Other Nonpeaking | .\plots\daily_2016_smallegu_ladco_comp_nonpeak.png | .\plots\diurnal_2016_smallegu_ladco_comp_nonpeak.png
MANE-VU_coal_nonpeak | MANE-VU Coal Nonpeaking | .\plots\daily_2016_smallegu_mane-vu_coal_nonpeak.png | .\plots\diurnal_2016_smallegu_mane-vu_coal_nonpeak.png
MANE-VU_coal_peak | MANE-VU Coal Peaking | .\plots\daily_2016_smallegu_mane-vu_coal_peak.png | .\plots\diurnal_2016_smallegu_mane-vu_coal_peak.png
MANE-VU_gas_nonpeak | MANE-VU Gas Nonpeaking | .\plots\daily_2016_smallegu_mane-vu_gas_nonpeak.png | .\plots\diurnal_2016_smallegu_mane-vu_gas_nonpeak.png
MANE-VU_gas_peak | MANE-VU Gas Peaking | .\plots\daily_2016_smallegu_mane-vu_gas_peak.png | .\plots\diurnal_2016_smallegu_mane-vu_gas_peak.png
MANE-VU_oil_nonpeak | MANE-VU Oil Nonpeaking | .\plots\daily_2016_smallegu_mane-vu_oil_nonpeak.png | .\plots\diurnal_2016_smallegu_mane-vu_oil_nonpeak.png
MANE-VU_oil_peak | MANE-VU Oil Peaking | .\plots\daily_2016_smallegu_mane-vu_oil_peak.png | .\plots\diurnal_2016_smallegu_mane-vu_oil_peak.png
MANE-VU_other_nonpeak | MANE-VU Other Nonpeaking | .\plots\daily_2016_smallegu_mane-vu_other_nonpeak.png | .\plots\diurnal_2016_smallegu_mane-vu_other_nonpeak.png
MANE-VU_comp_nonpeak | MANE-VU Other Nonpeaking | .\plots\daily_2016_smallegu_mane-vu_comp_nonpeak.png | .\plots\diurnal_2016_smallegu_mane-vu_comp_nonpeak.png
Northwest_coal_nonpeak | Northwest Coal Nonpeaking | .\plots\daily_2016_smallegu_northwest_coal_nonpeak.png | .\plots\diurnal_2016_smallegu_northwest_coal_nonpeak.png
Northwest_coal_peak | Northwest Coal Peaking | .\plots\daily_2016_smallegu_northwest_coal_peak.png | .\plots\diurnal_2016_smallegu_northwest_coal_peak.png
Northwest_gas_nonpeak | Northwest Gas Nonpeaking | .\plots\daily_2016_smallegu_northwest_gas_nonpeak.png | .\plots\diurnal_2016_smallegu_northwest_gas_nonpeak.png
Northwest_gas_peak | Northwest Gas Peaking | .\plots\daily_2016_smallegu_northwest_gas_peak.png | .\plots\diurnal_2016_smallegu_northwest_gas_peak.png
Northwest_oil_nonpeak | Northwest Composite Nonpeaking | .\plots\daily_2016_smallegu_northwest_oil_nonpeak.png | .\plots\diurnal_2016_smallegu_northwest_oil_nonpeak.png
Northwest_oil_peak | Northwest Composite Peaking | .\plots\daily_2016_smallegu_northwest_oil_peak.png | .\plots\diurnal_2016_smallegu_northwest_oil_peak.png
Northwest_other_nonpeak | Northwest Composite Nonpeaking | .\plots\daily_2016_smallegu_northwest_other_nonpeak.png | .\plots\diurnal_2016_smallegu_northwest_other_nonpeak.png
Northwest_comp_nonpeak | Northwest Composite Nonpeaking | .\plots\daily_2016_smallegu_northwest_comp_nonpeak.png | .\plots\diurnal_2016_smallegu_northwest_comp_nonpeak.png
Northwest_comp_peak | Northwest Composite Peaking | .\plots\daily_2016_smallegu_northwest_comp_peak.png | .\plots\diurnal_2016_smallegu_northwest_comp_peak.png
SESARM_coal_nonpeak | SESARM Coal Nonpeaking | .\plots\daily_2016_smallegu_sesarm_coal_nonpeak.png | .\plots\diurnal_2016_smallegu_sesarm_coal_nonpeak.png
SESARM_coal_peak | SESARM Coal Peaking | .\plots\daily_2016_smallegu_sesarm_coal_peak.png | .\plots\diurnal_2016_smallegu_sesarm_coal_peak.png
SESARM_gas_nonpeak | SESARM Gas Nonpeaking | .\plots\daily_2016_smallegu_sesarm_gas_nonpeak.png | .\plots\diurnal_2016_smallegu_sesarm_gas_nonpeak.png
SESARM_gas_peak | SESARM Gas Peaking | .\plots\daily_2016_smallegu_sesarm_gas_peak.png | .\plots\diurnal_2016_smallegu_sesarm_gas_peak.png
SESARM_oil_nonpeak | SESARM Oil Nonpeaking | .\plots\daily_2016_smallegu_sesarm_oil_nonpeak.png | .\plots\diurnal_2016_smallegu_sesarm_oil_nonpeak.png
SESARM_oil_peak | SESARM Oil Peaking | .\plots\daily_2016_smallegu_sesarm_oil_peak.png | .\plots\diurnal_2016_smallegu_sesarm_oil_peak.png
SESARM_other_nonpeak | SESARM Other Nonpeaking | .\plots\daily_2016_smallegu_sesarm_other_nonpeak.png | .\plots\diurnal_2016_smallegu_sesarm_other_nonpeak.png
SESARM_comp_nonpeak | SESARM Composite Nonpeaking | .\plots\daily_2016_smallegu_sesarm_comp_nonpeak.png | .\plots\diurnal_2016_smallegu_sesarm_comp_nonpeak.png
South_coal_nonpeak | South Coal Nonpeaking | .\plots\daily_2016_smallegu_south_coal_nonpeak.png | .\plots\diurnal_2016_smallegu_south_coal_nonpeak.png
South_coal_peak | South Coal Peaking | .\plots\daily_2016_smallegu_south_coal_peak.png | .\plots\diurnal_2016_smallegu_south_coal_peak.png
South_gas_nonpeak | South Gas Nonpeaking | .\plots\daily_2016_smallegu_south_gas_nonpeak.png | .\plots\diurnal_2016_smallegu_south_gas_nonpeak.png
South_gas_peak | South Gas Peaking | .\plots\daily_2016_smallegu_south_gas_peak.png | .\plots\diurnal_2016_smallegu_south_gas_peak.png
South_oil_nonpeak | South Oil Nonpeaking | .\plots\daily_2016_smallegu_south_oil_nonpeak.png | .\plots\diurnal_2016_smallegu_south_oil_nonpeak.png
South_oil_peak | South Oil Peaking | .\plots\daily_2016_smallegu_south_oil_peak.png | .\plots\diurnal_2016_smallegu_south_oil_peak.png
South_other_nonpeak | South Composite Nonpeaking | .\plots\daily_2016_smallegu_south_other_nonpeak.png | .\plots\diurnal_2016_smallegu_south_other_nonpeak.png
South_comp_nonpeak | South Composite Nonpeaking | .\plots\daily_2016_smallegu_south_comp_nonpeak.png | .\plots\diurnal_2016_smallegu_south_comp_nonpeak.png
Southwest_coal_nonpeak | Southwest Coal Nonpeaking | .\plots\daily_2016_smallegu_southwest_coal_nonpeak.png | .\plots\diurnal_2016_smallegu_southwest_coal_nonpeak.png
Southwest_gas_nonpeak | Southwest Gas Nonpeaking | .\plots\daily_2016_smallegu_southwest_gas_nonpeak.png | .\plots\diurnal_2016_smallegu_southwest_gas_nonpeak.png
Southwest_gas_peak | Southwest Gas Peaking | .\plots\daily_2016_smallegu_southwest_gas_peak.png | .\plots\diurnal_2016_smallegu_southwest_gas_peak.png
Southwest_oil_nonpeak | Southwest Composite Nonpeaking | .\plots\daily_2016_smallegu_southwest_oil_nonpeak.png | .\plots\diurnal_2016_smallegu_southwest_oil_nonpeak.png
Southwest_oil_peak | Southwest Composite Peaking | .\plots\daily_2016_smallegu_southwest_oil_peak.png | .\plots\diurnal_2016_smallegu_southwest_oil_peak.png
Southwest_other_nonpeak | Southwest Composite Nonpeaking | .\plots\daily_2016_smallegu_southwest_other_nonpeak.png | .\plots\diurnal_2016_smallegu_southwest_other_nonpeak.png
Southwest_comp_nonpeak | Southwest Composite Nonpeaking | .\plots\daily_2016_smallegu_southwest_comp_nonpeak.png | .\plots\diurnal_2016_smallegu_southwest_comp_nonpeak.png
Southwest_comp_peak | Southwest Composite Peaking | .\plots\daily_2016_smallegu_southwest_comp_peak.png | .\plots\diurnal_2016_smallegu_southwest_comp_peak.png
West North Central_coal_nonpeak | West North Central Coal Nonpeaking | .\plots\daily_2016_smallegu_west_north_central_coal_nonpeak.png | .\plots\diurnal_2016_smallegu_west_north_central_coal_nonpeak.png
West North Central_coal_peak | West North Central Coal Peaking | .\plots\daily_2016_smallegu_west_north_central_coal_peak.png | .\plots\diurnal_2016_smallegu_west_north_central_coal_peak.png
West North Central_gas_nonpeak | West North Central Gas Nonpeaking | .\plots\daily_2016_smallegu_west_north_central_gas_nonpeak.png | .\plots\diurnal_2016_smallegu_west_north_central_gas_nonpeak.png
West North Central_gas_peak | West North Central Gas Peaking | .\plots\daily_2016_smallegu_west_north_central_gas_peak.png | .\plots\diurnal_2016_smallegu_west_north_central_gas_peak.png
West North Central_oil_nonpeak | West North Central Oil Nonpeaking | .\plots\daily_2016_smallegu_west_north_central_oil_nonpeak.png | .\plots\diurnal_2016_smallegu_west_north_central_oil_nonpeak.png
West North Central_oil_peak | West North Central Oil Peaking | .\plots\daily_2016_smallegu_west_north_central_oil_peak.png | .\plots\diurnal_2016_smallegu_west_north_central_oil_peak.png
West North Central_other_nonpeak | West North Central Composite Nonpeaking | .\plots\daily_2016_smallegu_west_north_central_other_nonpeak.png | .\plots\diurnal_2016_smallegu_west_north_central_other_nonpeak.png
West North Central_comp_nonpeak | West North Central Composite Nonpeaking | .\plots\daily_2016_smallegu_west_north_central_comp_nonpeak.png | .\plots\diurnal_2016_smallegu_west_north_central_comp_nonpeak.png
West North Central_comp_peak | West North Central Composite Peaking | .\plots\daily_2016_smallegu_west_north_central_comp_peak.png | .\plots\diurnal_2016_smallegu_west_north_central_comp_peak.png
West_coal_nonpeak | West Coal Nonpeaking | .\plots\daily_2016_smallegu_west_coal_nonpeak.png | .\plots\diurnal_2016_smallegu_west_coal_nonpeak.png
West_coal_peak | West Coal Peaking | .\plots\daily_2016_smallegu_west_coal_peak.png | .\plots\diurnal_2016_smallegu_west_coal_peak.png
West_gas_nonpeak | West Gas Nonpeaking | .\plots\daily_2016_smallegu_west_gas_nonpeak.png | .\plots\diurnal_2016_smallegu_west_gas_nonpeak.png
West_gas_peak | West Gas Peaking | .\plots\daily_2016_smallegu_west_gas_peak.png | .\plots\diurnal_2016_smallegu_west_gas_peak.png
West_oil_nonpeak | West Composite Nonpeaking | .\plots\daily_2016_smallegu_west_oil_nonpeak.png | .\plots\diurnal_2016_smallegu_west_oil_nonpeak.png
West_oil_peak | West Composite Peaking | .\plots\daily_2016_smallegu_west_oil_peak.png | .\plots\diurnal_2016_smallegu_west_oil_peak.png
West_other_nonpeak | West Other Nonpeaking | .\plots\daily_2016_smallegu_west_other_nonpeak.png | .\plots\diurnal_2016_smallegu_west_other_nonpeak.png
West_comp_peak | West Composite Peaking | .\plots\daily_2016_smallegu_west_comp_peak.png | .\plots\diurnal_2016_smallegu_west_comp_peak.png
West_comp_nonpeak | West Composite Nonpeaking | .\plots\daily_2016_smallegu_west_comp_nonpeak.png | .\plots\diurnal_2016_smallegu_west_comp_nonpeak.png