## C2.2CONUSv16.2_2028 CONUS units
ORIS | Unit ID | ORIS+UNit ID | EIS Plant ID | Facility | State | ERTAC Region | Fuel/Unit Type Bin | Maximum hourly heat input (mmbtu) | ERTAC heat rate (btu/kw-hr) | OS heat rate (btu/kw-hr) | Non-OS heat rate (btu/kw-hr) | Generation capacity (MW) | num of hours in FY where unit operated at max hourly | BY Utilization fraction | FY Utilization fraction | Base year generation (MW-hrs) | Base year heat input (mmbtu) | Future year generation (MW-hrs) | Future year heat input (mmbtu) | BY Annual SO2 (tons) | BY Average Annual SO2 Rate (lbs/mmbtu) | BY Annual NOx (tons) | BY Average Annual NOx Rate (lbs/mmbtu) | BY OS NOx (tons) | BY Average OS NOx Rate (lbs/mmbtu) | BY OS heat input (mmbtu) | BY NonOS NOx (tons) | BY Average NonOS NOx Rate (lbs/mmbtu) | FY Annual SO2 (tons) | FY Average Annual SO2 Rate (lbs/mmbtu) | FY Annual NOx (tons) | FY Average Annual NOx Rate (lbs/mmbtu) | FY OS NOx (tons) | FY Average OS NOx Rate (lbs/mmbtu) | FY OS heat input (mmbtu) | FY NonOS NOx (tons) | FY Average NonOS NOx Rate (lbs/mmbtu) | Hierarchy Order | Longitude | Latitude | Generation Deficit Unit? | Retirement Date | New Unit? | Gasified? | ORIS+UnitID+FUType | In UAF?
589 | 1 | 589-1 | 7773211 | J C McNeil | VT | CONUS | egu-other | 842 | 13750.7166 | 13814.5885 | 13704.2262 | 61.2332 | 2104 | 0.64179 | 0.73865 | 345198.75 | 4746730.175 | 396292.6388 | 5463132.3082 | 1.4022 | 0.0005908 | 166.7852 | 0.070274 | 71.221 | 0.070907 | 2008858.75 | 95.5642 | 0.069809 | 1.6138 | 0.0005908 | 191.9762 | 0.070281 | 82.5283 | 0.070907 | 2327792.3237 | 109.4479 | 0.069816 | 8 | -73.2081 | 44.4917 | N | 54789 |  |  | 589-1-egu-other | 589-1-egu-other
629 | P3 | 629-P3 | 2797211 | G E Turner | FL | CONUS | industrial | 1040 | 10000 |  |  | 104 | 0 |  | 0 |  |  | 0 | 0 | 0 | -999.9 | 0 | -999.9 | 0 | -999.9 |  | 0 | -999.9 | 0 | -999.9 | 0 | -999.9 | 0 | -999.9 | 0 | 0 | -999.9 |  | -81.2728 | 28.869 | N | 42736 |  |  | 629-P3-industrial | 629-P3-industrial
992 | 11 | 992-11 | 4885311 | C. C. Perry K Steam Plant | IN | CONUS | institutional | 382 | 13101.5377 | 13238.6674 | 13011.7335 | 29.1569 | 0 | 0.41487 | 0.48605 | 106254.561 | 1392098.138 | 124238.7986 | 1630934.3561 | 0 | 0 | 174.1153 | 0.25015 | 58.8027 | 0.21127 | 556658.946 | 115.3127 | 0.27605 | 0 | 0 | 204.8269 | 0.25118 | 66.3161 | 0.21191 | 625903.3443 | 138.5108 | 0.27563 | 10 | -86.1667 | 39.7622 | N | 54789 |  |  | 992-11-institutional | 992-11-institutional
992 | 12 | 992-12 | 4885311 | C. C. Perry K Steam Plant | IN | CONUS | institutional | 382 | 15135.2712 | 15050.5609 | 15204.867 | 25.2391 | 76 | 0.536 | 0.63579 | 118831.65 | 1798549.245 | 140848.9695 | 2133394.5325 | 0 | 0 | 85.7888 | 0.095398 | 34.2196 | 0.084844 | 806650.045 | 51.5692 | 0.10398 | 0 | 0 | 102.0274 | 0.095648 | 39.4599 | 0.08499 | 928578.5199 | 62.5675 | 0.10386 | 8 | -86.1667 | 39.7622 | N | 54789 |  |  | 992-12-institutional | 992-12-institutional
992 | 13 | 992-13 | 4885311 | C. C. Perry K Steam Plant | IN | CONUS | institutional | 394 | 14474.7778 | 14599.4716 | 14449.9006 | 27.2198 | 1 | 0.13824 | 0.16127 | 33052.876 | 478433.036 | 38215.473 | 558135.7968 | 0 | 0 | 30.0687 | 0.1257 | 4.7692 | 0.11884 | 80260.172 | 25.2996 | 0.12708 | 0 | 0 | 35.0899 | 0.12574 | 5.1878 | 0.11884 | 87305.2246 | 29.9021 | 0.12702 | 22 | -86.1667 | 39.7622 | N | 54789 |  |  | 992-13-institutional | 992-13-institutional
992 | 14 | 992-14 | 4885311 | C. C. Perry K Steam Plant | IN | CONUS | institutional | 394 | 15033.5865 | 15144.6186 | 14992.8797 | 26.208 | 2 | 0.16321 | 0.19027 | 37572.88 | 564855.14 | 43403.0029 | 658501.5308 | 0 | 0 | 43.3559 | 0.15351 | 11.4653 | 0.15021 | 152651.849 | 31.8906 | 0.15473 | 0 | 0 | 50.5547 | 0.15354 | 12.729 | 0.15021 | 169477.3833 | 37.8257 | 0.1547 | 18 | -86.1667 | 39.7622 | N | 54789 |  |  | 992-14-institutional | 992-14-institutional
992 | 16 | 992-16 | 4885311 | C. C. Perry K Steam Plant | IN | CONUS | institutional | 324 | 14666.4455 | 18760.693 | 14476.0265 | 22.0912 | 0 | 0.030203 | 0.037626 | 5860.968 | 85959.568 | 7151.1859 | 107083.448 | 0 | 0 | 5.8305 | 0.13566 | 0.24252 | 0.099259 | 4886.654 | 5.588 | 0.13785 | 0 | 0 | 7.2846 | 0.13605 | 0.24746 | 0.099259 | 4986.1311 | 7.0371 | 0.13785 | 28 | -86.1667 | 39.7622 | N | 54789 |  |  | 992-16-institutional | 992-16-institutional
1378 | AUX1 | 1378-AUX1 | 0 | Paradise | KY | CONUS | egu-other | 450 | 12000 |  |  | 37.5 | 0 |  | 0 |  |  | 0 | 0 | 0 | -999.9 | 0 | -999.9 | 0 | -999.9 |  | 0 | -999.9 | 0 | -999.9 | 0 | -999.9 | 0 | -999.9 | 0 | 0 | -999.9 |  | -86.9783 | 37.2608 | N | 44196 |  |  | 1378-AUX1-egu-other | 1378-AUX1-egu-other
1378 | AUX2 | 1378-AUX2 | 0 | Paradise | KY | CONUS | egu-other | 450 | 14084.2913 |  | 14084.2913 | 31.9505 | 0 | 0.0019583 | 0 | 549.594 | 7740.642 | 0 | 0 | 0 | 0 | 0.29672 | 0.076666 | 0 | -999.9 |  | 0.29672 | 0.076666 | 0 | -999.9 | 0 | -999.9 | 0 | -999.9 | 0 | 0 | -999.9 |  | -86.9783 | 37.2608 | N | 44196 |  |  | 1378-AUX2-egu-other | 1378-AUX2-egu-other
1378 | AUX3 | 1378-AUX3 | 0 | Paradise | KY | CONUS | egu-other | 450 | 14512.0956 |  | 14512.0956 | 31.0086 | 0 | 0.0019406 | 0 | 528.579 | 7670.789 | 0 | 0 | 0 | 0 | 0.29426 | 0.076721 | 0 | -999.9 |  | 0.29426 | 0.076721 | 0 | -999.9 | 0 | -999.9 | 0 | -999.9 | 0 | 0 | -999.9 |  | -86.9783 | 37.2608 | N | 44196 |  |  | 1378-AUX3-egu-other | 1378-AUX3-egu-other
1594 | 11 | 1594-11 | 7240311 | Blackstone | MA | CONUS | egu-other | 280 | 12372.7132 | 12930.3322 | 12327.6807 | 22.6304 | 0 | 0.10432 | 0.11817 | 20737.25 | 256576.047 | 23490.2827 | 290638.5311 | 0 | 0 | 22.1309 | 0.17251 | 1.245 | 0.12427 | 20036.442 | 20.8859 | 0.1766 | 0 | 0 | 25.1075 | 0.17277 | 1.4369 | 0.12738 | 22561.747 | 23.6706 | 0.1766 | 87 | -71.1161 | 42.3636 | N | 54789 |  |  | 1594-11-egu-other | 1594-11-egu-other
1594 | 12 | 1594-12 | 7240311 | Blackstone | MA | CONUS | egu-other | 280 | 13724.4532 | 16012.2439 | 13667.3504 | 20.4015 | 0 | 0.11916 | 0.13679 | 21354.118 | 293073.594 | 24513.6928 | 336437.0311 | 0 | 0 | 28.1852 | 0.19234 | 0.41106 | 0.098733 | 8326.607 | 27.7741 | 0.19508 | 0 | 0 | 32.4243 | 0.19275 | 0.40004 | 0.098733 | 8103.4308 | 32.0242 | 0.19507 | 81 | -71.1161 | 42.3636 | N | 54789 |  |  | 1594-12-egu-other | 1594-12-egu-other
1702 | A | 1702-A | 8172811 | Dan E Karn | MI | CONUS | egu-other | 302 | 13717.0934 | 12408.0223 | 15248.5861 | 22.0163 | 2 | 0.019433 | 0.022246 | 3758.209 | 51551.704 | 4302.1544 | 59013.0544 | 3.1364 | 0.12168 | 0.60863 | 0.023613 | 0.5335 | 0.04244 | 25141.656 | 0.075133 | 0.0056897 | 3.5903 | 0.12168 | 0.75997 | 0.025756 | 0.67104 | 0.04244 | 31623.2355 | 0.088926 | 0.0064933 | 101 | -83.8431 | 43.6425 | N | 54789 |  |  | 1702-A-egu-other | 1702-A-egu-other
1702 | B | 1702-B | 8172811 | Dan E Karn | MI | CONUS | egu-other | 302 | 13289.35 | 16905.7674 | 11402.4565 | 22.725 | 2 | 0.043639 | 0.051365 | 8711.081 | 115764.604 | 10253.2463 | 136258.9783 | 4.5054 | 0.077837 | 1.5097 | 0.026083 | 0.99257 | 0.039315 | 50492.895 | 0.51715 | 0.015846 | 5.303 | 0.077837 | 1.6172 | 0.023737 | 0.86474 | 0.039315 | 43989.9753 | 0.75244 | 0.01631 | 95 | -83.8431 | 43.6425 | N | 54789 |  |  | 1702-B-egu-other | 1702-B-egu-other
1719 | 1 | 1719-1 | 6620111 | Thetford | MI | CONUS | egu-other | 555 | 10000 |  |  | 55.5 | 0 |  | 0 |  |  | 0 | 0 | 0 | -999.9 | 0 | -999.9 | 0 | -999.9 |  | 0 | -999.9 | 0 | -999.9 | 0 | -999.9 | 0 | -999.9 | 0 | 0 | -999.9 |  | -83.6285 | 43.1568 | N | 42736 |  |  | 1719-1-egu-other | 1719-1-egu-other
1897 | 3 | 1897-3 | 7838011 | Hibbard Energy Center | MN | CONUS | egu-other | 590 | 18027.9741 | 17167.4134 | 18411.8427 | 32.7269 | 21 | 0.37799 | 0.4295 | 108663.371 | 1958980.437 | 123470.7719 | 2225927.8759 | 56.7923 | 0.057981 | 311.1056 | 0.31762 | 92.7217 | 0.32226 | 575440.488 | 218.3838 | 0.31569 | 64.5313 | 0.057981 | 353.6066 | 0.31772 | 111.8448 | 0.32219 | 694280.0471 | 241.7618 | 0.31569 | 36 | -92.1531 | 46.7356 | N | 54789 |  |  | 1897-3-egu-other | 1897-3-egu-other
1897 | 4 | 1897-4 | 7838011 | Hibbard Energy Center | MN | CONUS | egu-other | 590 | 19059.5671 | 19306.0294 | 18653.6821 | 30.9556 | 18 | 0.18009 | 0.2094 | 48967.905 | 933307.071 | 56938.0799 | 1085215.1549 | 33.0393 | 0.0708 | 152.4102 | 0.3266 | 94.1006 | 0.31996 | 588204.906 | 58.3096 | 0.33793 | 38.4169 | 0.0708 | 177.3752 | 0.32689 | 105.415 | 0.31996 | 658928.7121 | 71.9602 | 0.33761 | 66 | -92.1531 | 46.7356 | N | 54789 |  |  | 1897-4-egu-other | 1897-4-egu-other
2123 | 6 | 2123-6 | 7164511 | Columbia | MO | CONUS | egu-other | 260 | 10000 |  |  | 26 | 0 |  | 0 |  |  | 0 | 0 | 0 | -999.9 | 0 | -999.9 | 0 | -999.9 |  | 0 | -999.9 | 0 | -999.9 | 0 | -999.9 | 0 | -999.9 | 0 | 0 | -999.9 |  | -92.3175 | 38.9658 | N | 42736 |  |  | 2123-6-egu-other | 2123-6-egu-other
2123 | 7 | 2123-7 | 7164511 | Columbia | MO | CONUS | egu-other | 345 | 10000 |  |  | 34.5 | 0 |  | 0 |  |  | 0 | 0 | 0 | -999.9 | 0 | -999.9 | 0 | -999.9 |  | 0 | -999.9 | 0 | -999.9 | 0 | -999.9 | 0 | -999.9 | 0 | 0 | -999.9 | 130 | -92.3175 | 38.9658 | N | 54789 |  |  | 2123-7-egu-other | 2123-7-egu-other
2367 | 5 | 2367-5 | 7287811 | Schiller | NH | CONUS | egu-other | 775 | 14171.2914 | 14017.335 | 14301.8409 | 54.688 | 875 | 0.71135 | 0.84766 | 341715.89 | 4842555.438 | 407198.4436 | 5770527.7838 | 1.1132 | 0.00045977 | 166.9463 | 0.06895 | 76.3526 | 0.069477 | 2197934.393 | 90.5937 | 0.068512 | 1.3265 | 0.00045977 | 198.9068 | 0.068939 | 88.1198 | 0.069477 | 2536672.8935 | 110.787 | 0.068517 | 1 | -70.7842 | 43.0978 | N | 54789 |  |  | 2367-5-egu-other | 2367-5-egu-other
2440 | 001 | 2440-001 | 4054911 | AbiBow US Inc. - Catawba Operations | SC | CONUS | egu-other | 375 | 12000 | 26274.3086 |  | 31.25 | 0 | 0.051311 | 0.030337 | 6432.9 | 169020 | 7450.022 | 99930.2637 | 0 | 0 | 23.3967 | 0.27685 | 23.3967 | 0.27685 | 169020 | 0 | -999.9 | 0 | 0 | 13.8329 | 0.27685 | 13.8329 | 0.27685 | 99930.2637 | 0 | -999.9 | 93 | -80.8942 | 34.8456 | N | 54789 |  |  | 2440-001-egu-other | 2440-001-egu-other
2503 | BLR114 | 2503-BLR114 | 7986111 | 59th Street | NY | CONUS | institutional | 805 | 14060.3998 | 14447.257 | 14035.1348 | 57.253 | 21 | 0.15498 | 0.18062 | 77940.675 | 1095877.05 | 90825.8852 | 1277203.306 | 0 | 0 | 63.7415 | 0.11633 | 3.1857 | 0.092299 | 69030.8 | 60.5557 | 0.11795 | 0 | 0 | 74.3557 | 0.11644 | 3.4703 | 0.092299 | 75195.7624 | 70.8854 | 0.11795 | 20 | -73.9911 | 40.7711 | N | 54789 |  |  | 2503-BLR114-institutional | 2503-BLR114-institutional
2503 | BLR115 | 2503-BLR115 | 7986111 | 59th Street | NY | CONUS | institutional | 805 | 14891.9127 | 14542.4876 | 14965.6671 | 54.0562 | 50 | 0.24752 | 0.28534 | 117531.85 | 1750274.05 | 135474.7547 | 2017649.17 | 0 | 0 | 104.1716 | 0.11903 | 13.3957 | 0.089937 | 297891.225 | 90.7759 | 0.125 | 0 | 0 | 120.0801 | 0.11903 | 15.4547 | 0.089937 | 343679.2396 | 104.6253 | 0.125 | 15 | -73.9911 | 40.7711 | N | 54789 |  |  | 2503-BLR115-institutional | 2503-BLR115-institutional
2503 | BLR116 | 2503-BLR116 | 7986111 | 59th Street | NY | CONUS | institutional | 180 | 11934.8614 | 12284.8812 | 11779.4683 | 15.0819 | 96 | 0.28703 | 0.33004 | 38025.075 | 453824 | 43722.7776 | 521825.2913 | 0 | 0 | 22.038 | 0.097121 | 4.8325 | 0.067294 | 143623.775 | 17.2054 | 0.11093 | 0 | 0 | 25.512 | 0.09778 | 5.2208 | 0.067294 | 155161.3911 | 20.2913 | 0.11068 | 14 | -73.9911 | 40.7711 | N | 54789 |  |  | 2503-BLR116-institutional | 2503-BLR116-institutional
2503 | BLR117 | 2503-BLR117 | 7986111 | 59th Street | NY | CONUS | institutional | 180 | 12100.8072 | 13224.6796 | 11585.6608 | 14.875 | 106 | 0.29941 | 0.34417 | 39122.2 | 473410.2 | 44970.0299 | 544173.6621 | 0 | 0 | 22.6592 | 0.095727 | 5.5311 | 0.068028 | 162612.975 | 17.1281 | 0.11022 | 0 | 0 | 26.4458 | 0.097196 | 5.6395 | 0.068028 | 165799.4308 | 20.8064 | 0.10998 | 12 | -73.9911 | 40.7711 | N | 54789 |  |  | 2503-BLR117-institutional | 2503-BLR117-institutional
2503 | BLR118 | 2503-BLR118 | 7986111 | 59th Street | NY | CONUS | institutional | 180 | 13131.879 | 14078.4573 | 12690.1203 | 13.7071 | 201 | 0.28867 | 0.33088 | 34756.3 | 456415.525 | 39838.9745 | 523160.5908 | 0 | 0 | 22.0909 | 0.096802 | 5.2951 | 0.068018 | 155696.475 | 16.7958 | 0.1117 | 0 | 0 | 25.6469 | 0.098046 | 5.5008 | 0.068018 | 161744.5046 | 20.1461 | 0.11148 | 13 | -73.9911 | 40.7711 | N | 54789 |  |  | 2503-BLR118-institutional | 2503-BLR118-institutional
2828 | B008 | 2828-B008 | 8115711 | Cardinal | OH | CONUS | egu-other | 498 | 10000 |  |  | 49.8 | 149 | 0.040095 | 0.040095 |  | 175390.79 | 0 | 175390.79 | 0 | 0 | 13.9467 | 0.15904 | 6.3653 | 0.15904 | 80048.6 | 7.5814 | 0.15904 | 0.99973 | 0.0114 | 13.9467 | 0.15904 | 6.3653 | 0.15904 | 80048.6 | 7.5814 | 0.15904 | 97 | -80.6486 | 40.2522 | N | 54789 |  |  | 2828-B008-egu-other | 2828-B008-egu-other
2828 | B010 | 2828-B010 | 8115711 | Cardinal | OH | CONUS | institutional | 652.6 | 17377.8882 | 17377.8882 |  | 37.5535 | 0 | 0.012434 | 0.014688 | 4101.6428 | 71277.89 | 4845.1253 | 84198.0456 | 0 | 0 | 4.4556 | 0.12502 | 1.4395 | 0.12502 | 23028.1 | 3.0161 | 0.12502 | 0.48414 | 0.0115 | 5.2633 | 0.12502 | 1.6425 | 0.12502 | 26276.2263 | 3.6207 | 0.12502 | 29 | -80.6486 | 40.2522 | N | 54789 |  |  | 2828-B010-institutional | 2828-B010-institutional
3399 | A1 | 3399-A1 | 4979311 | Cumberland | TN | CONUS | egu-other | 1000 | 10000 |  |  | 100 | 0 | 0.003857 | 0.003857 |  | 33879.5 | 0 | 33879.5 | 0 | 0 | 0.93145 | 0.054986 | 0.0186 | 0.054916 | 677.4 | 0.91285 | 0.054987 | 0 | 0 | 0.93145 | 0.054986 | 0.0186 | 0.054916 | 677.4 | 0.91285 | 0.054987 | 119 | -87.6539 | 36.3903 | N | 54789 |  |  | 3399-A1-egu-other | 3399-A1-egu-other
3399 | B1 | 3399-B1 | 4979311 | Cumberland | TN | CONUS | egu-other | 1000 | 10000 |  |  | 100 | 0 | 0.0037814 | 0.0037814 |  | 33216.1 | 0 | 33216.1 | 0 | 0 | 0.91325 | 0.054988 | 0.01645 | 0.05509 | 597.2 | 0.8968 | 0.054987 | 0 | 0 | 0.91325 | 0.054988 | 0.01645 | 0.05509 | 597.2 | 0.8968 | 0.054987 | 120 | -87.6539 | 36.3903 | N | 54789 |  |  | 3399-B1-egu-other | 3399-B1-egu-other
3492 | 5 | 3492-5 | 0 | Morgan Creek | TX | CONUS | egu-other | 1938 | 10000 |  |  | 193.8 | 0 |  | 0 |  |  | 0 | 0 | 0 | -999.9 | 0 | -999.9 | 0 | -999.9 |  | 0 | -999.9 | 0 | -999.9 | 0 | -999.9 | 0 | -999.9 | 0 | 0 | -999.9 |  | -100.9158 | 32.3358 | N | 42736 |  |  | 3492-5-egu-other | 3492-5-egu-other
3492 | 6 | 3492-6 | 0 | Morgan Creek | TX | CONUS | egu-other | 5682 | 10000 |  |  | 568.2 | 0 |  | 0 |  |  | 0 | 0 | 0 | -999.9 | 0 | -999.9 | 0 | -999.9 |  | 0 | -999.9 | 0 | -999.9 | 0 | -999.9 | 0 | -999.9 | 0 | 0 | -999.9 |  | -100.9158 | 32.3358 | N | 42736 |  |  | 3492-6-egu-other | 3492-6-egu-other
3796 | 3 | 3796-3 | 6631311 | Bremo Power Station | VA | CONUS | egu-other | 916 | 11565.5908 | 11837.7318 | 11329.6846 | 79.2005 | 0 | 0.097778 | 0 | 68023.66 | 786733.816 | 0 | 0 | 0.23606 | 0.00060011 | 52.4627 | 0.13337 | 22.941 | 0.12271 | 373907.188 | 29.5217 | 0.14302 | 0 | -999.9 | 0 | -999.9 | 0 | -999.9 | 0 | 0 | -999.9 |  | -78.2878 | 37.7089 | N | 43465 |  |  | 3796-3-egu-other | 3796-3-egu-other
3796 | 4 | 3796-4 | 6631311 | Bremo Power Station | VA | CONUS | egu-other | 1699 | 9895.2653 | 10012.3757 | 9758.8442 | 171.6983 | 0 | 0.23786 | 0 | 358734.81 | 3549776.109 | 0 | 0 | 1.065 | 0.00060004 | 232.6453 | 0.13108 | 120.0965 | 0.12428 | 1932680.872 | 112.5487 | 0.1392 | 0 | -999.9 | 0 | -999.9 | 0 | -999.9 | 0 | 0 | -999.9 |  | -78.2878 | 37.7089 | N | 43465 |  |  | 3796-4-egu-other | 3796-4-egu-other
3804 | 3 | 3804-3 | 7520511 | Possum Point Power Station | VA | CONUS | egu-other | 1164 | 11530.1375 | 11467.3739 | 14175.1356 | 100.9528 | 0 | 0.023677 | 0 | 20996.45 | 242091.956 | 0 | 0 | 0.072636 | 0.00060007 | 14.5676 | 0.12035 | 14.092 | 0.11983 | 235193.201 | 0.47558 | 0.13787 | 0 | -999.9 | 0 | -999.9 | 0 | -999.9 | 0 | 0 | -999.9 |  | -77.2808 | 38.5383 | N | 43465 |  |  | 3804-3-egu-other | 3804-3-egu-other
3804 | 4 | 3804-4 | 7520511 | Possum Point Power Station | VA | CONUS | egu-other | 2522 | 11137.0405 | 11068.134 | 12454.7529 | 226.4515 | 0 | 0.035628 | 0 | 70870.24 | 789284.735 | 0 | 0 | 0.2368 | 0.00060003 | 40.909 | 0.10366 | 38.5138 | 0.10333 | 745421.337 | 2.3952 | 0.10921 | 0 | -999.9 | 0 | -999.9 | 0 | -999.9 | 0 | 0 | -999.9 |  | -77.2808 | 38.5383 | N | 43465 |  |  | 3804-4-egu-other | 3804-4-egu-other
3935 | AUX1 | 3935-AUX1 | 6789111 | John E Amos | WV | CONUS | egu-other | 642 | 10000 |  |  | 64.2 | 0 | 4.896e-05 | 4.896e-05 |  | 276.1 | 0 | 276.1 | 0 | 0 | 0.0221 | 0.16009 | 0.0221 | 0.16009 | 276.1 | 0 | -999.9 | 0 | 0 | 0.0221 | 0.16009 | 0.0221 | 0.16009 | 276.1 | 0 | -999.9 | 129 | -81.8233 | 38.4731 | N | 54789 |  |  | 3935-AUX1-egu-other | 3935-AUX1-egu-other
3935 | AUX3 | 3935-AUX3 | 6789111 | John E Amos | WV | CONUS | egu-other | 598 | 10000 |  |  | 59.8 | 1 | 0.00022087 | 0.00022087 |  | 1160.2 | 0 | 1160.2 | 0 | 0 | 0.05975 | 0.103 | 0.05975 | 0.103 | 1160.2 | 0 | -999.9 | 0 | 0 | 0.05975 | 0.103 | 0.05975 | 0.103 | 1160.2 | 0 | -999.9 | 125 | -81.8233 | 38.4731 | N | 54789 |  |  | 3935-AUX3-egu-other | 3935-AUX3-egu-other
3948 | AUX1 | 3948-AUX1 | 6902311 | Mitchell (WV) | WV | CONUS | egu-other | 663 | 10000 |  |  | 66.3 | 108 | 0.013147 | 0.013147 |  | 76563.3 | 0 | 76563.3 | 0 | 0 | 3.2162 | 0.084015 | 3.2162 | 0.084015 | 76563.3 | 0 | -999.9 | 0 | 0 | 3.2162 | 0.084015 | 3.1605 | 0.084015 | 75237.3 | 0.055702 | 0.084015 | 108 | -80.8153 | 39.8297 | N | 54789 |  |  | 3948-AUX1-egu-other | 3948-AUX1-egu-other
6019 | A | 6019-A | 8294311 | W H Zimmer Generating Station | OH | CONUS | egu-other | 603 | 16034.453 | 16034.453 |  | 37.6065 | 0 | 0.013225 | 0.015136 | 4368.6274 | 70048.55 | 4997.957 | 80172.5083 | 0 | 0 | 2.3185 | 0.066197 | 1.1811 | 0.066197 | 35683.216 | 1.1374 | 0.066197 | 0 | 0 | 2.6536 | 0.066197 | 1.3726 | 0.066197 | 41471.3679 | 1.2809 | 0.066197 | 107 | -84.2286 | 38.8689 | N | 54789 |  |  | 6019-A-egu-other | 6019-A-egu-other
6019 | B | 6019-B | 8294311 | W H Zimmer Generating Station | OH | CONUS | egu-other | 603 | 16478.3516 | 16478.3516 |  | 36.5935 | 1 | 0.013384 | 0.015309 | 4302.0978 | 70891.48 | 4913.3187 | 81086.5425 | 0 | 0 | 2.1833 | 0.061594 | 1.0293 | 0.061594 | 33421.607 | 1.154 | 0.061594 | 0 | 0 | 2.4972 | 0.061594 | 1.1977 | 0.061594 | 38889.1695 | 1.2996 | 0.061594 | 106 | -84.2286 | 38.8689 | N | 54789 |  |  | 6019-B-egu-other | 6019-B-egu-other
6166 | AB1 | 6166-AB1 | 8017211 | Rockport | IN | CONUS | industrial | 603 | 10000 |  |  | 60.3 | 0 |  | 0 |  |  | 0 | 0 | 0 | -999.9 | 0 | -999.9 | 0 | -999.9 |  | 0 | -999.9 | 0 | -999.9 | 0 | -999.9 | 0 | -999.9 | 0 | 0 | -999.9 | 134 | -87.0372 | 37.9256 | N | 54789 |  |  | 6166-AB1-industrial | 6166-AB1-industrial
6166 | AB2 | 6166-AB2 | 8017211 | Rockport | IN | CONUS | industrial | 603 | 10000 |  |  | 60.3 | 0 |  | 0 |  |  | 0 | 0 | 0 | -999.9 | 0 | -999.9 | 0 | -999.9 |  | 0 | -999.9 | 0 | -999.9 | 0 | -999.9 | 0 | -999.9 | 0 | 0 | -999.9 | 135 | -87.0372 | 37.9256 | N | 54789 |  |  | 6166-AB2-industrial | 6166-AB2-industrial
6264 | AUX1 | 6264-AUX1 | 6760811 | Mountaineer (1301) | WV | CONUS | egu-other | 598 | 10000 |  |  | 59.8 | 94 | 0.011414 | 0.011414 |  | 59955.4 | 0 | 59955.4 | 0 | 0 | 3.088 | 0.10301 | 3.088 | 0.10301 | 59955.4 | 0 | -999.9 | 0 | 0 | 3.088 | 0.10301 | 3.088 | 0.10301 | 59955.4 | 0 | -999.9 | 112 | -81.9344 | 38.9794 | N | 54789 |  |  | 6264-AUX1-egu-other | 6264-AUX1-egu-other
6264 | AUX2 | 6264-AUX2 | 6760811 | Mountaineer (1301) | WV | CONUS | egu-other | 598 | 10000 |  |  | 59.8 | 59 | 0.0074943 | 0.0074943 |  | 39366.3 | 0 | 39366.3 | 0 | 0 | 2.0276 | 0.10301 | 2.0276 | 0.10301 | 39366.3 | 0 | -999.9 | 0 | 0 | 2.0277 | 0.10301 | 2.0277 | 0.10301 | 39366.3 | 0 | -999.9 | 114 | -81.9344 | 38.9794 | N | 54789 |  |  | 6264-AUX2-egu-other | 6264-AUX2-egu-other
6558 | 4 | 6558-4 | 5740811 | D G Hunter | LA | CONUS | egu-other | 1100 | 10000 |  |  | 110 | 0 |  | 0 |  |  | 0 | 0 | 0 | -999.9 | 0 | -999.9 | 0 | -999.9 |  | 0 | -999.9 | 0 | -999.9 | 0 | -999.9 | 0 | -999.9 | 0 | 0 | -999.9 |  | -92.4626 | 31.321 | N | 42736 |  |  | 6558-4-egu-other | 6558-4-egu-other
6705 | 1 | 6705-1 | 8183111 | Alcoa Allowance Management Inc | IN | CONUS | industrial | 2201.5 | 11428.3256 | 11665.8797 | 11326.2572 | 192.6354 | 0 | 0.42221 | 0.43981 | 714422.8 | 8164656.359 | 743127.3795 | 8504961.2206 | 615.2288 | 0.15071 | 1310.1054 | 0.32092 | 387.891 | 0.30972 | 2504767.505 | 922.2145 | 0.32588 | 640.8717 | 0.15071 | 1365.7242 | 0.32116 | 380.5754 | 0.30972 | 2457523.9456 | 985.1488 | 0.32581 | 48 | -87.3328 | 37.915 | N | 54789 |  |  | 6705-1-industrial | 6705-1-industrial
6705 | 2 | 6705-2 | 8183111 | Alcoa Allowance Management Inc | IN | CONUS | industrial | 2865.7 | 11043.8139 | 11267.0881 | 10954.1389 | 259.4846 | 0 | 0.28945 | 0.30259 | 659752.48 | 7286183.627 | 688339.9498 | 7616811.2615 | 671.0319 | 0.18419 | 1234.5024 | 0.33886 | 355.0901 | 0.33341 | 2130053.151 | 879.4123 | 0.34111 | 701.4815 | 0.18419 | 1290.8738 | 0.33895 | 360.652 | 0.33351 | 2162777.146 | 930.2218 | 0.34111 | 61 | -87.3328 | 37.915 | N | 54789 |  |  | 6705-2-industrial | 6705-2-industrial
6705 | 3 | 6705-3 | 8183111 | Alcoa Allowance Management Inc | IN | CONUS | industrial | 2865.7 | 11028.9251 | 11290.2199 | 10911.5373 | 259.8349 | 0 | 0.28941 | 0.30171 | 660547.32 | 7285126.888 | 687989.3399 | 7594634.9873 | 467.8755 | 0.12845 | 1234.4085 | 0.33888 | 385.2396 | 0.33328 | 2311819.063 | 849.1688 | 0.34149 | 487.7532 | 0.12845 | 1287.278 | 0.339 | 384.3282 | 0.33328 | 2306349.5177 | 902.9498 | 0.34149 | 62 | -87.3328 | 37.915 | N | 54789 |  |  | 6705-3-industrial | 6705-3-industrial
6705 | 4 | 6705-4 | 8183111 | Alcoa Allowance Management Inc | IN | CONUS | industrial | 4455.2002 | 11036.7767 | 10964.0254 | 11103.5923 | 403.6686 | 0 | 0.52846 | 0.54799 | 1873830.15 | 20681044.956 | 1941521.9799 | 21445400.2323 | 1787.8645 | 0.1729 | 3058.2494 | 0.29575 | 1452.1035 | 0.29528 | 9835483.93 | 1606.1459 | 0.29618 | 1853.9425 | 0.1729 | 3171.3396 | 0.29576 | 1497.1431 | 0.29529 | 10140325.0948 | 1674.1964 | 0.29618 | 32 | -87.3328 | 37.915 | N | 54789 |  |  | 6705-4-industrial | 6705-4-industrial
7254 | 32432 | 7254-32432 | 901111 | Reedy Creek | FL | CONUS | institutional | 505 | 10209.8255 | 10177.4721 | 10244.2818 | 49.4622 | 5362 | 0.68132 | 0.76532 | 296019.04 | 3022302.748 | 332498.4752 | 3394892.419 | 0.96085 | 0.00063584 | 128.796 | 0.08523 | 66.1087 | 0.085094 | 1553776.242 | 62.6873 | 0.085374 | 1.0793 | 0.00063584 | 144.6758 | 0.085231 | 73.7012 | 0.085096 | 1732186.7714 | 70.9746 | 0.085372 | 3 | -81.5803 | 28.4272 | N | 54789 |  |  | 7254-32432-institutional | 7254-32432-institutional
7698 | CC1 | 7698-CC1 | 1020111 | SABIC Innovative Plastics - Burkville | AL | CONUS | industrial | 1365 | 6857.5401 | 6858.2387 | 6857.0338 | 199.051 | 0 | 0.46177 | 0.48053 | 807396.75 | 5536755.6 | 840182.7947 | 5761587.2168 | 1.6612 | 0.00060008 | 78.8845 | 0.028495 | 30.455 | 0.026176 | 2326964.375 | 48.4295 | 0.030176 | 1.7287 | 0.00060008 | 82.1875 | 0.028529 | 30.824 | 0.026176 | 2355156.3789 | 51.3635 | 0.030157 | 44 | -86.5242 | 32.3102 | N | 54789 |  |  | 7698-CC1-industrial | 7698-CC1-industrial
7737 | B001 | 7737-B001 | 4973611 | KapStone Charleston Kraft LLC | SC | CONUS | egu-other | 2000 | 13523.0202 | 13523.0202 |  | 147.896 | 0 | 0.23922 | 0.27253 | 310769.29 | 4202539.383 | 354048.3194 | 4787802.571 | 0 | 0 | 564.8995 | 0.26884 | 564.8995 | 0.26884 | 4202539.383 | 0 | -999.9 | 0 | 0 | 643.5697 | 0.26884 | 639.287 | 0.26884 | 4755941.111 | 4.2828 | 0.26884 | 52 | -79.9694 | 32.8994 | N | 54789 |  |  | 7737-B001-egu-other | 7737-B001-egu-other
7737 | B002 | 7737-B002 | 4973611 | KapStone Charleston Kraft LLC | SC | CONUS | egu-other | 1000 | 15098.5499 | 15098.5499 |  | 66.2315 | 0 | 0.0029125 | 0.0033299 | 1694.421 | 25583.3 | 1937.2491 | 29249.6515 | 0 | 0 | 1.9186 | 0.14999 | 1.9186 | 0.14999 | 25583.3 | 0 | -999.9 | 0 | 0 | 2.1936 | 0.14999 | 2.1936 | 0.14999 | 29249.6515 | 0 | -999.9 | 123 | -79.9694 | 32.8994 | N | 54789 |  |  | 7737-B002-egu-other | 7737-B002-egu-other
7737 | B003 | 7737-B003 | 4973611 | KapStone Charleston Kraft LLC | SC | CONUS | egu-other | 1000 | 18030.3593 | 18030.3593 |  | 55.462 | 0 | 0.0046519 | 0.0053119 | 2266.322 | 40862.6 | 2587.8281 | 46659.4703 | 0 | 0 | 3.0651 | 0.15002 | 3.0651 | 0.15002 | 40862.6 | 0 | -999.9 | 0 | 0 | 3.4999 | 0.15002 | 3.4999 | 0.15002 | 46659.4703 | 0 | -999.9 | 118 | -79.9694 | 32.8994 | N | 54789 |  |  | 7737-B003-egu-other | 7737-B003-egu-other
7737 | B004 | 7737-B004 | 4973611 | KapStone Charleston Kraft LLC | SC | CONUS | egu-other | 313 | 14607.962 | 14607.962 |  | 21.4267 | 6 | 0.032471 | 0.036427 | 6111.448 | 89275.8 | 6856.0115 | 100152.3555 | 0 | 0 | 6.6957 | 0.15 | 6.6957 | 0.15 | 89275.8 | 0 | -999.9 | 0 | 0 | 7.5114 | 0.15 | 7.5112 | 0.15 | 100149.4682 | 0.00021654 | 0.15 | 99 | -79.9694 | 32.8994 | N | 54789 |  |  | 7737-B004-egu-other | 7737-B004-egu-other
8102 | B001 | 8102-B001 | 8148511 | Gen J M Gavin | OH | CONUS | egu-other | 600 | 10000 |  |  | 60 | 45 | 0.013873 | 0.013873 |  | 73115.43 | 0 | 73115.43 | 0 | 0 | 3.7656 | 0.103 | 1.5073 | 0.103 | 29268 | 2.2582 | 0.103 | 0.36558 | 0.01 | 3.7656 | 0.103 | 1.5074 | 0.103 | 29268 | 2.2582 | 0.103 | 104 | -82.1158 | 38.9347 | N | 54789 |  |  | 8102-B001-egu-other | 8102-B001-egu-other
8102 | B002 | 8102-B002 | 8148511 | Gen J M Gavin | OH | CONUS | egu-other | 600 | 10000 |  |  | 60 | 38 | 0.013693 | 0.013693 |  | 72169.44 | 0 | 72169.44 | 0 | 0 | 3.7167 | 0.103 | 1.2273 | 0.103 | 23832 | 2.4894 | 0.103 | 0.36085 | 0.01 | 3.7167 | 0.103 | 1.2273 | 0.103 | 23832 | 2.4894 | 0.103 | 105 | -82.1158 | 38.9347 | N | 54789 |  |  | 8102-B002-egu-other | 8102-B002-egu-other
10017 | 002 | 10017-002 | 4182011 | Rock Tenn West Point Mill | VA | CONUS | egu-other | 1000 | 15626.8622 | 15626.8622 |  | 63.9924 | 0 | 0.44236 | 0.50136 | 248655.8053 | 3885710 | 281818.8674 | 4403944.6014 | 0 | 0 | 262.93 | 0.13533 | 123.2142 | 0.13533 | 1820920.866 | 139.7158 | 0.13533 | 41.3971 | 0.0188 | 297.9968 | 0.13533 | 139.6988 | 0.13533 | 2064538.4793 | 158.298 | 0.13533 | 24 | -76.8053 | 37.5392 | N | 54789 |  |  | 10017-002-egu-other | 10017-002-egu-other
10025 | 3B | 10025-3B | 17052711 | RED-Rochester LLC-Eastman Business Park | NY | CONUS | institutional | 805 | 12826.3376 | 12727.341 | 12896.8349 | 62.7615 | 0 | 0.57025 | 0 | 314374.889 | 4032278.449 | 0 | 0 | 0 | 0 | 1114.6574 | 0.55287 | 457.2617 | 0.54953 | 1664194.503 | 657.3957 | 0.55521 | 0 | -999.9 | 0 | -999.9 | 0 | -999.9 | 0 | 0 | -999.9 |  | -77.6289 | 43.1969 | N | 43176 |  |  | 10025-3B-institutional | 10025-3B-institutional
10025 | 4A | 10025-4A | 17052711 | RED-Rochester LLC-Eastman Business Park | NY | CONUS | institutional | 711 | 12650.4291 | 13086.1964 | 12627.42 | 56.2036 | 0 | 0.13263 | 0 | 65480.475 | 828356.106 | 0 | 0 | 0 | 0 | 220.3809 | 0.53209 | 9.976 | 0.46426 | 42975.854 | 210.4049 | 0.5358 | 0 | -999.9 | 0 | -999.9 | 0 | -999.9 | 0 | 0 | -999.9 |  | -77.6289 | 43.1969 | N | 43168 |  |  | 10025-4A-institutional | 10025-4A-institutional
10025 | 4B | 10025-4B | 17052711 | RED-Rochester LLC-Eastman Business Park | NY | CONUS | egu-other | 737 | 12539.5632 | 12668.7233 | 12410.7598 | 58.774 | 516 | 0.56511 | 0.64944 | 291749.056 | 3658405.723 | 335289.3529 | 4204382.0267 | 0 | 0 | 583.1675 | 0.31881 | 278.2878 | 0.30159 | 1845488.4 | 304.8797 | 0.33634 | 0 | 0 | 670.9737 | 0.31918 | 313.0906 | 0.30178 | 2074975.6115 | 357.8831 | 0.33613 | 17 | -77.6289 | 43.1969 | N | 54789 |  |  | 10025-4B-egu-other | 10025-4B-egu-other
10029 | 3 | 10029-3 | 7764911 | General Electric Aircraft | MA | CONUS | industrial | 383 | 13174.8259 | 13119.2055 | 13209.6766 | 29.0706 | 0 | 0.28906 | 0.30185 | 73812.936 | 972472.58 | 77071.4697 | 1015508.5627 | 0 | 0 | 37.0901 | 0.07628 | 13.2355 | 0.070962 | 373028.263 | 23.8546 | 0.079589 | 0 | 0 | 38.7605 | 0.076337 | 13.5826 | 0.070962 | 382812.8044 | 25.1779 | 0.079589 | 63 | -70.9739 | 42.45 | N | 54789 |  |  | 10029-3-industrial | 10029-3-industrial
10111 | EUBHB9 | 10111-EUBHB9 | 13655911 | DTE Pontiac North LLC | MI | CONUS | egu-other | 431 |  |  |  |  | 0 |  | 0 |  |  | 0 | 0 | 0 | -999.9 | 0 | -999.9 | 0 | -999.9 |  | 0 | -999.9 | 0 | -999.9 | 0 | -999.9 | 0 | -999.9 | 0 | 0 | -999.9 |  | -83.2983 | 42.6603 | N | 42736 |  |  | 10111-EUBHB9-egu-other | 10111-EUBHB9-egu-other
10244 | B002 | 10244-B002 | 8131111 | P H Glatfelter Company - Chillicothe Fac | OH | CONUS | egu-other | 420 | 14085.4078 | 13916.9745 | 14148.6307 | 29.8181 | 1164 | 0.36703 | 0.41626 | 96134.328 | 1354091.212 | 109028.9216 | 1535716.8217 | 0 | 0 | 372.6747 | 0.55044 | 75.2836 | 0.41236 | 365135.289 | 297.3911 | 0.60142 | 0 | 0 | 422.7023 | 0.5505 | 86.4091 | 0.41627 | 415158.1011 | 336.2933 | 0.60022 | 38 | -82.9744 | 39.3265 | N | 54789 |  |  | 10244-B002-egu-other | 10244-B002-egu-other
10244 | B003 | 10244-B003 | 8131111 | P H Glatfelter Company - Chillicothe Fac | OH | CONUS | egu-other | 1000 | 15217.5101 | 15223.5579 | 15211.7094 | 65.7138 | 0 | 0.28792 | 0.334 | 166194.816 | 2529071.288 | 192792.6205 | 2933825.842 | 0 | 0 | 666.9324 | 0.52741 | 340.5251 | 0.54983 | 1238647.86 | 326.4073 | 0.50589 | 0 | 0 | 773.0997 | 0.52702 | 390.5039 | 0.54952 | 1421266.0574 | 382.5957 | 0.50589 | 44 | -82.9744 | 39.3265 | N | 54789 |  |  | 10244-B003-egu-other | 10244-B003-egu-other
10328 | UNIT1 | 10328-UNIT1 | 8157711 | T B Simon Power Plant | MI | CONUS | egu-other | 330 | 11054.6508 | 11054.6508 |  | 29.8517 | 11 | 0.39069 | 0.44101 | 102446.1124 | 1132506 | 115485.4055 | 1278362.3849 | 0 | 0 | 81.0424 | 0.14312 | 17.0169 | 0.14312 | 237798.252 | 64.0255 | 0.14312 | 0 | 0 | 91.4799 | 0.14312 | 19.1113 | 0.14312 | 267065.359 | 72.3686 | 0.14312 | 34 | -84.4836 | 42.7178 | N | 54789 |  |  | 10328-UNIT1-egu-other | 10328-UNIT1-egu-other
10328 | UNIT2 | 10328-UNIT2 | 8157711 | T B Simon Power Plant | MI | CONUS | egu-other | 1000 | 12000 | 21122.5764 |  | 83.3333 | 0 | 0.14804 | 0.095621 | 61564.365 | 1300398 | 69993.1097 | 839936.9166 | 0 | 0 | 67.004 | 0.10305 | 40.2187 | 0.10305 | 780556.125 | 26.7852 | 0.10305 | 0 | 0 | 43.2784 | 0.10305 | 26.1414 | 0.10305 | 507347.2049 | 17.1369 | 0.10305 | 75 | -84.4836 | 42.7178 | N | 54789 |  |  | 10328-UNIT2-egu-other | 10328-UNIT2-egu-other
10328 | UNIT3 | 10328-UNIT3 | 8157711 | T B Simon Power Plant | MI | CONUS | egu-other | 1000 | 19312.0219 | 19312.0219 |  | 51.7812 | 0 | 0.18173 | 0.20775 | 82657.3006 | 1596279.6 | 94423.8844 | 1824866.925 | 0 | 0 | 520.0851 | 0.65162 | 368.3362 | 0.65162 | 1130521.9 | 151.7489 | 0.65162 | 0 | 0 | 594.5613 | 0.65162 | 420.7102 | 0.65162 | 1291271.5946 | 173.8511 | 0.65162 | 65 | -84.4836 | 42.7178 | N | 54789 |  |  | 10328-UNIT3-egu-other | 10328-UNIT3-egu-other
10328 | UNIT4 | 10328-UNIT4 | 8157711 | T B Simon Power Plant | MI | CONUS | egu-other | 460 | 15990.5951 | 15990.5951 |  | 28.7669 | 121 | 0.27078 | 0.30875 | 68424.2078 | 1094143.8 | 77969.1568 | 1247536.7681 | 0 | 0 | 14.4325 | 0.026381 | 11.3525 | 0.026381 | 860646.799 | 3.08 | 0.026381 | 0 | 0 | 16.4558 | 0.026381 | 12.907 | 0.026381 | 978492.7726 | 3.5489 | 0.026381 | 46 | -84.4836 | 42.7178 | N | 54789 |  |  | 10328-UNIT4-egu-other | 10328-UNIT4-egu-other
10333 | 1 | 10333-1 | 16592211 | Central Power & Lime | FL | CONUS | industrial | 1850 | 13286.8209 | 12552.6155 | 13863.1717 | 139.2357 | 0 | 0.32509 | 0 | 397595.22 | 5282776.49 | 0 | 0 | 0 | 0 | 386.6662 | 0.14639 | 162.897 | 0.14844 | 2194858.839 | 223.7692 | 0.14493 | 0 | -999.9 | 0 | -999.9 | 0 | -999.9 | 0 | 0 | -999.9 |  | -82.4309 | 28.5823 | N | 43101 |  |  | 10333-1-industrial | 10333-1-industrial
10378 | BLR01A | 10378-BLR01A | 8176711 | CPI USA North Carolina Southport | NC | CONUS | egu-other | 223 | 14546.1577 | 14423.6909 | 14643.0537 | 15.3305 | 0 | 0.76003 | 0 | 102347.78 | 1488766.944 | 0 | 0 | 816.139 | 1.0964 | 162.298 | 0.21803 | 67.3472 | 0.20656 | 652075.581 | 94.9508 | 0.22697 | 0 | -999.9 | 0 | -999.9 | 0 | -999.9 | 0 | 0 | -999.9 |  | -78.0125 | 33.9444 | N | 44286 |  |  | 10378-BLR01A-egu-other | 10378-BLR01A-egu-other
10378 | BLR01B | 10378-BLR01B | 8176711 | CPI USA North Carolina Southport | NC | CONUS | egu-other | 223 | 14518.4758 | 14450.0066 | 14576.3626 | 15.3597 | 0 | 0.76837 | 0 | 103668.432 | 1505107.625 | 0 | 0 | 832.7857 | 1.1066 | 163.7884 | 0.21764 | 71.1549 | 0.20737 | 686274.627 | 92.6335 | 0.22626 | 0 | -999.9 | 0 | -999.9 | 0 | -999.9 | 0 | 0 | -999.9 |  | -78.0125 | 33.9444 | N | 44286 |  |  | 10378-BLR01B-egu-other | 10378-BLR01B-egu-other
10378 | BLR01C | 10378-BLR01C | 8176711 | CPI USA North Carolina Southport | NC | CONUS | egu-other | 223 | 14533.6968 | 14455.6383 | 14602.2982 | 15.3437 | 0 | 0.7223 | 0 | 97350.188 | 1414858.115 | 0 | 0 | 781.11 | 1.1042 | 153.2559 | 0.21664 | 68.0945 | 0.20689 | 658257.309 | 85.1614 | 0.22512 | 0 | -999.9 | 0 | -999.9 | 0 | -999.9 | 0 | 0 | -999.9 |  | -78.0125 | 33.9444 | N | 44286 |  |  | 10378-BLR01C-egu-other | 10378-BLR01C-egu-other
10378 | BLR02A | 10378-BLR02A | 8176711 | CPI USA North Carolina Southport | NC | CONUS | egu-other | 223 | 13946.4209 | 13654.3597 | 14177.1808 | 15.9898 | 0 | 0.69769 | 0 | 97993.787 | 1366662.597 | 0 | 0 | 728.9794 | 1.0668 | 150.2913 | 0.21994 | 62.5584 | 0.21185 | 590577.777 | 87.7329 | 0.22609 | 0 | -999.9 | 0 | -999.9 | 0 | -999.9 | 0 | 0 | -999.9 |  | -78.0125 | 33.9444 | N | 44286 |  |  | 10378-BLR02A-egu-other | 10378-BLR02A-egu-other
10378 | BLR02B | 10378-BLR02B | 8176711 | CPI USA North Carolina Southport | NC | CONUS | egu-other | 223 | 13933.3379 | 13678.9138 | 14140.2114 | 16.0048 | 0 | 0.68403 | 0 | 96164.564 | 1339893.361 | 0 | 0 | 713.6689 | 1.0653 | 147.0713 | 0.21953 | 62.7077 | 0.2126 | 589916.316 | 84.3636 | 0.22498 | 0 | -999.9 | 0 | -999.9 | 0 | -999.9 | 0 | 0 | -999.9 |  | -78.0125 | 33.9444 | N | 44286 |  |  | 10378-BLR02B-egu-other | 10378-BLR02B-egu-other
10378 | BLR02C | 10378-BLR02C | 8176711 | CPI USA North Carolina Southport | NC | CONUS | egu-other | 223 | 13930.5848 | 13658.4109 | 14137.6343 | 16.0079 | 0 | 0.70593 | 0 | 99264.176 | 1382808.023 | 0 | 0 | 735.689 | 1.0641 | 151.9532 | 0.21977 | 62.0889 | 0.21199 | 585772.367 | 89.8643 | 0.2255 | 0 | -999.9 | 0 | -999.9 | 0 | -999.9 | 0 | 0 | -999.9 |  | -78.0125 | 33.9444 | N | 44286 |  |  | 10378-BLR02C-egu-other | 10378-BLR02C-egu-other
10379 | BLR01A | 10379-BLR01A | 7826311 | CPI USA North Carolina Roxboro | NC | CONUS | egu-other | 220 | 14348.9604 | 14206.2594 | 14462.4129 | 15.3321 | 0 | 0.73026 | 0 | 98349.736 | 1411216.468 | 0 | 0 | 754.9686 | 1.07 | 143.8264 | 0.20383 | 63.2563 | 0.20444 | 618823.367 | 80.5702 | 0.20336 | 0 | -999.9 | 0 | -999.9 | 0 | -999.9 | 0 | 0 | -999.9 |  | -78.9619 | 36.435 | N | 44286 |  |  | 10379-BLR01A-egu-other | 10379-BLR01A-egu-other
10379 | BLR01B | 10379-BLR01B | 7826311 | CPI USA North Carolina Roxboro | NC | CONUS | egu-other | 220 | 14309.6792 | 14179.5362 | 14411.7361 | 15.3742 | 0 | 0.75673 | 0 | 102193.842 | 1462361.098 | 0 | 0 | 779.8943 | 1.0666 | 148.3424 | 0.20288 | 64.9647 | 0.204 | 636893.778 | 83.3777 | 0.20201 | 0 | -999.9 | 0 | -999.9 | 0 | -999.9 | 0 | 0 | -999.9 |  | -78.9619 | 36.435 | N | 44286 |  |  | 10379-BLR01B-egu-other | 10379-BLR01B-egu-other
10379 | BLR01C | 10379-BLR01C | 7826311 | CPI USA North Carolina Roxboro | NC | CONUS | egu-other | 220 | 14405.3976 | 14253.8318 | 14526.6832 | 15.2721 | 0 | 0.75361 | 0 | 101097.177 | 1456345.03 | 0 | 0 | 780.4237 | 1.0718 | 149.2598 | 0.20498 | 65.7984 | 0.20544 | 640551.152 | 83.4614 | 0.20461 | 0 | -999.9 | 0 | -999.9 | 0 | -999.9 | 0 | 0 | -999.9 |  | -78.9619 | 36.435 | N | 44286 |  |  | 10379-BLR01C-egu-other | 10379-BLR01C-egu-other
10382 | UNIT1 | 10382-UNIT1 | 8491311 | NC Renewable Power - Lumberton LLC | NC | CONUS | egu-other | 1000 | 12000 | 18594.9248 | 21455.1938 | 83.3333 | 0 | 0.062915 | 0.041697 | 26802.563 | 552643.793 | 30218.7937 | 366269.9675 | 8.5036 | 0.030774 | 34.72 | 0.12565 | 11.0703 | 0.15197 | 145692.426 | 23.6497 | 0.11623 | 5.6358 | 0.030774 | 23.2669 | 0.12705 | 8.1391 | 0.15197 | 107116.3791 | 15.1278 | 0.11675 | 91 | -78.9968 | 34.59 | N | 54789 |  |  | 10382-UNIT1-egu-other | 10382-UNIT1-egu-other
10382 | UNIT2 | 10382-UNIT2 | 8491311 | NC Renewable Power - Lumberton LLC | NC | CONUS | egu-other | 1000 | 12000 | 17534.695 | 21980.5083 | 83.3333 | 0 | 0.068915 | 0.044436 | 29078.196 | 605348.894 | 32521.6105 | 390328.2011 | 9.8542 | 0.032557 | 37.5463 | 0.12405 | 9.6325 | 0.14449 | 133328.578 | 27.9137 | 0.11827 | 6.3539 | 0.032557 | 24.4552 | 0.12531 | 7.3718 | 0.14449 | 102037.1541 | 17.0834 | 0.11852 | 90 | -78.9968 | 34.59 | N | 54789 |  |  | 10382-UNIT2-egu-other | 10382-UNIT2-egu-other
10384 | BLR01A | 10384-BLR01A | 8124311 | Edgecombe Genco LLC | NC | CONUS | egu-other | 375 | 15815.0008 | 15599.1407 | 15993.9231 | 23.7117 | 0 | 0.13084 | 0 | 27251.742 | 430986.322 | 0 | 0 | 7.1901 | 0.033366 | 108.7764 | 0.50478 | 48.4634 | 0.50309 | 192664.457 | 60.313 | 0.50615 | 0 | -999.9 | 0 | -999.9 | 0 | -999.9 | 0 | 0 | -999.9 |  | -77.7542 | 36.0378 | N | 45260 |  |  | 10384-BLR01A-egu-other | 10384-BLR01A-egu-other
10384 | BLR01B | 10384-BLR01B | 8124311 | Edgecombe Genco LLC | NC | CONUS | egu-other | 375 | 15852.8383 | 15501.3925 | 16091.3297 | 23.6551 | 0 | 0.13694 | 0 | 28455.094 | 451094.004 | 0 | 0 | 9.2558 | 0.041037 | 114.4833 | 0.50758 | 44.9442 | 0.50409 | 178319.013 | 69.5391 | 0.50986 | 0 | -999.9 | 0 | -999.9 | 0 | -999.9 | 0 | 0 | -999.9 |  | -77.7542 | 36.0378 | N | 45260 |  |  | 10384-BLR01B-egu-other | 10384-BLR01B-egu-other
10384 | BLR02A | 10384-BLR02A | 8124311 | Edgecombe Genco LLC | NC | CONUS | egu-other | 375 | 15541.991 | 15395.8698 | 15649.645 | 24.1282 | 0 | 0.1621 | 0 | 34356.788 | 533972.889 | 0 | 0 | 11.2868 | 0.042275 | 134.8579 | 0.50511 | 57.1567 | 0.50945 | 224387.135 | 77.7012 | 0.50197 | 0 | -999.9 | 0 | -999.9 | 0 | -999.9 | 0 | 0 | -999.9 |  | -77.7542 | 36.0378 | N | 45260 |  |  | 10384-BLR02A-egu-other | 10384-BLR02A-egu-other
10384 | BLR02B | 10384-BLR02B | 8124311 | Edgecombe Genco LLC | NC | CONUS | egu-other | 375 | 15575.8126 | 15419.514 | 15682.2453 | 24.0758 | 0 | 0.16205 | 0 | 34271.548 | 533807.209 | 0 | 0 | 11.3638 | 0.042576 | 134.8573 | 0.50527 | 54.5856 | 0.50996 | 214075.805 | 80.2718 | 0.50212 | 0 | -999.9 | 0 | -999.9 | 0 | -999.9 | 0 | 0 | -999.9 |  | -77.7542 | 36.0378 | N | 45260 |  |  | 10384-BLR02B-egu-other | 10384-BLR02B-egu-other
10398 | B001 | 10398-B001 | 7937411 | ArcelorMittal Cleveland LLC | OH | CONUS | industrial | 1000 | 15822.7822 | 15822.7822 |  | 63.2 | 0 | 0.25864 | 0.26808 | 143583.3959 | 2271888.8 | 148762.5118 | 2354776.9228 | 0 | 0 | 15.3138 | 0.013481 | 7.6935 | 0.013481 | 1141366.9 | 7.6203 | 0.013481 | 0 | 0 | 15.8725 | 0.013481 | 7.7739 | 0.013481 | 1153296.3221 | 8.0986 | 0.013481 | 78 | -81.6747 | 41.4631 | N | 54789 |  |  | 10398-B001-industrial | 10398-B001-industrial
10398 | B002 | 10398-B002 | 7937411 | ArcelorMittal Cleveland LLC | OH | CONUS | industrial | 337 | 14236.5782 | 14236.5782 |  | 23.6714 | 0 | 0.6057 | 0.62802 | 125943.761 | 1793008.2 | 130583.9844 | 1859069.104 | 0 | 0 | 21.0788 | 0.023512 | 10.0951 | 0.023512 | 858712.356 | 10.9837 | 0.023512 | 0 | 0 | 21.8554 | 0.023512 | 10.1995 | 0.023512 | 867590.4824 | 11.6559 | 0.023512 | 17 | -81.6747 | 41.4631 | N | 54789 |  |  | 10398-B002-industrial | 10398-B002-industrial
10398 | B003 | 10398-B003 | 7937411 | ArcelorMittal Cleveland LLC | OH | CONUS | industrial | 337 | 10000 |  |  | 33.7 | 0 |  | 0 |  |  | 0 | 0 | 0 | -999.9 | 0 | -999.9 | 0 | -999.9 |  | 0 | -999.9 | 0 | -999.9 | 0 | -999.9 | 0 | -999.9 | 0 | 0 | -999.9 | 127 | -81.6747 | 41.4631 | N | 54789 |  |  | 10398-B003-industrial | 10398-B003-industrial
10398 | B004 | 10398-B004 | 0 | ArcelorMittal Cleveland LLC | OH | CONUS | industrial | 337 | 10000 |  |  | 33.7 | 0 |  | 0 |  |  | 0 | 0 | 0 | -999.9 | 0 | -999.9 | 0 | -999.9 |  | 0 | -999.9 | 0 | -999.9 | 0 | -999.9 | 0 | -999.9 | 0 | 0 | -999.9 | 128 | -81.6747 | 41.4631 | N | 54789 |  |  | 10398-B004-industrial | 10398-B004-industrial
10398 | B007 | 10398-B007 | 7937411 | ArcelorMittal Cleveland LLC | OH | CONUS | industrial | 1000 | 12000 | 22226.4262 |  | 83.3333 | 0 | 0.22194 | 0.12381 | 87712.1938 | 1949528.6 | 90625.2686 | 1087503.223 | 0 | 0 | 8.2455 | 0.008459 | 4.9103 | 0.008459 | 1160970.7 | 3.3352 | 0.008459 | 0 | 0 | 4.5996 | 0.008459 | 2.6816 | 0.008459 | 634015.7916 | 1.918 | 0.008459 | 84 | -81.6747 | 41.4631 | N | 54789 |  |  | 10398-B007-industrial | 10398-B007-industrial
10464 | E0001 | 10464-E0001 | 8104811 | Black River Generation LLC | NY | CONUS | egu-other | 1000 | 16357.8461 | 16192.4547 | 16503.7211 | 61.1327 | 0 | 0.22037 | 0.25171 | 118337.865 | 1935752.589 | 135163.7364 | 2210987.6046 | 2.4173 | 0.0024975 | 135.4303 | 0.13993 | 64.6533 | 0.14399 | 898017.913 | 70.777 | 0.13641 | 2.761 | 0.0024975 | 154.7359 | 0.13997 | 74.8454 | 0.14394 | 1039948.9308 | 79.8905 | 0.13644 | 56 | -75.7712 | 44.0361 | N | 54789 |  |  | 10464-E0001-egu-other | 10464-E0001-egu-other
10464 | E0002 | 10464-E0002 | 8104811 | Black River Generation LLC | NY | CONUS | egu-other | 1000 | 16330.6928 | 16184.7565 | 16439.2016 | 61.2344 | 0 | 0.21977 | 0.25115 | 118209.757 | 1930447.233 | 135089.614 | 2206106.9933 | 2.0057 | 0.0020779 | 135.8067 | 0.1407 | 58.8423 | 0.14424 | 815887.055 | 76.9644 | 0.13811 | 2.2921 | 0.0020779 | 155.2193 | 0.14072 | 68.1863 | 0.1442 | 945738.9071 | 87.033 | 0.13811 | 57 | -75.7712 | 44.0361 | N | 54789 |  |  | 10464-E0002-egu-other | 10464-E0002-egu-other
10464 | E0003 | 10464-E0003 | 8104811 | Black River Generation LLC | NY | CONUS | egu-other | 1000 | 16358.2606 | 16202.1863 | 16470.3142 | 61.1312 | 0 | 0.21281 | 0.24452 | 114273.109 | 1869309.292 | 131303.4174 | 2147895.5144 | 2.2737 | 0.0024326 | 130.013 | 0.1391 | 55.5403 | 0.14356 | 773751.495 | 74.4727 | 0.13595 | 2.6125 | 0.0024326 | 149.4191 | 0.13913 | 63.9786 | 0.14356 | 891308.6062 | 85.4406 | 0.13599 | 59 | -75.7712 | 44.0361 | N | 54789 |  |  | 10464-E0003-egu-other | 10464-E0003-egu-other
10474 | 211 | 10474-211 | 3986511 | ArcelorMittal USA - Indiana Harbor East | IN | CONUS | industrial | 400 | 10000 |  |  | 40 | 0 |  | 0 |  |  | 0 | 0 | 0 | -999.9 | 0 | -999.9 | 0 | -999.9 |  | 0 | -999.9 | 0 | -999.9 | 0 | -999.9 | 0 | -999.9 | 0 | 0 | -999.9 | 129 | -87.4264 | 41.68 | N | 54789 |  |  | 10474-211-industrial | 10474-211-industrial
10474 | 212 | 10474-212 | 3986511 | ArcelorMittal USA - Indiana Harbor East | IN | CONUS | industrial | 400 | 10000 |  |  | 40 | 0 |  | 0 |  |  | 0 | 0 | 0 | -999.9 | 0 | -999.9 | 0 | -999.9 |  | 0 | -999.9 | 0 | -999.9 | 0 | -999.9 | 0 | -999.9 | 0 | 0 | -999.9 | 130 | -87.4264 | 41.68 | N | 54789 |  |  | 10474-212-industrial | 10474-212-industrial
10474 | 213 | 10474-213 | 3986511 | ArcelorMittal USA - Indiana Harbor East | IN | CONUS | industrial | 400 | 10000 |  |  | 40 | 0 |  | 0 |  |  | 0 | 0 | 0 | -999.9 | 0 | -999.9 | 0 | -999.9 |  | 0 | -999.9 | 0 | -999.9 | 0 | -999.9 | 0 | -999.9 | 0 | 0 | -999.9 | 131 | -87.4264 | 41.68 | N | 54789 |  |  | 10474-213-industrial | 10474-213-industrial
10474 | 501 | 10474-501 | 3986511 | ArcelorMittal USA - Indiana Harbor East | IN | CONUS | industrial | 2000 | 12000 | 31448.2682 |  | 166.6667 | 0 | 0.18639 | 0.075547 | 104120.7 | 3274415.7 | 105918.4658 | 1327208.3899 | 0 | 0 | 64.6321 | 0.039477 | 64.6321 | 0.039477 | 3274415.7 | 0 | -999.9 | 0 | 0 | 26.1971 | 0.039477 | 26.0131 | 0.039477 | 1317887.5616 | 0.18398 | 0.039477 | 92 | -87.4264 | 41.68 | N | 54789 |  |  | 10474-501-industrial | 10474-501-industrial
10474 | 502 | 10474-502 | 3986511 | ArcelorMittal USA - Indiana Harbor East | IN | CONUS | industrial | 2000 | 12000 | 34368.2029 |  | 166.6667 | 0 | 0.17561 | 0.064886 | 89766.387 | 3085109.403 | 91307.608 | 1139920.8957 | 0 | 0 | 57.3445 | 0.037175 | 57.3445 | 0.037175 | 3085109.403 | 0 | -999.9 | 0 | 0 | 21.1883 | 0.037175 | 21.1679 | 0.037175 | 1138824.4957 | 0.020379 | 0.037175 | 94 | -87.4264 | 41.68 | N | 54789 |  |  | 10474-502-industrial | 10474-502-industrial
10474 | 503 | 10474-503 | 3986511 | ArcelorMittal USA - Indiana Harbor East | IN | CONUS | industrial | 2000 | 12000 | 33584.709 |  | 166.6667 | 0 | 0.1923 | 0.072224 | 100590.222 | 3378293.332 | 102337.2387 | 1268828.4641 | 0 | 0 | 68.1355 | 0.040337 | 68.1355 | 0.040337 | 3378293.332 | 0 | -999.9 | 0 | 0 | 25.5905 | 0.040337 | 25.4103 | 0.040337 | 1259895.4663 | 0.18017 | 0.040337 | 90 | -87.4264 | 41.68 | N | 54789 |  |  | 10474-503-industrial | 10474-503-industrial
10474 | 504 | 10474-504 | 0 | ArcelorMittal USA - Indiana Harbor East | IN | CONUS | industrial | 561.6 | 15660.9826 | 15660.9826 |  | 35.8598 | 21 | 0.74455 | 0.78127 | 234528.3233 | 3672944 | 246033.8368 | 3854100.415 | 0 | 0 | 233.019 | 0.12688 | 97.7864 | 0.12688 | 1541351.312 | 135.2326 | 0.12688 | 0 | 0 | 244.5119 | 0.12688 | 100.9883 | 0.12688 | 1591819.6189 | 143.5237 | 0.12688 | 4 | -87.4264 | 41.68 | N | 54789 |  |  | 10474-504-industrial | 10474-504-industrial
10525 | ES5A | 10525-ES5A | 8505111 | Craven County Wood Energy | NC | CONUS | egu-other | 1000 | 14143.9991 | 14070.3667 | 14215.1474 | 70.7014 | 101 | 0.56916 | 0.65821 | 353471.77 | 4999504.4 | 407225.4382 | 5781743.0535 | 55.1264 | 0.022053 | 590.0254 | 0.23603 | 272.6466 | 0.22311 | 2444072.507 | 317.3788 | 0.2484 | 63.7516 | 0.022053 | 682.4137 | 0.23606 | 314.9475 | 0.22328 | 2821078.0964 | 367.4662 | 0.24823 | 16 | -77.17 | 35.1285 | N | 54789 |  |  | 10525-ES5A-egu-other | 10525-ES5A-egu-other
10698 | BLR08 | 10698-BLR08 | 8243911 | Graphic Packaging International Inc. | MI | CONUS | industrial | 240 | 14700.9231 | 14700.9231 |  | 16.3255 | 0 | 0.57528 | 0.59874 | 82496.8606 | 1212780 | 85858.1002 | 1262240.9499 | 0 | 0 | 73.1039 | 0.12056 | 27.0074 | 0.12056 | 448047.75 | 46.0965 | 0.12056 | 0 | 0 | 76.0853 | 0.12056 | 27.1611 | 0.12056 | 450598.0996 | 48.9241 | 0.12056 | 21 | -85.5783 | 42.3049 | N | 54789 |  |  | 10698-BLR08-industrial | 10698-BLR08-industrial
10771 | 1 | 10771-1 | 10633611 | Hopewell Power Station | VA | CONUS | egu-other | 391 | 17674.6297 | 17320.6682 | 17941.082 | 22.1221 | 4366 | 0.66244 | 0.75192 | 128726.353 | 2275190.626 | 146114.3424 | 2582516.8998 | 7.2796 | 0.0063991 | 113.4087 | 0.099692 | 47.6717 | 0.099568 | 957568.95 | 65.7371 | 0.099781 | 8.2629 | 0.0063991 | 128.7253 | 0.09969 | 54.7731 | 0.099568 | 1100212.8644 | 73.9522 | 0.09978 | 4 | -77.2834 | 37.2976 | N | 47118 |  |  | 10771-1-egu-other | 10771-1-egu-other
10771 | 2 | 10771-2 | 10633611 | Hopewell Power Station | VA | CONUS | egu-other | 391 | 17638.0605 | 17212.7605 | 17959.4834 | 22.168 | 3232 | 0.64335 | 0.71665 | 125275.46 | 2209616.142 | 139548.9051 | 2461372.0297 | 6.9951 | 0.0063315 | 108.995 | 0.098655 | 45.8537 | 0.098803 | 928183.651 | 63.1413 | 0.098548 | 7.7921 | 0.0063315 | 121.4143 | 0.098656 | 50.9257 | 0.098803 | 1030850.6898 | 70.4886 | 0.09855 | 7 | -77.2834 | 37.2976 | N | 47118 |  |  | 10771-2-egu-other | 10771-2-egu-other
10773 | 1 | 10773-1 | 4565711 | Altavista Power Station | VA | CONUS | egu-other | 383 | 16381.4572 | 15941.3389 | 16726.7506 | 23.3801 | 2414 | 0.59238 | 0.66008 | 121657.265 | 1992923.277 | 135560.6406 | 2220680.8298 | 5.6281 | 0.0056481 | 114.942 | 0.11535 | 51.2699 | 0.12026 | 852616.614 | 63.6722 | 0.11168 | 6.2713 | 0.0056481 | 128.219 | 0.11548 | 58.5761 | 0.12026 | 974119.9098 | 69.6429 | 0.11174 | 13 | -79.2726 | 37.1183 | N | 47118 |  |  | 10773-1-egu-other | 10773-1-egu-other
10773 | 2 | 10773-2 | 4565711 | Altavista Power Station | VA | CONUS | egu-other | 383 | 16396.1141 | 15971.1201 | 16733.8549 | 23.3592 | 2520 | 0.60955 | 0.68262 | 125071.184 | 2050681.409 | 140065.6837 | 2296532.9379 | 5.8947 | 0.005749 | 117.5681 | 0.11466 | 52.6676 | 0.11909 | 884509.587 | 64.9006 | 0.11131 | 6.6014 | 0.005749 | 131.8229 | 0.1148 | 60.9119 | 0.11909 | 1022970.7007 | 70.911 | 0.11136 | 12 | -79.2726 | 37.1183 | N | 47118 |  |  | 10773-2-egu-other | 10773-2-egu-other
10774 | 1 | 10774-1 | 6634511 | Southampton Power Station | VA | CONUS | egu-other | 400 | 17186.2278 | 17228.1898 | 17151.4215 | 23.2745 | 4293 | 0.64119 | 0.71278 | 131085.691 | 2252868.548 | 145715.7397 | 2504423.6301 | 7.1134 | 0.006315 | 130.6355 | 0.11597 | 57.5851 | 0.11248 | 1023931.653 | 73.0505 | 0.11888 | 7.9077 | 0.006315 | 145.1713 | 0.11593 | 64.8467 | 0.11248 | 1153051.6769 | 80.3246 | 0.11888 | 9 | -76.995 | 36.6549 | N | 47118 |  |  | 10774-1-egu-other | 10774-1-egu-other
10774 | 2 | 10774-2 | 6634511 | Southampton Power Station | VA | CONUS | egu-other | 400 | 17175.9713 | 17222.231 | 17136.9456 | 23.2883 | 3874 | 0.62187 | 0.69021 | 127213.671 | 2185018.365 | 141193.5268 | 2425137.0929 | 6.9079 | 0.006323 | 126.5553 | 0.11584 | 56.4847 | 0.11268 | 1002533.676 | 70.0707 | 0.11851 | 7.6671 | 0.006323 | 140.4572 | 0.11583 | 62.8021 | 0.11268 | 1114661.215 | 77.6551 | 0.11851 | 11 | -76.995 | 36.6549 | N | 47118 |  |  | 10774-2-egu-other | 10774-2-egu-other
10788 | 612 | 10788-612 | 6884211 | E I DuPont de Nemours & Company | WV | CONUS | egu-other | 275 | 13621.9375 | 13621.9375 |  | 20.188 | 0 | 0.22318 | 0.25488 | 39577.339 | 539120.04 | 45196.8763 | 615682.5502 | 0 | 0 | 40.6777 | 0.1509 | 40.6777 | 0.1509 | 539120.04 | 0 | -999.9 | 0 | 0 | 46.4545 | 0.1509 | 46.1607 | 0.1509 | 611787.7148 | 0.29387 | 0.1509 | 54 | -81.556 | 38.2431 | N | 54789 |  |  | 10788-612-egu-other | 10788-612-egu-other
10822 | 1 | 10822-1 | 4187811 | Grayling Generating Station | MI | CONUS | egu-other | 1000 | 18024.9896 | 17353.8643 | 18681.8251 | 55.4785 | 0 | 0.26621 | 0.30522 | 129731.552 | 2338409.871 | 148739.6672 | 2681056.9656 | 4.7456 | 0.0040588 | 140.9465 | 0.12055 | 62.3861 | 0.11205 | 1113558.913 | 78.5604 | 0.12828 | 5.441 | 0.0040588 | 161.1567 | 0.12022 | 74.2819 | 0.11205 | 1325892.4414 | 86.8749 | 0.12821 | 48 | -84.6903 | 44.605 | N | 54789 |  |  | 10822-1-egu-other | 10822-1-egu-other
10823 | S42 | 10823-S42 | 4064511 | Deer Island Treatment | MA | CONUS | industrial | 256.3 | 13163.0985 | 14119.6106 | 13024.498 | 19.4711 | 2 | 0.013903 | 0.014845 | 2377.95 | 31301.19 | 2528.3915 | 33420.5366 | 0 | 0 | 4.9427 | 0.31581 | 0.43052 | 0.20263 | 4249.438 | 4.5121 | 0.33359 | 0 | 0 | 5.3097 | 0.31775 | 0.40957 | 0.20263 | 4042.5902 | 4.9001 | 0.33359 | 119 | -70.9601 | 42.3497 | N | 54789 |  |  | 10823-S42-industrial | 10823-S42-industrial
10823 | S43 | 10823-S43 | 4064511 | Deer Island Treatment | MA | CONUS | industrial | 256.3 | 13370.9434 | 14313.8349 | 13267.6263 | 19.1684 | 1 | 0.013015 | 0.013908 | 2191.41 | 29301.219 | 2325.4233 | 31311.9252 | 0 | 0 | 19.7014 | 1.3448 | 0.46728 | 0.3017 | 3097.657 | 19.2342 | 1.4681 | 0 | 0 | 21.2399 | 1.3567 | 0.45109 | 0.3017 | 2990.3399 | 20.7888 | 1.4681 | 120 | -70.9601 | 42.3497 | N | 54789 |  |  | 10823-S43-industrial | 10823-S43-industrial
10849 | PB1 | 10849-PB1 | 6319411 | NorthShore Mining Silver Bay Power | MN | CONUS | industrial | 600 | 15365.1875 | 14691.1324 | 15901.6777 | 39.0493 | 0 | 0.464 | 0 | 159155.74 | 2445457.78 | 0 | 0 | 297.8245 | 0.24357 | 268.5326 | 0.21962 | 145.7826 | 0.28137 | 1036235.203 | 122.75 | 0.17421 | 0 | -999.9 | 0 | -999.9 | 0 | -999.9 | 0 | 0 | -999.9 |  | -91.26 | 47.286 | N | 43831 |  |  | 10849-PB1-industrial | 10849-PB1-industrial
10849 | PB2 | 10849-PB2 | 6319411 | NorthShore Mining Silver Bay Power | MN | CONUS | industrial | 600 | 10910.8235 | 10422.8885 | 11402.0477 | 54.9913 | 0 | 0.40231 | 0 | 194332.8 | 2120330.885 | 0 | 0 | 537.714 | 0.5072 | 818.3317 | 0.77189 | 400.1353 | 0.78755 | 1016156.585 | 418.1963 | 0.75748 | 0 | -999.9 | 0 | -999.9 | 0 | -999.9 | 0 | 0 | -999.9 |  | -91.26 | 47.286 | N | 43831 |  |  | 10849-PB2-industrial | 10849-PB2-industrial
10865 | FBC1 | 10865-FBC1 | 8139911 | Archer Daniels Midland Co. | IL | CONUS | industrial | 492 | 10000 | 13895.164 | 12852.7767 | 49.2 | 0 | 0.64444 | 0.505 | 208649.108 | 2785101.3871 | 216887.47 | 2182493.7739 | 420.9 | 0.30225 | 134.5 | 0.096585 | 67.5 | 0.097962 | 1378082.6502 | 67 | 0.095237 | 329.8306 | 0.30225 | 105.3209 | 0.096514 | 50.0898 | 0.097942 | 1022842.2767 | 55.2311 | 0.095255 | 11 | -88.885 | 39.8675 | N | 54789 |  |  | 10865-FBC1-industrial | 10865-FBC1-industrial
10865 | FBC2 | 10865-FBC2 | 8139911 | Archer Daniels Midland Co. | IL | CONUS | industrial | 1000 | 10000 | 14142.6022 | 14706.6758 | 100 | 0 | 0.39415 | 0.28512 | 239954.459 | 3462219.6374 | 249375.618 | 2504482.3218 | 693.8 | 0.40078 | 166.4 | 0.096123 | 83.2 | 0.099483 | 1672640.7828 | 83.2 | 0.092983 | 501.8774 | 0.40078 | 120.3453 | 0.096104 | 59.7854 | 0.099443 | 1202405.7448 | 60.5599 | 0.09302 | 52 | -88.885 | 39.8675 | N | 54789 |  |  | 10865-FBC2-industrial | 10865-FBC2-industrial
10865 | FBC3 | 10865-FBC3 | 8139911 | Archer Daniels Midland Co. | IL | CONUS | industrial | 1000 | 10000 | 13974.7154 | 15375.5653 | 100 | 0 | 0.40211 | 0.28313 | 236179.752 | 3532149.1481 | 247477.7479 | 2487011.7148 | 664.1 | 0.37603 | 163.9001 | 0.092805 | 47 | 0.094941 | 990087.1104 | 116.9001 | 0.091973 | 467.5976 | 0.37603 | 115.4581 | 0.092849 | 34.8378 | 0.09491 | 734120.3401 | 80.6203 | 0.091986 | 51 | -88.885 | 39.8675 | N | 54789 |  |  | 10865-FBC3-industrial | 10865-FBC3-industrial
10865 | FBC4 | 10865-FBC4 | 8139911 | Archer Daniels Midland Co. | IL | CONUS | industrial | 492 | 10000 | 13658.5922 | 14009.7261 | 49.2 | 0 | 0.85926 | 0.67564 | 267908.668 | 3713474.2413 | 290864.2132 | 2919931.6154 | 731.5001 | 0.39397 | 169.8999 | 0.091505 | 70.8 | 0.091342 | 1550215.9069 | 99.1 | 0.091621 | 575.1838 | 0.39397 | 133.5858 | 0.091499 | 57.8578 | 0.091342 | 1266838.4178 | 75.728 | 0.09162 | 1 | -88.885 | 39.8675 | N | 54789 |  |  | 10865-FBC4-industrial | 10865-FBC4-industrial
10865 | FBC5 | 10865-FBC5 | 8139911 | Archer Daniels Midland Co. | IL | CONUS | industrial | 492 | 10000 | 13685.1681 | 14004.0179 | 49.2 | 0 | 0.85868 | 0.6625 | 267709.502 | 3710985.4614 | 285071.9142 | 2863125.4597 | 752.4 | 0.4055 | 172.7 | 0.093075 | 75.4 | 0.092404 | 1631971.7344 | 97.3 | 0.093602 | 580.4969 | 0.4055 | 133.2328 | 0.093068 | 58.9334 | 0.092411 | 1275465.518 | 74.2994 | 0.093596 | 2 | -88.885 | 39.8675 | N | 54789 |  |  | 10865-FBC5-industrial | 10865-FBC5-industrial
10865 | FBC6 | 10865-FBC6 | 8139911 | Archer Daniels Midland Co. | IL | CONUS | industrial | 700 | 10000 | 13545.2192 | 14037.8625 | 70 | 0 | 0.47094 | 0.35648 | 207923.704 | 2895713.3461 | 217419.0893 | 2191927.4947 | 585.7 | 0.40453 | 135.2 | 0.093379 | 28.9 | 0.09104 | 634887.1546 | 106.3 | 0.094036 | 443.3491 | 0.40453 | 102.3284 | 0.093368 | 22.2448 | 0.091084 | 488444.6248 | 80.0836 | 0.094023 | 41 | -88.885 | 39.8675 | N | 54789 |  |  | 10865-FBC6-industrial | 10865-FBC6-industrial
10865 | FBC7 | 10865-FBC7 | 8139911 | Archer Daniels Midland Co. | IL | CONUS | industrial | 750 | 10000 | 14074.3523 | 15390.7391 | 75 | 0 | 0.5581 | 0.38849 | 245587.728 | 3676768.9337 | 255911.8686 | 2559357.662 | 636.8 | 0.34639 | 186.1 | 0.10123 | 57.2 | 0.10388 | 1101322.7983 | 128.9 | 0.1001 | 443.2693 | 0.34639 | 129.5853 | 0.10126 | 41.0814 | 0.10384 | 791252.4393 | 88.5039 | 0.10011 | 23 | -88.885 | 39.8675 | N | 54789 |  |  | 10865-FBC7-industrial | 10865-FBC7-industrial
10865 | FBC8 | 10865-FBC8 | 8139911 | Archer Daniels Midland Co. | IL | CONUS | industrial | 1500 | 10000 | 13594.1824 | 14273.5369 | 150 | 0 | 0.59253 | 0.44466 | 559342.39 | 7807177.228 | 580395.6917 | 5858817.3244 | 1338.7999 | 0.34297 | 404.4 | 0.1036 | 180.1 | 0.10192 | 3534183.8878 | 224.3 | 0.10498 | 1004.6889 | 0.34297 | 303.494 | 0.1036 | 134.6806 | 0.10194 | 2642409.1453 | 168.8134 | 0.10497 | 18 | -88.885 | 39.8675 | N | 54789 |  |  | 10865-FBC8-industrial | 10865-FBC8-industrial
10865 | FBC9 | 10865-FBC9 | 8139911 | Archer Daniels Midland Co. | IL | CONUS | industrial | 1500 | 12283.988 | 11766.6397 | 12643.5766 | 122.1102 | 3 | 0.68938 | 0.72507 | 739440.402 | 9083277.0209 | 772226.4997 | 9553546.2058 | 1395 | 0.30716 | 251 | 0.055266 | 86.7 | 0.048602 | 3567740.1876 | 164.3 | 0.059577 | 1467.2235 | 0.30716 | 263.51 | 0.055165 | 93.4667 | 0.048675 | 3840416.052 | 170.0434 | 0.059527 | 7 | -88.885 | 39.8675 | N | 54789 |  |  | 10865-FBC9-industrial | 10865-FBC9-industrial
10865 | GB1 | 10865-GB1 | 8139911 | Archer Daniels Midland Co. | IL | CONUS | industrial | 350 | 13262.02 | 13771.8609 | 13227.3744 | 26.3912 | 0 | 0.084154 | 0.088351 | 19508.578 | 258723.151 | 20481.4566 | 271625.6722 | 0 | 0 | 6.9444 | 0.053682 | 0.24383 | 0.028526 | 17095.369 | 6.7006 | 0.055462 | 0 | 0 | 7.31 | 0.053824 | 0.2356 | 0.028526 | 16518.2959 | 7.0744 | 0.055462 | 108 | -88.885 | 39.8675 | N | 54789 |  |  | 10865-GB1-industrial | 10865-GB1-industrial
10865 | GB2 | 10865-GB2 | 8139911 | Archer Daniels Midland Co. | IL | CONUS | industrial | 350 | 13322.5234 | 14544.0668 | 13223.3816 | 26.2713 | 0 | 0.090098 | 0.094451 | 20791.712 | 276998.069 | 21796.1483 | 290379.8057 | 0 | 0 | 7.2083 | 0.052046 | 0.31975 | 0.028171 | 22700.394 | 6.8886 | 0.054177 | 0 | 0 | 7.5951 | 0.052311 | 0.29351 | 0.028171 | 20837.8456 | 7.3015 | 0.054177 | 106 | -88.885 | 39.8675 | N | 54789 |  |  | 10865-GB2-industrial | 10865-GB2-industrial
10866 | 13 | 10866-13 | 0 | Archer Daniels Midland Co. - Peoria | IL | CONUS | industrial | 382.5 | 13739.2178 | 13739.2178 |  | 27.84 | 0 | 0.232 | 0.23665 | 56734.859 | 779492.586 | 57872.3714 | 795128.4822 | 0 | 0 | 6.5573 | 0.016825 | 6.5573 | 0.016825 | 779492.586 | 0 | -999.9 | 0 | 0 | 6.6888 | 0.016825 | 6.6242 | 0.016825 | 787444.942 | 0.064636 | 0.016825 | 83 | -89.6069 | 40.6776 | N | 54789 |  |  | 10866-13-industrial | 10866-13-industrial
10866 | 14 | 10866-14 | 0 | Archer Daniels Midland Co. - Peoria | IL | CONUS | industrial | 385 | 11598.2959 | 11598.2959 |  | 33.1945 | 85 | 0.23889 | 0.24285 | 69656.312 | 807894.518 | 70807.5589 | 821264.5029 | 0 | 0 | 8.6697 | 0.021462 | 8.6697 | 0.021462 | 807894.518 | 0 | -999.9 | 0 | 0 | 8.8132 | 0.021462 | 8.7421 | 0.021462 | 814636.964 | 0.071122 | 0.021462 | 81 | -89.6069 | 40.6776 | N | 54789 |  |  | 10866-14-industrial | 10866-14-industrial
10867 | 123-08 | 10867-123-08 | 7793311 | Tate & Lyle | IL | CONUS | industrial | 1000 | 11522.3464 | 11260.5175 | 11750.919 | 86.7879 | 0 | 0.30605 | 0.3178 | 233312.535 | 2688307.844 | 242147.6323 | 2791545.0194 | 1259.4722 | 0.937 | 136.3357 | 0.10143 | 53.0546 | 0.086653 | 1224528.207 | 83.2811 | 0.11379 | 1307.8388 | 0.937 | 141.4986 | 0.10138 | 54.8636 | 0.086653 | 1266281.209 | 86.635 | 0.1136 | 60 | -88.9261 | 39.8466 | N | 54789 |  |  | 10867-123-08-industrial | 10867-123-08-industrial
10867 | 123-09 | 10867-123-09 | 7793311 | Tate & Lyle | IL | CONUS | industrial | 1000 | 13133.664 | 12794.127 | 13412.8694 | 76.1402 | 0 | 0.35915 | 0.37303 | 240205.849 | 3154782.92 | 249173.231 | 3276734.3159 | 1587.6445 | 1.0065 | 121.8025 | 0.077218 | 48.8619 | 0.070468 | 1386781.858 | 72.9406 | 0.082512 | 1649.0165 | 1.0065 | 126.4713 | 0.077194 | 51.2645 | 0.070525 | 1453801.8505 | 75.2068 | 0.082512 | 54 | -88.9261 | 39.8466 | N | 54789 |  |  | 10867-123-09-industrial | 10867-123-09-industrial
50044 | B132 | 50044-B132 | 8261311 | The Ohio State University | OH | CONUS | institutional | 313.1 | 13148.5689 | 13148.5689 |  | 23.8125 | 0 | 0.20211 | 0.24141 | 42274.603 | 555850.53 | 50495.1532 | 663939.001 | 0 | 0 | 9.4442 | 0.033981 | 1.2645 | 0.033981 | 74420.9 | 8.1797 | 0.033981 | 0 | 0 | 11.2807 | 0.033981 | 1.4612 | 0.033981 | 86003.2212 | 9.8194 | 0.033981 | 16 | -83.0158 | 40.0008 | N | 54789 |  |  | 50044-B132-institutional | 50044-B132-institutional
50151 | B26 | 50151-B26 | 5782311 | UCC South Charleston Plant | WV | CONUS | egu-other | 352 | 12000 | 22648.5028 | 14968.6469 | 29.3333 | 0 | 0.18717 | 0.12138 | 27172.779 | 578723.042 | 31228.9766 | 375296.8987 | 0 | 0 | 20.3969 | 0.070489 | 17.9022 | 0.070593 | 507192.384 | 2.4947 | 0.069753 | 0 | 0 | 13.2159 | 0.070429 | 10.6377 | 0.070588 | 301401.5339 | 2.5782 | 0.069781 | 64 | -81.6786 | 38.3688 | N | 54789 |  |  | 50151-B26-egu-other | 50151-B26-egu-other
50151 | B27 | 50151-B27 | 5782311 | UCC South Charleston Plant | WV | CONUS | egu-other | 353 | 18509.4312 | 18509.4312 |  | 19.0714 | 0 | 0.10529 | 0.12184 | 17638.844 | 326484.97 | 20397.3335 | 377792.0249 | 0 | 0 | 12.9467 | 0.07931 | 12.9467 | 0.07931 | 326484.97 | 0 | -999.9 | 0 | 0 | 14.9813 | 0.07931 | 14.8972 | 0.07931 | 375671.4587 | 0.084091 | 0.07931 | 85 | -81.6786 | 38.3688 | N | 54789 |  |  | 50151-B27-egu-other | 50151-B27-egu-other
50188 | 6 | 50188-6 | 7980211 | Weyerhaeuser - New Bern | NC | CONUS | industrial | 1000 | 12000 | 247758.9184 |  | 83.3333 | 0 | 0.25923 | 0.01702 | 9190.646 | 2277064.512 | 9309.9613 | 149504.2269 | 0 | 0 | 201.9663 | 0.17739 | 201.9663 | 0.17739 | 2277064.512 | 0 | -999.9 | 0 | 0 | 13.2604 | 0.17739 | 13.1253 | 0.17739 | 147981.4182 | 0.13507 | 0.17739 | 77 | -77.1242 | 35.2081 | N | 54789 |  |  | 50188-6-industrial | 50188-6-industrial
50188 | 105 | 50188-105 | 7980211 | Weyerhaeuser - New Bern | NC | CONUS | industrial | 379 | 17401.8292 | 17401.8292 |  | 21.7793 | 27 | 0.016949 | 0.020349 | 3242.587 | 56426.945 | 3103.4646 | 67744.1828 | 0 | 0 | 23.5853 | 0.83596 | 23.5853 | 0.83596 | 56426.945 | 0 | -999.9 | 0 | 0 | 28.3157 | 0.83596 | 25.9901 | 0.83596 | 62180.304 | 2.3256 | 0.83596 | 118 | -77.1242 | 35.2081 | N | 54789 |  |  | 50188-105-industrial | 50188-105-industrial
50240 | 2 | 50240-2 | 4912511 | Purdue University-Wade Utility | IN | CONUS | institutional | 274 | 14644.2334 | 15053.7221 | 14284.4492 | 18.7104 | 2276 | 0.69221 | 0.86136 | 113766.41 | 1666021.857 | 141566.5598 | 2073133.7384 | 0 | 0 | 105.9601 | 0.1272 | 45.8051 | 0.11437 | 800976.023 | 60.1549 | 0.13908 | 0 | 0 | 133.0251 | 0.12833 | 51.6569 | 0.11455 | 901892.5765 | 81.3682 | 0.13894 | 2 | -86.9117 | 40.4172 | N | 54789 |  |  | 50240-2-institutional | 50240-2-institutional
50240 | 3 | 50240-3 | 4912511 | Purdue University-Wade Utility | IN | CONUS | institutional | 286 | 13977.3775 |  | 13977.3775 | 20.4616 | 0 | 0.1957 | 0.23348 | 35174.7 | 491650.06 | 41912.6976 | 586543.8354 | 0 | 0 | 38.5691 | 0.1569 | 0 | -999.9 |  | 38.5691 | 0.1569 | 0 | 0 | 46.0133 | 0.1569 | 0 | -999.9 | 0 | 46.0133 | 0.1569 | 17 | -86.9117 | 40.4172 | N | 54789 |  |  | 50240-3-institutional | 50240-3-institutional
50240 | 5 | 50240-5 | 4912511 | Purdue University-Wade Utility | IN | CONUS | institutional | 279 | 16967.6006 | 16100.6064 | 17722.1685 | 16.4431 | 717 | 0.49417 | 0.58122 | 71376.316 | 1211084.825 | 83933.0732 | 1424424.763 | 0 | 0 | 120.4727 | 0.19895 | 54.3956 | 0.20344 | 534762.642 | 66.0771 | 0.1954 | 324.7688 | 0.456 | 141.7265 | 0.19899 | 64.1503 | 0.20344 | 630662.6592 | 77.5762 | 0.19546 | 9 | -86.9117 | 40.4172 | N | 54789 |  |  | 50240-5-institutional | 50240-5-institutional
50240 | 7 | 50240-7 | 0 | Purdue University-Wade Utility | IN | CONUS | institutional | 290 | 16353.9529 | 16946.3996 | 15848.2287 | 17.7327 | 1839 | 0.66289 | 0.77818 | 103255.14 | 1688629.7 | 121211.2368 | 1982305.7613 | 0 | 0 | 26.3112 | 0.031163 | 11.5516 | 0.028671 | 805810.586 | 14.7596 | 0.033437 | 0 | 0 | 31.0208 | 0.031298 | 12.8699 | 0.028707 | 896634.9287 | 18.1509 | 0.033437 | 4 | -86.9117 | 40.4172 | N | 54789 |  |  | 50240-7-institutional | 50240-7-institutional
50254 | 001 | 50254-001 | 8048011 | KapStone Paper & Packaging Corp. | NC | CONUS | egu-other | 600 | 14879.3899 | 14995.6676 | 14840.7772 | 40.3242 | 242 | 0.2465 | 0.28208 | 87311.782 | 1299146.046 | 99904.9812 | 1486690.8512 | 0 | 0 | 384.8974 | 0.59254 | 121.7558 | 0.74606 | 326395.7 | 263.1416 | 0.54103 | 42.445 | 0.0571 | 439.2557 | 0.59092 | 136.2752 | 0.74331 | 366668.8039 | 302.9805 | 0.54103 | 50 | -77.6414 | 36.4769 | N | 54789 |  |  | 50254-001-egu-other | 50254-001-egu-other
50282 | PR003 | 50282-PR003 | 7763811 | Luke Paper Company | MD | CONUS | industrial | 590 | 10000 |  |  | 59 | 0 |  | 0 | 78012.169 |  | 0 | 0 | 0 | -999.9 | 146.9725 | -999.9 | 67.0156 | -999.9 |  | 79.9568 | -999.9 | 0 | -999.9 | 0 | -999.9 | 0 | -999.9 | 0 | 0 | -999.9 |  | -79.0575 | 39.4722 | N | 43618 |  |  | 50282-PR003-industrial | 50282-PR003-industrial
50282 | PR004 | 50282-PR004 | 7763811 | Luke Paper Company | MD | CONUS | industrial | 785 | 10000 |  |  | 78.5 | 0 |  | 0 | 400878.742 |  | 0 | 0 | 0 | -999.9 | 746.5134 | -999.9 | 258.3906 | -999.9 |  | 488.1228 | -999.9 | 0 | -999.9 | 0 | -999.9 | 0 | -999.9 | 0 | 0 | -999.9 |  | -79.0575 | 39.4722 | N | 43618 |  |  | 50282-PR004-industrial | 50282-PR004-industrial
50282 | PR005 | 50282-PR005 | 7763811 | Luke Paper Company | MD | CONUS | industrial | 338 | 10000 |  |  | 33.8 | 0 |  | 0 | 33184.813 |  | 0 | 0 | 0 | -999.9 | 65.1505 | -999.9 | 1.6024 | -999.9 |  | 63.5481 | -999.9 | 0 | -999.9 | 0 | -999.9 | 0 | -999.9 | 0 | 0 | -999.9 |  | -79.0575 | 39.4722 | N | 43618 |  |  | 50282-PR005-industrial | 50282-PR005-industrial
50296 | 017 | 50296-017 | 4963011 | Packaging Corporation of America | TN | CONUS | egu-other | 400 | 14236.677 | 14236.677 |  | 28.0964 | 80 | 0.11207 | 0.12746 | 27659.393 | 393777.843 | 31335.3046 | 447843.5521 | 0 | 0 | 21.425 | 0.10882 | 21.425 | 0.10882 | 393777.843 | 0 | -999.9 | 0 | 0 | 24.3666 | 0.10882 | 24.1141 | 0.10882 | 443203.13 | 0.25248 | 0.10882 | 84 | -88.2652 | 35.0442 | N | 54789 |  |  | 50296-017-egu-other | 50296-017-egu-other
50368 | CT1 | 50368-CT1 | 8542311 | Cornell University Ithaca Campus | NY | CONUS | egu-other | 250 | 7000 | 32805.4483 |  | 35.7143 | 0 | 0.23964 | 0.058327 | 16041.627 | 526252.765 | 18296.3 | 128086.5531 | 0 | 0 | 1.8725 | 0.0071162 | 1.8725 | 0.0071162 | 526252.765 | 0 | -999.9 | 0 | 0 | 0.45574 | 0.0071162 | 0.45268 | 0.0071162 | 127226.0836 | 0.0030616 | 0.0071162 | 51 | -76.4764 | 42.4428 | N | 54789 |  |  | 50368-CT1-egu-other | 50368-CT1-egu-other
50368 | CT2 | 50368-CT2 | 8542311 | Cornell University Ithaca Campus | NY | CONUS | egu-other | 250 | 7000 | 31924.1238 |  | 35.7143 | 0 | 0.23397 | 0.058629 | 16094.362 | 513798.405 | 18386.4887 | 128749.1446 | 0 | 0 | 1.8617 | 0.0072468 | 1.8617 | 0.0072468 | 513798.405 | 0 | -999.9 | 0 | 0 | 0.46651 | 0.0072468 | 0.46333 | 0.0072468 | 127870.7465 | 0.0031828 | 0.0072468 | 53 | -76.4764 | 42.4428 | N | 54789 |  |  | 50368-CT2-egu-other | 50368-CT2-egu-other
50397 | 033 | 50397-033 | 4966111 | P H Glatfelter Company | PA | CONUS | industrial | 364 | 10000 | 15202.1473 | 14121.428 | 36.4 | 0 | 0.04074 | 0 | 8927.85 | 130261.4 | 0 | 0 | 0 | 0 | 0 | 0 | 0 | 0 | 58903 | 0 | 0 | 0 | -999.9 | 0 | -999.9 | 0 | -999.9 | 0 | 0 | -999.9 |  | -76.8664 | 39.8717 | N | 42736 |  |  | 50397-033-industrial | 50397-033-industrial
50397 | 034 | 50397-034 | 4966111 | P H Glatfelter Company | PA | CONUS | industrial | 1000 | 15384.9723 | 16300.1684 | 14746.9382 | 64.9985 | 0 | 0.30896 | 0.32191 | 176398.225 | 2713881.8 | 183791.8566 | 2827632.6167 | 0 | 0 | 638.2287 | 0.47034 | 279.7711 | 0.47374 | 1181120.8 | 358.4576 | 0.46773 | 0 | 0 | 664.6921 | 0.47014 | 268.8616 | 0.47369 | 1135170.7884 | 395.8305 | 0.46776 | 59 | -76.8664 | 39.8717 | N | 54789 |  |  | 50397-034-industrial | 50397-034-industrial
50397 | 035 | 50397-035 | 4966111 | P H Glatfelter Company | PA | CONUS | industrial | 1000 | 13712.0861 | 15514.9453 | 12225.6354 | 72.9284 | 0 | 0.11726 | 0.12105 | 75114.65 | 1029978.55 | 77542.9869 | 1063276.1151 | 0 | 0 | 267.6001 | 0.51962 | 131.2697 | 0.49851 | 526648.225 | 136.3304 | 0.54171 | 0 | 0 | 277.8537 | 0.52264 | 118.4469 | 0.49918 | 474567.4444 | 159.4069 | 0.54155 | 102 | -76.8664 | 39.8717 | N | 54789 |  |  | 50397-035-industrial | 50397-035-industrial
50397 | 036 | 50397-036 | 4966111 | P H Glatfelter Company | PA | CONUS | egu-other | 545 | 12409.9432 | 11607.6432 | 12937.1184 | 43.9164 | 270 | 0.69176 | 0.80874 | 266853.4 | 3311635.55 | 311980.0482 | 3871654.6935 | 0 | 0 | 340.323 | 0.20553 | 121.0106 | 0.19704 | 1228263.35 | 219.3124 | 0.21054 | 0 | 0 | 396.9862 | 0.20507 | 153.3715 | 0.19704 | 1556728.1701 | 243.6147 | 0.21047 | 2 | -76.8664 | 39.8717 | N | 54789 |  |  | 50397-036-egu-other | 50397-036-egu-other
50397 | 038 | 50397-038 | 4966111 | P H Glatfelter Company | PA | CONUS | egu-other | 372.6 | 10000 |  | 10070.2703 | 37.26 | 1 | 0.00011384 | 0.00011384 | 37 | 372.6 | 37.26 | 372.6 | 0.0001116 | 0.00059903 | 0.005589 | 0.03 | 0 | -999.9 |  | 0.005589 | 0.03 | 0.0001116 | 0.00059903 | 0.005589 | 0.03 | 0 | -999.9 | 0 | 0.005589 | 0.03 | 126 | -76.8664 | 39.8717 | N | 54789 |  |  | 50397-038-egu-other | 50397-038-egu-other
50397 | 039 | 50397-039 | 4966111 | P H Glatfelter Company | PA | CONUS | egu-other | 394.7 | 10000 |  | 10120.5128 | 39.47 | 1 | 0.00011384 | 0.00011384 | 39 | 394.7 | 39.47 | 394.7 | 0.0001185 | 0.00060046 | 0.0059205 | 0.03 | 0 | -999.9 |  | 0.0059205 | 0.03 | 0.0001185 | 0.00060046 | 0.0059205 | 0.03 | 0 | -999.9 | 0 | 0.0059205 | 0.03 | 127 | -76.8664 | 39.8717 | N | 54789 |  |  | 50397-039-egu-other | 50397-039-egu-other
50410 | 034 | 50410-034 | 6595211 | Kimberly-Clark Tissue Company | PA | CONUS | egu-other | 2000 | 16785.2024 | 16785.2024 |  | 119.1526 | 0 | 0.0030398 | 0.0034214 | 3181.6 | 53403.8 | 3581.0098 | 60107.9747 | 0 | 0 | 40.058 | 1.5002 | 40.058 | 1.5002 | 53403.8 | 0 | -999.9 | 0 | 0 | 45.0868 | 1.5002 | 45.0868 | 1.5002 | 60107.9747 | 0 | -999.9 | 122 | -75.3575 | 39.8439 | N | 54789 |  |  | 50410-034-egu-other | 50410-034-egu-other
50410 | 035 | 50410-035 | 6595211 | Kimberly-Clark Tissue Company | PA | CONUS | industrial | 799 | 15343.2737 | 15517.979 | 15211.8962 | 52.0749 | 9 | 0.6827 | 0.71009 | 312283.425 | 4791450.075 | 324815.6413 | 4983735.3005 | 0 | 0 | 174.6978 | 0.072921 | 67.0618 | 0.064482 | 2080014 | 107.6361 | 0.079394 | 0 | 0 | 182.2001 | 0.073118 | 67.7552 | 0.064591 | 2097986.5164 | 114.4448 | 0.079317 | 8 | -75.3575 | 39.8439 | N | 54789 |  |  | 50410-035-industrial | 50410-035-industrial
50463 | 328001 | 50463-328001 | 4952011 | Procter & Gamble Paper Products | PA | CONUS | industrial | 668 | 11565.2569 | 11837.8855 | 11272.3098 | 57.7592 | 491 | 0.59075 | 0.60948 | 299723.22 | 3466376.037 | 309224.4347 | 3576260.7406 | 0 | 0 | 243.4331 | 0.14045 | 130.1796 | 0.14167 | 1837777.737 | 113.2535 | 0.13908 | 0 | 0 | 251.0599 | 0.1404 | 129.418 | 0.14165 | 1827283.4592 | 121.6419 | 0.1391 | 19 | -76.0426 | 41.573 | N | 54789 |  |  | 50463-328001-industrial | 50463-328001-industrial
50472 | BLR05 | 50472-BLR05 | 0 | Covanta Niagara | NY | CONUS | egu-other | 273 | 10000 | 12193.8918 |  | 27.3 | 0 | 0.10443 | 0.097733 | 20537.1 | 250427.175 | 23435.9883 | 234367.1331 | 0 | 0 | 119.2728 | 0.95255 | 119.2728 | 0.95255 | 250427.175 | 0 | -999.9 | 0 | 0 | 111.6237 | 0.95255 | 110.2097 | 0.95255 | 231398.1671 | 1.4141 | 0.95255 | 86 | -79.0056 | 43.0839 | N | 54789 |  |  | 50472-BLR05-egu-other | 50472-BLR05-egu-other
50472 | R1B01 | 50472-R1B01 | 7417011 | Covanta Niagara | NY | CONUS | egu-other | 440 | 16767.8127 | 16794.0321 | 16746.1449 | 26.2408 | 0 | 0.11242 | 0.12811 | 25911.625 | 434481.275 | 29348.4127 | 495145.2876 | 0 | 0 | 21.973 | 0.10115 | 13.5362 | 0.13749 | 196899.95 | 8.4369 | 0.071023 | 0 | 0 | 25.0527 | 0.10119 | 15.3071 | 0.13632 | 224580.1839 | 9.7456 | 0.072039 | 83 | -79.0056 | 43.0839 | N | 54789 |  |  | 50472-R1B01-egu-other | 50472-R1B01-egu-other
50472 | R1B02 | 50472-R1B02 | 0 | Covanta Niagara | NY | CONUS | egu-other | 440 | 15000 |  |  | 29.3333 | 0 | 0.0013961 | 0.0013961 |  | 5395.9 | 0 | 5395.9 | 0 | 0 | 0.54475 | 0.20191 | 0.35875 | 0.20196 | 3552.6 | 0.186 | 0.20181 | 0 | 0 | 0.54475 | 0.20191 | 0.35875 | 0.20196 | 3552.6 | 0.186 | 0.20181 | 124 | -79.0056 | 43.0839 | N | 54789 |  |  | 50472-R1B02-egu-other | 50472-R1B02-egu-other
50479 | 6 | 50479-6 | 4183311 | GP Big Island LLC | VA | CONUS | industrial | 284.9 | 14611.978 | 14611.978 |  | 19.4977 | 0 | 0.50914 | 0.52992 | 87198.6669 | 1274145 | 90759.0842 | 1326169.7392 | 0 | 0 | 15.4849 | 0.024306 | 5.895 | 0.024306 | 485059.542 | 9.5899 | 0.024306 | 0 | 0 | 16.1171 | 0.024306 | 5.9588 | 0.024306 | 490313.18 | 10.1583 | 0.024306 | 35 | -79.3508 | 37.5229 | N | 54789 |  |  | 50479-6-industrial | 50479-6-industrial
50481 | 253-25 | 50481-253-25 | 3982311 | Eastman Chemical Company | TN | CONUS | industrial | 750 | 14966.33 | 14966.33 |  | 50.1125 | 0 | 0.28173 | 0.28676 | 124014.244 | 1856038.105 | 126148.7181 | 1889144.943 | 0 | 0 | 79.353 | 0.085508 | 79.353 | 0.085508 | 1856038.105 | 0 | -999.9 | 0 | 0 | 80.7684 | 0.085508 | 80.1664 | 0.085508 | 1875063.6786 | 0.60203 | 0.085508 | 65 | -82.535 | 36.5192 | N | 54789 |  |  | 50481-253-25-industrial | 50481-253-25-industrial
50481 | 253-26 | 50481-253-26 | 3982311 | Eastman Chemical Company | TN | CONUS | industrial | 655 | 13989.811 | 13989.811 |  | 46.8198 | 0 | 0.31696 | 0.32199 | 130356.55 | 1823663.5 | 132422.5399 | 1852566.3085 | 0 | 0 | 453.1871 | 0.49701 | 453.1871 | 0.49701 | 1823663.5 | 0 | -999.9 | 0 | 0 | 460.3696 | 0.49701 | 456.9657 | 0.49701 | 1838868.894 | 3.4039 | 0.49701 | 57 | -82.535 | 36.5192 | N | 54789 |  |  | 50481-253-26-industrial | 50481-253-26-industrial
50481 | 253-27 | 50481-253-27 | 3982311 | Eastman Chemical Company | TN | CONUS | industrial | 750 | 15612.8657 | 15612.8657 |  | 48.0373 | 104 | 0.37013 | 0.37621 | 156179.9 | 2438415.8 | 158746.1114 | 2478481.7141 | 0 | 0 | 108.3966 | 0.088907 | 108.3966 | 0.088907 | 2438415.8 | 0 | -999.9 | 0 | 0 | 110.1777 | 0.088907 | 109.5701 | 0.088907 | 2464813.211 | 0.60762 | 0.088907 | 53 | -82.535 | 36.5192 | N | 54789 |  |  | 50481-253-27-industrial | 50481-253-27-industrial
50481 | 253-28 | 50481-253-28 | 3982311 | Eastman Chemical Company | TN | CONUS | industrial | 750 | 10000 | 15075.5078 | 10000 | 75 | 1 | 0.25692 | 0.17388 | 112300.857 | 1692611.787 | 114554.2567 | 1145542.5673 | 0.000225 | 2.6586e-07 | 424.8438 | 0.502 | 424.8326 | 0.50221 | 1691861.787 | 0.01125 | 0.03 | 0.00015228 | 2.6586e-07 | 287.4728 | 0.5019 | 287.4539 | 0.50221 | 1144762.045 | 0.018914 | 0.048466 | 79 | -82.535 | 36.5192 | N | 54789 |  |  | 50481-253-28-industrial | 50481-253-28-industrial
50481 | 253-29 | 50481-253-29 | 3982311 | Eastman Chemical Company | TN | CONUS | industrial | 655 | 14220.5078 | 14220.5078 |  | 46.0602 | 185 | 0.31357 | 0.31918 | 126868.81 | 1804138.902 | 129136.0256 | 1836394.8098 | 0 | 0 | 408.7109 | 0.45308 | 408.7109 | 0.45308 | 1804138.902 | 0 | -999.9 | 0 | 0 | 416.0181 | 0.45308 | 413.0108 | 0.45308 | 1823119.6022 | 3.0074 | 0.45308 | 58 | -82.535 | 36.5192 | N | 54789 |  |  | 50481-253-29-industrial | 50481-253-29-industrial
50481 | 325-30 | 50481-325-30 | 3982311 | Eastman Chemical Company | TN | CONUS | industrial | 1000 | 13928.7009 | 13928.7009 |  | 71.7942 | 0 | 0.31986 | 0.32519 | 201713.7 | 2809609.8 | 205075.1257 | 2856430.0931 | 0 | 0 | 407.265 | 0.28991 | 407.265 | 0.28991 | 2809609.8 | 0 | -999.9 | 0 | 0 | 414.0518 | 0.28991 | 411.5399 | 0.28991 | 2839101.4756 | 2.5119 | 0.28991 | 56 | -82.535 | 36.5192 | N | 54789 |  |  | 50481-325-30-industrial | 50481-325-30-industrial
50481 | 325-31 | 50481-325-31 | 3982311 | Eastman Chemical Company | TN | CONUS | industrial | 1000 | 13977.1459 | 13977.1459 |  | 71.5454 | 0 | 0.3219 | 0.32719 | 202298.038 | 2827549.2 | 205626.0765 | 2874065.68 | 0 | 0 | 394.9751 | 0.27938 | 394.9751 | 0.27938 | 2827549.2 | 0 | -999.9 | 0 | 0 | 401.4729 | 0.27938 | 398.9608 | 0.27938 | 2856082.1465 | 2.5121 | 0.27938 | 55 | -82.535 | 36.5192 | N | 54789 |  |  | 50481-325-31-industrial | 50481-325-31-industrial
50481 | 83-23 | 50481-83-23 | 3982311 | Eastman Chemical Company | TN | CONUS | industrial | 501 | 16021.4995 | 16021.4995 |  | 31.2705 | 0 | 0.25942 | 0.26109 | 71256.742 | 1141639.853 | 71715.5594 | 1149003.2795 | 0 | 0 | 297.3948 | 0.521 | 297.3948 | 0.521 | 1141639.853 | 0 | -999.9 | 0 | 0 | 299.313 | 0.521 | 296.9436 | 0.521 | 1139907.7453 | 2.3694 | 0.521 | 76 | -82.535 | 36.5192 | N | 54789 |  |  | 50481-83-23-industrial | 50481-83-23-industrial
50481 | 83-24 | 50481-83-24 | 3982311 | Eastman Chemical Company | TN | CONUS | industrial | 501 | 15820.1455 | 15820.1455 |  | 31.6685 | 0 | 0.20142 | 0.20596 | 56028.937 | 886385.938 | 57251.8709 | 906375.6154 | 0 | 0 | 222.0631 | 0.50105 | 222.0631 | 0.50105 | 886385.938 | 0 | -999.9 | 0 | 0 | 227.071 | 0.50105 | 224.9181 | 0.50105 | 897781.8548 | 2.153 | 0.50105 | 88 | -82.535 | 36.5192 | N | 54789 |  |  | 50481-83-24-industrial | 50481-83-24-industrial
50491 | 001 | 50491-001 | 4878711 | Axiall Corporation Natrium Plant | WV | CONUS | egu-other | 1000 | 18173.03 | 20763.7285 | 16169.2406 | 55.0266 | 0 | 0.25339 | 0.2924 | 122475.575 | 2225752.3 | 141332.8914 | 2568446.8764 | 0 | 0 | 456.9925 | 0.41064 | 200.1668 | 0.36095 | 1109097.675 | 256.8257 | 0.45999 | 0.77053 | 0.0006 | 97.3441 | 0.0758 | 42.0431 | 0.0758 | 1109317.7854 | 55.301 | 0.0758 | 49 | -80.8547 | 39.7475 | N | 54789 |  |  | 50491-001-egu-other | 50491-001-egu-other
50491 | 002 | 50491-002 | 4878711 | Axiall Corporation Natrium Plant | WV | CONUS | egu-other | 1000 | 15982.0536 | 16528.3917 | 15735.899 | 62.5702 | 0 | 0.12659 | 0.14682 | 69575.225 | 1111954.975 | 80692.5434 | 1289632.554 | 0 | 0 | 273.8324 | 0.49252 | 75.4548 | 0.42249 | 357188.875 | 198.3776 | 0.52567 | 0 | 0 | 319.1411 | 0.49493 | 82.9791 | 0.42433 | 391108.6872 | 236.1619 | 0.52567 | 77 | -80.8547 | 39.7475 | N | 54789 |  |  | 50491-002-egu-other | 50491-002-egu-other
50491 | 003 | 50491-003 | 4878711 | Axiall Corporation Natrium Plant | WV | CONUS | egu-other | 2000 | 12000 | 32260.7429 | 26918.5755 | 166.6667 | 0 | 0.40167 | 0.18539 | 241748.8 | 7056515.55 | 271415.7934 | 3256989.5209 | 0 | 0 | 1079.2824 | 0.3059 | 639.0976 | 0.38555 | 3315241.375 | 440.1848 | 0.23531 | 0.9771 | 0.0006 | 174.2489 | 0.107 | 74.7081 | 0.107 | 1396413.9289 | 99.5408 | 0.107 | 32 | -80.8547 | 39.7475 | N | 54789 |  |  | 50491-003-egu-other | 50491-003-egu-other
50607 | 23 | 50607-23 | 6531411 | Veolia Energy Philadelphia - Schuylkill | PA | CONUS | egu-other | 785 | 10000 |  |  | 78.5 | 0 |  | 0 |  |  | 0 | 0 | 0 | -999.9 | 0 | -999.9 | 0 | -999.9 |  | 0 | -999.9 | 0 | -999.9 | 0 | -999.9 | 0 | -999.9 | 0 | 0 | -999.9 | 131 | -75.1875 | 39.9422 | N | 54789 |  |  | 50607-23-egu-other | 50607-23-egu-other
50607 | 24 | 50607-24 | 6531411 | Veolia Energy Philadelphia - Schuylkill | PA | CONUS | egu-other | 785 | 10000 |  |  | 78.5 | 0 |  | 0 |  |  | 0 | 0 | 0 | -999.9 | 0 | -999.9 | 0 | -999.9 |  | 0 | -999.9 | 0 | -999.9 | 0 | -999.9 | 0 | -999.9 | 0 | 0 | -999.9 | 132 | -75.1875 | 39.9422 | N | 54789 |  |  | 50607-24-egu-other | 50607-24-egu-other
50607 | 26 | 50607-26 | 6531411 | Veolia Energy Philadelphia - Schuylkill | PA | CONUS | egu-other | 761 | 19055.183 | 194217.4439 | 16883.8755 | 39.9366 | 63 | 0.19731 | 0.22555 | 69216.939 | 1318941.441 | 79122.4069 | 1507691.945 | 0 | 0 | 66.7573 | 0.10123 | 2.1743 | 0.026419 | 164600.449 | 64.583 | 0.1119 | 0 | 0 | 83.6007 | 0.1109 | 1.1859 | 0.06849 | 34628.7291 | 82.4149 | 0.1119 | 61 | -75.1875 | 39.9422 | N | 54789 |  |  | 50607-26-egu-other | 50607-26-egu-other
50607 | RSB1 | 50607-RSB1 | 0 | Veolia Energy Philadelphia - Schuylkill | PA | CONUS | industrial | 313.9 | 12575.4574 | 12810.2804 | 12527.0818 | 24.9613 | 0 | 0.080918 | 0.08535 | 17742.06 | 223114.519 | 18712.9108 | 235334.1819 | 0 | 0 | 1.6932 | 0.015178 | 0.52637 | 0.027116 | 38823.771 | 1.1669 | 0.012663 | 0 | 0 | 1.7773 | 0.015105 | 0.53289 | 0.026402 | 40367.2976 | 1.2444 | 0.012765 | 111 | -75.1875 | 39.9422 | N | 54789 |  |  | 50607-RSB1-industrial | 50607-RSB1-industrial
50607 | RSB2 | 50607-RSB2 | 0 | Veolia Energy Philadelphia - Schuylkill | PA | CONUS | industrial | 313.9 | 11241.6026 | 11424.3509 | 11168.6922 | 27.9231 | 0 | 0.084399 | 0.08859 | 20701.09 | 232713.427 | 21725.0265 | 244268.2658 | 0 | 0 | 1.4594 | 0.012543 | 0.3986 | 0.01182 | 67445.575 | 1.0608 | 0.012838 | 0 | 0 | 1.5333 | 0.012555 | 0.42443 | 0.011871 | 71508.1511 | 1.1089 | 0.012838 | 107 | -75.1875 | 39.9422 | N | 54789 |  |  | 50607-RSB2-industrial | 50607-RSB2-industrial
50625 | 61STK1 | 50625-61STK1 | 4862411 | ExxonMobil Beaumont Refinery | TX | CONUS | industrial | 2531 | 6916.9651 | 7200.4872 | 6800.9657 | 365.9119 | 0 | 0.57502 | 0.60112 | 1848196.77 | 12783912.618 | 1932087.4167 | 13364181.2965 | 4.0097 | 0.0006273 | 134.107 | 0.020981 | 37.405 | 0.019361 | 3863900.718 | 96.702 | 0.021682 | 4.1917 | 0.0006273 | 140.5034 | 0.021027 | 36.6256 | 0.019387 | 3778359.3845 | 103.8778 | 0.021673 | 22 | -94.0703 | 30.0639 | N | 54789 |  |  | 50625-61STK1-industrial | 50625-61STK1-industrial
50625 | 61STK2 | 50625-61STK2 | 4862411 | ExxonMobil Beaumont Refinery | TX | CONUS | industrial | 2531 | 6658.6958 | 6807.4702 | 6562.81 | 380.1045 | 0 | 0.54481 | 0.56721 | 1819029.63 | 12112364.946 | 1893832.988 | 12610457.7511 | 3.6563 | 0.00060373 | 120.4601 | 0.01989 | 41.5793 | 0.017135 | 4853067.436 | 78.8809 | 0.021732 | 3.8066 | 0.00060373 | 125.9428 | 0.019974 | 41.4407 | 0.017162 | 4829249.4271 | 84.5021 | 0.02172 | 28 | -94.0703 | 30.0639 | N | 54789 |  |  | 50625-61STK2-industrial | 50625-61STK2-industrial
50625 | 61STK3 | 50625-61STK3 | 4862411 | ExxonMobil Beaumont Refinery | TX | CONUS | industrial | 2531 | 6882.9707 | 7033.7202 | 6786.8285 | 367.7191 | 0 | 0.61146 | 0.63648 | 1975044.49 | 13594173.378 | 2055859.0141 | 14150417.3803 | 4.251 | 0.00062541 | 147.8204 | 0.021748 | 59.1437 | 0.021866 | 5409655.3 | 88.6767 | 0.021669 | 4.4249 | 0.00062541 | 153.8442 | 0.021744 | 58.8706 | 0.021865 | 5385009.4912 | 94.9736 | 0.02167 | 16 | -94.0703 | 30.0639 | N | 54789 |  |  | 50625-61STK3-industrial | 50625-61STK3-industrial
50627 | 20B1 | 50627-20B1 | 0 | Exxonmobil Oil Corporation | IL | CONUS | industrial | 143 | 10000 |  |  | 14.3 | 3283 |  | 0.3828 | 70812.4 |  | 48083.4615 | 480834.6148 | 0 | -999.9 | 36.6824 | -999.9 | 36.6824 | -999.9 |  | 0 | -999.9 | 0 | 0 | 0 | 0 | 0 | 0 | 480834.6148 | 0 | -999.9 | 132 | -88.1833 | 41.4167 | N | 54789 |  |  | 50627-20B1-industrial | 50627-20B1-industrial
50627 | 55B100 | 50627-55B100 | 0 | Exxonmobil Oil Corporation | IL | CONUS | industrial | 600 | 10000 |  |  | 60 | 0 |  | 0.10644 | 55180.3 |  | 56100.6906 | 561006.9056 | 0 | -999.9 | 11.4627 | -999.9 | 11.4627 | -999.9 |  | 0 | -999.9 | 0 | 0 | 0 | 0 | 0 | 0 | 557572.3296 | 0 | 0 | 133 | -88.1833 | 41.4167 | N | 54789 |  |  | 50627-55B100-industrial | 50627-55B100-industrial
50729 | CLBLR1 | 50729-CLBLR1 | 8204511 | US Steel (Clairton Coke) | PA | CONUS | egu-other | 760 | 14324.4595 | 14324.4595 |  | 53.0561 | 0 | 0.19464 | 0.22254 | 90711.52 | 1299393.49 | 103713.057 | 1485633.4798 | 0 | 0 | 114.243 | 0.17584 | 114.243 | 0.17584 | 1299393.49 | 0 | -999.9 | 0 | 0 | 130.6172 | 0.17584 | 129.4884 | 0.17584 | 1472794.3227 | 1.1288 | 0.17584 | 63 | -79.8819 | 40.3097 | N | 54789 |  |  | 50729-CLBLR1-egu-other | 50729-CLBLR1-egu-other
50729 | CLBLR2 | 50729-CLBLR2 | 8204511 | US Steel (Clairton Coke) | PA | CONUS | egu-other | 1000 | 16991.7901 | 16991.7901 |  | 58.852 | 0 | 0.1391 | 0.15866 | 71910.738 | 1221892.166 | 82018.2607 | 1393637.0694 | 0 | 0 | 88.1534 | 0.14429 | 88.1534 | 0.14429 | 1221892.166 | 0 | -999.9 | 0 | 0 | 100.5439 | 0.14429 | 100.5439 | 0.14429 | 1393637.0694 | 0 | -999.9 | 76 | -79.8819 | 40.3097 | N | 54789 |  |  | 50729-CLBLR2-egu-other | 50729-CLBLR2-egu-other
50732 | ETBLR1 | 50732-ETBLR1 | 7409311 | US Steel (Edgar Thomson) | PA | CONUS | egu-other | 525 | 16331.7092 | 16331.7092 |  | 32.1461 | 1516 | 0.34206 | 0.37047 | 96587.6 | 1577440.6 | 104611.2752 | 1708480.9301 | 0 | 0 | 25.3384 | 0.032126 | 25.3384 | 0.032126 | 1577440.6 | 0 | -999.9 | 0 | 0 | 27.4434 | 0.032126 | 27.2869 | 0.032126 | 1698742.6023 | 0.15643 | 0.032126 | 40 | -79.8564 | 40.3925 | N | 54789 |  |  | 50732-ETBLR1-egu-other | 50732-ETBLR1-egu-other
50732 | ETBLR2 | 50732-ETBLR2 | 7409311 | US Steel (Edgar Thomson) | PA | CONUS | egu-other | 525 | 14784.141 | 14784.141 |  | 35.511 | 91 | 0.21807 | 0.24869 | 68020.8 | 1005629.095 | 77500.4615 | 1146857.9425 | 0 | 0 | 11.5383 | 0.022947 | 11.5383 | 0.022947 | 1005629.095 | 0 | -999.9 | 0 | 0 | 13.1587 | 0.022947 | 13.0597 | 0.022947 | 1138226.7378 | 0.099032 | 0.022947 | 58 | -79.8564 | 40.3925 | N | 54789 |  |  | 50732-ETBLR2-egu-other | 50732-ETBLR2-egu-other
50732 | ETBLR3 | 50732-ETBLR3 | 7409311 | US Steel (Edgar Thomson) | PA | CONUS | egu-other | 525 | 14216.6377 | 14216.6377 |  | 36.9286 | 289 | 0.29481 | 0.33373 | 95629.7 | 1359532.8 | 108254.7945 | 1539019.1949 | 0 | 0 | 15.6903 | 0.023082 | 15.6903 | 0.023082 | 1359532.8 | 0 | -999.9 | 0 | 0 | 17.7617 | 0.023082 | 17.6697 | 0.023082 | 1531040.9573 | 0.092076 | 0.023082 | 42 | -79.8564 | 40.3925 | N | 54789 |  |  | 50732-ETBLR3-egu-other | 50732-ETBLR3-egu-other
50733 | 701B1 | 50733-701B1 | 8192011 | US Steel Corp - Gary Works | IN | CONUS | industrial | 1000 | 18249.9702 | 18249.9702 |  | 54.7946 | 0 | 0.26262 | 0.27214 | 126401.4119 | 2306822 | 130969.3551 | 2390463.7818 | 0 | 0 | 30.8305 | 0.02673 | 15.4153 | 0.02673 | 1153410.818 | 15.4153 | 0.02673 | 0 | 0 | 31.9484 | 0.02673 | 15.5789 | 0.02673 | 1165654.4549 | 16.3695 | 0.02673 | 68 | -87.3281 | 41.6133 | N | 54789 |  |  | 50733-701B1-industrial | 50733-701B1-industrial
50733 | 701B2 | 50733-701B2 | 8192011 | US Steel Corp - Gary Works | IN | CONUS | industrial | 1000 | 20017.5243 | 20017.5243 |  | 49.9562 | 0 | 0.25459 | 0.26381 | 111720.1593 | 2236361 | 115761.7294 | 2317334.5421 | 0 | 0 | 27.4328 | 0.024533 | 13.7164 | 0.024533 | 1118180.327 | 13.7164 | 0.024533 | 0 | 0 | 28.4261 | 0.024533 | 13.8583 | 0.024533 | 1129752.7148 | 14.5677 | 0.024533 | 80 | -87.3281 | 41.6133 | N | 54789 |  |  | 50733-701B2-industrial | 50733-701B2-industrial
50733 | 701B3 | 50733-701B3 | 8192011 | US Steel Corp - Gary Works | IN | CONUS | industrial | 400 | 19742.0297 | 19742.0297 |  | 20.2613 | 0 | 0.61374 | 0.63595 | 109231.2203 | 2156446 | 113183.977 | 2234481.4418 | 0 | 0 | 23.2076 | 0.021524 | 11.6038 | 0.021524 | 1078222.8 | 11.6038 | 0.021524 | 0 | 0 | 24.0474 | 0.021524 | 11.7272 | 0.021524 | 1089688.1804 | 12.3202 | 0.021524 | 14 | -87.3281 | 41.6133 | N | 54789 |  |  | 50733-701B3-industrial | 50733-701B3-industrial
50733 | 701B5 | 50733-701B5 | 8192011 | US Steel Corp - Gary Works | IN | CONUS | industrial | 450 | 16977.4476 | 16977.4476 |  | 26.5058 | 0 | 0.19635 | 0.20281 | 45715.7646 | 776137 | 47155.108 | 801655.9694 | 0 | 0 | 3.2065 | 0.0082626 | 1.6032 | 0.0082626 | 388068.512 | 1.6032 | 0.0082626 | 0 | 0 | 3.3119 | 0.0082626 | 1.6008 | 0.0082626 | 387471.5777 | 1.7111 | 0.0082626 | 89 | -87.3281 | 41.6133 | N | 54789 |  |  | 50733-701B5-industrial | 50733-701B5-industrial
50733 | 701B6 | 50733-701B6 | 8192011 | US Steel Corp - Gary Works | IN | CONUS | industrial | 710 | 17468.5696 | 17468.5696 |  | 40.6444 | 0 | 0.46725 | 0.48476 | 166816.349 | 2914043 | 172964.7587 | 3023260.2253 | 0 | 0 | 45.0373 | 0.030911 | 22.5187 | 0.030911 | 1457021.456 | 22.5187 | 0.030911 | 0 | 0 | 46.7253 | 0.030911 | 22.787 | 0.030911 | 1474385.5418 | 23.9383 | 0.030911 | 42 | -87.3281 | 41.6133 | N | 54789 |  |  | 50733-701B6-industrial | 50733-701B6-industrial
50733 | 720B1 | 50733-720B1 | 8192011 | US Steel Corp - Gary Works | IN | CONUS | industrial | 530.6 | 17365.6997 | 17365.6997 |  | 30.5545 | 508 | 0.75654 | 0.79085 | 203048.023 | 3526071 | 212257.1389 | 3685993.7414 | 0 | 0 | 8.7886 | 0.0049849 | 4.3943 | 0.0049849 | 1763035.3 | 4.3943 | 0.0049849 | 0 | 0 | 9.1872 | 0.0049849 | 4.5048 | 0.0049849 | 1807356.6205 | 4.6824 | 0.0049849 | 3 | -87.3281 | 41.6133 | N | 54789 |  |  | 50733-720B1-industrial | 50733-720B1-industrial
50733 | 720B2 | 50733-720B2 | 8192011 | US Steel Corp - Gary Works | IN | CONUS | industrial | 534.3 | 12000 | 18431.6299 |  | 44.525 | 0 | 0.65147 | 0.44039 | 165885.0582 | 3057532 | 172019.2271 | 2066863.7225 | 0 | 0 | 11.9754 | 0.0078334 | 5.9877 | 0.0078334 | 1528766.035 | 5.9877 | 0.0078334 | 0 | 0 | 8.0953 | 0.0078334 | 3.9491 | 0.0078334 | 1008260.5119 | 4.1462 | 0.0078334 | 9 | -87.3281 | 41.6133 | N | 54789 |  |  | 50733-720B2-industrial | 50733-720B2-industrial
50733 | 720B3 | 50733-720B3 | 8192011 | US Steel Corp - Gary Works | IN | CONUS | industrial | 500 | 15342.8872 | 15342.8872 |  | 32.5884 | 11 | 0.72099 | 0.74869 | 206386.7739 | 3166569 | 214317.3429 | 3288246.8254 | 0 | 0 | 21.0303 | 0.013283 | 10.5152 | 0.013283 | 1583284.7 | 10.5151 | 0.013283 | 0 | 0 | 21.8384 | 0.013283 | 10.6705 | 0.013283 | 1606682.2668 | 11.1679 | 0.013283 | 5 | -87.3281 | 41.6133 | N | 54789 |  |  | 50733-720B3-industrial | 50733-720B3-industrial
50736 | B1 | 50736-B1 | 2766111 | EmpireCo Sterling Energy Facility | CT | CONUS | egu-other | 181 |  |  |  |  | 0 |  | 0 |  |  | 0 | 0 | 0 | -999.9 | 0 | -999.9 | 0 | -999.9 |  | 0 | -999.9 | 0 | -999.9 | 0 | -999.9 | 0 | -999.9 | 0 | 0 | -999.9 |  | -71.8223 | 41.7132 | N | 43640 |  |  | 50736-B1-egu-other | 50736-B1-egu-other
50736 | B2 | 50736-B2 | 2766111 | EmpireCo Sterling Energy Facility | CT | CONUS | egu-other | 181 |  |  |  |  | 0 |  | 0 |  |  | 0 | 0 | 0 | -999.9 | 0 | -999.9 | 0 | -999.9 |  | 0 | -999.9 | 0 | -999.9 | 0 | -999.9 | 0 | -999.9 | 0 | 0 | -999.9 |  | -71.8223 | 41.7132 | N | 43640 |  |  | 50736-B2-egu-other | 50736-B2-egu-other
50806 | 16 | 50806-16 | 4758811 | WestRock CP LLC Florence Mill | SC | CONUS | industrial | 2000 | 19972.8962 | 19972.8962 |  | 100.1357 | 0 | 0.19194 | 0.19517 | 168831.724 | 3372058.494 | 171605.3547 | 3428735.8873 | 0 | 0 | 661.592 | 0.3924 | 661.592 | 0.3924 | 3372058.494 | 0 | -999.9 | 0 | 0 | 672.7121 | 0.3924 | 668.4962 | 0.3924 | 3407247.9392 | 4.2159 | 0.3924 | 91 | -79.5587 | 34.1519 | N | 54789 |  |  | 50806-16-industrial | 50806-16-industrial
50900 | 001 | 50900-001 | 5798711 | MeadWestvaco of Virginia Covington | VA | CONUS | egu-other | 550 | 15275.8035 | 15354.0162 | 15234.665 | 36.0047 | 185 | 0.46949 | 0.54118 | 148483.905 | 2268210.957 | 171157.5516 | 2614569.1266 | 0 | 0 | 359.8296 | 0.31728 | 112.6138 | 0.28661 | 785819.687 | 247.2158 | 0.33354 | 1171.327 | 0.896 | 414.4516 | 0.31703 | 131.6667 | 0.28691 | 917835.0841 | 282.7849 | 0.33333 | 23 | -79.9946 | 37.7997 | N | 54789 |  |  | 50900-001-egu-other | 50900-001-egu-other
50900 | 002 | 50900-002 | 5798711 | MeadWestvaco of Virginia Covington | VA | CONUS | egu-other | 440 |  |  |  |  | 0 |  | 0 |  |  | 0 | 0 | 0 | -999.9 | 0 | -999.9 | 0 | -999.9 |  | 0 | -999.9 | 0 | -999.9 | 0 | -999.9 | 0 | -999.9 | 0 | 0 | -999.9 |  | -79.9946 | 37.7997 | N | 42736 |  |  | 50900-002-egu-other | 50900-002-egu-other
50900 | 003 | 50900-003 | 5798711 | MeadWestvaco of Virginia Covington | VA | CONUS | egu-other | 507 |  |  |  |  | 0 |  | 0 |  |  | 0 | 0 | 0 | -999.9 | 0 | -999.9 | 0 | -999.9 |  | 0 | -999.9 | 0 | -999.9 | 0 | -999.9 | 0 | -999.9 | 0 | 0 | -999.9 |  | -79.9946 | 37.7997 | N | 42736 |  |  | 50900-003-egu-other | 50900-003-egu-other
50900 | 004 | 50900-004 | 5798711 | MeadWestvaco of Virginia Covington | VA | CONUS | egu-other | 1000 | 15195.3908 | 14798.352 | 15461.7589 | 65.8094 | 204 | 0.6725 | 0.78057 | 388752.122 | 5907240.408 | 451226.0451 | 6856556.0828 | 0 | 0 | 895.0242 | 0.30303 | 330.8829 | 0.28649 | 2309874.57 | 564.1413 | 0.31364 | 3071.7371 | 0.896 | 1037.6626 | 0.30268 | 397.1282 | 0.28669 | 2770453.575 | 640.5345 | 0.31352 | 3 | -79.9946 | 37.7997 | N | 54789 |  |  | 50900-004-egu-other | 50900-004-egu-other
50900 | 005 | 50900-005 | 5798711 | MeadWestvaco of Virginia Covington | VA | CONUS | egu-other | 325 | 15348.7802 | 15348.7802 |  | 21.1743 | 32 | 0.47541 | 0.53906 | 88423.9649 | 1357200 | 100212.7403 | 1538898.7898 | 0 | 0 | 85.2406 | 0.12561 | 34.7845 | 0.12561 | 553838.339 | 50.4561 | 0.12561 | 0 | 0 | 96.6525 | 0.12561 | 39.5297 | 0.12561 | 629390.4018 | 57.1228 | 0.12561 | 22 | -79.9946 | 37.7997 | N | 54789 |  |  | 50900-005-egu-other | 50900-005-egu-other
50900 | 011 | 50900-011 | 5798711 | MeadWestvaco of Virginia Covington | VA | CONUS | egu-other | 425 | 14484.9538 | 14484.9538 |  | 29.3408 | 0 | 0.36457 | 0.41207 | 93959.5679 | 1361000 | 106199.5981 | 1538335.724 | 0 | 0 | 28.2379 | 0.041496 | 11.4039 | 0.041496 | 549640.263 | 16.834 | 0.041496 | 0 | 0 | 31.9172 | 0.041496 | 12.8645 | 0.041496 | 620039.6646 | 19.0527 | 0.041496 | 39 | -79.9946 | 37.7997 | N | 54789 |  |  | 50900-011-egu-other | 50900-011-egu-other
50956 | 11 | 50956-11 | 6444111 | Resolute Forest Products - Calhoun Ops | TN | CONUS | egu-other | 460 | 12564.5847 | 12564.5847 |  | 36.6108 | 0 | 0.058146 | 0.070302 | 18699.029 | 234945.533 | 21216.5814 | 284064.7649 | 0 | 0 | 24.8168 | 0.21126 | 24.8168 | 0.21126 | 234945.533 | 0 | -999.9 | 0 | 0 | 30.0052 | 0.21126 | 30.0052 | 0.21126 | 284064.7649 | 0 | -999.9 | 92 | -84.7558 | 35.2976 | N | 54789 |  |  | 50956-11-egu-other | 50956-11-egu-other
50956 | 12 | 50956-12 | 6444111 | Resolute Forest Products - Calhoun Ops | TN | CONUS | egu-other | 460 | 18284.8516 | 18284.8516 |  | 25.1574 | 52 | 0.036804 | 0.050564 | 8133.063 | 148711.85 | 9182.1357 | 204312.119 | 0 | 0 | 16.8421 | 0.22651 | 16.8421 | 0.22651 | 148711.85 | 0 | -999.9 | 0 | 0 | 23.139 | 0.22651 | 22.8218 | 0.22651 | 201510.8005 | 0.31726 | 0.22651 | 98 | -84.7558 | 35.2976 | N | 54789 |  |  | 50956-12-egu-other | 50956-12-egu-other
52089 | BLR010 | 52089-BLR010 | 4004311 | Celanese Acetate LLC | VA | CONUS | industrial | 400 | 10000 |  |  | 40 | 0 | 0.55307 | 0.55307 |  | 1943271 | 0 | 1943271 | 0 | 0 | 29.1695 | 0.030021 | 12.0882 | 0.030021 | 805316 | 17.0813 | 0.030021 | 0 | 0 | 29.1695 | 0.030021 | 12.0024 | 0.030021 | 799597 | 17.1671 | 0.030021 | 25 | -80.764 | 37.3451 | N | 54789 |  |  | 52089-BLR010-industrial | 52089-BLR010-industrial
52089 | BLR011 | 52089-BLR011 | 4004311 | Celanese Acetate LLC | VA | CONUS | industrial | 400 | 10000 |  |  | 40 | 0 | 0.54421 | 0.54421 |  | 1912130 | 0 | 1912130 | 0 | 0 | 27.7224 | 0.028996 | 11.2464 | 0.028996 | 775711 | 16.476 | 0.028996 | 0 | 0 | 27.7224 | 0.028996 | 11.1648 | 0.028996 | 770085 | 16.5576 | 0.028996 | 29 | -80.764 | 37.3451 | N | 54789 |  |  | 52089-BLR011-industrial | 52089-BLR011-industrial
52089 | BLR012 | 52089-BLR012 | 4004311 | Celanese Acetate LLC | VA | CONUS | industrial | 400 | 10000 |  |  | 40 | 0 | 0.53704 | 0.53704 |  | 1886934 | 0 | 1886934 | 0 | 0 | 28.3179 | 0.030015 | 12.092 | 0.030015 | 805738 | 16.2259 | 0.030015 | 0 | 0 | 28.3179 | 0.030015 | 12.0076 | 0.030015 | 800112 | 16.3103 | 0.030015 | 31 | -80.764 | 37.3451 | N | 54789 |  |  | 52089-BLR012-industrial | 52089-BLR012-industrial
52089 | BLR013 | 52089-BLR013 | 4004311 | Celanese Acetate LLC | VA | CONUS | industrial | 400 | 10000 |  |  | 40 | 0 | 0.52166 | 0.52166 |  | 1832908 | 0 | 1832908 | 0 | 0 | 29.3352 | 0.032009 | 12.3461 | 0.032009 | 771407 | 16.989 | 0.032009 | 0 | 0 | 29.3352 | 0.032009 | 12.3461 | 0.032009 | 771407 | 16.989 | 0.032009 | 34 | -80.764 | 37.3451 | N | 54789 |  |  | 52089-BLR013-industrial | 52089-BLR013-industrial
52089 | BLR014 | 52089-BLR014 | 4004311 | Celanese Acetate LLC | VA | CONUS | industrial | 400 | 10000 |  |  | 40 | 0 | 0.43627 | 0.43627 |  | 1532877 | 0 | 1532877 | 0 | 0 | 23.7598 | 0.031 | 11.3637 | 0.031 | 733136 | 12.3961 | 0.031 | 0 | 0 | 23.7598 | 0.031 | 11.2763 | 0.031 | 727500 | 12.4834 | 0.031 | 47 | -80.764 | 37.3451 | N | 54789 |  |  | 52089-BLR014-industrial | 52089-BLR014-industrial
52106 | 150137 | 52106-150137 | 6652211 | Philadelphia Refinery | PA | CONUS | egu-other | 450 | 13137.6398 | 13527.6781 | 12920.7187 | 34.2527 | 97 | 0.58064 | 0.67625 | 174701.2 | 2295161.431 | 203443.1461 | 2673072.5564 | 0 | 0 | 47.5915 | 0.041471 | 17.3824 | 0.04116 | 844619.631 | 30.2091 | 0.041652 | 0 | 0 | 55.4284 | 0.041472 | 20.1719 | 0.041165 | 980060.0693 | 35.2565 | 0.041649 | 14 | -75.2122 | 39.9058 | N | 54789 |  |  | 52106-150137-egu-other | 52106-150137-egu-other
52106 | 150138 | 52106-150138 | 0 | Philadelphia Refinery | PA | CONUS | egu-other | 450 | 10000 |  |  | 45 | 0 |  | 0 |  |  | 0 | 0 | 0 | -999.9 | 0 | -999.9 | 0 | -999.9 |  | 0 | -999.9 | 0 | -999.9 | 0 | -999.9 | 0 | -999.9 | 0 | 0 | -999.9 | 133 | -75.2122 | 39.9058 | N | 54789 |  |  | 52106-150138-egu-other | 52106-150138-egu-other
52106 | 150139 | 52106-150139 | 6652211 | Philadelphia Refinery | PA | CONUS | egu-other | 450 | 13998.5905 | 13848.4657 | 14103.15 | 32.1461 | 85 | 0.57443 | 0.65269 | 162203.292 | 2270617.468 | 184216.5518 | 2579969.3484 | 0 | 0 | 47.2296 | 0.041601 | 19.1478 | 0.041527 | 922194.44 | 28.0818 | 0.041651 | 0 | 0 | 53.6626 | 0.041599 | 22.0757 | 0.041527 | 1063210.3452 | 31.5869 | 0.04165 | 15 | -75.2122 | 39.9058 | N | 54789 |  |  | 52106-150139-egu-other | 52106-150139-egu-other
52106 | 150140 | 52106-150140 | 6652211 | Philadelphia Refinery | PA | CONUS | egu-other | 600 | 13687.0639 | 14014.1682 | 13417.1234 | 43.837 | 23 | 0.42243 | 0.48879 | 162664.41 | 2226398.181 | 187491.7744 | 2576096.3988 | 0 | 0 | 46.3229 | 0.041612 | 21.2495 | 0.041234 | 1030673.4 | 25.0734 | 0.041938 | 0 | 0 | 53.6157 | 0.041626 | 23.8096 | 0.04124 | 1154676.5809 | 29.8061 | 0.041938 | 29 | -75.2122 | 39.9058 | N | 54789 |  |  | 52106-150140-egu-other | 52106-150140-egu-other
52106 | 150145 | 52106-150145 | 0 | Philadelphia Refinery | PA | CONUS | egu-other | 350 | 13878.7571 | 13207.1755 | 14212.2521 | 25.2184 | 1 | 0.40314 | 0.46167 | 89302.89 | 1239413.118 | 102263.5541 | 1419368.5542 | 0 | 0 | 1.1122 | 0.0017947 | 0.45332 | 0.0023167 | 391350.216 | 0.65889 | 0.0015539 | 0 | 0 | 1.2815 | 0.0018058 | 0.54668 | 0.002309 | 473523.1698 | 0.73486 | 0.0015539 | 31 | -75.2122 | 39.9058 | N | 54789 |  |  | 52106-150145-egu-other | 52106-150145-egu-other
52130 | 3SPS31 | 52130-3SPS31 | 7247711 | BP Whiting Business Unit | IN | CONUS | industrial | 575 | 12074.1122 | 12074.1122 |  | 47.6225 | 0 | 0.61294 | 0.63528 | 256403.6967 | 3095847 | 265746.8979 | 3208657.86 | 0 | 0 | 22.3133 | 0.014415 | 11.0688 | 0.014415 | 1535734.1 | 11.2445 | 0.014415 | 0 | 0 | 23.1264 | 0.014415 | 11.1915 | 0.014415 | 1552761.4428 | 11.9349 | 0.014415 | 15 | -87.4803 | 41.6703 | N | 54789 |  |  | 52130-3SPS31-industrial | 52130-3SPS31-industrial
52130 | 3SPS32 | 52130-3SPS32 | 7247711 | BP Whiting Business Unit | IN | CONUS | industrial | 575 | 12116.7949 | 12116.7949 |  | 47.4548 | 0 | 0.54414 | 0.56914 | 226819.3878 | 2748324 | 237242.4881 | 2874618.5689 | 0 | 0 | 23.9511 | 0.01743 | 5.7548 | 0.01743 | 660345.123 | 18.1963 | 0.01743 | 0 | 0 | 25.0517 | 0.01743 | 5.7659 | 0.01743 | 661625.7093 | 19.2858 | 0.01743 | 30 | -87.4803 | 41.6703 | N | 54789 |  |  | 52130-3SPS32-industrial | 52130-3SPS32-industrial
52130 | 3SPS33 | 52130-3SPS33 | 7247711 | BP Whiting Business Unit | IN | CONUS | industrial | 575 | 12092.2885 | 12092.2885 |  | 47.551 | 0 | 0.62799 | 0.65188 | 262304.2776 | 3171859 | 272273.5565 | 3292513.6364 | 0 | 0 | 27.157 | 0.017124 | 11.61 | 0.017124 | 1356007.95 | 15.5471 | 0.017124 | 0 | 0 | 28.19 | 0.017124 | 11.7026 | 0.017124 | 1366823.2397 | 16.4875 | 0.017124 | 13 | -87.4803 | 41.6703 | N | 54789 |  |  | 52130-3SPS33-industrial | 52130-3SPS33-industrial
52130 | 3SPS34 | 52130-3SPS34 | 7247711 | BP Whiting Business Unit | IN | CONUS | industrial | 575 | 12276.9569 | 12276.9569 |  | 46.8357 | 0 | 0.71881 | 0.74976 | 295721.9788 | 3630566 | 308456.7268 | 3786909.9531 | 0 | 0 | 31.0261 | 0.017092 | 13.3744 | 0.017092 | 1565023.698 | 17.6517 | 0.017092 | 0 | 0 | 32.3622 | 0.017092 | 13.6518 | 0.017092 | 1597483.9108 | 18.7104 | 0.017092 | 6 | -87.4803 | 41.6703 | N | 54789 |  |  | 52130-3SPS34-industrial | 52130-3SPS34-industrial
52130 | 3SPS36 | 52130-3SPS36 | 7247711 | BP Whiting Business Unit | IN | CONUS | industrial | 575 | 12308.5485 | 12308.5485 |  | 46.7155 | 0 | 0.63768 | 0.66143 | 261669.7649 | 3220775 | 271414.0373 | 3340736.906 | 0 | 0 | 26.738 | 0.016603 | 12.3968 | 0.016603 | 1493279.631 | 14.3412 | 0.016603 | 0 | 0 | 27.7339 | 0.016603 | 12.5195 | 0.016603 | 1508065.0254 | 15.2143 | 0.016603 | 12 | -87.4803 | 41.6703 | N | 54789 |  |  | 52130-3SPS36-industrial | 52130-3SPS36-industrial
52140 | Z006 | 52140-Z006 | 7212311 | International Paper-Prattville Mill | AL | CONUS | industrial | 783 | 12776.7586 | 13097.7854 | 12574.91 | 61.2831 | 0 | 0.44016 | 0.45837 | 236945.11 | 3027390.478 | 246745.3062 | 3152619.6943 | 0 | 0 | 448.8231 | 0.29651 | 181.7261 | 0.30337 | 1198045.237 | 267.097 | 0.29201 | 0 | 0 | 467.0599 | 0.2963 | 181.0036 | 0.30326 | 1193703.3802 | 286.0563 | 0.29206 | 46 | -86.4667 | 32.4167 | N | 54789 |  |  | 52140-Z006-industrial | 52140-Z006-industrial
52140 | Z008 | 52140-Z008 | 7212311 | International Paper-Prattville Mill | AL | CONUS | industrial | 783 | 14298.0222 | 14139.3913 | 14428.4195 | 54.7628 | 0 | 0.64765 | 0.67322 | 311545.576 | 4454485.556 | 323840.6726 | 4630298.9201 | 0 | 0 | 920.7199 | 0.41339 | 432.2957 | 0.43504 | 1987379.952 | 488.4242 | 0.39595 | 0 | 0 | 956.6436 | 0.41321 | 442.9152 | 0.43504 | 2036200.5653 | 513.7285 | 0.39607 | 10 | -86.4667 | 32.4167 | N | 54789 |  |  | 52140-Z008-industrial | 52140-Z008-industrial
52149 | 039 | 52149-039 | 4843411 | Merck & Company - West Point | PA | CONUS | egu-other | 1000 | 13841.4867 | 14084.974 | 13735.3494 | 72.2466 | 0 | 0.085599 | 0.10222 | 54322.37 | 751902.363 | 64859.9562 | 897916.42 | 0 | 0 | 30.8528 | 0.082066 | 9.4209 | 0.081119 | 232274.179 | 21.4319 | 0.082489 | 0 | 0 | 36.8431 | 0.082064 | 11.3129 | 0.081119 | 278921.7039 | 25.5302 | 0.082489 | 89 | -75.3022 | 40.2128 | N | 54789 |  |  | 52149-039-egu-other | 52149-039-egu-other
52149 | 040 | 52149-040 | 4843411 | Merck & Company - West Point | PA | CONUS | institutional | 496.3 | 13041.3779 | 13181.7183 | 12928.1907 | 38.0558 | 5264 | 0.74445 | 0.86147 | 248857.56 | 3245445.484 | 287975.4614 | 3755596.8188 | 0 | 0 | 42.7808 | 0.026364 | 18.2402 | 0.02491 | 1464518.303 | 24.5406 | 0.027559 | 0 | 0 | 49.5206 | 0.026372 | 20.995 | 0.024928 | 1684479.0903 | 28.5256 | 0.027546 | 1 | -75.3022 | 40.2128 | N | 54789 |  |  | 52149-040-institutional | 52149-040-institutional
52151 | 001 | 52151-001 | 4801411 | International Paper-Eastover Mill | SC | CONUS | egu-other | 545 | 10942.9589 | 10942.9589 |  | 49.8037 | 12 | 0.16406 | 0.1873 | 71771.505 | 785392.632 | 81881.7338 | 896644.9501 | 0 | 0 | 169.0959 | 0.4306 | 169.0959 | 0.4306 | 785392.632 | 0 | -999.9 | 0 | 0 | 193.0487 | 0.4306 | 191.8848 | 0.4306 | 891239.0054 | 1.1639 | 0.4306 | 73 | -80.6381 | 33.8863 | N | 54789 |  |  | 52151-001-egu-other | 52151-001-egu-other
52152 | 029 | 52152-029 | 5747111 | International Paper-Franklin Mill | VA | CONUS | industrial | 893 | 12000 | 23937.1684 | 24028.0765 | 74.4167 | 0 | 0.026744 | 0.013738 | 8754.799 | 209782.774 | 8980.1456 | 107761.7738 | 0 | 0 | 2.6232 | 0.025008 | 1.8174 | 0.023874 | 152248.506 | 0.80579 | 0.028011 | 0 | 0 | 1.349 | 0.025037 | 0.9246 | 0.023874 | 77457.7594 | 0.42442 | 0.028011 | 116 | -76.9128 | 36.6803 | N | 54789 |  |  | 52152-029-industrial | 52152-029-industrial
52168 | 00001 | 52168-00001 | 8378311 | Riverbay Corp.- Co-Op City | NY | CONUS | egu-other | 375 | 14192.4841 | 14192.4841 |  | 26.4224 | 0 | 0.12337 | 0.14214 | 28632.5 | 406366.3 | 32981.1108 | 468211.6402 | 0 | 0 | 43.9966 | 0.21654 | 43.9966 | 0.21654 | 406366.3 | 0 | -999.9 | 0 | 0 | 50.6925 | 0.21654 | 50.6849 | 0.21654 | 468141.5402 | 0.0075896 | 0.21654 | 78 | -73.8258 | 40.8697 | N | 54789 |  |  | 52168-00001-egu-other | 52168-00001-egu-other
52168 | 00002 | 52168-00002 | 8378311 | Riverbay Corp.- Co-Op City | NY | CONUS | institutional | 375 | 10000 |  |  | 37.5 | 0 |  | 0 |  |  | 0 | 0 | 0 | -999.9 | 0 | -999.9 | 0 | -999.9 |  | 0 | -999.9 | 0 | -999.9 | 0 | -999.9 | 0 | -999.9 | 0 | 0 | -999.9 |  | -73.8258 | 40.8697 | N | 42736 |  |  | 52168-00002-institutional | 52168-00002-institutional
52193 | DCPP4 | 52193-DCPP4 | 588311 | Delaware City Refinery | DE | CONUS | industrial | 737 | 13464.3073 | 14543.1724 | 12949.2232 | 54.7373 | 1 | 0.46288 | 0.48324 | 222560.334 | 2996620.719 | 232323.3928 | 3128408.4037 | 9.8462 | 0.0065715 | 83.9843 | 0.056053 | 19.2365 | 0.036783 | 1045949.047 | 64.7478 | 0.066385 | 10.2792 | 0.0065715 | 89.2807 | 0.057077 | 17.9449 | 0.036783 | 975723.7597 | 71.3357 | 0.066276 | 43 | -75.6337 | 39.5936 | N | 54789 |  |  | 52193-DCPP4-industrial | 52193-DCPP4-industrial
54081 | BLR03A | 54081-BLR03A | !not listed | Spruance Genco LLC | VA | CONUS | industrial | 375 | 11000 |  |  | 34.0909 | 0 |  | 0.25942 |  |  | 77683.7135 | 854520.8481 | 0 | 0 | 0 | 0 | 0 | 0 | 0 | 0 | 0 | 0.25636 | 0.0006 | 15.3814 | 0.036 | 15.2613 | 0.036 | 847849.6204 | 0.12008 | 0.036 | 69 | -77.4268 | 37.4566 | N | 54789 | Y |  | 54081-BLR03A-industrial | 54081-BLR03A-industrial
54081 | BLR03B | 54081-BLR03B | !not listed | Spruance Genco LLC | VA | CONUS | industrial | 375 | 11000 |  |  | 34.0909 | 0 |  | 0.25942 |  |  | 77683.7135 | 854520.8481 | 0 | 0 | 0 | 0 | 0 | 0 | 0 | 0 | 0 | 0.25636 | 0.0006 | 15.3814 | 0.036 | 15.2613 | 0.036 | 847849.6204 | 0.12008 | 0.036 | 70 | -77.4268 | 37.4566 | N | 54789 | Y |  | 54081-BLR03B-industrial | 54081-BLR03B-industrial
54081 | BLR04A | 54081-BLR04A | !not listed | Spruance Genco LLC | VA | CONUS | industrial | 375 | 11000 |  |  | 34.0909 | 0 |  | 0.25942 |  |  | 77683.7135 | 854520.8481 | 0 | 0 | 0 | 0 | 0 | 0 | 0 | 0 | 0 | 0.25636 | 0.0006 | 15.3814 | 0.036 | 15.2613 | 0.036 | 847849.6204 | 0.12008 | 0.036 | 71 | -77.4268 | 37.4566 | N | 54789 | Y |  | 54081-BLR04A-industrial | 54081-BLR04A-industrial
54081 | BLR04B | 54081-BLR04B | !not listed | Spruance Genco LLC | VA | CONUS | industrial | 375 | 11000 |  |  | 34.0909 | 0 |  | 0.25942 |  |  | 77683.7135 | 854520.8481 | 0 | 0 | 0 | 0 | 0 | 0 | 0 | 0 | 0 | 0.25636 | 0.0006 | 15.3814 | 0.036 | 15.2613 | 0.036 | 847849.6204 | 0.12008 | 0.036 | 72 | -77.4268 | 37.4566 | N | 54789 | Y |  | 54081-BLR04B-industrial | 54081-BLR04B-industrial
54096 | X026 | 54096-X026 | 7213511 | International Paper-Riverdale Mill | AL | CONUS | industrial | 650 | 13228.7283 | 13228.7283 |  | 49.1355 | 0 | 0.23754 | 0.2417 | 102524.08 | 1356263.194 | 104317.7862 | 1379997.8735 | 0 | 0 | 44.0931 | 0.065021 | 44.0931 | 0.065021 | 1356263.194 | 0 | -999.9 | 0 | 0 | 44.8647 | 0.065021 | 44.5487 | 0.065021 | 1370277.3625 | 0.31602 | 0.065021 | 82 | -86.8694 | 32.425 | N | 54789 |  |  | 54096-X026-industrial | 54096-X026-industrial
54096 | Z007 | 54096-Z007 | 7213511 | International Paper-Riverdale Mill | AL | CONUS | industrial | 300 | 19111.8621 | 19111.8621 |  | 15.6971 | 89 | 0.051886 | 0.051039 | 7154.175 | 136729.606 | 7037.3762 | 134497.3641 | 0 | 0 | 44.0275 | 0.64401 | 44.0275 | 0.64401 | 136729.606 | 0 | -999.9 | 0 | 0 | 43.3087 | 0.64401 | 43.3087 | 0.64401 | 134497.3641 | 0 | -999.9 | 113 | -86.8694 | 32.425 | N | 54789 |  |  | 54096-Z007-industrial | 54096-Z007-industrial
54099 | 000044 | 54099-000044 | 7991711 | Ticonderoga Mill | NY | CONUS | egu-other | 855 | 14165.2733 | 13716.0022 | 14375.7695 | 60.3589 | 3 | 0.48034 | 0.55424 | 254672.931 | 3607511.659 | 293779.5512 | 4162513.786 | 0 | 0 | 343.3469 | 0.19035 | 98.5767 | 0.17691 | 1114458.344 | 244.7703 | 0.19636 | 0 | 0 | 395.6296 | 0.19009 | 119.0182 | 0.17707 | 1344325.7234 | 276.6114 | 0.1963 | 21 | -73.3961 | 43.8914 | N | 54789 |  |  | 54099-000044-egu-other | 54099-000044-egu-other
54207 | B001 | 54207-B001 | 8115611 | ArcelorMittal Warren | OH | CONUS | egu-other | 790 | 10000 |  |  | 79 | 0 |  | 0 |  |  | 0 | 0 | 0 | -999.9 | 0 | -999.9 | 0 | -999.9 |  | 0 | -999.9 | 0 | -999.9 | 0 | -999.9 | 0 | -999.9 | 0 | 0 | -999.9 | 134 | -80.8176 | 41.2119 | N | 54789 |  |  | 54207-B001-egu-other | 54207-B001-egu-other
54207 | B002 | 54207-B002 | 8115611 | ArcelorMittal Warren | OH | CONUS | egu-other | 1000 | 12000 | 47937.6898 |  | 83.3333 | 0 | 0.0058359 | 0.0016306 | 1069.36 | 51262.648 | 1193.605 | 14323.2598 | 0 | 0 | 3.8711 | 0.15103 | 3.8711 | 0.15103 | 51262.648 | 0 | -999.9 | 0 | 0 | 1.0816 | 0.15103 | 0.66934 | 0.15103 | 8863.6487 | 0.41228 | 0.15103 | 116 | -80.8176 | 41.2119 | N | 54789 |  |  | 54207-B002-egu-other | 54207-B002-egu-other
54207 | B004 | 54207-B004 | 8115611 | ArcelorMittal Warren | OH | CONUS | egu-other | 1150 | 12000 | 27218.6154 |  | 95.8333 | 0 | 0.16153 | 0.08137 | 59949.406 | 1631739.824 | 68494.8009 | 821968.0602 | 0 | 0 | 76.0402 | 0.093201 | 76.0402 | 0.093201 | 1631739.824 | 0 | -999.9 | 0 | 0 | 38.3043 | 0.093201 | 38.3043 | 0.093201 | 821968.0602 | 0 | -999.9 | 74 | -80.8176 | 41.2119 | N | 54789 |  |  | 54207-B004-egu-other | 54207-B004-egu-other
54238 | BIOMS1 | 54238-BIOMS1 | 7110911 | DTE Stockton | CA | CONUS | egu-other | 1000 | 14718.2247 | 14749.2245 | 14693.7797 | 67.943 | 7 | 0.62936 | 0.72274 | 375607.18 | 5528270.88 | 430588.1017 | 6348520.3424 | 3.934 | 0.0014232 | 120.2588 | 0.043507 | 59.3557 | 0.048603 | 2442486.33 | 60.903 | 0.039473 | 4.5177 | 0.0014232 | 138.1408 | 0.043519 | 68.3735 | 0.048541 | 2817143.7484 | 69.7673 | 0.039513 | 10 | -121.3273 | 37.9416 | N | 54789 |  |  | 54238-BIOMS1-egu-other | 54238-BIOMS1-egu-other
54276 | ES001 | 54276-ES001 | 8438211 | University of NC Chapel Hill | NC | CONUS | institutional | 335 | 19544.7901 | 19544.7901 |  | 17.1401 | 40 | 0.12775 | 0.14432 | 19234.15 | 375927.425 | 21707.1147 | 424667.7012 | 0 | 0 | 32.534 | 0.17309 | 32.534 | 0.17309 | 375927.425 | 0 | -999.9 | 133.2607 | 0.6276 | 36.7522 | 0.17309 | 36.7522 | 0.17309 | 424667.7012 | 0 | -999.9 | 23 | -79.0617 | 35.9069 | N | 54789 |  |  | 54276-ES001-institutional | 54276-ES001-institutional
54276 | ES002 | 54276-ES002 | 8438211 | University of NC Chapel Hill | NC | CONUS | institutional | 335 | 14741.2896 | 14741.2896 |  | 22.7253 | 0 | 0.15011 | 0.17014 | 29964.975 | 441722.375 | 33940.4681 | 500665.8457 | 0 | 0 | 49.523 | 0.22423 | 49.523 | 0.22423 | 441722.375 | 0 | -999.9 | 138.0586 | 0.5515 | 56.1314 | 0.22423 | 55.4444 | 0.22423 | 494537.8582 | 0.68703 | 0.22423 | 21 | -79.0617 | 35.9069 | N | 54789 |  |  | 54276-ES002-institutional | 54276-ES002-institutional
54276 | ES003 | 54276-ES003 | 8438211 | University of NC Chapel Hill | NC | CONUS | egu-other | 338 | 14583.7967 | 14583.7967 |  | 23.1764 | 0 | 0.0055431 | 0.0064917 | 1128.475 | 16457.45 | 1295.2626 | 19273.947 | 0 | 0 | 0.43484 | 0.052844 | 0.43484 | 0.052844 | 16457.45 | 0 | -999.9 | 0 | 0 | 0.50925 | 0.052844 | 0.50925 | 0.052844 | 19273.947 | 0 | -999.9 | 117 | -79.0617 | 35.9069 | N | 54789 |  |  | 54276-ES003-egu-other | 54276-ES003-egu-other
54415 | EUBLR | 54415-EUBLR | 6180011 | Cadillac Renewable Energy | MI | CONUS | egu-other | 650 | 17786.8843 | 16297.421 | 19048.8562 | 36.5438 | 792 | 0.43728 | 0.49339 | 140366.37 | 2496680.381 | 157057.1037 | 2817060.6041 | 57.9203 | 0.046398 | 180.5361 | 0.14462 | 75.8195 | 0.14452 | 1049233.991 | 104.7165 | 0.14469 | 65.3528 | 0.046398 | 203.6968 | 0.14462 | 90.8829 | 0.14452 | 1257681.9905 | 112.8138 | 0.14469 | 25 | -85.4355 | 44.2617 | N | 54789 |  |  | 54415-EUBLR-egu-other | 54415-EUBLR-egu-other
54556 | B05 | 54556-B05 | 946411 | Ingredion Incorporated Argo Plant | IL | CONUS | industrial | 312.5 | 10637.995 |  | 10637.995 | 29.3758 | 0 | 0.040905 | 0.043794 | 10554.933 | 112283.325 | 11300.0233 | 120214.1948 | 0 | 0 | 8.0693 | 0.14373 | 0 | -999.9 |  | 8.0693 | 0.14373 | 0 | 0 | 8.6393 | 0.14373 | 0 | -999.9 | 0 | 8.6393 | 0.14373 | 114 | -87.8233 | 41.7775 | N | 54789 |  |  | 54556-B05-industrial | 54556-B05-industrial
54556 | B06 | 54556-B06 | 946411 | Ingredion Incorporated Argo Plant | IL | CONUS | industrial | 600 | 13746.0839 | 14794.1977 | 13744.8026 | 43.6488 | 0 | 0.11375 | 0.12074 | 43614.084 | 599522.86 | 46250.0592 | 636351.5171 | 0 | 0 | 14.1786 | 0.0473 | 0.019758 | 0.050155 | 787.865 | 14.1588 | 0.047296 | 0 | 0 | 15.0495 | 0.047299 | 0.018937 | 0.050155 | 755.1364 | 15.0305 | 0.047296 | 103 | -87.8233 | 41.7775 | N | 54789 |  |  | 54556-B06-industrial | 54556-B06-industrial
54556 | B07 | 54556-B07 | 946411 | Ingredion Incorporated Argo Plant | IL | CONUS | industrial | 480 | 12641.9799 | 12493.5514 | 12706.5037 | 37.9687 | 0 | 0.22148 | 0.23111 | 73867.853 | 933835.914 | 77073.4919 | 974431.5494 | 0 | 0 | 21.2597 | 0.045532 | 6.3707 | 0.045566 | 279626.782 | 14.889 | 0.045517 | 0 | 0 | 22.1837 | 0.045532 | 6.3597 | 0.045566 | 279144.4603 | 15.824 | 0.045518 | 85 | -87.8233 | 41.7775 | N | 54789 |  |  | 54556-B07-industrial | 54556-B07-industrial
54556 | B10 | 54556-B10 | 946411 | Ingredion Incorporated Argo Plant | IL | CONUS | industrial | 1620 | 13439.7693 | 13454.0326 | 13427.9251 | 120.5378 | 0 | 0.50263 | 0.52164 | 532182.112 | 7152404.797 | 552307.8021 | 7422979.2382 | 972.7271 | 0.272 | 380.0559 | 0.10627 | 162.4533 | 0.10002 | 3248281.482 | 217.6026 | 0.11147 | 1009.5252 | 0.272 | 394.8348 | 0.10638 | 165.436 | 0.10011 | 3305145.2221 | 229.3987 | 0.11142 | 37 | -87.8233 | 41.7775 | N | 54789 |  |  | 54556-B10-industrial | 54556-B10-industrial
54605 | 001 | 54605-001 | 2673411 | Pratt & Whitney East Hartford | CT | CONUS | industrial | 365.7 | 11894.8663 | 11913.9252 | 11688.6584 | 30.7444 | 0 | 0.010971 | 0.011255 | 2962.8 | 35242.11 | 3023.9275 | 36153.1983 | 0 | 0 | 0.51707 | 0.029344 | 0.45676 | 0.028272 | 32312.114 | 0.060312 | 0.041169 | 0 | 0 | 0.53203 | 0.029432 | 0.46508 | 0.028272 | 32900.394 | 0.066957 | 0.041169 | 121 | -72.6347 | 41.75 | N | 54789 |  |  | 54605-001-industrial | 54605-001-industrial
54638 | 040 | 54638-040 | 6559611 | Domtar Paper Company LLC | PA | CONUS | egu-other | 1000 | 14473.0188 | 14473.0188 |  | 69.0941 | 0 | 0.092229 | 0.10511 | 55975.806 | 810138.89 | 63790.823 | 923245.7774 | 0 | 0 | 176.3028 | 0.43524 | 176.3028 | 0.43524 | 810138.89 | 0 | -999.9 | 0 | 0 | 200.9171 | 0.43524 | 199.6563 | 0.43524 | 917452.0813 | 1.2608 | 0.43524 | 88 | -78.6767 | 41.4908 | N | 54789 |  |  | 54638-040-egu-other | 54638-040-egu-other
54638 | 041 | 54638-041 | 6559611 | Domtar Paper Company LLC | PA | CONUS | egu-other | 250 | 14436.6609 | 14436.6609 |  | 17.317 | 38 | 0.19606 | 0.2231 | 29823.814 | 430556.288 | 33936.7537 | 489933.4032 | 0 | 0 | 94.1036 | 0.43713 | 94.1036 | 0.43713 | 430556.288 | 0 | -999.9 | 0 | 0 | 107.0812 | 0.43713 | 106.3954 | 0.43713 | 486795.5961 | 0.68581 | 0.43713 | 62 | -78.6767 | 41.4908 | N | 54789 |  |  | 54638-041-egu-other | 54638-041-egu-other
54751 | 01 | 54751-01 | 6472811 | Genesee Power Station | MI | CONUS | egu-other | 523 | 14288.9611 | 12704.1502 | 15474.3011 | 36.6017 | 582 | 0.34206 | 0.38539 | 109975 | 1571428.5 | 123554.2009 | 1770501.7738 | 35.1507 | 0.044737 | 127.6316 | 0.16244 | 49.1131 | 0.1643 | 597831.9 | 78.5185 | 0.1613 | 39.6037 | 0.044737 | 143.9104 | 0.16256 | 61.3279 | 0.16429 | 746586.4979 | 82.5825 | 0.16131 | 41 | -83.6701 | 43.085 | N | 54789 |  |  | 54751-01-egu-other | 54751-01-egu-other
54802 | X022 | 54802-X022 | 1000211 | MeadWestvaco Coated Board LLC | AL | CONUS | industrial | 1000 | 16682.6302 | 16682.6302 |  | 59.9426 | 0 | 0.14944 | 0.15185 | 78683.78 | 1312652.401 | 79939.4775 | 1333846.0843 | 0 | 0 | 1260.5126 | 1.9206 | 1260.5126 | 1.9206 | 1312652.401 | 0 | -999.9 | 0 | 0 | 1280.8645 | 1.9206 | 1272.6717 | 1.9206 | 1325314.3979 | 8.1928 | 1.9206 | 99 | -85.0311 | 32.175 | N | 54789 |  |  | 54802-X022-industrial | 54802-X022-industrial
54802 | Z008 | 54802-Z008 | 1000211 | MeadWestvaco Coated Board LLC | AL | CONUS | industrial | 428 | 16199.0538 | 16199.0538 |  | 26.4213 | 45 | 0.040707 | 0.048436 | 9447.509 | 153040.707 | 9434.7137 | 182099.2688 | 0 | 0 | 101.6779 | 1.3288 | 101.6779 | 1.3288 | 153040.707 | 0 | -999.9 | 0 | 0 | 120.984 | 1.3288 | 120.534 | 1.3288 | 181421.9665 | 0.44999 | 1.3288 | 115 | -85.0311 | 32.175 | N | 54789 |  |  | 54802-Z008-industrial | 54802-Z008-industrial
54907 | 1 | 54907-1 | 5827411 | MIT Central Utility Plant | MA | CONUS | institutional | 304 | 7717.1172 | 7699.4154 | 7736.4592 | 39.3929 | 1408 | 0.60084 | 0.70834 | 207906.84 | 1604441.453 | 245104.67 | 1891502.1693 | 0 | 0 | 48.4465 | 0.06039 | 23.6212 | 0.056522 | 835819.742 | 24.8253 | 0.064597 | 0 | 0 | 57.2401 | 0.060523 | 26.9874 | 0.056578 | 953997.9304 | 30.2526 | 0.064539 | 6 | -71.0934 | 42.3611 | N | 54789 |  |  | 54907-1-institutional | 54907-1-institutional
55216 | B-5 | 55216-B-5 | 3348811 | Morris Cogeneration LLC | IL | CONUS | egu-other | 1000 | 284113.65 | 284113.65 |  | 3.5197 | 4 | 0.0032854 | 0.0031954 | 101.575 | 28858.844 | 93.8359 | 28068.0521 | 0 | 0 | 0.67242 | 0.046601 | 0.67242 | 0.046601 | 28858.844 | 0 | -999.9 | 0 | 0 | 0.654 | 0.046601 | 0.654 | 0.046601 | 28068.0521 | 0 | -999.9 | 121 | -88.3292 | 41.4092 | N | 54789 |  |  | 55216-B-5-egu-other | 55216-B-5-egu-other
55216 | B-6 | 55216-B-6 | 3348811 | Morris Cogeneration LLC | IL | CONUS | egu-other | 312 | 13723.9706 | 13723.9706 |  | 22.7339 | 0 | 0.040492 | 0.046394 | 8086.13 | 110973.81 | 9264.5569 | 127146.5056 | 0 | 0 | 3.2132 | 0.05791 | 3.2132 | 0.05791 | 110973.81 | 0 | -999.9 | 0 | 0 | 3.6815 | 0.05791 | 3.6651 | 0.05791 | 126580.7418 | 0.016382 | 0.05791 | 96 | -88.3292 | 41.4092 | N | 54789 |  |  | 55216-B-6-egu-other | 55216-B-6-egu-other
55216 | CTG1 | 55216-CTG1 | 3348811 | Morris Cogeneration LLC | IL | CONUS | egu-other | 840 | 13262.4661 | 13294.8732 | 13245.8618 | 63.3366 | 150 | 0.26994 | 0.30445 | 150180.85 | 1991768.439 | 169381.7965 | 2246420.6852 | 0.5976 | 0.00060007 | 51.806 | 0.05202 | 17.1559 | 0.050725 | 676431.448 | 34.6501 | 0.052686 | 0.67401 | 0.00060007 | 58.4317 | 0.052022 | 18.958 | 0.050725 | 747485.0648 | 39.4737 | 0.052669 | 47 | -88.3292 | 41.4092 | N | 54789 |  |  | 55216-CTG1-egu-other | 55216-CTG1-egu-other
55216 | CTG2 | 55216-CTG2 | 3348811 | Morris Cogeneration LLC | IL | CONUS | egu-other | 840 | 12292.1835 | 12295.5908 | 12290.3307 | 68.3361 | 191 | 0.28496 | 0.32691 | 171053.63 | 2102622.608 | 196209.6149 | 2412133.4419 | 0.63089 | 0.00060009 | 52.1405 | 0.049596 | 16.6385 | 0.044919 | 740830.246 | 35.5019 | 0.05214 | 0.72375 | 0.00060009 | 59.9051 | 0.04967 | 18.7329 | 0.045079 | 831110.4843 | 41.1722 | 0.052083 | 45 | -88.3292 | 41.4092 | N | 54789 |  |  | 55216-CTG2-egu-other | 55216-CTG2-egu-other
55216 | CTG3 | 55216-CTG3 | 3348811 | Morris Cogeneration LLC | IL | CONUS | egu-other | 840 | 12794.6605 | 12663.9117 | 12856.4535 | 65.6524 | 68 | 0.43493 | 0.50595 | 250820.61 | 3209164.54 | 291770.091 | 3733210.8486 | 0.96293 | 0.00060011 | 107.7882 | 0.067175 | 31.2416 | 0.061294 | 1019402.468 | 76.5466 | 0.069913 | 1.1202 | 0.00060011 | 125.2048 | 0.067076 | 37.7823 | 0.061391 | 1230878.5357 | 87.4226 | 0.069873 | 26 | -88.3292 | 41.4092 | N | 54789 |  |  | 55216-CTG3-egu-other | 55216-CTG3-egu-other
55245 | 1 | 55245-1 | 2599311 | Tuscola Plant | IL | CONUS | industrial | 252 | 12439.1457 | 11775.6203 | 12780.6838 | 20.2586 | 15 | 0.52723 | 0.551 | 93821.536 | 1167059.757 | 98040.835 | 1219666.8091 | 0 | 0 | 49.4734 | 0.084783 | 14.239 | 0.075854 | 375432.576 | 35.2344 | 0.089018 | 0 | 0 | 51.6171 | 0.084641 | 15.4763 | 0.076025 | 407135.8782 | 36.1408 | 0.088959 | 33 | -88.3501 | 39.7983 | N | 54789 |  |  | 55245-1-industrial | 55245-1-industrial
55245 | 3 | 55245-3 | 2599311 | Tuscola Plant | IL | CONUS | industrial | 252 | 12604.6153 | 11981.4521 | 12823.6052 | 19.9927 | 12 | 0.47575 | 0.49977 | 83548.426 | 1053095.769 | 87767.0349 | 1106269.7111 | 0 | 0 | 46.6524 | 0.088601 | 10.8873 | 0.083651 | 260303.936 | 35.7651 | 0.090226 | 0 | 0 | 48.9824 | 0.088554 | 11.6091 | 0.083651 | 277562.6854 | 37.3732 | 0.090197 | 38 | -88.3501 | 39.7983 | N | 54789 |  |  | 55245-3-industrial | 55245-3-industrial
55245 | 4 | 55245-4 | 2599311 | Tuscola Plant | IL | CONUS | industrial | 252 | 12885.2943 | 12125.4345 | 13242.47 | 19.5572 | 3 | 0.40784 | 0.42713 | 70062.879 | 902780.816 | 73377.0855 | 945485.3425 | 0 | 0 | 41.291 | 0.091475 | 11.353 | 0.083588 | 271644.072 | 29.9379 | 0.09487 | 0 | 0 | 43.1784 | 0.091336 | 12.626 | 0.083784 | 301393.9106 | 30.5524 | 0.09487 | 49 | -88.3501 | 39.7983 | N | 54789 |  |  | 55245-4-industrial | 55245-4-industrial
55308 | A | 55308-A | 16652211 | DTE Calvert City LLC | KY | CONUS | egu-other | 310 | 7098.4165 | 7098.4165 |  | 43.6717 | 0 | 0.12259 | 0.13988 | 47027.7 | 333822.2 | 53660.1005 | 380901.7409 | 0 | 0 | 12.9612 | 0.077654 | 12.9612 | 0.077654 | 333822.2 | 0 | -999.9 | 0 | 0 | 14.7892 | 0.077654 | 14.6813 | 0.077654 | 378123.3463 | 0.10788 | 0.077654 | 79 | -88.3506 | 37.0467 | N | 54789 |  |  | 55308-A-egu-other | 55308-A-egu-other
55308 | B | 55308-B | 16652211 | DTE Calvert City LLC | KY | CONUS | egu-other | 310 | 7452.25 | 7452.25 |  | 41.5982 | 0 | 0.12085 | 0.13788 | 44159.2 | 329085.4 | 50379.8654 | 375443.3543 | 0 | 0 | 13.2511 | 0.080533 | 13.2511 | 0.080533 | 329085.4 | 0 | -999.9 | 0 | 0 | 15.1177 | 0.080533 | 15.0032 | 0.080533 | 372600.4707 | 0.11447 | 0.080533 | 80 | -88.3506 | 37.0467 | N | 54789 |  |  | 55308-B-egu-other | 55308-B-egu-other
55308 | C | 55308-C | 16652211 | DTE Calvert City LLC | KY | CONUS | egu-other | 292.8 | 10718.6849 | 10718.6849 |  | 27.3168 | 2972 | 0.37458 | 0.39802 | 89879.84 | 963393.685 | 95504.6797 | 1023685.5475 | 0 | 0 | 45.7486 | 0.094974 | 45.7486 | 0.094974 | 963393.685 | 0 | -999.9 | 0 | 0 | 48.6114 | 0.094973 | 48.3528 | 0.094974 | 1018232.7789 | 0.25862 | 0.094859 | 37 | -88.3506 | 37.0467 | N | 54789 |  |  | 55308-C-egu-other | 55308-C-egu-other
55400 | CTG-1 | 55400-CTG-1 | 10295611 | Elk Hills Power | CA | CONUS | egu-other | 2061 | 6677.3874 | 6811.8809 | 6547.8044 | 308.6537 | 587 | 0.65319 | 0.74081 | 1770934.81 | 11825217.715 | 2008036.4662 | 13411508.1694 | 3.5478 | 0.00060003 | 33.3568 | 0.0056416 | 15.1596 | 0.0051219 | 5919538.832 | 18.1972 | 0.0061626 | 4.0237 | 0.00060003 | 37.8957 | 0.0056512 | 16.8999 | 0.0051288 | 6590155.3139 | 20.9957 | 0.0061559 | 6 | -119.311 | 35.2803 | N | 54789 |  |  | 55400-CTG-1-egu-other | 55400-CTG-1-egu-other
55400 | CTG-2 | 55400-CTG-2 | 10295611 | Elk Hills Power | CA | CONUS | egu-other | 2061 | 6710.0348 | 6850.0336 | 6576.3675 | 307.1519 | 612 | 0.65598 | 0.74753 | 1769840.34 | 11875690.187 | 2016202.6687 | 13533226.53 | 3.5629 | 0.00060003 | 34.6033 | 0.0058276 | 14.8268 | 0.0050078 | 5921487.039 | 19.7765 | 0.0066429 | 4.0602 | 0.00060003 | 39.5566 | 0.0058458 | 16.5534 | 0.0050187 | 6596643.7225 | 23.0032 | 0.0066324 | 5 | -119.311 | 35.2803 | N | 54789 |  |  | 55400-CTG-2-egu-other | 55400-CTG-2-egu-other
55422 | CT1 | 55422-CT1 | 901411 | Desoto County Energy Park | FL | CONUS | egu-other | 1987 | 10000 |  |  | 198.7 | 0 |  | 0 |  |  | 0 | 0 | 0 | -999.9 | 0 | -999.9 | 0 | -999.9 |  | 0 | -999.9 | 0 | -999.9 | 0 | -999.9 | 0 | -999.9 | 0 | 0 | -999.9 |  | -81.8092 | 27.227 | N | 42736 |  |  | 55422-CT1-egu-other | 55422-CT1-egu-other
55422 | CT2 | 55422-CT2 | 901411 | Desoto County Energy Park | FL | CONUS | egu-other | 1987 | 10000 |  |  | 198.7 | 0 |  | 0 |  |  | 0 | 0 | 0 | -999.9 | 0 | -999.9 | 0 | -999.9 |  | 0 | -999.9 | 0 | -999.9 | 0 | -999.9 | 0 | -999.9 | 0 | 0 | -999.9 |  | -81.8092 | 27.227 | N | 42736 |  |  | 55422-CT2-egu-other | 55422-CT2-egu-other
55703 | P049 | 55703-P049 | 7156111 | Valero Refining Company-Tennessee LLC | TN | CONUS | industrial | 1000 | 12000 | 26829.4214 |  | 83.3333 | 0 | 0.13818 | 0.06289 | 45239.697 | 1213754.893 | 46034.5113 | 552424.1016 | 0 | 0 | 66.9793 | 0.11037 | 66.9793 | 0.11037 | 1213754.893 | 0 | -999.9 | 0 | 0 | 30.4847 | 0.11037 | 30.3344 | 0.11037 | 549700.6956 | 0.15029 | 0.11037 | 100 | -90.0825 | 35.0836 | N | 54789 |  |  | 55703-P049-industrial | 55703-P049-industrial
55708 | BFB-1 | 55708-BFB-1 | 13389311 | Nacogdoches Power LLC | TX | CONUS | egu-other | 1500 | 13323.3989 | 13141.6683 | 13690.3469 | 112.5839 | 110 | 0.11807 | 0.13746 | 116764 | 1555693.35 | 133341.2596 | 1811219.1423 | 0.533 | 0.00068523 | 61.8098 | 0.079463 | 40.2272 | 0.078398 | 1026232.875 | 21.5826 | 0.081527 | 0.62055 | 0.00068523 | 71.9419 | 0.07944 | 47.3439 | 0.078398 | 1207787.9948 | 24.5979 | 0.081527 | 82 | -94.9006 | 31.8326 | N | 54789 |  |  | 55708-BFB-1-egu-other | 55708-BFB-1-egu-other
55799 | 0024 | 55799-0024 | 0 | Otsego Paper Inc. | MI | CONUS | industrial | 294 | 11768.4177 | 11768.4177 |  | 24.9821 | 0 | 0.26362 | 0.27358 | 57850.5301 | 680809.2 | 60016.6484 | 706521.7597 | 0 | 0 | 16.2384 | 0.047703 | 7.1644 | 0.047703 | 300374.15 | 9.074 | 0.047703 | 0 | 0 | 16.8517 | 0.047703 | 7.2168 | 0.047703 | 302570.1944 | 9.6349 | 0.047703 | 67 | -85.6941 | 42.4641 | N | 54789 |  |  | 55799-0024-industrial | 55799-0024-industrial
55799 | 0025 | 55799-0025 | 0 | Otsego Paper Inc. | MI | CONUS | industrial | 303.2 | 12174.1937 | 12174.1937 |  | 24.9051 | 0 | 0.28441 | 0.29518 | 62219.2614 | 757469.34 | 64560.4324 | 786146.0596 | 0 | 0 | 26.458 | 0.069859 | 11.6422 | 0.069859 | 333305.075 | 14.8158 | 0.069859 | 0 | 0 | 27.4597 | 0.069859 | 11.7273 | 0.069859 | 335742.1576 | 15.7324 | 0.069859 | 64 | -85.6941 | 42.4641 | N | 54789 |  |  | 55799-0025-industrial | 55799-0025-industrial
55801 | AB01 | 55801-AB01 | 10723711 | Marcus Hook Energy LP | PA | CONUS | egu-other | 410 | 10000 | 14628.902 | 15093.4071 | 41 | 0 | 0.28307 | 0 | 68678.056 | 1019467.268 | 0 | 0 | 0 | 0 | 12.2801 | 0.024091 | 6.1881 | 0.022956 | 539124.719 | 6.0921 | 0.025365 | 0 | -999.9 | 0 | -999.9 | 0 | -999.9 | 0 | 0 | -999.9 |  | -75.4225 | 39.8083 | N | 42736 |  |  | 55801-AB01-egu-other | 55801-AB01-egu-other
55801 | AB02 | 55801-AB02 | 10723711 | Marcus Hook Energy LP | PA | CONUS | egu-other | 641 | 10000 |  |  | 64.1 | 0 |  | 0 |  |  | 0 | 0 | 0 | -999.9 | 0 | -999.9 | 0 | -999.9 |  | 0 | -999.9 | 0 | -999.9 | 0 | -999.9 | 0 | -999.9 | 0 | 0 | -999.9 |  | -75.4225 | 39.8083 | N | 42736 |  |  | 55801-AB02-egu-other | 55801-AB02-egu-other
55801 | AB03 | 55801-AB03 | 10723711 | Marcus Hook Energy LP | PA | CONUS | egu-other | 410 | 10000 | 15037.1896 | 15457.8158 | 41 | 0 | 0.13413 | 0 | 31859.196 | 483050.695 | 0 | 0 | 0 | 0 | 5.839 | 0.024175 | 3.7075 | 0.022012 | 336863.797 | 2.1314 | 0.02916 | 0 | -999.9 | 0 | -999.9 | 0 | -999.9 | 0 | 0 | -999.9 |  | -75.4225 | 39.8083 | N | 42736 |  |  | 55801-AB03-egu-other | 55801-AB03-egu-other
55801 | AB04 | 55801-AB04 | 10723711 | Marcus Hook Energy LP | PA | CONUS | egu-other | 641 | 10000 | 14755.0015 | 16150.6581 | 64.1 | 0 | 0.17858 | 0 | 64823.961 | 1005490.82 | 0 | 0 | 0 | 0 | 13.5776 | 0.027007 | 5.456 | 0.024896 | 438306.113 | 8.1216 | 0.028638 | 0 | -999.9 | 0 | -999.9 | 0 | -999.9 | 0 | 0 | -999.9 |  | -75.4225 | 39.8083 | N | 42736 |  |  | 55801-AB04-egu-other | 55801-AB04-egu-other
55867 | BLR-1 | 55867-BLR-1 | 13603611 | Benson Power Biomass Plant | MN | CONUS | egu-other | 941.8 | 13633.4631 | 14112.8401 | 13422.981 | 69.08 | 0 | 0.63348 | 0 | 384392.56 | 5240601.792 | 0 | 0 | 39.3424 | 0.015014 | 374.8966 | 0.14307 | 119.9638 | 0.14496 | 1655175.905 | 254.9328 | 0.14221 | 0 | -999.9 | 0 | -999.9 | 0 | -999.9 | 0 | 0 | -999.9 |  | -95.5604 | 45.2996 | N | 43101 |  |  | 55867-BLR-1-egu-other | 55867-BLR-1-egu-other
57073 | BLR1 | 57073-BLR1 | 0 | Ivanpah 2 | CA | CONUS | egu-other | 249 | 10000 |  |  | 24.9 | 0 | 0.1684 | 0.1684 |  | 368335.4 | 0 | 368335.4 | 0.1083 | 0.00058805 | 2.028 | 0.011011 | 0.8128 | 0.011003 | 147741 | 1.2151 | 0.011017 | 0.1083 | 0.00058805 | 2.0279 | 0.011011 | 0.80548 | 0.011003 | 146411 | 1.2225 | 0.011017 | 72 | -115.4686 | 35.5561 | N | 54789 |  |  | 57073-BLR1-egu-other | 57073-BLR1-egu-other
57074 | BLR1 | 57074-BLR1 | 0 | Ivanpah 1 | CA | CONUS | egu-other | 249 | 10000 |  |  | 24.9 | 25 | 0.22182 | 0.2218 |  | 485173 | 0 | 485125 | 0.1371 | 0.00056516 | 2.6689 | 0.011002 | 1.4392 | 0.011004 | 261579 | 1.2297 | 0.010999 | 0.13709 | 0.00056516 | 2.6686 | 0.011002 | 1.4312 | 0.011004 | 260132 | 1.2374 | 0.010999 | 55 | -115.4515 | 35.5356 | N | 54789 |  |  | 57074-BLR1-egu-other | 57074-BLR1-egu-other
57075 | BLR1 | 57075-BLR1 | 0 | Ivanpah 3 | CA | CONUS | egu-other | 249 | 10000 |  |  | 24.9 | 0 | 0.20478 | 0.20478 |  | 447889.1 | 0 | 447889.1 | 0.1245 | 0.00055594 | 2.4646 | 0.011005 | 0.97985 | 0.011008 | 178026 | 1.4847 | 0.011003 | 0.1245 | 0.00055594 | 2.4646 | 0.011005 | 0.97439 | 0.011008 | 177035 | 1.4902 | 0.011003 | 60 | -115.4825 | 35.5808 | N | 54789 |  |  | 57075-BLR1-egu-other | 57075-BLR1-egu-other
57241 | BFB1 | 57241-BFB1 | 15561111 | Gainesville Renewable Energy Center | FL | CONUS | egu-other | 1573 | 15453.6111 | 17151.7257 | 15285.2621 | 101.7885 | 101 | 0.045908 | 0.050804 | 41046.48 | 634316.337 | 44179.6533 | 701965.0423 | 1.3078 | 0.0041236 | 21.1479 | 0.066679 | 2.4327 | 0.076622 | 63500.148 | 18.7151 | 0.065573 | 1.4473 | 0.0041236 | 23.3771 | 0.066605 | 1.4265 | 0.076622 | 37235.7698 | 21.9505 | 0.066044 | 94 | -82.3964 | 29.7675 | N | 52232 |  |  | 57241-BFB1-egu-other | 57241-BFB1-egu-other
58054 | ST01 | 58054-ST01 | 17167211 | Burgess BioPower | NH | CONUS | egu-other | 3000 | 17357.5554 | 20255.7915 | 14996.5854 | 172.8354 | 0 | 0.38522 | 0.44031 | 584836.87 | 10151338.348 | 665646.7225 | 11603074.382 | 21.4592 | 0.0042279 | 304.7626 | 0.060044 | 159.8731 | 0.060124 | 5318072.185 | 144.8894 | 0.059955 | 24.5281 | 0.0042279 | 348.2725 | 0.060031 | 156.4935 | 0.060123 | 5205747.734 | 191.7791 | 0.059956 | 35 | -71.1753 | 44.4719 | N | 54789 |  |  | 58054-ST01-egu-other | 58054-ST01-egu-other
58124 | 1 | 58124-1 | 16843311 | Rothschild Biomass Cogeneration Facility | WI | CONUS | egu-other | 800 | 15139.3496 | 14795.4527 | 15267.523 | 52.8424 | 661 | 0.51416 | 0.59213 | 238655.567 | 3613090.069 | 274722.4427 | 4161036.5248 | 1.1334 | 0.0006274 | 121.1309 | 0.067051 | 32.6567 | 0.068126 | 958718.051 | 88.4741 | 0.066663 | 1.3053 | 0.0006274 | 139.5522 | 0.067076 | 40.4867 | 0.068107 | 1188907.2854 | 99.0654 | 0.066663 | 18 | -89.6298 | 44.8878 | N | 54789 |  |  | 58124-1-egu-other | 58124-1-egu-other
60340 | B0004 | 60340-B0004 | 17945711 | Albany Green Energy LLC | GA | CONUS | egu-other | 1037 | 10000 |  |  | 103.7 | 0 |  | 0 |  |  | 0 | 0 | 0 | -999.9 | 0 | -999.9 | 0 | -999.9 |  | 0 | -999.9 | 0 | -999.9 | 0 | -999.9 | 0 | -999.9 | 0 | 0 | -999.9 | 67 | -84.1114 | 31.5492 | N | 54789 | Y |  | 60340-B0004-egu-other | 60340-B0004-egu-other
880004 | 3 | 880004-3 | 2701211 | GSA Central Heating | DC | CONUS | institutional | 500 | 10000 |  |  | 50 | 0 |  | 0 |  |  | 0 | 0 | 0 | -999.9 | 0 | -999.9 | 0 | -999.9 |  | 0 | -999.9 | 0 | -999.9 | 0 | -999.9 | 0 | -999.9 | 0 | 0 | -999.9 | 30 | -77.0244 | 38.8856 | N | 54789 |  |  | 880004-3-institutional | 880004-3-institutional
880004 | 4 | 880004-4 | 2701211 | GSA Central Heating | DC | CONUS | institutional | 500 | 10875.1028 |  | 10875.1028 | 45.9766 | 0 | 0.048308 | 0.056601 | 19509.56 | 212168.471 | 22858.9093 | 248593.62 | 0 | 0 | 19.0941 | 0.17999 | 0 | -999.9 |  | 19.0941 | 0.17999 | 0 | 0 | 22.3722 | 0.17999 | 0 | -999.9 | 0 | 22.3722 | 0.17999 | 27 | -77.0244 | 38.8856 | N | 54789 |  |  | 880004-4-institutional | 880004-4-institutional
880004 | 5C | 880004-5C | 2701211 | GSA Central Heating | DC | CONUS | institutional | 326 | 12000 | 20922.2231 | 21225.8291 | 27.1667 | 0 | 0.32419 | 0.21557 | 44001.013 | 928351.755 | 51375.4291 | 617315.2258 | 0 | 0 | 48.9651 | 0.10549 | 16.0957 | 0.083324 | 386338.536 | 32.8694 | 0.12129 | 0 | 0 | 32.6532 | 0.10579 | 10.4284 | 0.083324 | 250308.3448 | 22.2249 | 0.12111 | 11 | -77.0244 | 38.8856 | N | 54789 |  |  | 880004-5C-institutional | 880004-5C-institutional
880006 | 1 | 880006-1 | 8405411 | Veolia Energy Philadelphia - Edison Sta | PA | CONUS | egu-other | 283 | 10169.4463 | 7129.2392 | 10598.9253 | 27.8285 | 0 | 0.0072114 | 0.0081777 | 1762.8 | 17926.7 | 1998.9911 | 20328.6323 | 0 | 0 | 2.8142 | 0.31397 | 0.2442 | 0.31396 | 1555.6 | 2.57 | 0.31397 | 0 | 0 | 3.1913 | 0.31397 | 0.40668 | 0.31396 | 2590.6388 | 2.7846 | 0.31397 | 115 | -75.1557 | 39.949 | N | 54789 |  |  | 880006-1-egu-other | 880006-1-egu-other
880006 | 2 | 880006-2 | 8405411 | Veolia Energy Philadelphia - Edison Sta | PA | CONUS | egu-other | 283 | 11697.8733 |  | 11672.5119 | 24.1924 | 0 | 0.012988 | 0.014702 | 2760.1 | 32287.3 | 3118.2772 | 36547.212 | 0 | 0 | 4.6642 | 0.28892 | 0.0101 | 0.28857 | 70 | 4.654 | 0.28892 | 0 | 0 | 5.2795 | 0.28892 | 0.0101 | 0.28857 | 70 | 5.2694 | 0.28892 | 109 | -75.1557 | 39.949 | N | 54789 |  |  | 880006-2-egu-other | 880006-2-egu-other
880006 | 3 | 880006-3 | 8405411 | Veolia Energy Philadelphia - Edison Sta | PA | CONUS | egu-other | 335 | 9600.943 | 12806.6298 | 9536.0349 | 34.8924 | 0 | 0.011903 | 0.013194 | 3648.1 | 35025.2 | 4036.4727 | 38823.9441 | 0 | 0 | 5.0889 | 0.29059 | 0.13585 | 0.29303 | 927.2 | 4.9531 | 0.29052 | 0 | 0 | 5.6406 | 0.29057 | 0.12053 | 0.29303 | 822.6098 | 5.52 | 0.29052 | 111 | -75.1557 | 39.949 | N | 54789 |  |  | 880006-3-egu-other | 880006-3-egu-other
880006 | 4 | 880006-4 | 8405411 | Veolia Energy Philadelphia - Edison Sta | PA | CONUS | egu-other | 335 | 9748.8973 | 10384.6483 | 9676.1872 | 34.3629 | 0 | 0.015098 | 0.016948 | 4557.1 | 44426.7 | 5115.7521 | 49872.9418 | 0 | 0 | 6.475 | 0.29149 | 0.70895 | 0.29194 | 4856.9 | 5.766 | 0.29144 | 0 | 0 | 7.2687 | 0.29149 | 0.75225 | 0.29194 | 5153.5544 | 6.5164 | 0.29144 | 103 | -75.1557 | 39.949 | N | 54789 |  |  | 880006-4-egu-other | 880006-4-egu-other
880007 | 052 | 880007-052 | 4950811 | Honeywell Resins & Chemicals LLC | PA | CONUS | egu-other | 381 | 14480.6507 | 14918.6543 | 14104.8845 | 26.311 | 10 | 0.50664 | 0.58241 | 117092.927 | 1695581.775 | 134604.8181 | 1949165.3534 | 0 | 0 | 70.1939 | 0.082796 | 31.4564 | 0.077994 | 806633.942 | 38.7375 | 0.087154 | 0 | 0 | 80.8412 | 0.08295 | 35.0821 | 0.078065 | 898790.55 | 45.7591 | 0.087129 | 19 | -75.0686 | 40.0067 | N | 54789 |  |  | 880007-052-egu-other | 880007-052-egu-other
880023 | K1 | 880023-K1 | 6401511 | Kneeland Station | MA | CONUS | industrial | 500 | 12823.2047 | 13438.3431 | 12695.1298 | 38.9918 | 0 | 0.16832 | 0.17693 | 57648.688 | 739240.928 | 60593.4385 | 777081.5827 | 0 | 0 | 66.4105 | 0.17967 | 8.0415 | 0.12047 | 133501.405 | 58.369 | 0.19272 | 0 | 0 | 70.2159 | 0.18072 | 7.9968 | 0.12243 | 130636.8167 | 62.2191 | 0.1925 | 95 | -71.0583 | 42.35 | N | 54789 |  |  | 880023-K1-industrial | 880023-K1-industrial
880023 | K2 | 880023-K2 | 6401511 | Kneeland Station | MA | CONUS | industrial | 500 | 13218.3475 | 13662.0988 | 13034.0328 | 37.8262 | 0 | 0.17609 | 0.18375 | 58508.16 | 773381.19 | 61024.0895 | 807014.8168 | 0 | 0 | 46.1343 | 0.11931 | 10.3659 | 0.088379 | 234578.673 | 35.7684 | 0.13277 | 0 | 0 | 48.4796 | 0.12015 | 10.3703 | 0.089035 | 232950.3115 | 38.1093 | 0.13277 | 93 | -71.0583 | 42.35 | N | 54789 |  |  | 880023-K2-industrial | 880023-K2-industrial
880023 | K3 | 880023-K3 | 6401511 | Kneeland Station | MA | CONUS | industrial | 600 | 9190.5112 | 8785.1287 | 9289.0708 | 65.2847 | 0 | 0.082655 | 0.086862 | 47399.289 | 435623.698 | 49809.1857 | 457795.0242 | 0 | 0 | 27.5895 | 0.12667 | 4.3651 | 0.1072 | 81440.076 | 23.2244 | 0.13114 | 0 | 0 | 28.9856 | 0.12663 | 4.6233 | 0.1072 | 86256.8436 | 24.3624 | 0.13114 | 110 | -71.0583 | 42.35 | N | 54789 |  |  | 880023-K3-industrial | 880023-K3-industrial
880023 | K4 | 880023-K4 | 6401511 | Kneeland Station | MA | CONUS | industrial | 500 | 14679.3493 | 14603.9301 | 14699.6615 | 34.0615 | 0 | 0.08314 | 0.08705 | 24875.03 | 365149.254 | 26037.0478 | 382323.792 | 0 | 0 | 19.518 | 0.1069 | 2.7279 | 0.070782 | 77078.915 | 16.7901 | 0.11657 | 0 | 0 | 20.4985 | 0.10723 | 2.6891 | 0.070782 | 75982.9278 | 17.8094 | 0.11627 | 109 | -71.0583 | 42.35 | N | 54789 |  |  | 880023-K4-industrial | 880023-K4-industrial
880024 | U28006 | 880024-U28006 | 8123911 | Momentive Performance Materials | NY | CONUS | industrial | 308 | 12885.0676 | 13254.5175 | 12690.1257 | 23.9036 | 0 | 0.47204 | 0.4928 | 99114.698 | 1277099.579 | 103462.516 | 1333244.339 | 0 | 0 | 36.6717 | 0.05743 | 11.6542 | 0.051367 | 453760.242 | 25.0176 | 0.060771 | 0 | 0 | 38.3967 | 0.057599 | 11.5931 | 0.051454 | 450622.9375 | 26.8037 | 0.060737 | 40 | -73.6728 | 42.8158 | N | 54789 |  |  | 880024-U28006-industrial | 880024-U28006-industrial
880025 | 033 | 880025-033 | 7874511 | Trainer Refinery | PA | CONUS | industrial | 335 | 10000 |  |  | 33.5 | 0 |  | 0 |  |  | 0 | 0 | 0 | -999.9 | 0 | -999.9 | 0 | -999.9 |  | 0 | -999.9 | 0 | -999.9 | 0 | -999.9 | 0 | -999.9 | 0 | 0 | -999.9 |  | -75.4033 | 39.8228 | N | 42736 |  |  | 880025-033-industrial | 880025-033-industrial
880025 | 034 | 880025-034 | 7874511 | Trainer Refinery | PA | CONUS | institutional | 349.6 | 11265.1195 | 10846.6271 | 11577.5228 | 31.0338 | 0 | 0.60483 | 0.71118 | 164878.643 | 1857377.615 | 193869.3397 | 2183961.2778 | 0 | 0 | 4.1377 | 0.0044554 | 1.7512 | 0.0045818 | 764397.695 | 2.3865 | 0.004367 | 0 | 0 | 4.8665 | 0.0044566 | 2.0875 | 0.0045805 | 911472.5738 | 2.779 | 0.0043678 | 5 | -75.4033 | 39.8228 | N | 54789 |  |  | 880025-034-institutional | 880025-034-institutional
880025 | 035 | 880025-035 | 7874511 | Trainer Refinery | PA | CONUS | institutional | 349.6 | 11704.2508 | 11263.2059 | 12030.1991 | 29.8695 | 5 | 0.59966 | 0.70318 | 157334.072 | 1841477.44 | 184495.9213 | 2159386.5367 | 0 | 0 | 4.7293 | 0.0051364 | 1.9379 | 0.0051465 | 753081.6 | 2.7914 | 0.0051294 | 0 | 0 | 5.5458 | 0.0051365 | 2.3004 | 0.0051463 | 893978.9721 | 3.2455 | 0.0051295 | 7 | -75.4033 | 39.8228 | N | 54789 |  |  | 880025-035-institutional | 880025-035-institutional
880025 | 053 | 880025-053 | 0 | Trainer Refinery | PA | CONUS | egu-other | 425 | 10000 |  | 9883.7209 | 42.5 | 1 | 0.00011384 | 0.00011384 | 43 | 425 | 42.5 | 425 | 0.0001275 | 0.0006 | 0.006375 | 0.03 | 0 | -999.9 |  | 0.006375 | 0.03 | 0.0001275 | 0.0006 | 0.006375 | 0.03 | 0 | -999.9 | 0 | 0.006375 | 0.03 | 128 | -75.4033 | 39.8228 | N | 54789 |  |  | 880025-053-egu-other | 880025-053-egu-other
880028 | B022 | 880028-B022 | 0 | Procter & Gamble Company - Ivorydale | OH | CONUS | egu-other | 450 | 15525.7883 | 15525.7883 |  | 28.984 | 1 | 0.39528 | 0.44805 | 100635.6885 | 1562448.4 | 114021.627 | 1771046.4413 | 0 | 0 | 78.3529 | 0.1003 | 36.5698 | 0.1003 | 729245.254 | 41.7831 | 0.1003 | 0 | 0 | 88.8136 | 0.1003 | 41.4377 | 0.1003 | 826316.7308 | 47.3759 | 0.1003 | 33 | -84.5022 | 39.1756 | N | 54789 |  |  | 880028-B022-egu-other | 880028-B022-egu-other
880029 | 0002 | 880029-0002 | 0 | Marathon Petroleum Company LP | MI | CONUS | industrial | 350 | 14120.9268 | 14120.9268 |  | 24.7859 | 0 | 0.16758 | 0.17063 | 36485.5 | 515209.075 | 37132.1244 | 524572.8853 | 0 | 0 | 14.1026 | 0.054745 | 14.1026 | 0.054745 | 515209.075 | 0 | -999.9 | 0 | 0 | 14.3589 | 0.054745 | 14.2517 | 0.054745 | 520655.9618 | 0.10722 | 0.054745 | 96 | -83.1555 | 42.2868 | N | 54789 |  |  | 880029-0002-industrial | 880029-0002-industrial
880030 | B034 | 880030-B034 | 0 | BP Husky Refining LLC | OH | CONUS | industrial | 350.7 | 13115.5198 | 13115.5198 |  | 26.7393 | 0 | 0.50883 | 0.53017 | 119513.7534 | 1567485 | 124516.1275 | 1633199.6361 | 0 | 0 | 36.0916 | 0.04605 | 10.6347 | 0.04605 | 461871.883 | 25.457 | 0.04605 | 0 | 0 | 37.6047 | 0.04605 | 10.67 | 0.04605 | 463406.9496 | 26.9347 | 0.04605 | 36 | -83.4539 | 41.6786 | N | 54789 |  |  | 880030-B034-industrial | 880030-B034-industrial
880030 | B035 | 880030-B035 | 0 | BP Husky Refining LLC | OH | CONUS | industrial | 350.7 | 13338.9043 | 13338.9043 |  | 26.2915 | 0 | 0.46014 | 0.48052 | 106267.9641 | 1417498.2 | 110954.7704 | 1480254.4463 | 0 | 0 | 47.3601 | 0.066822 | 14.815 | 0.066822 | 443416.351 | 32.5451 | 0.066822 | 0 | 0 | 49.4569 | 0.066822 | 15.024 | 0.066822 | 449671.3071 | 34.4329 | 0.066822 | 45 | -83.4539 | 41.6786 | N | 54789 |  |  | 880030-B035-industrial | 880030-B035-industrial
880031 | 0401 | 880031-0401 | 0 | The Dow Chemical Company | MI | CONUS | industrial | 357 | 12268.6517 | 12268.6517 |  | 29.0986 | 0 | 0.0070164 | 0.0069476 | 1793.4 | 22002.6 | 1775.8126 | 21786.8258 | 0 | 0 | 1.6544 | 0.15038 | 1.6544 | 0.15038 | 22002.6 | 0 | -999.9 | 0 | 0 | 1.6382 | 0.15038 | 1.6382 | 0.15038 | 21786.8258 | 0 | -999.9 | 122 | -84.2404 | 43.6025 | N | 54789 |  |  | 880031-0401-industrial | 880031-0401-industrial
880031 | 0402 | 880031-0402 | 0 | The Dow Chemical Company | MI | CONUS | industrial | 357 | 13030.8297 | 13030.8297 |  | 27.3966 | 0 | 0.0061801 | 0.006229 | 1487.2422 | 19380 | 1499.0221 | 19533.5021 | 0 | 0 | 1.4539 | 0.15004 | 0.99565 | 0.15004 | 13271.9 | 0.45823 | 0.15004 | 0 | 0 | 1.4654 | 0.15004 | 0.9817 | 0.15004 | 13086.0081 | 0.48369 | 0.15004 | 124 | -84.2404 | 43.6025 | N | 54789 |  |  | 880031-0402-industrial | 880031-0402-industrial
880039 | B004 | 880039-B004 | 0 | Cargill Incorporated | OH | CONUS | egu-other | 567 | 12953.5038 | 12953.5038 |  | 43.7719 | 65 | 0.43436 | 0.4955 | 167009.9984 | 2163364.65 | 190514.6055 | 2467831.668 | 0 | 0 | 355.0312 | 0.32822 | 31.0668 | 0.32822 | 189303.8 | 323.9645 | 0.32822 | 1146.3078 | 0.929 | 404.9975 | 0.32822 | 40.2341 | 0.32822 | 245164.5158 | 364.7634 | 0.32822 | 27 | -84.1747 | 39.8242 | N | 54789 |  |  | 880039-B004-egu-other | 880039-B004-egu-other
880039 | B006 | 880039-B006 | 0 | Cargill Incorporated | OH | CONUS | institutional | 1000 | 12000 | 36661.4546 |  | 83.3333 | 0 | 0.12631 | 0.049257 | 30263.9383 | 1109520 | 36055.9982 | 432671.9789 | 0 | 0 | 26.1826 | 0.047196 | 3.8398 | 0.047196 | 162718.2 | 22.3428 | 0.047196 | 0 | 0 | 10.2103 | 0.047196 | 1.4311 | 0.047196 | 60642.4644 | 8.7792 | 0.047196 | 24 | -84.1747 | 39.8242 | N | 54789 |  |  | 880039-B006-institutional | 880039-B006-institutional
880041 | X015 | 880041-X015 | 985511 | Ascend (Decatur Plant) | AL | CONUS | industrial | 536.1 | 14097.287 | 14281.876 | 13899.4389 | 38.0286 | 74 | 0.54697 | 0.56621 | 182711.425 | 2575735.4 | 189139.836 | 2666358.5543 | 0 | 0 | 343.2396 | 0.26652 | 158.55 | 0.23489 | 1349966.125 | 184.6896 | 0.30134 | 0 | 0 | 356.7097 | 0.26756 | 158.0178 | 0.23489 | 1345434.9885 | 198.6918 | 0.30084 | 27 | -87.0244 | 34.6339 | N | 54789 |  |  | 880041-X015-industrial | 880041-X015-industrial
880041 | Z005 | 880041-Z005 | 985511 | Ascend (Decatur Plant) | AL | CONUS | industrial | 290 | 11214.6312 | 12649.2478 | 10950.5656 | 25.8591 | 0 | 0.10099 | 0.10586 | 22939.7 | 257260.275 | 24046.5364 | 269673.0375 | 0 | 0 | 55.1302 | 0.42859 | 11.0196 | 0.48859 | 45107.85 | 44.1106 | 0.41584 | 0 | 0 | 57.5096 | 0.42651 | 10.5615 | 0.48145 | 43873.745 | 46.9481 | 0.41584 | 105 | -87.0244 | 34.6339 | N | 54789 |  |  | 880041-Z005-industrial | 880041-Z005-industrial
880041 | Z006 | 880041-Z006 | 985511 | Ascend (Decatur Plant) | AL | CONUS | industrial | 320 | 12979.9485 | 14510.3783 | 12303.7928 | 24.6534 | 0 | 0.2108 | 0.22019 | 45649.975 | 592534.325 | 47684.3374 | 618940.2438 | 0 | 0 | 165.4447 | 0.55843 | 59.4474 | 0.58576 | 202976.25 | 105.9973 | 0.54419 | 0 | 0 | 172.2135 | 0.55648 | 53.9167 | 0.58499 | 184335.2768 | 118.2969 | 0.54439 | 87 | -87.0244 | 34.6339 | N | 54789 |  |  | 880041-Z006-industrial | 880041-Z006-industrial
880042 | P009 | 880042-P009 | 0 | AK Steel Corporation - Middletown | OH | CONUS | egu-other | 1000 | 5804.5152 | 5804.5152 |  | 172.2797 | 0 | 0.29196 | 0.32926 | 441825.1191 | 2564580.61 | 498259.0462 | 2892178.8923 | 0 | 0 | 580.9936 | 0.45309 | 60.5146 | 0.45309 | 267119.023 | 520.4791 | 0.45309 | 0 | 0 | 655.2095 | 0.45309 | 68.6012 | 0.45309 | 302814.6291 | 586.6082 | 0.45309 | 43 | -84.3901 | 39.4968 | N | 54789 |  |  | 880042-P009-egu-other | 880042-P009-egu-other
880042 | P010 | 880042-P010 | 0 | AK Steel Corporation - Middletown | OH | CONUS | egu-other | 1000 | 6499.1181 | 6499.1181 |  | 153.867 | 69 | 0.43013 | 0.48624 | 581354.5311 | 3778291.77 | 657179.602 | 4271156.536 | 0 | 0 | 1260.5191 | 0.66724 | 97.4017 | 0.66724 | 291952.741 | 1163.1174 | 0.66724 | 0 | 0 | 1424.9494 | 0.66724 | 114.6213 | 0.66724 | 343566.8449 | 1310.3281 | 0.66724 | 28 | -84.3901 | 39.4968 | N | 54789 |  |  | 880042-P010-egu-other | 880042-P010-egu-other
880042 | P011 | 880042-P011 | 0 | AK Steel Corporation - Middletown | OH | CONUS | egu-other | 305 | 13090.4806 | 13090.4806 |  | 23.2994 | 3 | 0.49879 | 0.56539 | 102082.6753 | 1336311.28 | 115713.7374 | 1514748.4334 | 0 | 0 | 290.5308 | 0.43483 | 137.2578 | 0.43483 | 631324.399 | 153.273 | 0.43483 | 0 | 0 | 329.3253 | 0.43483 | 155.6457 | 0.43483 | 715900.2037 | 173.6796 | 0.43483 | 20 | -84.3901 | 39.4968 | N | 54789 |  |  | 880042-P011-egu-other | 880042-P011-egu-other
880042 | P012 | 880042-P012 | 0 | AK Steel Corporation - Middletown | OH | CONUS | egu-other | 305 | 10000 |  |  | 30.5 | 0 |  | 0 |  |  | 0 | 0 | 0 | -999.9 | 0 | -999.9 | 0 | -999.9 |  | 0 | -999.9 | 0 | -999.9 | 0 | -999.9 | 0 | -999.9 | 0 | 0 | -999.9 | 135 | -84.3901 | 39.4968 | N | 54789 |  |  | 880042-P012-egu-other | 880042-P012-egu-other
880045 | 260-03 | 880045-260-03 | 0 | University of Michigan | MI | CONUS | institutional | 315 | 14063.4247 | 14063.4247 |  | 22.3985 | 0 | 0.15906 | 0.1859 | 31293.972 | 440100.42 | 36544.753 | 514366.2075 | 0 | 0 | 44.5924 | 0.20265 | 21.4216 | 0.20265 | 211417.925 | 23.1709 | 0.20265 | 0 | 0 | 52.1173 | 0.20265 | 24.3016 | 0.20265 | 239842.6056 | 27.8156 | 0.20265 | 19 | -83.7342 | 42.2808 | N | 54789 |  |  | 880045-260-03-institutional | 880045-260-03-institutional
880045 | 260-04 | 880045-260-04 | 0 | University of Michigan | MI | CONUS | industrial | 315 | 13600.5835 | 13600.5835 |  | 23.1608 | 0 | 0.15906 | 0.16601 | 32358.9367 | 440100.42 | 33734.7068 | 459354.9212 | 0 | 0 | 30.9631 | 0.14071 | 12.0373 | 0.14071 | 171095 | 18.9258 | 0.14071 | 0 | 0 | 32.3178 | 0.14071 | 12.3404 | 0.14071 | 175402.3306 | 19.9774 | 0.14071 | 98 | -83.7342 | 42.2808 | N | 54789 |  |  | 880045-260-04-industrial | 880045-260-04-industrial
880045 | 260-06 | 880045-260-06 | 0 | University of Michigan | MI | CONUS | industrial | 358 | 13777.5212 | 13777.5212 |  | 25.9844 | 0 | 0.21272 | 0.22225 | 48551.4811 | 668919.06 | 50699.3831 | 698894.175 | 0 | 0 | 12.8951 | 0.038555 | 3.3382 | 0.038555 | 173165.875 | 9.5569 | 0.038555 | 0 | 0 | 13.4729 | 0.038555 | 3.3187 | 0.038555 | 172156.153 | 10.1542 | 0.038555 | 86 | -83.7342 | 42.2808 | N | 54789 |  |  | 880045-260-06-industrial | 880045-260-06-industrial
880049 | 32001 | 880049-32001 | 0 | Bernville Station | PA | CONUS | egu-other | 261 | 10000 |  |  | 26.1 | 0 |  | 0 |  |  | 0 | 0 | 0 | -999.9 | 0 | -999.9 | 0 | -999.9 |  | 0 | -999.9 | 0 | -999.9 | 0 | -999.9 | 0 | -999.9 | 0 | 0 | -999.9 | 136 | -76.1511 | 40.4092 | N | 54789 |  |  | 880049-32001-egu-other | 880049-32001-egu-other
880050 | 31801 | 880050-31801 | 0 | Shermans Dale Station | PA | CONUS | industrial | 261 | 10000 |  |  | 26.1 | 0 |  | 0 |  |  | 0 | 0 | 0 | -999.9 | 0 | -999.9 | 0 | -999.9 |  | 0 | -999.9 | 0 | -999.9 | 0 | -999.9 | 0 | -999.9 | 0 | 0 | -999.9 | 136 | -77.1628 | 40.3439 | N | 54789 |  |  | 880050-31801-industrial | 880050-31801-industrial
880053 | 070 | 880053-070 | 5782411 | Union Carbide Corp. Institute Facility | WV | CONUS | industrial | 350 | 11283.8136 | 11283.8136 |  | 31.0179 | 0 | 0.12727 | 0 | 34677.465 | 391294.05 | 0 | 0 | 0 | 0 | 57.9156 | 0.29602 | 57.9156 | 0.29602 | 391294.05 | 0 | -999.9 | 0 | -999.9 | 0 | -999.9 | 0 | -999.9 | 0 | 0 | -999.9 |  | -81.7797 | 38.3864 | N | 42762 |  |  | 880053-070-industrial | 880053-070-industrial
880053 | 080 | 880053-080 | 5782411 | Union Carbide Corp. Institute Facility | WV | CONUS | industrial | 350 | 11739.7222 | 11739.7222 |  | 29.8133 | 0 | 0.11086 | 0 | 29031.805 | 340825.326 | 0 | 0 | 0 | 0 | 49.6959 | 0.29162 | 49.6959 | 0.29162 | 340825.326 | 0 | -999.9 | 0 | -999.9 | 0 | -999.9 | 0 | -999.9 | 0 | 0 | -999.9 |  | -81.7797 | 38.3864 | N | 42762 |  |  | 880053-080-industrial | 880053-080-industrial
880053 | 090 | 880053-090 | 5782411 | Union Carbide Corp. Institute Facility | WV | CONUS | industrial | 350 | 10684.6836 | 10684.6836 |  | 32.7572 | 0 | 0.064747 | 0 | 18630.216 | 199057.964 | 0 | 0 | 0 | 0 | 30.7507 | 0.30896 | 30.7507 | 0.30896 | 199057.964 | 0 | -999.9 | 0 | -999.9 | 0 | -999.9 | 0 | -999.9 | 0 | 0 | -999.9 |  | -81.7797 | 38.3864 | N | 42762 |  |  | 880053-090-industrial | 880053-090-industrial
880053 | B016 | 880053-B016 | 6884411 | Union Carbide Corp. Institute Facility | WV | CONUS | egu-other | 350 | 10000 |  |  | 35 | 0 |  | 0 |  |  | 0 | 0 | 0 | -999.9 | 0 | -999.9 | 0 | -999.9 |  | 0 | -999.9 | 0 | -999.9 | 0 | -999.9 | 0 | -999.9 | 0 | 0 | -999.9 | 68 | -81.7797 | 38.3864 | N | 54789 | Y |  | 880053-B016-egu-other | 880053-B016-egu-other
880053 | B017 | 880053-B017 | 6884411 | Union Carbide Corp. Institute Facility | WV | CONUS | egu-other | 350 | 10000 |  |  | 35 | 0 |  | 0 |  |  | 0 | 0 | 0 | -999.9 | 0 | -999.9 | 0 | -999.9 |  | 0 | -999.9 | 0 | -999.9 | 0 | -999.9 | 0 | -999.9 | 0 | 0 | -999.9 | 69 | -81.7797 | 38.3864 | N | 54789 | Y |  | 880053-B017-egu-other | 880053-B017-egu-other
880057 | 03 | 880057-03 | 4762411 | INVISTA S.a.r.l. Camden Plant | SC | CONUS | industrial | 315 | 14533.0011 | 14533.0011 |  | 21.6748 | 0 | 0.12672 | 0 | 24126.082 | 350624.376 | 0 | 0 | 0 | 0 | 2.3869 | 0.013615 | 2.3869 | 0.013615 | 350624.376 | 0 | -999.9 | 0 | -999.9 | 0 | -999.9 | 0 | -999.9 | 0 | 0 | -999.9 |  | -80.658 | 34.2337 | N | 43817 |  |  | 880057-03-industrial | 880057-03-industrial
880065 | 01 | 880065-01 | 0 | Wickliffe Paper Company | KY | CONUS | industrial | 350 | 10000 |  |  | 35 | 0 |  | 0 |  |  | 0 | 0 | 0 | -999.9 | 0 | -999.9 | 0 | -999.9 |  | 0 | -999.9 | 0 | -999.9 | 0 | -999.9 | 0 | -999.9 | 0 | 0 | -999.9 | 137 | -89.0792 | 36.9461 | N | 54789 |  |  | 880065-01-industrial | 880065-01-industrial
880065 | 02 | 880065-02 | 0 | Wickliffe Paper Company | KY | CONUS | industrial | 350 | 10000 |  |  | 35 | 0 |  | 0 |  |  | 0 | 0 | 0 | -999.9 | 0 | -999.9 | 0 | -999.9 |  | 0 | -999.9 | 0 | -999.9 | 0 | -999.9 | 0 | -999.9 | 0 | 0 | -999.9 | 138 | -89.0792 | 36.9461 | N | 54789 |  |  | 880065-02-industrial | 880065-02-industrial
880067 | BLR15 | 880067-BLR15 | 7940411 | Wood River Refinery | IL | CONUS | industrial | 360 | 8763.2612 | 8502.7029 | 8946.6541 | 41.0806 | 0 | 0.55619 | 0.57877 | 200702.847 | 1758811.48 | 208849.2688 | 1830200.7025 | 0 | 0 | 40.2527 | 0.045773 | 16.1615 | 0.045852 | 704949.16 | 24.0911 | 0.04572 | 0 | 0 | 41.8868 | 0.045773 | 16.9386 | 0.045851 | 738858.6354 | 24.9482 | 0.04572 | 24 | -90.0675 | 38.8375 | N | 54789 |  |  | 880067-BLR15-industrial | 880067-BLR15-industrial
880067 | BLR16 | 880067-BLR16 | 7940411 | Wood River Refinery | IL | CONUS | industrial | 360 | 10693.1158 | 10233.6536 | 11059.9441 | 33.6665 | 0 | 0.5888 | 0.61154 | 174123.885 | 1861926.864 | 180849.2748 | 1933842.2354 | 0 | 0 | 91.5222 | 0.098309 | 31.3546 | 0.079271 | 791077.8 | 60.1676 | 0.11237 | 0 | 0 | 94.7452 | 0.097986 | 33.4155 | 0.079509 | 840542.6676 | 61.3297 | 0.11219 | 20 | -90.0675 | 38.8375 | N | 54789 |  |  | 880067-BLR16-industrial | 880067-BLR16-industrial
880067 | BLR17 | 880067-BLR17 | 7940411 | Wood River Refinery | IL | CONUS | industrial | 700 | 13218.3472 | 12932.2181 | 13391.3559 | 52.9567 | 0 | 0.5513 | 0.57475 | 256448.383 | 3389823.758 | 267332.7804 | 3534047.9581 | 0 | 0 | 203.4165 | 0.12002 | 64.3362 | 0.10296 | 1249677.726 | 139.0803 | 0.12997 | 0 | 0 | 212.1084 | 0.12004 | 67.1897 | 0.10319 | 1302312.746 | 144.9187 | 0.12987 | 26 | -90.0675 | 38.8375 | N | 54789 |  |  | 880067-BLR17-industrial | 880067-BLR17-industrial
880067 | BLR19 | 880067-BLR19 | 0 | Wood River Refinery | IL | CONUS | industrial | 405 | 12000 |  | 2845.9469 | 33.75 | 0 | 0.0065124 | 0.029308 | 8140.7 | 23168 | 8688.7131 | 104264.5568 | 0 | 0 | 0.10695 | 0.0092326 | 0 | -999.9 |  | 0.10695 | 0.0092326 | 0 | 0 | 0.48131 | 0.0092326 | 0 | -999.9 | 0 | 0.48131 | 0.0092326 | 123 | -90.0675 | 38.8375 | N | 54789 |  |  | 880067-BLR19-industrial | 880067-BLR19-industrial
880071 | 31301 | 880071-31301 | 0 | Armagh Compressor Station | PA | CONUS | industrial | 281 | 10000 |  |  | 28.1 | 0 |  | 0 |  |  | 0 | 0 | 0 | -999.9 | 0 | -999.9 | 0 | -999.9 |  | 0 | -999.9 | 0 | -999.9 | 0 | -999.9 | 0 | -999.9 | 0 | 0 | -999.9 | 139 | -79.085 | 40.4319 | N | 54789 |  |  | 880071-31301-industrial | 880071-31301-industrial
880072 | 31601 | 880072-31601 | 0 | Entriken Compressor Station | PA | CONUS | industrial | 290 | 10000 |  |  | 29 | 0 |  | 0 |  |  | 0 | 0 | 0 | -999.9 | 0 | -999.9 | 0 | -999.9 |  | 0 | -999.9 | 0 | -999.9 | 0 | -999.9 | 0 | -999.9 | 0 | 0 | -999.9 | 140 | -78.1389 | 40.3086 | N | 54789 |  |  | 880072-31601-industrial | 880072-31601-industrial
880074 | 15 | 880074-15 | 6518011 | Marlboro Paper Mill | SC | CONUS | industrial | 304 | 12000 | 46636.7251 |  | 25.3333 | 1 | 0.10849 | 0.028438 | 6212.1 | 289712 | 6302.9207 | 75939.048 | 0 | 0 | 14.0567 | 0.097039 | 14.0567 | 0.097039 | 289712 | 0 | -999.9 | 0 | 0 | 3.6845 | 0.097039 | 3.6845 | 0.097039 | 75939.048 | 0 | -999.9 | 104 | -79.785 | 34.605 | N | 54789 |  |  | 880074-15-industrial | 880074-15-industrial
880075 | AB8301 | 880075-AB8301 | 0 | Indorama Ventures Xylenes and PTA LLC | AL | CONUS | industrial | 400 | 10000 |  |  | 40 | 3534 | 0.40232 | 0.40232 |  | 1413600 | 0 | 1413600 | 0 | 0 | 21.204 | 0.03 | 21.204 | 0.03 | 1413600 | 0 | -999.9 | 0 | 0 | 21.204 | 0.03 | 21.06 | 0.03 | 1404000 | 0.144 | 0.03 | 50 | -87.0583 | 34.64 | N | 54789 |  |  | 880075-AB8301-industrial | 880075-AB8301-industrial
880076 | 430B-1 | 880076-430B-1 | 0 | Lemont Refinery | IL | CONUS | industrial | 458.3 | 17975.8233 | 17975.8233 |  | 25.4954 | 0 | 0.26444 | 0.26848 | 59222.4 | 1064571.4 | 60126.0245 | 1080814.7942 | 0 | 0 | 24.4001 | 0.04584 | 24.4001 | 0.04584 | 1064571.4 | 0 | -999.9 | 0 | 0 | 24.7724 | 0.04584 | 24.5978 | 0.04584 | 1073198.7762 | 0.17456 | 0.04584 | 66 | -88.0467 | 41.6439 | N | 54789 |  |  | 880076-430B-1-industrial | 880076-430B-1-industrial
880079 | 34 | 880079-34 | 4129211 | Tate & Lyle-Loudon | TN | CONUS | egu-other | 250 | 10000 |  |  | 25 | 0 |  | 0 |  |  | 0 | 0 | 0 | -999.9 | 0 | -999.9 | 0 | -999.9 |  | 0 | -999.9 | 0 | -999.9 | 0 | -999.9 | 0 | -999.9 | 0 | 0 | -999.9 | 70 | -84.3208 | 35.7433 | N | 54789 | Y |  | 880079-34-egu-other | 880079-34-egu-other
880079 | 35 | 880079-35 | 4129211 | Tate & Lyle-Loudon | TN | CONUS | egu-other | 250 | 10000 |  |  | 25 | 0 |  | 0 |  |  | 0 | 0 | 0 | -999.9 | 0 | -999.9 | 0 | -999.9 |  | 0 | -999.9 | 0 | -999.9 | 0 | -999.9 | 0 | -999.9 | 0 | 0 | -999.9 | 71 | -84.3208 | 35.7433 | N | 54789 | Y |  | 880079-35-egu-other | 880079-35-egu-other
880079 | 37 | 880079-37 | 4129211 | Tate & Lyle-Loudon | TN | CONUS | industrial | 502 | 10000 |  | 10040 | 50.2 | 1 | 0.00011384 | 0.00011384 | 50 | 502 | 50.2 | 502 | 0.0001506 | 0.0006 | 0.00753 | 0.03 | 0 | -999.9 |  | 0.00753 | 0.03 | 0.0001506 | 0.0006 | 0.00753 | 0.03 | 0 | -999.9 | 0 | 0.00753 | 0.03 | 125 | -84.3208 | 35.7433 | N | 54789 |  |  | 880079-37-industrial | 880079-37-industrial
880079 | 38 | 880079-38 | 4129211 | Tate & Lyle-Loudon | TN | CONUS | industrial | 502 | 10000 |  | 10040 | 50.2 | 1 | 0.00011384 | 0.00011384 | 50 | 502 | 50.2 | 502 | 0.0001506 | 0.0006 | 0.00753 | 0.03 | 0 | -999.9 |  | 0.00753 | 0.03 | 0.0001506 | 0.0006 | 0.00753 | 0.03 | 0 | -999.9 | 0 | 0.00753 | 0.03 | 126 | -84.3208 | 35.7433 | N | 54789 |  |  | 880079-38-industrial | 880079-38-industrial
880083 | B026 | 880083-B026 | 0 | Lima Refinery | OH | CONUS | egu-other | 317 | 14068.5006 | 14068.5006 |  | 22.5326 | 2 | 0.41646 | 0.47192 | 82427.4961 | 1159631.28 | 93404.8168 | 1314065.723 | 0 | 0 | 47.8922 | 0.082599 | 18.7723 | 0.082599 | 454542 | 29.1198 | 0.082599 | 0 | 0 | 54.2702 | 0.082599 | 21.2529 | 0.082599 | 514604.2594 | 33.0173 | 0.082599 | 30 | -84.1133 | 40.7234 | N | 54789 |  |  | 880083-B026-egu-other | 880083-B026-egu-other
880086 | UNITC | 880086-UNITC | 8065311 | Pacific Ethanol Pekin Inc. | IL | CONUS | industrial | 330 | 10000 | 14056.7452 |  | 33 | 0 | 0.71087 | 0 | 61069.05 | 2060615.3246 | 0 | 0 | 4285.3079 | 4.1593 | 707.533 | 0.68672 | 285.152 | 0.66436 | 858432.074 | 422.381 | 0.70269 | 0 | -999.9 | 0 | -999.9 | 0 | -999.9 | 0 | 0 | -999.9 |  | -89.6628 | 40.555 | N | 42736 |  |  | 880086-UNITC-industrial | 880086-UNITC-industrial
880088 | 59F-3 | 880088-59F-3 | 0 | Marathon Petroleum Company LP | IL | CONUS | industrial | 262 | 10000 |  |  | 26.2 | 0 |  | 0.057023 | 13079 |  | 13123.3894 | 131233.8943 | 0 | -999.9 | 19.0056 | -999.9 | 19.0056 | -999.9 |  | 0 | -999.9 | 0 | 0 | 0 | 0 | 0 | 0 | 130280.9154 | 0 | 0 | 141 | -87.7222 | 39 | N | 54789 |  |  | 880088-59F-3-industrial | 880088-59F-3-industrial
880088 | 59F-4 | 880088-59F-4 | 0 | Marathon Petroleum Company LP | IL | CONUS | industrial | 262 | 10000 |  |  | 26.2 | 0 |  | 0.054266 | 12187.45 |  | 12488.9273 | 124889.2732 | 0 | -999.9 | 20.4033 | -999.9 | 20.4033 | -999.9 |  | 0 | -999.9 | 0 | 0 | 0 | 0 | 0 | 0 | 122465.0947 | 0 | 0 | 142 | -87.7222 | 39 | N | 54789 |  |  | 880088-59F-4-industrial | 880088-59F-4-industrial
880089 | CB706 | 880089-CB706 | 0 | Flint Hills Resources - Joliet Plant | IL | CONUS | industrial | 370.2 | 13972.6452 | 13972.6452 |  | 26.4946 | 0 | 0.16388 | 0.16692 | 38139.6 | 532911.1 | 38846.9005 | 542793.9593 | 0 | 0 | 13.8961 | 0.052152 | 13.8961 | 0.052152 | 532911.1 | 0 | -999.9 | 0 | 0 | 14.1538 | 0.052152 | 14.0959 | 0.052152 | 540573.9955 | 0.057887 | 0.052152 | 97 | -88.1728 | 41.4417 | N | 54789 |  |  | 880089-CB706-industrial | 880089-CB706-industrial
880092 | A | 880092-A | 4965811 | BP Amoco Chemical Company CR Plant | SC | CONUS | institutional | 389.4 | 11877.5005 | 11877.5005 |  | 32.7847 | 0 | 0.11001 | 0.12541 | 31679.725 | 376275.95 | 36114.2128 | 428946.5811 | 0 | 0 | 12.2523 | 0.065124 | 12.2523 | 0.065124 | 376275.95 | 0 | -999.9 | 0 | 0 | 13.9674 | 0.065124 | 13.87 | 0.065124 | 425956.2197 | 0.097372 | 0.065124 | 25 | -79.8905 | 32.9701 | N | 54789 |  |  | 880092-A-institutional | 880092-A-institutional
880092 | B | 880092-B | 4965811 | BP Amoco Chemical Company CR Plant | SC | CONUS | institutional | 389.4 | 11664.0985 | 11664.0985 |  | 33.3845 | 0 | 0.10931 | 0.12467 | 32055.825 | 373902.3 | 36558.0737 | 426416.9723 | 0 | 0 | 12.2371 | 0.065456 | 12.2371 | 0.065456 | 373902.3 | 0 | -999.9 | 0 | 0 | 13.9558 | 0.065456 | 13.8599 | 0.065456 | 423484.3353 | 0.09598 | 0.065456 | 26 | -79.8905 | 32.9701 | N | 54789 |  |  | 880092-B-institutional | 880092-B-institutional
880093 | 10D | 880093-10D | 0 | AdvanSix Resins and Chemicals LLC | VA | CONUS | industrial | 275 | 10000 |  |  | 27.5 | 0 |  | 0.25942 |  |  | 62664.8622 | 626648.6219 | 0 | -999.9 | 0 | -999.9 | 0 | -999.9 |  | 0 | -999.9 | 0.18799 | 0.0006 | 11.2797 | 0.036 | 11.1916 | 0.036 | 621756.3883 | 0.08806 | 0.036 | 73 | -77.1621 | 37.1815 | N | 54789 | Y |  | 880093-10D-industrial | 880093-10D-industrial
880093 | 10E | 880093-10E | 0 | AdvanSix Resins and Chemicals LLC | VA | CONUS | industrial | 350 | 10000 |  |  | 35 | 0 |  | 0.25942 |  |  | 79755.2792 | 797552.7915 | 0 | -999.9 | 0 | -999.9 | 0 | -999.9 |  | 0 | -999.9 | 0.23927 | 0.0006 | 14.356 | 0.036 | 14.2439 | 0.036 | 791326.3124 | 0.11208 | 0.036 | 74 | -77.1621 | 37.1815 | N | 54789 | Y |  | 880093-10E-industrial | 880093-10E-industrial
880093 | 10F | 880093-10F | 0 | AdvanSix Resins and Chemicals LLC | VA | CONUS | industrial | 350 | 10000 |  |  | 35 | 0 |  | 0.25942 |  |  | 79755.2792 | 797552.7915 | 0 | -999.9 | 0 | -999.9 | 0 | -999.9 |  | 0 | -999.9 | 0.23927 | 0.0006 | 14.356 | 0.036 | 14.2439 | 0.036 | 791326.3124 | 0.11208 | 0.036 | 75 | -77.1621 | 37.1815 | N | 54789 | Y |  | 880093-10F-industrial | 880093-10F-industrial
880100 | BLR001 | 880100-BLR001 | 8309511 | Ravenswood Steam Plant | NY | CONUS | egu-other | 424 | 13892.3349 | 13729.5848 | 13921.2331 | 30.5204 | 0 | 0.020061 | 0.023376 | 5378.25 | 74716.45 | 6263.6073 | 87062.2303 | 0 | 0 | 6.335 | 0.16957 | 0.91044 | 0.16354 | 11134.35 | 5.4246 | 0.17063 | 0 | 0 | 7.3783 | 0.16949 | 1.1417 | 0.16354 | 13963.0375 | 6.2365 | 0.17063 | 100 | -73.75 | 40.76 | N | 54789 |  |  | 880100-BLR001-egu-other | 880100-BLR001-egu-other
880100 | BLR002 | 880100-BLR002 | 8309511 | Ravenswood Steam Plant | NY | CONUS | egu-other | 424 | 16890.4148 |  | 16890.4148 | 25.103 | 0 | 0.012391 | 0.014482 | 2732.35 | 46150.525 | 3192.6289 | 53938.7771 | 0 | 0 | 4.4272 | 0.19186 | 0 | -999.9 |  | 4.4272 | 0.19186 | 0 | 0 | 5.1743 | 0.19186 | 0 | -999.9 | 0 | 5.1743 | 0.19186 | 110 | -73.75 | 40.76 | N | 54789 |  |  | 880100-BLR002-egu-other | 880100-BLR002-egu-other
880100 | BLR003 | 880100-BLR003 | 8309511 | Ravenswood Steam Plant | NY | CONUS | egu-other | 424 | 13998.4156 | 13043.7488 | 14367.9552 | 30.2891 | 0 | 0.0086585 | 0.010352 | 2303.675 | 32247.8 | 2750.9738 | 38555.3743 | 0 | 0 | 3.191 | 0.19791 | 0.86603 | 0.20656 | 8385.5 | 2.325 | 0.19487 | 0 | 0 | 3.8217 | 0.19824 | 1.1501 | 0.20656 | 11135.5517 | 2.6716 | 0.19487 | 113 | -73.75 | 40.76 | N | 54789 |  |  | 880100-BLR003-egu-other | 880100-BLR003-egu-other
880100 | BLR004 | 880100-BLR004 | 8309511 | Ravenswood Steam Plant | NY | CONUS | egu-other | 424 | 18094.5815 | 20349.3182 | 17994.1299 | 23.4324 | 3 | 0.018587 | 0.021555 | 3825.8 | 69226.25 | 4435.9119 | 80279.9193 | 0 | 0 | 6.5355 | 0.18882 | 0.29125 | 0.17543 | 3320.5 | 6.2443 | 0.18949 | 0 | 0 | 7.5791 | 0.18882 | 0.33734 | 0.17543 | 3846.0225 | 7.2417 | 0.18949 | 102 | -73.75 | 40.76 | N | 54789 |  |  | 880100-BLR004-egu-other | 880100-BLR004-egu-other
880101 | PB3 | 880101-PB3 | 0 | WestRock CP LLC | AL | CONUS | industrial | 270 | 13500 | 13500 | 13500 | 20 | 3283 | 0.4745 | 0.47346 | 83360 | 1125360 | 83177.0094 | 1122889.627 | 0 | 0 | 48.3488 | 0.085926 | 39.9968 | 0.085926 | 930960 | 8.352 | 0.085926 | 0 | 0 | 48.2427 | 0.085926 | 39.8907 | 0.085926 | 928489.627 | 8.352 | 0.085926 | 39 | -85.7865 | 34.838 | N | 54789 |  |  | 880101-PB3-industrial | 880101-PB3-industrial
880107 | AB01 | 880107-AB01 | 16848711 | SPMT Marcus Hook Industrial Complex | PA | CONUS | industrial | 410.2 | 14585.6381 |  | 14585.6381 | 28.1236 | 0 | 0.11981 | 0.12779 | 29597.177 | 431693.713 | 31568.3738 | 460456.0466 | 0 | 0 | 5.301 | 0.024559 | 0 | -999.9 |  | 5.301 | 0.024559 | 0 | 0 | 5.6542 | 0.024559 | 0 | -999.9 | 0 | 5.6542 | 0.024559 | 101 | -75.4225 | 39.8083 | N | 54789 |  |  | 880107-AB01-industrial | 880107-AB01-industrial
880107 | AB02 | 880107-AB02 | 16848711 | SPMT Marcus Hook Industrial Complex | PA | CONUS | industrial | 410.2 | 10000 |  |  | 41.02 | 0 |  | 0 |  |  | 0 | 0 | 0 | -999.9 | 0 | -999.9 | 0 | -999.9 |  | 0 | -999.9 | 0 | -999.9 | 0 | -999.9 | 0 | -999.9 | 0 | 0 | -999.9 |  | -75.4225 | 39.8083 | N | 42736 |  |  | 880107-AB02-industrial | 880107-AB02-industrial
880107 | AB03 | 880107-AB03 | 16848711 | SPMT Marcus Hook Industrial Complex | PA | CONUS | industrial | 410.2 | 15072.0975 |  | 15072.0975 | 27.2159 | 0 | 0.066495 | 0.070305 | 15896.611 | 239595.271 | 16800.4283 | 253323.0124 | 0 | 0 | 2.8618 | 0.023888 | 0 | -999.9 |  | 2.8618 | 0.023888 | 0 | 0 | 3.0257 | 0.023888 | 0 | -999.9 | 0 | 3.0257 | 0.023888 | 112 | -75.4225 | 39.8083 | N | 54789 |  |  | 880107-AB03-industrial | 880107-AB03-industrial
880107 | AB04 | 880107-AB04 | 16848711 | SPMT Marcus Hook Industrial Complex | PA | CONUS | industrial | 410.2 | 15423.8736 |  | 15423.8736 | 26.5951 | 0 | 0.022819 | 0.024837 | 5330.677 | 82219.688 | 5758.7081 | 89493.448 | 0 | 0 | 1.1871 | 0.028877 | 0 | -999.9 |  | 1.1871 | 0.028877 | 0 | 0 | 1.2922 | 0.028877 | 0 | -999.9 | 0 | 1.2922 | 0.028877 | 117 | -75.4225 | 39.8083 | N | 54789 |  |  | 880107-AB04-industrial | 880107-AB04-industrial

## PUSP for CONUS units
ertac_region | ertac_fuel_unit_type_bin | State | offline_start_date | oris_plant_id | camd_unit_id | ORIS+Unit ID | PLANTID | POINTID | STACKID | SEGMENT | AGY_PLANTID | AGY_POINTID | AGY_STACKID | AGY_SEGMENT | STKHGT | STKDIAM | STKTEMP | STKFLOW | STKVEL | SCC | TMZ | NOX Percentage | SO2 Percentage | PM25 Percentage | PM10 Percentage | CO Percentage | VOC Percentage | NH3 Percentage | HAP Percentage | SIC_CODE | MACT | NAICS | COMMENTS
CONUS | EGU-Other | CA | 2050-01-01 | 54238 | BIOMS1 | 54238-BIOMS1 | 7110911 | 15076313 | 14737612 | 171678314 | 391430645 | 36 | 36 | 2 | 60 | 2 | 250 | 9.1 | 11.6 | 39990003 |  | 100 | 100 | 100 | 100 | 100 | 100 | 100 | 100 |  |  | 221117 | Address & coordinates match. Nox mass does not match.
CONUS | EGU-Other | CA | 2050-01-01 | 55400 | CTG-1 | 55400-CTG-1 | 10295611 | 58291813 | 50405212 | 68461714 | 1514303523 | 1 | 1 | 1 | 40 | 2 | 250 |  | 50 | 20100201 |  | 100 | 100 | 100 | 100 | 100 | 100 | 100 | 100 |  |  | 221122
CONUS | EGU-Other | CA | 2050-01-01 | 55400 | CTG-2 | 55400-CTG-2 | 10295611 | 58291913 | 50345612 | 68461814 | 1514303523 | 2 | 2 | 1 | 40 | 2 | 250 |  | 50 | 20100201 |  | 100 | 100 | 100 | 100 | 100 | 100 | 100 | 100 |  |  | 221122
CONUS | EGU-Other | CA | 2050-01-01 | 57073 | BLR1 | 57073-BLR1 | [15 empty] | 100 | 100 | 100 | 100 | 100 | 100 | 100 | 100 |  |  |  | Prioritize in next outreach. Has 2016 & 2017 emissions. Not in 2016 or 2017 egucems or egunoncems.
CONUS | EGU-Other | CA | 2050-01-01 | 57074 | BLR1 | 57074-BLR1 | [15 empty] | 100 | 100 | 100 | 100 | 100 | 100 | 100 | 100 |  |  |  | Prioritize in next outreach. Has 2016 & 2017 emissions. Not in 2016 or 2017 egucems or egunoncems.
CONUS | EGU-Other | CA | 2050-01-01 | 57075 | BLR1 | 57075-BLR1 | [15 empty] | 100 | 100 | 100 | 100 | 100 | 100 | 100 | 100 |  |  |  | Prioritize in next outreach. Has 2016 & 2017 emissions. Not in 2016 or 2017 egucems or egunoncems.
CONUS | EGU-Other | CT | 2019-06-24 | 50736 | B1 | 50736-B1 | 2766111 | 41346813 | 39431412 | 48207514 | T176P0005C08685 | P0001 | 1 | 1 | 196 | 8 | 180 | 3249.65 | 64.6497 | 10101204 |  | 50 | 50 | 50 | 50 | 50 | 50 | 50 | 50 |  |  | 221118
CONUS | EGU-Other | CT | 2019-06-24 | 50736 | B1 | 50736-B1 | 2766111 | 41346813 | 39431412 | 48207614 | T176P0005C08685 | P0001 | 1 | 2 | 196 | 8 | 180 | 3249.65 | 64.6497 | 39001099 |  | 50 | 50 | 50 | 50 | 50 | 50 | 50 | 50 |  |  | 221118
CONUS | EGU-Other | CT | 2019-06-24 | 50736 | B2 | 50736-B2 | 2766111 | 41346613 | 39431412 | 48207814 | T176P0005C08685 | P0002 | 1 | 1 | 196 | 8 | 180 | 3249.65 | 64.6497 | 10101204 |  | 50 | 50 | 50 | 50 | 50 | 50 | 50 | 50 |  |  | 221118
CONUS | EGU-Other | CT | 2019-06-24 | 50736 | B2 | 50736-B2 | 2766111 | 41346613 | 39431412 | 48207914 | T176P0005C08685 | P0002 | 1 | 2 | 196 | 8 | 180 | 3249.65 | 64.6497 | 39001099 |  | 50 | 50 | 50 | 50 | 50 | 50 | 50 | 50 |  |  | 221118
CONUS | EGU-Other | FL | 2017-01-01 | 55422 | CT1 | 55422-CT1 | 901411 | 46573813 | 44255112 | 49061714 | 270016 | 1 | 1 | 1 | 75 | 23 | 1113 | 44100 | 106.1 | 20100101 |  | 50 | 50 | 50 | 50 | 50 | 50 | 50 | 50 |  |  | 2211 | LTCS 8/19/2013
CONUS | EGU-Other | FL | 2017-01-01 | 55422 | CT1 | 55422-CT1 | 901411 | 46573813 | 44255112 | 49061814 | 270016 | 1 | 1 | 2 | 75 | 23 | 1113 | 44100 | 106.1 | 20100201 |  | 50 | 50 | 50 | 50 | 50 | 50 | 50 | 50 |  |  | 2211 | LTCS 8/19/2013
CONUS | EGU-Other | FL | 2017-01-01 | 55422 | CT2 | 55422-CT2 | 901411 | 46573713 | 44255012 | 49061914 | 270016 | 2 | 2 | 1 | 75 | 23 | 1113 | 44100 | 106.1 | 20100101 |  | 50 | 50 | 50 | 50 | 50 | 50 | 50 | 50 |  |  | 2211 | LTCS 8/19/2013
CONUS | EGU-Other | FL | 2017-01-01 | 55422 | CT2 | 55422-CT2 | 901411 | 46573713 | 44255012 | 49062014 | 270016 | 2 | 2 | 2 | 75 | 23 | 1113 | 44100 | 106.1 | 20100201 |  | 50 | 50 | 50 | 50 | 50 | 50 | 50 | 50 |  |  | 2211 | LTCS 8/19/2013
CONUS | EGU-Other | FL | 2043-01-01 | 57241 | BFB1 | 57241-BFB1 | 15561111 | 106541313 | 110143412 | 150894114 | 10131 | 2 | 2 | 1 | 230 | 12 | 310 | 8676.7 | 76.7 | 10100912 |  | 100 | 100 | 100 | 100 | 100 | 100 | 100 | 100 |  |  | 2211
CONUS | EGU-Other | GA | 2050-01-01 | 60340 | B0004 | 60340-B0004 | 17945711 | 127308013 | 129228512 | 183132614 | 9500109 | B004 | B004 | PNG | 299 | 12 | 350 | 8785.8 | 77.8 | 10100601 |  | 33.3333 | 33.3333 | 33.3333 | 33.3333 | 33.3333 | 33.3333 | 33.3333 | 33.3333 |  |  | 221117
CONUS | EGU-Other | GA | 2050-01-01 | 60340 | B0004 | 60340-B0004 | 17945711 | 127308013 | 129228512 | 183132714 | 9500109 | B004 | B004 | BIO | 299 | 12 | 350 | 8785.8 | 77.8 | 10101210 |  | 33.3333 | 33.3333 | 33.3333 | 33.3333 | 33.3333 | 33.3333 | 33.3333 | 33.3333 |  |  | 221117
CONUS | EGU-Other | GA | 2050-01-01 | 60340 | B0004 | 60340-B0004 | 17945711 | 127308013 | 129228512 | 183132814 | 9500109 | B004 | B004 | PAPER | 299 | 12 | 350 | 8785.8 | 77.8 | 10101210 |  | 33.3333 | 33.3333 | 33.3333 | 33.3333 | 33.3333 | 33.3333 | 33.3333 | 33.3333 |  |  | 221117
CONUS | EGU-Other | IL | 2050-01-01 | 55216 | B-5 | 55216-B-5 | 3348811 | 59609013 | 55151312 | 85790514 | 063800AAJ | 11 | 10 | 1 | 50 | 7 | 300 | 764.85 | 19.8742 | 10100601 |  | 100 | 100 | 100 | 100 | 100 | 100 | 100 | 100 |  |  | 221112 | Address & coordinates match. Nox mass does not match.
CONUS | EGU-Other | IL | 2050-01-01 | 55216 | B-6 | 55216-B-6 | 3348811 | 59609113 | 37164312 | 85790614 | 063800AAJ | 12 | 11 | 1 | 46 | 6.33 | 270 | 730.4333 | 23.2104 | 10100601 |  | 100 | 100 | 100 | 100 | 100 | 100 | 100 | 100 |  |  | 221112 | Address & coordinates match. Nox mass does not match.
CONUS | EGU-Other | IL | 2050-01-01 | 55216 | CTG1 | 55216-CTG1 | 3348811 | 38906113 | 37164412 | 45391014 | 063800AAJ | 6 | 14 | 1 | 80 | 8.66 | 246 | 3166.6666 | 53.7622 | 20100201 |  | 100 | 100 | 100 | 100 | 100 | 100 | 100 | 100 |  |  | 221112 | Address & coordinates match. Nox mass does not match.
CONUS | EGU-Other | IL | 2050-01-01 | 55216 | CTG2 | 55216-CTG2 | 3348811 | 91319613 | 87506512 | 124457514 | 063800AAJ | 14 | 20 | 1 | 80 | 8.66 | 246 | 3166.6666 | 53.7622 | 20100201 |  | 100 | 100 | 100 | 100 | 100 | 100 | 100 | 100 |  |  | 221112 | Address & coordinates match. Nox mass does not match.
CONUS | EGU-Other | IL | 2050-01-01 | 55216 | CTG3 | 55216-CTG3 | 3348811 | 91319713 | 87506612 | 124457614 | 063800AAJ | 15 | 21 | 1 | 80 | 8.66 | 246 | 3166.6666 | 53.7622 | 20100201 |  | 100 | 100 | 100 | 100 | 100 | 100 | 100 | 100 |  |  | 221112 | Address & coordinates match. Nox mass does not match.
CONUS | EGU-Other | KY | 2020-12-31 | 1378 | AUX1 | 1378-AUX1 | [15 empty] | 100 | 100 | 100 | 100 | 100 | 100 | 100 | 100 |  |  |  | Prioritize in next outreach. Has 2017 emissions. Not in 2017 egucems or egunoncems. Retired 2020.
CONUS | EGU-Other | KY | 2020-12-31 | 1378 | AUX2 | 1378-AUX2 | [15 empty] | 100 | 100 | 100 | 100 | 100 | 100 | 100 | 100 |  |  |  | Prioritize in next outreach. Has 2017 emissions. Not in 2017 egucems or egunoncems. Retired 2020.
CONUS | EGU-Other | KY | 2020-12-31 | 1378 | AUX3 | 1378-AUX3 | [15 empty] | 100 | 100 | 100 | 100 | 100 | 100 | 100 | 100 |  |  |  | Prioritize in next outreach. Has 2017 emissions. Not in 2017 egucems or egunoncems. Retired 2020.
CONUS | EGU-Other | KY | 2050-01-01 | 55308 | A | 55308-A | 16652211 | 107227813 | 110762112 | 151849314 | 2115700070 | D3 | D3 | 1 | 75 | 7.5 | 171 | 1496.4166 | 33.87 | 10200602 |  | 100 | 89.9604 | 89.9604 | 89.9604 | 89.9604 | 89.9604 | 100 | 100 |  |  | 221330 | Address & coordinates match. Nox mass does not match.
CONUS | EGU-Other | KY | 2050-01-01 | 55308 | A | 55308-A | 16652211 | 107227813 | 110762112 | 151849414 | 2115700070 | D3 | D3 | 2 | 75 | 7.5 | 171 | 1496.4166 | 33.87 | 10200602 |  | 0 | 10.0396 | 10.0396 | 10.0396 | 10.0396 | 10.0396 | 0 | 0 |  |  | 221330 | Address & coordinates match. Nox mass does not match.
CONUS | EGU-Other | KY | 2050-01-01 | 55308 | B | 55308-B | 16652211 | 107227913 | 110762312 | 151849514 | 2115700070 | D4 | D4 | 1 | 75 | 7.5 | 171 | 1496.4166 | 33.87 | 10200602 |  | 100 | 90.0097 | 90.0097 | 90.0097 | 90.0097 | 90.0097 | 100 | 100 |  |  | 221330 | Address & coordinates match. Nox mass does not match.
CONUS | EGU-Other | KY | 2050-01-01 | 55308 | B | 55308-B | 16652211 | 107227913 | 110762312 | 151849614 | 2115700070 | D4 | D4 | 2 | 75 | 7.5 | 171 | 1496.4166 | 33.87 | 10200602 |  | 0 | 9.9903 | 9.9903 | 9.9903 | 9.9903 | 9.9903 | 0 | 0 |  |  | 221330 | Address & coordinates match. Nox mass does not match.
CONUS | EGU-Other | KY | 2050-01-01 | 55308 | C | 55308-C | 16652211 | 107228013 | 110762212 | 151849714 | 2115700070 | D1 | D1 | 1 | 75 | 6.5 | 969 | 3285.0833 | 99 | 20100201 |  | 100 | 100 | 100 | 100 | 100 | 100 | 100 | 100 |  |  | 221330 | Address & coordinates match. Nox mass does not match.
CONUS | EGU-Other | LA | 2017-01-01 | 6558 | 4 | 6558-4 | 5740811 | 81373513 | 72472212 | 104832914 | 8494 | BLR004 | RBL4R | PBL4 | 63 | 8 | 295 | 5808.3 | 115.6 | 10100601 |  | 100 | 100 | 100 | 100 | 100 | 100 | 100 | 100 |  |  | 221112 | Retired 4/1/2017. Did not operate in 2016 base year.
CONUS | EGU-Other | MA | 2050-01-01 | 1594 | 11 | 1594-11 | 7240311 | 87680813 | 83847212 | 118953814 | 1190092 | 3 | 2 | 1 | 160 | 8 | 325 |  | 41 | 10200401 |  | 50 | 50 | 50 | 50 | 50 | 50 | 50 | 50 |  |  | 221112
CONUS | EGU-Other | MA | 2050-01-01 | 1594 | 11 | 1594-11 | 7240311 | 87680813 | 83847212 | 118953914 | 1190092 | 3 | 2 | 2 | 160 | 8 | 325 |  | 41 | 10200601 |  | 50 | 50 | 50 | 50 | 50 | 50 | 50 | 50 |  |  | 221112
CONUS | EGU-Other | MA | 2050-01-01 | 1594 | 12 | 1594-12 | 7240311 | 87680913 | 83847212 | 118954014 | 1190092 | 4 | 2 | 1 | 160 | 8 | 325 |  | 41 | 10200401 |  | 50 | 50 | 50 | 50 | 50 | 50 | 50 | 50 |  |  | 221112
CONUS | EGU-Other | MA | 2050-01-01 | 1594 | 12 | 1594-12 | 7240311 | 87680913 | 83847212 | 118954114 | 1190092 | 4 | 2 | 2 | 160 | 8 | 325 |  | 41 | 10200601 |  | 50 | 50 | 50 | 50 | 50 | 50 | 50 | 50 |  |  | 221112
CONUS | EGU-Other | MI | 2017-01-01 | 10111 | EUBHB9 | 10111-EUBHB9 | 13655911 | 82734713 | 73718512 | 106314714 | N7786 | EU0011 | SV0002 | 10100204 | 2 | 197 | 7.5 | 250 | 2794.9 | 10100204 |  | 8.3333 | 8.3333 | 8.3333 | 8.3333 | 8.3333 | 8.3333 | 8.3333 | 8.3333 |  |  |  | Retired 1/10/2017 - Address & coordinates match. Nox mass does not match.
CONUS | EGU-Other | MI | 2017-01-01 | 10111 | EUBHB9 | 10111-EUBHB9 | 13655911 | 82734713 | 73718512 | 106314814 | N7786 | EU0011 | SV0002 | 10300601 | 2 | 197 | 7.5 | 250 | 2794.9 | 10300601 |  | 8.3333 | 8.3333 | 8.3333 | 8.3333 | 8.3333 | 8.3333 | 8.3333 | 8.3333 |  |  |  | Retired 1/10/2017 - Address & coordinates match. Nox mass does not match.
CONUS | EGU-Other | MI | 2017-01-01 | 10111 | EUBHB9 | 10111-EUBHB9 | 13655911 | 82734713 | 73718512 | 106314914 | N7786 | EU0011 | SV0002 | 30510505 | 2 | 197 | 7.5 | 250 | 2794.9 | 30510505 |  | 8.3333 | 8.3333 | 8.3333 | 8.3333 | 8.3333 | 8.3333 | 8.3333 | 8.3333 |  |  |  | Retired 1/10/2017 - Address & coordinates match. Nox mass does not match.
CONUS | EGU-Other | MI | 2017-01-01 | 10111 | EUBHB9 | 10111-EUBHB9 | 13655911 | 82734713 | 73718512 | 106315014 | N7786 | EU0011 | SV0002 | 30510599 | 2 | 197 | 7.5 | 250 | 2794.9 | 30510599 |  | 8.3333 | 8.3333 | 8.3333 | 8.3333 | 8.3333 | 8.3333 | 8.3333 | 8.3333 |  |  |  | Retired 1/10/2017 - Address & coordinates match. Nox mass does not match.
CONUS | EGU-Other | MI | 2017-01-01 | 10111 | EUBHB9 | 10111-EUBHB9 | 13655911 | 82734713 | 73718612 | 106314714 | N7786 | EU0011 | SV0001 | 10100204 | 2 | 102 | 0.5 | 180 | 50 | 10100204 |  | 8.3333 | 8.3333 | 8.3333 | 8.3333 | 8.3333 | 8.3333 | 8.3333 | 8.3333 |  |  |  | Retired 1/10/2017 - Address & coordinates match. Nox mass does not match.
CONUS | EGU-Other | MI | 2017-01-01 | 10111 | EUBHB9 | 10111-EUBHB9 | 13655911 | 82734713 | 73718612 | 106314814 | N7786 | EU0011 | SV0001 | 10300601 | 2 | 102 | 0.5 | 180 | 50 | 10300601 |  | 8.3333 | 8.3333 | 8.3333 | 8.3333 | 8.3333 | 8.3333 | 8.3333 | 8.3333 |  |  |  | Retired 1/10/2017 - Address & coordinates match. Nox mass does not match.
CONUS | EGU-Other | MI | 2017-01-01 | 10111 | EUBHB9 | 10111-EUBHB9 | 13655911 | 82734713 | 73718612 | 106314914 | N7786 | EU0011 | SV0001 | 30510505 | 2 | 102 | 0.5 | 180 | 50 | 30510505 |  | 8.3333 | 8.3333 | 8.3333 | 8.3333 | 8.3333 | 8.3333 | 8.3333 | 8.3333 |  |  |  | Retired 1/10/2017 - Address & coordinates match. Nox mass does not match.
CONUS | EGU-Other | MI | 2017-01-01 | 10111 | EUBHB9 | 10111-EUBHB9 | 13655911 | 82734713 | 73718612 | 106315014 | N7786 | EU0011 | SV0001 | 30510599 | 2 | 102 | 0.5 | 180 | 50 | 30510599 |  | 8.3333 | 8.3333 | 8.3333 | 8.3333 | 8.3333 | 8.3333 | 8.3333 | 8.3333 |  |  |  | Retired 1/10/2017 - Address & coordinates match. Nox mass does not match.
CONUS | EGU-Other | MI | 2017-01-01 | 10111 | EUBHB9 | 10111-EUBHB9 | 13655911 | 82734713 | 73718712 | 106314714 | N7786 | EU0011 | SV0004 | 10100204 | 2 | 110 | 0.83 | 70 | 21.7 | 10100204 |  | 8.3333 | 8.3333 | 8.3333 | 8.3333 | 8.3333 | 8.3333 | 8.3333 | 8.3333 |  |  |  | Retired 1/10/2017 - Address & coordinates match. Nox mass does not match.
CONUS | EGU-Other | MI | 2017-01-01 | 10111 | EUBHB9 | 10111-EUBHB9 | 13655911 | 82734713 | 73718712 | 106314814 | N7786 | EU0011 | SV0004 | 10300601 | 2 | 110 | 0.83 | 70 | 21.7 | 10300601 |  | 8.3333 | 8.3333 | 8.3333 | 8.3333 | 8.3333 | 8.3333 | 8.3333 | 8.3333 |  |  |  | Retired 1/10/2017 - Address & coordinates match. Nox mass does not match.
CONUS | EGU-Other | MI | 2017-01-01 | 10111 | EUBHB9 | 10111-EUBHB9 | 13655911 | 82734713 | 73718712 | 106314914 | N7786 | EU0011 | SV0004 | 30510505 | 2 | 110 | 0.83 | 70 | 21.7 | 30510505 |  | 8.3333 | 8.3333 | 8.3333 | 8.3333 | 8.3333 | 8.3333 | 8.3333 | 8.3333 |  |  |  | Retired 1/10/2017 - Address & coordinates match. Nox mass does not match.
CONUS | EGU-Other | MI | 2017-01-01 | 10111 | EUBHB9 | 10111-EUBHB9 | 13655911 | 82734713 | 73718712 | 106315014 | N7786 | EU0011 | SV0004 | 30510599 | 2 | 110 | 0.83 | 70 | 21.7 | 30510599 |  | 8.3333 | 8.3333 | 8.3333 | 8.3333 | 8.3333 | 8.3333 | 8.3333 | 8.3333 |  |  |  | Retired 1/10/2017 - Address & coordinates match. Nox mass does not match.
CONUS | EGU-Other | MI | 2017-01-01 | 1719 | 1 | 1719-1 | 6620111 | 18999013 | 109081412 | 28100214-1 | B2918 | RG0016 | SV0001 | 20100201 | 51 | 13.7 | 850 | 15500 | 105.1 | 20100201 |  | 0 | 0 | 0 | 0 | 0 | 0 | 0 | 0 |  |  | 221112 | EIS ID's NOT Verified. May be 4 ERTAC ID's to one EIS ID with units 2, 3 & 4.
CONUS | EGU-Other | MI | 2017-01-01 | 1719 | 1 | 1719-1 | 6620111 | 18999013 | 109081512 | 28100214-1 | B2918 | RG0016 | SV0002 | 20100201 | 51 | 13.7 | 850 | 15500 | 105.1 | 20100201 |  | 33.3333 | 33.3333 | 33.3333 | 33.3333 | 33.3333 | 33.3333 | 33.3333 | 33.3333 |  |  | 221112 | EIS ID's NOT Verified. May be 4 ERTAC ID's to one EIS ID with units 2, 3 & 4.
CONUS | EGU-Other | MI | 2017-01-01 | 1719 | 1 | 1719-1 | 6620111 | 18999013 | 109081612 | 28100214-1 | B2918 | RG0016 | SV0003 | 20100201 | 51 | 13.7 | 850 | 15500 | 105.1 | 20100201 |  | 33.3333 | 33.3333 | 33.3333 | 33.3333 | 33.3333 | 33.3333 | 33.3333 | 33.3333 |  |  | 221112 | EIS ID's NOT Verified. May be 4 ERTAC ID's to one EIS ID with units 2, 3 & 4.
CONUS | EGU-Other | MI | 2017-01-01 | 1719 | 1 | 1719-1 | 6620111 | 18999013 | 109081712 | 28100214-1 | B2918 | RG0016 | SV0004 | 20100201 | 51 | 13.7 | 850 | 15500 | 105.1 | 20100201 |  | 33.3333 | 33.3333 | 33.3333 | 33.3333 | 33.3333 | 33.3333 | 33.3333 | 33.3333 |  |  | 221112 | EIS ID's NOT Verified. May be 4 ERTAC ID's to one EIS ID with units 2, 3 & 4.
CONUS | EGU-Other | MI | 2050-01-01 | 10328 | UNIT1 | 10328-UNIT1 | 8157711 | 4525513 | 4398012 | 28119014 | K3249 | EU0529 | SV0001 | 10300206 | 275 | 11 | 325 | 4430 | 46.6 | 10300206 |  | 0 | 0 | 0 | 0 | 0 | 0 | 0 | 0 |  |  | 611310 | Address & coordinates match. Nox mass does not match.
CONUS | EGU-Other | MI | 2050-01-01 | 10328 | UNIT1 | 10328-UNIT1 | 8157711 | 4525513 | 4398012 | 28119114 | K3249 | EU0529 | SV0001 | 10300601 | 275 | 11 | 325 | 4430 | 46.6 | 10300601 |  | 100 | 100 | 100 | 100 | 100 | 100 | 100 | 100 |  |  | 611310 | Address & coordinates match. Nox mass does not match.
CONUS | EGU-Other | MI | 2050-01-01 | 10328 | UNIT2 | 10328-UNIT2 | 8157711 | 4525613 | 4398012 | 28118814 | K3249 | EU0530 | SV0001 | 10300601 | 275 | 11 | 325 | 4430 | 46.6 | 10300601 |  | 100 | 100 | 100 | 100 | 100 | 100 | 100 | 100 |  |  | 611310 | Address & coordinates match. Nox mass does not match.
CONUS | EGU-Other | MI | 2050-01-01 | 10328 | UNIT2 | 10328-UNIT2 | 8157711 | 4525613 | 4398012 | 28118914 | K3249 | EU0530 | SV0001 | 10300206 | 275 | 11 | 325 | 4430 | 46.6 | 10300206 |  | 0 | 0 | 0 | 0 | 0 | 0 | 0 | 0 |  |  | 611310 | Address & coordinates match. Nox mass does not match.
CONUS | EGU-Other | MI | 2050-01-01 | 10328 | UNIT3 | 10328-UNIT3 | 8157711 | 4525713 | 4397912 | 28118714 | K3249 | EU0531 | SV0002 | 10300601 | 275 | 13 | 325 | 5255 | 39.6 | 10300601 |  | 100 | 100 | 100 | 100 | 100 | 100 | 100 | 100 |  |  | 611310 | Address & coordinates match. Nox mass does not match.
CONUS | EGU-Other | MI | 2050-01-01 | 10328 | UNIT4 | 10328-UNIT4 | 8157711 | 4525813 | 4397912 | 121539214 | K3249 | EU0532 | SV0002 | 10300912 | 275 | 13 | 325 | 5255 | 39.6 | 10300912 |  | 0 | 0 | 0 | 0 | 0 | 0 | 0 | 0 |  |  | 611310 | Address & coordinates match. Nox mass does not match.
CONUS | EGU-Other | MI | 2050-01-01 | 10328 | UNIT4 | 10328-UNIT4 | 8157711 | 4525813 | 4397912 | 28118414 | K3249 | EU0532 | SV0002 | 10300218 | 275 | 13 | 325 | 5255 | 39.6 | 10300218 |  | 100 | 100 | 0.65539 | 4.3305 | 100 | 10.8101 | 1.514 | 1.514 |  |  | 611310 | Address & coordinates match. Nox mass does not match.
CONUS | EGU-Other | MI | 2050-01-01 | 10328 | UNIT4 | 10328-UNIT4 | 8157711 | 4525813 | 4397912 | 28118514 | K3249 | EU0532 | SV0002 | 10300601 | 275 | 13 | 325 | 5255 | 39.6 | 10300601 |  | 0 | 0 | 99.3446 | 95.6695 | 0 | 89.1899 | 98.486 | 98.486 |  |  | 611310 | Address & coordinates match. Nox mass does not match.
CONUS | EGU-Other | MI | 2050-01-01 | 10822 | 1 | 10822-1 | 4187811 | 35897313 | 34196412 | 28267114 | N2388 | EU0008 | SV0001 | 10100902 | 220 | 7.83 | 350 | 3477.1166 | 72.2 | 10100902 |  | 96.1115 | 0 | 96.2118 | 96.2118 | 96.1242 | 99.8575 | 99.9976 | 99.9976 |  |  | 221118
CONUS | EGU-Other | MI | 2050-01-01 | 10822 | 1 | 10822-1 | 4187811 | 35897313 | 34196412 | 28267214 | N2388 | EU0008 | SV0001 | 10101201 | 220 | 7.83 | 350 | 3477.1166 | 72.2 | 10101201 |  | 3.8698 | 99.9983 | 3.7751 | 3.7751 | 3.8694 | 0.12251 | 0 | 0 |  |  | 221118
CONUS | EGU-Other | MI | 2050-01-01 | 10822 | 1 | 10822-1 | 4187811 | 35897313 | 34196412 | 28267314 | N2388 | EU0008 | SV0001 | 10100601 | 220 | 7.83 | 350 | 3477.1166 | 72.2 | 10100601 |  | 0.01866 | 0.0016985 | 0.013048 | 0.013048 | 0.0064584 | 0.01995 | 0.0024019 | 0.0024019 |  |  | 221118
CONUS | EGU-Other | MI | 2050-01-01 | 1702 | A | 1702-A | 8172811 | 82867713 | 4368512 | 106535714-A | B2840 | RG0062 | FUG001 | 10100601 |  |  | 466 | 291.6 | 27.1 | 10100601 |  | 100 | 100 | 100 | 100 | 100 | 100 | 100 | 100 |  |  | 221112 | Address & coordinates match. Nox mass does not match.
CONUS | EGU-Other | MI | 2050-01-01 | 1702 | B | 1702-B | 8172811 | 82867713 | 4368512 | 106535714-B | B2840 | RG0062 | FUG001 | 10100601 |  |  | 466 | 291.6 | 27.1 | 10100601 |  | 100 | 100 | 100 | 100 | 100 | 100 | 100 | 100 |  |  | 221112 | Address & coordinates match. Nox mass does not match.
CONUS | EGU-Other | MI | 2050-01-01 | 54415 | EUBLR | 54415-EUBLR | 6180011 | 82794013 | 73788212 | 106420714 | N1395 | EU0006 | SV0001 | 10100902 | 188 | 8 | 320 | 2216.6666 | 44.1 | 10100902 |  | 100 | 100 | 100 | 100 | 100 | 100 | 100 | 100 |  |  | 221118
CONUS | EGU-Other | MI | 2050-01-01 | 54751 | 01 | 54751-01 | 6472811 | 17731913 | 17250812 | 139222214 | N3570 | EU0009 | SV0001 | 10101201 | 220 | 7.83 | 337 | 3330.8 | 69.2 | 10101201 |  | 5.7947 | 89.9998 | 5.795 | 5.7956 | 5.7942 | 5.7942 | 0 | 0 |  |  | 221118
CONUS | EGU-Other | MI | 2050-01-01 | 54751 | 01 | 54751-01 | 6472811 | 17731913 | 17250812 | 151902014 | N3570 | EU0009 | SV0001 | 10100601 | 220 | 7.83 | 337 | 3330.8 | 69.2 | 10100601 |  | 0.017196 | 0.00019886 | 0.0018298 | 0.0015211 | 0.0057234 | 0.0072858 | 100 | 100 |  |  | 221118
CONUS | EGU-Other | MI | 2050-01-01 | 54751 | 01 | 54751-01 | 6472811 | 17731913 | 17250812 | 27942014 | N3570 | EU0009 | SV0001 | 10100911 | 220 | 7.83 | 337 | 3330.8 | 69.2 | 10100911 |  | 94.1881 | 10 | 94.2031 | 94.2028 | 94.2001 | 94.1985 | 0 | 0 |  |  | 221118
CONUS | EGU-Other | MN | 2018-01-01 | 55867 | BLR-1 | 55867-BLR-1 | 13603611 | 79734913 | 70846412 | 103012214 | 2715100038 | EU001 | SV001 | EU001PD001 | 300 | 9 | 295 | 5268.0333 | 82.8083 | 10100902 |  | 100 | 100 | 99.9969 | 99.9969 | 100 | 99.9443 | 100 | 100 |  |  | 221122
CONUS | EGU-Other | MN | 2018-01-01 | 55867 | BLR-1 | 55867-BLR-1 | 13603611 | 79734913 | 70846412 | 103012314 | 2715100038 | EU001 | SV001 | EU001PD002 | 300 | 9 | 295 | 5268.0333 | 82.8083 | 10101002 |  | 0 | 0 | 0.0031397 | 0.0031491 | 0 | 0.055689 | 0 | 0 |  |  | 221122
CONUS | EGU-Other | MN | 2050-01-01 | 1897 | 3 | 1897-3 | 7838011 | 2841413 | 2731612 | 27443014 | 2713700015 | EU003 | SV001 | EU003PD003 | 331 | 14 | 378 | 13393.6833 | 87.007 | 10100903 |  | 88.2185 | 61.4132 | 91.8215 | 91.37 | 93.9512 | 98.3191 | 99.9867 | 99.9867 |  |  | 221112 | Address & coordinates match. Nox mass does not match.
CONUS | EGU-Other | MN | 2050-01-01 | 1897 | 3 | 1897-3 | 7838011 | 2841413 | 2731612 | 27443114 | 2713700015 | EU003 | SV001 | EU003PD002 | 331 | 14 | 378 | 13393.6833 | 87.007 | 10100601 |  | 0.25472 | 0.24572 | 0.0025598 | 0.0019623 | 0.040479 | 0.060907 | 0.0087546 | 0.0087546 |  |  | 221112 | Address & coordinates match. Nox mass does not match.
CONUS | EGU-Other | MN | 2050-01-01 | 1897 | 3 | 1897-3 | 7838011 | 2841413 | 2731612 | 27443214 | 2713700015 | EU003 | SV001 | EU003PD001 | 331 | 14 | 378 | 13393.6833 | 87.007 | 10100224 |  | 11.5267 | 38.3411 | 8.176 | 8.6281 | 6.0083 | 1.6199 | 0.0045215 | 0.0045215 |  |  | 221112 | Address & coordinates match. Nox mass does not match.
CONUS | EGU-Other | MN | 2050-01-01 | 1897 | 4 | 1897-4 | 7838011 | 2841513 | 2731612 | 27442714 | 2713700015 | EU004 | SV001 | EU004PD002 | 331 | 14 | 378 | 13393.6833 | 87.007 | 10100601 |  | 1.8764 | 2.0051 | 0.010141 | 0.0077424 | 0.16054 | 0.25925 | 0.037313 | 0.037313 |  |  | 221112 | Address & coordinates match. Nox mass does not match.
CONUS | EGU-Other | MN | 2050-01-01 | 1897 | 4 | 1897-4 | 7838011 | 2841513 | 2731612 | 27442814 | 2713700015 | EU004 | SV001 | EU004PD003 | 331 | 14 | 378 | 13393.6833 | 87.007 | 10100903 |  | 91.0617 | 55.0342 | 92.3969 | 91.4191 | 94.4369 | 98.1414 | 99.9582 | 99.9582 |  |  | 221112 | Address & coordinates match. Nox mass does not match.
CONUS | EGU-Other | MN | 2050-01-01 | 1897 | 4 | 1897-4 | 7838011 | 2841513 | 2731612 | 27442914 | 2713700015 | EU004 | SV001 | EU004PD001 | 331 | 14 | 378 | 13393.6833 | 87.007 | 10100224 |  | 7.0619 | 42.9607 | 7.593 | 8.5731 | 5.4026 | 1.5994 | 0.0044712 | 0.0044712 |  |  | 221112 | Address & coordinates match. Nox mass does not match.
CONUS | EGU-Other | MO | 2017-01-01 | 2123 | 6 | 2123-6 | 7164511 | 14384113 | 14120612 | 87742014 | 2 | 1935 | 2522 | 2 | 300 | 8 | 360 | 2463.01 | 49 | 10100903 |  | 50 | 50 | 50 | 50 | 50 | 50 | 50 | 50 |  |  | 221112 | EPA EIS unit ID 14383213. Previous crosswalk confirmed the EIS IDs. Unit has not operated since 2015, so cannot verify if EIS unit ID changed. EPA EIS ID is likely incorrect because it has emissions assigned to it and the unit did not operate.
CONUS | EGU-Other | MO | 2017-01-01 | 2123 | 6 | 2123-6 | 7164511 | 14384113 | 14120612 | 87742114 | 2 | 1935 | 2522 | 1 | 300 | 8 | 360 | 2463.01 | 49 | 10100204 |  | 50 | 50 | 50 | 50 | 50 | 50 | 50 | 50 |  |  | 221112 | EPA EIS unit ID 14383213. Previous crosswalk confirmed the EIS IDs. Unit has not operated since 2015, so cannot verify if EIS unit ID changed. EPA EIS ID is likely incorrect because it has emissions assigned to it and the unit did not operate.
CONUS | EGU-Other | MO | 2050-01-01 | 2123 | 7 | 2123-7 | 7164511 | 14384013 | 14120612 | 87742214 | 2 | 1939 | 2522 | 1 | 300 | 8 | 360 | 2463.01 | 49 | 10100204 |  | 50 | 50 | 50 | 50 | 50 | 50 | 50 | 50 |  |  | 221112
CONUS | EGU-Other | MO | 2050-01-01 | 2123 | 7 | 2123-7 | 7164511 | 14384013 | 14120612 | 87742314 | 2 | 1939 | 2522 | 2 | 300 | 8 | 360 | 2463.01 | 49 | 10100903 |  | 50 | 50 | 50 | 50 | 50 | 50 | 50 | 50 |  |  | 221112
CONUS | EGU-Other | NC | 2021-03-31 | 10378 | BLR01A | 10378-BLR01A | 8176711 | 6824813 | 69495512 | 138560014BLR01A | 3701900067 | G-29 | 1 | 20 | 198 | 8.67 | 315 | 3542.2508 | 60 | 10100204 |  | 100 | 100 | 100 | 100 | 100 | 100 | 100 | 100 |  |  | 221112
CONUS | EGU-Other | NC | 2021-03-31 | 10378 | BLR01B | 10378-BLR01B | 8176711 | 6824813 | 69495512 | 138560014BLR01B | 3701900067 | G-29 | 1 | 20 | 198 | 8.67 | 315 | 3542.2508 | 60 | 10100204 |  | 100 | 100 | 100 | 100 | 100 | 100 | 100 | 100 |  |  | 221112
CONUS | EGU-Other | NC | 2021-03-31 | 10378 | BLR01C | 10378-BLR01C | 8176711 | 6824813 | 69495512 | 138560014BLR01C | 3701900067 | G-29 | 1 | 20 | 198 | 8.67 | 315 | 3542.2508 | 60 | 10100204 |  | 100 | 100 | 100 | 100 | 100 | 100 | 100 | 100 |  |  | 221112
CONUS | EGU-Other | NC | 2021-03-31 | 10378 | BLR02A | 10378-BLR02A | 8176711 | 6824813 | 69495512 | 138560014BLR02A | 3701900067 | G-29 | 1 | 20 | 198 | 8.67 | 315 | 3542.2508 | 60 | 10100204 |  | 100 | 100 | 100 | 100 | 100 | 100 | 100 | 100 |  |  | 221112
CONUS | EGU-Other | NC | 2021-03-31 | 10378 | BLR02B | 10378-BLR02B | 8176711 | 6824813 | 69495512 | 138560014BLR02B | 3701900067 | G-29 | 1 | 20 | 198 | 8.67 | 315 | 3542.2508 | 60 | 10100204 |  | 100 | 100 | 100 | 100 | 100 | 100 | 100 | 100 |  |  | 221112
CONUS | EGU-Other | NC | 2021-03-31 | 10378 | BLR02C | 10378-BLR02C | 8176711 | 6824813 | 69495512 | 138560014BLR02C | 3701900067 | G-29 | 1 | 20 | 198 | 8.67 | 315 | 3542.2508 | 60 | 10100204 |  | 100 | 100 | 100 | 100 | 100 | 100 | 100 | 100 |  |  | 221112
CONUS | EGU-Other | NC | 2021-03-31 | 10379 | BLR01A | 10379-BLR01A | 7826311 | 2212213 | 69494612 | 138516314BLR01A | 3714500056 | G-21 | S1 | 16 | 198 | 8.67 | 315 | 3542.2508 | 60 | 10100202 |  | 100 | 100 | 100 | 100 | 100 | 100 | 100 | 100 |  |  | 221112
CONUS | EGU-Other | NC | 2021-03-31 | 10379 | BLR01B | 10379-BLR01B | 7826311 | 2212213 | 69494612 | 138516314BLR01B | 3714500056 | G-21 | S1 | 16 | 198 | 8.67 | 315 | 3542.2508 | 60 | 10100202 |  | 100 | 100 | 100 | 100 | 100 | 100 | 100 | 100 |  |  | 221112
CONUS | EGU-Other | NC | 2021-03-31 | 10379 | BLR01C | 10379-BLR01C | 7826311 | 2212213 | 69494612 | 138516314BLR01C | 3714500056 | G-21 | S1 | 16 | 198 | 8.67 | 315 | 3542.2508 | 60 | 10100202 |  | 100 | 100 | 100 | 100 | 100 | 100 | 100 | 100 |  |  | 221112
CONUS | EGU-Other | NC | 2023-11-30 | 10384 | BLR01A | 10384-BLR01A | 8124311 | 4678013 | 68858512 | 17721714-BLR01A | 3706500146 | G-26 | EP-1 | 1 | 198 | 8.67 | 175 | 4841.0761 | 82 | 10200204 |  | 100 | 100 | 100 | 100 | 100 | 100 | 100 | 100 |  |  | 221118
CONUS | EGU-Other | NC | 2023-11-30 | 10384 | BLR01B | 10384-BLR01B | 8124311 | 4678013 | 68858512 | 17721714-BLR01B | 3706500146 | G-26 | EP-1 | 1 | 198 | 8.67 | 175 | 4841.0761 | 82 | 10200204 |  | 100 | 100 | 100 | 100 | 100 | 100 | 100 | 100 |  |  | 221118
CONUS | EGU-Other | NC | 2023-11-30 | 10384 | BLR02A | 10384-BLR02A | 8124311 | 4679213 | 68858312 | 17720514-BLR02A | 3706500146 | G-27 | EP-2 | 2 | 198 | 8.67 | 175 | 4841.0761 | 82 | 10200204 |  | 100 | 100 | 100 | 100 | 100 | 100 | 100 | 100 |  |  | 221118
CONUS | EGU-Other | NC | 2023-11-30 | 10384 | BLR02B | 10384-BLR02B | 8124311 | 4679213 | 68858312 | 17720514-BLR02B | 3706500146 | G-27 | EP-2 | 2 | 198 | 8.67 | 175 | 4841.0761 | 82 | 10200204 |  | 100 | 100 | 100 | 100 | 100 | 100 | 100 | 100 |  |  | 221118
CONUS | EGU-Other | NC | 2050-01-01 | 10382 | UNIT1 | 10382-UNIT1 | 8491311 | 277713_UNIT1 | 69513312 | 174692614 | 3715500166 | G-17 | CS-1 | 17 | 181 | 7 | 327 | 1333.1033 | 34.64 | 10100911 |  | 100 | 100 | 100 | 100 | 100 | 100 | 100 | 100 |  |  | 221112
CONUS | EGU-Other | NC | 2050-01-01 | 10382 | UNIT2 | 10382-UNIT2 | 8491311 | 277713_UNIT2 | 69513312 | 174692614 | 3715500166 | G-17 | CS-1 | 17 | 181 | 7 | 327 | 1333.1033 | 34.64 | 10100911 |  | 100 | 100 | 100 | 100 | 100 | 100 | 100 | 100 |  |  | 221112
CONUS | EGU-Other | NC | 2050-01-01 | 10525 | ES5A | 10525-ES5A | 8505111 | 546713 | 69206112 | 154947614 | 3704900158 | G-1 | stack1 | 6 | 230 | 10.7 | 315 | 4046.4103 | 45 | 10100601 |  | 0 | 0 | 0 | 0 | 0.0080849 | 0.038476 | 100 | 100 |  |  | 221118
CONUS | EGU-Other | NC | 2050-01-01 | 10525 | ES5A | 10525-ES5A | 8505111 | 546713 | 69206112 | 17707414 | 3704900158 | G-1 | stack1 | 1 | 230 | 10.7 | 315 | 4046.4103 | 45 | 10100911 |  | 100 | 100 | 100 | 100 | 99.9919 | 99.9615 | 0 | 0 |  |  | 221118
CONUS | EGU-Other | NC | 2050-01-01 | 50254 | 001 | 50254-001 | 8048011 | 6363913 | 69500712 | 18417814 | 3708300007 | G-12 | ST-1 | 14 | 213 | 8.5 | 140 | 1875.585 | 33 | 10200202 |  | 100 | 100 | 100 | 100 | 100 | 100 | 100 | 100 |  |  | 322121
CONUS | EGU-Other | NC | 2050-01-01 | 54276 | ES003 | 54276-ES003 | 8438211 | 316913 | 68808112 | 18779914 | 3713500043 | G-63 | EP-4 | 10 | 208 | 6 | 300 | 1334.5485 | 47.2 | 10200601 |  | 100 | 100 | 100 | 100 | 100 | 100 | 100 | 100 |  |  | 61131
CONUS | EGU-Other | NC | 2050-01-01 | 54276 | ES003 | 54276-ES003 | 8438211 | 316913 | 68808112 | 18780014 | 3713500043 | G-63 | EP-4 | 11 | 208 | 6 | 300 | 1334.5485 | 47.2 | 10300501 |  | 0 | 0 | 0 | 0 | 0 | 0 | 0 | 0 |  |  | 61131
CONUS | EGU-Other | NH | 2050-01-01 | 2367 | 5 | 2367-5 | 7287811 | 88260613 | 84473612 | 119785614 | 3301500012 | 9 | 9 | 1 | 227 | 8 | 317 | 4161.9833 | 82.8 | 10100217 |  | 0 | 0 | 0 | 0 | 0 | 0 | 0 | 0 |  |  | 221112
CONUS | EGU-Other | NH | 2050-01-01 | 2367 | 5 | 2367-5 | 7287811 | 88260613 | 84473612 | 119785714 | 3301500012 | 9 | 9 | 2 | 227 | 8 | 317 | 4161.9833 | 82.8 | 10100912 |  | 100 | 100 | 99.4856 | 99.5073 | 84.5947 | 99.9285 | 100 | 100 |  |  | 221112
CONUS | EGU-Other | NH | 2050-01-01 | 2367 | 5 | 2367-5 | 7287811 | 88260613 | 84473612 | 119785814 | 3301500012 | 9 | 9 | 3 | 227 | 8 | 317 | 4161.9833 | 82.8 | 10100601 |  | 0 | 0 | 0.51436 | 0.49265 | 15.4053 | 0.071512 | 0 | 0 |  |  | 221112
CONUS | EGU-Other | NH | 2050-01-01 | 58054 | ST01 | 58054-ST01 | 17167211 | 114382213 | 116680012 | 160650414 | 3300790137 | 1 | 1 | 1 | 320 | 11.25 | 369 | 6366.6666 | 64.1 | 10100903 |  | 100 | 100 | 99.9462 | 99.9237 | 100 | 99.9727 | 100 | 100 |  |  | 221117 | Address & coordinates match. Nox mass does not match. No other unit at this facility to match to.
CONUS | EGU-Other | NH | 2050-01-01 | 58054 | ST01 | 58054-ST01 | 17167211 | 114382213 | 116680012 | 160650514 | 3300790137 | 1 | 1 | 2 | 320 | 11.25 | 369 | 6366.6666 | 64.1 | 10100501 |  | 0 | 0 | 0.053774 | 0.076264 | 0 | 0.027274 | 0 | 0 |  |  | 221117 | Address & coordinates match. Nox mass does not match. No other unit at this facility to match to.
CONUS | EGU-Other | NY | 2050-01-01 | 10025 | 4B | 10025-4B | 17052711 | 114204213 | 116625012 | 160366514-4B | 8269900126 | U00015 | 1 | K07FP | [5 empty] | 10200401 |  | 0.54926 | 0.10353 | 0.24655 | 0.23291 | 0.54926 | 1.099 | 24.7337 | 24.7337 |  |  | 221112 | May have been 4 ERTAC ID's to one EIS ID with units 3A, 3B & 4A
CONUS | EGU-Other | NY | 2050-01-01 | 10025 | 4B | 10025-4B | 17052711 | 114204213 | 116625112 | 160366614-4B | 8269900126 | U00015 | 3 | K12FP | 408 | 12 | 265 |  | 43.1 | 10200401 |  | 0.70951 | 0.2261 | 0.11204 | 0.56518 | 0.70951 | 2.322 | 51.9527 | 51.9527 |  |  | 221112 | May have been 4 ERTAC ID's to one EIS ID with units 3A, 3B & 4A
CONUS | EGU-Other | NY | 2050-01-01 | 10025 | 4B | 10025-4B | 17052711 | 114204213 | 116625112 | 160366714-4B | 8269900126 | U00015 | 3 | K13FP | 408 | 12 | 265 |  | 43.1 | 10200203 |  | 52.9079 | 81.2473 | 88.5318 | 53.717 | 52.9079 | 48.3072 | 9.4675 | 9.4675 |  |  | 221112 | May have been 4 ERTAC ID's to one EIS ID with units 3A, 3B & 4A
CONUS | EGU-Other | NY | 2050-01-01 | 10025 | 4B | 10025-4B | 17052711 | 114204213 | 116625212 | 160366814-4B | 8269900126 | U00015 | 4 | K14FP | 409 | 15 | 186 |  | 27.6 | 10200501 |  | 0.040918 | 0 | 0.015293 | 0.01697 | 0.040918 | 0.035451 | 4.8521 | 4.8521 |  |  | 221112 | May have been 4 ERTAC ID's to one EIS ID with units 3A, 3B & 4A
CONUS | EGU-Other | NY | 2050-01-01 | 10025 | 4B | 10025-4B | 17052711 | 114204213 | 116625212 | 160366914-4B | 8269900126 | U00015 | 4 | K15FP | 409 | 15 | 186 |  | 27.6 | 10200202 |  | 34.3218 | 18.4201 | 9.5896 | 44.5571 | 34.3218 | 26.1152 | 8.9941 | 8.9941 |  |  | 221112 | May have been 4 ERTAC ID's to one EIS ID with units 3A, 3B & 4A
CONUS | EGU-Other | NY | 2050-01-01 | 10025 | 4B | 10025-4B | 17052711 | 114204213 | 116625212 | 174352014-4B | 8269900126 | U00015 | 4 | X01EI | 409 | 15 | 186 |  | 27.6 | 10200601 |  | 11.4706 | 0.0029385 | 1.5047 | 0.9108 | 11.4706 | 22.1064 | 0 | 0 |  |  | 221112 | May have been 4 ERTAC ID's to one EIS ID with units 3A, 3B & 4A
CONUS | EGU-Other | NY | 2050-01-01 | 10025 | 4B | 10025-4B | 17052711 | 114204213 | 116625712 | 160367114-4B | 8269900126 | U00015 | 321A0 | K25FP | [5 empty] | 31613002 |  | 0 | 0 | 0 | 0 | 0 | 0.014771 | 0 | 0 |  |  | 221112 | May have been 4 ERTAC ID's to one EIS ID with units 3A, 3B & 4A
CONUS | EGU-Other | NY | 2050-01-01 | 10464 | E0001 | 10464-E0001 | 8104811 | 4821513 | 4665112 | 160227814-E0001 | 6224000009 | U00001 | 1 | C02FP | 235 | 8.5 | 300 |  | 64 | 10100903 |  | 0 | 0 | 0 | 0 | 0 | 3.7889 | 0 | 0 |  |  | 221118
CONUS | EGU-Other | NY | 2050-01-01 | 10464 | E0001 | 10464-E0001 | 8104811 | 4821513 | 4665112 | 160228014-E0001 | 6224000009 | U00001 | 1 | C06FP | 235 | 8.5 | 300 |  | 64 | 10101201 |  | 0 | 0 | 0 | 0 | 0 | 3.7889 | 0 | 0 |  |  | 221118
CONUS | EGU-Other | NY | 2050-01-01 | 10464 | E0001 | 10464-E0001 | 8104811 | 4821513 | 4665112 | 89020314-E0001 | 6224000009 | U00001 | 1 | C01FP | 235 | 8.5 | 300 |  | 64 | 10100217 |  | 100 | 100 | 100 | 100 | 100 | 91.2359 | 100 | 100 |  |  | 221118
CONUS | EGU-Other | NY | 2050-01-01 | 10464 | E0001 | 10464-E0001 | 8104811 | 4821513 | 4665112 | 89020414-E0001 | 6224000009 | U00001 | 1 | C03FP | 235 | 8.5 | 300 |  | 64 | 10100501 |  | 0 | 0 | 0 | 0 | 0 | 0.010043 | 0 | 0 |  |  | 221118
CONUS | EGU-Other | NY | 2050-01-01 | 10464 | E0001 | 10464-E0001 | 8104811 | 4821513 | 4665112 | 89020514-E0001 | 6224000009 | U00001 | 1 | C05FP | 235 | 8.5 | 300 |  | 64 | 10100801 |  | 0 | 0 | 0 | 0 | 0 | 1.1762 | 0 | 0 |  |  | 221118
CONUS | EGU-Other | NY | 2050-01-01 | 10464 | E0001 | 10464-E0001 | 8104811 | 4821513 | 58914012 | 89020714-E0001 | 6224000009 | U00001 | 11111 | C04FP | [5 empty] | 10200907 |  | 0 | 0 | 0 | 0 | 0 | 0 | 0 | 0 |  |  | 221118
CONUS | EGU-Other | NY | 2050-01-01 | 10464 | E0002 | 10464-E0002 | 8104811 | 4821513 | 4665112 | 160227814-E0002 | 6224000009 | U00001 | 1 | C02FP | 235 | 8.5 | 300 |  | 64 | 10100903 |  | 0 | 0 | 0 | 0 | 0 | 3.7889 | 0 | 0 |  |  | 221118
CONUS | EGU-Other | NY | 2050-01-01 | 10464 | E0002 | 10464-E0002 | 8104811 | 4821513 | 4665112 | 160228014-E0002 | 6224000009 | U00001 | 1 | C06FP | 235 | 8.5 | 300 |  | 64 | 10101201 |  | 0 | 0 | 0 | 0 | 0 | 3.7889 | 0 | 0 |  |  | 221118
CONUS | EGU-Other | NY | 2050-01-01 | 10464 | E0002 | 10464-E0002 | 8104811 | 4821513 | 4665112 | 89020314-E0002 | 6224000009 | U00001 | 1 | C01FP | 235 | 8.5 | 300 |  | 64 | 10100217 |  | 100 | 100 | 100 | 100 | 100 | 91.2359 | 100 | 100 |  |  | 221118
CONUS | EGU-Other | NY | 2050-01-01 | 10464 | E0002 | 10464-E0002 | 8104811 | 4821513 | 4665112 | 89020414-E0002 | 6224000009 | U00001 | 1 | C03FP | 235 | 8.5 | 300 |  | 64 | 10100501 |  | 0 | 0 | 0 | 0 | 0 | 0.010043 | 0 | 0 |  |  | 221118
CONUS | EGU-Other | NY | 2050-01-01 | 10464 | E0002 | 10464-E0002 | 8104811 | 4821513 | 4665112 | 89020514-E0002 | 6224000009 | U00001 | 1 | C05FP | 235 | 8.5 | 300 |  | 64 | 10100801 |  | 0 | 0 | 0 | 0 | 0 | 1.1762 | 0 | 0 |  |  | 221118
CONUS | EGU-Other | NY | 2050-01-01 | 10464 | E0002 | 10464-E0002 | 8104811 | 4821513 | 58914012 | 89020714-E0002 | 6224000009 | U00001 | 11111 | C04FP | [5 empty] | 10200907 |  | 0 | 0 | 0 | 0 | 0 | 0 | 0 | 0 |  |  | 221118
CONUS | EGU-Other | NY | 2050-01-01 | 10464 | E0003 | 10464-E0003 | 8104811 | 4821513 | 4665112 | 160227814-E0003 | 6224000009 | U00001 | 1 | C02FP | 235 | 8.5 | 300 |  | 64 | 10100903 |  | 0 | 0 | 0 | 0 | 0 | 3.7889 | 0 | 0 |  |  | 221118
CONUS | EGU-Other | NY | 2050-01-01 | 10464 | E0003 | 10464-E0003 | 8104811 | 4821513 | 4665112 | 160228014-E0003 | 6224000009 | U00001 | 1 | C06FP | 235 | 8.5 | 300 |  | 64 | 10101201 |  | 0 | 0 | 0 | 0 | 0 | 3.7889 | 0 | 0 |  |  | 221118
CONUS | EGU-Other | NY | 2050-01-01 | 10464 | E0003 | 10464-E0003 | 8104811 | 4821513 | 4665112 | 89020314-E0003 | 6224000009 | U00001 | 1 | C01FP | 235 | 8.5 | 300 |  | 64 | 10100217 |  | 100 | 100 | 100 | 100 | 100 | 91.2359 | 100 | 100 |  |  | 221118
CONUS | EGU-Other | NY | 2050-01-01 | 10464 | E0003 | 10464-E0003 | 8104811 | 4821513 | 4665112 | 89020414-E0003 | 6224000009 | U00001 | 1 | C03FP | 235 | 8.5 | 300 |  | 64 | 10100501 |  | 0 | 0 | 0 | 0 | 0 | 0.010043 | 0 | 0 |  |  | 221118
CONUS | EGU-Other | NY | 2050-01-01 | 10464 | E0003 | 10464-E0003 | 8104811 | 4821513 | 4665112 | 89020514-E0003 | 6224000009 | U00001 | 1 | C05FP | 235 | 8.5 | 300 |  | 64 | 10100801 |  | 0 | 0 | 0 | 0 | 0 | 1.1762 | 0 | 0 |  |  | 221118
CONUS | EGU-Other | NY | 2050-01-01 | 10464 | E0003 | 10464-E0003 | 8104811 | 4821513 | 58914012 | 89020714-E0003 | 6224000009 | U00001 | 11111 | C04FP | [5 empty] | 10200907 |  | 0 | 0 | 0 | 0 | 0 | 0 | 0 | 0 |  |  | 221118
CONUS | EGU-Other | NY | 2050-01-01 | 50368 | CT1 | 50368-CT1 | 8542311 | 229613 | 238912 | 20609114 | 7500700030 | 1CHP01 | 1 | 67OFP | 225 | 11.3 | 325 | 52.2 | 31 | 10200501 |  | 0.10608 | 0.41638 | 0.30256 | 0.28841 | 6.5817 | 0.021344 | 0.29359 | 0.29359 |  |  | 61131 | EIS ID's NOT Verified
CONUS | EGU-Other | NY | 2050-01-01 | 50368 | CT1 | 50368-CT1 | 8542311 | 229613 | 238912 | 20609214 | 7500700030 | 1CHP01 | 1 | 67GFP | 225 | 11.3 | 325 | 52.2 | 31 | 10200601 |  | 99.8939 | 99.5836 | 99.6974 | 99.7116 | 93.4183 | 99.9787 | 99.7064 | 99.7064 |  |  | 61131 | EIS ID's NOT Verified
CONUS | EGU-Other | NY | 2050-01-01 | 50368 | CT1 | 50368-CT1 | 8542311 | 229613 | 238912 | 20609314 | 7500700030 | 1CHP01 | 1 | B8CFP | 225 | 11.3 | 325 | 52.2 | 31 | 10200205 |  | 0 | 0 | 0 | 0 | 0 | 0 | 0 | 0 |  |  | 61131 | EIS ID's NOT Verified
CONUS | EGU-Other | NY | 2050-01-01 | 50368 | CT1 | 50368-CT1 | 8542311 | 229613 | 58903612 | 89012814 | 7500700030 | 1CHP01 | 11111 | E18EI | [5 empty] | 10500209 |  | 0 | 0 | 0 | 0 | 0 | 0 | 0 | 0 |  |  | 61131 | EIS ID's NOT Verified
CONUS | EGU-Other | NY | 2050-01-01 | 50368 | CT2 | 50368-CT2 | 8542311 | 97077413 | 58903612 | 135457714 | 7500700030 | RENTL | 11111 | RBOFP | [5 empty] | 10200501 |  | 100 | 100 | 100 | 100 | 100 | 100 | 100 | 100 |  |  |  | EIS ID's NOT Verified
CONUS | EGU-Other | NY | 2050-01-01 | 50472 | BLR05 | 50472-BLR05 | [15 empty] | 100 | 100 | 100 | 100 | 100 | 100 | 100 | 100 |  |  |  | Prioritize in next outreach. Has 2016 & 2017 emissions. Not in 2016 or 2017 egucems or egunoncems.
CONUS | EGU-Other | NY | 2050-01-01 | 50472 | R1B01 | 50472-R1B01 | 7417011 | 7979713 | 58925512 | 17443214 | 9291100113 | U110EF | R1B01 | OILFP | 210 | 10 | 72 |  |  | 10200501 |  | 0 | 0 | 0 | 0 | 0 | 0 | 0 | 0 |  |  | 221118 | EIS ID's NOT Verified
CONUS | EGU-Other | NY | 2050-01-01 | 50472 | R1B01 | 50472-R1B01 | 7417011 | 7979713 | 58925512 | 17443314 | 9291100113 | U110EF | R1B01 | GASFP | 210 | 10 | 72 | 0.0166 | 0.001 | 10200601 |  | 100 | 100 | 100 | 100 | 100 | 100 | 100 | 100 |  |  | 221118 | EIS ID's NOT Verified
CONUS | EGU-Other | NY | 2050-01-01 | 50472 | R1B01 | 50472-R1B01 | 7417011 | 7979713 | 58925512 | 17443414 | 9291100113 | U110EF | R1B01 | ALTFP | 210 | 10 | 72 |  |  | 10200902 |  | 0 | 0 | 0 | 0 | 0 | 0 | 0 | 0 |  |  | 221118 | EIS ID's NOT Verified
CONUS | EGU-Other | NY | 2050-01-01 | 50472 | R1B02 | 50472-R1B02 | [15 empty] | 100 | 100 | 100 | 100 | 100 | 100 | 100 | 100 |  |  |  | Prioritize in next outreach. Has 2016 emissions. Not in 2016 egucems or egunoncems.
CONUS | EGU-Other | NY | 2050-01-01 | 52168 | 00001 | 52168-00001 | 8378311 | 1491813 | 1382512 | 182079014 | 2600300038 | U00001 | 1 | 017FP | 138 | 6.8 | 340 |  | 56 | 10300502 |  | 2.2771 | 0.070744 | 8.0647 | 9.2587 | 8.1506 | 4.181 | 25.7469 | 25.7469 |  |  | 53111
CONUS | EGU-Other | NY | 2050-01-01 | 52168 | 00001 | 52168-00001 | 8378311 | 1491813 | 1382512 | 20808414 | 2600300038 | U00001 | 1 | 002FP | 138 | 6.8 | 340 | 34.1 | 56 | 10300601 |  | 97.7229 | 99.9293 | 91.9353 | 90.7413 | 91.8494 | 95.819 | 74.2531 | 74.2531 |  |  | 53111 | EIS ID's NOT Verified
CONUS | EGU-Other | NY | 2050-01-01 | 54099 | 000044 | 54099-000044 | 7991711 | 4120313 | 4019412 | 20691814 | 5154800008 | POWERH | 44 | 106FP | 205 | 12.9 | 143 | 73.3 | 40 | 10200401 |  | 100 | 100 | 100 | 100 | 100 | 100 | 100 | 100 |  |  | 32211
CONUS | EGU-Other | NY | 2050-01-01 | 880052 | 01070 | 880052-01070 | 8325311 | 133713 | 128621112 | 20479714 | 5520500013 | 0UKILN | 1068 | D02FP | 54 | 0.83 | 68 | 0.0166 |  | 30500606 |  | 0 | 0 | 3.3933 | 3.4148 | 0 | 0 | 0 | 0 |  |  | 32731
CONUS | EGU-Other | NY | 2050-01-01 | 880052 | 01070 | 880052-01070 | 8325311 | 133713 | 142312 | 20479914 | 5520500013 | 0UKILN | 1122 | J01FP | 70 | 9.5 | 72 |  | 44.1 | 30500614 |  | 0 | 0 | 0.60355 | 0.60696 | 0 | 0 | 0 | 0 |  |  | 32731
CONUS | EGU-Other | NY | 2050-01-01 | 880052 | 01070 | 880052-01070 | 8325311 | 133713 | 58908412 | 20479814 | 5520500013 | 0UKILN | 1041 | D01FP | 10 | 1 | 72 |  |  | 30500606 |  | 0 | 0 | 3.6869 | 3.7102 | 0 | 0 | 0 | 0 |  |  | 32731
CONUS | EGU-Other | NY | 2050-01-01 | 880052 | 01070 | 880052-01070 | 8325311 | 133713 | 58908512 | 20480014 | 5520500013 | 0UKILN | 1070 | G02FP | 76 | 6.3 | 72 |  |  | 30500606 |  | 100 | 100 | 92.3163 | 92.2681 | 100 | 100 | 100 | 100 |  |  | 32731
CONUS | EGU-Other | NY | 2050-01-01 | 880052 | 01070 | 880052-01070 | 8325311 | 133713 | 58908512 | 89015614 | 5520500013 | 0UKILN | 1070 | D03FP | 76 | 6.3 | 72 |  |  | 30500606 |  | 0 | 0 | 0 | 0 | 0 | 0 | 0 | 0 |  |  | 32731
CONUS | EGU-Other | NY | 2050-01-01 | 880052 | 01070 | 880052-01070 | 8325311 | 133713 | 58908512 | 89015714 | 5520500013 | 0UKILN | 1070 | G03FP | 76 | 6.3 | 72 |  |  | 30500606 |  | 0 | 0 | 0 | 0 | 0 | 0 | 0 | 0 |  |  | 32731
CONUS | EGU-Other | NY | 2050-01-01 | 880052 | 01070 | 880052-01070 | 8325311 | 133713 | 58908512 | 89015814 | 5520500013 | 0UKILN | 1070 | D04FP | 76 | 6.3 | 72 |  |  | 30500699 |  | 0 | 0 | 0 | 0 | 0 | 0 | 0 | 0 |  |  | 32731
CONUS | EGU-Other | NY | 2050-01-01 | 880052 | 01070 | 880052-01070 | 8325311 | 133713 | 58908512 | 89015914 | 5520500013 | 0UKILN | 1070 | G01FP | 76 | 6.3 | 72 |  |  | 30500699 |  | 0 | 0 | 0 | 0 | 0 | 0 | 0 | 0 |  |  | 32731
CONUS | EGU-Other | NY | 2050-01-01 | 880052 | 01070 | 880052-01070 | 8325311 | 133713 | 58909312 | 20479714 | 5520500013 | 0UKILN | 11111 | D02FP | [5 empty] | 30500606 |  | 0 | 0 | 0 | 0 | 0 | 0 | 0 | 0 |  |  | 32731
CONUS | EGU-Other | NY | 2050-01-01 | 880100 | BLR001 | 880100-BLR001 | 8309511 | 200113 | 58830912 | 88928014-BLR001 | 2630401378 | UBLR13 | 11111 | P13FP | [5 empty] | 10100401 |  | 50 | 50 | 50 | 50 | 50 | 50 | 50 | 50 |  |  | 22133 | EIS ID's Verified with 2008 NEI
CONUS | EGU-Other | NY | 2050-01-01 | 880100 | BLR001 | 880100-BLR001 | 8309511 | 200113 | 58830912 | 88928114-BLR001 | 2630401378 | UBLR13 | 11111 | P14FP | [5 empty] | 10100601 |  | 50 | 50 | 50 | 50 | 50 | 50 | 50 | 50 |  |  | 22133 | EIS ID's Verified with 2008 NEI
CONUS | EGU-Other | NY | 2050-01-01 | 880100 | BLR002 | 880100-BLR002 | 8309511 | 200213 | 58830912 | 88928214-BLR002 | 2630401378 | UBLR24 | 11111 | P17FP | [5 empty] | 10100401 |  | 50 | 50 | 50 | 50 | 50 | 50 | 50 | 50 |  |  | 22133 | EIS ID's Verified with 2008 NEI
CONUS | EGU-Other | NY | 2050-01-01 | 880100 | BLR002 | 880100-BLR002 | 8309511 | 200213 | 58830912 | 88928314-BLR002 | 2630401378 | UBLR24 | 11111 | P18FP | [5 empty] | 10100601 |  | 50 | 50 | 50 | 50 | 50 | 50 | 50 | 50 |  |  | 22133 | EIS ID's Verified with 2008 NEI
CONUS | EGU-Other | NY | 2050-01-01 | 880100 | BLR003 | 880100-BLR003 | 8309511 | 200113 | 58830912 | 88928014-BLR003 | 2630401378 | UBLR13 | 11111 | P13FP | [5 empty] | 10100401 |  | 50 | 50 | 50 | 50 | 50 | 50 | 50 | 50 |  |  | 22133 | EIS ID's Verified with 2008 NEI
CONUS | EGU-Other | NY | 2050-01-01 | 880100 | BLR003 | 880100-BLR003 | 8309511 | 200113 | 58830912 | 88928114-BLR003 | 2630401378 | UBLR13 | 11111 | P14FP | [5 empty] | 10100601 |  | 50 | 50 | 50 | 50 | 50 | 50 | 50 | 50 |  |  | 22133 | EIS ID's Verified with 2008 NEI
CONUS | EGU-Other | NY | 2050-01-01 | 880100 | BLR004 | 880100-BLR004 | 8309511 | 200213 | 58830912 | 88928214-BLR004 | 2630401378 | UBLR24 | 11111 | P17FP | [5 empty] | 10100401 |  | 50 | 50 | 50 | 50 | 50 | 50 | 50 | 50 |  |  | 22133 | EIS ID's Verified with 2008 NEI
CONUS | EGU-Other | NY | 2050-01-01 | 880100 | BLR004 | 880100-BLR004 | 8309511 | 200213 | 58830912 | 88928314-BLR004 | 2630401378 | UBLR24 | 11111 | P18FP | [5 empty] | 10100601 |  | 50 | 50 | 50 | 50 | 50 | 50 | 50 | 50 |  |  | 22133 | EIS ID's Verified with 2008 NEI
CONUS | EGU-Other | OH | 2050-01-01 | 10244 | B002 | 10244-B002 | 8131111 | 6005113 | 85845112 | 100895414 | 671010028 | B002 | 147671 | 10200201 | 475 | 14 | 313 | 10833.3 |  | 10200201 |  | 87.81 | 99.9922 | 89.5418 | 91.843 | 7.8919 | 14.7387 | 75.4636 | 75.4636 |  |  | 322121
CONUS | EGU-Other | OH | 2050-01-01 | 10244 | B002 | 10244-B002 | 8131111 | 6005113 | 85845112 | 100895514 | 671010028 | B002 | 147671 | 10200501 | 475 | 14 | 313 | 10833.3 |  | 10200501 |  | 0.0019427 | 0.00028125 | 0.033757 | 0.039007 | 0.1211 | 0.031451 | 24.5364 | 24.5364 |  |  | 322121
CONUS | EGU-Other | OH | 2050-01-01 | 10244 | B002 | 10244-B002 | 8131111 | 6005113 | 85845112 | 180231914 | 671010028 | B002 | 147671 | 10200601 | 475 | 14 | 313 | 10833.3 |  | 10200601 |  | 12.188 | 0.0074829 | 10.4245 | 8.118 | 91.987 | 85.2299 | 0 | 0 |  |  | 322121
CONUS | EGU-Other | OH | 2050-01-01 | 10244 | B003 | 10244-B003 | 8131111 | 6003213 | 85845112 | 117188014 | 671010028 | B003 | 147671 | 10200201 | 475 | 14 | 313 | 10833.3 |  | 10200201 |  | 96.4276 | 99.9966 | 97.9748 | 98.1917 | 87.9089 | 57.2788 | 36.3221 | 36.3221 |  |  | 322121
CONUS | EGU-Other | OH | 2050-01-01 | 10244 | B003 | 10244-B003 | 8131111 | 6003213 | 85845112 | 117188114 | 671010028 | B003 | 147671 | 10200501 | 475 | 14 | 313 | 10833.3 |  | 10200501 |  | 0.010557 | 0.0015592 | 0.13717 | 0.17597 | 0.037001 | 0.35083 | 63.6779 | 63.6779 |  |  | 322121
CONUS | EGU-Other | OH | 2050-01-01 | 10244 | B003 | 10244-B003 | 8131111 | 6003213 | 85845112 | 180232014 | 671010028 | B003 | 147671 | 10200601 | 475 | 14 | 313 | 10833.3 |  | 10200601 |  | 3.5618 | 0.0018482 | 1.8881 | 1.6323 | 12.0541 | 42.3703 | 0 | 0 |  |  | 322121
CONUS | EGU-Other | OH | 2050-01-01 | 2828 | B008 | 2828-B008 | 8115711 | 6046213 | 68446412 | 100839814 | 641050002 | B008 | 140253 | 10100501 | 70 | 6 | 647 | 3816.6666 | 134.987 | 10100501 |  | 100 | 100 | 100 | 100 | 100 | 100 | 100 | 100 |  |  | 221112 | Address & coordinates match. Nox mass does not match.
CONUS | EGU-Other | OH | 2050-01-01 | 54207 | B001 | 54207-B001 | 8115611 | 111622513 | 112132412 | 157762814 | 278000648 | B010 | 6508892 | 10200601 | 108.5 | 6.5 | 387 | 1233.475 |  | 10200601 |  | 100 | 100 | 100 | 100 | 100 | 100 | 100 | 100 |  |  | 331110
CONUS | EGU-Other | OH | 2050-01-01 | 54207 | B002 | 54207-B002 | 8115611 | 111622613 | 112132312 | 157763014 | 278000648 | B011 | 6508931 | 10200601 | 120 | 8 | 400 | 3333.3333 | 331110 | 10200601 |  | 23.1111 | 0.14131 | 15.748 | 14.5985 | 52.381 | 50 | 40 | 40
CONUS | EGU-Other | OH | 2050-01-01 | 54207 | B002 | 54207-B002 | 8115611 | 111622613 | 112132312 | 157763114 | 278000648 | B011 | 6508931 | 10200707 | 120 | 8 | 400 | 3333.3333 | 331110 | 10200707 |  | 76.8889 | 99.8587 | 84.252 | 85.4015 | 47.619 | 50 | 60 | 60
CONUS | EGU-Other | OH | 2050-01-01 | 54207 | B004 | 54207-B004 | 8115611 | 111622713 | 112132212 | 157763214 | 278000648 | B012 | 6508932 | 10200601 | 263 | 10 | 300 | 1666.6666 |  | 10200601 |  | 11.2595 | 0.058617 | 6.8206 | 6.1728 | 31.7021 | 32.2581 | 20.6897 | 20.6897 |  |  | 331110
CONUS | EGU-Other | OH | 2050-01-01 | 54207 | B004 | 54207-B004 | 8115611 | 111622713 | 112132212 | 157763314 | 278000648 | B012 | 6508932 | 10200707 | 263 | 10 | 300 | 1666.6666 |  | 10200707 |  | 88.7405 | 99.9414 | 93.1794 | 93.8272 | 68.2979 | 67.7419 | 79.3103 | 79.3103 |  |  | 331110
CONUS | EGU-Other | OH | 2050-01-01 | 6019 | A | 6019-A | 8294311 | 1539913 | 68621812 | 101027414 | 1413090154 | B007 | 210356 | 10200501 | 2 | 300 | 11 | 627 | 8200 | 10200501 |  | 100 | 100 | 100 | 100 | 100 | 100 | 100 | 100 |  |  |  | Address & coordinates match. Nox mass is a close match. No better matches
CONUS | EGU-Other | OH | 2050-01-01 | 6019 | B | 6019-B | 8294311 | 1540213 | 68621812 | 101027514 | 1413090154 | B008 | 210356 | 10200501 | 2 | 300 | 11 | 627 | 8200 | 10200501 |  | 100 | 100 | 100 | 100 | 100 | 100 | 100 | 100 |  |  |  | Address & coordinates match. Nox mass is a close match. No better matches
CONUS | EGU-Other | OH | 2050-01-01 | 8102 | B001 | 8102-B001 | 8148511 | 5953113 | 68439212 | 100831714 | 627010056 | B001 | 137238 | 10200501 | 830 | 11 | 300 | 8362.9 |  | 10200501 |  | 100 | 100 | 100 | 100 | 100 | 100 | 100 | 100 |  |  | 221112 | Address & coordinates match. Nox mass is a close match. No better matches
CONUS | EGU-Other | OH | 2050-01-01 | 8102 | B002 | 8102-B002 | 8148511 | 5953213 | 68439212 | 100831814 | 627010056 | B002 | 137238 | 10200501 | 830 | 11 | 300 | 8362.9 |  | 10200501 |  | 100 | 100 | 100 | 100 | 100 | 100 | 100 | 100 |  |  | 221112 | Address & coordinates match. Nox mass is a close match. No better matches
CONUS | EGU-Other | OH | 2050-01-01 | 880028 | B022 | 880028-B022 | [15 empty] | 100 | 100 | 100 | 100 | 100 | 100 | 100 | 100 |  |  |  | Prioritize in next outreach. Has 2016 & 2017 emissions. Not in 2016 or 2017 egucems or egunoncems.
CONUS | EGU-Other | OH | 2050-01-01 | 880039 | B004 | 880039-B004 | [15 empty] | 100 | 100 | 100 | 100 | 100 | 100 | 100 | 100 |  |  |  | Prioritize in next outreach. Has 2016 & 2017 emissions. Not in 2016 or 2017 egucems or egunoncems.
CONUS | EGU-Other | OH | 2050-01-01 | 880042 | P009 | 880042-P009 | [15 empty] | 100 | 100 | 100 | 100 | 100 | 100 | 100 | 100 |  |  |  | Prioritize in next outreach. Has 2016 & 2017 emissions. Not in 2016 or 2017 egucems or egunoncems.
CONUS | EGU-Other | OH | 2050-01-01 | 880042 | P010 | 880042-P010 | [15 empty] | 100 | 100 | 100 | 100 | 100 | 100 | 100 | 100 |  |  |  | Prioritize in next outreach. Has 2016 & 2017 emissions. Not in 2016 or 2017 egucems or egunoncems.
CONUS | EGU-Other | OH | 2050-01-01 | 880042 | P011 | 880042-P011 | [15 empty] | 100 | 100 | 100 | 100 | 100 | 100 | 100 | 100 |  |  |  | Prioritize in next outreach. Has 2016 & 2017 emissions. Not in 2016 or 2017 egucems or egunoncems.
CONUS | EGU-Other | OH | 2050-01-01 | 880042 | P012 | 880042-P012 | [15 empty] | 100 | 100 | 100 | 100 | 100 | 100 | 100 | 100 |  |  |  | Cannot match. Does not have 2016 or 2017 emissions.
CONUS | EGU-Other | OH | 2050-01-01 | 880083 | B026 | 880083-B026 | [15 empty] | 100 | 100 | 100 | 100 | 100 | 100 | 100 | 100 |  |  |  | Prioritize in next outreach. Has 2016 & 2017 emissions. Not in 2016 or 2017 egucems or egunoncems.
CONUS | EGU-Other | PA | 2017-01-01 | 55801 | AB01 | 55801-AB01 | 10723711 | 58814513 | 54431712 | 76858514 | 420450317 | 31 | S031 | 1 | 275 | 6 | 306 | 1959.2 | 59.1 | 10200601 |  | 100 | 100 | 100 | 100 | 100 | 100 | 100 | 100 |  |  | 221112 | EIS ID's NOT Verified
CONUS | EGU-Other | PA | 2017-01-01 | 55801 | AB02 | 55801-AB02 | 10723711 | 58814613 | 54431812 | 76858614 | 420450317 | 32 | S032 | 1 | 275 | 6 | 306 | 1959.2 | 59.1 | 10200601 |  | 100 | 100 | 100 | 100 | 100 | 100 | 100 | 100 |  |  | 221112 | EIS ID's NOT Verified
CONUS | EGU-Other | PA | 2017-01-01 | 55801 | AB03 | 55801-AB03 | 10723711 | 58814713 | 54431912 | 76858714 | 420450317 | 33 | S033 | 1 | 275 | 6.5 | 306 | 1959.2 | 59.1 | 10200601 |  | 100 | 100 | 100 | 100 | 100 | 100 | 100 | 100 |  |  | 221112 | EIS ID's NOT Verified
CONUS | EGU-Other | PA | 2017-01-01 | 55801 | AB04 | 55801-AB04 | 10723711 | 58814813 | 54432012 | 76858814 | 420450317 | 34 | S034 | 1 | 275 | 6.5 | 306 | 1959.2 | 59.1 | 10200601 |  | 100 | 100 | 100 | 100 | 100 | 100 | 100 | 100 |  |  | 221112 | EIS ID's NOT Verified
CONUS | EGU-Other | PA | 2050-01-01 | 50397 | 036 | 50397-036 | 4966111 | 28925713 | 27700812 | 14418714 | 421330016 | 36 | S16 | 4 | 225 | 9 | 320 | 3666.667 | 57.746 | 10201201 |  | 3.9619 | 0.26193 | 23.534 | 22.6823 | 0 | 14.2222 | 0 | 0 |  |  | 322121
CONUS | EGU-Other | PA | 2050-01-01 | 50397 | 036 | 50397-036 | 4966111 | 28925713 | 27700812 | 14418914 | 421330016 | 36 | S16 | 3 | 225 | 9 | 320 | 3666.667 | 57.746 | 10200907 |  | 15.4483 | 0.20176 | 24.8996 | 24.8411 | 87.2351 | 81.7944 | 0 | 0 |  |  | 322121
CONUS | EGU-Other | PA | 2050-01-01 | 50397 | 036 | 50397-036 | 4966111 | 28925713 | 27700812 | 14419014 | 421330016 | 36 | S16 | 2 | 225 | 9 | 320 | 3666.667 | 57.746 | 10200401 |  | 0.085844 | 0.035292 | 23.5344 | 22.6831 | 0.035996 | 0.0055556 | 31.251 | 31.251 |  |  | 322121
CONUS | EGU-Other | PA | 2050-01-01 | 50397 | 036 | 50397-036 | 4966111 | 28925713 | 27700812 | 93209514 | 421330016 | 36 | S16 | 1 | 225 | 9 | 320 | 3666.667 | 57.746 | 10200219 |  | 80.504 | 99.501 | 28.0321 | 29.7935 | 12.7289 | 3.9778 | 68.749 | 68.749 |  |  | 322121
CONUS | EGU-Other | PA | 2050-01-01 | 50397 | 038 | 50397-038 | 4966111 | 129133613 | 131064812 | 186993614 | 421330016 | 38 | S12 | 2 | 199 | 10 | 300 | 3829.167 | 48.756 | 10200601 |  | 100 | 100 | 100 | 100 | 100 | 100 | 100 | 100 |  |  | 322121
CONUS | EGU-Other | PA | 2050-01-01 | 50397 | 039 | 50397-039 | 4966111 | 129133713 | 131064812 | 186993714 | 421330016 | 39 | S12 | 2 | 199 | 10 | 300 | 3829.167 | 48.756 | 10200601 |  | 100 | 100 | 100 | 100 | 100 | 100 | 100 | 100 |  |  | 322121
CONUS | EGU-Other | PA | 2050-01-01 | 50410 | 034 | 50410-034 | 6595211 | 17835913 | 17335712 | 13778914 | 420450016 | 34 | S04 | 2 | 180 | 7.7 | 320 | 3271.7 | 70.3 | 10200601 |  | 50 | 50 | 50 | 50 | 50 | 50 | 50 | 50 |  |  | 322121 | EIS ID's NOT Verified
CONUS | EGU-Other | PA | 2050-01-01 | 50410 | 034 | 50410-034 | 6595211 | 17835913 | 17335712 | 93038114 | 420450016 | 34 | S04 | 1 | 180 | 7.7 | 320 | 3271.7 | 70.3 | 10100401 |  | 50 | 50 | 50 | 50 | 50 | 50 | 50 | 50 |  |  | 322121 | EIS ID's NOT Verified
CONUS | EGU-Other | PA | 2050-01-01 | 50607 | 23 | 50607-23 | 6531411 | 103862813 | 107522812 | 146958814 | 4210104942 | 2 | S2 | 1 | 228 | 16 | 350 | 3966.7 | 64.6 | 10100404 |  | 100 | 100 | 100 | 100 | 100 | 100 | 100 | 100 |  |  | 221330
CONUS | EGU-Other | PA | 2050-01-01 | 50607 | 24 | 50607-24 | 6531411 | 103862713 | 107522712 | 146958714 | 4210104942 | 1 | S1 | 1 | 228 | 16 | 350 | 3966.7 | 64.6 | 10100404 |  | 100 | 100 | 100 | 100 | 100 | 100 | 100 | 100 |  |  | 221330
CONUS | EGU-Other | PA | 2050-01-01 | 50607 | 26 | 50607-26 | 6531411 | 103862913 | 107522912 | 146958914 | 4210104942 | 5 | S5 | 1 | 255 | 24 | 350 | 3683.3 | 26.6 | 10100401 |  | 100 | 100 | 100 | 100 | 100 | 100 | 100 | 100 |  |  | 221330
CONUS | EGU-Other | PA | 2050-01-01 | 50729 | CLBLR1 | 50729-CLBLR1 | 8204511 | 5306813 | 96028212 | 16972714 | 4200300032 | 35 | S20 | 1 | 165 | 8.5 | 433 | 1391.3 | 80.4 | 10200601 |  | 0 | 0 | 29.2638 | 29.2638 | 0 | 0 | 50 | 50 |  |  | 331110 | EIS ID's NOT Verified
CONUS | EGU-Other | PA | 2050-01-01 | 50729 | CLBLR1 | 50729-CLBLR1 | 8204511 | 5306813 | 96028212 | 89176214 | 4200300032 | 35 | S20 | 2 | 165 | 8.5 | 433 | 1391.3 | 80.4 | 10200707 |  | 100 | 100 | 70.7362 | 70.7362 | 100 | 100 | 50 | 50 |  |  | 331110 | EIS ID's NOT Verified
CONUS | EGU-Other | PA | 2050-01-01 | 50729 | CLBLR2 | 50729-CLBLR2 | 8204511 | 5308513 | 96028412 | 16968614 | 4200300032 | 38 | S22 | 1 | 87 | 4.8 | 433 | 536.7 | 97.4 | 10200601 |  | 0 | 0 | 30.8011 | 30.8011 | 0 | 0 | 50 | 50 |  |  | 331110 | EIS ID's NOT Verified
CONUS | EGU-Other | PA | 2050-01-01 | 50729 | CLBLR2 | 50729-CLBLR2 | 8204511 | 5308513 | 96028412 | 89175914 | 4200300032 | 38 | S22 | 2 | 87 | 4.8 | 433 | 536.7 | 97.4 | 10200707 |  | 100 | 100 | 69.1989 | 69.1989 | 100 | 100 | 50 | 50 |  |  | 331110 | EIS ID's NOT Verified
CONUS | EGU-Other | PA | 2050-01-01 | 50732 | ETBLR1 | 50732-ETBLR1 | 7409311 | 10404413 | 10287912 | 89179514 | 4200300202 | 1 | 12 | 2 | 164 | 13.7 | 457 | 6116.7 | 41 | 10200707 |  | 0 | 0 | 0 | 0 | 0 | 0 | 0 | 0 |  |  | 331110 | EIS ID's NOT Verified
CONUS | EGU-Other | PA | 2050-01-01 | 50732 | ETBLR1 | 50732-ETBLR1 | 7409311 | 10404413 | 10287912 | 89179614 | 4200300202 | 1 | 12 | 3 | 164 | 13.7 | 457 | 6116.7 | 41 | 10200601 |  | 0 | 0 | 0 | 0 | 0 | 0 | 0 | 0 |  |  | 331110 | EIS ID's NOT Verified
CONUS | EGU-Other | PA | 2050-01-01 | 50732 | ETBLR1 | 50732-ETBLR1 | 7409311 | 10404413 | 96023812 | 13638314 | 4200300202 | 1 | S1 | 1 | 175 | 10.8 | 427 | 2850 | 103 | 39000701 |  | 100 | 100 | 100 | 100 | 100 | 100 | 100 | 100 |  |  | 331110 | EIS ID's NOT Verified
CONUS | EGU-Other | PA | 2050-01-01 | 50732 | ETBLR2 | 50732-ETBLR2 | 7409311 | 10404513 | 10287312 | 89179714 | 4200300202 | 2 | 13 | 2 | 164 | 13.8 | 457 | 6116.7 | 41.1 | 10200707 |  | 0 | 0 | 0 | 0 | 0 | 0 | 0 | 0 |  |  | 331110 | EIS ID's NOT Verified
CONUS | EGU-Other | PA | 2050-01-01 | 50732 | ETBLR2 | 50732-ETBLR2 | 7409311 | 10404513 | 10287312 | 89179814 | 4200300202 | 2 | 13 | 3 | 164 | 13.8 | 457 | 6116.7 | 41.1 | 10200601 |  | 0 | 0 | 0 | 0 | 0 | 0 | 0 | 0 |  |  | 331110 | EIS ID's NOT Verified
CONUS | EGU-Other | PA | 2050-01-01 | 50732 | ETBLR2 | 50732-ETBLR2 | 7409311 | 10404513 | 96023812 | 13638214 | 4200300202 | 2 | S1 | 1 | 175 | 10.8 | 427 | 2850 | 103 | 39000702 |  | 100 | 100 | 100 | 100 | 100 | 100 | 100 | 100 |  |  | 331110 | EIS ID's NOT Verified
CONUS | EGU-Other | PA | 2050-01-01 | 50732 | ETBLR3 | 50732-ETBLR3 | 7409311 | 10404613 | 10287012 | 89180114 | 4200300202 | 3 | 14 | 2 | 165 | 13.8 | 457 | 6116.7 | 41 | 10200707 |  | 0 | 0 | 0 | 0 | 0 | 0 | 0 | 0 |  |  | 331110 | EIS ID's NOT Verified
CONUS | EGU-Other | PA | 2050-01-01 | 50732 | ETBLR3 | 50732-ETBLR3 | 7409311 | 10404613 | 10287012 | 89180214 | 4200300202 | 3 | 14 | 3 | 165 | 13.8 | 457 | 6116.7 | 41 | 10200601 |  | 0 | 0 | 0 | 0 | 0 | 0 | 0 | 0 |  |  | 331110 | EIS ID's NOT Verified
CONUS | EGU-Other | PA | 2050-01-01 | 50732 | ETBLR3 | 50732-ETBLR3 | 7409311 | 10404613 | 96023812 | 13638114 | 4200300202 | 3 | S1 | 1 | 175 | 10.8 | 427 | 2850 | 103 | 39000699 |  | 100 | 100 | 100 | 100 | 100 | 100 | 100 | 100 |  |  | 331110 | EIS ID's NOT Verified
CONUS | EGU-Other | PA | 2050-01-01 | 52106 | 150137 | 52106-150137 | 6652211 | 103838913 | 107498612 | 146928114 | 4210101501 | 20 | S20 | 1 | 200 | 19 | 420 | 10199.8 |  | 10200401 |  | 50 | 50 | 50 | 50 | 50 | 50 | 50 | 50 |  |  |  | EIS ID's NOT Verified
CONUS | EGU-Other | PA | 2050-01-01 | 52106 | 150137 | 52106-150137 | 6652211 | 103838913 | 107498612 | 146928214 | 4210101501 | 20 | S20 | 2 | 200 | 19 | 420 | 10199.8 |  | 10200701 |  | 50 | 50 | 50 | 50 | 50 | 50 | 50 | 50 |  |  |  | EIS ID's NOT Verified
CONUS | EGU-Other | PA | 2050-01-01 | 52106 | 150138 | 52106-150138 | [15 empty] | 100 | 100 | 100 | 100 | 100 | 100 | 100 | 100 |  |  |  | Cannot match. Does not have 2016 or 2017 emissions. Retired 2010.
CONUS | EGU-Other | PA | 2050-01-01 | 52106 | 150139 | 52106-150139 | 6652211 | 103839013 | 107498612 | 146928314 | 4210101501 | 22 | S20 | 1 | 200 | 19 | 420 | 10199.8 |  | 10200401 |  | 50 | 50 | 50 | 50 | 50 | 50 | 50 | 50 |  |  |  | EIS ID's NOT Verified
CONUS | EGU-Other | PA | 2050-01-01 | 52106 | 150139 | 52106-150139 | 6652211 | 103839013 | 107498612 | 146928414 | 4210101501 | 22 | S20 | 2 | 200 | 19 | 420 | 10199.8 |  | 10200701 |  | 50 | 50 | 50 | 50 | 50 | 50 | 50 | 50 |  |  |  | EIS ID's NOT Verified
CONUS | EGU-Other | PA | 2050-01-01 | 52106 | 150140 | 52106-150140 | 6652211 | 103839113 | 107498612 | 146928514 | 4210101501 | 23 | S20 | 1 | 200 | 19 | 420 | 10199.8 |  | 10200401 |  | 50 | 50 | 50 | 50 | 50 | 50 | 50 | 50 |  |  |  | EIS ID's NOT Verified
CONUS | EGU-Other | PA | 2050-01-01 | 52106 | 150140 | 52106-150140 | 6652211 | 103839113 | 107498612 | 146928614 | 4210101501 | 23 | S20 | 2 | 200 | 19 | 420 | 10199.8 |  | 10200701 |  | 50 | 50 | 50 | 50 | 50 | 50 | 50 | 50 |  |  |  | EIS ID's NOT Verified
CONUS | EGU-Other | PA | 2050-01-01 | 52106 | 150145 | 52106-150145 | [15 empty] | 100 | 100 | 100 | 100 | 100 | 100 | 100 | 100 |  |  |  | Prioritize in next outreach. Has 2016 & 2017 emissions. Not in 2016 or 2017 egucems or egunoncems.
CONUS | EGU-Other | PA | 2050-01-01 | 52149 | 039 | 52149-039 | 4843411 | 29693813 | 28458912 | 13714014 | 420910028 | 39 | S39 | 1 | 76 | 10 | 950 | 2732.4 | 34.8 | 20100101 |  | 50 | 50 | 50 | 50 | 50 | 50 | 50 | 50 |  |  | 325412 | EIS ID's NOT Verified
CONUS | EGU-Other | PA | 2050-01-01 | 52149 | 039 | 52149-039 | 4843411 | 29693813 | 28458912 | 93128314 | 420910028 | 39 | S39 | 2 | 76 | 10 | 950 | 2732.4 | 34.8 | 20100201 |  | 50 | 50 | 50 | 50 | 50 | 50 | 50 | 50 |  |  | 325412 | EIS ID's NOT Verified
CONUS | EGU-Other | PA | 2050-01-01 | 54638 | 040 | 54638-040 | 6559611 | 17956513 | 17449112 | 14287914 | 420470005 | 40 | S16 | 1 | 288 | 10 | 310 | 2999.983 | 38.191 | 10200202 |  | 99.2251 | 99.9996 | 42.8965 | 54.5366 | 91.0417 | 95.6015 | 99.2251 | 99.2251 |  |  | 322121
CONUS | EGU-Other | PA | 2050-01-01 | 54638 | 040 | 54638-040 | 6559611 | 17956513 | 17449112 | 14288014 | 420470005 | 40 | S16 | 2 | 288 | 10 | 310 | 2999.983 | 38.191 | 10200501 |  | 0 | 0 | 31.0543 | 29.0446 | 0 | 0 | 0 | 0 |  |  | 322121
CONUS | EGU-Other | PA | 2050-01-01 | 54638 | 040 | 54638-040 | 6559611 | 17956513 | 17449112 | 14288114 | 420470005 | 40 | S16 | 3 | 288 | 10 | 310 | 2999.983 | 38.191 | 10200601 |  | 0.7749 | 0.00042089 | 26.0492 | 16.4188 | 8.9583 | 4.3985 | 0.7749 | 0.7749 |  |  | 322121
CONUS | EGU-Other | PA | 2050-01-01 | 54638 | 041 | 54638-041 | 6559611 | 17957013 | 17449112 | 14287214 | 420470005 | 41 | S16 | 1 | 288 | 10 | 310 | 2999.983 | 38.191 | 10200202 |  | 99.1779 | 99.975 | 42.8961 | 54.5222 | 90.6247 | 95.4206 | 99.1779 | 99.1779 |  |  | 322121
CONUS | EGU-Other | PA | 2050-01-01 | 54638 | 041 | 54638-041 | 6559611 | 17957013 | 17449112 | 14287314 | 420470005 | 41 | S16 | 3 | 288 | 10 | 310 | 2999.983 | 38.191 | 10200601 |  | 0.79633 | 0.00039111 | 26.0492 | 16.4239 | 9.1687 | 4.5168 | 0.79633 | 0.79633 |  |  | 322121
CONUS | EGU-Other | PA | 2050-01-01 | 54638 | 041 | 54638-041 | 6559611 | 17957013 | 17449112 | 14287414 | 420470005 | 41 | S16 | 2 | 288 | 10 | 310 | 2999.983 | 38.191 | 10200501 |  | 0.025816 | 0.02464 | 31.0546 | 29.0538 | 0.20661 | 0.062617 | 0.025816 | 0.025816 |  |  | 322121
CONUS | EGU-Other | PA | 2050-01-01 | 880006 | 1 | 880006-1 | 8405411 | 103862113 | 107522412 | 146957714 | 4210104902 | 1 | S1 | 1 | 255 | 12 | 600 | 3166.7 |  | 10200401 |  | 50 | 50 | 50 | 50 | 50 | 50 | 50 | 50
CONUS | EGU-Other | PA | 2050-01-01 | 880006 | 1 | 880006-1 | 8405411 | 103862113 | 107522412 | 146957814 | 4210104902 | 1 | S1 | 2 | 255 | 12 | 600 | 3166.7 |  | 10200501 |  | 50 | 50 | 50 | 50 | 50 | 50 | 50 | 50
CONUS | EGU-Other | PA | 2050-01-01 | 880006 | 2 | 880006-2 | 8405411 | 103862213 | 107522412 | 146957914 | 4210104902 | 2 | S1 | 1 | 255 | 12 | 600 | 3166.7 |  | 10200401 |  | 50 | 50 | 50 | 50 | 50 | 50 | 50 | 50
CONUS | EGU-Other | PA | 2050-01-01 | 880006 | 2 | 880006-2 | 8405411 | 103862213 | 107522412 | 146958014 | 4210104902 | 2 | S1 | 2 | 255 | 12 | 600 | 3166.7 |  | 10200501 |  | 50 | 50 | 50 | 50 | 50 | 50 | 50 | 50
CONUS | EGU-Other | PA | 2050-01-01 | 880006 | 3 | 880006-3 | 8405411 | 103862313 | 107522412 | 146958114 | 4210104902 | 3 | S1 | 1 | 255 | 12 | 600 | 3166.7 |  | 10200401 |  | 50 | 50 | 50 | 50 | 50 | 50 | 50 | 50
CONUS | EGU-Other | PA | 2050-01-01 | 880006 | 3 | 880006-3 | 8405411 | 103862313 | 107522412 | 146958214 | 4210104902 | 3 | S1 | 2 | 255 | 12 | 600 | 3166.7 |  | 10200501 |  | 50 | 50 | 50 | 50 | 50 | 50 | 50 | 50
CONUS | EGU-Other | PA | 2050-01-01 | 880006 | 4 | 880006-4 | 8405411 | 103862413 | 107522412 | 146958314 | 4210104902 | 4 | S1 | 1 | 255 | 12 | 600 | 3166.7 |  | 10200401 |  | 50 | 50 | 50 | 50 | 50 | 50 | 50 | 50
CONUS | EGU-Other | PA | 2050-01-01 | 880006 | 4 | 880006-4 | 8405411 | 103862413 | 107522412 | 146958414 | 4210104902 | 4 | S1 | 2 | 255 | 12 | 600 | 3166.7 |  | 10200501 |  | 50 | 50 | 50 | 50 | 50 | 50 | 50 | 50
CONUS | EGU-Other | PA | 2050-01-01 | 880007 | 052 | 880007-052 | 4950811 | 103768013 | 107443212 | 146830814 | 4210101551 | CU052 | S52 | 1 | 137 | 5.2 | 300 | 1500 |  | 10200401 |  | 50 | 50 | 50 | 50 | 50 | 50 | 50 | 50 |  |  |  | EIS ID's NOT Verified
CONUS | EGU-Other | PA | 2050-01-01 | 880007 | 052 | 880007-052 | 4950811 | 103768013 | 107443212 | 146830914 | 4210101551 | CU052 | S52 | 2 | 137 | 5.2 | 300 | 1500 |  | 10200601 |  | 50 | 50 | 50 | 50 | 50 | 50 | 50 | 50 |  |  |  | EIS ID's NOT Verified
CONUS | EGU-Other | PA | 2050-01-01 | 880025 | 053 | 880025-053 | [15 empty] | 100 | 100 | 100 | 100 | 100 | 100 | 100 | 100 |  |  |  | Prioritize in next outreach. Has 2017 emissions. Not in 2017 egucems or egunoncems.
CONUS | EGU-Other | PA | 2050-01-01 | 880049 | 32001 | 880049-32001 | [15 empty] | 100 | 100 | 100 | 100 | 100 | 100 | 100 | 100 |  |  |  | Cannot match. Does not have 2016 or 2017 emissions.
CONUS | EGU-Other | SC | 2050-01-01 | 2440 | 001 | 2440-001 | 4054911 | 33604913 | 32055712 | 11168114 | 2440-0005 | 2 | 5 | 3 | 228 | 10 | 405 | 4893.042 | 62.3 | 30700101 |  | 100 | 100 | 100 | 100 | 100 | 100 | 100 | 100 |  |  | 322122 | bedenbcw@dhec.sc.gov provided EIS facility and unit ID's. MDE queries filled remainign data
CONUS | EGU-Other | SC | 2050-01-01 | 52151 | 001 | 52151-001 | 4801411 | 28531813 | 27361112 | 11994114 | 1900-0046 | 7 | 1 | 7 | 283 | 13.5 | 367 | 8087.362 | 56.5 | 10200799 |  | 0 | 40.0957 | 0 | 0 | 0 | 0 | 0 | 0 |  |  | 322121 | bedenbcw@dhec.sc.gov provided EIS facility and unit ID's. MDE queries filled remainign data
CONUS | EGU-Other | SC | 2050-01-01 | 52151 | 001 | 52151-001 | 4801411 | 28531813 | 27361112 | 11994214 | 1900-0046 | 7 | 1 | 3 | 283 | 13.5 | 367 | 8087.362 | 56.5 | 10200401 |  | 0 | 0 | 0 | 0 | 0 | 0 | 0 | 0 |  |  | 322121 | bedenbcw@dhec.sc.gov provided EIS facility and unit ID's. MDE queries filled remainign data
CONUS | EGU-Other | SC | 2050-01-01 | 52151 | 001 | 52151-001 | 4801411 | 28531813 | 27361112 | 11994514 | 1900-0046 | 7 | 1 | 1 | 283 | 13.5 | 367 | 8087.362 | 56.5 | 10200212 |  | 52.3737 | 46.3976 | 52.861 | 49.8537 | 1.0169 | 8.6417 | 24.1724 | 24.1724 |  |  | 322121 | bedenbcw@dhec.sc.gov provided EIS facility and unit ID's. MDE queries filled remainign data
CONUS | EGU-Other | SC | 2050-01-01 | 52151 | 001 | 52151-001 | 4801411 | 28531813 | 27361112 | 179815114 | 1900-0046 | 7 | 1 | 14 | 283 | 13.5 | 367 | 8087.362 | 56.5 | 10200601 |  | 0 | 0.0028002 | 1.2469 | 0.74443 | 0.8333 | 1.847 | 0 | 0 |  |  | 322121 | bedenbcw@dhec.sc.gov provided EIS facility and unit ID's. MDE queries filled remainign data
CONUS | EGU-Other | SC | 2050-01-01 | 52151 | 001 | 52151-001 | 4801411 | 28531813 | 27362212 | 11994014 | 1900-0046 | 7 | 19 | 5 | 463 | 9.5 | 377 | 4848.3526 | 68.4 | 10200501 |  | 0 | 0.31485 | 0.26983 | 0.16203 | 0.04713 | 0.031909 | 75.8276 | 75.8276 |  |  | 322121 | bedenbcw@dhec.sc.gov provided EIS facility and unit ID's. MDE queries filled remainign data
CONUS | EGU-Other | SC | 2050-01-01 | 52151 | 001 | 52151-001 | 4801411 | 28531813 | 27362212 | 11994314 | 1900-0046 | 7 | 19 | 4 | 463 | 9.5 | 377 | 4848.3526 | 68.4 | 10200401 |  | 0 | 0 | 0 | 0 | 0 | 0 | 0 | 0 |  |  | 322121 | bedenbcw@dhec.sc.gov provided EIS facility and unit ID's. MDE queries filled remainign data
CONUS | EGU-Other | SC | 2050-01-01 | 52151 | 001 | 52151-001 | 4801411 | 28531813 | 27362212 | 11994414 | 1900-0046 | 7 | 19 | 8 | 463 | 9.5 | 377 | 4848.3526 | 68.4 | 10200799 |  | 0 | 1.1022 | 0 | 0 | 0 | 0 | 0 | 0 |  |  | 322121 | bedenbcw@dhec.sc.gov provided EIS facility and unit ID's. MDE queries filled remainign data
CONUS | EGU-Other | SC | 2050-01-01 | 52151 | 001 | 52151-001 | 4801411 | 28531813 | 27362212 | 11994614 | 1900-0046 | 7 | 19 | 6 | 463 | 9.5 | 377 | 4848.3526 | 68.4 | 10200911 |  | 47.6263 | 12.0858 | 45.1965 | 48.9857 | 97.8181 | 88.8487 | 0 | 0 |  |  | 322121 | bedenbcw@dhec.sc.gov provided EIS facility and unit ID's. MDE queries filled remainign data
CONUS | EGU-Other | SC | 2050-01-01 | 52151 | 001 | 52151-001 | 4801411 | 28531813 | 27362212 | 179815014 | 1900-0046 | 7 | 19 | 15 | 463 | 9.5 | 377 | 4848.3526 | 68.4 | 10200601 |  | 0 | 0.00095623 | 0.42579 | 0.25421 | 0.28456 | 0.63072 | 0 | 0 |  |  | 322121 | bedenbcw@dhec.sc.gov provided EIS facility and unit ID's. MDE queries filled remainign data
CONUS | EGU-Other | SC | 2050-01-01 | 7737 | B001 | 7737-B001 | 4973611 | 109748813 | 113143512 | 155321014 | 0560-0008 | 17 | 21 | 3 | 403 | 11 | 161 | 5359.8838 | 56.4 | 10200907 |  | 0 | 0 | 45.297 | 42.7706 | 0 | 87.605 | 0 | 0 |  |  | 322110
CONUS | EGU-Other | SC | 2050-01-01 | 7737 | B001 | 7737-B001 | 4973611 | 109748813 | 113143512 | 155321114 | 0560-0008 | 17 | 21 | 3 | 403 | 11 | 161 | 5359.8838 | 56.4 | 10201302 |  | 0 | 0 | 0.081529 | 0.075964 | 0 | 0.00054612 | 0 | 0 |  |  | 322110
CONUS | EGU-Other | SC | 2050-01-01 | 7737 | B001 | 7737-B001 | 4973611 | 109748813 | 113143512 | 155321214 | 0560-0008 | 17 | 21 | 3 | 403 | 11 | 161 | 5359.8838 | 56.4 | 10200219 |  | 0 | 0 | 0 | 0 | 0 | 0 | 0 | 0 |  |  | 322110
CONUS | EGU-Other | SC | 2050-01-01 | 7737 | B001 | 7737-B001 | 4973611 | 109748813 | 113143512 | 155321314 | 0560-0008 | 17 | 21 | 3 | 403 | 11 | 161 | 5359.8838 | 56.4 | 10200505 |  | 0 | 0 | 0.018361 | 0.016657 | 0 | 5.0755e-06 | 19.4581 | 19.4581 |  |  | 322110
CONUS | EGU-Other | SC | 2050-01-01 | 7737 | B001 | 7737-B001 | 4973611 | 109748813 | 113143512 | 155321414 | 0560-0008 | 17 | 21 | 3 | 403 | 11 | 161 | 5359.8838 | 56.4 | 10201201 |  | 0 | 0 | 0 | 0 | 0 | 0 | 0 | 0 |  |  | 322110
CONUS | EGU-Other | SC | 2050-01-01 | 7737 | B001 | 7737-B001 | 4973611 | 109748813 | 113143512 | 155321514 | 0560-0008 | 17 | 21 | 3 | 403 | 11 | 161 | 5359.8838 | 56.4 | 10200219 |  | 0 | 0 | 0 | 0 | 0 | 0 | 0 | 0 |  |  | 322110
CONUS | EGU-Other | SC | 2050-01-01 | 7737 | B001 | 7737-B001 | 4973611 | 109748813 | 113143512 | 155321614 | 0560-0008 | 17 | 21 | 3 | 403 | 11 | 161 | 5359.8838 | 56.4 | 10200219 |  | 100 | 100 | 54.6031 | 57.1367 | 100 | 12.3945 | 80.5419 | 80.5419 |  |  | 322110
CONUS | EGU-Other | SC | 2050-01-01 | 7737 | B002 | 7737-B002 | 4973611 | 109747413 | [13 empty] | 100 | 100 | 100 | 100 | 100 | 100 | 100 | 100 |  |  |  | Not in any 2016b point inventory files. Operated in 2016.
CONUS | EGU-Other | SC | 2050-01-01 | 7737 | B003 | 7737-B003 | 4973611 | 109747413 | [13 empty] | 100 | 100 | 100 | 100 | 100 | 100 | 100 | 100 |  |  |  | Not in any 2016b point inventory files. Operated in 2016.
CONUS | EGU-Other | SC | 2050-01-01 | 7737 | B004 | 7737-B004 | 4973611 | 109747413 | [13 empty] | 100 | 100 | 100 | 100 | 100 | 100 | 100 | 100 |  |  |  | Not in any 2016b point inventory files. Operated in 2016.
CONUS | EGU-Other | TN | 2050-01-01 | 3399 | A1 | 3399-A1 | 4979311 | 30040813 | [13 empty] | 100 | 100 | 100 | 100 | 100 | 100 | 100 | 100
CONUS | EGU-Other | TN | 2050-01-01 | 3399 | B1 | 3399-B1 | 4979311 | 30041113 | [13 empty] | 100 | 100 | 100 | 100 | 100 | 100 | 100 | 100
CONUS | EGU-Other | TN | 2050-01-01 | 50296 | 017 | 50296-017 | 4963011 | [14 empty] | 100 | 100 | 100 | 100 | 100 | 100 | 100 | 100 |  |  |  | Prioritize in next outreach. Has 2016 & 2017 emissions. Not in 2016 or 2017 egucems or egunoncems.
CONUS | EGU-Other | TN | 2050-01-01 | 50956 | 11 | 50956-11 | 6444111 | [14 empty] | 100 | 100 | 100 | 100 | 100 | 100 | 100 | 100 |  |  |  | Prioritize in next outreach. Has 2016 & 2017 emissions. Not in 2016 or 2017 egucems or egunoncems.
CONUS | EGU-Other | TN | 2050-01-01 | 50956 | 12 | 50956-12 | 6444111 | [14 empty] | 100 | 100 | 100 | 100 | 100 | 100 | 100 | 100 |  |  |  | Prioritize in next outreach. Has 2016 & 2017 emissions. Not in 2016 or 2017 egucems or egunoncems.
CONUS | EGU-Other | TN | 2050-01-01 | 880079 | 34 | 880079-34 | 4129211 | [14 empty] | 100 | 100 | 100 | 100 | 100 | 100 | 100 | 100 |  |  |  | Prioritize in next outreach. Has 2016 & 2017 emissions. Not in 2016 or 2017 egucems or egunoncems.
CONUS | EGU-Other | TN | 2050-01-01 | 880079 | 35 | 880079-35 | 4129211 | [14 empty] | 100 | 100 | 100 | 100 | 100 | 100 | 100 | 100 |  |  |  | Prioritize in next outreach. Has 2016 & 2017 emissions. Not in 2016 or 2017 egucems or egunoncems.
CONUS | EGU-Other | TX | 2017-01-01 | 3492 | 5 | 3492-5 | [15 empty] | 100 | 100 | 100 | 100 | 100 | 100 | 100 | 100 |  |  |  | Cannot match. Does not have 2016 or 2017 emissions. Retired 2010.
CONUS | EGU-Other | TX | 2017-01-01 | 3492 | 6 | 3492-6 | [15 empty] | 100 | 100 | 100 | 100 | 100 | 100 | 100 | 100 |  |  |  | Cannot match. Does not have 2016 or 2017 emissions. Retired 2010.
CONUS | EGU-Other | TX | 2050-01-01 | 55708 | BFB-1 | 55708-BFB-1 | 13389311 | 106746813 | 110305712 | 151177714 | 35 | 3 | 3 | 8 | 240 | 12 | 324 |  | 80.7 | 10100903 |  | 100 | 100 | 100 | 100 | 100 | 100 | 100 | 100 |  |  | 221122
CONUS | EGU-Other | VA | 2017-01-01 | 50900 | 002 | 50900-002 | 5798711 | 21496913 | 20608512 | 125273514 | 20328 | PWR002 | 1 | 3 | 217 | 17 | 300 | 15550 |  | 10200401 |  | 20 | 20 | 20 | 20 | 20 | 20 | 20 | 20
CONUS | EGU-Other | VA | 2017-01-01 | 50900 | 002 | 50900-002 | 5798711 | 21496913 | 20608512 | 125273614 | 20328 | PWR002 | 1 | 4 | 217 | 17 | 300 | 15550 |  | 10200501 |  | 20 | 20 | 20 | 20 | 20 | 20 | 20 | 20
CONUS | EGU-Other | VA | 2017-01-01 | 50900 | 002 | 50900-002 | 5798711 | 21496913 | 20608512 | 125273714 | 20328 | PWR002 | 1 | 5 | 217 | 17 | 300 | 15550 |  | 10200601 |  | 20 | 20 | 20 | 20 | 20 | 20 | 20 | 20
CONUS | EGU-Other | VA | 2017-01-01 | 50900 | 002 | 50900-002 | 5798711 | 21496913 | 20608512 | 1862114 | 20328 | PWR002 | 1 | 2 | 217 | 17 | 300 | 15550 |  | 10200905 |  | 20 | 20 | 20 | 20 | 20 | 20 | 20 | 20
CONUS | EGU-Other | VA | 2017-01-01 | 50900 | 002 | 50900-002 | 5798711 | 21496913 | 20608512 | 1862214 | 20328 | PWR002 | 1 | 1 | 217 | 17 | 300 | 15550 |  | 10200204 |  | 20 | 20 | 20 | 20 | 20 | 20 | 20 | 20
CONUS | EGU-Other | VA | 2017-01-01 | 50900 | 003 | 50900-003 | 5798711 | 21496613 | 20608512 | 125273814 | 20328 | PWR003 | 1 | 4 | 217 | 17 | 300 | 15550 |  | 10200601 |  | 20 | 20 | 20 | 20 | 20 | 20 | 20 | 20
CONUS | EGU-Other | VA | 2017-01-01 | 50900 | 003 | 50900-003 | 5798711 | 21496613 | 20608512 | 125273914 | 20328 | PWR003 | 1 | 5 | 217 | 17 | 300 | 15550 |  | 10200401 |  | 20 | 20 | 20 | 20 | 20 | 20 | 20 | 20
CONUS | EGU-Other | VA | 2017-01-01 | 50900 | 003 | 50900-003 | 5798711 | 21496613 | 20608512 | 1862514 | 20328 | PWR003 | 1 | 3 | 217 | 17 | 300 | 15550 |  | 10200501 |  | 20 | 20 | 20 | 20 | 20 | 20 | 20 | 20
CONUS | EGU-Other | VA | 2017-01-01 | 50900 | 003 | 50900-003 | 5798711 | 21496613 | 20608512 | 1862614 | 20328 | PWR003 | 1 | 1 | 217 | 17 | 300 | 15550 |  | 10200204 |  | 20 | 20 | 20 | 20 | 20 | 20 | 20 | 20
CONUS | EGU-Other | VA | 2017-01-01 | 50900 | 003 | 50900-003 | 5798711 | 21496613 | 20608512 | 1862714 | 20328 | PWR003 | 1 | 2 | 217 | 17 | 300 | 15550 |  | 10200905 |  | 20 | 20 | 20 | 20 | 20 | 20 | 20 | 20
CONUS | EGU-Other | VA | 2018-12-31 | 3796 | 3 | 3796-3 | 6631311 | 17179613 | 16706712 | 325214 | 40199 | 1 | 1 | 1 | 200 | 12 | 314 | 4700 | 41.5 | 10100601 |  | 100 | 100 | 100 | 100 | 100 | 100 | 100 | 100 |  |  | 221112
CONUS | EGU-Other | VA | 2018-12-31 | 3796 | 4 | 3796-4 | 6631311 | 17179313 | 16706912 | 326014 | 40199 | 2 | 2 | 1 | 200 | 15 | 264 | 7916.7 | 44.8 | 10100601 |  | 100 | 100 | 100 | 100 | 100 | 100 | 100 | 100 |  |  | 221112
CONUS | EGU-Other | VA | 2018-12-31 | 3804 | 3 | 3804-3 | 7520511 | 12373413 | 12308112 | 2113714 | 70225 | 3 | 3 | 2 | 174 | 13 | 262 | 5634.9833 | 42.4 | 10100604 |  | 100 | 100 | 100 | 100 | 100 | 100 | 100 | 100 |  |  | 221112
CONUS | EGU-Other | VA | 2018-12-31 | 3804 | 4 | 3804-4 | 7520511 | 12373313 | 12308012 | 2113914 | 70225 | 4 | 4 | 2 | 175 | 14 | 258 | 10839.75 | 70.4 | 10100604 |  | 100 | 100 | 100 | 100 | 100 | 100 | 100 | 100 |  |  | 221112
CONUS | EGU-Other | VA | 2028-12-31 | 10771 | 1 | 10771-1 | 10633611 | 58466213 | 54227412 | 167200814 | 51019 | 1 | 1 | 3 | 220 | 8 | 155 | 3895 | 77.5 | 10100902 |  | 100 | 100 | 99.9746 | 99.9761 | 99.9884 | 99.9238 | 100 | 100 |  |  | 221112
CONUS | EGU-Other | VA | 2028-12-31 | 10771 | 1 | 10771-1 | 10633611 | 58466213 | 54227412 | 76740114 | 51019 | 1 | 1 | 1 | 220 | 8 | 155 | 3895 | 77.5 | 10100204 |  | 0 | 0 | 0 | 0 | 0 | 0 | 0 | 0 |  |  | 221112
CONUS | EGU-Other | VA | 2028-12-31 | 10771 | 1 | 10771-1 | 10633611 | 58466213 | 54227412 | 76740214 | 51019 | 1 | 1 | 2 | 220 | 8 | 155 | 3895 | 77.5 | 10100602 |  | 0 | 0 | 0.025389 | 0.023947 | 0.011589 | 0.076213 | 0 | 0 |  |  | 221112
CONUS | EGU-Other | VA | 2028-12-31 | 10771 | 2 | 10771-2 | 10633611 | 58466313 | 54227412 | 167201014 | 51019 | 2 | 1 | 3 | 220 | 8 | 155 | 3895 | 77.5 | 10100902 |  | 100 | 100 | 99.9666 | 99.9681 | 99.9902 | 99.9493 | 100 | 100 |  |  | 221112
CONUS | EGU-Other | VA | 2028-12-31 | 10771 | 2 | 10771-2 | 10633611 | 58466313 | 54227512 | 76740314 | 51019 | 2 | 2 | 1 | 220 | 8 | 155 | 3895 | 77.5 | 10100204 |  | 0 | 0 | 0 | 0 | 0 | 0 | 0 | 0 |  |  | 221112
CONUS | EGU-Other | VA | 2028-12-31 | 10773 | 1 | 10773-1 | 4565711 | 27832913 | 26723012 | 989614 | 30859 | 1 | 1 | 6 | 220 | 8 | 155 | 3895 | 77.5 | 10100204 |  | 100 | 100 | 100 | 100 | 100 | 100 | 100 | 100 |  |  | 221112
CONUS | EGU-Other | VA | 2028-12-31 | 10773 | 2 | 10773-2 | 4565711 | 27832713 | 26723012 | 990214 | 30859 | 2 | 1 | 6 | 220 | 8 | 155 | 3895 | 77.5 | 10100204 |  | 100 | 100 | 100 | 100 | 100 | 100 | 100 | 100 |  |  | 221112
CONUS | EGU-Other | VA | 2028-12-31 | 10774 | 1 | 10774-1 | 6634511 | 17155113 | 16683912 | 152644314 | 61093 | 1 | 1 | 4 | 220 | 8 | 198 | 3583.3 | 71.2 | 10100204 |  | 0 | 100 | 0 | 0 | 0 | 0 | 0 | 0 |  |  | 221112
CONUS | EGU-Other | VA | 2028-12-31 | 10774 | 1 | 10774-1 | 6634511 | 17155113 | 16683912 | 180291514 | 61093 | 1 | 1 | 5 | 220 | 8 | 198 | 3583.3 | 71.2 | 10100903 |  | 100 | 0 | 0 | 0 | 0 | 0 | 0 | 0 |  |  | 221112
CONUS | EGU-Other | VA | 2028-12-31 | 10774 | 1 | 10774-1 | 6634511 | 17155113 | 16683912 | 180291614 | 61093 | 1 | 1 | 6 | 220 | 8 | 198 | 3583.3 | 71.2 | 10100903 |  | 0 | 0 | 0 | 0 | 100 | 0 | 0 | 0 |  |  | 221112
CONUS | EGU-Other | VA | 2028-12-31 | 10774 | 1 | 10774-1 | 6634511 | 17155113 | 16683912 | 640514 | 61093 | 1 | 1 | 1 | 220 | 8 | 198 | 3583.3 | 71.2 | 10100204 |  | 0 | 0 | 0 | 0 | 0 | 0 | 99.8766 | 99.8766 |  |  | 221112
CONUS | EGU-Other | VA | 2028-12-31 | 10774 | 1 | 10774-1 | 6634511 | 17155113 | 16683912 | 640614 | 61093 | 1 | 1 | 3 | 220 | 8 | 198 | 3583.3 | 71.2 | 10200307 |  | 0 | 0 | 98.8103 | 98.9968 | 0 | 99.9157 | 0 | 0 |  |  | 221112
CONUS | EGU-Other | VA | 2028-12-31 | 10774 | 1 | 10774-1 | 6634511 | 17155113 | 16683912 | 640714 | 61093 | 1 | 1 | 2 | 220 | 8 | 198 | 3583.3 | 71.2 | 10200501 |  | 0 | 0 | 1.1897 | 1.0032 | 0 | 0.084269 | 0.1234 | 0.1234 |  |  | 221112
CONUS | EGU-Other | VA | 2028-12-31 | 10774 | 2 | 10774-2 | 6634511 | 17155213 | 16684112 | 152644414 | 61093 | 2 | 2 | 4 | 220 | 8 | 198 | 3583.3 | 71.2 | 10200204 |  | 0 | 100 | 0 | 0 | 0 | 0 | 0 | 0 |  |  | 221112
CONUS | EGU-Other | VA | 2028-12-31 | 10774 | 2 | 10774-2 | 6634511 | 17155213 | 16684112 | 180291714 | 61093 | 2 | 2 | 5 | 220 | 8 | 198 | 3583.3 | 71.2 | 10100903 |  | 100 | 0 | 0 | 0 | 0 | 0 | 0 | 0 |  |  | 221112
CONUS | EGU-Other | VA | 2028-12-31 | 10774 | 2 | 10774-2 | 6634511 | 17155213 | 16684112 | 180291814 | 61093 | 2 | 2 | 6 | 220 | 8 | 198 | 3583.3 | 71.2 | 10100903 |  | 0 | 0 | 0 | 0 | 100 | 0 | 0 | 0 |  |  | 221112
CONUS | EGU-Other | VA | 2028-12-31 | 10774 | 2 | 10774-2 | 6634511 | 17155213 | 16684112 | 640214 | 61093 | 2 | 2 | 2 | 220 | 8 | 198 | 3583.3 | 71.2 | 10200501 |  | 0 | 0 | 1.1897 | 1.0031 | 0 | 0.11126 | 0.12225 | 0.12225 |  |  | 221112
CONUS | EGU-Other | VA | 2028-12-31 | 10774 | 2 | 10774-2 | 6634511 | 17155213 | 16684112 | 640314 | 61093 | 2 | 2 | 1 | 220 | 8 | 198 | 3583.3 | 71.2 | 10200219 |  | 0 | 0 | 0 | 0 | 0 | 0 | 99.8777 | 99.8777 |  |  | 221112
CONUS | EGU-Other | VA | 2028-12-31 | 10774 | 2 | 10774-2 | 6634511 | 17155213 | 16684112 | 640414 | 61093 | 2 | 2 | 3 | 220 | 8 | 198 | 3583.3 | 71.2 | 10200307 |  | 0 | 0 | 98.8103 | 98.9969 | 0 | 99.8887 | 0 | 0 |  |  | 221112
CONUS | EGU-Other | VA | 2050-01-01 | 10017 | 002 | 10017-002 | 4182011 | 33859113 | 32311812 | 158864114 | 40126 | 2 | 2 | 8 | 219 | 9.8 | 142 | 3283.3 | 43.5 | 10200601 |  | 0 | 0 | 24.6897 | 27.0834 | 0 | 91.0706 | 0 | 0 |  |  | 322121
CONUS | EGU-Other | VA | 2050-01-01 | 10017 | 002 | 10017-002 | 4182011 | 33859113 | 32311812 | 158864214 | 40126 | 2 | 2 | 9 | 219 | 9.8 | 142 | 3283.3 | 43.5 | 10200502 |  | 0 | 0 | 8.8875 | 8.596 | 0 | 0.12318 | 0 | 0 |  |  | 322121
CONUS | EGU-Other | VA | 2050-01-01 | 10017 | 002 | 10017-002 | 4182011 | 33859113 | 32311812 | 179813314 | 40126 | 2 | 2 | 10 | 219 | 9.8 | 142 | 3283.3 | 43.5 | 10100701 |  | 0 | 0 | 0 | 0 | 0 | 5.1206 | 0 | 0 |  |  | 322121
CONUS | EGU-Other | VA | 2050-01-01 | 10017 | 002 | 10017-002 | 4182011 | 33859113 | 32311812 | 480114 | 40126 | 2 | 2 | 2 | 219 | 9.8 | 142 | 3283.3 | 43.5 | 10200401 |  | 0 | 0 | 2.1082 | 2.1149 | 0 | 0.35013 | 87.6661 | 87.6661 |  |  | 322121 | EIS ID's NOT Verified
CONUS | EGU-Other | VA | 2050-01-01 | 10017 | 002 | 10017-002 | 4182011 | 33859113 | 32311812 | 480214 | 40126 | 2 | 2 | 1 | 219 | 9.8 | 142 | 3283.3 | 43.5 | 10200212 |  | 0 | 0 | 64.3147 | 62.2056 | 0 | 3.3355 | 12.3339 | 12.3339 |  |  | 322121 | EIS ID's NOT Verified
CONUS | EGU-Other | VA | 2050-01-01 | 10017 | 002 | 10017-002 | 4182011 | 33859113 | 32311812 | 480314 | 40126 | 2 | 2 | 3 | 219 | 9.8 | 142 | 3283.3 | 43.5 | 39999992 |  | 0 | 0 | 0 | 0 | 0 | 0 | 0 | 0 |  |  | 322121 | EIS ID's NOT Verified
CONUS | EGU-Other | VA | 2050-01-01 | 10017 | 002 | 10017-002 | 4182011 | 33859113 | 32311812 | 76673514 | 40126 | 2 | 2 | 4 | 219 | 9.8 | 142 | 3283.3 | 43.5 | 39999994 |  | 100 | 0 | 0 | 0 | 0 | 0 | 0 | 0 |  |  | 322121 | EIS ID's NOT Verified
CONUS | EGU-Other | VA | 2050-01-01 | 10017 | 002 | 10017-002 | 4182011 | 33859113 | 32311812 | 76673614 | 40126 | 2 | 2 | 5 | 219 | 9.8 | 142 | 3283.3 | 43.5 | 39999994 |  | 0 | 100 | 0 | 0 | 0 | 0 | 0 | 0 |  |  | 322121 | EIS ID's NOT Verified
CONUS | EGU-Other | VA | 2050-01-01 | 10017 | 002 | 10017-002 | 4182011 | 33859113 | 32311812 | 76673714 | 40126 | 2 | 2 | 6 | 219 | 9.8 | 142 | 3283.3 | 43.5 | 39999994 |  | 0 | 0 | 0 | 0 | 100 | 0 | 0 | 0 |  |  | 322121 | EIS ID's NOT Verified
CONUS | EGU-Other | VA | 2050-01-01 | 10017 | 002 | 10017-002 | 4182011 | 33859113 | 32311812 | 76673814 | 40126 | 2 | 2 | 7 | 219 | 9.8 | 142 | 3283.3 | 43.5 | 39999992 |  | 0 | 0 | 0 | 0 | 0 | 0 | 0 | 0 |  |  | 322121 | EIS ID's NOT Verified
CONUS | EGU-Other | VA | 2050-01-01 | 50900 | 001 | 50900-001 | 5798711 | 21498213 | 20608512 | 125181614 | 20328 | PWR001 | 1 | 2 | 217 | 17 | 300 | 15550 |  | 10200401 |  | 0 | 0 | 0 | 0 | 0 | 0 | 0 | 0
CONUS | EGU-Other | VA | 2050-01-01 | 50900 | 001 | 50900-001 | 5798711 | 21498213 | 20608512 | 1859814 | 20328 | PWR001 | 1 | 1 | 217 | 17 | 300 | 15550 |  | 10200202 |  | 100 | 100 | 100 | 100 | 81.877 | 73.7967 | 0 | 0
CONUS | EGU-Other | VA | 2050-01-01 | 50900 | 001 | 50900-001 | 5798711 | 21498213 | 20608512 | 1859914 | 20328 | PWR001 | 1 | 3 | 217 | 17 | 300 | 15550 |  | 10200501 |  | 0 | 0 | 0 | 0 | 0 | 0 | 0 | 0
CONUS | EGU-Other | VA | 2050-01-01 | 50900 | 001 | 50900-001 | 5798711 | 21498213 | 20608512 | 1860014 | 20328 | PWR001 | 1 | 4 | 217 | 17 | 300 | 15550 |  | 10200902 |  | 0 | 0 | 0 | 0 | 0 | 0 | 0 | 0
CONUS | EGU-Other | VA | 2050-01-01 | 50900 | 001 | 50900-001 | 5798711 | 21498213 | 20608512 | 1860114 | 20328 | PWR001 | 1 | 5 | 217 | 17 | 300 | 15550 |  | 10200601 |  | 0 | 0 | 0 | 0 | 18.123 | 26.2033 | 100 | 100
CONUS | EGU-Other | VA | 2050-01-01 | 50900 | 004 | 50900-004 | 5798711 | 21497413 | 20608512 | 125274114 | 20328 | PWR004 | 1 | 2 | 217 | 17 | 300 | 15550 |  | 10200501 |  | 0 | 0 | 0 | 0 | 0.13404 | 0.060364 | 0 | 0
CONUS | EGU-Other | VA | 2050-01-01 | 50900 | 004 | 50900-004 | 5798711 | 21497413 | 20608512 | 125274214 | 20328 | PWR004 | 1 | 3 | 217 | 17 | 300 | 15550 |  | 10200601 |  | 0 | 0 | 0 | 0 | 0 | 0 | 0 | 0
CONUS | EGU-Other | VA | 2050-01-01 | 50900 | 004 | 50900-004 | 5798711 | 21497413 | 20608512 | 125274314 | 20328 | PWR004 | 1 | 4 | 217 | 17 | 300 | 15550 |  | 10200902 |  | 0 | 0 | 0 | 0 | 0 | 0 | 0 | 0
CONUS | EGU-Other | VA | 2050-01-01 | 50900 | 004 | 50900-004 | 5798711 | 21497413 | 20608512 | 125274414 | 20328 | PWR004 | 1 | 5 | 217 | 17 | 300 | 15550 |  | 10200401 |  | 0 | 0 | 0 | 0 | 0 | 0 | 0 | 0
CONUS | EGU-Other | VA | 2050-01-01 | 50900 | 004 | 50900-004 | 5798711 | 21497413 | 20608512 | 1861314 | 20328 | PWR004 | 1 | 1 | 217 | 17 | 300 | 15550 |  | 10200212 |  | 100 | 100 | 100 | 100 | 99.866 | 99.9396 | 100 | 100
CONUS | EGU-Other | VA | 2050-01-01 | 50900 | 005 | 50900-005 | 5798711 | 21497013 | 20607712 | 125181214 | 20328 | PWR005 | 2 | 3 | 80 | 6 | 370 | 1902.1 |  | 10200504 |  | 0 | 0 | 0 | 0 | 0 | 0 | 0 | 0
CONUS | EGU-Other | VA | 2050-01-01 | 50900 | 005 | 50900-005 | 5798711 | 21497013 | 20607712 | 125181314 | 20328 | PWR005 | 2 | 4 | 80 | 6 | 370 | 1902.1 |  | 10200401 |  | 0 | 0 | 0 | 0 | 0 | 0 | 0 | 0
CONUS | EGU-Other | VA | 2050-01-01 | 50900 | 005 | 50900-005 | 5798711 | 21497013 | 20607712 | 1861914 | 20328 | PWR005 | 2 | 1 | 80 | 6 | 370 | 1902.1 |  | 10200501 |  | 0 | 0 | 0 | 0 | 0 | 0 | 0 | 0
CONUS | EGU-Other | VA | 2050-01-01 | 50900 | 005 | 50900-005 | 5798711 | 21497013 | 20607712 | 1862014 | 20328 | PWR005 | 2 | 2 | 80 | 6 | 370 | 1902.1 |  | 10200601 |  | 100 | 100 | 100 | 100 | 100 | 100 | 100 | 100
CONUS | EGU-Other | VA | 2050-01-01 | 50900 | 011 | 50900-011 | 5798711 | 21498513 | 20607412 | 125274014 | 20328 | PWR006 | 3 | 2 | 100 | 7 | 305 | 8651.3 |  | 10200601 |  | 100 | 100 | 100 | 100 | 100 | 100 | 100 | 100
CONUS | EGU-Other | VA | 2050-01-01 | 50900 | 011 | 50900-011 | 5798711 | 21498513 | 20607412 | 1859514 | 20328 | PWR006 | 3 | 1 | 100 | 7 | 305 | 8651.3 |  | 10200501 |  | 0 | 0 | 0 | 0 | 0 | 0 | 0 | 0
CONUS | EGU-Other | VT | 2050-01-01 | 589 | 1 | 589-1 | 7773211 | 1692113 | 1617412 | 1090414 | 43 | 1 | 1 | 3 | 257 | 10 | 284 | 4749.2 | 60.5 | 10100601 |  | 0 | 0 | 0 | 0 | 0 | 0 | 0 | 0 |  |  | 22111
CONUS | EGU-Other | VT | 2050-01-01 | 589 | 1 | 589-1 | 7773211 | 1692113 | 1617412 | 1090514 | 43 | 1 | 1 | 1 | 257 | 10 | 284 | 4749.2 | 60.5 | 10100902 |  | 100 | 100 | 100 | 100 | 100 | 100 | 100 | 100 |  |  | 22111
CONUS | EGU-Other | VT | 2050-01-01 | 589 | 1 | 589-1 | 7773211 | 1692113 | 1617412 | 1090614 | 43 | 1 | 1 | 2 | 257 | 10 | 284 | 4749.2 | 60.5 | 10100501 |  | 0 | 0 | 0 | 0 | 0 | 0 | 0 | 0 |  |  | 22111
CONUS | EGU-Other | WI | 2050-01-01 | 58124 | 1 | 58124-1 | 16843311 | 109223413 | 112738312 | 154753114 | 737227040 | B01 | S01 | 2 | 265 | 10.007 | 300 |  | 63.484 | 10100601 |  | 0 | 0 | 0 | 0 | 0 | 0 | 1.2626 | 1.2626 |  |  | 221117
CONUS | EGU-Other | WI | 2050-01-01 | 58124 | 1 | 58124-1 | 16843311 | 109223413 | 112738312 | 154753214 | 737227040 | B01 | S01 | 1 | 265 | 10.007 | 300 |  | 63.484 | 10101101 |  | 100 | 100 | 100 | 100 | 100 | 100 | 98.7374 | 98.7374 |  |  | 221117
CONUS | EGU-Other | WV | 2050-01-01 | 10788 | 612 | 10788-612 | 6884211 | 71696013 | 65906812 | 99240114 | 1 | 612 | 78 | 1 |  |  | 500 | 255 | 40 | 10200601 |  | 100 | 100 | 100 | 100 | 100 | 100 | 100 | 100 |  |  | 325199 | EIS ID's NOT Verified
CONUS | EGU-Other | WV | 2050-01-01 | 3935 | AUX1 | 3935-AUX1 | 6789111 | 71713113 | 65922212 | 99268014 | 6 | 4 | 1 | 1 | 104 | 7 | 726 | 4618.1 | 120 | 10300501 |  | 100 | 100 | 100 | 100 | 100 | 100 | 100 | 100 |  |  | 221112
CONUS | EGU-Other | WV | 2050-01-01 | 3935 | AUX3 | 3935-AUX3 | 6789111 | 71713213 | 65922112 | 99268114 | 6 | 5 | 2 | 1 | 200 | 7 | 627 | 4156.3 | 108 | 10300501 |  | 100 | 100 | 100 | 100 | 100 | 100 | 100 | 100 |  |  | 221112
CONUS | EGU-Other | WV | 2050-01-01 | 3948 | AUX1 | 3948-AUX1 | 6902311 | 71766413 | 65964512 | 99378614 | 5 | 3 | 1 | 1 | 214 | 7 | 726 | 4618.1 | 120 | 10300501 |  | 100 | 100 | 100 | 100 | 100 | 100 | 100 | 100 |  |  | 221112
CONUS | EGU-Other | WV | 2050-01-01 | 50151 | B26 | 50151-B26 | 5782311 | 71717913 | 65925912 | 99275214 | 3 | B7 | 86 | 1 | [5 empty] | 10200601 |  | 100 | 100 | 100 | 100 | 100 | 100 | 100 | 100 |  |  | 325199
CONUS | EGU-Other | WV | 2050-01-01 | 50151 | B27 | 50151-B27 | 5782311 | 71718013 | 20690712 | 99275314 | 3 | B8 | 103 | 1 |  |  | 387 | 1280 | 36.6 | 10200601 |  | 50 | 50 | 50 | 50 | 50 | 50 | 50 | 50 |  |  | 325199
CONUS | EGU-Other | WV | 2050-01-01 | 50151 | B27 | 50151-B27 | 5782311 | 71718013 | 20690712 | 99275414 | 3 | B8 | 103 | 2 |  |  | 387 | 1280 | 36.6 | 10200799 |  | 50 | 50 | 50 | 50 | 50 | 50 | 50 | 50 |  |  | 325199
CONUS | EGU-Other | WV | 2050-01-01 | 50491 | 001 | 50491-001 | 4878711 | 71796213 | 65983412 | 99442114 | 2 | 1 | 77 | 1 | 225 | 16 | 335 | 4446.1 | 22.1 | 10200202 |  | 99.3125 | 99.9992 | 99.9997 | 99.9998 | 98.1423 | 95.2191 | 100 | 100 |  |  | 32518
CONUS | EGU-Other | WV | 2050-01-01 | 50491 | 001 | 50491-001 | 4878711 | 71796213 | 65983412 | 99442214 | 2 | 1 | 77 | 2 | 225 | 16 | 335 | 4446.1 | 22.1 | 10201401 |  | 0.68752 | 0.00078568 | 0.0002862 | 0.00024441 | 1.8577 | 4.7809 | 0 | 0 |  |  | 32518
CONUS | EGU-Other | WV | 2050-01-01 | 50491 | 002 | 50491-002 | 4878711 | 71796313 | 65983412 | 99442314 | 2 | 2 | 77 | 1 | 225 | 16 | 335 | 4446.1 | 22.1 | 10200202 |  | 100 | 100 | 100 | 100 | 100 | 100 | 100 | 100 |  |  | 32518
CONUS | EGU-Other | WV | 2050-01-01 | 50491 | 003 | 50491-003 | 4878711 | 71796413 | 65983512 | 99442414 | 2 | 3 | 78 | 1 | 272 | 9 | 340 | 5118.3333 | 80.5 | 10201401 |  | 100 | 100 | 100 | 100 | 100 | 100 | 100 | 100 |  |  | 32518
CONUS | EGU-Other | WV | 2050-01-01 | 6264 | AUX1 | 6264-AUX1 | 6760811 | 71715913 | 65923212 | 99271814-AUX1 | 9 | 2 | 2 | 1 | 300 | 11 | 627 | 8362.9 | 88 | 10300501 |  | 53.9291 | 54.3478 | 54 | 54.0541 | 53.7979 | 50 | 53.8462 | 53.8462 |  |  | 221112 | EIS ID's NOT Verified
CONUS | EGU-Other | WV | 2050-01-01 | 6264 | AUX1 | 6264-AUX1 | 6760811 | 71715913 | 65923212 | 99271914-AUX1 | 9 | 2 | 2 | 2 | 300 | 11 | 627 | 8362.9 | 88 | 10300501 |  | 46.0709 | 45.6522 | 46 | 45.9459 | 46.2021 | 50 | 46.1538 | 46.1538 |  |  | 221112 | EIS ID's NOT Verified
CONUS | EGU-Other | WV | 2050-01-01 | 6264 | AUX2 | 6264-AUX2 | 6760811 | 71715913 | 65923212 | 99271814-AUX2 | 9 | 2 | 2 | 1 | 300 | 11 | 627 | 8362.9 | 88 | 10300501 |  | 53.9291 | 54.3478 | 54 | 54.0541 | 53.7979 | 50 | 53.8462 | 53.8462 |  |  | 221112 | EIS ID's NOT Verified
CONUS | EGU-Other | WV | 2050-01-01 | 6264 | AUX2 | 6264-AUX2 | 6760811 | 71715913 | 65923212 | 99271914-AUX2 | 9 | 2 | 2 | 2 | 300 | 11 | 627 | 8362.9 | 88 | 10300501 |  | 46.0709 | 45.6522 | 46 | 45.9459 | 46.2021 | 50 | 46.1538 | 46.1538 |  |  | 221112 | EIS ID's NOT Verified
CONUS | EGU-Other | WV | 2050-01-01 | 880053 | B016 | 880053-B016 | 6884411 | 128729012 | [13 empty] | 100 | 100 | 100 | 100 | 100 | 100 | 100 | 100
CONUS | EGU-Other | WV | 2050-01-01 | 880053 | B017 | 880053-B017 | 6884411 | 128729012 | [13 empty] | 100 | 100 | 100 | 100 | 100 | 100 | 100 | 100
CONUS | Industrial | AL | 2050-01-01 | 52140 | Z006 | 52140-Z006 | 7212311 | 10826613 | 10774912 | 61568114 | 1 | Z006 | 802 | 2 | 219 | 6 | 150 | 1616.7 | 50 | 10200601 |  | 50.0223 | 54.2686 | 54.2513 | 54.2477 | 54.2696 | 54.3046 | 50.0223 | 50.0223 |  |  | 325194
CONUS | Industrial | AL | 2050-01-01 | 52140 | Z006 | 52140-Z006 | 7212311 | 10826613 | 10775212 | 61568014 | 1 | Z006 | 801 | 1 | 219 | 6 | 150 | 181.7 | 55 | 10200601 |  | 49.9777 | 45.7314 | 45.7487 | 45.7523 | 45.7304 | 45.6954 | 49.9777 | 49.9777 |  |  | 325194
CONUS | Industrial | AL | 2050-01-01 | 52140 | Z008 | 52140-Z008 | 7212311 | 10823813 | 10775312 | 61571014 | 1 | Z008 | 008&011 | 1 | 250 | 15 | 471 | 10633.3 | 60 | 10200204 |  | 100 | 100 | 100 | 100 | 100 | 100 | 100 | 100 |  |  | 325194
CONUS | Industrial | AL | 2050-01-01 | 54096 | X026 | 54096-X026 | 7213511 | 10806813 | 10758212 | 61853814 | 3 | X026 | 26 | 1 | 200 | 12 | 323 | 6303.1 | 55.8 | 20200203 |  | 100 | 100 | 100 | 100 | 100 | 100 | 100 | 100 |  |  | 322110 | Address & coordinates match. Matches on unit type.
CONUS | Industrial | AL | 2050-01-01 | 54096 | Z007 | 54096-Z007 | 7213511 | 10807613 | 10758612 | 61666314 | 3 | Z007 | 7 | 1 | 147 | 7 | 287 | 1424.9 | 37 | 10200601 |  | 100 | 100 | 100 | 100 | 100 | 100 | 100 | 100 |  |  | 322110 | Address & coordinates match. Matches on unit type.
CONUS | Industrial | AL | 2050-01-01 | 54802 | X022 | 54802-X022 | 1000211 | 47796313 | 45323512 | 61444514 | 4 | X022 | 22 | 1 | 80 | 9.7 | 285 | 4722.366 | 63.93 | 20200203 |  | 100 | 100 | 100 | 100 | 100 | 100 | 100 | 100 |  |  | 322121
CONUS | Industrial | AL | 2050-01-01 | 54802 | Z008 | 54802-Z008 | 1000211 | 47794913 | 45323912 | 61446014 | 4 | X008 | 8 | 1 | 212 | 12 | 212 | 2804.8 | 24.81 | 10200601 |  | 100 | 100 | 100 | 100 | 100 | 100 | 100 | 100 |  |  | 322121
CONUS | Industrial | AL | 2050-01-01 | 7698 | CC1 | 7698-CC1 | 1020111 | 47700413 | 45224612 | 61267914 | 8 | X016 | COGEN1 | 1 | 105 | 16 | 279 | 11834.7 | 58.9 | 10200604 |  | 100 | 100 | 100 | 100 | 100 | 100 | 100 | 100 |  |  | 325211
CONUS | Industrial | AL | 2050-01-01 | 880041 | X015 | 880041-X015 | 985511 | 47825113 | 45373012 | 61031714 | 10 | X015 | X015 | 1 | 190 | 8 | 301 | 2733.3 | 54.4 | 10201301 |  | 100 | 100 | 100 | 100 | 100 | 100 | 100 | 100 |  |  | 325199
CONUS | Industrial | AL | 2050-01-01 | 880041 | Z005 | 880041-Z005 | 985511 | 47827213 | 45363912 | 61020214 | 10 | Z005 | B456 | 1 | 190 | 10 | 369 | 3500 | 40.4 | 10200204 |  | 100 | 100 | 100 | 100 | 100 | 100 | 100 | 100 |  |  | 325199
CONUS | Industrial | AL | 2050-01-01 | 880041 | Z006 | 880041-Z006 | 985511 | 47827113 | 45363912 | 61020314 | 10 | Z006 | B456 | 1 | 190 | 10 | 369 | 3500 | 40.4 | 10200204 |  | 100 | 100 | 100 | 100 | 100 | 100 | 100 | 100 |  |  | 325199
CONUS | Industrial | AL | 2050-01-01 | 880075 | AB8301 | 880075-AB8301 | [15 empty] | 100 | 100 | 100 | 100 | 100 | 100 | 100 | 100 |  |  |  | Prioritize in next outreach. Has 2016 & 2017 emissions. Not in 2016 or 2017 egucems or egunoncems.
CONUS | Industrial | AL | 2050-01-01 | 880101 | PB3 | 880101-PB3 | [15 empty] | 100 | 100 | 100 | 100 | 100 | 100 | 100 | 100 |  |  |  | Prioritize in next outreach. Has 2016 & 2017 emissions. Not in 2016 or 2017 egucems or egunoncems.
CONUS | Industrial | CT | 2050-01-01 | 54605 | 001 | 54605-001 | 2673411 | 40876913 | 38996812 | 154698114 | T053P0009C00130 | P0049 | 107 | 20100101 | 132 | 10.4 | 437 | 4163.3333 | 49.01 | 20100101 |  | 35.9773 | 53.128 | 43.4089 | 43.4089 | 17.1649 | 8.2754 | 32.2182 | 32.2182 |  |  | 336412
CONUS | Industrial | CT | 2050-01-01 | 54605 | 001 | 54605-001 | 2673411 | 40876913 | 38996812 | 47536114 | T053P0009C00130 | P0049 | 107 | 2 | 132 | 10.4 | 437 | 4163.3333 | 49.01 | 20100201 |  | 64.0227 | 46.872 | 56.5911 | 56.5911 | 82.8351 | 91.7246 | 67.7818 | 67.7818 |  |  | 336412
CONUS | Industrial | DE | 2050-01-01 | 52193 | DCPP4 | 52193-DCPP4 | 588311 | 46161413 | 43834312 | 48915714 | 1000300016 | 67 | 68 | 2 | 500 | 20 | 250 | 12808.8333 | 40.8 | 10100701 |  | 100 | 100 | 100 | 100 | 100 | 100 | 100 | 100 |  |  | 32411
CONUS | Industrial | FL | 2017-01-01 | 629 | P3 | 629-P3 | 2797211 | 40826013 | 38945412 | 49094514 | 1270020 | 9 | 9 | 1 | 41 | 12.3 | 960 | 15900 | 133.8 | 20100101 |  | 100 | 100 | 100 | 100 | 100 | 100 | 100 | 100 |  |  | 2211
CONUS | Industrial | FL | 2018-01-01 | 10333 | 1 | 10333-1 | 16592211 | 109076713 | 112590212 | 154524514 | 530380 | 2 | 2 | 1 | 165 | 12 | 340 | 6500 | 57.5 | 10100902 |  | 100 | 100 | 100 | 100 | 100 | 100 | 100 | 100 |  |  | 2211
CONUS | Industrial | FL | 2018-01-01 | 10333 | 1 | 10333-1 | 16592211 | 109076713 | 112590212 | 154524614 | 530380 | 2 | 2 | 2 | 165 | 12 | 340 | 6500 | 57.5 | 10100501 |  | 0 | 0 | 0 | 0 | 0 | 0 | 0 | 0 |  |  | 2211
CONUS | Industrial | IL | 2017-01-01 | 880086 | UNITC | 880086-UNITC | 8065311 | 6299413 | 6239712 | 43446314 | 179060ACR | 19 | 48 | 1 | 200 | 6 | 359 | 2483.3 | 87.8 | 10200202 |  | 98.3813 | 95.6072 | 99.4834 | 99.1575 | 94.2966 | 96.7742 | 98.3813 | 98.3813 |  |  | 325998
CONUS | Industrial | IL | 2017-01-01 | 880086 | UNITC | 880086-UNITC | 8065311 | 6299413 | 6239712 | 43446414 | 179060ACR | 19 | 48 | 2 | 200 | 6 | 359 | 2483.3 | 87.8 | 10200505 |  | 1.6187 | 4.3928 | 0.51665 | 0.84247 | 5.7034 | 3.2258 | 1.6187 | 1.6187 |  |  | 325998
CONUS | Industrial | IL | 2050-01-01 | 10865 | FBC1 | 10865-FBC1 | 8139911 | 4636213 | 4481512 | 45466714 | 115015AAE | 223 | 77 | 1 | 322 | 13.5 | 320 | 1120 | 7.8246 | 10200217 |  | 100 | 100 | 100 | 100 | 100 | 100 | 100 | 100 |  |  | 311221
CONUS | Industrial | IL | 2050-01-01 | 10865 | FBC2 | 10865-FBC2 | 8139911 | 4638013 | 4481512 | 45464914 | 115015AAE | 224 | 77 | 1 | 322 | 13.5 | 320 | 1120 | 7.8246 | 10200217 |  | 100 | 100 | 100 | 100 | 100 | 100 | 100 | 100 |  |  | 311221
CONUS | Industrial | IL | 2050-01-01 | 10865 | FBC3 | 10865-FBC3 | 8139911 | 4640213 | 4481512 | 45428814 | 115015AAE | 225 | 77 | 1 | 322 | 13.5 | 320 | 1120 | 7.8246 | 10200217 |  | 100 | 100 | 100 | 100 | 100 | 100 | 100 | 100 |  |  | 311221
CONUS | Industrial | IL | 2050-01-01 | 10865 | FBC4 | 10865-FBC4 | 8139911 | 4640713 | 87533012 | 45428314 | 115015AAE | 226 | 464 | 1 | 322 | 13.5 | 320 | 840 | 5.8684 | 10200217 |  | 100 | 100 | 100 | 100 | 100 | 100 | 100 | 100 |  |  | 311221
CONUS | Industrial | IL | 2050-01-01 | 10865 | FBC5 | 10865-FBC5 | 8139911 | 4640013 | 87533012 | 45429014 | 115015AAE | 227 | 464 | 1 | 322 | 13.5 | 320 | 840 | 5.8684 | 10200217 |  | 100 | 100 | 100 | 100 | 100 | 100 | 100 | 100 |  |  | 311221
CONUS | Industrial | IL | 2050-01-01 | 10865 | FBC6 | 10865-FBC6 | 8139911 | 4639713 | 87533012 | 45429314 | 115015AAE | 228 | 464 | 1 | 322 | 13.5 | 320 | 840 | 5.8684 | 10200217 |  | 100 | 100 | 100 | 100 | 100 | 100 | 100 | 100 |  |  | 311221
CONUS | Industrial | IL | 2050-01-01 | 10865 | FBC7 | 10865-FBC7 | 8139911 | 4640313 | 4481512 | 45428714 | 115015AAE | 229 | 77 | 1 | 322 | 13.5 | 320 | 1120 | 7.8246 | 10200217 |  | 100 | 100 | 100 | 100 | 100 | 100 | 100 | 100 |  |  | 311221
CONUS | Industrial | IL | 2050-01-01 | 10865 | FBC8 | 10865-FBC8 | 8139911 | 4639913 | 87533112 | 45429114 | 115015AAE | 230 | 465 | 1 | 322 | 8 | 320 | 280 | 5.5704 | 10200217 |  | 100 | 100 | 100 | 100 | 100 | 100 | 100 | 100 |  |  | 311221
CONUS | Industrial | IL | 2050-01-01 | 10865 | FBC9 | 10865-FBC9 | 8139911 | 4636413 | 87533212 | 45466514 | 115015AAE | 222 | 466 | 1 | 322 | 8 | 320 | 280 | 5.5704 | 10200217 |  | 100 | 100 | 100 | 100 | 100 | 100 | 100 | 100 |  |  | 311221
CONUS | Industrial | IL | 2050-01-01 | 10865 | GB1 | 10865-GB1 | 8139911 | [14 empty] | 100 | 100 | 100 | 100 | 100 | 100 | 100 | 100 |  |  |  | Prioritize in next outreach. Has 2016 & 2017 emissions. Not in 2016 or 2017 egucems or egunoncems.
CONUS | Industrial | IL | 2050-01-01 | 10865 | GB2 | 10865-GB2 | 8139911 | [14 empty] | 100 | 100 | 100 | 100 | 100 | 100 | 100 | 100 |  |  |  | Prioritize in next outreach. Has 2016 & 2017 emissions. Not in 2016 or 2017 egucems or egunoncems.
CONUS | Industrial | IL | 2050-01-01 | 10866 | 13 | 10866-13 | [15 empty] | 100 | 100 | 100 | 100 | 100 | 100 | 100 | 100 |  |  |  | Prioritize in next outreach. Has 2016 & 2017 emissions. Not in 2016 or 2017 egucems or egunoncems.
CONUS | Industrial | IL | 2050-01-01 | 10866 | 14 | 10866-14 | [15 empty] | 100 | 100 | 100 | 100 | 100 | 100 | 100 | 100 |  |  |  | Prioritize in next outreach. Has 2016 & 2017 emissions. Not in 2016 or 2017 egucems or egunoncems.
CONUS | Industrial | IL | 2050-01-01 | 10867 | 123-08 | 10867-123-08 | 7793311 | 2268613 | 2183612 | 45301114-123-08 | 115015ABX | 299 | 292 | 1 | 300 | 8 | 280 | 1416.7 | 28.2 | 10200217 |  | 100 | 100 | 100 | 100 | 100 | 100 | 100 | 100 |  |  | 311221
CONUS | Industrial | IL | 2050-01-01 | 10867 | 123-09 | 10867-123-09 | 7793311 | 2268613 | 2183612 | 45301114-123-09 | 115015ABX | 299 | 292 | 1 | 300 | 8 | 280 | 1416.7 | 28.2 | 10200217 |  | 100 | 100 | 100 | 100 | 100 | 100 | 100 | 100 |  |  | 311221
CONUS | Industrial | IL | 2050-01-01 | 50627 | 20B1 | 50627-20B1 | [15 empty] | 100 | 100 | 100 | 100 | 100 | 100 | 100 | 100 |  |  |  | Prioritize in next outreach. Has 2016 & 2017 emissions. Not in 2016 or 2017 egucems or egunoncems.
CONUS | Industrial | IL | 2050-01-01 | 50627 | 55B100 | 50627-55B100 | [15 empty] | 100 | 100 | 100 | 100 | 100 | 100 | 100 | 100 |  |  |  | Prioritize in next outreach. Has 2016 & 2017 emissions. Not in 2016 or 2017 egucems or egunoncems.
CONUS | Industrial | IL | 2050-01-01 | 54556 | B05 | 54556-B05 | 946411 | 47924013 | 45467812 | 47014214 | 031012ABI | 46 | 46 | 1 | 119 | 5.54 | 351 | 2120 | 87.9481 | 10200601 |  | 100 | 100 | 100 | 100 | 100 | 100 | 100 | 100 |  |  | 311221
CONUS | Industrial | IL | 2050-01-01 | 54556 | B06 | 54556-B06 | 946411 | 47926013 | 45463612 | 47012214 | 031012ABI | 160 | 158 | 1 | 200 | 10 | 320 | 3500 | 44.5634 | 10200601 |  | 100 | 100 | 100 | 100 | 100 | 100 | 100 | 100 |  |  | 311221
CONUS | Industrial | IL | 2050-01-01 | 54556 | B07 | 54556-B07 | 946411 | 59373413 | 55960812 | 85463014 | 031012ABI | 233 | 305 | 1 | 175 | 7.51 | 344 | 2676.6666 | 60.4261 | 10200601 |  | 100 | 100 | 100 | 100 | 100 | 100 | 100 | 100 |  |  | 311221
CONUS | Industrial | IL | 2050-01-01 | 54556 | B10 | 54556-B10 | 946411 | 59371113 | 55960612 | 85463114 | 031012ABI | 234 | 306 | 1 | 250 | 12 | 301 | 5552.5833 | 49.0956 | 10200217 |  | 100 | 100 | 100 | 100 | 100 | 100 | 100 | 100 |  |  | 311221
CONUS | Industrial | IL | 2050-01-01 | 55245 | 1 | 55245-1 | 2599311 | 40760613 | 38882012 | 44614614 | 041030ABG | 1 | 3 | 1 | 190 | 16.75 | 365 | 6000 | 27.229 | 10100202 |  | 0 | 0 | 0 | 0 | 0 | 0 | 0 | 0 |  |  | 221112 | Address & coordinates match. Nox mass does not match.
CONUS | Industrial | IL | 2050-01-01 | 55245 | 1 | 55245-1 | 2599311 | 40760613 | 38882012 | 44614714 | 041030ABG | 1 | 3 | 2 | 190 | 16.75 | 365 | 6000 | 27.229 | 10100601 |  | 100 | 100 | 100 | 100 | 100 | 100 | 100 | 100 |  |  | 221112 | Address & coordinates match. Nox mass does not match.
CONUS | Industrial | IL | 2050-01-01 | 55245 | 3 | 55245-3 | 2599311 | 59645313 | 38882012 | 85691814 | 041030ABG | 7 | 3 | 2 | 190 | 16.75 | 365 | 6000 | 27.229 | 10100601 |  | 100 | 100 | 100 | 100 | 100 | 100 | 100 | 100 |  |  | 221112 | Address & coordinates match. Nox mass does not match.
CONUS | Industrial | IL | 2050-01-01 | 55245 | 3 | 55245-3 | 2599311 | 59645313 | 38882012 | 85691914 | 041030ABG | 7 | 3 | 1 | 190 | 16.75 | 365 | 6000 | 27.229 | 10100202 |  | 0 | 0 | 0 | 0 | 0 | 0 | 0 | 0 |  |  | 221112 | Address & coordinates match. Nox mass does not match.
CONUS | Industrial | IL | 2050-01-01 | 55245 | 4 | 55245-4 | 2599311 | 59645213 | 38882012 | 85692014 | 041030ABG | 8 | 3 | 2 | 190 | 16.75 | 365 | 6000 | 27.229 | 10100601 |  | 100 | 100 | 100 | 100 | 100 | 100 | 100 | 100 |  |  | 221112 | Address & coordinates match. Nox mass does not match.
CONUS | Industrial | IL | 2050-01-01 | 55245 | 4 | 55245-4 | 2599311 | 59645213 | 38882012 | 85692114 | 041030ABG | 8 | 3 | 1 | 190 | 16.75 | 365 | 6000 | 27.229 | 10100202 |  | 0 | 0 | 0 | 0 | 0 | 0 | 0 | 0 |  |  | 221112 | Address & coordinates match. Nox mass does not match.
CONUS | Industrial | IL | 2050-01-01 | 880067 | BLR15 | 880067-BLR15 | 7940411 | 3049613 | 2917012 | 86182114 | 119090AAA | 80 | 68 | 3 | 132 | 7 | 425 | 1661.6 | 43.2 | 10201301 |  | 50 | 50 | 50 | 50 | 50 | 50 | 50 | 50 |  |  | 324110 | Address & coordinates match. Nox mass does not match.
CONUS | Industrial | IL | 2050-01-01 | 880067 | BLR15 | 880067-BLR15 | 7940411 | 3049613 | 2917012 | 86182214 | 119090AAA | 80 | 68 | 2 | 132 | 7 | 425 | 1661.6 | 43.2 | 10200701 |  | 50 | 50 | 50 | 50 | 50 | 50 | 50 | 50 |  |  | 324110 | Address & coordinates match. Nox mass does not match.
CONUS | Industrial | IL | 2050-01-01 | 880067 | BLR16 | 880067-BLR16 | 7940411 | 3049713 | 2917112 | 42826014 | 119090AAA | 81 | 69 | 1 | 132 | 7 | 425 | 1661.6 | 43.2 | 10200601 |  | 0 | 0 | 0 | 0 | 0 | 0 | 0 | 0 |  |  | 324110 | Address & coordinates match. Nox mass does not match.
CONUS | Industrial | IL | 2050-01-01 | 880067 | BLR16 | 880067-BLR16 | 7940411 | 3049713 | 2917112 | 42826114 | 119090AAA | 81 | 69 | 2 | 132 | 7 | 425 | 1661.6 | 43.2 | 10200701 |  | 100 | 100 | 100 | 100 | 100 | 100 | 100 | 100 |  |  | 324110 | Address & coordinates match. Nox mass does not match.
CONUS | Industrial | IL | 2050-01-01 | 880067 | BLR17 | 880067-BLR17 | 7940411 | 3052713 | 2913412 | 86182314 | 119090AAA | 82 | 70 | 4 | 150 | 10 | 317 | 4101 | 52.2 | 10201301 |  | 33.3333 | 33.3333 | 33.3333 | 33.3333 | 33.3333 | 33.3333 | 33.3333 | 33.3333 |  |  | 324110
CONUS | Industrial | IL | 2050-01-01 | 880067 | BLR17 | 880067-BLR17 | 7940411 | 3052713 | 2913412 | 86182414 | 119090AAA | 82 | 70 | 3 | 150 | 10 | 317 | 4101 | 52.2 | 10201301 |  | 33.3333 | 33.3333 | 33.3333 | 33.3333 | 33.3333 | 33.3333 | 33.3333 | 33.3333 |  |  | 324110
CONUS | Industrial | IL | 2050-01-01 | 880067 | BLR17 | 880067-BLR17 | 7940411 | 3052713 | 2913412 | 86182514 | 119090AAA | 82 | 70 | 2 | 150 | 10 | 317 | 4101 | 52.2 | 10200701 |  | 33.3333 | 33.3333 | 33.3333 | 33.3333 | 33.3333 | 33.3333 | 33.3333 | 33.3333 |  |  | 324110
CONUS | Industrial | IL | 2050-01-01 | 880067 | BLR19 | 880067-BLR19 | [15 empty] | 100 | 100 | 100 | 100 | 100 | 100 | 100 | 100 |  |  |  | Prioritize in next outreach. Has 2016 & 2017 emissions. Not in 2016 or 2017 egucems or egunoncems.
CONUS | Industrial | IL | 2050-01-01 | 880076 | 430B-1 | 880076-430B-1 | [15 empty] | 100 | 100 | 100 | 100 | 100 | 100 | 100 | 100 |  |  |  | Prioritize in next outreach. Has 2016 & 2017 emissions. Not in 2016 or 2017 egucems or egunoncems.
CONUS | Industrial | IL | 2050-01-01 | 880088 | 59F-3 | 880088-59F-3 | [15 empty] | 100 | 100 | 100 | 100 | 100 | 100 | 100 | 100 |  |  |  | Prioritize in next outreach. Has 2016 & 2017 emissions. Not in 2016 or 2017 egucems or egunoncems.
CONUS | Industrial | IL | 2050-01-01 | 880088 | 59F-4 | 880088-59F-4 | [15 empty] | 100 | 100 | 100 | 100 | 100 | 100 | 100 | 100 |  |  |  | Prioritize in next outreach. Has 2016 & 2017 emissions. Not in 2016 or 2017 egucems or egunoncems.
CONUS | Industrial | IL | 2050-01-01 | 880089 | CB706 | 880089-CB706 | [15 empty] | 100 | 100 | 100 | 100 | 100 | 100 | 100 | 100 |  |  |  | Prioritize in next outreach. Has 2016 & 2017 emissions. Not in 2016 or 2017 egucems or egunoncems.
CONUS | Industrial | IN | 2050-01-01 | 10474 | 211 | 10474-211 | 3986511 | 32569313 | 31134812 | 124173414 | 316 | 280 | 125 | 1 | 115 | 7 | 621 | 1317.5 | 34.2 | 10200704 |  | 25 | 25 | 25 | 25 | 25 | 25 | 25 | 25 |  |  | 331110 | JWELCH@idem.in.gov provided EIS facility and unit ID's. MDE queries filled remainign data
CONUS | Industrial | IN | 2050-01-01 | 10474 | 211 | 10474-211 | 3986511 | 32569313 | 31134812 | 124173514 | 316 | 280 | 125 | 2 | 115 | 7 | 621 | 1317.5 | 34.2 | 10200601 |  | 25 | 25 | 25 | 25 | 25 | 25 | 25 | 25 |  |  | 331110 | JWELCH@idem.in.gov provided EIS facility and unit ID's. MDE queries filled remainign data
CONUS | Industrial | IN | 2050-01-01 | 10474 | 211 | 10474-211 | 3986511 | 32569413 | 31137512 | 124173614 | 316 | 281 | 126 | 1 | 115 | 7 | 621 | 1317.5 | 34.2 | 10200704 |  | 25 | 25 | 25 | 25 | 25 | 25 | 25 | 25 |  |  | 331110 | JWELCH@idem.in.gov provided EIS facility and unit ID's. MDE queries filled remainign data
CONUS | Industrial | IN | 2050-01-01 | 10474 | 211 | 10474-211 | 3986511 | 32569413 | 31137512 | 124173714 | 316 | 281 | 126 | 2 | 115 | 7 | 621 | 1317.5 | 34.2 | 10200601 |  | 25 | 25 | 25 | 25 | 25 | 25 | 25 | 25 |  |  | 331110 | JWELCH@idem.in.gov provided EIS facility and unit ID's. MDE queries filled remainign data
CONUS | Industrial | IN | 2050-01-01 | 10474 | 212 | 10474-212 | 3986511 | 32569513 | 31136212 | 124173814-212 | 316 | 282 | 127 | 1 | 115 | 7 | 621 | 1317.5 | 34.2 | 10200704 |  | 25 | 25 | 25 | 25 | 25 | 25 | 25 | 25 |  |  | 331110 | JWELCH@idem.in.gov provided EIS facility and unit ID's. MDE queries filled remainign data
CONUS | Industrial | IN | 2050-01-01 | 10474 | 212 | 10474-212 | 3986511 | 32569513 | 31136212 | 124173914-212 | 316 | 282 | 127 | 2 | 115 | 7 | 621 | 1317.5 | 34.2 | 10200601 |  | 25 | 25 | 25 | 25 | 25 | 25 | 25 | 25 |  |  | 331110 | JWELCH@idem.in.gov provided EIS facility and unit ID's. MDE queries filled remainign data
CONUS | Industrial | IN | 2050-01-01 | 10474 | 212 | 10474-212 | 3986511 | 32569613 | 31135612 | 124174114 | 316 | 283 | 128 | 1 | 115 | 7 | 621 | 1317.5 | 34.2 | 10200704 |  | 25 | 25 | 25 | 25 | 25 | 25 | 25 | 25 |  |  | 331110 | JWELCH@idem.in.gov provided EIS facility and unit ID's. MDE queries filled remainign data
CONUS | Industrial | IN | 2050-01-01 | 10474 | 212 | 10474-212 | 3986511 | 32569613 | 31135612 | 124174214 | 316 | 283 | 128 | 2 | 115 | 7 | 621 | 1317.5 | 34.2 | 10200601 |  | 25 | 25 | 25 | 25 | 25 | 25 | 25 | 25 |  |  | 331110 | JWELCH@idem.in.gov provided EIS facility and unit ID's. MDE queries filled remainign data
CONUS | Industrial | IN | 2050-01-01 | 10474 | 213 | 10474-213 | 3986511 | 32569513 | 31136212 | 124173814-213 | 316 | 282 | 127 | 1 | 115 | 7 | 621 | 1317.5 | 34.2 | 10200704 |  | 25 | 25 | 25 | 25 | 25 | 25 | 25 | 25 |  |  | 331110 | JWELCH@idem.in.gov provided EIS facility and unit ID's. MDE queries filled remainign data
CONUS | Industrial | IN | 2050-01-01 | 10474 | 213 | 10474-213 | 3986511 | 32569513 | 31136212 | 124173914-213 | 316 | 282 | 127 | 2 | 115 | 7 | 621 | 1317.5 | 34.2 | 10200601 |  | 25 | 25 | 25 | 25 | 25 | 25 | 25 | 25 |  |  | 331110 | JWELCH@idem.in.gov provided EIS facility and unit ID's. MDE queries filled remainign data
CONUS | Industrial | IN | 2050-01-01 | 10474 | 213 | 10474-213 | 3986511 | 32569813 | 31135312 | 124174514 | 316 | 285 | 130 | 1 | 115 | 7 | 621 | 1317.5 | 34.2 | 10200704 |  | 25 | 25 | 25 | 25 | 25 | 25 | 25 | 25 |  |  | 331110 | JWELCH@idem.in.gov provided EIS facility and unit ID's. MDE queries filled remainign data
CONUS | Industrial | IN | 2050-01-01 | 10474 | 213 | 10474-213 | 3986511 | 32569813 | 31135312 | 124174614 | 316 | 285 | 130 | 2 | 115 | 7 | 621 | 1317.5 | 34.2 | 10200601 |  | 25 | 25 | 25 | 25 | 25 | 25 | 25 | 25 |  |  | 331110 | JWELCH@idem.in.gov provided EIS facility and unit ID's. MDE queries filled remainign data
CONUS | Industrial | IN | 2050-01-01 | 10474 | 501 | 10474-501 | 3986511 | 32574213 | 31135412 | 124174914-501 | 316 | 330 | 134 | 1 | 225 | 17 | 273 | 10516.6666 | 46.3 | 10200704 |  | 91.8415 | 99.9199 | 96.8408 | 96.8408 | 89.2494 | 0 | 0 | 0 |  |  | 331110 | JWELCH@idem.in.gov provided EIS facility and unit ID's. MDE queries filled remainign data
CONUS | Industrial | IN | 2050-01-01 | 10474 | 501 | 10474-501 | 3986511 | 32574213 | 31135412 | 124175014-501 | 316 | 330 | 134 | 2 | 225 | 17 | 273 | 10516.6666 | 46.3 | 10200799 |  | 0 | 0 | 0 | 0 | 0 | 0 | 0 | 0 |  |  | 331110 | JWELCH@idem.in.gov provided EIS facility and unit ID's. MDE queries filled remainign data
CONUS | Industrial | IN | 2050-01-01 | 10474 | 501 | 10474-501 | 3986511 | 32574213 | 31135412 | 124175114-501 | 316 | 330 | 134 | 3 | 225 | 17 | 273 | 10516.6666 | 46.3 | 10200601 |  | 8.1585 | 0.080122 | 3.1592 | 3.1592 | 10.7506 | 100 | 100 | 100 |  |  | 331110 | JWELCH@idem.in.gov provided EIS facility and unit ID's. MDE queries filled remainign data
CONUS | Industrial | IN | 2050-01-01 | 10474 | 502 | 10474-502 | 3986511 | 32574213 | 31135412 | 124174914-502 | 316 | 330 | 134 | 1 | 225 | 17 | 273 | 10516.6666 | 46.3 | 10200704 |  | 91.8415 | 99.9199 | 96.8408 | 96.8408 | 89.2494 | 0 | 0 | 0 |  |  | 331110 | JWELCH@idem.in.gov provided EIS facility and unit ID's. MDE queries filled remainign data
CONUS | Industrial | IN | 2050-01-01 | 10474 | 502 | 10474-502 | 3986511 | 32574213 | 31135412 | 124175014-502 | 316 | 330 | 134 | 2 | 225 | 17 | 273 | 10516.6666 | 46.3 | 10200799 |  | 0 | 0 | 0 | 0 | 0 | 0 | 0 | 0 |  |  | 331110 | JWELCH@idem.in.gov provided EIS facility and unit ID's. MDE queries filled remainign data
CONUS | Industrial | IN | 2050-01-01 | 10474 | 502 | 10474-502 | 3986511 | 32574213 | 31135412 | 124175114-502 | 316 | 330 | 134 | 3 | 225 | 17 | 273 | 10516.6666 | 46.3 | 10200601 |  | 8.1585 | 0.080122 | 3.1592 | 3.1592 | 10.7506 | 100 | 100 | 100 |  |  | 331110 | JWELCH@idem.in.gov provided EIS facility and unit ID's. MDE queries filled remainign data
CONUS | Industrial | IN | 2050-01-01 | 10474 | 503 | 10474-503 | 3986511 | 32574213 | 31135412 | 124174914-503 | 316 | 330 | 134 | 1 | 225 | 17 | 273 | 10516.6666 | 46.3 | 10200704 |  | 91.8415 | 99.9199 | 96.8408 | 96.8408 | 89.2494 | 0 | 0 | 0 |  |  | 331110 | JWELCH@idem.in.gov provided EIS facility and unit ID's. MDE queries filled remainign data
CONUS | Industrial | IN | 2050-01-01 | 10474 | 503 | 10474-503 | 3986511 | 32574213 | 31135412 | 124175014-503 | 316 | 330 | 134 | 2 | 225 | 17 | 273 | 10516.6666 | 46.3 | 10200799 |  | 0 | 0 | 0 | 0 | 0 | 0 | 0 | 0 |  |  | 331110 | JWELCH@idem.in.gov provided EIS facility and unit ID's. MDE queries filled remainign data
CONUS | Industrial | IN | 2050-01-01 | 10474 | 503 | 10474-503 | 3986511 | 32574213 | 31135412 | 124175114-503 | 316 | 330 | 134 | 3 | 225 | 17 | 273 | 10516.6666 | 46.3 | 10200601 |  | 8.1585 | 0.080122 | 3.1592 | 3.1592 | 10.7506 | 100 | 100 | 100 |  |  | 331110 | JWELCH@idem.in.gov provided EIS facility and unit ID's. MDE queries filled remainign data
CONUS | Industrial | IN | 2050-01-01 | 10474 | 504 | 10474-504 | [15 empty] | 100 | 100 | 100 | 100 | 100 | 100 | 100 | 100 |  |  |  | Prioritize in next outreach. Has 2016 & 2017 emissions. Not in 2016 or 2017 egucems or egunoncems.
CONUS | Industrial | IN | 2050-01-01 | 50733 | 701B1 | 50733-701B1 | 8192011 | 8192011 | 4253812 | 90583014 | 121 | 701 | 0 | 4 | [5 empty] | 10200601 |  | 33.3333 | 33.3333 | 33.3333 | 33.3333 | 33.3333 | 33.3333 | 33.3333 | 33.3333 |  |  | 324199 | JWELCH@idem.in.gov provided EIS facility and unit ID's. MDE queries filled remainign data
CONUS | Industrial | IN | 2050-01-01 | 50733 | 701B1 | 50733-701B1 | 8192011 | 8192011 | 4253812 | 90583114 | 121 | 701 | 0 | 2 | [5 empty] | 10200704 |  | 33.3333 | 33.3333 | 33.3333 | 33.3333 | 33.3333 | 33.3333 | 33.3333 | 33.3333 |  |  | 324199 | JWELCH@idem.in.gov provided EIS facility and unit ID's. MDE queries filled remainign data
CONUS | Industrial | IN | 2050-01-01 | 50733 | 701B1 | 50733-701B1 | 8192011 | 8192011 | 4253812 | 90583214 | 121 | 701 | 0 | 1 | [5 empty] | 10100401 |  | 33.3333 | 33.3333 | 33.3333 | 33.3333 | 33.3333 | 33.3333 | 33.3333 | 33.3333 |  |  | 324199 | JWELCH@idem.in.gov provided EIS facility and unit ID's. MDE queries filled remainign data
CONUS | Industrial | IN | 2050-01-01 | 50733 | 701B2 | 50733-701B2 | 8192011 | 65368713 | 4253812 | 90583414 | 121 | 702 | 0 | 4 | [5 empty] | 10200601 |  | 0.20369 | 0.00012588 | 0.0029825 | 0.0029265 | 0.0074982 | 1.478 | 0.30455 | 0.30455 |  |  | 324199 | JWELCH@idem.in.gov provided EIS facility and unit ID's. MDE queries filled remainign data
CONUS | Industrial | IN | 2050-01-01 | 50733 | 701B2 | 50733-701B2 | 8192011 | 65368713 | 4253812 | 90583614 | 121 | 702 | 0 | 2 | [5 empty] | 10200704 |  | 55.0271 | 56.8686 | 95.6499 | 93.8558 | 99.4081 | 0 | 0 | 0 |  |  | 324199 | JWELCH@idem.in.gov provided EIS facility and unit ID's. MDE queries filled remainign data
CONUS | Industrial | IN | 2050-01-01 | 50733 | 701B2 | 50733-701B2 | 8192011 | 65368713 | 4253812 | 90583714 | 121 | 702 | 0 | 1 | [5 empty] | 10200401 |  | 44.7692 | 43.1312 | 4.3472 | 6.1413 | 0.58442 | 98.522 | 99.6954 | 99.6954 |  |  | 324199 | JWELCH@idem.in.gov provided EIS facility and unit ID's. MDE queries filled remainign data
CONUS | Industrial | IN | 2050-01-01 | 50733 | 701B3 | 50733-701B3 | 8192011 | 65368813 | 60009912 | 90584014 | 121 | 703 | 701 | 4 | 150 | 12 | 570 | 5375 | 47.5 | 10200601 |  | 0.18452 | 0.00011347 | 0.0024294 | 0.0023945 | 0.0060512 | 1.5775 | 0.32533 | 0.32533 |  |  | 324199 | JWELCH@idem.in.gov provided EIS facility and unit ID's. MDE queries filled remainign data
CONUS | Industrial | IN | 2050-01-01 | 50733 | 701B3 | 50733-701B3 | 8192011 | 65368813 | 60009912 | 90584214 | 121 | 703 | 701 | 2 | 150 | 12 | 570 | 5375 | 47.5 | 10200704 |  | 61.8578 | 63.6119 | 96.6834 | 95.2947 | 99.5525 | 0 | 0 | 0 |  |  | 324199 | JWELCH@idem.in.gov provided EIS facility and unit ID's. MDE queries filled remainign data
CONUS | Industrial | IN | 2050-01-01 | 50733 | 701B3 | 50733-701B3 | 8192011 | 65368813 | 60009912 | 90584314 | 121 | 703 | 701 | 1 | 150 | 12 | 570 | 5375 | 47.5 | 10200401 |  | 37.9577 | 36.3879 | 3.3142 | 4.7029 | 0.44142 | 98.4225 | 99.6747 | 99.6747 |  |  | 324199 | JWELCH@idem.in.gov provided EIS facility and unit ID's. MDE queries filled remainign data
CONUS | Industrial | IN | 2050-01-01 | 50733 | 701B5 | 50733-701B5 | 8192011 | 65369013 | 60009912 | 90584814 | 121 | 705 | 701 | 2 | 150 | 12 | 570 | 5375 | 47.5 | 10200704 |  | 96.0916 | 98.7445 | 99.9012 | 99.8678 | 99.9351 | 0 | 0 | 0 |  |  | 324199 | JWELCH@idem.in.gov provided EIS facility and unit ID's. MDE queries filled remainign data
CONUS | Industrial | IN | 2050-01-01 | 50733 | 701B5 | 50733-701B5 | 8192011 | 65369013 | 60009912 | 90585014 | 121 | 705 | 701 | 4 | 150 | 12 | 570 | 5375 | 47.5 | 10200601 |  | 2.5994 | 0.0015974 | 0.022765 | 0.022757 | 0.055088 | 86.7508 | 57.1429 | 57.1429 |  |  | 324199 | JWELCH@idem.in.gov provided EIS facility and unit ID's. MDE queries filled remainign data
CONUS | Industrial | IN | 2050-01-01 | 50733 | 701B5 | 50733-701B5 | 8192011 | 65369013 | 60009912 | 90585114 | 121 | 705 | 701 | 1 | 150 | 12 | 570 | 5375 | 47.5 | 10100401 |  | 1.309 | 1.254 | 0.076022 | 0.10941 | 0.0098372 | 13.2492 | 42.8571 | 42.8571 |  |  | 324199 | JWELCH@idem.in.gov provided EIS facility and unit ID's. MDE queries filled remainign data
CONUS | Industrial | IN | 2050-01-01 | 50733 | 701B6 | 50733-701B6 | 8192011 | 65369113 | 60010012 | 90585214 | 121 | 706 | 720 | 4 | 150 | 12 | 440 | 4515.75 | 39.9 | 10200601 |  | 78.4767 | 0.21757 | 2.9798 | 2.9798 | 6.916 | 100 | 100 | 100 |  |  | 324199 | JWELCH@idem.in.gov provided EIS facility and unit ID's. MDE queries filled remainign data
CONUS | Industrial | IN | 2050-01-01 | 50733 | 701B6 | 50733-701B6 | 8192011 | 65369113 | 60010012 | 90585314 | 121 | 706 | 720 | 4 | 150 | 12 | 440 | 4515.75 | 39.9 | 10200704 |  | 21.5233 | 99.7824 | 97.0202 | 97.0202 | 93.084 | 0 | 0 | 0 |  |  | 324199 | JWELCH@idem.in.gov provided EIS facility and unit ID's. MDE queries filled remainign data
CONUS | Industrial | IN | 2050-01-01 | 50733 | 720B1 | 50733-720B1 | 8192011 | 65369313 | 60010112 | 90585814 | 121 | 720 | 742 | 3 | 116 | 9.5 | 325 | 4186.8833 | 59.07 | 10200704 |  | 89.8834 | 90.5041 | 99.3752 | 99.1029 | 99.9187 | 0 | 0 | 0 |  |  | 324199 | JWELCH@idem.in.gov provided EIS facility and unit ID's. MDE queries filled remainign data
CONUS | Industrial | IN | 2050-01-01 | 50733 | 720B1 | 50733-720B1 | 8192011 | 65369313 | 60010112 | 90585914 | 121 | 720 | 742 | 2 | 116 | 9.5 | 325 | 4186.8833 | 59.07 | 10200601 |  | 0 | 0 | 0 | 0 | 0 | 0 | 0 | 0 |  |  | 324199 | JWELCH@idem.in.gov provided EIS facility and unit ID's. MDE queries filled remainign data
CONUS | Industrial | IN | 2050-01-01 | 50733 | 720B1 | 50733-720B1 | 8192011 | 65369313 | 60010112 | 90586014 | 121 | 720 | 742 | 1 | 116 | 9.5 | 325 | 4186.8833 | 59.07 | 10200401 |  | 10.1166 | 9.4959 | 0.62481 | 0.89709 | 0.081264 | 100 | 100 | 100 |  |  | 324199 | JWELCH@idem.in.gov provided EIS facility and unit ID's. MDE queries filled remainign data
CONUS | Industrial | IN | 2050-01-01 | 50733 | 720B2 | 50733-720B2 | 8192011 | 65369413 | 60010112 | 90586114 | 121 | 721 | 742 | 2 | 116 | 9.5 | 325 | 4186.8833 | 59.07 | 10200601 |  | 0 | 0 | 0 | 0 | 0 | 0 | 0 | 0 |  |  | 324199 | JWELCH@idem.in.gov provided EIS facility and unit ID's. MDE queries filled remainign data
CONUS | Industrial | IN | 2050-01-01 | 50733 | 720B2 | 50733-720B2 | 8192011 | 65369413 | 60010112 | 90586214 | 121 | 721 | 742 | 3 | 116 | 9.5 | 325 | 4186.8833 | 59.07 | 10200704 |  | 87.2802 | 88.0393 | 99.1925 | 98.8415 | 99.8948 | 0 | 0 | 0 |  |  | 324199 | JWELCH@idem.in.gov provided EIS facility and unit ID's. MDE queries filled remainign data
CONUS | Industrial | IN | 2050-01-01 | 50733 | 720B2 | 50733-720B2 | 8192011 | 65369413 | 60010112 | 90586314 | 121 | 721 | 742 | 1 | 116 | 9.5 | 325 | 4186.8833 | 59.07 | 10200401 |  | 12.7198 | 11.9607 | 0.80753 | 1.1585 | 0.1052 | 100 | 100 | 100 |  |  | 324199 | JWELCH@idem.in.gov provided EIS facility and unit ID's. MDE queries filled remainign data
CONUS | Industrial | IN | 2050-01-01 | 50733 | 720B3 | 50733-720B3 | 8192011 | 65369513 | 60010112 | 90586414 | 121 | 722 | 742 | 3 | 116 | 9.5 | 325 | 4186.8833 | 59.07 | 10200704 |  | 15.3474 | 99.6712 | 95.56 | 95.56 | 89.896 | 0 | 0 | 0 |  |  | 324199 | JWELCH@idem.in.gov provided EIS facility and unit ID's. MDE queries filled remainign data
CONUS | Industrial | IN | 2050-01-01 | 50733 | 720B3 | 50733-720B3 | 8192011 | 65369513 | 60010112 | 90586514 | 121 | 722 | 742 | 2 | 116 | 9.5 | 325 | 4186.8833 | 59.07 | 10200601 |  | 84.6526 | 0.32876 | 4.44 | 4.44 | 10.104 | 100 | 100 | 100 |  |  | 324199 | JWELCH@idem.in.gov provided EIS facility and unit ID's. MDE queries filled remainign data
CONUS | Industrial | IN | 2050-01-01 | 52130 | 3SPS31 | 52130-3SPS31 | 7247711 | 114246413 | [13 empty] | 100 | 100 | 100 | 100 | 100 | 100 | 100 | 100
CONUS | Industrial | IN | 2050-01-01 | 52130 | 3SPS32 | 52130-3SPS32 | 7247711 | 114246413 | [13 empty] | 100 | 100 | 100 | 100 | 100 | 100 | 100 | 100
CONUS | Industrial | IN | 2050-01-01 | 52130 | 3SPS33 | 52130-3SPS33 | 7247711 | 114246413 | [13 empty] | 100 | 100 | 100 | 100 | 100 | 100 | 100 | 100
CONUS | Industrial | IN | 2050-01-01 | 52130 | 3SPS34 | 52130-3SPS34 | 7247711 | 114246413 | [13 empty] | 100 | 100 | 100 | 100 | 100 | 100 | 100 | 100
CONUS | Industrial | IN | 2050-01-01 | 52130 | 3SPS36 | 52130-3SPS36 | 7247711 | 114246413 | [13 empty] | 100 | 100 | 100 | 100 | 100 | 100 | 100 | 100
CONUS | Industrial | IN | 2050-01-01 | 6166 | AB1 | 6166-AB1 | 8017211 | 3994913 | 3882012 | 123931114 | 20 | 3 | 2 | 1 | 300 | 11 | 400 | 10740 | 113 | 10100501 |  | 100 | 100 | 100 | 100 | 100 | 100 | 100 | 100 |  |  | 221112 | Address & coordinates match. Nox mass does not match.
CONUS | Industrial | IN | 2050-01-01 | 6166 | AB2 | 6166-AB2 | 8017211 | 3995013 | 3882012 | 123931214 | 20 | 4 | 2 | 1 | 300 | 11 | 400 | 10740 | 113 | 10100501 |  | 100 | 100 | 100 | 100 | 100 | 100 | 100 | 100 |  |  | 221112 | Address & coordinates match. Nox mass does not match.
CONUS | Industrial | IN | 2050-01-01 | 6705 | 1 | 6705-1 | 8183111 | 91184413 | 87277512 | 123753714 | 2 | 7 | 7 | 1 | 380 | 13.83 | 127 | 7919.7 | 52.72 | 10100202 |  | 100 | 100 | 100 | 100 | 100 | 100 | 0 | 0 |  |  | 221112
CONUS | Industrial | IN | 2050-01-01 | 6705 | 1 | 6705-1 | 8183111 | 91184413 | 87277512 | 123753814 | 2 | 7 | 7 | 2 | 380 | 13.83 | 127 | 7919.7 | 52.72 | 10200601 |  | 0 | 0 | 0 | 0 | 0 | 0 | 100 | 100 |  |  | 221112
CONUS | Industrial | IN | 2050-01-01 | 6705 | 1 | 6705-1 | 8183111 | 91184413 | 87277512 | 141259314 | 2 | 7 | 7 | 007-01 | 380 | 13.83 | 127 | 7919.7 | 52.72 | 10100202 |  | 0 | 0 | 0 | 0 | 0 | 0 | 0 | 0 |  |  | 221112
CONUS | Industrial | IN | 2050-01-01 | 6705 | 1 | 6705-1 | 8183111 | 91184413 | 87277512 | 141259414 | 2 | 7 | 7 | 007-02 | 380 | 13.83 | 127 | 7919.7 | 52.72 | 10200601 |  | 0 | 0 | 0 | 0 | 0 | 0 | 0 | 0 |  |  | 221112
CONUS | Industrial | IN | 2050-01-01 | 6705 | 2 | 6705-2 | 8183111 | 91184513 | 87277612 | 123753914 | 2 | 8 | 8 | 1 | 380 | 13.5 | 127 | 7816.55 | 54.615 | 10100202 |  | 100 | 100 | 100 | 100 | 100 | 100 | 0 | 0 |  |  | 221112
CONUS | Industrial | IN | 2050-01-01 | 6705 | 2 | 6705-2 | 8183111 | 91184513 | 87277612 | 123754014 | 2 | 8 | 8 | 2 | 380 | 13.5 | 127 | 7816.55 | 54.615 | 10200601 |  | 0 | 0 | 0 | 0 | 0 | 0 | 100 | 100 |  |  | 221112
CONUS | Industrial | IN | 2050-01-01 | 6705 | 2 | 6705-2 | 8183111 | 91184513 | 87277612 | 141259514 | 2 | 8 | 8 | 008-01 | 380 | 13.5 | 127 | 7816.55 | 54.615 | 10100202 |  | 0 | 0 | 0 | 0 | 0 | 0 | 0 | 0 |  |  | 221112
CONUS | Industrial | IN | 2050-01-01 | 6705 | 2 | 6705-2 | 8183111 | 91184513 | 87277612 | 141259614 | 2 | 8 | 8 | 008-02 | 380 | 13.5 | 127 | 7816.55 | 54.615 | 10200601 |  | 0 | 0 | 0 | 0 | 0 | 0 | 0 | 0 |  |  | 221112
CONUS | Industrial | IN | 2050-01-01 | 6705 | 3 | 6705-3 | 8183111 | 91184613 | 101263412 | 123754114 | 2 | 9 | 9a | 1 | 380 | 13.5 | 129 | 8404.8666 | 58.72 | 10100202 |  | 100 | 100 | 100 | 100 | 100 | 100 | 0 | 0 |  |  | 221112
CONUS | Industrial | IN | 2050-01-01 | 6705 | 3 | 6705-3 | 8183111 | 91184613 | 101263412 | 123754214 | 2 | 9 | 9a | 2 | 380 | 13.5 | 129 | 8404.8666 | 58.72 | 10200601 |  | 0 | 0 | 0 | 0 | 0 | 0 | 100 | 100 |  |  | 221112
CONUS | Industrial | IN | 2050-01-01 | 6705 | 3 | 6705-3 | 8183111 | 91184613 | 101263412 | 141259714 | 2 | 9 | 9a | 009-01 | 380 | 13.5 | 129 | 8404.8666 | 58.72 | 10100202 |  | 0 | 0 | 0 | 0 | 0 | 0 | 0 | 0 |  |  | 221112
CONUS | Industrial | IN | 2050-01-01 | 6705 | 3 | 6705-3 | 8183111 | 91184613 | 101263412 | 141259814 | 2 | 9 | 9a | 009-02 | 380 | 13.5 | 129 | 8404.8666 | 58.72 | 10200601 |  | 0 | 0 | 0 | 0 | 0 | 0 | 0 | 0 |  |  | 221112
CONUS | Industrial | IN | 2050-01-01 | 6705 | 4 | 6705-4 | 8183111 | 91184713 | 5686812 | 123754314 | 2 | 10 | 10 | 1 | 500 | 19 | 128 | 15154.7666 | 53.45 | 10100203 |  | 100 | 100 | 100 | 100 | 100 | 100 | 100 | 100 |  |  | 221112
CONUS | Industrial | IN | 2050-01-01 | 6705 | 4 | 6705-4 | 8183111 | 91184713 | 5686812 | 123754414 | 2 | 10 | 10 | 2 | 500 | 19 | 128 | 15154.7666 | 53.45 | 10100604 |  | 0 | 0 | 0 | 0 | 0 | 0 | 0 | 0 |  |  | 221112
CONUS | Industrial | IN | 2050-01-01 | 6705 | 4 | 6705-4 | 8183111 | 91184713 | 5686812 | 141259914 | 2 | 10 | 10 | 010-01 | 500 | 19 | 128 | 15154.7666 | 53.45 | 10100203 |  | 0 | 0 | 0 | 0 | 0 | 0 | 0 | 0 |  |  | 221112
CONUS | Industrial | IN | 2050-01-01 | 6705 | 4 | 6705-4 | 8183111 | 91184713 | 5686812 | 141260014 | 2 | 10 | 10 | 010-02 | 500 | 19 | 128 | 15154.7666 | 53.45 | 10100604 |  | 0 | 0 | 0 | 0 | 0 | 0 | 0 | 0 |  |  | 221112
CONUS | Industrial | KY | 2050-01-01 | 880065 | 01 | 880065-01 | [15 empty] | 100 | 100 | 100 | 100 | 100 | 100 | 100 | 100 |  |  |  | Cannot match. Does not have 2016 or 2017 emissions.
CONUS | Industrial | KY | 2050-01-01 | 880065 | 02 | 880065-02 | [15 empty] | 100 | 100 | 100 | 100 | 100 | 100 | 100 | 100 |  |  |  | Cannot match. Does not have 2016 or 2017 emissions.
CONUS | Industrial | MA | 2050-01-01 | 10029 | 3 | 10029-3 | 7764911 | 87645313 | 83823312 | 118888114 | 1190138 | 3 | 3 | 2 | 137 | 8 | 300 |  | 33 | 10200601 |  | 50 | 50 | 50 | 50 | 50 | 50 | 50 | 50 |  |  | 336412 | EIS ID's Verified with 2008 NEI
CONUS | Industrial | MA | 2050-01-01 | 10029 | 3 | 10029-3 | 7764911 | 87645313 | 83823312 | 118888214 | 1190138 | 3 | 3 | 1 | 137 | 8 | 300 |  | 33 | 10200401 |  | 50 | 50 | 50 | 50 | 50 | 50 | 50 | 50 |  |  | 336412 | EIS ID's Verified with 2008 NEI
CONUS | Industrial | MA | 2050-01-01 | 10823 | S42 | 10823-S42 | 4064511 | 35269413 | 33494712 | 119166114 | 1191899 | 42 | 20 | 1 | 90 | 10 | 730 |  | 94 | 20100109 |  | 100 | 100 | 100 | 100 | 100 | 100 | 100 | 100 |  |  | 221320 | EIS IDs Verified with 2008 NEI
CONUS | Industrial | MA | 2050-01-01 | 10823 | S43 | 10823-S43 | 4064511 | 35269513 | 33494812 | 119166014 | 1191899 | 41 | 19 | 1 | 90 | 10 | 730 |  | 94 | 20100109 |  | 100 | 100 | 100 | 100 | 100 | 100 | 100 | 100 |  |  | 221320 | EIS ID's NOT Verified
CONUS | Industrial | MA | 2050-01-01 | 880023 | K1 | 880023-K1 | 6401511 | 87556113 | 83760812 | 118735114 | 1190507 | 1 | 1 | 2 | 267 | 11 | 360 |  | 37.5 | 10200401 |  | 50 | 50 | 50 | 50 | 50 | 50 | 50 | 50 |  |  | 221330
CONUS | Industrial | MA | 2050-01-01 | 880023 | K1 | 880023-K1 | 6401511 | 87556113 | 83760812 | 118735214 | 1190507 | 1 | 1 | 1 | 267 | 11 | 360 |  | 37.5 | 10200601 |  | 50 | 50 | 50 | 50 | 50 | 50 | 50 | 50 |  |  | 221330
CONUS | Industrial | MA | 2050-01-01 | 880023 | K2 | 880023-K2 | 6401511 | 87556213 | 83760812 | 118735314 | 1190507 | 2 | 1 | 1 | 267 | 11 | 360 |  | 37.5 | 10200601 |  | 50 | 50 | 50 | 50 | 50 | 50 | 50 | 50 |  |  | 221330
CONUS | Industrial | MA | 2050-01-01 | 880023 | K2 | 880023-K2 | 6401511 | 87556213 | 83760812 | 118735414 | 1190507 | 2 | 1 | 2 | 267 | 11 | 360 |  | 37.5 | 10200401 |  | 50 | 50 | 50 | 50 | 50 | 50 | 50 | 50 |  |  | 221330
CONUS | Industrial | MA | 2050-01-01 | 880023 | K3 | 880023-K3 | 6401511 | 87556313 | 83760712 | 118735514 | 1190507 | 3 | 2 | 1 | 267 | 13 | 360 |  | 37.5 | 10200401 |  | 33.3333 | 33.3333 | 33.3333 | 33.3333 | 33.3333 | 33.3333 | 33.3333 | 33.3333 |  |  | 221330
CONUS | Industrial | MA | 2050-01-01 | 880023 | K3 | 880023-K3 | 6401511 | 87556313 | 83760712 | 118735614 | 1190507 | 3 | 2 | 2 | 267 | 13 | 360 |  | 37.5 | 10200601 |  | 33.3333 | 33.3333 | 33.3333 | 33.3333 | 33.3333 | 33.3333 | 33.3333 | 33.3333 |  |  | 221330
CONUS | Industrial | MA | 2050-01-01 | 880023 | K3 | 880023-K3 | 6401511 | 87556313 | 83760712 | 118735714 | 1190507 | 3 | 2 | 3 | 267 | 13 | 360 |  | 37.5 | 10200501 |  | 33.3333 | 33.3333 | 33.3333 | 33.3333 | 33.3333 | 33.3333 | 33.3333 | 33.3333 |  |  | 221330
CONUS | Industrial | MA | 2050-01-01 | 880023 | K4 | 880023-K4 | 6401511 | 87556413 | 83760712 | 118735814 | 1190507 | 4 | 2 | 2 | 267 | 13 | 360 |  | 37.5 | 10200401 |  | 50 | 50 | 50 | 50 | 50 | 50 | 50 | 50 |  |  | 221330
CONUS | Industrial | MA | 2050-01-01 | 880023 | K4 | 880023-K4 | 6401511 | 87556413 | 83760712 | 118735914 | 1190507 | 4 | 2 | 1 | 267 | 13 | 360 |  | 37.5 | 10200601 |  | 50 | 50 | 50 | 50 | 50 | 50 | 50 | 50 |  |  | 221330
CONUS | Industrial | MD | 2019-06-02 | 50282 | PR003 | 50282-PR003 | 7763811 | 87862313 | 83985712 | 119266514 | 001-0011 | 001-0011-3-0018 | 001-0011-3-0018-1 | 10200203-1 | 623 | 11 | 300 |  | 75 | 10200203 |  | 100 | 100 | 100 | 100 | 100 | 100 | 100 | 100 |  |  | 322121
CONUS | Industrial | MD | 2019-06-02 | 50282 | PR004 | 50282-PR004 | 7763811 | 87862413 | 83985812 | 119266614 | 001-0011 | 001-0011-3-0019 | 001-0011-3-0019-2 | 10200212-1 | 623 | 11 | 300 |  | 75 | 10200212 |  | 100 | 100 | 100 | 100 | 100 | 100 | 100 | 100 |  |  | 322121
CONUS | Industrial | MD | 2019-06-02 | 50282 | PR005 | 50282-PR005 | 7763811 | 87862713 | 83986112 | 119266914 | 001-0011 | 001-0011-5-0170 | 001-0011-5-0170-5 | 10200601-1 | 623 | 11 | 300 |  | 75 | 10200601 |  | 100 | 100 | 100 | 100 | 100 | 100 | 100 | 100 |  |  | 322121
CONUS | Industrial | MI | 2050-01-01 | 10698 | BLR08 | 10698-BLR08 | 8243911 | 6534713 | 6504412 | 30219814 | B1534 | EU0026 | SV0004 | 10200601 | 86 | 4 | 550 | 891.6666 | 71 | 10200601 |  | 100 | 100 | 100 | 100 | 100 | 100 | 100 | 100 |  |  | 322212 | Address & coordinates match. Nox mass does not match.
CONUS | Industrial | MI | 2050-01-01 | 10698 | BLR08 | 10698-BLR08 | 8243911 | 6534713 | 6504412 | 30219914 | B1534 | EU0026 | SV0004 | 10200401 | 86 | 4 | 550 | 891.6666 | 71 | 10200401 |  | 0 | 0 | 0 | 0 | 0 | 0 | 0 | 0 |  |  | 322212 | Address & coordinates match. Nox mass does not match.
CONUS | Industrial | MI | 2050-01-01 | 55799 | 0024 | 55799-0024 | [15 empty] | 100 | 100 | 100 | 100 | 100 | 100 | 100 | 100 |  |  |  | Prioritize in next outreach. Has 2016 & 2017 emissions. Not in 2016 or 2017 egucems or egunoncems.
CONUS | Industrial | MI | 2050-01-01 | 55799 | 0025 | 55799-0025 | [15 empty] | 100 | 100 | 100 | 100 | 100 | 100 | 100 | 100 |  |  |  | Prioritize in next outreach. Has 2016 & 2017 emissions. Not in 2016 or 2017 egucems or egunoncems.
CONUS | Industrial | MI | 2050-01-01 | 880029 | 0002 | 880029-0002 | [15 empty] | 100 | 100 | 100 | 100 | 100 | 100 | 100 | 100 |  |  |  | Prioritize in next outreach. Has 2016 & 2017 emissions. Not in 2016 or 2017 egucems or egunoncems.
CONUS | Industrial | MI | 2050-01-01 | 880031 | 0401 | 880031-0401 | [15 empty] | 100 | 100 | 100 | 100 | 100 | 100 | 100 | 100 |  |  |  | Prioritize in next outreach. Has 2016 & 2017 emissions. Not in 2016 or 2017 egucems or egunoncems.
CONUS | Industrial | MI | 2050-01-01 | 880031 | 0402 | 880031-0402 | [15 empty] | 100 | 100 | 100 | 100 | 100 | 100 | 100 | 100 |  |  |  | Prioritize in next outreach. Has 2016 & 2017 emissions. Not in 2016 or 2017 egucems or egunoncems.
CONUS | Industrial | MI | 2050-01-01 | 880045 | 260-04 | 880045-260-04 | [15 empty] | 100 | 100 | 100 | 100 | 100 | 100 | 100 | 100 |  |  |  | Prioritize in next outreach. Has 2016 & 2017 emissions. Not in 2016 or 2017 egucems or egunoncems.
CONUS | Industrial | MI | 2050-01-01 | 880045 | 260-06 | 880045-260-06 | [15 empty] | 100 | 100 | 100 | 100 | 100 | 100 | 100 | 100 |  |  |  | Prioritize in next outreach. Has 2016 & 2017 emissions. Not in 2016 or 2017 egucems or egunoncems.
CONUS | Industrial | MN | 2020-01-01 | 10849 | PB1 | 10849-PB1 | 6319411 | 16396613 | 15982712 | 26543714 | 2707500003 | EU001 | SV001 | EU001PD002 | 216 | 7.5 | 300 | 3835 | 86.8066 | 10100501 |  | 0.0042808 | 0.011439 | 0.008009 | 0.0032089 | 0.0041221 | 0.0026229 | 0.023167 | 0.023167 |  |  | 212210 | Address & coordinates match. Nox mass does not match.
CONUS | Industrial | MN | 2020-01-01 | 10849 | PB1 | 10849-PB1 | 6319411 | 16396613 | 15982712 | 26543814 | 2707500003 | EU001 | SV001 | EU001PD001 | 216 | 7.5 | 300 | 3835 | 86.8066 | 10100222 |  | 99.9957 | 99.9886 | 97.8839 | 99.1546 | 26.0553 | 22.9775 | 1.0341 | 1.0341 |  |  | 212210 | Address & coordinates match. Nox mass does not match.
CONUS | Industrial | MN | 2020-01-01 | 10849 | PB1 | 10849-PB1 | 6319411 | 16396613 | 15982712 | 26543914 | 2707500003 | EU001 | SV001 | EU001PD003 | 216 | 7.5 | 300 | 3835 | 86.8066 | 10100601 |  | 0 | 0 | 2.1081 | 0.84215 | 73.9406 | 77.0198 | 98.9428 | 98.9428 |  |  | 212210 | Address & coordinates match. Nox mass does not match.
CONUS | Industrial | MN | 2020-01-01 | 10849 | PB2 | 10849-PB2 | 6319411 | 16399613 | 15979112 | 26540614 | 2707500003 | EU002 | SV002 | EU002PD001 | 216 | 10.2 | 300 | 5000 | 61.1899 | 10100222 |  | 100 | 100 | 99.9747 | 99.9896 | 96.1349 | 97.8537 | 42.463 | 42.463 |  |  | 212210 | Address & coordinates match. Nox mass does not match.
CONUS | Industrial | MN | 2020-01-01 | 10849 | PB2 | 10849-PB2 | 6319411 | 16399613 | 15979112 | 26540714 | 2707500003 | EU002 | SV002 | EU002PD002 | 216 | 10.2 | 300 | 5000 | 61.1899 | 10100601 |  | 0 | 0 | 0.025337 | 0.010417 | 3.8651 | 2.1463 | 57.537 | 57.537 |  |  | 212210 | Address & coordinates match. Nox mass does not match.
CONUS | Industrial | NC | 2050-01-01 | 50188 | 105 | 50188-105 | 7980211 | 6476213 | 68936712 | 101251814 | 3704900104 | G-52 | EP2012 | 135 | 224 | 6 | 130 | 2550.3 | 90.2 | 10200602 |  | 33.3333 | 33.3333 | 33.3333 | 33.3333 | 33.3333 | 33.3333 | 33.3333 | 33.3333 |  |  | 32211 | EIS ID's NOT Verified
CONUS | Industrial | NC | 2050-01-01 | 50188 | 105 | 50188-105 | 7980211 | 6476213 | 68936712 | 17712614 | 3704900104 | G-52 | EP2012 | 8 | 224 | 6 | 130 | 2550.3 | 90.2 | 10200503 |  | 33.3333 | 33.3333 | 33.3333 | 33.3333 | 33.3333 | 33.3333 | 33.3333 | 33.3333 |  |  | 32211 | EIS ID's NOT Verified
CONUS | Industrial | NC | 2050-01-01 | 50188 | 105 | 50188-105 | 7980211 | 6476213 | 68936712 | 17712714 | 3704900104 | G-52 | EP2012 | 9 | 224 | 6 | 130 | 2550.3 | 90.2 | 10201601 |  | 33.3333 | 33.3333 | 33.3333 | 33.3333 | 33.3333 | 33.3333 | 33.3333 | 33.3333 |  |  | 32211 | EIS ID's NOT Verified
CONUS | Industrial | NC | 2050-01-01 | 50188 | 6 | 50188-6 | 7980211 | 6476813 | 68936612 | 17711714 | 3704900104 | G-42 | EP1110 | 1 | 241 | 10 | 390 | 4375.5 | 55.7 | 10200401 |  | 50 | 50 | 50 | 50 | 50 | 50 | 50 | 50 |  |  | 32211 | EIS ID's NOT Verified
CONUS | Industrial | NC | 2050-01-01 | 50188 | 6 | 50188-6 | 7980211 | 6476813 | 68936612 | 17711814 | 3704900104 | G-42 | EP1110 | 66 | 241 | 10 | 390 | 4375.5 | 55.7 | 10200401 |  | 50 | 50 | 50 | 50 | 50 | 50 | 50 | 50 |  |  | 32211 | EIS ID's NOT Verified
CONUS | Industrial | NY | 2050-01-01 | 880024 | U28006 | 880024-U28006 | 8123911 | 64148313 | 58898612 | 88995314 | 5415400002 | U28002 | 11111 | 409FP | [5 empty] | 10200401 |  | 33.3333 | 33.3333 | 33.3333 | 33.3333 | 33.3333 | 33.3333 | 33.3333 | 33.3333 |  |  | 325211 | EIS ID's NOT Verified
CONUS | Industrial | NY | 2050-01-01 | 880024 | U28006 | 880024-U28006 | 8123911 | 64148313 | 58898612 | 88995414 | 5415400002 | U28002 | 11111 | 408FP | [5 empty] | 10200601 |  | 33.3333 | 33.3333 | 33.3333 | 33.3333 | 33.3333 | 33.3333 | 33.3333 | 33.3333 |  |  | 325211 | EIS ID's NOT Verified
CONUS | Industrial | NY | 2050-01-01 | 880024 | U28006 | 880024-U28006 | 8123911 | 64148313 | 58898612 | 88995514 | 5415400002 | U28002 | 11111 | 410FP | [5 empty] | 10200601 |  | 33.3333 | 33.3333 | 33.3333 | 33.3333 | 33.3333 | 33.3333 | 33.3333 | 33.3333 |  |  | 325211 | EIS ID's NOT Verified
CONUS | Industrial | NY | 2050-01-01 | 880044 | 41000 | 880044-41000 | 8105211 | 4818313 | 4661212 | 21175814 | 4012400001 | 41000 | 43101 | CC2FP | 350 | 20 | 400 | 244.4 | 46.6 | 30500714 |  | 0 | 0 | 4.4578 | 7.3013 | 0 | 0 | 0 | 0 |  |  | 32731
CONUS | Industrial | NY | 2050-01-01 | 880044 | 41000 | 880044-41000 | 8105211 | 4818313 | 4661212 | 21175914 | 4012400001 | 41000 | 43101 | K12FP | 350 | 20 | 400 | 244.4 | 46.6 | 30500706 |  | 100 | 100 | 95.5422 | 92.6987 | 100 | 100 | 100 | 100 |  |  | 32731
CONUS | Industrial | NY | 2050-01-01 | 880044 | 41000 | 880044-41000 | 8105211 | 4818313 | 4661212 | 21176014 | 4012400001 | 41000 | 43101 | CC1FP | 350 | 20 | 400 | 244.4 | 46.6 | 30500714 |  | 0 | 0 | 0 | 0 | 0 | 0 | 0 | 0 |  |  | 32731
CONUS | Industrial | OH | 2050-01-01 | 10398 | B001 | 10398-B001 | 7937411 | 3103013 | 68563612 | 100966914 | 1318001613 | B001 | 182202 | 10200601 | 146 | 10.5 | 500 | 975.5 |  | 10200601 |  | 49.7331 | 0.056101 | 0.68691 | 0.68691 | 4.0131 | 6.689 | 100 | 100 |  |  | 331110 | Address & coordinates match. Nox mass does not match.
CONUS | Industrial | OH | 2050-01-01 | 10398 | B001 | 10398-B001 | 7937411 | 3103013 | 68563612 | 100967014 | 1318001613 | B001 | 182202 | 10200704 | 146 | 10.5 | 500 | 975.5 |  | 10200704 |  | 50.2669 | 99.9439 | 99.3131 | 99.3131 | 95.9869 | 93.311 | 0 | 0 |  |  | 331110 | Address & coordinates match. Nox mass does not match.
CONUS | Industrial | OH | 2050-01-01 | 10398 | B001 | 10398-B001 | 7937411 | 3103013 | 68563612 | 100967114 | 1318001613 | B001 | 182202 | 10200401 | 146 | 10.5 | 500 | 975.5 |  | 10200401 |  | 0 | 0 | 0 | 0 | 0 | 0 | 0 | 0 |  |  | 331110 | Address & coordinates match. Nox mass does not match.
CONUS | Industrial | OH | 2050-01-01 | 10398 | B002 | 10398-B002 | 7937411 | 3101613 | 68563912 | 100967214 | 1318001613 | B002 | 182204 | 10200704 | 146 | 10.5 | 500 | 975.5 |  | 10200704 |  | 100 | 100 | 100 | 100 | 100 | 100 | 100 | 100 |  |  | 331110 | Address & coordinates match. Nox mass does not match.
CONUS | Industrial | OH | 2050-01-01 | 10398 | B002 | 10398-B002 | 7937411 | 3101613 | 68563912 | 117225114 | 1318001613 | B002 | 182204 | 10200601 | 146 | 10.5 | 500 | 975.5 |  | 10200601 |  | 0 | 0 | 0 | 0 | 0 | 0 | 0 | 0 |  |  | 331110 | Address & coordinates match. Nox mass does not match.
CONUS | Industrial | OH | 2050-01-01 | 10398 | B003 | 10398-B003 | 7937411 | 3100313 | 68563312 | 117225214 | 1318001613 | B003 | 182206 | 10200601 | 146 | 10.5 | 500 | 975.5 |  | 10200601 |  | 0 | 0 | 0 | 0 | 0 | 0 | 0 | 0 |  |  | 331110 | Address & coordinates match. Nox mass does not match.
CONUS | Industrial | OH | 2050-01-01 | 10398 | B003 | 10398-B003 | 7937411 | 3100313 | 68566012 | 100967314 | 1318001613 | B003 | 182205 | 10200704 | 146 | 10.5 | 500 | 975.5 |  | 10200704 |  | 100 | 100 | 100 | 100 | 100 | 100 | 100 | 100 |  |  | 331110 | Address & coordinates match. Nox mass does not match.
CONUS | Industrial | OH | 2050-01-01 | 10398 | B004 | 10398-B004 | [15 empty] | 100 | 100 | 100 | 100 | 100 | 100 | 100 | 100 |  |  |  | Cannot match. Does not have 2016 or 2017 emissions.
CONUS | Industrial | OH | 2050-01-01 | 10398 | B007 | 10398-B007 | 7937411 | 3100913 | 68566812 | 100967614 | 1318001613 | B007 | 182210 | 10200704 | 123 | 11.2 | 570 | 1058.2 |  | 10200704 |  | 100 | 100 | 100 | 100 | 100 | 100 | 100 | 100 |  |  | 331110 | Address & coordinates match. Nox mass does not match.
CONUS | Industrial | OH | 2050-01-01 | 10398 | B007 | 10398-B007 | 7937411 | 3100913 | 68566812 | 117225514 | 1318001613 | B007 | 182210 | 10200601 | 123 | 11.2 | 570 | 1058.2 |  | 10200601 |  | 0 | 0 | 0 | 0 | 0 | 0 | 0 | 0 |  |  | 331110 | Address & coordinates match. Nox mass does not match.
CONUS | Industrial | OH | 2050-01-01 | 880030 | B034 | 880030-B034 | [15 empty] | 100 | 100 | 100 | 100 | 100 | 100 | 100 | 100 |  |  |  | Prioritize in next outreach. Has 2016 & 2017 emissions. Not in 2016 or 2017 egucems or egunoncems.
CONUS | Industrial | OH | 2050-01-01 | 880030 | B035 | 880030-B035 | [15 empty] | 100 | 100 | 100 | 100 | 100 | 100 | 100 | 100 |  |  |  | Prioritize in next outreach. Has 2016 & 2017 emissions. Not in 2016 or 2017 egucems or egunoncems.
CONUS | Industrial | PA | 2017-01-01 | 50397 | 033 | 50397-033 | 4966111 | 28926113 | 27701212 | 139714514 | 421330016 | 33 | S10 | 4 | 300 | 8 | 340 | 5450.017 | 108.437 | 10200401 |  | 33.3333 | 33.3333 | 33.3333 | 33.3333 | 33.3333 | 33.3333 | 33.3333 | 33.3333 |  |  | 322121 | EIS ID's NOT Verified
CONUS | Industrial | PA | 2017-01-01 | 50397 | 033 | 50397-033 | 4966111 | 28926113 | 27701212 | 14418114 | 421330016 | 33 | S10 | 1 | 300 | 8 | 340 | 5450.017 | 108.437 | 10200202 |  | 33.3333 | 33.3333 | 33.3333 | 33.3333 | 33.3333 | 33.3333 | 33.3333 | 33.3333 |  |  | 322121 | EIS ID's NOT Verified
CONUS | Industrial | PA | 2017-01-01 | 50397 | 033 | 50397-033 | 4966111 | 28926113 | 27701212 | 93209214 | 421330016 | 33 | S10 | 3 | 300 | 8 | 340 | 5450.017 | 108.437 | 10200501 |  | 33.3333 | 33.3333 | 33.3333 | 33.3333 | 33.3333 | 33.3333 | 33.3333 | 33.3333 |  |  | 322121 | EIS ID's NOT Verified
CONUS | Industrial | PA | 2017-01-01 | 880025 | 033 | 880025-033 | 7874511 | 2752813 | 2675012 | 13879514 | 420450030 | 33 | S12 | 2 | 100 | 8 | 450 | 1401.3 | 27.9 | 10200701 |  | 50 | 50 | 50 | 50 | 50 | 50 | 50 | 50 |  |  | 324110 | Retired 2/19/2014 - EIS ID's NOT Verified
CONUS | Industrial | PA | 2017-01-01 | 880025 | 033 | 880025-033 | 7874511 | 2752813 | 2675012 | 13879614 | 420450030 | 33 | S12 | 1 | 100 | 8 | 450 | 1401.3 | 27.9 | 10200401 |  | 50 | 50 | 50 | 50 | 50 | 50 | 50 | 50 |  |  | 324110 | Retired 2/19/2014 - EIS ID's NOT Verified
CONUS | Industrial | PA | 2017-01-01 | 880107 | AB02 | 880107-AB02 | 16848711 | 129158013 | [13 empty] | 100 | 100 | 100 | 100 | 100 | 100 | 100 | 100 |  |  |  | Cannot match. Does not have 2016 or 2017 emissions. Retired 2016.
CONUS | Industrial | PA | 2050-01-01 | 50397 | 034 | 50397-034 | 4966111 | 28926613 | 27701212 | 14417414 | 421330016 | 34 | S10 | 1 | 300 | 8 | 340 | 5450.017 | 108.437 | 10200202 |  | 99.94 | 99.9747 | 35.4735 | 38.0577 | 99.6285 | 99.8758 | 100 | 100 |  |  | 322121
CONUS | Industrial | PA | 2050-01-01 | 50397 | 034 | 50397-034 | 4966111 | 28926613 | 27701212 | 14417514 | 421330016 | 34 | S10 | 2 | 300 | 8 | 340 | 5450.017 | 108.437 | 10200401 |  | 0.035509 | 0.016982 | 32.2633 | 30.9712 | 0.15789 | 0.062092 | 0 | 0 |  |  | 322121
CONUS | Industrial | PA | 2050-01-01 | 50397 | 034 | 50397-034 | 4966111 | 28926613 | 27701212 | 93209314 | 421330016 | 34 | S10 | 3 | 300 | 8 | 340 | 5450.017 | 108.437 | 10200501 |  | 0.024494 | 0.0083105 | 32.2633 | 30.9711 | 0.21358 | 0.062092 | 0 | 0 |  |  | 322121
CONUS | Industrial | PA | 2050-01-01 | 50397 | 035 | 50397-035 | 4966111 | 28925013 | 27701212 | 121591814 | 421330016 | 35 | S10 | 5 | 300 | 8 | 340 | 5450.017 | 108.437 | 10200501 |  | 0.17432 | 0.059184 | 2.5138 | 2.4476 | 1.5051 | 0.43411 | 0 | 0 |  |  | 322121
CONUS | Industrial | PA | 2050-01-01 | 50397 | 035 | 50397-035 | 4966111 | 28925013 | 27701212 | 14419814 | 421330016 | 35 | S10 | 2 | 300 | 8 | 340 | 5450.017 | 108.437 | 10200401 |  | 0 | 0 | 19.6291 | 19.9303 | 0 | 0 | 0 | 0 |  |  | 322121
CONUS | Industrial | PA | 2050-01-01 | 50397 | 035 | 50397-035 | 4966111 | 28925013 | 27701212 | 14419914 | 421330016 | 35 | S10 | 1 | 300 | 8 | 340 | 5450.017 | 108.437 | 10200202 |  | 99.8257 | 99.9408 | 2.8435 | 3.1869 | 98.4949 | 99.5659 | 100 | 100 |  |  | 322121
CONUS | Industrial | PA | 2050-01-01 | 50397 | 035 | 50397-035 | 4966111 | 28925013 | 27701212 | 154845714 | 421330016 | 35 | S10 | 6 | 300 | 8 | 340 | 5450.017 | 108.437 | 10200902 |  | 0 | 0 | 75.0136 | 74.4352 | 0 | 0 | 0 | 0 |  |  | 322121
CONUS | Industrial | PA | 2050-01-01 | 50410 | 035 | 50410-035 | 6595211 | 17836013 | 17335912 | 129881114 | 420450016 | 35 | S12 | 5 | 295 | 8 | 375 | 5993.65 | 119.264 | 10300218 |  | 0 | 0 | 0 | 0 | 0 | 0 | 0 | 0 |  |  | 322121
CONUS | Industrial | PA | 2050-01-01 | 50410 | 035 | 50410-035 | 6595211 | 17836013 | 17335912 | 13778814 | 420450016 | 35 | S12 | 6 | 295 | 8 | 375 | 5993.65 | 119.264 | 10200101 |  | 0 | 0 | 0 | 0 | 0 | 0 | 0 | 0 |  |  | 322121
CONUS | Industrial | PA | 2050-01-01 | 50410 | 035 | 50410-035 | 6595211 | 17836013 | 17335912 | 93038214 | 420450016 | 35 | S12 | 1 | 295 | 8 | 375 | 5993.65 | 119.264 | 10100101 |  | 0 | 15.8126 | 91.3714 | 95.9631 | 69.8716 | 69.5014 | 48.7143 | 48.7143 |  |  | 322121
CONUS | Industrial | PA | 2050-01-01 | 50410 | 035 | 50410-035 | 6595211 | 17836013 | 17335912 | 93038414 | 420450016 | 35 | S12 | 3 | 295 | 8 | 375 | 5993.65 | 119.264 | 10200604 |  | 0 | 0.00010295 | 0.016858 | 0.0015383 | 0.55233 | 1.0793 | 51.2857 | 51.2857 |  |  | 322121
CONUS | Industrial | PA | 2050-01-01 | 50410 | 035 | 50410-035 | 6595211 | 17836013 | 17335912 | 93038514 | 420450016 | 35 | S12 | 4 | 295 | 8 | 375 | 5993.65 | 119.264 | 10200804 |  | 100 | 84.1873 | 8.6118 | 4.0354 | 29.5761 | 29.4193 | 0 | 0 |  |  | 322121
CONUS | Industrial | PA | 2050-01-01 | 50463 | 328001 | 50463-328001 | 4952011 | 28942313 | 27714412 | 14568314 | 421310009 | 35 | S50 | 1 | 75 | 5 | 195 | 644.8 | 32.8 | 20200203 |  | 11 | 11 | 11 | 11 | 11 | 11 | 11 | 11 |  |  | 322121
CONUS | Industrial | PA | 2050-01-01 | 50463 | 328001 | 50463-328001 | 4952011 | 28942313 | 27715212 | 14568314 | 421310009 | 35 | S42 | 1 | 75 | 5 | 215 | 791.2 | 40.3 | 20200203 |  | 21 | 21 | 21 | 21 | 21 | 21 | 21 | 21 |  |  | 322121
CONUS | Industrial | PA | 2050-01-01 | 50463 | 328001 | 50463-328001 | 4952011 | 28942313 | 27715312 | 14568314 | 421310009 | 35 | S44 | 1 | 75 | 5 | 200 | 972.5 | 49.5 | 20200203 |  | 10 | 10 | 10 | 10 | 10 | 10 | 10 | 10 |  |  | 322121
CONUS | Industrial | PA | 2050-01-01 | 50463 | 328001 | 50463-328001 | 4952011 | 28942313 | 27716012 | 14568314 | 421310009 | 35 | S48 | 1 | 73 | 7 | 245 | 984.9 | 25.6 | 20200203 |  | 22 | 22 | 22 | 22 | 22 | 22 | 22 | 22 |  |  | 322121
CONUS | Industrial | PA | 2050-01-01 | 50463 | 328001 | 50463-328001 | 4952011 | 28942313 | 27716112 | 14568314 | 421310009 | 35 | S52 | 1 | 75 | 5 | 195 | 644.8 | 32.8 | 20200203 |  | 11 | 11 | 11 | 11 | 11 | 11 | 11 | 11 |  |  | 322121
CONUS | Industrial | PA | 2050-01-01 | 50463 | 328001 | 50463-328001 | 4952011 | 28942313 | 27716212 | 14568314 | 421310009 | 35 | S46 | 1 | 75 | 5 | 240 | 917.9 | 46.8 | 20200203 |  | 20 | 20 | 20 | 20 | 20 | 20 | 20 | 20 |  |  | 322121
CONUS | Industrial | PA | 2050-01-01 | 50463 | 328001 | 50463-328001 | 4952011 | 28942313 | 27716712 | 14568314 | 421310009 | 35 | S90 | 1 | 45 | 5.3 | 400 | 1357.2 | 61.5 | 20200203 |  | 5 | 5 | 5 | 5 | 5 | 5 | 5 | 5 |  |  | 322121
CONUS | Industrial | PA | 2050-01-01 | 50607 | RSB1 | 50607-RSB1 | [15 empty] | 100 | 100 | 100 | 100 | 100 | 100 | 100 | 100 |  |  |  | Prioritize in next outreach. Has 2016 & 2017 emissions. Not in 2016 or 2017 egucems or egunoncems.
CONUS | Industrial | PA | 2050-01-01 | 50607 | RSB2 | 50607-RSB2 | [15 empty] | 100 | 100 | 100 | 100 | 100 | 100 | 100 | 100 |  |  |  | Prioritize in next outreach. Has 2016 & 2017 emissions. Not in 2016 or 2017 egucems or egunoncems.
CONUS | Industrial | PA | 2050-01-01 | 880050 | 31801 | 880050-31801 | [15 empty] | 100 | 100 | 100 | 100 | 100 | 100 | 100 | 100 |  |  |  | Cannot match. Does not have 2016 or 2017 emissions.
CONUS | Industrial | PA | 2050-01-01 | 880071 | 31301 | 880071-31301 | [15 empty] | 100 | 100 | 100 | 100 | 100 | 100 | 100 | 100 |  |  |  | Cannot match. Does not have 2016 or 2017 emissions.
CONUS | Industrial | PA | 2050-01-01 | 880072 | 31601 | 880072-31601 | [15 empty] | 100 | 100 | 100 | 100 | 100 | 100 | 100 | 100 |  |  |  | Cannot match. Does not have 2016 or 2017 emissions.
CONUS | Industrial | PA | 2050-01-01 | 880107 | AB01 | 880107-AB01 | 16848711 | 129158013 | 131090112 | 187028614 | 420450331 | 31 | s031 | 1 | 275 | 6.5 | 306 | 1959.167 | 59.058 | 10200601 |  | 50 | 50 | 50 | 50 | 50 | 50 | 50 | 50 |  |  | 493190
CONUS | Industrial | PA | 2050-01-01 | 880107 | AB01 | 880107-AB01 | 16848711 | 129158013 | 131090112 | 187028714 | 420450331 | 31 | S031 | 2 | 275 | 6.5 | 306 | 1959.167 | 59.058 | 10200799 |  | 50 | 50 | 50 | 50 | 50 | 50 | 50 | 50 |  |  | 49319
CONUS | Industrial | PA | 2050-01-01 | 880107 | AB03 | 880107-AB03 | 16848711 | 109282413 | 112812712 | 154848214 | 420450331 | 33 | S033 | 1 | 275 | 6.5 | 306 | 1959.167 | 59.058 | 10200601 |  | 100 | 100 | 100 | 100 | 100 | 100 | 100 | 100 |  |  | 493190
CONUS | Industrial | PA | 2050-01-01 | 880107 | AB04 | 880107-AB04 | 16848711 | 109282513 | 112812812 | 154848314 | 420450331 | 34 | S034 | 1 | 275 | 6.5 | 306 | 1959.167 | 59.058 | 10200601 |  | 100 | 100 | 100 | 100 | 100 | 100 | 100 | 100 |  |  | 493190
CONUS | Industrial | SC | 2019-12-18 | 880057 | 03 | 880057-03 | 4762411 | 32031713 | [13 empty] | 100 | 100 | 100 | 100 | 100 | 100 | 100 | 100 |  |  |  | Not in any 2016b point inventory files. Operated in 2016. Retired in 2019.
CONUS | Industrial | SC | 2050-01-01 | 50806 | 16 | 50806-16 | 4758811 | 32072513 | 108347312 | 96293514 | 1040-0003 | 16 | 13 | 7 | 10 | 1 | 72 | 7.854 | 10 | 50300603 |  | 0 | 0 | 1.15 | 2.3226 | 0 | 0 | 0 | 0 |  |  | 322110
CONUS | Industrial | SC | 2050-01-01 | 50806 | 16 | 50806-16 | 4758811 | 32072513 | 30697612 | 11688614 | 1040-0003 | 16 | 10 | 1 | 250 | 12 | 367 | 7328.7011 | 64.8 | 10100902 |  | 75.7965 | 4.9986 | 59.6699 | 58.6859 | 75.7884 | 95.0935 | 0 | 0 |  |  | 322110 | Address & coordinates match. Nox mass does not match.
CONUS | Industrial | SC | 2050-01-01 | 50806 | 16 | 50806-16 | 4758811 | 32072513 | 30697612 | 11688714 | 1040-0003 | 16 | 10 | 4 | 250 | 12 | 367 | 7328.7011 | 64.8 | 10200601 |  | 3.9111 | 0 | 0.78132 | 0.76843 | 3.9093 | 1.5426 | 96.5909 | 96.5909 |  |  | 322110 | Address & coordinates match. Nox mass does not match.
CONUS | Industrial | SC | 2050-01-01 | 50806 | 16 | 50806-16 | 4758811 | 32072513 | 30697612 | 11688814 | 1040-0003 | 16 | 10 | 2 | 250 | 12 | 367 | 7328.7011 | 64.8 | 10100202 |  | 20.2923 | 95.0014 | 38.3022 | 37.6705 | 20.3023 | 3.3639 | 3.4091 | 3.4091 |  |  | 322110 | Address & coordinates match. Nox mass does not match.
CONUS | Industrial | SC | 2050-01-01 | 50806 | 16 | 50806-16 | 4758811 | 32072513 | 30697612 | 11688914 | 1040-0003 | 16 | 10 | 3 | 250 | 12 | 367 | 7328.7011 | 64.8 | 10100401 |  | 0 | 0 | 0 | 0 | 0 | 0 | 0 | 0 |  |  | 322110 | Address & coordinates match. Nox mass does not match.
CONUS | Industrial | SC | 2050-01-01 | 50806 | 16 | 50806-16 | 4758811 | 32072513 | 63990012 | 96293314 | 1040-0003 | 16 | 12 | 9 |  |  | 72 | 0.1963 | 1 | 30704003 |  | 0 | 0 | 0 | 0 | 0 | 0 | 0 | 0 |  |  | 322110
CONUS | Industrial | SC | 2050-01-01 | 50806 | 16 | 50806-16 | 4758811 | 32072513 | 63990012 | 96293414 | 1040-0003 | 16 | 12 | 5 |  |  | 72 | 0.1963 | 1 | 30702004 |  | 0 | 0 | 0 | 0 | 0 | 0 | 0 | 0 |  |  | 322110
CONUS | Industrial | SC | 2050-01-01 | 50806 | 16 | 50806-16 | 4758811 | 32072513 | 63990012 | 96293614 | 1040-0003 | 16 | 12 | 8 |  |  | 72 | 0.1963 | 1 | 30510303 |  | 0 | 0 | 0.096567 | 0.55258 | 0 | 0 | 0 | 0 |  |  | 322110 | Address & coordinates match. Nox mass does not match.
CONUS | Industrial | SC | 2050-01-01 | 50806 | 16 | 50806-16 | 4758811 | 32072513 | 63990012 | 96293714 | 1040-0003 | 16 | 12 | 6 |  |  | 72 | 0.1963 | 1 | 30700803 |  | 0 | 0 | 0 | 0 | 0 | 0 | 0 | 0 |  |  | 322110
CONUS | Industrial | SC | 2050-01-01 | 880074 | 15 | 880074-15 | 6518011 | 18545413 | 17989612 | 14734114 | 1680-0043 | 15 | 5 | 1 | 60 | 6.5 | 318 | 1068.4975 | 32.2 | 10200601 |  | 100 | 100 | 100 | 100 | 100 | 100 | 100 | 100 |  |  | 322121 | bedenbcw@dhec.sc.gov provided EIS facility and unit ID's. MDE queries filled remainign data
CONUS | Industrial | TN | 2050-01-01 | 50481 | 253-25 | 50481-253-25 | 3982311 | 35486213 | [13 empty] | 100 | 100 | 100 | 100 | 100 | 100 | 100 | 100
CONUS | Industrial | TN | 2050-01-01 | 50481 | 253-26 | 50481-253-26 | 3982311 | 35486213 | [13 empty] | 100 | 100 | 100 | 100 | 100 | 100 | 100 | 100
CONUS | Industrial | TN | 2050-01-01 | 50481 | 253-27 | 50481-253-27 | 3982311 | 35486213 | [13 empty] | 100 | 100 | 100 | 100 | 100 | 100 | 100 | 100
CONUS | Industrial | TN | 2050-01-01 | 50481 | 253-28 | 50481-253-28 | 3982311 | 35486213 | [13 empty] | 100 | 100 | 100 | 100 | 100 | 100 | 100 | 100
CONUS | Industrial | TN | 2050-01-01 | 50481 | 253-29 | 50481-253-29 | 3982311 | 35486213 | [13 empty] | 100 | 100 | 100 | 100 | 100 | 100 | 100 | 100
CONUS | Industrial | TN | 2050-01-01 | 50481 | 325-30 | 50481-325-30 | 3982311 | 35495313 | [13 empty] | 100 | 100 | 100 | 100 | 100 | 100 | 100 | 100
CONUS | Industrial | TN | 2050-01-01 | 50481 | 325-31 | 50481-325-31 | 3982311 | 35495313 | [13 empty] | 100 | 100 | 100 | 100 | 100 | 100 | 100 | 100
CONUS | Industrial | TN | 2050-01-01 | 50481 | 83-23 | 50481-83-23 | 3982311 | 35486013 | [13 empty] | 100 | 100 | 100 | 100 | 100 | 100 | 100 | 100
CONUS | Industrial | TN | 2050-01-01 | 50481 | 83-24 | 50481-83-24 | 3982311 | 35486013 | [13 empty] | 100 | 100 | 100 | 100 | 100 | 100 | 100 | 100
CONUS | Industrial | TN | 2050-01-01 | 55703 | P049 | 55703-P049 | 7156111 | [14 empty] | 100 | 100 | 100 | 100 | 100 | 100 | 100 | 100 |  |  |  | Prioritize in next outreach. Has 2016 & 2017 emissions. Not in 2016 or 2017 egucems or egunoncems.
CONUS | Industrial | TN | 2050-01-01 | 880079 | 37 | 880079-37 | 4129211 | [14 empty] | 100 | 100 | 100 | 100 | 100 | 100 | 100 | 100 |  |  |  | Prioritize in next outreach. Has 2017 emissions. Not in 2017 egucems or egunoncems.
CONUS | Industrial | TN | 2050-01-01 | 880079 | 38 | 880079-38 | 4129211 | [14 empty] | 100 | 100 | 100 | 100 | 100 | 100 | 100 | 100 |  |  |  | Prioritize in next outreach. Has 2017 emissions. Not in 2017 egucems or egunoncems.
CONUS | Industrial | TX | 2050-01-01 | 50625 | 61STK1 | 50625-61STK1 | 4862411 | 71060413 | 65329612 | 98448614 | 18 | 788 | 822 | 700 | 40 | 3 | 560 |  | 30 | 30600104 |  | 100 | 100 | 100 | 100 | 100 | 100 | 100 | 100 |  |  | 324110
CONUS | Industrial | TX | 2050-01-01 | 50625 | 61STK2 | 50625-61STK2 | 4862411 | 71060513 | 65323812 | 98448714 | 18 | 789 | 823 | 701 | 40 | 3 | 560 |  | 30 | 30600104 |  | 100 | 100 | 100 | 100 | 100 | 100 | 100 | 100 |  |  | 324110
CONUS | Industrial | TX | 2050-01-01 | 50625 | 61STK3 | 50625-61STK3 | 4862411 | 71060613 | 65323912 | 98448814 | 18 | 790 | 824 | 702 | 40 | 3 | 560 |  | 30 | 30600104 |  | 100 | 100 | 100 | 100 | 100 | 100 | 100 | 100 |  |  | 324110
CONUS | Industrial | VA | 2050-01-01 | 50479 | 6 | 50479-6 | 4183311 | 32654613 | 31206712 | 404514 | 30389 | 3 | 2 | 1 | 213 | 5 | 365 | 1183.3 | 60.2 | 10200601 |  | 100 | 100 | 100 | 100 | 100 | 100 | 100 | 100 |  |  | 322130
CONUS | Industrial | VA | 2050-01-01 | 52089 | BLR010 | 52089-BLR010 | 4004311 | 124225312 | [13 empty] | 100 | 100 | 100 | 100 | 100 | 100 | 100 | 100 |  |  |  | Not in any 2016b point inventory files. Operated in 2016.
CONUS | Industrial | VA | 2050-01-01 | 52089 | BLR011 | 52089-BLR011 | 4004311 | 121828713 | 124225412 | 173620514 | 20304 | 111 | 111 | 1 | [5 empty] | 10200603 |  | 99.9871 | 99.9875 | 99.9728 | 99.9684 | 99.1652 | 99.9663 | 99.9912 | 99.9912 |  |  | 325220 | doris.mcleod@deq.virginia.gov provided EIS facility and unit ID's. MDE queries filled remainign data
CONUS | Industrial | VA | 2050-01-01 | 52089 | BLR011 | 52089-BLR011 | 4004311 | 121828713 | 124225412 | 173620614 | 20304 | 111 | 111 | 2 | [5 empty] | 10200501 |  | 0.01286 | 0.012549 | 0.027162 | 0.031571 | 0.83476 | 0.03366 | 0.0088379 | 0.0088379 |  |  | 325220 | doris.mcleod@deq.virginia.gov provided EIS facility and unit ID's. MDE queries filled remainign data
CONUS | Industrial | VA | 2050-01-01 | 52089 | BLR012 | 52089-BLR012 | 4004311 | 121828813 | 124225512 | 173620714 | 20304 | 112 | 112 | 1 | [5 empty] | 10200603 |  | 100 | 100 | 100 | 100 | 100 | 100 | 100 | 100 |  |  | 325220 | doris.mcleod@deq.virginia.gov provided EIS facility and unit ID's. MDE queries filled remainign data
CONUS | Industrial | VA | 2050-01-01 | 52089 | BLR013 | 52089-BLR013 | 4004311 | 121828913 | 124225612 | 173620914 | 20304 | 113 | 113 | 1 | [5 empty] | 10200603 |  | 99.9953 | 99.9952 | 99.9868 | 99.9847 | 99.3495 | 99.8954 | 99.9966 | 99.9966 |  |  | 325220 | doris.mcleod@deq.virginia.gov provided EIS facility and unit ID's. MDE queries filled remainign data
CONUS | Industrial | VA | 2050-01-01 | 52089 | BLR013 | 52089-BLR013 | 4004311 | 121828913 | 124225612 | 173621014 | 20304 | 113 | 113 | 2 | [5 empty] | 10200501 |  | 0.0047432 | 0.0048341 | 0.013193 | 0.015335 | 0.65045 | 0.10464 | 0.0034044 | 0.0034044 |  |  | 325220 | doris.mcleod@deq.virginia.gov provided EIS facility and unit ID's. MDE queries filled remainign data
CONUS | Industrial | VA | 2050-01-01 | 52089 | BLR014 | 52089-BLR014 | 4004311 | 121829013 | 124225712 | 173621114 | 20304 | 114 | 114 | 1 | [5 empty] | 10200603 |  | 100 | 100 | 100 | 100 | 100 | 100 | 100 | 100 |  |  | 325220 | doris.mcleod@deq.virginia.gov provided EIS facility and unit ID's. MDE queries filled remainign data
CONUS | Industrial | VA | 2050-01-01 | 52152 | 029 | 52152-029 | 5747111 | 21806413 | 20899812 | 1019514 | 60214 | 29 | 22 | 2 | 147 | 12 | 190 | 7194 | 63.6 | 20100201 |  | 100 | 100 | 100 | 100 | 100 | 100 | 100 | 100 |  |  | 322121 | doris.mcleod@deq.virginia.gov provided EIS facility and unit ID's. MDE queries filled remainign data
CONUS | Industrial | VA | 2050-01-01 | 880093 | 10D | 880093-10D | [15 empty] | 100 | 100 | 100 | 100 | 100 | 100 | 100 | 100 |  |  |  | Cannot match. Does not have 2016 or 2017 emissions.
CONUS | Industrial | VA | 2050-01-01 | 880093 | 10E | 880093-10E | [15 empty] | 100 | 100 | 100 | 100 | 100 | 100 | 100 | 100 |  |  |  | NEW 2019
CONUS | Industrial | VA | 2050-01-01 | 880093 | 10F | 880093-10F | [15 empty] | 100 | 100 | 100 | 100 | 100 | 100 | 100 | 100 |  |  |  | NEW 2019
CONUS | Industrial | WV | 2017-01-27 | 880053 | 070 | 880053-070 | 5782411 | 71709213 | 65921412 | 99263814 | 7 | 71 | 8 | 1 |  |  | 350 | 4583.3 | 65 | 10200202 |  | 100 | 100 | 100 | 100 | 100 | 100 | 100 | 100 |  |  | 32532 | Retired 1/27/2017 - EIS ID's NOT Verified
CONUS | Industrial | WV | 2017-01-27 | 880053 | 080 | 880053-080 | 5782411 | 71709413 | 65921412 | 99264014 | 7 | 81 | 8 | 1 |  |  | 350 | 4583.3 | 65 | 10200202 |  | 100 | 100 | 100 | 100 | 100 | 100 | 100 | 100 |  |  | 32532 | Retired 1/27/2017 - EIS ID's NOT Verified
CONUS | Industrial | WV | 2017-01-27 | 880053 | 090 | 880053-090 | 5782411 | 71709613 | 65921412 | 99264214 | 7 | 91 | 8 | 1 |  |  | 350 | 4583.3 | 65 | 10200202 |  | 100 | 100 | 100 | 100 | 100 | 100 | 100 | 100 |  |  | 32532 | Retired 1/27/2017 - EIS ID's NOT Verified
CONUS | Institutional | DC | 2050-01-01 | 880004 | 3 | 880004-3 | 2701211 | 41213413 | 39304112 | 48458714 | 25 | 3 | 3 | 2 | 133 | 6 | 362 | 3073.3 | 78 | 10200501 |  | 50 | 50 | 50 | 50 | 50 | 50 | 50 | 50 |  |  | 221330
CONUS | Institutional | DC | 2050-01-01 | 880004 | 3 | 880004-3 | 2701211 | 41213413 | 39304112 | 48458814 | 25 | 3 | 3 | 1 | 133 | 6 | 362 | 3073.3 | 78 | 10200601 |  | 50 | 50 | 50 | 50 | 50 | 50 | 50 | 50 |  |  | 221330
CONUS | Institutional | DC | 2050-01-01 | 880004 | 4 | 880004-4 | 2701211 | 41213313 | 39304212 | 48458914 | 25 | 4 | 4 | 2 | 133 | 6 | 362 | 3226.9 | 81 | 10200501 |  | 50 | 50 | 50 | 50 | 50 | 50 | 50 | 50 |  |  | 221330
CONUS | Institutional | DC | 2050-01-01 | 880004 | 4 | 880004-4 | 2701211 | 41213313 | 39304212 | 48459014 | 25 | 4 | 4 | 1 | 133 | 6 | 362 | 3226.9 | 81 | 10200601 |  | 50 | 50 | 50 | 50 | 50 | 50 | 50 | 50 |  |  | 221330
CONUS | Institutional | DC | 2050-01-01 | 880004 | 5C | 880004-5C | 2701211 | 41213613 | 58244112 | 48458314 | 25 | 005C | 5 | 2 | 133 | 1 | 30 |  | 1 | 10200501 |  | 50 | 50 | 50 | 50 | 50 | 50 | 50 | 50 |  |  | 221330
CONUS | Institutional | DC | 2050-01-01 | 880004 | 5C | 880004-5C | 2701211 | 41213613 | 58244112 | 48458414 | 25 | 005C | 5 | 1 | 133 | 1 | 30 |  | 1 | 10200601 |  | 50 | 50 | 50 | 50 | 50 | 50 | 50 | 50 |  |  | 221330
CONUS | Institutional | FL | 2050-01-01 | 7254 | 32432 | 7254-32432 | 901111 | 46577813 | 44259312 | 48731214 | 950111 | 88 | 88 | 2 | 65 | 11.1 | 285 | 5848.9 | 60.4 | 20100101 |  | 0 | 0 | 0 | 0 | 0 | 0 | 0 | 0 |  |  | 713110
CONUS | Institutional | FL | 2050-01-01 | 7254 | 32432 | 7254-32432 | 901111 | 46577813 | 44259312 | 48731314 | 950111 | 88 | 88 | 1 | 65 | 11.1 | 285 | 5848.9 | 60.4 | 20100201 |  | 100 | 100 | 100 | 100 | 100 | 100 | 100 | 100 |  |  | 713110
CONUS | Institutional | IN | 2050-01-01 | 50240 | 2 | 50240-2 | 4912511 | 30461713 | 29213212 | 123883514 | 12 | 2 | 2 | B2_01 | 200 | 6 | 350 | 1895 | 67 | 10300209 |  | 0 | 0 | 0 | 0 | 0 | 0 | 0 | 0 |  |  | 61131
CONUS | Institutional | IN | 2050-01-01 | 50240 | 2 | 50240-2 | 4912511 | 30461713 | 29213212 | 123883614 | 12 | 2 | 2 | B2_02 | 200 | 6 | 350 | 1895 | 67 | 10300602 |  | 100 | 100 | 100 | 100 | 100 | 100 | 100 | 100 |  |  | 61131
CONUS | Institutional | IN | 2050-01-01 | 50240 | 2 | 50240-2 | 4912511 | 30461713 | 29213212 | 141321314 | 12 | 2 | 2 | 002-B2_01 | 200 | 6 | 350 | 1895 | 67 | 10300209 |  | 0 | 0 | 0 | 0 | 0 | 0 | 0 | 0 |  |  | 61131
CONUS | Institutional | IN | 2050-01-01 | 50240 | 2 | 50240-2 | 4912511 | 30461713 | 29213212 | 141321414 | 12 | 2 | 2 | 002-B2_02 | 200 | 6 | 350 | 1895 | 67 | 10300602 |  | 0 | 0 | 0 | 0 | 0 | 0 | 0 | 0 |  |  | 61131
CONUS | Institutional | IN | 2050-01-01 | 50240 | 3 | 50240-3 | 4912511 | 30461813 | 29213412 | 123883714 | 12 | 3 | 3 | B3_01 | 200 | 6.58 | 334 | 1329.1 | 39.09 | 10300501 |  | 0 | 0 | 0 | 0 | 0 | 0 | 0 | 0 |  |  | 61131
CONUS | Institutional | IN | 2050-01-01 | 50240 | 3 | 50240-3 | 4912511 | 30461813 | 29213412 | 123883814 | 12 | 3 | 3 | B3_02 | 200 | 6.58 | 334 | 1329.1 | 39.09 | 10300601 |  | 100 | 100 | 100 | 100 | 100 | 100 | 100 | 100 |  |  | 61131
CONUS | Institutional | IN | 2050-01-01 | 50240 | 3 | 50240-3 | 4912511 | 30461813 | 29213412 | 141321614 | 12 | 3 | 3 | 003-B3_02 | 200 | 6.58 | 334 | 1329.1 | 39.09 | 10300601 |  | 0 | 0 | 0 | 0 | 0 | 0 | 0 | 0 |  |  | 61131
CONUS | Institutional | IN | 2050-01-01 | 50240 | 5 | 50240-5 | 4912511 | 30462313 | 29213512 | 123883914 | 12 | 5 | 5 | B5_01 | 202 | 6 | 340 | 1833.3333 | 64.8 | 10300218 |  | 99.9565 | 99.9999 | 99.9648 | 99.9653 | 99.7176 | 0 | 97.9507 | 97.9507 |  |  | 61131
CONUS | Institutional | IN | 2050-01-01 | 50240 | 5 | 50240-5 | 4912511 | 30462313 | 29213512 | 123884014 | 12 | 5 | 5 | B5_02 | 202 | 6 | 340 | 1833.3333 | 64.8 | 10300602 |  | 0.043549 | 0.00011401 | 0.03519 | 0.034749 | 0.28244 | 100 | 2.0493 | 2.0493 |  |  | 61131
CONUS | Institutional | IN | 2050-01-01 | 50240 | 5 | 50240-5 | 4912511 | 30462313 | 29213512 | 141321714 | 12 | 5 | 5 | 005-B5_01 | 202 | 6 | 340 | 1833.3333 | 64.8 | 10300218 |  | 0 | 0 | 0 | 0 | 0 | 0 | 0 | 0 |  |  | 61131
CONUS | Institutional | IN | 2050-01-01 | 50240 | 5 | 50240-5 | 4912511 | 30462313 | 29213512 | 141321814 | 12 | 5 | 5 | 005-B5_02 | 202 | 6 | 340 | 1833.3333 | 64.8 | 10300602 |  | 0 | 0 | 0 | 0 | 0 | 0 | 0 | 0 |  |  | 61131
CONUS | Institutional | IN | 2050-01-01 | 50240 | 7 | 50240-7 | [15 empty] | 100 | 100 | 100 | 100 | 100 | 100 | 100 | 100 |  |  |  | Prioritize in next outreach. Has 2016 & 2017 emissions. Not in 2016 or 2017 egucems or egunoncems.
CONUS | Institutional | IN | 2050-01-01 | 992 | 11 | 992-11 | 4885311 | 100805313 | 30984812 | 160443914 | 34 | 11 | 3 | 1 | 272 | 15.2 | 420 | 3166.6666 | 17.45 | 10200601 |  | 100 | 100 | 100 | 100 | 100 | 100 | 100 | 100 |  |  | 22133
CONUS | Institutional | IN | 2050-01-01 | 992 | 12 | 992-12 | 4885311 | 100805413 | 30985212 | 141378314 | 34 | 12 | 4 | 1 | 272 | 15.23 | 375 | 2833.3333 | 15.5 | 10200202 |  | 0 | 0 | 0 | 0 | 0 | 0 | 0 | 0 |  |  | 22133 | Address & coordinates match. Nox mass does not match.
CONUS | Institutional | IN | 2050-01-01 | 992 | 12 | 992-12 | 4885311 | 100805413 | 30985212 | 160444014 | 34 | 12 | 4 | 1 | 272 | 15.23 | 375 | 2833.3333 | 15.5 | 10200601 |  | 100 | 100 | 100 | 100 | 100 | 100 | 100 | 100 |  |  | 22133 | Address & coordinates match. Nox mass does not match.
CONUS | Institutional | IN | 2050-01-01 | 992 | 13 | 992-13 | 4885311 | 100805513 | 30985212 | 160444114 | 34 | 13 | 4 | 1 | 272 | 15.23 | 375 | 2833.3333 | 15.5 | 10200601 |  | 100 | 100 | 100 | 100 | 100 | 100 | 100 | 100 |  |  | 22133 | Address & coordinates match. Nox mass does not match.
CONUS | Institutional | IN | 2050-01-01 | 992 | 14 | 992-14 | 4885311 | 100805613 | 30984812 | 160444214 | 34 | 14 | 3 | 1 | 272 | 15.2 | 420 | 3166.6666 | 17.45 | 10200601 |  | 100 | 100 | 100 | 100 | 100 | 100 | 100 | 100 |  |  | 22133
CONUS | Institutional | IN | 2050-01-01 | 992 | 16 | 992-16 | 4885311 | 100805813 | 30985012 | 141379414 | 34 | 16 | 1 | 1 | 272 | 14.5 | 560 | 2500 | 15.1 | 10200204 |  | 0 | 0 | 0 | 0 | 0 | 0 | 0 | 0 |  |  | 22133 | Address & coordinates match. Nox mass does not match.
CONUS | Institutional | IN | 2050-01-01 | 992 | 16 | 992-16 | 4885311 | 100805813 | 30985012 | 160444614 | 34 | 16 | 1 | 1 | 272 | 14.5 | 560 | 2500 | 15.1 | 10200601 |  | 100 | 100 | 100 | 100 | 100 | 100 | 100 | 100 |  |  | 22133 | Address & coordinates match. Nox mass does not match.
CONUS | Institutional | MA | 2050-01-01 | 54907 | 1 | 54907-1 | 5827411 | 87412013 | 93764912 | 118474614 | 1191844 | 2 | 41 | 1 | 120 | 6 | 200 |  | 103 | 20200103 |  | 50 | 50 | 50 | 50 | 50 | 50 | 50 | 50 |  |  | 611310 | EIS ID's NOT Verified
CONUS | Institutional | MA | 2050-01-01 | 54907 | 1 | 54907-1 | 5827411 | 87412013 | 93764912 | 118474714 | 1191844 | 2 | 41 | 2 | 120 | 6 | 200 |  | 103 | 20200203 |  | 50 | 50 | 50 | 50 | 50 | 50 | 50 | 50 |  |  | 611310 | EIS ID's NOT Verified
CONUS | Institutional | MI | 2050-01-01 | 880045 | 260-03 | 880045-260-03 | [15 empty] | 100 | 100 | 100 | 100 | 100 | 100 | 100 | 100 |  |  |  | Prioritize in next outreach. Has 2016 & 2017 emissions. Not in 2016 or 2017 egucems or egunoncems.
CONUS | Institutional | NC | 2050-01-01 | 54276 | ES001 | 54276-ES001 | 8438211 | 316713 | 68808212 | 126066214 | 3713500043 | G-61 | 14-136 | 110 | 220 | 9 | 305 | 3568.9 | 56.1 | 10200907 |  | 0 | 0 | 0 | 0 | 0 | 0 | 0 | 0 |  |  | 61131
CONUS | Institutional | NC | 2050-01-01 | 54276 | ES001 | 54276-ES001 | 8438211 | 316713 | 68808212 | 18780514 | 3713500043 | G-61 | 14-136 | 5 | 220 | 9 | 305 | 3568.9 | 56.1 | 10200602 |  | 21.6656 | 0 | 29.5302 | 19.5122 | 39.8194 | 75.9036 | 21.6656 | 21.6656 |  |  | 61131
CONUS | Institutional | NC | 2050-01-01 | 54276 | ES001 | 54276-ES001 | 8438211 | 316713 | 68808212 | 18780614 | 3713500043 | G-61 | 14-136 | 4 | 220 | 9 | 305 | 3568.9 | 56.1 | 10200218 |  | 78.3344 | 100 | 70.4698 | 80.4878 | 60.1806 | 24.0964 | 78.3344 | 78.3344 |  |  | 61131
CONUS | Institutional | NC | 2050-01-01 | 54276 | ES001 | 54276-ES001 | 8438211 | 316713 | 68808212 | 18780714 | 3713500043 | G-61 | 14-136 | 30 | 220 | 9 | 305 | 3568.9 | 56.1 | 10300501 |  | 0 | 0 | 0 | 0 | 0 | 0 | 0 | 0 |  |  | 61131
CONUS | Institutional | NC | 2050-01-01 | 54276 | ES002 | 54276-ES002 | 8438211 | 316813 | 68808212 | 18780114 | 3713500043 | G-62 | 14-136 | 7 | 220 | 9 | 305 | 3568.9 | 56.1 | 10200218 |  | 74.4612 | 100 | 66.6667 | 77.6286 | 56.0176 | 20.2128 | 74.4612 | 74.4612 |  |  | 61131
CONUS | Institutional | NC | 2050-01-01 | 54276 | ES002 | 54276-ES002 | 8438211 | 316813 | 68808212 | 18780314 | 3713500043 | G-62 | 14-136 | 8 | 220 | 9 | 305 | 3568.9 | 56.1 | 10200601 |  | 25.5388 | 0 | 33.3333 | 22.3714 | 43.9824 | 79.7872 | 25.5388 | 25.5388 |  |  | 61131
CONUS | Institutional | NC | 2050-01-01 | 54276 | ES002 | 54276-ES002 | 8438211 | 316813 | 68808212 | 18780414 | 3713500043 | G-62 | 14-136 | 31 | 220 | 9 | 305 | 3568.9 | 56.1 | 10300501 |  | 0 | 0 | 0 | 0 | 0 | 0 | 0 | 0 |  |  | 61131
CONUS | Institutional | NY | 2017-01-01 | 52168 | 00002 | 52168-00002 | 8378311 | 1491713 | 1382412 | 20808514 | 2600300038 | U00002 | 2 | 003FP | 138 | 6.8 | 340 | 34.1 | 56 | 10300401 |  | 50 | 50 | 50 | 50 | 50 | 50 | 50 | 50 |  |  | 53111 | Retired 9/24/2014 - EIS ID's NOT Verified
CONUS | Institutional | NY | 2017-01-01 | 52168 | 00002 | 52168-00002 | 8378311 | 1491713 | 1382412 | 20808614 | 2600300038 | U00002 | 2 | 004FP | 138 | 6.8 | 340 | 34.1 | 56 | 10300601 |  | 50 | 50 | 50 | 50 | 50 | 50 | 50 | 50 |  |  | 53111 | Retired 9/24/2014 - EIS ID's NOT Verified
CONUS | Institutional | NY | 2018-03-09 | 10025 | 4A | 10025-4A | 17052711 | 114204213 | 116625012 | 160366514-4A | 8269900126 | U00015 | 1 | K07FP | [5 empty] | 10200401 |  | 0.54926 | 0.10353 | 0.24655 | 0.23291 | 0.54926 | 1.099 | 24.7337 | 24.7337 |  |  | 221112 | May have been 4 ERTAC ID's to one EIS ID with units 3A, 3B & 4B
CONUS | Institutional | NY | 2018-03-09 | 10025 | 4A | 10025-4A | 17052711 | 114204213 | 116625112 | 160366614-4A | 8269900126 | U00015 | 3 | K12FP | 408 | 12 | 265 |  | 43.1 | 10200401 |  | 0.70951 | 0.2261 | 0.11204 | 0.56518 | 0.70951 | 2.322 | 51.9527 | 51.9527 |  |  | 221112 | May have been 4 ERTAC ID's to one EIS ID with units 3A, 3B & 4B
CONUS | Institutional | NY | 2018-03-09 | 10025 | 4A | 10025-4A | 17052711 | 114204213 | 116625112 | 160366714-4A | 8269900126 | U00015 | 3 | K13FP | 408 | 12 | 265 |  | 43.1 | 10200203 |  | 52.9079 | 81.2473 | 88.5318 | 53.717 | 52.9079 | 48.3072 | 9.4675 | 9.4675 |  |  | 221112 | May have been 4 ERTAC ID's to one EIS ID with units 3A, 3B & 4B
CONUS | Institutional | NY | 2018-03-09 | 10025 | 4A | 10025-4A | 17052711 | 114204213 | 116625212 | 160366814-4A | 8269900126 | U00015 | 4 | K14FP | 409 | 15 | 186 |  | 27.6 | 10200501 |  | 0.040918 | 0 | 0.015293 | 0.01697 | 0.040918 | 0.035451 | 4.8521 | 4.8521 |  |  | 221112 | May have been 4 ERTAC ID's to one EIS ID with units 3A, 3B & 4B
CONUS | Institutional | NY | 2018-03-09 | 10025 | 4A | 10025-4A | 17052711 | 114204213 | 116625212 | 160366914-4A | 8269900126 | U00015 | 4 | K15FP | 409 | 15 | 186 |  | 27.6 | 10200202 |  | 34.3218 | 18.4201 | 9.5896 | 44.5571 | 34.3218 | 26.1152 | 8.9941 | 8.9941 |  |  | 221112 | May have been 4 ERTAC ID's to one EIS ID with units 3A, 3B & 4B
CONUS | Institutional | NY | 2018-03-09 | 10025 | 4A | 10025-4A | 17052711 | 114204213 | 116625212 | 174352014-4A | 8269900126 | U00015 | 4 | X01EI | 409 | 15 | 186 |  | 27.6 | 10200601 |  | 11.4706 | 0.0029385 | 1.5047 | 0.9108 | 11.4706 | 22.1064 | 0 | 0 |  |  | 221112 | May have been 4 ERTAC ID's to one EIS ID with units 3A, 3B & 4B
CONUS | Institutional | NY | 2018-03-09 | 10025 | 4A | 10025-4A | 17052711 | 114204213 | 116625712 | 160367114-4A | 8269900126 | U00015 | 321A0 | K25FP | [5 empty] | 31613002 |  | 0 | 0 | 0 | 0 | 0 | 0.014771 | 0 | 0 |  |  | 221112 | May have been 4 ERTAC ID's to one EIS ID with units 3A, 3B & 4B
CONUS | Institutional | NY | 2018-03-17 | 10025 | 3B | 10025-3B | 17052711 | 114204213 | 116625012 | 160366514-3B | 8269900126 | U00015 | 1 | K07FP | [5 empty] | 10200401 |  | 0.54926 | 0.10353 | 0.24655 | 0.23291 | 0.54926 | 1.099 | 24.7337 | 24.7337 |  |  | 221112 | May have been 4 ERTAC ID's to one EIS ID with units 3A, 4A & 4B
CONUS | Institutional | NY | 2018-03-17 | 10025 | 3B | 10025-3B | 17052711 | 114204213 | 116625112 | 160366614-3B | 8269900126 | U00015 | 3 | K12FP | 408 | 12 | 265 |  | 43.1 | 10200401 |  | 0.70951 | 0.2261 | 0.11204 | 0.56518 | 0.70951 | 2.322 | 51.9527 | 51.9527 |  |  | 221112 | May have been 4 ERTAC ID's to one EIS ID with units 3A, 4A & 4B
CONUS | Institutional | NY | 2018-03-17 | 10025 | 3B | 10025-3B | 17052711 | 114204213 | 116625112 | 160366714-3B | 8269900126 | U00015 | 3 | K13FP | 408 | 12 | 265 |  | 43.1 | 10200203 |  | 52.9079 | 81.2473 | 88.5318 | 53.717 | 52.9079 | 48.3072 | 9.4675 | 9.4675 |  |  | 221112 | May have been 4 ERTAC ID's to one EIS ID with units 3A, 4A & 4B
CONUS | Institutional | NY | 2018-03-17 | 10025 | 3B | 10025-3B | 17052711 | 114204213 | 116625212 | 160366814-3B | 8269900126 | U00015 | 4 | K14FP | 409 | 15 | 186 |  | 27.6 | 10200501 |  | 0.040918 | 0 | 0.015293 | 0.01697 | 0.040918 | 0.035451 | 4.8521 | 4.8521 |  |  | 221112 | May have been 4 ERTAC ID's to one EIS ID with units 3A, 4A & 4B
CONUS | Institutional | NY | 2018-03-17 | 10025 | 3B | 10025-3B | 17052711 | 114204213 | 116625212 | 160366914-3B | 8269900126 | U00015 | 4 | K15FP | 409 | 15 | 186 |  | 27.6 | 10200202 |  | 34.3218 | 18.4201 | 9.5896 | 44.5571 | 34.3218 | 26.1152 | 8.9941 | 8.9941 |  |  | 221112 | May have been 4 ERTAC ID's to one EIS ID with units 3A, 4A & 4B
CONUS | Institutional | NY | 2018-03-17 | 10025 | 3B | 10025-3B | 17052711 | 114204213 | 116625212 | 174352014-3B | 8269900126 | U00015 | 4 | X01EI | 409 | 15 | 186 |  | 27.6 | 10200601 |  | 11.4706 | 0.0029385 | 1.5047 | 0.9108 | 11.4706 | 22.1064 | 0 | 0 |  |  | 221112 | May have been 4 ERTAC ID's to one EIS ID with units 3A, 4A & 4B
CONUS | Institutional | NY | 2018-03-17 | 10025 | 3B | 10025-3B | 17052711 | 114204213 | 116625712 | 160367114-3B | 8269900126 | U00015 | 321A0 | K25FP | [5 empty] | 31613002 |  | 0 | 0 | 0 | 0 | 0 | 0.014771 | 0 | 0 |  |  | 221112 | May have been 4 ERTAC ID's to one EIS ID with units 3A, 4A & 4B
CONUS | Institutional | NY | 2050-01-01 | 2503 | BLR114 | 2503-BLR114 | 7986111 | 5576613 | 5438012 | 20982614-BLR114 | 2620200032 | 590020 | 1 | NG2FP | 507 | 16.5 | 370 |  | 61 | 10100601 |  | 28.1569 | 2.0564 | 29.4392 | 28.4464 | 33.0551 | 33.0656 | 31.8204 | 31.8204 |  |  | 221112
CONUS | Institutional | NY | 2050-01-01 | 2503 | BLR114 | 2503-BLR114 | 7986111 | 5576613 | 5438012 | 20982714-BLR114 | 2620200032 | 590020 | 1 | RO1FP | 507 | 16.5 | 370 |  | 61 | 10100404 |  | 2.8213 | 86.7247 | 10.8724 | 13.8359 | 1.1118 | 1.1201 | 4.5784 | 4.5784 |  |  | 221112
CONUS | Institutional | NY | 2050-01-01 | 2503 | BLR114 | 2503-BLR114 | 7986111 | 5576613 | 5438012 | 20982814-BLR114 | 2620200032 | 590020 | 1 | NG1FP | 507 | 16.5 | 370 |  | 61 | 10100604 |  | 68.8331 | 4.09 | 58.5531 | 56.5786 | 65.7417 | 65.7241 | 63.2255 | 63.2255 |  |  | 221112
CONUS | Institutional | NY | 2050-01-01 | 2503 | BLR114 | 2503-BLR114 | 7986111 | 5576613 | 5438012 | 88939814-BLR114 | 2620200032 | 590020 | 1 | RO2FP | 507 | 16.5 | 370 |  | 61 | 10100401 |  | 0.18872 | 7.1289 | 1.1353 | 1.1391 | 0.091384 | 0.09013 | 0.37571 | 0.37571 |  |  | 221112
CONUS | Institutional | NY | 2050-01-01 | 2503 | BLR115 | 2503-BLR115 | 7986111 | 5576613 | 5438012 | 20982614-BLR115 | 2620200032 | 590020 | 1 | NG2FP | 507 | 16.5 | 370 |  | 61 | 10100601 |  | 28.1569 | 2.0564 | 29.4392 | 28.4464 | 33.0551 | 33.0656 | 31.8204 | 31.8204 |  |  | 221112
CONUS | Institutional | NY | 2050-01-01 | 2503 | BLR115 | 2503-BLR115 | 7986111 | 5576613 | 5438012 | 20982714-BLR115 | 2620200032 | 590020 | 1 | RO1FP | 507 | 16.5 | 370 |  | 61 | 10100404 |  | 2.8213 | 86.7247 | 10.8724 | 13.8359 | 1.1118 | 1.1201 | 4.5784 | 4.5784 |  |  | 221112
CONUS | Institutional | NY | 2050-01-01 | 2503 | BLR115 | 2503-BLR115 | 7986111 | 5576613 | 5438012 | 20982814-BLR115 | 2620200032 | 590020 | 1 | NG1FP | 507 | 16.5 | 370 |  | 61 | 10100604 |  | 68.8331 | 4.09 | 58.5531 | 56.5786 | 65.7417 | 65.7241 | 63.2255 | 63.2255 |  |  | 221112
CONUS | Institutional | NY | 2050-01-01 | 2503 | BLR115 | 2503-BLR115 | 7986111 | 5576613 | 5438012 | 88939814-BLR115 | 2620200032 | 590020 | 1 | RO2FP | 507 | 16.5 | 370 |  | 61 | 10100401 |  | 0.18872 | 7.1289 | 1.1353 | 1.1391 | 0.091384 | 0.09013 | 0.37571 | 0.37571 |  |  | 221112
CONUS | Institutional | NY | 2050-01-01 | 2503 | BLR116 | 2503-BLR116 | 7986111 | 5576613 | 5438012 | 20982614-BLR116 | 2620200032 | 590020 | 1 | NG2FP | 507 | 16.5 | 370 |  | 61 | 10100601 |  | 28.1569 | 2.0564 | 29.4392 | 28.4464 | 33.0551 | 33.0656 | 31.8204 | 31.8204 |  |  | 221112
CONUS | Institutional | NY | 2050-01-01 | 2503 | BLR116 | 2503-BLR116 | 7986111 | 5576613 | 5438012 | 20982714-BLR116 | 2620200032 | 590020 | 1 | RO1FP | 507 | 16.5 | 370 |  | 61 | 10100404 |  | 2.8213 | 86.7247 | 10.8724 | 13.8359 | 1.1118 | 1.1201 | 4.5784 | 4.5784 |  |  | 221112
CONUS | Institutional | NY | 2050-01-01 | 2503 | BLR116 | 2503-BLR116 | 7986111 | 5576613 | 5438012 | 20982814-BLR116 | 2620200032 | 590020 | 1 | NG1FP | 507 | 16.5 | 370 |  | 61 | 10100604 |  | 68.8331 | 4.09 | 58.5531 | 56.5786 | 65.7417 | 65.7241 | 63.2255 | 63.2255 |  |  | 221112
CONUS | Institutional | NY | 2050-01-01 | 2503 | BLR116 | 2503-BLR116 | 7986111 | 5576613 | 5438012 | 88939814-BLR116 | 2620200032 | 590020 | 1 | RO2FP | 507 | 16.5 | 370 |  | 61 | 10100401 |  | 0.18872 | 7.1289 | 1.1353 | 1.1391 | 0.091384 | 0.09013 | 0.37571 | 0.37571 |  |  | 221112
CONUS | Institutional | NY | 2050-01-01 | 2503 | BLR117 | 2503-BLR117 | 7986111 | 5576613 | 5438012 | 20982614-BLR117 | 2620200032 | 590020 | 1 | NG2FP | 507 | 16.5 | 370 |  | 61 | 10100601 |  | 28.1569 | 2.0564 | 29.4392 | 28.4464 | 33.0551 | 33.0656 | 31.8204 | 31.8204 |  |  | 221112
CONUS | Institutional | NY | 2050-01-01 | 2503 | BLR117 | 2503-BLR117 | 7986111 | 5576613 | 5438012 | 20982714-BLR117 | 2620200032 | 590020 | 1 | RO1FP | 507 | 16.5 | 370 |  | 61 | 10100404 |  | 2.8213 | 86.7247 | 10.8724 | 13.8359 | 1.1118 | 1.1201 | 4.5784 | 4.5784 |  |  | 221112
CONUS | Institutional | NY | 2050-01-01 | 2503 | BLR117 | 2503-BLR117 | 7986111 | 5576613 | 5438012 | 20982814-BLR117 | 2620200032 | 590020 | 1 | NG1FP | 507 | 16.5 | 370 |  | 61 | 10100604 |  | 68.8331 | 4.09 | 58.5531 | 56.5786 | 65.7417 | 65.7241 | 63.2255 | 63.2255 |  |  | 221112
CONUS | Institutional | NY | 2050-01-01 | 2503 | BLR117 | 2503-BLR117 | 7986111 | 5576613 | 5438012 | 88939814-BLR117 | 2620200032 | 590020 | 1 | RO2FP | 507 | 16.5 | 370 |  | 61 | 10100401 |  | 0.18872 | 7.1289 | 1.1353 | 1.1391 | 0.091384 | 0.09013 | 0.37571 | 0.37571 |  |  | 221112
CONUS | Institutional | NY | 2050-01-01 | 2503 | BLR118 | 2503-BLR118 | 7986111 | 5576613 | 5438012 | 20982614-BLR118 | 2620200032 | 590020 | 1 | NG2FP | 507 | 16.5 | 370 |  | 61 | 10100601 |  | 28.1569 | 2.0564 | 29.4392 | 28.4464 | 33.0551 | 33.0656 | 31.8204 | 31.8204 |  |  | 221112
CONUS | Institutional | NY | 2050-01-01 | 2503 | BLR118 | 2503-BLR118 | 7986111 | 5576613 | 5438012 | 20982714-BLR118 | 2620200032 | 590020 | 1 | RO1FP | 507 | 16.5 | 370 |  | 61 | 10100404 |  | 2.8213 | 86.7247 | 10.8724 | 13.8359 | 1.1118 | 1.1201 | 4.5784 | 4.5784 |  |  | 221112
CONUS | Institutional | NY | 2050-01-01 | 2503 | BLR118 | 2503-BLR118 | 7986111 | 5576613 | 5438012 | 20982814-BLR118 | 2620200032 | 590020 | 1 | NG1FP | 507 | 16.5 | 370 |  | 61 | 10100604 |  | 68.8331 | 4.09 | 58.5531 | 56.5786 | 65.7417 | 65.7241 | 63.2255 | 63.2255 |  |  | 221112
CONUS | Institutional | NY | 2050-01-01 | 2503 | BLR118 | 2503-BLR118 | 7986111 | 5576613 | 5438012 | 88939814-BLR118 | 2620200032 | 590020 | 1 | RO2FP | 507 | 16.5 | 370 |  | 61 | 10100401 |  | 0.18872 | 7.1289 | 1.1353 | 1.1391 | 0.091384 | 0.09013 | 0.37571 | 0.37571 |  |  | 221112
CONUS | Institutional | OH | 2050-01-01 | 2828 | B010 | 2828-B010 | 8115711 | 73714913 | 68446812 | 100840114 | 641050002 | B010 | 140250 | 10100501 | 151 | 13 | 650 | 4314.5 |  | 10100501 |  | 100 | 100 | 100 | 100 | 100 | 100 | 100 | 100 |  |  | 221112 | Address & coordinates match. Nox mass does not match.
CONUS | Institutional | OH | 2050-01-01 | 50044 | B132 | 50044-B132 | 8261311 | 25013 | 68064412 | 100474714 | 125042608 | B132 | 15775 | 10300601 | 954 | 8.7 | 300 | 650.1 |  | 10300601 |  | 50 | 49.9995 | 50 | 50 | 50 | 50 | 49.9998 | 49.9998 |  |  | 611310 | Address & coordinates match. Nox mass does not match.
CONUS | Institutional | OH | 2050-01-01 | 50044 | B132 | 50044-B132 | 8261311 | 25013 | 68064412 | 100474814 | 125042608 | B132 | 15775 | 10300501 | 954 | 8.7 | 300 | 650.1 |  | 10300501 |  | 2.8411e-06 | 0.00046074 | 0 | 0 | 3.0564e-05 | 1.481e-05 | 0.00015886 | 0.00015886 |  |  | 611310 | Address & coordinates match. Nox mass does not match.
CONUS | Institutional | OH | 2050-01-01 | 50044 | B132 | 50044-B132 | 8261311 | 25013 | 68064512 | 100474714 | 125042608 | B132 | 15766 | 10300601 | 960 | 11.3 | 300 | 1000 |  | 10300601 |  | 50 | 49.9995 | 50 | 50 | 50 | 50 | 49.9998 | 49.9998 |  |  | 611310 | Address & coordinates match. Nox mass does not match.
CONUS | Institutional | OH | 2050-01-01 | 50044 | B132 | 50044-B132 | 8261311 | 25013 | 68064512 | 100474814 | 125042608 | B132 | 15766 | 10300501 | 960 | 11.3 | 300 | 1000 |  | 10300501 |  | 2.8411e-06 | 0.00046074 | 0 | 0 | 3.0564e-05 | 1.481e-05 | 0.00015886 | 0.00015886 |  |  | 611310 | Address & coordinates match. Nox mass does not match.
CONUS | Institutional | OH | 2050-01-01 | 880039 | B006 | 880039-B006 | [15 empty] | 100 | 100 | 100 | 100 | 100 | 100 | 100 | 100 |  |  |  | Prioritize in next outreach. Has 2016 & 2017 emissions. Not in 2016 or 2017 egucems or egunoncems.
CONUS | Institutional | PA | 2050-01-01 | 52149 | 040 | 52149-040 | 4843411 | 29694113 | 28458512 | 13713414 | 420910028 | 43 | S43 | 1 | 150 | 11.5 | 950 | 13153.3 | 126.6 | 20100201 |  | 100 | 100 | 100 | 100 | 100 | 100 | 100 | 100 |  |  | 325412 | EIS ID's Verified with 2008 NEI
CONUS | Institutional | PA | 2050-01-01 | 880025 | 034 | 880025-034 | 7874511 | 89378413 | 85377812 | 121100314 | 420450030 | 34 | S034 | 1 | 100 | 7.5 | 300 | 1670 | 37.797 | 10200701 |  | 100 | 50 | 66.0839 | 66.979 | 100 | 100 | 50 | 50 |  |  | 324110 | EIS ID's NOT Verified
CONUS | Institutional | PA | 2050-01-01 | 880025 | 034 | 880025-034 | 7874511 | 89378413 | 85377812 | 182157014 | 420450030 | 34 | S034 | 2 | 100 | 7.5 | 300 | 1670 | 37.797 | 10200601 |  | 0 | 50 | 33.9161 | 33.021 | 0 | 0 | 50 | 50 |  |  | 324110
CONUS | Institutional | PA | 2050-01-01 | 880025 | 035 | 880025-035 | 7874511 | 89378513 | 85377912 | 121100414 | 420450030 | 35 | S035 | 1 | 100 | 7.5 | 300 | 1670 | 37.797 | 10200701 |  | 100 | 50 | 66.2577 | 66.6356 | 100 | 100 | 50 | 50 |  |  | 324110 | EIS ID's NOT Verified
CONUS | Institutional | PA | 2050-01-01 | 880025 | 035 | 880025-035 | 7874511 | 89378513 | 85377912 | 182157314 | 420450030 | 35 | S035 | 2 | 100 | 7.5 | 300 | 1670 | 37.797 | 10200601 |  | 0 | 50 | 33.7423 | 33.3644 | 0 | 0 | 50 | 50 |  |  | 324110
CONUS | Institutional | SC | 2050-01-01 | 880092 | A | 880092-A | 4965811 | 69724113 | [13 empty] | 100 | 100 | 100 | 100 | 100 | 100 | 100 | 100 |  |  |  | Not in any 2016b point inventory files. Operated in 2016.
CONUS | Institutional | SC | 2050-01-01 | 880092 | B | 880092-B | 4965811 | 69723913 | [13 empty] | 100 | 100 | 100 | 100 | 100 | 100 | 100 | 100 |  |  |  | Not in any 2016b point inventory files. Operated in 2016.