## README
2016v2 EGUs matched against NEEDS v6.20 rev 1-24-22
Locations and stack parameters taken from 2019 FF10 (20220325 selection) where available
Sources in 2019 and not in 2016 inventories are appended to the cross-reference
Last updated 13 Apr 2022

## 2016_2019_NEEDS_xref
NEEDS ID | State | FIPS | Facility Name | NEEDS Plant Name | EIS Facility ID | EIS Unit ID | ORIS Facility Code | ORIS Boiler ID | ORIS Facility Code NEEDS | ORIS Boiler ID NEEDS | Agency Facility ID | Agency Unit ID | 2016 NOX tpy | 2016 SO2 tpy | 2016 PM2_5 tpy | 2016 PM10 tpy | 2016 VOC tpy | 2016 NH3 tpy | 2016 CO tpy | 2019 NOX tpy | 2019 SO2 tpy | 2019 PM2_5 tpy | 2019 PM10 tpy | 2019 VOC tpy | 2019 NH3 tpy | 2019 CO tpy | 2019 Calc Year | Stk Height (ft) | Stk Diam (ft) | Stk Temp (ft) | Stk Flow (ft^3/sec) | Stk Vel (ft/s) | NAICS | Longitude | Latitude | Design Capacity (MW) | Fac Source Type | Unit Type Code | Control IDs | Capacity MW | Cogen Y/N | Modeled Fuels | CEMS (Y/N) | Flat Temporal (Y/N) | Partial Year Reporter(Y/N) | Retirement Year | CAMD Multi-Match (Y/N) | NEEDS Multimatch Units | Plant Type | Annual Avg Hours Year | CEMS Op Hours | Heatrate BTU/kWh
7897_G_CT1A | AL | 01001 | Southern Power Company | E B Harris Electric Generating Plant | 10583111 | 52263713 | 7897 | 1A | 7897 | CT1A | 0010 | X001A | 59 | 3 | 17 | 17.34 | 16.602 | 9 | 33 | 36.7 | 2.1 | 11.77 | 11.77 | 10.69 | 5.92 | 21.39 | 2019 | 160 | 19 | 167 | 14504.7669 | 51.16 | 221112 | -86.5738 | 32.3817 | 2260 | 125 | 140 | 139 | 182.6 | N | Natural Gas | Y | N | N | 9999 | N |  | Combined Cycle |  | 6381.5 | 7138
7897_G_CT1B | AL | 01001 | Southern Power Company | E B Harris Electric Generating Plant | 10583111 | 52263813 | 7897 | 1B | 7897 | CT1B | 0010 | X001B | 55 | 3 | 17 | 17.34 | 5.5001 | 8 | 33 | 36 | 2.1 | 11.68 | 11.68 | 3.54 | 5.95 | 21.23 | 2019 | 160 | 19 | 167 | 14504.7669 | 51.16 | 221112 | -86.5738 | 32.382 | 2260 | 125 | 140 | 139 | 182.6 | N | Natural Gas | Y | N | N | 9999 | N | 7897_G_CT1B;7897_G_ST1 | Combined Cycle |  | 6321.25 | 7138
7897_G_CT2A | AL | 01001 | Southern Power Company | E B Harris Electric Generating Plant | 10583111 | 52263913 | 7897 | 2A | 7897 | CT2A | 0010 | X001C | 52 | 3 | 18 | 21.5155 | 10.236 | 9 | 31 | 40.6 | 2.5 | 19.99 | 19.99 | 8.33 | 7 | 24.99 | 2019 | 160 | 19 | 167 | 14504.7669 | 51.16 | 221112 | -86.5739 | 32.3803 | 2260 | 125 | 140 | 139 | 178.3 | N | Natural Gas | Y | N | N | 9999 | N |  | Combined Cycle |  | 5833.25 | 7138
7897_G_CT2B | AL | 01001 | Southern Power Company | E B Harris Electric Generating Plant | 10583111 | 52264013 | 7897 | 2B | 7897 | CT2B | 0010 | X001D | 50 | 3 | 17 | 19.0272 | 35.063 | 8 | 40 | 41.3 | 2.4 | 16.66 | 16.66 | 28.45 | 6.83 | 32.51 | 2019 | 160 | 19 | 167 | 14504.7669 | 51.16 | 221112 | -86.5738 | 32.3806 | 2260 | 125 | 140 | 139 | 178.3 | N | Natural Gas | Y | N | N | 9999 | N | 7897_G_CT2B;7897_G_ST2 | Combined Cycle |  | 5726 | 7138
55440_G_CTG1 | AL | 01001 | Alabama Power Company | Tenaska Central Alabama Generating Stn | 10708711 | 58649613 | 55440 | CTGDB1 | 55440 | CTG1 | 0009 | X001A | 60.5 | 4 | 19.37 | 19.37 | 5.65 | 3.13 | 10.84 | 60.6 | 3.9 | 20.19 | 20.19 | 4.84 | 3.26 | 13.02 | 2019 | 175 | 18 | 260 | 17193.3336 | 67.57 | 221112 | -86.7388 | 32.6489 | 2290 | 125 | 140 | 139 | 170.4 | N | Natural Gas, Distillate Fuel Oil | Y | N | N | 9999 | N |  | Combined Cycle |  | 7078.0396 | 7396
55440_G_CTG2 | AL | 01001 | Alabama Power Company | Tenaska Central Alabama Generating Stn | 10708711 | 58649713 | 55440 | CTGDB2 | 55440 | CTG2 | 0009 | X001B | 62.3 | 4.2 | 32.16 | 32.16 | 4.69 | 5.96 | 10.3 | 62.2 | 4 | 32.31 | 32.31 | 3.81 | 5.99 | 11.54 | 2019 | 175 | 18 | 260 | 17193.3336 | 67.57 | 221112 | -86.7388 | 32.6489 | 2290 | 125 | 140 | 139 | 175.8 | N | Natural Gas, Distillate Fuel Oil | Y | N | N | 9999 | N |  | Combined Cycle |  | 7349.6841 | 7396
55440_G_CTG3 | AL | 01001 | Alabama Power Company | Tenaska Central Alabama Generating Stn | 10708711 | 58649813 | 55440 | CTGDB3 | 55440 | CTG3 | 0009 | X001C | 58.1 | 4 | 12.06 | 12.06 | 4.49 | 6.28 | 4.68 | 58.6 | 3.6 | 11.96 | 11.96 | 4.3 | 6.22 | 5.48 | 2019 | 175 | 18 | 260 | 17193.3336 | 67.57 | 221112 | -86.7388 | 32.6489 | 2290 | 125 | 140 | 139 | 171.4 | N | Natural Gas, Distillate Fuel Oil | Y | N | N | 9999 | N |  | Combined Cycle |  | 7099.8511 | 7396
55271_G_GTG1 | AL | 01001 | Tenaska Alabama Partners LP | Tenaska Lindsay Hill Generating Station | 560011 | 48133813 | 55271 | CT1 | 55271 | GTG1 | 0008 | X001A | 30 | 2 | 10.457 | 10.457 | 7.119 | 2.939 | 52.2 | 20.1 | 1.58 | 10.75 | 10.75 | 7.345 | 2.14 | 34.8 | 2019 | 175 | 18 | 180 | 16313.3336 | 64.11 | 221112 | -86.7388 | 32.6534 | 2290 | 125 | 140 | 139 | 152 | N | Natural Gas, Distillate Fuel Oil | Y | N | N | 9999 | N | 55271_G_STG1;55271_G_GTG1 | Combined Cycle |  | 4315.2798 | 7325
55271_G_GTG2 | AL | 01001 | Tenaska Alabama Partners LP | Tenaska Lindsay Hill Generating Station | 560011 | 48133913 | 55271 | CT2 | 55271 | GTG2 | 0008 | X001B | 28.2 | 1.9 | 10.301 | 10.301 | 6.604 | 2.64 | 25.6 | 15 | 1.11 | 5.597 | 5.597 | 5.615 | 1.5 | 29.2 | 2019 | 175 | 18 | 180 | 16313.3336 | 64.11 | 221112 | -86.7388 | 32.6534 | 2290 | 125 | 140 | 139 | 152 | N | Natural Gas, Distillate Fuel Oil | Y | N | N | 9999 | N |  | Combined Cycle |  | 3953.3103 | 7325
55271_G_GTG3 | AL | 01001 | Tenaska Alabama Partners LP | Tenaska Lindsay Hill Generating Station | 560011 | 48134013 | 55271 | CT3 | 55271 | GTG3 | 0008 | X001C | 30.1 | 2.2 | 19.028 | 19.028 | 7.284 | 2.913 | 49.7 | 15.5 | 1.16 | 9.97 | 9.97 | 6.15 | 1.57 | 34.1 | 2019 | 175 | 18 | 180 | 16313.3336 | 64.11 | 221112 | -86.7388 | 32.6534 | 2290 | 125 | 140 | 139 | 152 | N | Natural Gas, Distillate Fuel Oil | Y | N | N | 9999 | N |  | Combined Cycle |  | 4208.4902 | 7325
55409_G_CAL1 | AL | 01015 | Calhoun Power Company I LLC Generating Station | Calhoun Energy Center | 10569911 | 52269913 | 55409 | CT1 | 55409 | CAL1 | 0073 | X001A | 13.3 | 0.2 | 1.712 | 2.106 | 0.002 |  | 1.601 | 17.4 | 0.2 | 2.438 | 3.004 | 0.003 |  | 2.334 | 2019 | 100 | 18 | 1116 | 39824.3674 | 156.5 | 221112 | -85.9723 | 33.5881 | 1060 | 125 | 120 |  | 158 | N | Natural Gas, Distillate Fuel Oil | Y | N | N | 9999 | N |  | Combustion Turbine |  | 414.4801 | 10808
55409_G_CAL2 | AL | 01015 | Calhoun Power Company I LLC Generating Station | Calhoun Energy Center | 10569911 | 52270013 | 55409 | CT2 | 55409 | CAL2 | 0073 | X001B | 5.4 | 0.1 | 0.747 | 0.92 |  |  | 0.174 | 14.9 | 0.2 | 2.323 | 2.862 | 0.002 |  | 0.548 | 2019 | 100 | 18 | 1116 | 39824.3674 | 156.5 | 221112 | -85.9723 | 33.5881 | 1060 | 125 | 120 |  | 158 | N | Natural Gas, Distillate Fuel Oil | Y | N | N | 9999 | N |  | Combustion Turbine |  | 183.82 | 10808
55409_G_CAL3 | AL | 01015 | Calhoun Power Company I LLC Generating Station | Calhoun Energy Center | 10569911 | 52270113 | 55409 | CT3 | 55409 | CAL3 | 0073 | X001C | 8 | 0.1 | 1.161 | 1.429 | 0.109 |  | 0.126 | 14.5 | 0.2 | 2.292 | 2.824 | 0.215 |  | 0.25 | 2019 | 100 | 18 | 1116 | 39824.3674 | 156.5 | 221112 | -85.9723 | 33.5881 | 1060 | 125 | 120 |  | 158 | N | Natural Gas, Distillate Fuel Oil | Y | N | N | 9999 | N |  | Combustion Turbine |  | 279.19 | 10808
55409_G_CAL4 | AL | 01015 | Calhoun Power Company I LLC Generating Station | Calhoun Energy Center | 10569911 | 52270213 | 55409 | CT4 | 55409 | CAL4 | 0073 | X001D | 14.2 | 0.3 | 1.952 | 2.4 | 0.124 |  | 0.094 | 13.5 | 0.2 | 2.125 | 2.62 | 0.136 |  | 0.096 | 2019 | 100 | 18 | 1116 | 39824.3674 | 156.5 | 221112 | -85.9723 | 33.5881 | 1060 | 125 | 120 |  | 158 | N | Natural Gas, Distillate Fuel Oil | Y | N | N | 9999 | N |  | Combustion Turbine |  | 472.36 | 10808
47_G_GT2 | AL | 01033 | TVA | Colbert | 7212811 | 10817213 | 47 | CCT2 | 47 | GT2 | 0010 | X002 | 1.67 | 0.00191 | 0.0405 | 0.0405 | 0.00565 |  | 0.0653 | 2.2 | 0.00266 | 0.0577 | 0.0577 | 0.00812 |  | 0.096 | 2019 | 31.8 | 12.7 | 940 | 18433.3337 | 144.98 | 221112 | -87.8469 | 34.7393 | 49 | 125 | 120 | 213 | 45.4 | N | Natural Gas, Distillate Fuel Oil | Y | N | N | 9999 | N |  | Combustion Turbine |  | 19 | 14638
47_B_4 | AL | 01033 | TVA Colbert |  | 7212811 | 10817313 | 47 | 4 |  |  | 0010 | X012 | 310 | 1083 | 21.44 | 37.74 | 2.06 | 0 | 17.3 | [8 empty] | 602 | 26.2 | 306 | 49131.4 | 90.8 | 221112 | -87.8489 | 34.7441 | 1780 | 125 | 100 |  |  |  |  | Y | N | N |  | N |  |  |  | 1018.0899
47_G_GT7 | AL | 01033 | TVA Colbert | Colbert | 7212811 | 10817413 | 47 | CCT7 | 47 | GT7 | 0010 | X007 | 1.6 | 0.00196 | 0.0416 | 0.0416 | 0.00579 |  | 0.0669 | [8 empty] | 31.8 | 12.7 | 940 | 18433.3 | 145.6 | 221112 | -87.8469 | 34.7393 | 49 | 125 | 120 | 213 | 45.4 | N | Natural Gas, Distillate Fuel Oil | Y | N | N | 9999 | N |  | Combustion Turbine |  | 16 | 14638
47_G_GT8 | AL | 01033 | TVA Colbert | Colbert | 7212811 | 10817513 | 47 | CCT8 | 47 | GT8 | 0010 | X008 | 3.32 | 0.00473 | 0.1003 | 0.1003 | 0.014 |  | 0.162 | [8 empty] | 31.8 | 12.7 | 940 | 18433.3 | 145.6 | 221112 | -87.8469 | 34.7393 | 49 | 125 | 120 | 213 | 45.4 | N | Natural Gas, Distillate Fuel Oil | Y | N | N | 9999 | N |  | Combustion Turbine |  | 35 | 14638
47_B_1 | AL | 01033 | TVA Colbert |  | 7212811 | 10817613 | 47 | 1 |  |  | 0010 | X009 | 655 | 2169 | 19.23 | 22.67 | 3.78 | 0 | 31.6 | [8 empty] | 602 | 26.2 | 306 | 49131.4 | 90.8 | 221112 | -87.8489 | 34.7441 | 1870 | 125 | 100 |  |  |  |  | Y | N | N |  | N |  |  |  | 1929.78
47_G_GT1 | AL | 01033 | TVA | Colbert | 7212811 | 10817713 | 47 | CCT1 | 47 | GT1 | 0010 | X001 | 1.68 | 0.00212 | 0.0449 | 0.0449 | 0.00626 |  | 0.0724 | 2.1 | 0.00258 | 0.0559 | 0.0559 | 0.00788 |  | 0.094 | 2019 | 31.8 | 12.7 | 940 | 18433.3337 | 144.98 | 221112 | -87.8469 | 34.7393 | 49 | 125 | 120 | 213 | 45.4 | N | Natural Gas, Distillate Fuel Oil | Y | N | N | 9999 | N |  | Combustion Turbine |  | 20 | 14637
47_G_GT3 | AL | 01033 | TVA Colbert | Colbert | 7212811 | 10817813 | 47 | CCT3 | 47 | GT3 | 0010 | X003 | 1.79 | 0.00216 | 0.0459 | 0.0459 | 0.00639 |  | 0.0739 | [8 empty] | 31.8 | 12.7 | 940 | 18433.3 | 145.6 | 221112 | -87.8469 | 34.7393 | 49 | 125 | 120 | 213 | 45.4 | N | Natural Gas, Distillate Fuel Oil | Y | N | N | 9999 | N |  | Combustion Turbine |  | 19 | 14638
47_G_GT4 | AL | 01033 | TVA | Colbert | 7212811 | 10817913 | 47 | CCT4 | 47 | GT4 | 0010 | X004 | 1.84 | 0.0022 | 0.0467 | 0.0467 | 0.00651 |  | 0.0753 | 2.1 | 0.00243 | 0.0527 | 0.0527 | 0.0074 |  | 0.088 | 2019 | 31.8 | 12.7 | 940 | 18433.3337 | 144.98 | 221112 | -87.8469 | 34.7393 | 49 | 125 | 120 | 213 | 45.4 | N | Natural Gas, Distillate Fuel Oil | Y | N | N | 9999 | N |  | Combustion Turbine |  | 20 | 14638
47_G_GT5 | AL | 01033 | TVA | Colbert | 7212811 | 10818013 | 47 | CCT5 | 47 | GT5 | 0010 | X005 | 1.71 | 0.002 | 0.0424 | 0.0424 | 0.00591 |  | 0.0683 | 2.5 | 0.0031 | 0.0672 | 0.0672 | 0.0095 |  | 0.112 | 2019 | 31.8 | 12.7 | 940 | 18433.3337 | 144.98 | 221112 | -87.8469 | 34.7393 | 49 | 125 | 120 | 213 | 45.4 | N | Natural Gas, Distillate Fuel Oil | Y | N | N | 9999 | N |  | Combustion Turbine |  | 17 | 14638
47_G_GT6 | AL | 01033 | TVA | Colbert | 7212811 | 10818113 | 47 | CCT6 | 47 | GT6 | 0010 | X006 | 2.2 | 0.00245 | 0.052 | 0.052 | 0.00726 |  | 0.0839 | 2.3 | 0.00288 | 0.0625 | 0.0625 | 0.0088 |  | 0.105 | 2019 | 31.8 | 12.7 | 940 | 18433.3337 | 144.98 | 221112 | -87.8469 | 34.7393 | 49 | 125 | 120 | 213 | 45.4 | N | Natural Gas, Distillate Fuel Oil | Y | N | N | 9999 | N |  | Combustion Turbine |  | 25 | 14638
47_B_5 | AL | 01033 | TVA Colbert |  | 7212811 | 10818213 | 47 | 5 |  |  | 0010 | X013 | 0 | 0 | 0 | 0 | 0 | 0 | 0 | [8 empty] | 500 | 23.7 | 292 | 33361.7 | 75.9 | 221112 | -87.8489 | 34.7441 | 5110 | 125 | 100 |  |  |  |  | N | N | N |  | N
47_B_3 | AL | 01033 | TVA Colbert |  | 7212811 | 10818313 | 47 | 3 |  |  | 0010 | X011 | 390 | 1375 | 12.16 | 14.35 | 2.39 | 0 | 20.1 | [8 empty] | 602 | 26.2 | 306 | 49131.4 | 90.8 | 221112 | -87.8489 | 34.7441 | 1870 | 125 | 100 |  |  |  |  | Y | N | N |  | N |  |  |  | 1353.4399
47_B_2 | AL | 01033 | TVA Colbert |  | 7212811 | 10818413 | 47 | 2 |  |  | 0010 | X010 | 622 | 2076 | 20.2 | 26.2 | 3.57 | 0 | 29.7 | [8 empty] | 602 | 26.2 | 306 | 49131.4 | 90.8 | 221112 | -87.8489 | 34.7441 | 1870 | 125 | 100 |  |  |  |  | Y | N | N |  | N |  |  |  | 1967.17
533_G_4 | AL | 01039 | PowerSouth Energy Cooperative Inc | McWilliams | 967611 | 47843913 | 533 | **4 | 533 | 4 | 0001 | X004 | 81.3 | 0.8 | 9.3 | 9.3 | 3 |  | 9.3 | 77 | 0.94 | 10.5 | 10.5 | 3.34 |  | 7.6 | 2019 | 112 | 17 | 438 | 18720.0003 | 82.47 | 221112 | -86.4741 | 31.4 | 1380 | 125 | 140 |  | 108 | N | Natural Gas, Distillate Fuel Oil | Y | N | N | 9999 | N | 533_G_2;533_G_4;533_G_3;533_G_1 | Combined Cycle |  | 2868.8196 | 7534
533_G_VAN1 | AL | 01039 | PowerSouth Energy Cooperative Inc | McWilliams | 967611 | 47844013 | 533 | **V1 | 533 | VAN1 | 0001 | X006A | 62.3 | 3.6 | 40 | 40 | 13 |  | 33.1 | 64.8 | 3.41 | 38 | 38 | 12 |  | 10 | 2019 | 150 | 18 | 190 | 17233.3336 | 67.72 | 221112 | -86.4741 | 31.4 | 166 | 125 | 140 | 139 | 171 | N | Natural Gas | Y | N | N | 9999 | N | 533_G_VAN1;533_G_VAN3 | Combined Cycle |  | 7181.6104 | 7534
533_G_VAN2 | AL | 01039 | PowerSouth Energy Cooperative Inc | McWilliams | 967611 | 47844113 | 533 | **V2 | 533 | VAN2 | 0001 | X006B | 82 | 4.1 | 44 | 44 | 14 |  | 6.6 | 64.9 | 3.49 | 38 | 38 | 12 |  | 7.2 | 2019 | 150 | 18 | 190 | 17233.3336 | 67.72 | 221112 | -86.4741 | 31.4 | 166 | 125 | 140 | 139 | 168 | N | Natural Gas | Y | N | N | 9999 | N |  | Combined Cycle |  | 8001.6006 | 7534
7_B_2 | AL | 01055 | Alabama Power Company | Gadsden | 1021011 | 47695413 | 7 | 2 | 7 | 2 | 0002 | X002 | 36 | 2.4 | 0.6567 | 1.0875 | 0.44 | 0 | 13 | 1.8 | 0.042 | 0.12 | 0.12 | 0.08 |  | 0.37 | 2019 | 300 | 15 | 343 | -1 | 49 | 221112 | -85.97 | 34.0127 | 805 | 125 | 100 |  | 66 | Y | Natural Gas | Y | N | N | 9999 | N | 7_B_2;7_G_2 | O/G Steam |  | 2106 | 10947
7_B_1 | AL | 01055 | Alabama Power Company | Gadsden | 1021011 | 47695513 | 7 | 1 | 7 | 1 | 0002 | X001 | 115 | 8 | 1.1978 | 2.1978 | 1.48 | 0 | 42.19 | 180.8 | 3.9 | 10.99 | 10.99 | 7.33 |  | 35.18 | 2019 | 300 | 15 | 343 | -1 | 49 | 221112 | -85.97 | 34.0127 | 805 | 125 | 100 |  | 64 | Y | Natural Gas | Y | N | N | 9999 | N | 7_G_1;7_B_1 | O/G Steam |  | 7184.5 | 10947
10_G_GT3 | AL | 01063 | Alabama Power Company | Greene County | 1036811 | 47690813 | 10 | CT3 | 10 | GT3 | 0001 | X004 | 12 | 0.1 |  |  | 0.36 |  | 5.09 | 2.5 | 0.2 | 0.0546 | 0.0546 | 0.07 |  | 1.04 | 2019 | 56 | 12.9 | 1000 | 28333.3339 | 216.78 | 221112 | -87.7858 | 32.6023 | 80 | 125 | 120 |  | 82 | N | Natural Gas, Distillate Fuel Oil | Y | N | N | 9999 | N |  | Combustion Turbine |  | 431.75 | 13956
10_B_1 | AL | 01063 | Alabama Power Company | Greene County | 1036811 | 47690913 | 10 | 1 | 10 | 1 | 0001 | X001 | 605.1 | 2215.45 | 24 | 33 | 5.2 | 0 | 93 | 775 | 2.8 | 33.62 | 33.62 | 17.94 |  | 403.61 | 2019 | 500 | 24.25 | 308 | -1 | 65.03 | 221112 | -87.7824 | 32.6012 | 2440 | 125 | 100 |  | 258 | N | Natural Gas | Y | N | N | 9999 | N |  | O/G Steam |  | 4926 | 10471
10_G_GT4 | AL | 01063 | Alabama Power Company | Greene County | 1036811 | 47691013 | 10 | CT4 | 10 | GT4 | 0001 | X005 | 14.3 |  | 2.2195 | 2.2195 | 0.35 |  | 5 | 2.8 | 0.1 | 0.0364 | 0.0364 | 0.07 |  | 1.07 | 2019 | 56 | 12.9 | 1000 | 28333.3339 | 216.78 | 221112 | -87.7868 | 32.6028 | 80 | 125 | 120 |  | 81 | N | Natural Gas, Distillate Fuel Oil | Y | N | N | 9999 | N |  | Combustion Turbine |  | 427.5 | 13956
10_G_GT7 | AL | 01063 | Alabama Power Company | Greene County | 1036811 | 47691113 | 10 | CT7 | 10 | GT7 | 0001 | X008 | 7.1 |  |  |  | 1.07 |  | 10 | 4 | 0.2 | 0.0546 | 0.0546 | 0.1 |  | 1.46 | 2019 | 56 | 12.9 | 1000 | 28333.3339 | 216.78 | 221112 | -87.7878 | 32.6032 | 80 | 125 | 120 |  | 80 | N | Natural Gas, Distillate Fuel Oil | Y | N | N | 9999 | N |  | Combustion Turbine |  | 219.75 | 13956
10_G_GT9 | AL | 01063 | Alabama Power Company | Greene County | 1036811 | 47691213 | 10 | CT9 | 10 | GT9 | 0001 | X010 | 9.4 |  | 2.2195 | 2.2195 | 2 |  | 15 | 2.2 | 0.2 | 0.0364 | 0.0364 | 0.07 |  | 0.95 | 2019 | 56 | 12.9 | 1000 | 28333.3339 | 216.78 | 221112 | -87.7884 | 32.6035 | 80 | 125 | 120 |  | 82 | N | Natural Gas, Distillate Fuel Oil | Y | N | N | 9999 | N |  | Combustion Turbine |  | 302.5 | 13956
10_G_GT2 | AL | 01063 | Alabama Power Company | Greene County | 1036811 | 47691413 | 10 | CT2 | 10 | GT2 | 0001 | X003 | 8 |  |  |  | 0.2 |  | 3 | 2.8 | 0.2 | 0.0546 | 0.0546 | 0.08 |  | 1.13 | 2019 | 56 | 12.9 | 1000 | 28333.3339 | 216.78 | 221112 | -87.7854 | 32.6021 | 80 | 125 | 120 |  | 84 | N | Natural Gas, Distillate Fuel Oil | Y | N | N | 9999 | N |  | Combustion Turbine |  | 238.5 | 13956
10_G_GT10 | AL | 01063 | Alabama Power Company | Greene County | 1036811 | 47691513 | 10 | CT10 | 10 | GT10 | 0001 | X011 | 3 | [5 empty] | 4 | 3 | 0.1 | 0.0546 | 0.0546 |  |  | 1.17 | 2017 | 56 | 12.9 | 1000 | 28333.3339 | 216.78 | 221112 | -87.7887 | 32.6037 | 80 | 125 | 120 |  | 85 | N | Natural Gas, Distillate Fuel Oil | Y | N | N | 9999 | N |  | Combustion Turbine |  | 80 | 13956
10_B_2 | AL | 01063 | Alabama Power Company | Greene County | 1036811 | 47691613 | 10 | 2 | 10 | 2 | 0001 | X002 | 794 | 3578 | 33 | 43 | 7 | 0 | 100 | 773.3 | 2.8 | 34.42 | 34.42 | 18.37 |  | 413.28 | 2019 | 500 | 24.25 | 308 | -1 | 65.03 | 221112 | -87.7824 | 32.6012 | 2510 | 125 | 100 |  | 258 | N | Natural Gas | Y | N | N | 9999 | N |  | O/G Steam |  | 4719 | 10306
10_G_GT5 | AL | 01063 | Alabama Power Company | Greene County | 1036811 | 47691713 | 10 | CT5 | 10 | GT5 | 0001 | X006 | 9 |  | 2.2195 | 2.2195 | 0.28 |  | 4 | 2.3 | 0.1 | 0.0546 | 0.0546 | 0.08 |  | 1.14 | 2019 | 56 | 12.9 | 1000 | 28333.3339 | 216.78 | 221112 | -87.7871 | 32.6029 | 80 | 125 | 120 |  | 82 | N | Natural Gas, Distillate Fuel Oil | Y | N | N | 9999 | N |  | Combustion Turbine |  | 331 | 13956
10_G_GT6 | AL | 01063 | Alabama Power Company | Greene County | 1036811 | 47691813 | 10 | CT6 | 10 | GT6 | 0001 | X007 | 14 | 0.1 | 2.2195 | 2.2195 | 2.36 |  | 22 | 3 | 0.2 | 0.0546 | 0.0546 | 0.1 |  | 1.38 | 2019 | 56 | 12.9 | 1000 | 28333.3339 | 216.78 | 221112 | -87.7875 | 32.6031 | 80 | 125 | 120 |  | 81 | N | Natural Gas, Distillate Fuel Oil | Y | N | N | 9999 | N |  | Combustion Turbine |  | 479.75 | 13956
10_G_GT8 | AL | 01063 | Alabama Power Company | Greene County | 1036811 | 47691913 | 10 | CT8 | 10 | GT8 | 0001 | X009 | 7 |  |  |  | 1.13 |  | 10.32 | 1.7 | 0.3 | 0.0364 | 0.0364 | 0.05 |  | 0.74 | 2019 | 56 | 12.9 | 1000 | 28333.3339 | 216.78 | 221112 | -87.7881 | 32.6034 | 80 | 125 | 120 |  | 83 | N | Natural Gas, Distillate Fuel Oil | Y | N | N | 9999 | N |  | Combustion Turbine |  | 215 | 13956
6002_B_1 | AL | 01073 | ALABAMA POWER COMPANY (MILLER POWER PLANT) | James H Miller Jr | 1003111 | 62941313 | 6002 | 1 | 6002 | 1 | 010730011 | 101 | 1902.5 | 220.3 | 40.1137 | 107.4737 | 108.41 | 3.9 | 929.23 | 1681.5 | 257.4 | 312.6298 | 312.6298 | 104.5768 | 3.26 | 896.3727 | 2019 | 707 | 25 | 276 | 35961.2507 | 74 | 221112 | -87.0598 | 33.632 | 11800 | 125 | 100 |  | 688 | N | Subbituminous | Y | N | N | 9999 | N |  | Coal Steam |  | 7934.5 | 10102
6002_B_2 | AL | 01073 | ALABAMA POWER COMPANY (MILLER POWER PLANT) | James H Miller Jr | 1003111 | 62941413 | 6002 | 2 | 6002 | 2 | 010730011 | 102 | 1599 | 166.5 | 21.7583 | 58.3083 | 80.21 | 0.32 | 687.48 | 1638.4 | 178.1 | 197.9032 | 197.9032 | 97.4894 | 0.04 | 835.6233 | 2017 | 707 | 25 | 280 | 36319.0007 | 74 | 221112 | -87.0598 | 33.632 | 10100 | 125 | 100 |  | 695 | N | Subbituminous | Y | N | N | 9999 | N |  | Coal Steam |  | 5649 | 10098
6002_B_3 | AL | 01073 | ALABAMA POWER COMPANY (MILLER POWER PLANT) | James H Miller Jr | 1003111 | 62941513 | 6002 | 3 | 6002 | 3 | 010730011 | 103 | 1522.6 | 181.8 | 22.5113 | 60.3413 | 101.48 | 2.74 | 869.8 | 1846 | 232.6 | 215.8705 | 215.8705 | 94.0908 | 0.26 | 806.4927 | 2019 | 700 | 25 | 277 | 32934.8339 | 67.0672 | 221112 | -87.059 | 33.6334 | 9490 | 125 | 100 |  | 687 | N | Subbituminous | Y | N | N | 9999 | N |  | Coal Steam |  | 8314.25 | 10001
6002_B_4 | AL | 01073 | ALABAMA POWER COMPANY (MILLER POWER PLANT) | James H Miller Jr | 1003111 | 62941613 | 6002 | 4 | 6002 | 4 | 010730011 | 104 | 1940.1 | 204.1 | 43.2713 | 116.0013 | 117.08 | 2.95 | 1003.5 | 1641.3 | 298 | 199.211 | 199.211 | 98.8063 | 0.18 | 846.9111 | 2019 | 700 | 25 | 319 | 40612.6008 | 82.7 | 221112 | -87.059 | 33.6334 | 11500 | 125 | 100 |  | 699 | N | Subbituminous | Y | N | N | 9999 | N |  | Coal Steam |  | 8721.75 | 10011
55138_G_UN2B | AL | 01081 | Walton Discover Power Facility |  | 953311 | 47374013 | 55138 | 2B |  |  | 0030 | X001-2B | 8.1 | 0.024 | 0.264 | 0.264 | 0.043 |  | 6.69 | 0.0155 | 8.4e-05 | 0.000924 | 0.000924 | 0.000294 |  | 0.1655 | 2019 | 47 | 11 | 800 | 12960.1669 | 136.44 | 221112 | -85.0386 | 32.5411 | 22200 | 125 | 120 |  |  |  |  | Y | N | N |  | N |  |  |  | 242.3899
55138_G_UN2 | AL | 01081 | Walton Discover Power Facility | Walton Discover Power Facility | 953311 | 47374113 | 55138 | 2A | 55138 | UN2 | 0030 | X001-2A | 7.4 | 0.022 | 0.24 | 0.24 | 0.039 |  | 7.38 | 0.02 | 8.1e-05 | 0.000889 | 0.000889 | 0.000283 |  | 0.0365 | 2019 | 47 | 11 | 800 | 12960.1669 | 136.44 | 221112 | -85.0386 | 32.5411 | 22200 | 125 | 120 |  | 50 | N | Natural Gas | Y | N | N | 9999 | N |  | Combustion Turbine |  | 247.0399 | 12002
55138_G_UN1B | AL | 01081 | Walton Discover Power Facility |  | 953311 | 47374213 | 55138 | 1B |  |  | 0030 | X001-1B | 5.4 | 0.014 | 0.154 | 0.154 | 0.025 |  | 5.4 | 5.1935 | 0.017557 | 0.19313 | 0.19313 | 0.06145 |  | 6.9835 | 2019 | 47 | 11 | 800 | 12960.1669 | 136.44 | 221112 | -85.0386 | 32.5411 | 22200 | 125 | 120 |  |  |  |  | Y | N | N |  | N |  |  |  | 148.25
55138_G_UN1 | AL | 01081 | Walton Discover Power Facility | Walton Discover Power Facility | 953311 | 47374313 | 55138 | 1A | 55138 | UN1 | 0030 | X001-1A | 5.1 | 0.013 | 0.148 | 0.148 | 0.024 |  | 5.73 | 5.013 | 0.015746 | 0.17321 | 0.17321 | 0.055112 |  | 5.5205 | 2019 | 47 | 11 | 800 | 12960.1669 | 136.44 | 221112 | -85.0386 | 32.5411 | 22200 | 125 | 120 |  | 50 | N | Natural Gas | Y | N | N | 9999 | N |  | Combustion Turbine |  | 149.06 | 12001
7710_G_CT1A | AL | 01081 | Southern Power Company | H Allen Franklin Combined Cycle | 953511 | 47373413 | 7710 | 1A | 7710 | CT1A | 0036 | X001-1A | 56 | 4 | 21 | 24 | 7 | 5 | 101 | 59.7 | 4.2 | 29.34 | 29.34 | 7.68 | 11.79 | 109.66 | 2019 | 142 | 16.75 | 182 | 15234.1836 | 69.14 | 221112 | -85.0958 | 32.6072 | 2120 | 125 | 140 | 139 | 177.5 | N | Natural Gas | Y | N | N | 9999 | N |  | Combined Cycle |  | 7523.5 | 7068
7710_G_CT1B | AL | 01081 | Southern Power Company | H Allen Franklin Combined Cycle | 953511 | 47373513 | 7710 | 1B | 7710 | CT1B | 0036 | X001-1B | 54 | 4 | 25 | 34 | 17 | 5 | 52 | 59.6 | 4.2 | 46.57 | 46.57 | 19.05 | 11.91 | 57.16 | 2019 | 142 | 16.75 | 182 | 15234.1836 | 69.14 | 221112 | -85.0961 | 32.6072 | 2120 | 125 | 140 | 139 | 177.5 | N | Natural Gas | Y | N | N | 9999 | N | 7710_G_CT1B;7710_G_ST1 | Combined Cycle |  | 7491.25 | 7068
7710_G_CT2A | AL | 01081 | Southern Power Company | H Allen Franklin Combined Cycle | 953511 | 83316413 | 7710 | 2A | 7710 | CT2A | 0036 | X001-2A | 62 | 5 | 24 | 27 | 15.2587 | 4 | 37 | 63 | 4.5 | 29.1 | 29.1 | 15.2208 | 12.6 | 37.31 | 2019 | 160 | 19 | 167 | 14504.7669 | 51.16 | 221112 | -85.0974 | 32.6072 | 2120 | 125 | 140 | 139 | 177.8 | N | Natural Gas | Y | N | N | 9999 | N |  | Combined Cycle |  | 8186.75 | 7068
7710_G_CT2B | AL | 01081 | Southern Power Company | H Allen Franklin Combined Cycle | 953511 | 83316513 | 7710 | 2B | 7710 | CT2B | 0036 | X001-2B | 66 | 5 | 24 | 27 | 15.4216 | 4 | 30 | 62.9 | 4.4 | 28.39 | 28.39 | 14.8481 | 12.28 | 29.11 | 2019 | 160 | 19 | 167 | 14504.7669 | 51.16 | 221112 | -85.0977 | 32.6072 | 2120 | 125 | 140 | 139 | 177.8 | N | Natural Gas | Y | N | N | 9999 | N | 7710_G_ST2;7710_G_CT2B | Combined Cycle |  | 8197.25 | 7068
7710_G_CT3A | AL | 01081 | Southern Power Company | H Allen Franklin Combined Cycle | 953511 | 83316613 | 7710 | 3A | 7710 | CT3A | 0036 | X001-3A | 60 | 4 | 23 | 28 | 19 | 11 | 64 | 60 | 4.3 | 35.28 | 35.28 | 21.6 | 12.12 | 72 | 2019 | 160 | 19 | 167 | 14504.7669 | 51.16 | 221112 | -85.0993 | 32.6072 | 2120 | 125 | 140 | 139 | 182.6 | N | Natural Gas | Y | N | N | 9999 | N |  | Combined Cycle |  | 6895.5 | 7068
7710_G_CT3B | AL | 01081 | Southern Power Company | H Allen Franklin Combined Cycle | 953511 | 83316713 | 7710 | 3B | 7710 | CT3B | 0036 | X001-3B | 62 | 4 | 20 | 22 | 19 | 11 | 51 | 61.4 | 4.2 | 27.47 | 27.47 | 21.13 | 11.88 | 56.36 | 2019 | 160 | 19 | 167 | 14504.7669 | 51.16 | 221112 | -85.0989 | 32.6072 | 2120 | 125 | 140 | 139 | 182.6 | N | Natural Gas | Y | N | N | 9999 | N | 7710_G_ST3;7710_G_CT3B | Combined Cycle |  | 6872.5 | 7068
7698_G_1 | AL | 01085 | SABIC Innovative Plastics US LLC | General Electric Plastic | 1020111 | 47700413 | 7698 | CC1 | 7698 | 1 | 0008 | X016 | 80.3 | 1.7 | 43.2 | 43.2 | 14.9 | 8.69 | 221 | 62.93 | 1.3 | 33.83 | 33.83 | 11.701 | 6.81 | 173.61 | 2019 | 105 | 16 | 279 | 11834.7335 | 58.89 | 325211 | -86.5213 | 32.3094 | 1360 | 173 | 140 |  | 80 | Y | Natural Gas | Y | N | N | 9999 | N |  | Combined Cycle |  | 7668.25 | 5500
55241_G_CT01 | AL | 01097 | Hog Bayou Energy Center | Hog Bayou Energy Center | 10560211 | 52352413 | 55241 | COG01 | 55241 | CT01 | 8066 | X001 | 62.1 | 3.4 | 17.6 | 17.6 | 3.69 | 9.4 | 49 | 41.6 | 2.5 | 12.6 | 12.6 | 2.662 | 9.4 | 12.7 | 2019 | 210 | 19.2 | 196 | 18583.3337 | 64 | 221112 | -88.0573 | 30.7483 | 178 | 125 | 140 | 139 | 155 | N | Natural Gas | Y | N | N | 9999 | N | 55241_G_CT01;55241_G_ST01 | Combined Cycle |  | 6831.2354 | 7511
3_B_2 | AL | 01097 | Alabama Power Company | Barry | 1056111 | 47671213 | 3 | 2 | 3 | 2 | 1001 | X002 | 7 | 1.1 | 9.7841 | 11.0401 | 0.13 | 0 | 4 | 11 | 1 | 1.33 | 1.33 | 0.89 |  | 4.26 | 2019 | 600 | 25.66 | 300 | 14520.9336 | 28.08 | 221112 | -88.0126 | 31.0062 | 1380 | 125 | 100 |  | 56 | N | Natural Gas | Y | N | N | 9999 | N |  | O/G Steam |  | 528.5 | 11291
3_B_4 | AL | 01097 | Alabama Power Company | Barry | 1056111 | 47671413 | 3 | 4 | 3 | 4 | 1001 | X004 | 2478.2 | 5156 | 44 | 78 | 20.43 | 11.38 | 175.11 | 720 | 3087 | 22 | 38 | 9.66 | 0.01 | 82.82 | 2019 | 600 | 13.69 | 293 | 19947.617 | 136 | 221112 | -88.0113 | 31.007 | 3530 | 125 | 100 |  | 362 | N | Bituminous | Y | N | N | 9999 | N |  | Coal Steam |  | 6727.75 | 10088
3_B_1 | AL | 01097 | Alabama Power Company | Barry | 1056111 | 47671513 | 3 | 1 | 3 | 1 | 1001 | X001 | 7 | 1 | 0.6567 | 1.0875 | 0.13 | 0 | 4 | 12 | 1 | 1.53 | 1.53 | 1.02 |  | 4.9 | 2019 | 600 | 25.66 | 300 | 14520.9336 | 28.08 | 221112 | -88.0126 | 31.0062 | 1370 | 125 | 100 |  | 56 | N | Natural Gas | Y | N | N | 9999 | N |  | O/G Steam |  | 524.5 | 11267
3_B_5 | AL | 01097 | Alabama Power Company | Barry | 1056111 | 47671613 | 3 | 5 | 3 | 5 | 1001 | X005 | 1371 | 245 | 37 | 58 | 55.16 | 1 | 473 | 1383 | 388 | 71 | 157 | 69.69 | 0.99 | 597.38 | 2019 | 600 | 31 | 137 | -1 | 60 | 221112 | -88.0106 | 31.0073 | 6980 | 125 | 100 |  | 756 | N | Bituminous | Y | N | N | 9999 | N |  | Coal Steam |  | 6324.5 | 10141
3_G_A2C1 | AL | 01097 | Alabama Power Company | Barry | 1056111 | 47671713 | 3 | 7A | 3 | A2C1 | 1001 | X006C | 61.1 | 5 | 39 | 49 | 23 | 14.33 | 38.26 | 59 | 4 | 225.07 | 225.07 | 21.95 | 21.93 | 36.58 | 2019 | 121 | 16.8 | 190 | -1 | 81.4 | 221112 | -88.0201 | 31.0024 | 1200 | 125 | 140 | 139 | 178.6 | N | Natural Gas | Y | N | N | 9999 | N | 3_G_A2C1;3_G_A2ST | Combined Cycle |  | 8174 | 7050
3_G_A2C2 | AL | 01097 | Alabama Power Company | Barry | 1056111 | 47671813 | 3 | 7B | 3 | A2C2 | 1001 | X006D | 62 | 5 | 40 | 50 | 23.27 | 15 | 39 | 61 | 5 | 181.03 | 181.03 | 22.64 | 22.61 | 37.73 | 2019 | 121 | 16.8 | 190 | -1 | 81.4 | 221112 | -88.02 | 31.0021 | 2130 | 125 | 140 | 139 | 178.6 | N | Natural Gas | Y | N | N | 9999 | N |  | Combined Cycle |  | 8407.75 | 7050
3_G_A1CT | AL | 01097 | Alabama Power Company | Barry | 1056111 | 47671913 | 3 | 6A | 3 | A1CT | 1001 | X006A | 61 | 5 | 37 | 39 | 23.11 | 41.27 | 39 | 60 | 4 | 58.69 | 58.69 | 22.04 | 22.01 | 36.73 | 2019 | 121 | 16.8 | 190 | -1 | 81.4 | 221112 | -88.0197 | 31.0011 | 1200 | 125 | 140 | 139 | 175.6 | N | Natural Gas | Y | N | N | 9999 | N | 3_G_A1CT;3_G_A1ST | Combined Cycle |  | 8420.75 | 7050
3_G_A1CT2 | AL | 01097 | Alabama Power Company | Barry | 1056111 | 47672013 | 3 | 6B | 3 | A1CT2 | 1001 | X006B | 58 | 4.3 | 35 | 37 | 22 | 39 | 36.14 | 55 | 4 | 58.89 | 58.89 | 22.33 | 22.31 | 37.22 | 2019 | 121 | 16.8 | 190 | -1 | 81.4 | 221112 | -88.0196 | 31.0008 | 1200 | 125 | 140 | 139 | 175.6 | N | Natural Gas | Y | N | N | 9999 | N |  | Combined Cycle |  | 7816 | 7050
50407_B_7PB | AL | 01097 | Mobile Energy Services Company |  | 1060811 | 47308113 |  |  |  |  | 2021 | X003 | 671.516 | 48.143 | 38.301 | 59.7462 | 14.346 |  | 1169.87 | 77.49 | 0.274 | 29.201 | 39.629 | 2.507 |  | 10.94 | 2019 | 291 | 18.5 | 392 | -1 | 55 | 322121 | -88.0497 | 30.7359 | 980 | 125 | 100 |  |  |  |  | N | Y | N |  | N
50407_B_8PB | AL | 01097 | Mobile Energy Services Company |  | 1060811 | 47308213 |  |  |  |  | 2021 | X004 | 2.2 | 0.035 | 0.441 | 0.441 | 0.32 |  | 1.3 | [8 empty] | 291 | 18.5 | 392 | 15533.3 | 57.8 | 322121 | -88.0497 | 30.7359 |  | 125 | 100 |  |  |  |  | N | Y | N |  | N
7721_G_2B | AL | 01097 | Ala Power - Theodore Cogen |  | 1062911 | 47282413 |  |  |  |  | 8073 | X002B | 15.3 | 0.14 | 1.625 | 1.625 |  |  | 35.12 | [8 empty] | 80 | 5 | 302 | 1054.6 | 53.7 | 221112 | -88.1288 | 30.5253 | 220 | 125 | 100 |  |  |  |  | N | N | N |  | N
7721_G_2 | AL | 01097 | Ala Power - Theodore Cogen | Theodore Cogen Facility | 1062911 | 47282513 |  |  | 7721 | 2 | 8073 | X002A | 13.31 | 0.16 | 1.625 | 1.625 | 0.35 |  | 19 | [8 empty] | 80 | 5 | 302 | 1054.6 | 53.7 | 221112 | -88.1288 | 30.5253 | 220 | 125 | 100 |  | 64.7 | Y | Natural Gas | N | N | N | 9999 | N |  | Combined Cycle |  |  | 5500
7721_G_1 | AL | 01097 | Alabama Power Company | Theodore Cogen Facility | 1062911 | 47282613 | 7721 | CC1 | 7721 | 1 | 8073 | X001 | 37 | 3.3 | 27 | 31 | 11.2867 | 9.34 | 452.0214 | 50 | 4 | 101.89 | 101.89 | 13.2055 | 32.63 | 528.8657 | 2019 | 122 | 17.25 | 195 | -1 | 70.5 | 221112 | -88.129 | 30.525 | 2120 | 125 | 140 | 139 | 166.3 | Y | Natural Gas | Y | N | N | 9999 | N |  | Combined Cycle |  | 6842.5 | 5500
54429_B_RB2 | AL | 01099 | GP Cellulose Alabama River Cellulose LLC | Alabama Pine Pulp | 1019211 | 47712613 |  |  | 54429 | RB2 | 0010 | X012 | [7 empty] | 769.033 | 0.132 | 75.693 | 91.713 | 8.162 |  | 99.363 | 2019 | 375 | 14 | 400 | -1 | 83.76 | 322121 | -87.49 | 31.5819 | 1680 | 133 | 200 |  | 34 | Y | Non-Fossil Waste | N | Y | N | 9999 | N |  | Non-Fossil Waste |  |  | 11843
54429_B_PB2 | AL | 01099 | GP Cellulose Alabama River Cellulose LLC | Alabama Pine Pulp | 1019211 | 47713213 |  |  | 54429 | RB2 | 0010 | X017 | 54.655 | 0.115 | 9.021 | 9.021 |  |  | 61.411 | 52.021 | 0.094 | 3.224 | 3.418 | 0.895 | 0.004 | 59.921 | 2019 | 375 | 14 | 400 | -1 | 83.76 | 322121 | -87.49 | 31.5819 | 266 | 133 | 100 |  | 34 | Y | Non-Fossil Waste | N | Y | N | 9999 | N |  | Non-Fossil Waste |  |  | 11843
10216_B_PB1 | AL | 01099 | GP Cellulose Alabama River Cellulose LLC | Alabama Pine Pulp | 1019211 | 47713813 |  |  | 54429 | PB2 | 0010 | X008 | 382.979 | 0.752 | 144.481 | 144.487 | 26.283 |  | 1027.09 | 236.672 | 0.286 | 61.319 | 61.319 | 5.857 | 0.023 | 516.471 | 2019 | 250 | 14 | 381 | -1 | 68.09 | 322121 | -87.49 | 31.5819 |  | 133 | 100 |  | 34 | Y | Non-Fossil Waste | N | Y | N | 9999 | N |  | Non-Fossil Waste |  |  | 11843
10216_B_RB1 | AL | 01099 | GP Cellulose Alabama River Cellulose LLC | Alabama River Pulp | 1019211 | 47714113 |  |  | 10216 | RB1 | 0010 | X001 | [7 empty] | 742.439 | 0.891 | 57.333 | 68.215 | 15.555 |  | 536.528 | 2019 | 250 | 14 | 381 | -1 | 68.09 | 322121 | -87.49 | 31.5819 | 1380 | 133 | 200 |  | 21.8 | Y | Non-Fossil Waste | N | Y | N | 9999 | N |  | Non-Fossil Waste |  |  | 11843
55293_G_CTG1 | AL | 01103 | Morgan Energy Center LLC | Morgan Energy Center | 10552611 | 52214513 | 55293 | CT-1 | 55293 | CTG1 | 0080 | X001A | 39.3 | 3.1 | 16.1 | 16.1 | 0.22 | 14.6 | 7.9 | 41.2 | 3 | 7.4 | 7.4 | 10.2662 | 28.9 | 7.7 | 2019 | 150 | 19 | 190 | 11616.6668 | 41 | 221112 | -87.0625 | 34.64 | 2340 | 125 | 140 | 139 | 161 | Y | Natural Gas | Y | N | N | 9999 | N |  | Combined Cycle |  | 6393.6689 | 7062
55293_G_CTG2 | AL | 01103 | Morgan Energy Center LLC | Morgan Energy Center | 10552611 | 52214613 | 55293 | CT-2 | 55293 | CTG2 | 0080 | X001B | 46.5 | 3.6 | 18.8 | 18.8 | 12.3032 | 16.9 | 6 | 30.3 | 2.3 | 5.7 | 5.7 | 2.573 | 22.4 | 3.9 | 2019 | 150 | 19 | 190 | 11616.6668 | 41 | 221112 | -87.0625 | 34.64 | 2340 | 125 | 140 | 139 | 161 | Y | Natural Gas | Y | N | N | 9999 | N |  | Combined Cycle |  | 7401.1714 | 7062
55293_G_CTG3 | AL | 01103 | Morgan Energy Center LLC | Morgan Energy Center | 10552611 | 52214713 | 55293 | CT-3 | 55293 | CTG3 | 0080 | X001C | 34.5 | 2.8 | 14.8 | 14.8 | 4.611 | 12.9 | 4.9 | 28.3 | 2.1 | 5.2 | 5.2 | 2.346 | 20.4 | 3.6 | 2019 | 150 | 19 | 190 | 11616.6668 | 41 | 221112 | -87.0625 | 34.64 | 2340 | 125 | 140 | 139 | 161 | Y | Natural Gas | Y | N | N | 9999 | N |  | Combined Cycle |  | 5671.835 | 7062
55292_G_CTG1 | AL | 01103 | Decatur Energy Center LLC | Decatur Energy Center | 7916011 | 3536613 | 55292 | CTG-1 | 55292 | CTG1 | 0079 | X001A | 29.2 | 2.47 | 10.04 | 10.04 | 0.129 | 11.61 | 4.98 | 20.85 | 1.81 | 8.07 | 8.07 | 0.103 | 8.44 | 4.01 | 2019 | 150 | 19 | 190 | 11626.6668 | 41.01 | 221112 | -87.0211 | 34.6289 | 2340 | 125 | 140 | 139 | 155 | N | Natural Gas | Y | N | N | 9999 | N | 55292_G_STG1;55292_G_CTG1 | Combined Cycle |  | 5019.4487 | 7886
55292_G_CTG2 | AL | 01103 | Decatur Energy Center LLC | Decatur Energy Center | 7916011 | 3536713 | 55292 | CTG-2 | 55292 | CTG2 | 0079 | X001B | 28.4 | 2.4 | 9.9 | 9.9 | 3.144 | 11.4 | 3.1 | 23.9 | 1.9 | 8.4 | 8.4 | 2.686 | 8.7 | 2.7 | 2019 | 150 | 19 | 190 | 11626.6668 | 41.01 | 221112 | -87.0211 | 34.6289 | 2340 | 125 | 140 | 139 | 155 | N | Natural Gas | Y | N | N | 9999 | N |  | Combined Cycle |  | 4949.4595 | 7886
55292_G_CTG3 | AL | 01103 | Decatur Energy Center LLC | Decatur Energy Center | 7916011 | 83264213 | 55292 | CTG-3 | 55292 | CTG3 | 0079 | X001C | 33.4 | 2.6 | 10.4 | 10.4 | 3.331 | 12 | 3.3 | 25.4 | 2 | 8.6 | 8.6 | 2.753 | 9.1 | 2.8 | 2019 | 150 | 19 | 190 | 11626.6668 | 41.01 | 221112 | -87.0211 | 34.6289 | 2340 | 125 | 140 | 139 | 155 | N | Natural Gas | Y | N | N | 9999 | N |  | Combined Cycle |  | 5203.0195 | 7886
26_B_2 | AL | 01117 | Alabama Power Company | E C Gaston | 949211 | 47874513 | 26 | 2 | 26 | 2 | 0005 | X002 | 126 | 520.3 | 2.5217 | 4 | 1.32 | 0 | 25 | 441.3 | 29.4 | 28.35 | 28.35 | 15.78 |  | 276.16 | 2019 | 750 | 23.5 | 274 | -1 | 85.65 | 221112 | -86.4567 | 33.2446 | 2440 | 125 | 100 |  | 256 | N | Natural Gas | Y | N | N | 9999 | N |  | O/G Steam |  | 1836.25 | 10492
26_B_5 | AL | 01117 | Alabama Power Company | E C Gaston | 949211 | 47874613 | 26 | 5 | 26 | 5 | 0005 | X005 | 1861 | 1698.4 | 66 | 118 | 68 | 2.16 | 583 | 1749.9 | 1033.8 | 45 | 102 | 51.99 | 0.55 | 445.61 | 2019 | 755 | 34 | 297 | -1 | 55.29 | 221112 | -86.4588 | 33.2428 | 8390 | 125 | 100 |  | 832 | N | Bituminous | Y | N | N | 9999 | N |  | Coal Steam |  | 5974.5 | 10254
26_G_GT4 | AL | 01117 | Alabama Power Company | E C Gaston | 949211 | 47874713 |  |  | 26 | GT4 | 0005 | X006 | 1 | 0.02 |  |  | 0.06 |  | 0.18 | 1.67 | 0.02 | 0.022 | 0.022 | 0.000776 |  | 0.01 | 2019 | 25 | 10 | 837 | 5890.4834 | 75 | 221112 | -86.4569 | 33.2443 | 20 | 125 | 120 |  | 16 | N | Distillate Fuel Oil | N | N | N | 9999 | N |  | Combustion Turbine |  |  | 22876
26_B_1 | AL | 01117 | Alabama Power Company | E C Gaston | 949211 | 47874813 | 26 | 1 | 26 | 1 | 0005 | X001 | 125 | 577 | 8 | 13 | 1.23 | 0 | 21.22 | 450.4 | 29.6 | 31.51 | 31.51 | 16.13 |  | 282.29 | 2019 | 750 | 23.5 | 274 | -1 | 85.65 | 221112 | -86.4567 | 33.2446 | 2440 | 125 | 100 |  | 254 | N | Natural Gas | Y | N | N | 9999 | N |  | O/G Steam |  | 1494 | 10458
26_B_3 | AL | 01117 | Alabama Power Company | E C Gaston | 949211 | 47875013 | 26 | 3 | 26 | 3 | 0005 | X003 | 162 | 555 | 7.2747 | 22.2198 | 2 | 0 | 34.14 | 447.4 | 30.6 | 27.71 | 27.71 | 14.41 |  | 252.11 | 2019 | 750 | 23.5 | 259 | -1 | 85.65 | 221112 | -86.4567 | 33.2446 | 2460 | 125 | 100 |  | 254 | N | Natural Gas | Y | N | N | 9999 | N |  | O/G Steam |  | 1874.25 | 10542
26_B_4 | AL | 01117 | Alabama Power Company | E C Gaston | 949211 | 47875113 | 26 | 4 | 26 | 4 | 0005 | X004 | 66 | 156 | 2 | 2 | 1 | 0 | 17.12 | 374 | 25.7 | 23.57 | 23.57 | 11.97 |  | 209.39 | 2019 | 750 | 23.5 | 259 | -1 | 85.65 | 221112 | -86.4567 | 33.2446 | 2430 | 125 | 100 |  | 256 | N | Natural Gas | Y | N | N | 9999 | N |  | O/G Steam |  | 1099.75 | 10434
56018_G_1 | AL | 01121 | Alabama Municipal Electric Authority | AMEA Peaking | 10535111 | 52230213 | 56018 | 1 | 56018 | 1 | 0057 | X001A | 10.5 | 0.459 | 0.9 | 1.541 | 0.279 |  | 4 | 11.2 | 0.443 | 0.864 | 0.864 | 0.274 |  | 3.91 | 2019 | 45.5 | 10.5 | 829 | 9402.6001 | 109 | 221112 | -86.2819 | 33.1665 | 500 | 125 | 120 |  | 47.5 | N | Natural Gas | Y | N | N | 9999 | N |  | Combustion Turbine |  | 605 | 11917
56018_G_2 | AL | 01121 | Alabama Municipal Electric Authority | AMEA Peaking | 10535111 | 52230313 | 56018 | 2 | 56018 | 2 | 0057 | X001B | 10.3 | 0.433 | 0.849 | 1.455 | 0.264 |  | 3.78 | 11.5 | 0.454 | 0.885 | 1.512 | 0.28 |  | 4 | 2019 | 45.5 | 10.5 | 829 | 9402.6001 | 109 | 221112 | -86.2819 | 33.1665 | 500 | 125 | 120 |  | 47.5 | N | Natural Gas | Y | N | N | 9999 | N |  | Combustion Turbine |  | 579 | 11918
55411_G_HEC1 | AL | 01123 | CER Generation LLC | Hillabee Energy Center | 14803411 | 91070013 | 55411 | CT1 | 55411 | HEC1 | 0022 | X001A | 77 | 5.9 | 60.13 | 60.13 | 20.37 | 36 | 38.79 | 65.87 | 5.24 | 54.16 | 54.16 | 18.34 | 32.43 | 34.94 | 2019 | 135 | 20 | 188 | 24763.3171 | 78.82 | 221112 | -85.9017 | 32.9989 | 3000 | 125 | 140 |  | 234.4 | N | Natural Gas | Y | N | N | 9999 | N | 55411_G_HEC1;55411_G_HECS | Combined Cycle |  | 7844.3301 | 7050
55411_G_HEC2 | AL | 01123 | CER Generation LLC | Hillabee Energy Center | 14803411 | 91070113 | 55411 | CT2 | 55411 | HEC2 | 0022 | X001B | 72.3 | 5.4 | 47 | 47 | 18.98 | 33.55 | 36.15 | 67.37 | 5.37 | 46.55 | 46.55 | 18.8 | 33.23 | 35.8 | 2019 | 135 | 20 | 190 | 25213.7671 | 80.26 | 221112 | -85.9017 | 32.9989 | 3000 | 125 | 140 |  | 234.4 | N | Natural Gas | Y | N | N | 9999 | N |  | Combined Cycle |  | 7291.2603 | 7050
8_B_8 | AL | 01127 | Alabama Power Company |  | 7917311 | 3531613 | 8 | 8 |  |  | 0001 | X008 | 767.1 | 182 | 16 | 23 | 11 | 0 | 94 | 12.2 | 1.9 | 0.1956 | 0.45 | 0.12 |  | 1.02 | 2019 | 755 | 38 | 309 | -1 | 51.34 | 221112 | -87.2003 | 33.6447 | 1670 | 125 | 100 |  |  |  |  | Y | N | N |  | N |  |  |  | 6968.25
8_B_10 | AL | 01127 | Alabama Power Company |  | 7917311 | 3531813 | 8 | 10 |  |  | 0001 | X010 | 3774.4 | 1143 | 101 | 145 | 66 | 3 | 563.21 | 393.5 | 120.8 | 12 | 28 | 7.3 | 0.6 | 62.59 | 2019 | 755 | 38 | 309 | -1 | 51.34 | 221112 | -87.2003 | 33.6447 | 6930 | 125 | 100 |  |  |  |  | Y | N | N |  | N |  |  |  | 7112.5
8_B_9 | AL | 01127 | Alabama Power Company |  | 7917311 | 3532013 | 8 | 9 |  |  | 0001 | X009 | 780.4 | 171 | 16 | 23 | 11 | 0 | 93 | 85.6 | 20 | 3 | 6 | 1.29 |  | 11.09 | 2019 | 755 | 38 | 309 | -1 | 51.34 | 221112 | -87.2003 | 33.6447 | 1770 | 125 | 100 |  |  |  |  | Y | N | N |  | N |  |  |  | 7031.5
56_B_1 | AL | 01129 | PowerSouth Energy Cooperative Inc |  | 1028611 | 46970513 | 56 | 1 |  |  | 0001 | X001 | 46 | 18 | 3.3 | 4.2 | 0.32292 |  | 3 | 6 | 1 | 0.2 | 0.3 | 0.033241 |  | 0.33 | 2017 | 415 | 18.2 | 130 | -1 | 47.09 | 221112 | -87.9096 | 31.4876 | 699 | 125 | 100 | 141 |  |  |  | Y | N | N |  | N |  |  |  | 587.1901
56_B_3 | AL | 01129 | PowerSouth Energy Cooperative Inc |  | 1028611 | 46970613 | 56 | 3 |  |  | 0001 | X003 | 2059 | 720 | 129 | 160 | 14.3263 |  | 125 | 1214 | 299 | 39 | 45 | 6.8632 |  | 55 | 2017 | 399 | 16.5 | 130 | -1 | 57.29 | 221112 | -87.9096 | 31.4876 | 2410 | 125 | 100 |  |  |  |  | Y | N | N |  | N |  |  |  | 5640.2002
56_B_2 | AL | 01129 | PowerSouth Energy Cooperative Inc |  | 1028611 | 46970713 | 56 | 2 |  |  | 0001 | X002 | 1276 | 503 | 65 | 77 | 8.9636 |  | 78 | 1028 | 257 | 47 | 57 | 6.1734 |  | 54 | 2019 | 415 | 18.2 | 130 | -1 | 47.09 | 221112 | -87.9096 | 31.4876 | 2410 | 125 | 100 |  |  |  |  | Y | N | N |  | N |  |  |  | 4144.3896
7063_G_1 | AL | 01129 | PowerSouth Energy Cooperative Inc | McIntosh (AL) | 1028911 | 46967313 | 7063 | **1 | 7063 | 1 | 0012 | X003 | 10.5 | 0.024 | 0.28 | 0.28 | 0.1 | 0.25859 | 0.608 | 3.2 | 0.009 | 0.13 | 0.13 | 0.0314 | 0.095343 | 0.22 | 2019 | 91 | 10.04 | 273 | 6126.1001 | 77.38 | 221112 | -88.0291 | 31.2557 | 495 | 125 | 120 |  | 110 | N | Natural Gas | Y | N | N | 9999 | N |  | Combustion Turbine |  | 329.46 | 18700
7063_G_2 | AL | 01129 | PowerSouth Energy Cooperative Inc | McIntosh (AL) | 1028911 | 83310513 | 7063 | **2 | 7063 | 2 | 0012 | X005-1 | 7.2 | 0.095305 | 1 | 1 | 0.31 |  | 0.308 | 11 | 0.095 | 1 | 1 | 0.33 |  | 2.34 | 2019 | 90 | 20.5 | 1013 | 30695.9006 | 93 | 221112 | -88.0308 | 31.2539 | 1420 | 125 | 120 |  | 114 | N | Natural Gas, Distillate Fuel Oil | Y | N | N | 9999 | N |  | Combustion Turbine |  | 356.7499 | 11359
7063_G_3 | AL | 01129 | PowerSouth Energy Cooperative Inc | McIntosh (AL) | 1028911 | 83310613 | 7063 | **3 | 7063 | 3 | 0012 | X005-2 | 11.3 |  | 1.4 | 1.4 | 0.4 |  | 0.245 | 20.4 | 0.1 | 2.4 | 2.4 | 0.8 |  | 5.37 | 2019 | 90 | 20.5 | 1013 | 30695.9006 | 93 | 221112 | -88.0308 | 31.2539 | 1420 | 125 | 120 |  | 114 | N | Natural Gas, Distillate Fuel Oil | Y | N | N | 9999 | N |  | Combustion Turbine |  | 448.02 | 11359
7063_G_4 | AL | 01129 | PowerSouth Energy Cooperative Inc | McIntosh (AL) | 1028911 | 95199013 | 7063 | **4 | 7063 | 4 | 0012 | X007-1 | 17.9 |  | 4.2 | 4.2 | 1.3 |  | 1.605 | 63.3 | 1.1 | 11.5 | 11.5 | 3.7 |  | 26.23 | 2019 | 90 | 21 | 1123 | 46833.3342 | 135.22 | 221112 | -88.0308 | 31.2539 | 2020 | 125 | 120 |  | 175 | N | Natural Gas | Y | N | N | 9999 | N |  | Combustion Turbine |  | 954.9 | 11359
7063_G_5 | AL | 01129 | PowerSouth Energy Cooperative Inc | McIntosh (AL) | 1028911 | 95199113 | 7063 | **5 | 7063 | 5 | 0012 | X007-2 | 19.7 |  | 4.2 | 4.2 | 1.3 |  | 2.108 | 46.4 | 0.8 | 8.2 | 8.2 | 2.6 |  | 18.62 | 2019 | 90 | 21 | 1123 | 46833.3342 | 135.22 | 221112 | -88.0308 | 31.2539 | 2020 | 125 | 120 |  | 175 | N | Natural Gas | Y | N | N | 9999 | N |  | Combustion Turbine |  | 836.3799 | 11359
7697_G_2 | AL | 01129 | Alabama Power Company | Washington County Cogeneration Facility | 949511 | 47870613 |  |  | 7697 | 2 | 0018 | X002 | 2 | 0.04 |  |  | 0.09 |  | 1 | 0.82 | 0.02 | 0.24 | 0.24 | 0.19 |  | 2.52 | 2019 | 60 | 5 | 300 | 1164.5666 | 59.34 | 221112 | -88.0027 | 31.2642 | 190 | 125 | 100 |  | 25 | Y | Natural Gas | N | N | N | 9999 | N |  | Combined Cycle |  |  | 5500
7697_G_1 | AL | 01129 | Alabama Power Company | Washington County Cogeneration Facility | 949511 | 47870713 | 7697 | CC1 | 7697 | 1 | 0018 | X001 | 188.1 | 2.4 | 20 | 22 | 31.4 | 25.7994 | 44.22 | 191.9 | 2.7 | 59.13 | 59.13 | 32.55 | 29.2523 | 45.85 | 2019 | 101 | 15.25 | 358 | 16043.0669 | 87.87 | 221112 | -88.0052 | 31.2622 | 1240 | 125 | 140 |  | 75 | Y | Natural Gas | Y | N | N | 9999 | N |  | Combined Cycle |  | 7302.5 | 5500
6177_B_U2B | AZ | 04001 | CORONADO GENERATING PLANT | Coronado | 7735011 | 2903013 | 6177 | U2B | 6177 | U2B | 4477 | 222 | 814 | 333.1 | 436.069 | 436.1215 | 45.421 |  | 1635 | 434.1 | 26.76 | 192.8702 | 192.964 | 22.4747 |  | 215.9 | 2019 | 400 | 24.5 | 130 | 28333.3339 | 58.4 | 221112 | -109.2722 | 34.5778 | 455 | 125 | 100 | 2 | 382 | N | Subbituminous | Y | N | N | 9999 | N |  | Coal Steam | 8091 | 8076.96 | 10691
6177_B_U1B | AZ | 04001 | CORONADO GENERATING PLANT | Coronado | 7735011 | 2903213 | 6177 | U1B | 6177 | U1B | 4477 | 111 | 4274.8 | 256.2 | 392.3846 | 392.4581 | 45.5294 |  | 1751.8 | 1396.95 | 59.754 | 136.5034 | 136.6878 | 16.6859 |  | 264.1 | 2019 | 400 | 24.5 | 130 | 25833.3338 | 56.1 | 221112 | -109.2722 | 34.5778 | 455 | 125 | 100 | 10&2 | 380 | N | Subbituminous | Y | N | N | 9999 | N |  | Coal Steam | 8201 | 8190.8193 | 10617
8223_B_2 | AZ | 04001 | TUCSON ELECTRIC POWER CO - SPRINGERVILLE | Springerville | 7735111 | 2902613 | 8223 | 2 | 8223 | 2 | 3222 | 002 | 2338.9828 | 2451.0872 | 287.5172 | 405.8775 | 49.8138 | 0 | 376.4792 | 2100.3665 | 2777.4397 | 41.8138 | 97.6352 | 45.191 |  | 338.0181 | 2019 | 500 | 20 | 187 | 52223.151 | 166.3166 | 221112 | -109.1633 | 34.3183 | 390 | 125 | 100 | 211 | 406 | N | Subbituminous | Y | N | N | 9999 | N |  | Coal Steam | 8736 | 8052.6489 | 10293
8223_B_1 | AZ | 04001 | TUCSON ELECTRIC POWER CO - SPRINGERVILLE | Springerville | 7735111 | 2902713 | 8223 | 1 | 8223 | 1 | 3222 | 001 | 1862.1508 | 2111.5738 | 245.1973 | 326.101 | 40.792 | 0 | 301.5361 | 2234.681 | 2978.8965 | 48.1874 | 108.4242 | 45.0224 |  | 336.6424 | 2019 | 500 | 20 | 173 | 45346.1842 | 144.4 | 221112 | -109.1636 | 34.3186 | 387 | 125 | 100 | 67 | 387 | N | Subbituminous | Y | N | N | 9999 | N |  | Coal Steam | 8736 | 7511.5786 | 10417
8223_B_3 | AZ | 04001 | TUCSON ELECTRIC POWER CO - SPRINGERVILLE | Springerville | 7735111 | 2902913 | 8223 | TS3 | 8223 | 3 | 3222 | 003 | 847.4985 | 801.6082 | 53.6715 | 76.0906 | 41.3895 | 30.7681 | 306.4631 | 839.888 | 705.925 | 232.2477 | 241.6131 | 35.941 | 28.0146 | 261.9795 | 2019 | 495 | 20 | 193 | 49340.0509 | 157.1333 | 221112 | -109.1633 | 34.3183 | 417 | 125 | 100 | 127&99 | 417 | N | Subbituminous | Y | N | N | 9999 | N |  | Coal Steam | 8736 | 7121.8799 | 10191
8223_B_4 | AZ | 04001 | TUCSON ELECTRIC POWER CO - SPRINGERVILLE | Springerville | 7735111 | 90849013 | 8223 | 4 | 8223 | 4 | 3222 | 004 | 905.8958 | 976.2669 | 45.5911 | 63.6607 | 41.0035 | 33.4679 | 333.6231 | 566.9981 | 766.3 | 107.2394 | 111.3037 | 30.9021 | 27.3872 | 219.8428 | 2019 | 500 | 20 | 189 | 49019.0509 | 156.1166 | 221112 | -109.1636 | 34.3186 | 426 | 125 | 100 | 127&99 | 415 | N | Subbituminous | Y | N | N | 9999 | N |  | Coal Steam | 8736 | 7360.3989 | 10260
160_B_3 | AZ | 04003 | AEPCO - APACHE GENERATING STATION | Apache Station | 862811 | 47506113 | 160 | ;3;2;1 | 160 | 3;3;3 | 3532 | 301 | 4707.76 | 956.335 | 11.2826 | 12.7923 | 40.4011 | 0 | 316.2941 | 1216.03 | 84.2218 | 91.97 | 106.98 | 53.0359 |  | 716.1984 | 2019 | 400 | 16.6 | 185 | 11903.3374 | 55 | 221112 | -109.8949 | 32.0619 | 4720 | 125 | 100 |  | 175 | N | Bituminous, Subbituminous | Y | N | N | 9999 | Y | 160_B_2;160_B_1;160_B_3 | Coal Steam | 8542 | 8530.1699 | 11040
160_G_GT4 | AZ | 04003 | AEPCO - APACHE GENERATING STATION | Apache Station | 862811 | 47506213 | 160 | 4 | 160 | GT4 | 3532 | 302 | 19.9082 | 0.13017 | 1.0535 | 1.0535 | 1.3512 |  | 6.474 | 33.0544 | 0.6491 | 3.961 | 3.961 | 1.5638 |  | 31.0437 | 2019 | 36 | 14.25 | 894 | 3269.4407 | 20.5 | 221112 | -109.8938 | 32.061 | 413 | 125 | 120 |  | 38 | N | Natural Gas, Distillate Fuel Oil | Y | N | N | 9999 | N | 160_G_GT1;160_G_GT2;160_G_GT4;160_G_GT3 | Combustion Turbine | 93 | 1191.3101 | 13017
55372_G_CTG1 | AZ | 04013 | New Harquahala Generating Co | Harquahala Generating Project | 10704011 | 58571513 | 55372 | CTG1 | 55372 | CTG1 | 43530 | 1 | 35.0185 | 3.0015 | 12.5065 | 12.5065 | 9.505 | 44.173 | 5e-08 | [8 empty] | 180 | 19 | 178 | 20045.5 | 70.7 | 221112 | -113.1133 | 33.4759 | 2530 | 125 | 120 | 109&139 | 239.9 | N | Natural Gas | Y | N | N | 9999 | N | 55372_G_STG1;55372_G_CTG1 | Combined Cycle |  | 4891.0107 | 7090
55372_G_CTG2 | AZ | 04013 | New Harquahala Generating Co | Harquahala Generating Project | 10704011 | 58571613 | 55372 | CTG2 | 55372 | CTG2 | 43530 | 2 | 22.387 | 1.679 | 3.078 | 3.078 | 4.1975 | 24.7095 | 5e-08 | [8 empty] | 180 | 19 | 178 | 20045.5 | 70.7 | 221112 | -113.1133 | 33.4759 | 2530 | 125 | 120 | 109&139 | 226.6 | N | Natural Gas | Y | N | N | 9999 | N | 55372_G_STG2;55372_G_CTG2 | Combined Cycle |  | 2785.5999 | 7090
55372_G_CTG3 | AZ | 04013 | New Harquahala Generating Co | Harquahala Generating Project | 10704011 | 58571713 | 55372 | CTG3 | 55372 | CTG3 | 43530 | 3 | 27.5415 | 2.3605 | 8.656 | 8.656 | 4.7215 | 34.7415 | 5e-08 | [8 empty] | 180 | 19 | 178 | 20045.5 | 70.7 | 221112 | -113.1133 | 33.4759 | 2530 | 125 | 120 | 109&139 | 226.2 | N | Natural Gas | Y | N | N | 9999 | N | 55372_G_STG3;55372_G_CTG3 | Combined Cycle |  | 3944.0698 | 7090
58557_G_GT1 | AZ | 04013 | Mesquite Generating Station |  | 10704311 | 58618813 | 55481 | 1 |  |  | 44186 | 1 | 40.198 | 2.143 | 4.286 | 4.286 | 1.7865 | 14.288 | 19.4555 | 48.444 | 3.438 | 11.455 | 11.455 | 2.291 | 22.91 | 7.9283 | 2019 | 170 | 18 | 187 | 12111.7 | 47.6 | 221112 | -112.8652 | 33.3451 | 2370 | 125 | 120 | 109&139 |  |  |  | Y | N | N |  | N | 55481_G_GT1;58557_G_GT1;55481_G_ST1;58557_G_ST1 |  |  | 4177.7402
58557_G_GT2 | AZ | 04013 | Mesquite Generating Station |  | 10704311 | 58618913 | 55481 | 2 |  |  | 44186 | 2 | 19.298 | 2.316 | 4.2455 | 4.2455 | 5e-08 | 19.298 | 23.0605 | 49.3389 | 3.293 | 11.8948 | 11.8948 | 5.6641 | 27.4403 | 15.1488 | 2019 | 170 | 18 | 187 | 12510.6 | 49.2 | 221112 | -112.8652 | 33.3451 | 2370 | 125 | 120 | 109&139 |  |  |  | Y | N | N |  | N | 58557_G_GT2;55481_G_GT2 |  |  | 4644.5176
55481_G_GT3 | AZ | 04013 | Mesquite Generating Station | Mesquite Generating Station Block 2 | 10704311 | 58713613 | 55481 | 5 | 55481 | GT3 | 44186 | 5 | 38.831 | 2.683 | 8.9495 | 8.9495 | 1.7885 | 13.416 | 12.1575 | 49.139 | 3.647 | 21.2804 | 21.2804 | 6.0802 | 18.2404 | 19.6106 | 2019 | 170 | 18 | 187 | 12730.5 | 50 | 221112 | -112.8638 | 33.3451 | 2370 | 125 | 120 |  | 153 | N | Natural Gas | Y | N | N | 9999 | N | 55481_G_ST2;55481_G_GT3 | Combined Cycle |  | 5235.1201 | 7330
55481_G_GT4 | AZ | 04013 | Mesquite Generating Station | Mesquite Generating Station Block 2 | 10704311 | 58713713 | 55481 | 6 | 55481 | GT4 | 44186 | 6 | 39.378 | 2.82 | 8.459 | 8.459 | 9.399 | 18.7975 | 6.1725 | 51.271 | 3.564 | 20.7652 | 20.7652 | 5.9329 | 23.7632 | 5.6921 | 2019 | 170 | 18 | 187 | 12902.1 | 50.7 | 221112 | -112.8638 | 33.3451 | 2370 | 125 | 120 |  | 153 | N | Natural Gas | Y | N | N | 9999 | N |  | Combined Cycle |  | 5438.4795 | 7330
59338_G_CTG1 | AZ | 04013 | Gila River Power Station |  | 10704411 | 58713913 | 55306 | 1CTGA |  |  | 44439 | 1 | 17.1865 | 1.3515 | 5.9975 | 5.9975 | 0.1665 | 4.1385 | 3.6145 | 31.838 | 1.891 | 5.6921 | 5.6921 | 1.2466 | 5.0476 | 5.7244 | 2019 | 130 | 18 | 180 | 15777.1 | 62 | 221112 | -112.6941 | 32.9761 | 2090 | 125 | 120 | 139&205 |  |  |  | Y | N | N |  | N | 55306_G_CTG1;55306_G_ST9;59338_G_ST9;59338_G_CTG1 |  |  | 3332.4097
59338_G_CTG2 | AZ | 04013 | Gila River Power Station |  | 10704411 | 58714513 | 55306 | 1CTGB |  |  | 44439 | 2 | 9.044 | 0.5965 | 3.382 | 3.382 | 0.075 | 4.0355 | 3.467 | 38.862 | 2.049 | 5.8744 | 5.8744 | 3.6896 | 6.8332 | 10.3946 | 2019 | 130 | 18 | 180 | 15777.1 | 62 | 221112 | -112.6941 | 32.9761 | 2210 | 125 | 120 | 139&205 |  |  |  | Y | N | N |  | N | 59338_G_CTG2;55306_G_CTG2 |  |  | 1501.5498
60768_G_CTG3 | AZ | 04013 | Gila River Power Station |  | 10704411 | 58714613 | 55306 | 2CTGA |  |  | 44439 | 3 | 14.617 | 1.1425 | 4.7805 | 4.7805 | 0.3515 | 3.1215 | 2.5565 | 36.976 | 3.047 | 13.9726 | 13.9726 | 1.8249 | 7.4896 | 0.71555 | 2019 | 130 | 18 | 180 | 15777.1 | 62 | 221112 | -112.6941 | 32.9761 | 2160 | 125 | 120 | 139&205 |  |  |  | Y | N | N |  | N | 60768_G_CTG3;55306_G_ST10;55306_G_CTG3;60768_G_ST10 |  |  | 2811.8599
60768_G_CTG4 | AZ | 04013 | Gila River Power Station |  | 10704411 | 58714713 | 55306 | 2CTGB |  |  | 44439 | 4 | 15.41 | 1.112 | 4.174 | 4.174 | 0.5385 | 3.555 | 2.281 | 39.431 | 3.284 | 13.4885 | 13.4885 | 1.0943 | 26.6327 | 0.5157 | 2019 | 130 | 18 | 180 | 15777.1 | 62 | 221112 | -112.6941 | 32.9761 | 2210 | 125 | 120 | 139&205 |  |  |  | Y | N | N |  | N | 60768_G_CTG4;55306_G_CTG4 |  |  | 2693.9402
59784_G_CTG6 | AZ | 04013 | Gila River Power Station |  | 10704411 | 58714813 | 55306 | 3CTGA |  |  | 44439 | 5 | 39.248 | 2.6285 | 13.9475 | 13.9475 | 1.6025 | 2.6945 | 4.964 | 38.94 | 3.228 | 10.1984 | 10.1984 | 4.1098 | 5.1646 | 5.1414 | 2019 | 130 | 18 | 180 | 15777.1 | 62 | 221112 | -112.6941 | 32.9761 | 2160 | 125 | 120 | 139&205 |  |  |  | Y | N | N |  | N | 55306_G_CTG5;59784_G_ST11;55306_G_ST11;59784_G_CTG5 |  |  | 5933.6611
59784_G_CTG5 | AZ | 04013 | Gila River Power Station |  | 10704411 | 58714913 | 55306 | 3CTGB |  |  | 44439 | 6 | 41.028 | 2.762 | 10.9305 | 10.9305 | 0.937 | 2.748 | 5.5185 | 37.926 | 3.122 | 9.4335 | 9.4335 | 2.6032 | 6.6634 | 3.6149 | 2019 | 130 | 18 | 180 | 15777.1 | 62 | 221112 | -112.6941 | 32.9761 | 2140 | 125 | 120 | 139&205 |  |  |  | Y | N | N |  | N | 59784_G_CTG6;55306_G_CTG6 |  |  | 6242.999
55306_G_CTG7 | AZ | 04013 | Gila River Power Station | Gila River Power Block 4 | 10704411 | 58715013 | 55306 | 4CTGA | 55306 | CTG7 | 44439 | 7 | 46.398 | 3.426 | 12.796 | 12.796 | 1.0235 | 3.455 | 12.833 | 23.494 | 1.168 | 6.0095 | 6.0095 | 0.69845 | 7.008 | 11.7869 | 2019 | 130 | 18 | 180 | 15777.1 | 62 | 221112 | -112.6941 | 32.9761 | 2330 | 125 | 120 | 139&205 | 146 | N | Natural Gas | Y | N | N | 9999 | N | 55306_G_ST12;55306_G_CTG7 | Combined Cycle |  | 7310.6714 | 7534
55306_G_CTG8 | AZ | 04013 | Gila River Power Station | Gila River Power Block 4 | 10704411 | 58715113 | 55306 | 4CTGB | 55306 | CTG8 | 44439 | 8 | 46.801 | 1.9575 | 9.408 | 9.408 | 1.7695 | 2.0765 | 13.888 | 26.092 | 1.345 | 10.1901 | 10.1901 | 0.64305 | 8.1473 | 7.8789 | 2019 | 130 | 18 | 180 | 15777.1 | 62 | 221112 | -112.6941 | 32.9761 | 2260 | 125 | 120 | 139&205 | 146 | N | Natural Gas | Y | N | N | 9999 | N |  | Combined Cycle |  | 6780.8774 | 7534
117_G_C5-1 | AZ | 04013 | APS West Phx Power Plant | West Phoenix | 1139111 | 105572013 | 117 | CC5A | 117 | C5-1 | 3313 | 500 | 69.848 | 1.776 | 5.0568 | 8.8505 | 4.497 | 11.5445 | 35.584 | 47.149 | 1.979 | 13.9604 | 13.9886 | 2.1475 | 21.3715 | 23.7665 | 2019 | 175 | 15 | 206 | 8128.8668 | 46 | 221112 | -112.159 | 33.4433 | 2070 | 125 | 120 |  | 155 | N | Natural Gas | Y | N | N | 9999 | N |  | Combined Cycle |  | 5980.0703 | 8230
117_G_C5-2 | AZ | 04013 | APS West Phx Power Plant | West Phoenix | 1139111 | 105572113 | 117 | CC5B | 117 | C5-2 | 3313 | 501 | 68 | 1.4755 | 4.1657 | 6.4685 | 2.262 | 10.33 | 15.432 | 58.165 | 2.307 | 11.5496 | 11.5729 | 2.0525 | 18.8595 | 19.357 | 2017 | 175 | 15 | 206 | 8128.8668 | 46 | 221112 | -112.159 | 33.4429 | 2070 | 125 | 120 |  | 153 | N | Natural Gas | Y | N | N | 9999 | N |  | Combined Cycle |  | 5863.5996 | 8230
117_G_C5-3 | AZ | 04013 | APS West Phx Power Plant | West Phoenix | 1139111 | 105572213 |  |  | 117 | C5-3 | 00038 | 45867 | [7 empty] | 0.011 | 0.0005 | 0.006155 | 0.006155 | 0.0045 |  | 0.017 | 2019 | 18 | 2 | 405 | 53.4066 | 17 | 221112 | -112.1583 | 33.4434 |  | 125 | 100 |  | 150 | N | Natural Gas | N | N | N | 9999 | N |  | Combined Cycle |  |  | 8230
117_G_1B | AZ | 04013 | APS West Phx Power Plant | West Phoenix | 1139111 | 46677613 |  |  | 117 | 1B | 00038 | 45872 | [7 empty] | 250.738 | 0.467 | 5.129 | 5.1395 | 1.635 |  | 1.5575 | 2019 | 54 | 15.4 | 342 | 13141.4 | 70.4 | 221112 | -112.1591 | 33.4425 |  | 125 | 120 |  | 85 | N | Natural Gas | N | N | N | 9999 | N |  | Combined Cycle |  |  | 10763
117_G_2B | AZ | 04013 | APS West Phx Power Plant | West Phoenix | 1139111 | 46678713 |  |  | 117 | 2B | 00038 | 45873 | [7 empty] | 333.96 | 0.5505 | 6.0431 | 6.0555 | 1.9265 |  | 0.9175 | 2019 | 54 | 15.4 | 342 | 13141.4 | 70.4 | 221112 | -112.1583 | 33.4417 |  | 125 | 120 |  | 85 | N | Natural Gas | N | N | N | 9999 | N |  | Combined Cycle |  |  | 10818
117_G_C4-2 | AZ | 04013 | APS West Phx Power Plant | West Phoenix | 1139111 | 46679113 | 117 | CC4 | 117 | C4-2 | 3313 | 64 | 21.688 | 0.208 | 0.85626 | 1.027 | 0.973 |  | 0.7485 | 32.828 | 0.695 | 2.9162 | 2.9221 | 1.601 |  | 0.58 | 2019 | 120 | 14 | 250 | 12083.3 | 78.5 | 221112 | -112.1583 | 33.4417 | 120 | 125 | 120 |  | 39 | N | Natural Gas | Y | N | N | 9999 | N | 117_G_C4-2;117_G_C4-1 | Combined Cycle |  | 2141.7998 | 8230
117_G_3B | AZ | 04013 | APS West Phx Power Plant | West Phoenix | 1139111 | 46679913 |  |  | 117 | 3B | 00038 | 45874 | [7 empty] | 41.9015 | 0.5255 | 2.8846 | 2.8904 | 4.423 | 2.365 | 34.4055 | 2017 | 54 | 15.4 | 342 | 13141.4 | 70.4 | 221112 | -112.1583 | 33.4417 |  | 125 | 120 |  | 85 | N | Natural Gas | N | N | N | 9999 | N |  | Combined Cycle |  |  | 10722
117_G_GT1 | AZ | 04013 | APS West Phx Power Plant | West Phoenix | 1139111 | 46680513 |  |  | 117 | GT1 | 00038 | 45878 | [7 empty] | 10.6975 | 0.02 | 0.2202 | 0.22064 | 0.07 |  | 2.7415 | 2017 | 32 | 17.1 | 846 | 25089.4 | 108.4 | 221112 | -112.1583 | 33.4417 |  | 125 | 120 |  | 50 | N | Natural Gas | N | N | N | 9999 | N |  | Combustion Turbine |  |  | 22352
117_G_GT2 | AZ | 04013 | APS West Phx Power Plant | West Phoenix | 1139111 | 46680913 |  |  | 117 | GT2 | 00038 | 45879 | [7 empty] | 52.0805 | 0.0975 | 1.072 | 1.074 | 0.342 |  | 13.3455 | 2017 | 32 | 17.1 | 846 | 25089.4 | 108.4 | 221112 | -112.1583 | 33.4417 |  | 125 | 120 |  | 50 | N | Natural Gas | N | N | N | 9999 | N |  | Combustion Turbine |  |  | 22353
8068_G_ST5A | AZ | 04013 | Salt River Project - Santan Generating Station | Santan | 1139211 | 105573113 | 8068 | 5A | 8068 | ST5A | 3315 | 51 | 25.421 | 1.383 | 11.3 | 11.3 | 1.89 | 3.689 | 20.1 | 38.588 | 3.401 | 19.6515 | 19.6515 | 1.0615 | 9.0655 | 14.7347 | 2019 | 150 | 18 | 380 | 15598.9503 | 61.3 | 221112 | -111.7511 | 33.3336 | 2240 | 125 | 140 |  | 151 | N | Natural Gas | Y | N | N | 9999 | N | 8068_G_ST5S;8068_G_ST5A | Combined Cycle |  | 2765.0503 | 7489
8068_G_ST5B | AZ | 04013 | Salt River Project - Santan Generating Station | Santan | 1139211 | 105573213 | 8068 | 5B | 8068 | ST5B | 3315 | 52 | 26.567 | 1.731 | 13.56 | 13.56 | 2.08 | 2.3075 | 11.8 | 37.083 | 3.685 | 18.052 | 18.052 | 0.5765 | 4.9154 | 15.4218 | 2019 | 150 | 18 | 380 | 15598.9503 | 61.3 | 221112 | -111.7511 | 33.3336 | 2240 | 125 | 140 |  | 151 | N | Natural Gas | Y | N | N | 9999 | N |  | Combined Cycle |  | 3562.4592 | 7489
8068_G_ST6A | AZ | 04013 | Salt River Project - Santan Generating Station | Santan | 1139211 | 105573313 | 8068 | 6A | 8068 | ST6A | 3315 | 60 | 33.382 | 2.247 | 14.23 | 14.23 | 2.25 | 5.242 | 7 | 40.204 | 4.082 | 32.591 | 32.591 |  | 9.5221 | 3.8904 | 2019 | 150 | 18 | 380 | 15598.9503 | 61.3 | 221112 | -111.7511 | 33.3336 | 2240 | 125 | 140 |  | 151 | N | Natural Gas | Y | N | N | 9999 | N | 8068_G_ST6A;8068_G_ST6S | Combined Cycle |  | 4773.6191 | 7489
8068_G_ST1 | AZ | 04013 | Salt River Project - Santan Generating Station | Santan | 1139211 | 46676113 |  |  | 8068 | ST1 | 00013 | 45828 | [7 empty] | 59.6498 | 0.10803 | 7.5849 | 7.5849 | 2.4079 |  | 8.5465 | 2019 | 49 | 13.2 | 370 | 11610 | 84.2 | 221112 | -111.7509 | 33.3321 | 0.01 | 125 | 120 |  | 92 | N | Natural Gas | N | N | N | 9999 | N |  | Combined Cycle |  |  | 9463
8068_G_ST2 | AZ | 04013 | Salt River Project - Santan Generating Station | Santan | 1139211 | 46676613 |  |  | 8068 | ST2 | 00013 | 45829 | [7 empty] | 56.7591 | 0.12392 | 8.7006 | 8.7006 | 2.7621 |  | 13.4074 | 2019 | 49 | 13.2 | 370 | 11610 | 84.2 | 221112 | -111.7509 | 33.3321 | 0.01 | 125 | 120 |  | 92 | N | Natural Gas | N | N | N | 9999 | N |  | Combined Cycle |  |  | 9429
8068_G_ST3 | AZ | 04013 | Salt River Project - Santan Generating Station | Santan | 1139211 | 46676813 |  |  | 8068 | ST3 | 00013 | 45830 | [7 empty] | 48.4381 | 0.080243 | 5.6341 | 5.6341 | 1.7967 |  | 16.3482 | 2019 | 49 | 13.2 | 370 | 11610 | 84.2 | 221112 | -111.7509 | 33.3321 | 0.01 | 125 | 120 |  | 92 | N | Natural Gas | N | N | N | 9999 | N |  | Combined Cycle |  |  | 9383
8068_G_ST4 | AZ | 04013 | Salt River Project - Santan Generating Station | Santan | 1139211 | 46676913 |  |  | 8068 | ST4 | 00013 | 45831 | [7 empty] | 70.3326 | 0.12875 | 9.0402 | 9.0402 | 2.8829 |  | 40.1677 | 2019 | 52 | 13.2 | 370 | 11610 | 84.2 | 221112 | -111.7509 | 33.3321 | 0.01 | 125 | 120 |  | 92 | N | Natural Gas | N | N | N | 9999 | N |  | Combined Cycle |  |  | 9415
141_G_AF4 | AZ | 04013 | Salt River Project - Agua Fria Generating Station | Agua Fria | 1139311 | 46674813 |  |  | 141 | AF4 | 00014 | 19 | [7 empty] | 2.453 | 0.0045 | 0.05048 | 0.050585 | 0.016 |  | 0.6285 | 2019 | 34 | 23.4 | 942 | 27347.2 | 63.5 | 221112 | -112.216 | 33.5559 |  | 125 | 120 |  | 73 | N | Natural Gas, Distillate Fuel Oil | N | N | N | 9999 | N |  | Combustion Turbine |  |  | 25000
141_B_2 | AZ | 04013 | Salt River Project - Agua Fria Generating Station | Agua Fria | 1139311 | 46675013 | 141 | 2 | 141 | 2 | 3316 | 7 | 44.415 | 0.106 | 0.07615 | 0.092089 | 0.94745 | 0.55076 | 14.4685 | 74.733 | 0.183 | 0.13086 | 0.15825 | 1.6282 | 0.94648 | 24.8641 | 2019 | 125 | 8 | 300 | 2513.2 | 50 | 221112 | -112.216 | 33.5559 | 1370 | 125 | 100 |  | 113 | N | Natural Gas | Y | N | N | 9999 | N |  | O/G Steam |  | 614.3199 | 12776
141_G_AF6 | AZ | 04013 | Salt River Project - Agua Fria Generating Station | Agua Fria | 1139311 | 46675313 |  |  | 141 | AF6 | 00014 | 23 | [7 empty] | 4.761 | 0.009 | 0.097965 | 0.098165 | 0.031 |  | 1.22 | 2017 | 39 | 19.1 | 942 | 26783.7 | 92.8 | 221112 | -112.216 | 33.5559 |  | 125 | 120 |  | 73 | N | Natural Gas, Distillate Fuel Oil | N | N | N | 9999 | N |  | Combustion Turbine |  |  | 25000
141_G_AF5 | AZ | 04013 | Salt River Project - Agua Fria Generating Station | Agua Fria | 1139311 | 46675513 |  |  | 141 | AF5 | 00014 | 21 | [7 empty] | 2.4775 | 0.0045 | 0.050985 | 0.051085 | 0.0165 |  | 0.635 | 2017 | 39 | 19.1 | 942 | 26783.7 | 92.8 | 221112 | -112.216 | 33.5559 |  | 125 | 120 |  | 73 | N | Natural Gas, Distillate Fuel Oil | N | N | N | 9999 | N |  | Combustion Turbine |  |  | 25000
141_B_3 | AZ | 04013 | Salt River Project - Agua Fria Generating Station | Agua Fria | 1139311 | 46675913 | 141 | 3 | 141 | 3 | 3316 | 13 | 125.474 | 0.145 | 0.10415 | 0.12595 | 1.2959 | 0.7533 | 19.7894 | 302.363 | 0.398 | 0.2852 | 0.34489 | 3.5484 | 2.0627 | 54.188 | 2019 | 125 | 9.2 | 242 | 3897.6 | 58 | 221112 | -112.216 | 33.5559 | 2350 | 125 | 100 |  | 181 | N | Natural Gas | Y | N | N | 9999 | N |  | O/G Steam |  | 548.64 | 11979
141_B_1 | AZ | 04013 | Salt River Project - Agua Fria Generating Station | Agua Fria | 1139311 | 46676013 | 141 | 1 | 141 | 1 | 3316 | 1 | 37.402 | 0.086 | 0.06159 | 0.074481 | 0.7663 | 0.44545 | 11.7021 | 96.336 | 0.216 | 0.15497 | 0.18741 | 1.9281 | 1.1208 | 29.4445 | 2017 | 125 | 8 | 300 | 2513.2 | 50 | 221112 | -112.216 | 33.5559 | 1370 | 125 | 100 |  | 113 | N | Natural Gas | Y | N | N | 9999 | N |  | O/G Steam |  | 508.2699 | 12852
147_G_KY7 | AZ | 04013 | Salt River Project - Kyrene Generating Station | Kyrene | 1139411 | 46673513 | 147 | K-7 | 147 | KY7 | 3317 | 71 | 42.68 | 2.637 | 12.7213 | 12.75 | 1.807 | 4.483 | 7.59 | 45.9 | 3.052 | 23.514 | 23.5614 | 0.3215 | 7.48 | 2.8335 | 2017 | 150 | 17.9 | 215 | 15500.0003 | 61.5 | 221112 | -111.9363 | 33.3565 | 2310 | 125 | 120 |  | 148 | N | Natural Gas | Y | N | N | 9999 | N | 147_G_KY7;147_G_KY7A | Combined Cycle |  | 5968.9697 | 7437
147_G_KY5 | AZ | 04013 | Salt River Project - Kyrene Generating Station | Kyrene | 1139411 | 46674213 |  |  | 147 | KY5 | 00015 | 11 | [7 empty] | 4.63 | 0.0085 | 0.09528 | 0.09547 | 0.0305 |  | 1.1865 | 2017 | 32 | 18.9 | 1010 | 41426.3424 | 147.4 | 221112 | -111.9363 | 33.3565 |  | 125 | 120 |  | 53 | N | Natural Gas, Distillate Fuel Oil | N | N | N | 9999 | N |  | Combustion Turbine |  |  | 24796
55455_G_CT2B | AZ | 04013 | APS Redhawk Generating Facility | Red Hawk | 545911 | 48317513 | 55455 | CC2B | 55455 | CT2B | 42956 | 4 | 50.209 | 2.851 | 9.2905 | 9.2905 | 0.705 | 3.1345 | 39.5225 | 35.54 | 2.278 | 15.18 | 15.18 | 8.7285 | 3.4155 | 39.949 | 2019 | 175 | 18 | 198 | 17176.6 | 67.5 | 221112 | -112.8411 | 33.3346 | 2050 | 125 | 120 | 139 | 148 | N | Natural Gas | Y | N | N | 9999 | N | 55455_G_CT2B;55455_G_ST2 | Combined Cycle |  | 7192.2817 | 7533
55455_G_CT1A | AZ | 04013 | APS Redhawk Generating Facility | Red Hawk | 545911 | 48317613 | 55455 | CC1A | 55455 | CT1A | 42956 | 1 | 50.139 | 2.94 | 14.5735 | 14.5735 | 1.204 | 5.733 | 29.908 | 40.889 | 2.698 | 22.477 | 22.477 | 3.147 | 10.789 | 47.345 | 2019 | 175 | 18 | 198 | 17176.6 | 67.5 | 221112 | -112.8411 | 33.3346 | 2050 | 125 | 120 | 139 | 148 | N | Natural Gas | Y | N | N | 9999 | N |  | Combined Cycle |  | 7344.2012 | 7533
55455_G_CT1B | AZ | 04013 | APS Redhawk Generating Facility | Red Hawk | 545911 | 48318013 | 55455 | CC1B | 55455 | CT1B | 42956 | 2 | 51.284 | 2.935 | 9.579 | 9.579 | 0.4235 | 7.9725 | 31.989 | 39.827 | 2.562 | 17.072 | 17.072 | 1.707 | 11.5235 | 52.442 | 2019 | 175 | 18 | 198 | 17176.6 | 67.5 | 221112 | -112.8411 | 33.3346 | 2050 | 125 | 120 | 139 | 148 | N | Natural Gas | Y | N | N | 9999 | N | 55455_G_ST1;55455_G_CT1B | Combined Cycle |  | 7255.9395 | 7533
55455_G_CT2A | AZ | 04013 | APS Redhawk Generating Facility | Red Hawk | 545911 | 48318413 | 55455 | CC2A | 55455 | CT2A | 42956 | 3 | 48.741 | 2.783 | 11.372 | 11.372 | 0.358 | 7.287 | 39.691 | 37.43 | 2.446 | 20.384 | 20.384 | 2.8535 | 4.892 | 40.2385 | 2019 | 175 | 18 | 198 | 17176.6 | 67.5 | 221112 | -112.8411 | 33.3346 | 2050 | 125 | 120 | 139 | 148 | N | Natural Gas | Y | N | N | 9999 | N |  | Combined Cycle |  | 7031.9409 | 7533
55282_G_CTG1 | AZ | 04013 | Arlington Valley LLC | Arlington Valley Energy Facility | 546011 | 48316913 | 55282 | CTG1 | 55282 | CTG1 | 43063 | 101 | 32.5964 | 1.2 | 6.3197 | 17.1534 | 5.9202 | 0.17925 | 14.9704 | 40.805 | 3.267 | 5.586 | 5.5972 |  | 5.2241 | 9.3287 | 2019 | 185 | 18 | 182 | 16438.6 | 64.6 | 221112 | -112.889 | 33.3409 | 2200 | 125 | 120 | 139 | 162 | N | Natural Gas | Y | N | N | 9999 | N | 55282_G_STG1;55282_G_CTG1 | Combined Cycle |  | 4321.5093 | 7393
55282_G_CTG2 | AZ | 04013 | Arlington Valley LLC | Arlington Valley Energy Facility | 546011 | 48317013 | 55282 | CTG2 | 55282 | CTG2 | 43063 | 201 | 42.8743 | 1.3 | 5.6135 | 17.1296 | 6.7872 | 0.39565 | 18.3684 | 40.63 | 3.162 | 4.0621 | 4.0703 |  | 3.7003 | 4.4403 | 2017 | 185 | 18 | 182 | 16438.6 | 64.6 | 221112 | -112.889 | 33.3409 | 2200 | 125 | 120 | 139 | 163 | N | Natural Gas | Y | N | N | 9999 | N |  | Combined Cycle |  | 4314.6997 | 7393
116_G_GT2 | AZ | 04013 | APS Ocotillo Power Plant | Ocotillo | 547311 | 48302613 |  |  | 116 | GT2 | 00041 | 45905 | [7 empty] | 35.4745 | 0.0665 | 0.73018 | 0.7315 | 0.233 |  | 9.0905 | 2017 | 35 | 17.1 | 846 | 24996.8 | 108 | 221112 | -111.9118 | 33.4249 |  | 125 | 120 |  | 50 | N | Natural Gas | N | N | N | 9999 | N |  | Combustion Turbine |  |  | 21978
116_B_1 | AZ | 04013 | APS Ocotillo Power Plant |  | 547311 | 48303013 | 116 | 1 |  |  | 52382 | 1 | 58.174 | 0.258 | 2.1075 | 4.726 | 3.42 |  | 14.923 | 0.047 | 0.001 | 5.1289 | 5.1289 | 3.7115 |  | 16.1965 | 2017 | 178 | 8.5 | 274 | 3217.1 | 55.6 | 221112 | -111.9118 | 33.4249 | 1240 | 125 | 100 |  |  |  |  | Y | N | N |  | N |  |  |  | 1791.7208
116_B_2 | AZ | 04013 | APS Ocotillo Power Plant |  | 547311 | 48303113 | 116 | 2 |  |  | 52382 | 5 | 50.954 | 0.246 | 2.293 | 2.561 | 1.854 |  | 8.089 | 3.765 | 0.023 | 4.213 | 4.2132 | 3.049 |  | 13.305 | 2017 | 178 | 8.5 | 274 | 3217.1 | 55.6 | 221112 | -111.9118 | 33.4249 | 1240 | 125 | 100 |  |  |  |  | Y | N | N |  | N |  |  |  | 1720.1802
116_G_GT1 | AZ | 04013 | APS Ocotillo Power Plant | Ocotillo | 547311 | 48303213 |  |  | 116 | GT1 | 00041 | 45906 | [7 empty] | 33.4785 | 0.063 | 0.6891 | 0.69049 | 0.2195 |  | 8.579 | 2019 | 35 | 17.1 | 846 | 24996.8 | 108 | 221112 | -111.9118 | 33.4249 |  | 125 | 120 |  | 50 | N | Natural Gas | N | N | N | 9999 | N |  | Combustion Turbine |  |  | 21977
56482_G_2 | AZ | 04015 | UNS ELECTRIC INC - BLACK MOUNTAIN GENERATING STATION | Black Mountain Generating Station | 13414311 | 86200113 | 56482 | 2 | 56482 | 2 | 126082 | 002 | 11.7297 | 0.4173 | 0.88979 | 0.88979 | 0.28311 |  | 13.0195 | 32.63 | 1.31 | 2.4847 | 2.4847 | 0.79059 |  | 46.3 | 2019 | 65 | 10.2 | 550 | 3877.55 | 46.7166 | 221112 | -114.1596 | 35.0352 | 490 | 125 | 120 |  | 45 | N | Natural Gas | Y | N | N | 9999 | N |  | Combustion Turbine | 8736 | 677.4301 | 10745
56482_G_1 | AZ | 04015 | UNS ELECTRIC INC - BLACK MOUNTAIN GENERATING STATION | Black Mountain Generating Station | 13414311 | 88717213 | 56482 | 1 | 56482 | 1 | 126082 | 001 | 16.894 | 0.5954 | 1.2463 | 1.2463 | 0.39654 |  | 25.3386 | 12.1 | 0.448 | 0.84526 | 0.84526 | 0.26895 |  | 30.5 | 2019 | 65 | 10.2 | 550 | 3833.9834 | 46.2 | 221112 | -114.1596 | 35.0356 | 490 | 125 | 120 |  | 45 | N | Natural Gas | Y | N | N | 9999 | N |  | Combustion Turbine | 8736 | 920.55 | 10745
55124_G_CTG1 | AZ | 04015 | GRIFFITH ENERGY LLC | Griffith Energy LLC | 16323811 | 103915413 | 55124 | P1 | 55124 | CTG1 | 6081 | 001 | 32.5 | 2.1 | 5.398 | 5.398 | 1.64 |  | 36.47 | 55.13 | 3.4 | 36.798 | 36.798 | 0.000972 |  | 68.85 | 2019 | 130 | 19 | 170 | 11046.2835 | 38.96 | 221112 | -114.1334 | 35.0536 | 2510 | 125 | 140 |  | 147 | N | Natural Gas | Y | N | N | 9999 | N |  | Combined Cycle | 4136 | 4104.2002 | 7359
55124_G_CTG2 | AZ | 04015 | GRIFFITH ENERGY LLC | Griffith Energy LLC | 16323811 | 103915513 | 55124 | P2 | 55124 | CTG2 | 6081 | 002 | 39.66 | 2.5 | 7.41 | 7.41 | 2.82 |  | 35.78 | 54.48 | 3.6 | 9.416 | 9.416 | 0.00105 |  | 61.45 | 2019 | 130 | 19 | 170 | 11046.2835 | 38.96 | 221112 | -114.1334 | 35.0536 | 2510 | 125 | 140 |  | 147 | N | Natural Gas | Y | N | N | 9999 | N |  | Combined Cycle | 5133 | 5110.3696 | 7359
56616_B_4PB | AZ | 04017 | NOVO BIOPOWER LLC | Novo BioPower Plant | 13414411 | 86201613 |  |  | 56616 | 4PB | 34839 | 003 | 208.3134 | 2.6926 | 102.3496 | 161.9736 | 90.2009 |  | 200.5898 | 227.8594 | 4.7008 | 20.4847 | 20.4847 | 92.544 |  | 179.405 | 2019 | 75 | 6 | 302 | 3107.75 | 109.9 | 221117 | -110.3359 | 34.5037 |  | 125 | 100 | 31 | 22.2 | N | Biomass | N | Y | N | 9999 | N |  | Biomass | 415 |  | 18088
113_B_1 | AZ | 04017 | APS - CHOLLA POWER PLANT | Cholla | 863011 | 111574513 | 113 | 1 | 113 | 1 | 447 | TFSU-001 | 166.03 | 90.593 | 8.2423 | 8.2423 | 0.10059 | 0 | 3.001 | 348.947 | 183.701 | 21.0266 | 21.0266 | 0.21689 |  | 23.878 | 2017 | 250 | 12.9 | 155 | -1 | 42.6 | 221112 | -110.3004 | 34.9409 | 1480 | 125 | 100 |  | 116 | N | Bituminous, Subbituminous | Y | N | N | 9999 | N |  | Coal Steam | 1972 | 1945.6099 | 10762
113_B_3 | AZ | 04017 | APS - CHOLLA POWER PLANT | Cholla | 863011 | 111574713 | 113 | 3 | 113 | 3 | 447 | TFSU-003 | 673.824 | 341.576 | 29.6044 | 29.6044 | 0.39864 | 0 | 71.745 | 1172.723 | 512.482 | 49.5097 | 49.5097 | 0.66553 |  | 205.963 | 2019 | 550 | 17.5 | 309 | -1 | 92.6 | 221112 | -110.3004 | 34.9409 | 5940 | 125 | 100 | 127&141 | 271 | N | Bituminous, Subbituminous | Y | N | N | 9999 | N |  | Coal Steam | 3888 | 3873.0593 | 11027
113_B_4 | AZ | 04017 | APS - CHOLLA POWER PLANT | Cholla | 863011 | 111574813 | 113 | 4 | 113 | 4 | 447 | TFSU-004 | 1895.97 | 901.93 | 64.5097 | 64.5097 | 1.089 | 0 | 387.556 | 1573.062 | 821.827 | 74.9721 | 74.9721 | 0.96799 |  | 589.848 | 2019 | 550 | 19.2 | 255 | -1 | 70.1 | 221112 | -110.3004 | 34.9409 | 6860 | 125 | 100 | 127&67 | 380 | N | Bituminous, Subbituminous | Y | N | N | 2020 | N |  | Coal Steam | 6710 | 6692.1499 | 10709
6088_G_1 | AZ | 04019 | North Loop | North Loop | 17946111 | 135759913 |  |  | 6088 | 1 | 1053 | 1 | [7 empty] | 3.5742 | 0.011912 | 0.073719 | 0.073719 | 0.023456 |  | 0.9159 | 2019 | 41.8 | 8 | 920 | 9680.7001 | 192.6 | 22111 | -111.1264 | 32.4013 | 27 | 125 | 120 |  | 25 | N | Natural Gas, Distillate Fuel Oil | N | N | N | 9999 | N |  | Combustion Turbine |  |  | 10745
6088_G_2 | AZ | 04019 | North Loop | North Loop | 17946111 | 135760013 |  |  | 6088 | 2 | 1053 | 2 | [7 empty] | 15.5017 | 0.051623 | 0.31972 | 0.31972 | 0.10173 |  | 3.9723 | 2019 | 41.8 | 8 | 920 | 9680.7001 | 192.6 | 22111 | -111.1264 | 32.4013 | 27 | 125 | 120 |  | 25 | N | Natural Gas, Distillate Fuel Oil | N | N | N | 9999 | N |  | Combustion Turbine |  |  | 16189
6088_G_3 | AZ | 04019 | North Loop | North Loop | 17946111 | 135760113 |  |  | 6088 | 3 | 1053 | 3 | [7 empty] | 9.3972 | 0.031335 | 0.19382 | 0.19382 | 0.061669 |  | 2.408 | 2019 | 41.8 | 8 | 920 | 9680.7001 | 192.6 | 22111 | -111.1264 | 32.4013 | 27 | 125 | 120 |  | 25 | N | Natural Gas, Distillate Fuel Oil | N | N | N | 9999 | N |  | Combustion Turbine |  |  | 16189
6088_G_4 | AZ | 04019 | North Loop | North Loop | 17946111 | 135760213 |  |  | 6088 | 4 | 1053 | 4 | [7 empty] | 0.412 | 0.005279 | 0.032807 | 0.032807 | 0.010438 |  | 2.381 | 2019 | 44.8 | 14.6 | 920 | 6263.3167 | 37.4 | 22111 | -111.1264 | 32.4013 | 21.5 | 125 | 120 |  | 20 | N | Natural Gas | N | N | N | 9999 | N |  | Combustion Turbine |  |  | 16187
126_G_GT2 | AZ | 04019 | Irvington | H Wilson Sundt Generating Station | 977911 | 128238913 |  |  | 126 | GT2 | 1052 | 10 | [7 empty] | 147.0427 | 1.5623 | 3.0328 | 3.0328 | 0.96497 |  | 37.6797 | 2019 | 41.8 | 8 | 921 | 1211.4 | 24.1 | 2211 | -110.9051 | 32.1597 | 500 | 125 | 120 |  | 24 | N | Natural Gas, Distillate Fuel Oil | N | N | N | 9999 | N |  | Combustion Turbine |  |  | 13350
126_G_GT1 | AZ | 04019 | Irvington | H Wilson Sundt Generating Station | 977911 | 128240613 |  |  | 126 | GT1 | 1052 | 9 | [7 empty] | 164.5294 | 1.7773 | 3.3918 | 3.3918 | 1.0792 |  | 42.1401 | 2019 | 41.8 | 8 | 920 | 1211.4 | 24.1 | 2211 | -110.9051 | 32.1597 | 500 | 125 | 120 |  | 24 | N | Natural Gas, Distillate Fuel Oil | N | N | N | 9999 | N |  | Combustion Turbine |  |  | 13349
126_B_4 | AZ | 04019 | Irvington | H Wilson Sundt Generating Station | 977911 | 48108713 | 126 | 4 | 126 | 4 | 1052 | 1 | 512.498 | 16.357 | 98.1356 | 110.7742 | 9.9028 | 0 | 82.6718 | 267.131 | 5.609 | 11.7946 | 11.7946 | 8.5356 |  | 0.23032 | 2019 | 130 | 10.5 | 260 | -1 | 25 | 2211 | -110.9051 | 32.1597 | 982 | 125 | 100 | 17&24 | 156 | N | Natural Gas | Y | N | N | 9999 | N |  | O/G Steam |  | 6927.4795 | 11020
126_B_2 | AZ | 04019 | Irvington |  | 977911 | 48108813 | 126 | 2 |  |  | 1052 | 2 | 45.74 | 1.139 | 0.13992 | 0.1692 | 1.7408 | 1.0119 | 7.5815 | 490.742 | 6.286 | 13.2249 | 13.2249 | 9.5707 | 5.586 | 0.10572 | 2019 | 130 | 10.8 | 260 | -1 | 25 | 2211 | -110.9051 | 32.1597 | 782 | 125 | 100 |  |  |  |  | Y | N | N |  | N |  |  |  | 1662.1201
126_B_1 | AZ | 04019 | Irvington |  | 977911 | 48108913 | 126 | 1 |  |  | 1052 | 3 | 29.268 | 0.608 | 0.074708 | 0.090345 | 0.92951 | 0.54033 | 4.0481 | 506.893 | 8.072 | 16.9761 | 16.9761 | 12.2853 | 4.9841 | 0.14174 | 2019 | 90 | 10.53 | 240 | 2002.9667 | 23 | 2211 | -110.9051 | 32.1597 | 782 | 125 | 100 |  |  |  |  | Y | N | N |  | N |  |  |  | 1050.1097
126_B_3 | AZ | 04019 | Irvington | H Wilson Sundt Generating Station | 977911 | 48109013 | 126 | 3 | 126 | 3 | 1052 | 4 | 184.821 | 3.54 | 0.43495 | 0.52599 | 5.4116 | 3.1458 | 23.5682 | 392.71 | 9.864 | 11.226 | 11.226 | 13.4516 | 7.1731 | 8.508 | 2019 | 100 | 10.33 | 287 | 4609.5 | 55 | 2211 | -110.9051 | 32.1597 | 1090 | 125 | 100 |  | 104 | N | Natural Gas | Y | N | N | 9999 | N |  | O/G Steam |  | 4262.9009 | 11372
55522_G_CT2 | AZ | 04021 | Sundance Power Plant | Sundance | 1032711 | 48098813 | 55522 | CT02 | 55522 | CT2 | EGUSundance | 002 | 1.1772 | 0.018347 | 0.39751 | 0.39751 | 0.079502 | 0.151 | 0.39445 | 2.669 | 0.102 | [5 empty] | 2019 | 85 | 10 | 850 | 12500 | 155 | 2211 | -111.5899 | 32.9285 | 495 | 125 | 120 | 109&139 | 41 | N | Natural Gas | Y | N | N | 9999 | N |  | Combustion Turbine | 1000 | 749.9793 | 10930
55522_G_CT1 | AZ | 04021 | Sundance Power Plant | Sundance | 1032711 | 62911013 | 55522 | CT01 | 55522 | CT1 | EGUSundance | 001 | 1.5246 | 0.02459 | 0.53279 | 0.53279 | 0.098362 | 0.102 | 0.62296 | 2.891 | 0.117 | [5 empty] | 2019 | 85 | 10 | 850 | 12500 | 155 | 2211 | -111.5899 | 32.9285 | 495 | 125 | 120 | 109&139 | 41 | N | Natural Gas | Y | N | N | 9999 | N |  | Combustion Turbine | 1000 | 471.9401 | 10929
55522_G_CT3 | AZ | 04021 | Sundance Power Plant | Sundance | 1032711 | 62911113 | 55522 | CT03 | 55522 | CT3 | EGUSundance | 003 | 1.2618 | 0.01907 | 0.41319 | 0.41319 | 0.085815 | 0.08 | 0.39411 | 2.899 | 0.11 | [5 empty] | 2019 | 85 | 10 | 850 | 12500 | 155 | 2211 | -111.5899 | 32.9285 | 495 | 125 | 120 | 109&139 | 41 | N | Natural Gas | Y | N | N | 9999 | N |  | Combustion Turbine | 1000 | 738.0196 | 10930
55522_G_CT4 | AZ | 04021 | Sundance Power Plant | Sundance | 1032711 | 62911213 | 55522 | CT04 | 55522 | CT4 | EGUSundance | 004 | 0.96669 | 0.014216 | 0.30802 | 0.30802 | 0.063972 | 0.057 | 0.36251 | 3.407 | 0.122 | [5 empty] | 2019 | 85 | 10 | 850 | 12500 | 155 | 2211 | -111.5899 | 32.9285 | 495 | 125 | 120 | 109&139 | 41 | N | Natural Gas | Y | N | N | 9999 | N |  | Combustion Turbine | 1000 | 748.4196 | 10930
55522_G_CT5 | AZ | 04021 | Sundance Power Plant | Sundance | 1032711 | 62911313 | 55522 | CT05 | 55522 | CT5 | EGUSundance | 005 | 1.1389 | 0.018174 | 0.39378 | 0.39378 | 0.075726 | 0.077 | 0.40589 | 2.771 | 0.105 | [5 empty] | 2019 | 85 | 10 | 850 | 12500 | 155 | 2211 | -111.5899 | 32.9285 | 495 | 125 | 120 | 109&139 | 41 | N | Natural Gas | Y | N | N | 9999 | N |  | Combustion Turbine | 1000 | 629.9595 | 10930
55522_G_CT6 | AZ | 04021 | Sundance Power Plant | Sundance | 1032711 | 62911413 | 55522 | CT06 | 55522 | CT6 | EGUSundance | 006 | 1.0382 | 0.016612 | 0.35992 | 0.35992 | 0.066446 | 0.071 | 0.34331 | 3.147 | 0.117 | [5 empty] | 2019 | 85 | 10 | 850 | 12500 | 155 | 2211 | -111.5899 | 32.9285 | 495 | 125 | 120 | 109&139 | 41 | N | Natural Gas | Y | N | N | 9999 | N |  | Combustion Turbine | 1000 | 840.08 | 10930
55522_G_CT7 | AZ | 04021 | Sundance Power Plant | Sundance | 1032711 | 62911513 | 55522 | CT07 | 55522 | CT7 | EGUSundance | 007 | 1.1557 | 0.020698 | 0.44846 | 0.44846 | 0.072444 | 0.094 | 0.35187 | 2.575 | 0.086 | [5 empty] | 2019 | 85 | 10 | 850 | 12500 | 155 | 2211 | -111.5899 | 32.9285 | 495 | 125 | 120 | 109&139 | 41 | N | Natural Gas | Y | N | N | 9999 | N |  | Combustion Turbine | 1000 | 849.2294 | 10930
55522_G_CT8 | AZ | 04021 | Sundance Power Plant | Sundance | 1032711 | 62911613 | 55522 | CT08 | 55522 | CT8 | EGUSundance | 008 | 1.0353 | 0.016135 | 0.34958 | 0.34958 | 0.067227 | 0.068 | 0.33076 | 2.968 | 0.1 | [5 empty] | 2019 | 85 | 10 | 850 | 12500 | 155 | 2211 | -111.5899 | 32.9285 | 495 | 125 | 120 | 109&139 | 41 | N | Natural Gas | Y | N | N | 9999 | N |  | Combustion Turbine | 1000 | 1041.7792 | 10930
55522_G_CT9 | AZ | 04021 | Sundance Power Plant | Sundance | 1032711 | 62911713 | 55522 | CT09 | 55522 | CT9 | EGUSundance | 009 | 1.069 | 0.017477 | 0.37868 | 0.37868 | 0.06991 | 0.072 | 0.35829 | 2.151 | 0.078 | [5 empty] | 2019 | 85 | 10 | 850 | 12500 | 155 | 2211 | -111.5899 | 32.9285 | 495 | 125 | 120 | 109&139 | 41 | N | Natural Gas | Y | N | N | 9999 | N |  | Combustion Turbine | 1000 | 999.6193 | 10930
55522_G_CT10 | AZ | 04021 | Sundance Power Plant | Sundance | 1032711 | 62911813 | 55522 | CT10 | 55522 | CT10 | EGUSundance | 010 | 1.2564 | 0.020541 | 0.44505 | 0.44505 | 0.082164 | 0.084 | 0.47587 | 2.284 | 0.088 | [5 empty] | 2019 | 85 | 10 | 850 | 12500 | 155 | 2211 | -111.5899 | 32.9285 | 495 | 125 | 120 | 109&139 | 41 | N | Natural Gas | Y | N | N | 9999 | N |  | Combustion Turbine | 1000 | 857.1091 | 10930
56948_G_1 | AZ | 04021 | Coolidge Generating Station | Coolidge Generation Station | 11310611 | 118549313 | 56948 | CT01 | 56948 | 1 | COOLGEN | CT01 | 0.43 | 0.021743 | 0.043487 | 0.043487 | 0.033702 | 0.1812 | 0.25 | 0.524 | 0.04 | [5 empty] | 2019 | 85 | 10.5 | 800 | 3867 | 44.6406 | 22111 | -111.5042 | 32.916 |  | 125 | 120 |  | 43.4 | N | Natural Gas | Y | N | N | 9999 | N |  | Combustion Turbine | 8760 | 178.7901 | 10745
56948_G_2 | AZ | 04021 | Coolidge Generating Station | Coolidge Generation Station | 11310611 | 118549413 | 56948 | CT02 | 56948 | 2 | COOLGEN | CT02 | 0.54 | 0.024449 | 0.048897 | 0.048897 | 0.037895 | 0.20374 | 0.38 | 0.551 | 0.04 | [5 empty] | 2019 | 85 | 10.5 | 800 | 3867 | 44.6406 | 22111 | -111.5039 | 32.9164 |  | 125 | 120 |  | 43.4 | N | Natural Gas | Y | N | N | 9999 | N |  | Combustion Turbine | 8760 | 173.85 | 10745
56948_G_3 | AZ | 04021 | Coolidge Generating Station | Coolidge Generation Station | 11310611 | 118549513 | 56948 | CT03 | 56948 | 3 | COOLGEN | CT03 | 0.55 | 0.028937 | 0.057873 | 0.057873 | 0.044852 | 0.24114 | 0.33 | 0.624 | 0.042 | [5 empty] | 2019 | 85 | 10.5 | 800 | 3867 | 44.6406 | 22111 | -111.5036 | 32.9164 |  | 125 | 120 |  | 43.4 | N | Natural Gas | Y | N | N | 9999 | N |  | Combustion Turbine | 8760 | 227.25 | 10745
56948_G_12 | AZ | 04021 | Coolidge Generating Station | Coolidge Generation Station | 11310611 | 118549613 | 56948 | CT12 | 56948 | 12 | COOLGEN | CT12 | 1.8 | 0.086893 | 0.17379 | 0.17379 | 0.13468 | 0.72411 | 1.25 | 2.016 | 0.142 | [5 empty] | 2019 | 85 | 10.5 | 800 | 3867 | 44.6406 | 22111 | -111.5042 | 32.9182 |  | 125 | 120 |  | 43.4 | N | Natural Gas | Y | N | N | 9999 | N |  | Combustion Turbine | 8760 | 568.1103 | 10745
56948_G_11 | AZ | 04021 | Coolidge Generating Station | Coolidge Generation Station | 11310611 | 118549713 | 56948 | CT11 | 56948 | 11 | COOLGEN | CT11 | 1.38 | 0.070635 | 0.14127 | 0.14127 | 0.10948 | 0.58862 | 0.93 | 2.107 | 0.141 | [5 empty] | 2019 | 85 | 10.5 | 800 | 3867 | 44.6406 | 22111 | -111.5039 | 32.9182 |  | 125 | 120 |  | 43.4 | N | Natural Gas | Y | N | N | 9999 | N |  | Combustion Turbine | 8760 | 178 | 10745
56948_G_10 | AZ | 04021 | Coolidge Generating Station | Coolidge Generation Station | 11310611 | 118549813 | 56948 | CT10 | 56948 | 10 | COOLGEN | CT10 | 1.66 | 0.078139 | 0.15628 | 0.15628 | 0.12112 | 0.65116 | 1.04 | 1.865 | 0.128 | [5 empty] | 2019 | 85 | 10.5 | 800 | 3867 | 44.6406 | 22111 | -111.5036 | 32.9182 |  | 125 | 120 |  | 43.4 | N | Natural Gas | Y | N | N | 9999 | N |  | Combustion Turbine | 8760 | 741.5898 | 10745
56948_G_9 | AZ | 04021 | Coolidge Generating Station | Coolidge Generation Station | 11310611 | 118549913 | 56948 | CT09 | 56948 | 9 | COOLGEN | CT09 | 1.51 | 0.072328 | 0.14466 | 0.14466 | 0.11211 | 0.60274 | 1.04 | 2.001 | 0.124 | [5 empty] | 2019 | 85 | 10.5 | 800 | 3867 | 44.6406 | 22111 | -111.5033 | 32.9182 |  | 125 | 120 |  | 43.4 | N | Natural Gas | Y | N | N | 9999 | N |  | Combustion Turbine | 8760 | 559.9301 | 10745
56948_G_8 | AZ | 04021 | Coolidge Generating Station | Coolidge Generation Station | 11310611 | 118550013 | 56948 | CT08 | 56948 | 8 | COOLGEN | CT08 | 1.16 | 0.053502 | 0.107 | 0.107 | 0.082928 | 0.44585 | 0.64 | 1.816 | 0.104 | [5 empty] | 2019 | 85 | 10.5 | 800 | 3867 | 44.6406 | 22111 | -111.5031 | 32.9182 |  | 125 | 120 |  | 43.4 | N | Natural Gas | Y | N | N | 9999 | N |  | Combustion Turbine | 8760 | 439.5101 | 10745
56948_G_7 | AZ | 04021 | Coolidge Generating Station | Coolidge Generation Station | 11310611 | 118550113 | 56948 | CT07 | 56948 | 7 | COOLGEN | CT07 | 1.18 | 0.050827 | 0.10165 | 0.10165 | 0.078782 | 0.42356 | 0.69 | 1.543 | 0.089 | [5 empty] | 2019 | 85 | 10.5 | 800 | 3867 | 44.6406 | 22111 | -111.5028 | 32.9182 |  | 125 | 120 |  | 43.4 | N | Natural Gas | Y | N | N | 9999 | N |  | Combustion Turbine | 8760 | 500.6801 | 10745
56948_G_6 | AZ | 04021 | Coolidge Generating Station | Coolidge Generation Station | 11310611 | 118550213 | 56948 | CT06 | 56948 | 6 | COOLGEN | CT06 | 0.9 | 0.045819 | 0.091637 | 0.091637 | 0.071019 | 0.38182 | 0.59 | 1.179 | 0.074 | [5 empty] | 2019 | 85 | 10.5 | 800 | 3867 | 44.6406 | 22111 | -111.5028 | 32.9164 |  | 125 | 120 |  | 43.4 | N | Natural Gas | Y | N | N | 9999 | N |  | Combustion Turbine | 8760 | 409.2601 | 10745
56948_G_5 | AZ | 04021 | Coolidge Generating Station | Coolidge Generation Station | 11310611 | 118550313 | 56948 | CT05 | 56948 | 5 | COOLGEN | CT05 | 0.77 | 0.037847 | 0.075694 | 0.075694 | 0.058663 | 0.31539 | 0.56 | 0.98 | 0.061 | [5 empty] | 2019 | 85 | 10.5 | 800 | 3867 | 44.6406 | 22111 | -111.5031 | 32.9164 |  | 125 | 120 |  | 43.4 | N | Natural Gas | Y | N | N | 9999 | N |  | Combustion Turbine | 8760 | 354.8 | 10745
56948_G_4 | AZ | 04021 | Coolidge Generating Station | Coolidge Generation Station | 11310611 | 118550413 | 56948 | CT04 | 56948 | 4 | COOLGEN | CT04 | 0.59 | 0.030092 | 0.060185 | 0.060185 | 0.046643 | 0.25077 | 0.45 | 0.712 | 0.048 | [5 empty] | 2019 | 85 | 10.5 | 800 | 3867 | 44.6406 | 22111 | -111.5033 | 32.9164 |  | 125 | 120 |  | 43.4 | N | Natural Gas | Y | N | N | 9999 | N |  | Combustion Turbine | 8760 | 249.84 | 10745
118_G_GE1 | AZ | 04021 | Saguaro Power Plant | Saguaro | 998011 | 67644213 | 118 | CT3 | 118 | GE1 | EGU0048 | CT3 | 2.6371 | 0.037944 | 0.41738 | 0.41738 | 0.1328 |  | 0.86638 | 20.283 | 0.32 | [5 empty] | 2019 | 60 | 9.38 | 1019 | 2003.8099 | 29 | 221112 | -111.2992 | 32.5522 | 80 | 125 | 120 |  | 76 | N | Natural Gas | Y | N | N | 9999 | N |  | Combustion Turbine |  | 294.51 | 15103
55129_G_CTG2 | AZ | 04021 | Desert Basin Generating Station | Desert Basin | 998111 | 48101713 | 55129 | DBG2 | 55129 | CTG2 | EGU0049 | Unit2 | 28 | 1.5 | 5.8 | 5.8 | 8.9 | 5.3189 | 191.3 | 50.237 | 2.843 | [5 empty] | 2019 | 160 | 19 | 200 | 13164.88 | 45 | 22111 | -111.7889 | 32.9033 | 2500 | 125 | 120 | 139 | 162 | N | Natural Gas | Y | N | N | 9999 | N |  | Combined Cycle | 8760 | 1833.6198 | 7402
55129_G_CTG1 | AZ | 04021 | Desert Basin Generating Station | Desert Basin | 998111 | 48101813 | 55129 | DBG1 | 55129 | CTG1 | EGU0049 | Unit1 | 32.3 | 1.9 | 11.2 | 11.2 | 4.8 | 4.412 | 74.2 | 43.179 | 2.359 | [5 empty] | 2019 | 160 | 19 | 200 | 14247.33 | 49 | 22111 | -111.7889 | 32.9042 | 2500 | 125 | 120 | 139 | 162 | N | Natural Gas | Y | N | N | 9999 | N |  | Combined Cycle | 8760 | 3258.5918 | 7402
6515_G_GT3 | AZ | 04023 | VALENCIA POWER PLANT | Valencia | 1032911 | 103916313 |  |  | 6515 | GT3 | 8999 | 003 | 0.7748 | 0.0158 | 0.004415 | 0.004415 | 0.0011566 |  | 0.6479 | 0.123 | 0.000755 | 0.0024841 | 0.0024841 | 0.00079039 |  | 0.223 | 2019 | 29 | 11.7 | 960 | 8190.5501 | 76 | 221112 | -110.9318 | 31.3633 |  | 125 | 120 |  | 13.5 | N | Natural Gas, Distillate Fuel Oil | N | N | N | 9999 | N |  | Combustion Turbine | 8736 |  | 25000
6515_G_GT4 | AZ | 04023 | VALENCIA POWER PLANT | Valencia | 1032911 | 103916413 |  |  | 6515 | GT4 | 8999 | 004 | 0.1507 | 0.0036 | 0.0098254 | 0.0098254 | 0.0031263 |  | 0.4516 | 5.92 | 0.241 | 0.79125 | 0.79125 | 0.25176 |  | 23.6 | 2019 | 12 | 11.7 | 960 | 8190.5501 | 76 | 221112 | -110.9313 | 31.3635 |  | 125 | 120 |  | 19.8 | N | Natural Gas, Distillate Fuel Oil | N | N | N | 9999 | N |  | Combustion Turbine | 8736 |  | 15616
6515_G_GT1 | AZ | 04023 | VALENCIA POWER PLANT | Valencia | 1032911 | 48098513 |  |  | 6515 | GT1 | 8999 | 001 | 0.3081 | 0.0068 | 0.011197 | 0.011197 | 0.0035087 |  | 0.1306 | 6.15 | 0.0372 | 0.12228 | 0.12228 | 0.038909 |  | 11 | 2019 | 29 | 11.7 | 960 | 8190.5501 | 76 | 221112 | -110.9316 | 31.3634 |  | 125 | 120 |  | 13.5 | N | Natural Gas, Distillate Fuel Oil | N | N | N | 9999 | N |  | Combustion Turbine | 8736 |  | 25000
6515_G_GT2 | AZ | 04023 | VALENCIA POWER PLANT | Valencia | 1032911 | 48098613 |  |  | 6515 | GT2 | 8999 | 002 | 0.3634 | 0.0069 | 0.0082645 | 0.0082645 | 0.0025595 |  | 0.3375 | 5.85 | 0.0361 | 0.11859 | 0.11859 | 0.037733 |  | 10.6 | 2019 | 29 | 11.7 | 960 | 8190.5501 | 76 | 221112 | -110.9318 | 31.3634 |  | 125 | 120 |  | 13.5 | N | Natural Gas, Distillate Fuel Oil | N | N | N | 9999 | N |  | Combustion Turbine | 8736 |  | 25000
54694_G_GEN2 | AZ | 04027 | YUMA COGENERATION ASSOCIATES | Yuma Cogeneration Associates | 1013311 | 48095013 | 54694 | 4101 | 54694 | GEN2 | 492 | 001 | 4.64 | 0.034614 | 0.38075 | 0.38075 | 0.12115 |  | 1.4353 | 19.9 | 0.17276 | 1.9004 | 1.9004 | 0.60466 |  | 6.783 | 2019 | 85 | 10.5 | 250 | 9047.8045 | 104.49 | 221112 | -114.654 | 32.7289 | 40 | 125 | 140 |  | 17.1 | Y | Natural Gas | Y | Y | N | 9999 | N | 54694_G_GEN1;54694_G_GEN2 | Combined Cycle | 288 | 138.16 | 8037
120_B_1 | AZ | 04027 | APS - YUCCA POWER PLANT | Yucca | 1013411 | 88710513 | 120 | 1 | 120 | 1 | 9955 | 001 | 153 | 0.753 | 9.3559 | 9.3559 | 6.7707 |  | 29.5449 | 171.246 | 0.979 | 12.1719 | 12.1719 | 8.8086 |  | 38.4374 | 2019 | 146.5 | 10.5 | 300 | 3498.242 | 40.4 | 221112 | -114.7108 | 32.7214 | 600 | 125 | 100 |  | 75 | N | Natural Gas | Y | N | N | 9999 | N |  | O/G Steam | 5338 | 5354.8799 | 11154
120_G_GT1 | AZ | 04027 | APS - YUCCA POWER PLANT | Yucca | 1013411 | 88710713 |  |  | 120 | GT1 | 9955 | 003 | 2.341 | 0.0043893 | 0.048282 | 0.048282 | 0.015363 |  | 0.59987 | 13.4857 | 0.025286 | 0.27814 | 0.27814 | 0.0885 |  | 3.4557 | 2019 | 32 | 11.5 | 885 | 4954.5469 | 47.7 | 221112 | -114.7088 | 32.7207 |  | 125 | 120 |  | 18 | N | Natural Gas, Distillate Fuel Oil | N | N | N | 9999 | N |  | Combustion Turbine | 91 |  | 11938
120_G_GT2 | AZ | 04027 | APS - YUCCA POWER PLANT | Yucca | 1013411 | 88710913 |  |  | 120 | GT2 | 9955 | 005 | 1.935 | 0.0036281 | 0.039909 | 0.039909 | 0.012698 |  | 0.49584 | 2.7126 | 0.0050862 | 0.055948 | 0.055948 | 0.017802 |  | 0.69511 | 2019 | 32 | 9 | 885 | 3034.5428 | 47.7 | 221112 | -114.7088 | 32.7207 |  | 125 | 120 |  | 18 | N | Natural Gas, Distillate Fuel Oil | N | N | N | 9999 | N |  | Combustion Turbine | 69 |  | 11938
120_G_GT3 | AZ | 04027 | APS - YUCCA POWER PLANT | Yucca | 1013411 | 88711113 |  |  | 120 | GT3 | 9955 | 007 | 31.2764 | 0.058643 | 0.64508 | 0.64508 | 0.20525 |  | 8.0146 | 110.7325 | 0.20762 | 2.2839 | 2.2839 | 0.72668 |  | 28.3752 | 2019 | 32 | 17.5 | 965 | 43535.6028 | 181 | 221112 | -114.7088 | 32.7211 |  | 125 | 120 |  | 52 | N | Natural Gas | N | N | N | 9999 | N |  | Combustion Turbine | 512 |  | 11938
120_G_GT4 | AZ | 04027 | APS - YUCCA POWER PLANT | Yucca | 1013411 | 88711313 |  |  | 120 | GT4 | 9955 | 009 | 1.8661 | 0.049903 | 0.025447 | 0.025447 | 0.00086943 |  | 0.0069978 | 15.1119 | 0.40412 | 0.20607 | 0.20607 | 0.0073155 |  | 0.05667 | 2019 | 32 | 17.5 | 960 | 42092.4336 | 175 | 221112 | -114.7088 | 32.7213 |  | 125 | 120 |  | 51 | N | Distillate Fuel Oil | N | N | N | 9999 | N |  | Combustion Turbine | 13 |  | 11938
120_G_GT21 | AZ | 04027 | APS - YUCCA POWER PLANT | Yucca | 1013411 | 88711413 |  |  | 120 | GT21 | 9955 | 010 | 0.30219 | 0.0080812 | 0.0041208 | 0.0041208 | 0.00014079 |  | 0.0011332 | 0.54186 | 0.01449 | 0.0073889 | 0.0073889 | 0.00026231 |  | 0.002032 | 2019 | 32 | 11.5 | 918 | 4954.5469 | 47.7 | 221112 | -114.7117 | 32.7214 |  | 125 | 120 |  | 20 | N | Distillate Fuel Oil | N | N | N | 9999 | N |  | Combustion Turbine | 5 |  | 11938
120_G_GT5 | AZ | 04027 | APS - YUCCA POWER PLANT | Yucca | 1013411 | 88712013 | 120 | CT5 | 120 | GT5 | 9955 | 017 | 4.86 | 0.258 | 3.58 | 3.58 | 0.94042 |  | 4.71 | 2.943 | 0.173 | 1.4368 | 1.4368 | 0.60344 |  | 1.3389 | 2019 | 85 | 12 | 825 | 9952.5656 | 88 | 221112 | -114.71 | 32.7213 | 521 | 125 | 120 |  | 47 | N | Natural Gas | Y | N | N | 9999 | N |  | Combustion Turbine | 2692 | 2770.5881 | 11938
120_G_GT6 | AZ | 04027 | APS - YUCCA POWER PLANT | Yucca | 1013411 | 88712113 | 120 | CT6 | 120 | GT6 | 9955 | 018 | 4.56 | 0.248 | 1.31 | 1.31 | 0.91996 |  | 4.31 | 3.252 | 0.176 | 0.8838 | 0.8838 | 0.61843 |  | 1.4332 | 2019 | 85 | 12 | 825 | 9952.5656 | 88 | 221112 | -114.7104 | 32.7213 | 521 | 125 | 120 |  | 47 | N | Natural Gas | Y | N | N | 9999 | N |  | Combustion Turbine | 2614 | 2691.8879 | 11938
56079_B_South | AR | 05001 | RICELAND FOODS INC - SOY DIV - STUTTGART | Riceland Foods Cogeneration Plant | 1091311 | 95975413 |  |  | 56079 | South | 0500100008 | 087 | 197.13 | 117.49 | 2.7726 | 3.82 | 0.71 |  | 42.48 | 130.23 | 96.43 | 2.8234 | 3.89 | 0.58 |  | 34.86 | 2019 | 62 | 4.5 | 350 | 1200.78 | 75.5 | 311224 | -91.5347 | 34.5147 |  | 147 | 100 | 127 | 4 | Y | Biomass | N | Y | N | 9999 | N | 56079_B_North;56079_B_South | Biomass | 8736 |  | 11815
6138_B_1 | AR | 05007 | FLINT CREEK POWER PLANT (SWEPCO) | Flint Creek | 1015511 | 48088413 | 6138 | 1 | 6138 | 1 | 0500700107 | 001 | 3055.821 | 1636.9876 | 51.0589 | 117.9658 | 38.1576 | 0 | 730.6558 | 2372.828 | 736.051 | 4.9868 | 16.9566 | 44.7468 |  | 360.2356 | 2019 | 540 | 20 | 275 | 28588.49 | 91 | 221112 | -94.5239 | 36.2578 | 558 | 125 | 100 |  | 528 | N | Subbituminous | Y | N | N | 9999 | N |  | Coal Steam | 5248 | 5248.2798 | 10629
50640_B_BLR1 | AR | 05011 | PotlatchDeltic Land & Lumber, LLC - Warren Lumber Mill |  | 7737111 | 2882413 |  |  |  |  | 0501100004 | 002 | 128.6 | 15.41 | 10.5049 | 12.3288 | 10.48 |  | 184.933 | 86.9353 | 12.0744 | 2.4966 | 2.93 | 8.2106 |  | 45.3996 | 2019 | 70 | 6.5 | 300 | 2296.2686 | 69.2 | 321113 | -92.0781 | 33.6214 | 280 | 135 | 100 |  |  |  |  | N | Y | N |  | N |  |  | 8232
56505_G_SN04 | AR | 05031 | JONESBORO CITY WATER AND LIGHT-NW SUBSTA | Jonesboro City Water & Light Plant | 976311 | 112830813 | 56505 | SN04 | 56505 | SN04 | 0503100412 | 04 | 13.551 | 0.073 | 7.4455e-05 | 7.4455e-05 | 0.024875 |  | 0.51058 | 2.922 | 0.04 | 1.7264 | 1.7264 | 2.1576 |  | 2.697 | 2017 | 50 | 9 | 812 | 3836.12 | 60.3 | 221112 | -90.7256 | 35.8483 | 45 | 125 | 120 |  | 46 | N | Natural Gas, Distillate Fuel Oil | Y | N | N | 9999 | N |  | Combustion Turbine |  | 788 | 11560
56505_G_SN02 | AR | 05031 | JONESBORO CITY WATER AND LIGHT-NW SUBSTA | Jonesboro City Water & Light Plant | 976311 | 112830913 |  |  | 56505 | SN02 | 0503100412 | 02 | [7 empty] | 3.1465 | 0.6481 | 0.64715 | 0.64715 | 0.8089 |  | 2.0221 | 2017 | 45 | 7.8 | 750 | 1949.57 | 40.8 | 221112 | -90.7256 | 35.8483 | 23 | 125 | 120 |  | 19 | N | Natural Gas, Distillate Fuel Oil | N | N | N | 9999 | N |  | Combustion Turbine |  |  | 11562
56505_G_SN06 | AR | 05031 | JONESBORO CITY WATER AND LIGHT-NW SUBSTA | Jonesboro City Water & Light Plant | 976311 | 112831013 | 56505 | SN06 | 56505 | SN06 | 0503100412 | 06 | 2.864 | 0.017 | 0.30035 | 0.30035 | 0.095566 |  | 0.04569 | 8.027 | 0.043 | 1.335 | 1.335 | 1.6713 |  | 2.0891 | 2017 | 50 | 9 | 812 | 3836.12 | 60.3 | 221112 | -90.7256 | 35.8483 | 49 | 125 | 120 |  | 46 | N | Natural Gas, Distillate Fuel Oil | Y | N | N | 9999 | N |  | Combustion Turbine |  | 199 | 11562
56505_G_SN01 | AR | 05031 | JONESBORO CITY WATER AND LIGHT-NW SUBSTA | Jonesboro City Water & Light Plant | 976311 | 112831113 |  |  | 56505 | SN01 | 0503100412 | 01 | [7 empty] | 3.4347 | 0.70836 | 0.70646 | 0.70646 | 0.88295 |  | 2.2072 | 2017 | 45 | 7.8 | 750 | 1949.57 | 40.8 | 221112 | -90.7256 | 35.8483 | 23 | 125 | 120 |  | 20 | N | Natural Gas, Distillate Fuel Oil | N | N | N | 9999 | N |  | Combustion Turbine |  |  | 11561
56505_G_SN07 | AR | 05031 | JONESBORO CITY WATER AND LIGHT-NW SUBSTA | Jonesboro City Water & Light Plant | 976311 | 112831313 | 56505 | SN07 | 56505 | SN07 | 0503100412 | 07 | 18.18 | 0.096 | 0.45623 | 0.45623 | 0.14516 |  | 1.1392 | 3.718 | 0.028 | 6.1457 | 6.1457 | 7.6818 |  | 9.6022 | 2019 | 45 | 9 | 821 | 4453.21 | 70 | 221112 | -90.7256 | 35.8483 | 45 | 125 | 120 |  | 46 | N | Natural Gas | Y | N | N | 9999 | N |  | Combustion Turbine |  | 971 | 11562
201_G_2 | AR | 05047 | ARKANSAS ELECTRIC-THOMAS B FITZHUGH CORP | Thomas Fitzhugh | 1117411 | 46792013 | 201 | 2 | 201 | 2 | 0504700012 | 006 | 99.316 | 0.691 | 0.21881 | 0.357 | 2.3378 | 7.3243 | 93.7424 | 93.485 | 2.774 | 0.22526 | 0.36754 | 2.4068 | 7.5404 | 96.5079 | 2019 | 134 | 19 | 300 | 17663.84 | 62.3 | 221112 | -93.8039 | 35.4653 | 1660 | 125 | 140 |  | 101 | N | Natural Gas, Distillate Fuel Oil | Y | N | N | 9999 | N |  | Combined Cycle | 3 | 2133.0801 | 8895
56564_B_1 | AR | 05057 | SWEPCO-JOHN W TURK JR POWER PLANT | John W Turk Jr Power Plant | 16584111 | 105991513 | 56564 | SN-01 | 56564 | 1 | 0505700506 | 001 | 688.1 | 949.2 | 10.2205 | 36.8558 | 17.1558 | 6.8761 | 202.9 | 721.6 | 612.6 | 12.803 | 46.1685 | 3.7248 | 7.4495 | 272.7 | 2019 | 643 | 21.4 | 192 | 35968.0942 | 100 | 221112 | -93.8117 | 33.6497 | 6000 | 125 | 100 |  | 609 | N | Subbituminous | Y | N | N | 9999 | N | 56564_B_1;56564_G_1 | Coal Steam | 7940 | 7929.1899 | 9102
7825_G_1 | AR | 05057 | ARK ELEC CO-OP CORP-FULTON CTI GENER STA | Fulton (AR) | 909411 | 46559713 | 7825 | CT1 | 7825 | 1 | 0505700304 | 001 | 2.1378 | 0.212 | 0.23938 | 0.23938 | 0.076165 |  | 0.434 | 38.029 | 0.371 | 0.82004 | 0.82004 | 0.26092 |  | 13.27 | 2017 | 90 | 18 | 1041 | 33869.82 | 133.1 | 221112 | -93.7919 | 33.6114 | 153 | 125 | 120 |  | 153 | N | Natural Gas | Y | N | N | 9999 | N |  | Combustion Turbine | 54 | 379.8 | 10853
55714_G_GT2 | AR | 05059 | AECC Magnet Cove Generating Station | Magnet Cove | 10504211 | 52356613 | 55714 | ;SN-02;SN-01 | 55714 | GT2;GT2 | 0505900337 | 001 | 93 | 2.4 | 14.7 | 14.7 | 7.1 | 16.49 | 240.69 | 94 | 3.8 | 11.7 | 11.7 | 5.7 | 13.1 | 13.35 | 2019 | 150 | 20 | 185 | 23467.6971 | 74.7 | 221112 | -92.8324 | 34.4312 | 2200 | 125 | 140 |  | 208.1 | N | Natural Gas | Y | N | N | 9999 | Y | 55714_G_GT1;55714_G_GT2;55714_G_ST1 | Combined Cycle | 3320 | 3527.0195 | 7065
55418_G_CT1 | AR | 05059 | Entergy Arkansas, LLC - Hot Spring Energy Facility | Hot Spring Generating Facility | 1119311 | 46771013 | 55418 | CT-1 | 55418 | CT1 | 0505900229 | 001 | 41.61 | 3.04 | 31.4227 | 31.4227 | 25.3409 | 5.575 | 10.7789 | 60.535 | 3.321 | 14.724 | 14.724 | 0.13195 | 2.5518 | 21.0181 | 2019 | 171 | 18 | 200 | 16998.53 | 66.8 | 221112 | -92.8682 | 34.2975 | 2510 | 125 | 140 | 139 | 168.4 | N | Natural Gas | Y | N | N | 9999 | N |  | Combined Cycle | 5943 | 5942.4409 | 7370
55418_G_CT2 | AR | 05059 | Entergy Arkansas, LLC - Hot Spring Energy Facility | Hot Spring Generating Facility | 1119311 | 46771113 | 55418 | CT-2 | 55418 | CT2 | 0505900229 | 002 | 47.78 | 3.08 | 31.8582 | 31.8582 | 25.6921 | 5.6523 | 8.442 | 60.938 | 3.318 | 14.7042 | 14.7042 | 0.13177 | 2.5484 | 21.0643 | 2019 | 171 | 18 | 200 | 16998.53 | 66.8 | 221112 | -92.8682 | 34.2979 | 2510 | 125 | 140 | 139 | 168.4 | N | Natural Gas | Y | N | N | 9999 | N |  | Combined Cycle | 6097 | 6096.5898 | 7370
55418_G_ST1 | AR | 05059 | Entergy Arkansas, Inc. - Hot Spring Energy Facility | Hot Spring Generating Facility | 1119311 | 46771413 |  |  | 55418 | ST1 | 0505900229 | 005 | 0.37332 | 0.00028 | 0.026022 | 0.03111 | 0.049776 |  | 0.46665 | [8 empty] | 52 | 2.7 | 410 | 257.65 | 45 | 221112 | -92.868 | 34.297 | 30.6 | 125 | 100 |  | 268.4 | N | Natural Gas | N | N | N | 9999 | N |  | Combined Cycle | 203 |  | 7370
170_B_4 | AR | 05059 | ENTERGY ARK LLC-LAKE CATHERINE | Lake Catherine | 658911 | 63320413 | 170 | 4 | 170 | 4 | 0505900011 | 003 | 528.93 | 1.14 | 14.1178 | 14.1178 | 10.2168 | 5.9083 | 44.5824 | 191.31 | 0.526 | 6.5029 | 6.5029 | 4.7061 | 2.7215 | 20.5356 | 2019 | 195 | 17 | 254 | 2292.5 | 10.1 | 221112 | -92.9044 | 34.4358 | 7610 | 125 | 100 |  | 522 | N | Natural Gas | Y | N | N | 9999 | N |  | O/G Steam | 2424 | 2386.1904 | 11972
6641_B_2 | AR | 05063 | ENTERGY ARKANSAS LLC-INDEPENDENCE PLANT | Independence Steam Electric Station | 1083411 | 46911013 | 6641 | 2 | 6641 | 2 | 0506300042 | 002 | 4910.0067 | 11776.43 | 86.0733 | 112.333 | 73.1666 | 36.0292 | 307.9026 | 2538.364 | 8465.15 | 86.5578 | 122.6962 | 55.8197 | 30.7228 | 342.2513 | 2019 | 1000 | 25.7 | 321 | 46687.2869 | 90 | 221112 | -91.4078 | 35.6782 | 8700 | 125 | 100 | 128&207 | 842 | N | Subbituminous | Y | N | N | 2030 | N |  | Coal Steam | 7493 | 7492.77 | 10427
6641_B_1 | AR | 05063 | ENTERGY ARKANSAS LLC-INDEPENDENCE PLANT | Independence Steam Electric Station | 1083411 | 46911413 | 6641 | 1 | 6641 | 1 | 0506300042 | 001 | 4953.654 | 10793.24 | 138.1415 | 205.2585 | 71.4832 | 0 | 414.4467 | 2523.722 | 7393.33 | 107.1863 | 155.4134 | 50.2575 |  | 920.02 | 2017 | 1000 | 25.7 | 321 | 46687.2869 | 90 | 221112 | -91.4078 | 35.6782 | 8700 | 125 | 100 | 128&207 | 809 | N | Subbituminous | Y | N | N | 2030 | N |  | Coal Steam | 6918 | 6918.0308 | 10428
55075_G_CT01 | AR | 05069 | PINE BLUFF ENERGY CENTER | Pine Bluff Energy Center | 7785211 | 2877713 | 55075 | CT-1 | 55075 | CT01 | 0506900409 | 001 | 213.338 | 3.669 | 1.1619 | 1.8957 | 12.4136 | 38.8919 | 497.7669 | 241.599 | 3.658 | 1.1583 | 1.8899 | 12.3757 | 38.773 | 496.2461 | 2019 | 225 | 19.5 | 216 | 17918.8591 | 60 | 221112 | -91.9022 | 34.2178 | 2410 | 125 | 120 |  | 145 | Y | Natural Gas | Y | N | N | 9999 | N |  | Combined Cycle |  | 7844.5903 | 5623
55075_G_ST01 | AR | 05069 | PINE BLUFF ENERGY CENTER | Pine Bluff Energy Center | 7785211 | 2877913 |  |  | 55075 | ST01 | 0506900409 | 003 | [7 empty] | 4.64 | 0.12 | 0.63093 | 0.63093 | 0.40704 |  | 4.0705 | 2019 | 150 | 8 | 348 | 1960.3538 | 39 | 221112 | -91.9022 | 34.2181 | 362 | 125 | 100 |  | 47 | Y | Natural Gas | N | Y | N | 9999 | N |  | Combined Cycle |  |  | 5623
6009_B_1 | AR | 05069 | ENTERGY ARK-WHITE BLUFF | White Bluff | 893911 | 46642113 | 6009 | 1 | 6009 | 1 | 0506900110 | 001 | 4619.4052 | 7984.01 | 247.8357 | 314.5177 | 47.217 | 0 | 101.5828 | 3191.788 | 10326.94 | 321.5342 | 409.4133 | 67.9003 |  | 431.2225 | 2019 | 1000 | 25.7 | 321 | 46687.2869 | 90 | 221112 | -92.1392 | 34.4235 | 8950 | 125 | 100 | 128&207 | 818 | N | Subbituminous | Y | N | N | 9999 | N |  | Coal Steam | 5906 | 5906.3599 | 10338
6009_B_2 | AR | 05069 | ENTERGY ARK-WHITE BLUFF | White Bluff | 893911 | 46642213 | 6009 | 2 | 6009 | 2 | 0506900110 | 002 | 5099.9453 | 10352.06 | 352.0704 | 389.5517 | 59.4416 | 0 | 589.0328 | 2775.872 | 8983.75 | 195.0388 | 242.6292 | 65.5945 |  | 1595.3725 | 2017 | 1000 | 25.7 | 321 | 46687.2869 | 90 | 221112 | -92.1392 | 34.4235 | 8950 | 125 | 100 |  | 819 | N | Subbituminous | Y | N | N | 9999 | N |  | Coal Steam | 6422 | 6421.5493 | 10206
55340_G_CTG2 | AR | 05093 | ASSOCIATED ELECTRIC COOP INC-DELL PWR PL | Dell Power Station | 10642211 | 63353913 | 55340 | ;2;1 | 55340 | CTG2;CTG2 | 0509300448 | 001 | 33.3312 | 1.8326 | 8.5334 | 8.5656 | 8.712 | 1.9068 | 10.3752 | 88.1055 | 7.131 | 30.8564 | 30.9309 | 20.6102 | 6.6033 | 9.6903 | 2019 | 165 | 18 | 224 | 17812.83 | 70 | 221112 | -90.0275 | 35.8631 | 6740 | 125 | 140 |  | 148 | N | Natural Gas, Distillate Fuel Oil | Y | N | N | 9999 | Y | 55340_G_CTG1;55340_G_CTG2 | Combined Cycle | 6 | 1852.4998 | 7567
56456_B_BLR1 | AR | 05093 | PLUM POINT ENERGY STATION STATION UNIT 1 | Plum Point Energy Station | 15259811 | 95994413 | 56456 | 1 | 56456 | BLR1 | 0509300461 | 001 | 1750.4004 | 3038.0002 | 163.0443 | 280.6187 | 30.3485 | 251.667 | 342.238 | 1583.502 | 2757 | 234.2112 | 403.0822 | 64.6455 | 8.0825 | 584.7975 | 2019 | 475 | 24 | 175 | 38362.6162 | 84.8 | 221112 | -89.9456 | 35.6636 | 665 | 125 | 100 |  | 680 | N | Subbituminous | Y | N | N | 9999 | N |  | Coal Steam | 8171 | 8165.2295 | 9682
203_B_01 | AR | 05103 | JOHN L MCCLELLAN GENERATING STA-CAMDEN | McClellan (AR) | 976411 | 47097013 | 203 | 01 | 203 | 01 | 0510300055 | 001 | 92.2 | 2.4 | 3.9698 | 3.9698 | 2.5513 | 1.1999 | 38.7901 | 40.2 | 14.38 | 3.7524 | 4.4949 | 1.1363 | 0.63581 | 16.1967 | 2019 | 160 | 10.8 | 340 | 8428.01 | 92 | 221112 | -92.7921 | 33.5646 | 1400 | 125 | 100 |  | 134 | N | Natural Gas | Y | N | N | 9999 | N |  | O/G Steam | 1902 | 1965.48 | 12180
55221_G_G1 | AR | 05119 | ARK ELEC CO-OP-OSWALD GENERATING STATION | Harry L. Oswald | 210811 | 63446713 | 55221 | G1 | 55221 | G1 | 0511901380 | 001 | 34.017 | 0.032755 | 0.063583 | 0.063583 | 0.020231 |  | 0.0025 | 18.738 | 0.099 | 0.71 | 0.71 | 0.27 |  | 9.4 | 2017 | 160 | 9.5 | 285 | 5124.78 | 72.3 | 221112 | -92.2158 | 34.5925 | 46 | 125 | 140 |  | 47 | N | Natural Gas | Y | N | N | 9999 | N | 55221_G_G1;55221_G_G8 | Combined Cycle |  | 1455.1586 | 8508
55221_G_G2 | AR | 05119 | ARK ELEC CO-OP-OSWALD GENERATING STATION | Harry L. Oswald | 210811 | 63446813 | 55221 | G2 | 55221 | G2 | 0511901380 | 002 | 29.377 | 0.029476 | 0.057219 | 0.057219 | 0.018206 |  | 0.0016 | 18.659 | 0.098 | 0.87692 | 0.87692 | 0.27902 |  | 2.87 | 2019 | 120 | 9.5 | 285 | 5124.78 | 72.3 | 221112 | -92.2167 | 34.5928 | 46 | 125 | 140 |  | 47 | N | Natural Gas | Y | N | N | 9999 | N |  | Combined Cycle |  | 1467.5496 | 8508
55221_G_G3 | AR | 05119 | ARK ELEC CO-OP-OSWALD GENERATING STATION | Harry L. Oswald | 210811 | 63446913 | 55221 | G3 | 55221 | G3 | 0511901380 | 003 | 24.735 | 0.028662 | 0.055638 | 0.055638 | 0.017703 |  | 0.0017 | 20.024 | 0.105 | 0.41 | 0.41 | 0.0206 |  | 10.9 | 2017 | 160 | 9.5 | 285 | 5124.78 | 72.3 | 221112 | -92.2158 | 34.5925 | 46 | 125 | 140 |  | 47 | N | Natural Gas | Y | N | N | 9999 | N |  | Combined Cycle |  | 1209.9696 | 8508
55221_G_G4 | AR | 05119 | ARK ELEC CO-OP-OSWALD GENERATING STATION | Harry L. Oswald | 210811 | 63447013 | 55221 | G4 | 55221 | G4 | 0511901380 | 004 | 30.468 | 0.31892 | 0.061909 | 0.061909 | 0.019698 |  | 0.0014 | 20.801 | 0.1 | 1.0448 | 1.0448 | 0.33244 |  | 7.56 | 2017 | 160 | 9.5 | 285 | 5124.78 | 72.3 | 221112 | -92.2158 | 34.5925 | 46 | 125 | 140 |  | 47 | N | Natural Gas | Y | N | N | 9999 | N | 55221_G_G4;55221_G_G9 | Combined Cycle |  | 1393.7001 | 8508
55221_G_G5 | AR | 05119 | ARK ELEC CO-OP-OSWALD GENERATING STATION | Harry L. Oswald | 210811 | 63447113 | 55221 | G5 | 55221 | G5 | 0511901380 | 005 | 26.58 | 0.031558 | 0.061259 | 0.061259 | 0.019492 |  | 0.0014 | 24.601 | 0.109 | 0.82 | 0.82 | 0.063 |  | 8.63 | 2017 | 160 | 9.5 | 285 | 5124.78 | 72.3 | 221112 | -92.2164 | 34.5933 | 46 | 125 | 140 |  | 47 | N | Natural Gas | Y | N | N | 9999 | N |  | Combined Cycle |  | 1252.6204 | 8508
55221_G_G6 | AR | 05119 | ARK ELEC CO-OP-OSWALD GENERATING STATION | Harry L. Oswald | 210811 | 63447213 | 55221 | G6 | 55221 | G6 | 0511901380 | 006 | 28.33 | 0.036351 | 0.070564 | 0.070564 | 0.022452 |  | 0.0017 | 24.178 | 0.109 | 1.0728 | 1.0728 | 0.34135 |  | 7.6 | 2019 | 160 | 9.6 | 285 | 5233.24 | 72.3 | 221112 | -92.2167 | 34.5933 | 46 | 125 | 140 |  | 47 | N | Natural Gas | Y | N | N | 9999 | N |  | Combined Cycle |  | 1247.2203 | 8508
55221_G_G7 | AR | 05119 | ARK ELEC CO-OP-OSWALD GENERATING STATION | Harry L. Oswald | 210811 | 63447313 | 55221 | G7 | 55221 | G7 | 0511901380 | 007 | 54.538 | 0.043471 | 0.084386 | 0.084386 | 0.02685 |  | 0.0035 | 46.783 | 0.243 | 2.64 | 2.64 | 0.503 |  | 10.26 | 2019 | 160 | 15.5 | 285 | 12019.67 | 63.7 | 221112 | -92.2167 | 34.5942 | 80 | 125 | 140 |  | 76 | N | Natural Gas | Y | N | N | 9999 | N |  | Combined Cycle |  | 1466.3607 | 8508
56523_G_GEN1 | AR | 05119 | WASTE MANAGEMENT-TWO PINE LANDFILL | Two Pine Landfill Gas Recovery | 210911 | 63363313 |  |  | 56523 | GEN1 | 0511900438 | 002 | [7 empty] | 58.2743 | 5.1462 | 9.8912 | 10.2379 | 0.41431 |  | 122.095 | 2017 | 29 | 0.8 | 800 | 32.67 | 65 | 562212 | -92.1635 | 34.835 | 188 | 104 | 290 |  | 0.8 | N | Landfill Gas | N | N | N | 9999 | N | 56523_G_GEN6;56523_G_GEN3;56523_G_GEN2;56523_G_GEN4;56523_G_GEN1;56523_G_GEN5 | Landfill Gas |  |  | 13500
55380_G_CTG8 | AR | 05139 | Entergy Arkansas, LLC - Union Power Station | Union Power Station | 1016511 | 48086313 | 55380 | ;CTG-4;CTG-3;CTG-2;CTG-8;CTG-7;CTG-1;CTG-6;CTG-5 | 55380 | CTG8;CTG8;CTG8;CTG8;CTG8;CTG8;CTG8;CTG8 | 0513900543 | 001 | 396.6 | 20.25 | 17.16 | 17.16 | 28.5 | 52.69 | 106.17 | 486.54 | 23.91 | 152.57 | 152.57 | 27.28 | 72.58 | 146.01 | 2019 | 135 | 19 | 190 | 13042.32 | 46 | 221112 | -92.5867 | 33.2983 | 2320 | 125 | 120 | 139 | 145.1 | N | Natural Gas | Y | N | N | 9999 | Y | 55380_G_STG4;55380_G_CTG6;55380_G_CTG8;55380_G_STG2;55380_G_CTG4;55380_G_STG3;55380_G_STG1;55380_G_CTG1;55380_G_CTG2;55380_G_CTG3;55380_G_CTG5;55380_G_CTG7 | Combined Cycle | 4068 | 6593.6807 | 7359
56328_G_1 | AR | 05143 | Harry D. Mattison Power Plant | Harry D Mattison Gas Plant | 10642811 | 63390213 | 56328 | 1 | 56328 | 1 | 0514300695 | 001 | 3.833 | 0.029 | 0.31724 | 0.31724 | 0.10094 |  | 1.1 | 9.525 | 0.12 | 0.28616 | 0.28616 | 0.09105 |  | 0.56 | 2019 | 56 | 13.7 | 1025 | 18072.64 | 122.6 | 221112 | -94.2844 | 36.1836 | 1080 | 125 | 120 |  | 75 | N | Natural Gas | Y | N | N | 9999 | N |  | Combustion Turbine | 118 | 492.5 | 12535
56328_G_2 | AR | 05143 | Harry D. Mattison Power Plant | Harry D Mattison Gas Plant | 10642811 | 63390313 | 56328 | 2 | 56328 | 2 | 0514300695 | 002 | 4.138 | 0.026 | 0.27922 | 0.27922 | 0.088842 |  | 1.63 | 11.268 | 0.151 | 0.34631 | 0.34631 | 0.11019 |  | 0.6 | 2017 | 56 | 13.7 | 1025 | 18072.64 | 122.6 | 221112 | -94.2844 | 36.1836 | 1080 | 125 | 120 |  | 75 | N | Natural Gas | Y | N | N | 9999 | N |  | Combustion Turbine | 98 | 527.0801 | 12535
56328_G_3 | AR | 05143 | Harry D. Mattison Power Plant | Harry D Mattison Gas Plant | 10642811 | 63390413 | 56328 | 3 | 56328 | 3 | 0514300695 | 003 | 4.916 | 0.033 | 0.35144 | 0.35144 | 0.11182 |  | 1.76 | 19.054 | 0.162 | 0.54326 | 0.54326 | 0.17286 |  | 0.95 | 2017 | 56 | 13.7 | 1025 | 18072.64 | 122.6 | 221112 | -94.2844 | 36.1836 | 1080 | 125 | 120 |  | 72 | N | Natural Gas | Y | N | N | 9999 | N |  | Combustion Turbine | 127 | 340.13 | 12535
56328_G_4 | AR | 05143 | Harry D. Mattison Power Plant | Harry D Mattison Gas Plant | 10642811 | 63390513 | 56328 | 4 | 56328 | 4 | 0514300695 | 004 | 5.112 | 0.028 | 0.3043 | 0.3043 | 0.096823 |  | 1.53 | 20.937 | 0.165 | 0.95728 | 0.95728 | 0.30459 |  | 0.94 | 2017 | 56 | 13.7 | 1025 | 18072.64 | 122.6 | 221112 | -94.2844 | 36.1836 | 1080 | 125 | 120 |  | 72 | N | Natural Gas | Y | N | N | 9999 | N |  | Combustion Turbine | 114 | 322.35 | 12535
202_B_01 | AR | 05147 | AECC-CARL E BAILEY GENERATING STATION | Carl Bailey | 1050611 | 63391413 | 202 | 01 | 202 | 01 | 0514700024 | 001 | 16.67 | 0.054002 | 0.45001 | 0.45001 | 0.49501 |  | 7.5602 | 19.3 | 4.9529 | 0.95502 | 0.95502 | 0.5037 |  | 7.4996 | 2019 | 167 | 9.8 | 340 | 6939.53 | 92 | 221112 | -91.364 | 35.26 | 1400 | 125 | 100 |  | 122 | N | Natural Gas | Y | N | N | 9999 | N |  | O/G Steam | 531 | 626.9 | 11635
50849_G_GEN1 | CA | 06001 | PE BERKELEY, INC | PE Berkeley | 10707511 | 58653313 |  |  | 50849 | GEN1 | 1130311326 | 40 | [7 empty] | 39.5845 | 0.52764 | 12.9734 | 12.9996 | 3.6104 |  | 177.351 | 2017 | 40 | 2 | 250 | -1 | 50 | 221112 | -122.2588 | 37.8699 |  | 125 | 140 |  | 21 | Y | Natural Gas, Distillate Fuel Oil | N | Y | N | 9999 | N |  | Combined Cycle |  |  | 5639
56467_G_CTG1 | CA | 06001 | RUSSELL CITY ENERGY CO LLC | Russell City Energy Center | 17414311 | 120041313 | 56467 | CT1 | 56467 | CTG1 | 01130318136 | 1 | 25.6028 | 0.70595 | 9.6873 | 9.7068 | 1.6852 | 0.76734 | 27.6242 | 12.725 | 1.019 | 1.8719 | 1.8757 | 0.65918 | 0.28856 | 7.6243 | 2017 | 40 | 2 | 250 | -1 | 50 | 221112 | -122.1336 | 37.634 | 2240 | 125 | 120 |  | 185 | N | Natural Gas | Y | N | N | 9999 | N |  | Combined Cycle | 8736 | 1525.7301 | 7317
56467_G_CTG2 | CA | 06001 | RUSSELL CITY ENERGY CO LLC | Russell City Energy Center | 17414311 | 120041513 | 56467 | CT2 | 56467 | CTG2 | 01130318136 | 3 | 24.7756 | 0.74356 | 6.6044 | 6.6177 | 1.633 | 1.4128 | 28.5527 | 12.135 | 0.954 | 1.3157 | 1.3183 | 0.56886 | 0.47261 | 7.0001 | 2019 | 40 | 2 | 250 | -1 | 50 | 221112 | -122.1336 | 37.634 | 2240 | 125 | 120 |  | 185 | N | Natural Gas | Y | N | N | 9999 | N |  | Combined Cycle | 8736 | 1772.5601 | 7317
6211_G_GEN3 | CA | 06001 | DYNEGY OAKLAND LLC | Dynegy Oakland Power Plant | 772011 | 46267913 |  |  | 6211 | GEN3 | 1130311887 | 3 | [7 empty] | 1.2171 | 0.3654 | 0.21639 | 0.2184 | 0.024644 |  | 0.1134 | 2017 | 68.6 | 14 | 840 | 9633.3335 | 62.5541 | 221112 | -122.2823 | 37.7971 | 38 | 125 | 999 |  | 55 | N | Distillate Fuel Oil | N | N | N | 9999 | N |  | Combustion Turbine |  |  | 14765
6211_G_GEN2 | CA | 06001 | DYNEGY OAKLAND LLC | Dynegy Oakland Power Plant | 772011 | 46268013 |  |  | 6211 | GEN2 | 1130311887 | 2 | [7 empty] | 0.77424 | 0.2262 | 0.13395 | 0.1352 | 0.015255 |  | 0.0702 | 2017 | 68.6 | 14 | 840 | 9633.3335 | 62.5541 | 221112 | -122.2823 | 37.7971 | 38 | 125 | 999 |  | 55 | N | Distillate Fuel Oil | N | N | N | 2021 | N |  | Combustion Turbine |  |  | 14765
6211_G_GEN1 | CA | 06001 | DYNEGY OAKLAND LLC | Dynegy Oakland Power Plant | 772011 | 46268113 |  |  | 6211 | GEN1 | 1130311887 | 1 | [7 empty] | 0.67001 | 0.19575 | 0.11592 | 0.117 | 0.013202 |  | 0.06075 | 2019 | 68.6 | 14 | 840 | 9633.3335 | 62.5541 | 221112 | -122.2823 | 37.7971 | 38 | 125 | 999 |  | 55 | N | Distillate Fuel Oil | N | N | N | 9999 | N |  | Combustion Turbine |  |  | 14765
54477_G_GEN2 | CA | 06007 | OROVILLE COGENERATION, L.P. | Oroville Cogeneration LP | 124511 | 51503413 |  |  | 54477 | GEN2 | 4160456 | 1 | [7 empty] | 0.02 |  | 0.0001 | 0.0001 | 0.006 |  | 0.017 | 2019 | [5 empty] | 221112 | -121.5628 | 39.492 | 1 | 125 | 999 |  | 1.1 | Y | Natural Gas | N | N | N | 2025 | N |  | Combustion Turbine |  |  | 13392
56532_G_B | CA | 06011 | PG&E COLUSA GENERATING STATION | Colusa Generating Station | 15322111 | 96221013 | 56532 | CT2 | 56532 | B | 061606224 | 2 | 21.68 | 2.42 | 11.577 | 11.6 | 2.1837 | 0.00143 | 1.6 | 24.032 | 3.356 | 11.7363 | 11.76 | 2.25 |  | 1.57 | 2017 | 40 | 2 | 250 | -1 | 50 | 221112 | -122.2696 | 39.3662 | 2430 | 125 | 120 |  | 167 | N | Natural Gas | Y | N | N | 9999 | N |  | Combined Cycle | 8736 | 6175.21 | 7212
56532_G_A | CA | 06011 | PG&E COLUSA GENERATING STATION | Colusa Generating Station | 15322111 | 96221113 | 56532 | CT1 | 56532 | A | 061606224 | 1 | 18.6 | 2.39 | 11.3375 | 11.36 | 3.0528 | 0.00256 | 1.65 | 18.807 | 3.078 | 11.1375 | 11.16 | 3.04 |  | 1.57 | 2017 | 40 | 2 | 250 | -1 | 50 | 221112 | -122.2696 | 39.3662 | 2430 | 125 | 120 |  | 167 | N | Natural Gas | Y | N | N | 9999 | N | 56532_G_C;56532_G_A | Combined Cycle | 8736 | 5993.6284 | 7212
50293_B_BLR100 | CA | 06011 | WADHAM ENERGY LTD PARTNERSHIP | Wadham Energy LP | 75711 | 51955813 |  |  | 50293 | BLR100 | 6160655 | 1 | [7 empty] | 174.21 | 18.141 | 18.6425 | 20.01 | 0.76186 |  | 132.87 | 2017 | 212 | 7 | 323 | 2300.4333 | 59.7515 | 221118 | -122.1104 | 39.1055 |  | 125 | 999 |  | 26 | N | Biomass | N | N | N | 9999 | N |  | Biomass |  |  | 13768
55963_G_CTG1 | CA | 06013 | Riverview Energy Center | Riverview Energy Center | 10524811 | 52537613 | 55963 | 1 | 55963 | CTG1 | 07130314512 | 1 | 0.11159 | 0.057504 | 0.060595 | 0.060718 | 0.3978 |  | 0.12366 | 2.368 | 0.067 | 0.066625 | 0.066759 | 0.43738 |  | 0.13597 | 2019 | [5 empty] | 221112 | -121.7912 | 38.0118 | 500 | 125 | 120 | 0&72 | 46.1 | N | Natural Gas | Y | N | N | 9999 | N |  | Combustion Turbine | 8736 | 615.2197 | 11362
55217_G_CTG2 | CA | 06013 | LOS MEDANOS ENERGY CENTER | Los Medanos Energy Center | 148911 | 51468613 | 55217 | X725 | 55217 | CTG2 | 07130311866 | 3 | 93.972 | 4.0389 | 10.0769 | 10.0972 | 4.1721 | 17.4804 | 8.6823 | 47.913 | 4.156 | 8.1646 | 8.181 | 3.6302 | 17.7116 | 12.1869 | 2019 | 40 | 2 | 250 | -1 | 50 | 221112 | -121.8727 | 38.0298 | 165 | 125 | 120 |  | 165 | Y | Natural Gas | Y | N | N | 9999 | N |  | Combined Cycle |  | 7052.0293 | 6677
55217_G_STG3 | CA | 06013 | LOS MEDANOS ENERGY CENTER | Los Medanos Energy Center | 148911 | 51468813 |  |  | 55217 | STG3 | 7130311866 | 5 | [7 empty] | 0.63811 | 0.049206 | 0.20257 | 0.20257 | 0.079255 | 0.063645 | 1.5373 | 2017 | 40 | 2 | 250 | -1 | 50 | 221112 | -121.8727 | 38.0298 | 237 | 125 | 999 |  | 237 | Y | Natural Gas | N | Y | N | 9999 | N |  | Combined Cycle |  |  | 6677
55217_G_CTG1 | CA | 06013 | LOS MEDANOS ENERGY CENTER | Los Medanos Energy Center | 148911 | 84118713 | 55217 | X724 | 55217 | CTG1 | 07130311866 | 1 | 81.022 | 3.7439 | 14.4574 | 14.4866 | 4.2787 | 17.5127 | 6.9154 | 28.994 | 2.082 | 10.1089 | 10.1293 | 3.2632 | 10.8231 | 1.8686 | 2019 | 40 | 2 | 250 | -1 | 50 | 221112 | -121.8727 | 38.0298 | 2230 | 125 | 120 |  | 165 | Y | Natural Gas | Y | N | N | 9999 | N |  | Combined Cycle |  | 5779.4556 | 6677
55333_G_CTG2 | CA | 06013 | DELTA ENERGY CENTER | Delta Energy Center | 150711 | 51454013 | 55333 | 2 | 55333 | CTG2 | 07130312095 | 3 | 44.588 | 3.6917 | 8.9714 | 8.9895 | 1.5204 | 12.6452 | 40.3329 | 35.14 | 2.431 | 5.8898 | 5.9017 | 0.93986 | 7.7345 | 43.9877 | 2019 | 40 | 2 | 250 | -1 | 50 | 221112 | -121.8438 | 38.0151 | 2000 | 125 | 120 |  | 165 | N | Natural Gas | Y | N | N | 9999 | N |  | Combined Cycle | 8736 | 4889.9199 | 7482
55333_G_CTG3 | CA | 06013 | DELTA ENERGY CENTER | Delta Energy Center | 150711 | 51454313 | 55333 | 3 | 55333 | CTG3 | 07130312095 | 5 | 46.685 | 3.9783 | 13.7143 | 13.7419 | 1.5317 | 13.24 | 31.688 | 31.472 | 2.251 | 8.7023 | 8.7199 | 0.95713 | 8.4013 | 230.9368 | 2017 | 40 | 2 | 250 | -1 | 50 | 221112 | -121.8438 | 38.0151 | 2000 | 125 | 120 |  | 165 | N | Natural Gas | Y | N | N | 9999 | N |  | Combined Cycle | 8736 | 5177.8008 | 7482
55333_G_CTG1 | CA | 06013 | DELTA ENERGY CENTER | Delta Energy Center | 150711 | 51454413 | 55333 | 1 | 55333 | CTG1 | 07130312095 | 1 | 48.0739 | 4.0653 | 12.3754 | 12.4004 | 1.6216 | 13.487 | 33.8774 | 42.175 | 2.895 | 7.8055 | 7.8212 | 1.0101 | 8.463 | 38.0233 | 2017 | 40 | 2 | 250 | -1 | 50 | 221112 | -121.8438 | 38.0151 | 2000 | 125 | 120 |  | 176 | N | Natural Gas | Y | N | N | 9999 | N |  | Combined Cycle | 8736 | 5144.3394 | 7482
50119_G_GENA | CA | 06013 | PHILLIPS 66 COMPANY - SAN FRANCISCO REFINERY | Phillips 66 Rodeo Refinery | 15733011 | 100558513 |  |  | 50119 | GENA | 7130321359 | 352 | [7 empty] | 16.6747 | 22.3919 | 4.3544 | 4.3632 | 0.6031 |  | 34.9263 | 2017 | 105 | 10 | 330 | 5416.6667 | 68.9393 | 324110 | -122.2542 | 38.0436 | 16.6 | 126 | 999 |  | 15.3 | Y | Fossil Waste | N | Y | N | 9999 | N |  | Fossil Waste |  |  | 4577
50119_G_GENB | CA | 06013 | PHILLIPS 66 COMPANY - SAN FRANCISCO REFINERY | Phillips 66 Rodeo Refinery | 15733011 | 100558613 |  |  | 50119 | GENB | 7130321359 | 353 | [7 empty] | 17.3958 | 21.6021 | 4.2008 | 4.2093 | 0.60907 |  | 43.1421 | 2017 | 105 | 10 | 330 | 5416.6667 | 68.9393 | 324110 | -122.2542 | 38.0436 |  | 126 | 999 |  | 15.4 | Y | Fossil Waste | N | Y | N | 9999 | N |  | Fossil Waste |  |  | 4577
50119_G_GENC | CA | 06013 | PHILLIPS 66 COMPANY - SAN FRANCISCO REFINERY | Phillips 66 Rodeo Refinery | 15733011 | 100558713 |  |  | 50119 | GENC | 7130321359 | 354 | [7 empty] | 14.3551 | 22.1347 | 4.3044 | 4.3131 | 0.6544 |  | 30.2416 | 2019 | 105 | 10 | 330 | 5416.6667 | 68.9393 | 324110 | -122.2542 | 38.0436 | 16.6 | 126 | 999 |  | 14.9 | Y | Fossil Waste | N | Y | N | 9999 | N |  | Fossil Waste |  |  | 4577
56897_G_1 | CA | 06013 | AMERESCO KELLER CANYON LLC | Ameresco Keller Canyon | 15748811 | 100732513 |  |  | 56897 | 1 | 7130317667 | 1 | [7 empty] | 11.7207 | 0.41539 | 2.3222 | 2.3222 | 3 |  | 0.60369 | 2017 | 40 | 2 | 250 | -1 | 50 | 221118 | -121.9372 | 37.9945 |  | 125 | 999 |  | 1.8 | N | Landfill Gas | N | N | N | 9999 | N |  | Landfill Gas |  |  | 13500
56897_G_2 | CA | 06013 | AMERESCO KELLER CANYON LLC | Ameresco Keller Canyon | 15748811 | 100732613 |  |  | 56897 | 2 | 7130317667 | 2 | [7 empty] | 12.977 | 0.41948 | 2.345 | 2.345 | 7.0593 |  | 42.2338 | 2017 | 40 | 2 | 250 | -1 | 50 | 221118 | -121.9372 | 37.9945 |  | 125 | 999 |  | 1.8 | N | Landfill Gas | N | N | N | 9999 | N |  | Landfill Gas |  |  | 13500
56476_G_A | CA | 06013 | GATEWAY GENERATING STATION | Gateway Generating Station | 15757411 | 100519013 | 56476 | GT1 | 56476 | A | 07130318143 | 41 | 40.4679 | 4.0625 | 9.9599 | 9.98 | 1.5596 |  | 5.489 | 31.558 | 3.108 | 7.685 | 7.7005 | 1.1593 | 2.1287 | 2.6045 | 2017 | 40 | 2 | 250 | -1 | 50 | 221112 | -121.7593 | 38.0171 | 2230 | 125 | 140 |  | 177 | N | Natural Gas | Y | N | N | 9999 | N | 56476_G_C;56476_G_A | Combined Cycle | 8736 | 5442.98 | 7223
56476_G_B | CA | 06013 | GATEWAY GENERATING STATION | Gateway Generating Station | 15757411 | 100519313 | 56476 | GT2 | 56476 | B | 07130318143 | 43 | 38.438 | 3.9809 | 11.887 | 11.911 | 1.5221 |  | 4.235 | 34.324 | 3.213 | 9.1939 | 9.2125 | 1.1793 | 1.9213 | 2.2243 | 2017 | 40 | 2 | 250 | -1 | 50 | 221112 | -121.7593 | 38.0171 | 2230 | 125 | 140 |  | 177 | N | Natural Gas | Y | N | N | 9999 | N |  | Combined Cycle | 8736 | 5550.0591 | 7223
57267_G_1 | CA | 06013 | MARSH LANDING LLC (MARSH LANDING GENERATING STA ) | Marsh Landing Generating Station | 17414411 | 120129413 | 57267 | 1 | 57267 | 1 | 07130319169 | 1 | 3.4193 | 0.15435 | 0.66977 | 0.66977 | 0.67535 |  | 9.826 | 0.702 | 0.047 | 0.19099 | 0.19138 | 0.057206 | 0.47906 | 2.7854 | 2019 | 40 | 2 | 250 | -1 | 50 | 221112 | -121.7651 | 38.0171 | 2200 | 125 | 120 |  | 191.9 | N | Natural Gas | Y | N | N | 9999 | N |  | Combustion Turbine | 1680 | 148.25 | 12325
57267_G_2 | CA | 06013 | MARSH LANDING LLC (MARSH LANDING GENERATING STA ) | Marsh Landing Generating Station | 17414411 | 120129513 | 57267 | 2 | 57267 | 2 | 07130319169 | 2 | 4.8779 | 0.13427 | 0.85357 | 0.85357 | 2.9551 |  | 10.7895 | 0.826 | 0.065 | 0.088159 | 0.088337 | 0.047388 | 0.15619 | 1.986 | 2019 | 40 | 2 | 250 | -1 | 50 | 221112 | -121.7651 | 38.0171 | 2200 | 125 | 120 |  | 191.1 | N | Natural Gas | Y | N | N | 9999 | N |  | Combustion Turbine | 1680 | 129.99 | 12323
57267_G_3 | CA | 06013 | MARSH LANDING LLC (MARSH LANDING GENERATING STA ) | Marsh Landing Generating Station | 17414411 | 120129613 | 57267 | 3 | 57267 | 3 | 07130319169 | 3 | 4.5568 | 0.17252 | 0.94884 | 0.94884 | 2.5917 |  | 9.8118 | 0.625 | 0.043 | 0.05798 | 0.058096 | 0.028525 | 0.1739 | 1.5273 | 2017 | 40 | 2 | 250 | -1 | 50 | 221112 | -121.7651 | 38.0171 | 2200 | 125 | 120 |  | 190.4 | N | Natural Gas | Y | N | N | 9999 | N |  | Combustion Turbine | 1680 | 85.15 | 12327
57267_G_4 | CA | 06013 | MARSH LANDING LLC (MARSH LANDING GENERATING STA ) | Marsh Landing Generating Station | 17414411 | 120129713 | 57267 | 4 | 57267 | 4 | 07130319169 | 4 | 3.5703 | 0.098382 | 0.63597 | 0.63597 | 2.0917 |  | 5.3935 | 1.09 | 0.087 | 0.10947 | 0.10969 | 0.05171 | 0.48763 | 1.8714 | 2019 | 40 | 2 | 250 | -1 | 50 | 221112 | -121.7651 | 38.0171 | 2200 | 125 | 120 |  | 191.8 | N | Natural Gas | Y | N | N | 9999 | N |  | Combustion Turbine | 1680 | 150.93 | 12325
57483_G_CTG1 | CA | 06013 | MARIPOSA ENERGY, LLC | Mariposa Energy Project | 17583711 | 120130513 |  |  | 57483 | CTG1 | 7130319730 | 1 | [7 empty] | 7.2845 | 0.10017 | 2.463 | 2.4679 | 0.34648 |  | 1.8245 | 2017 | [5 empty] | 221112 | -121.6016 | 37.7887 |  | 125 | 120 |  | 49.9 | N | Natural Gas | N | N | N | 9999 | N |  | Combustion Turbine |  |  | 10838
57483_G_CTG2 | CA | 06013 | MARIPOSA ENERGY, LLC | Mariposa Energy Project | 17583711 | 120130613 |  |  | 57483 | CTG2 | 7130319730 | 2 | [7 empty] | 7.3779 | 0.10146 | 2.4946 | 2.4996 | 0.35092 |  | 1.8479 | 2019 | [5 empty] | 221112 | -121.6016 | 37.7887 |  | 125 | 120 |  | 49.9 | N | Natural Gas | N | N | N | 9999 | N |  | Combustion Turbine |  |  | 10838
57483_G_CTG3 | CA | 06013 | MARIPOSA ENERGY, LLC | Mariposa Energy Project | 17583711 | 120130713 |  |  | 57483 | CTG3 | 7130319730 | 3 | [7 empty] | 7.0927 | 0.097534 | 2.3981 | 2.403 | 0.33736 |  | 1.7765 | 2017 | [5 empty] | 221112 | -121.6016 | 37.7887 |  | 125 | 120 |  | 49.9 | N | Natural Gas | N | N | N | 9999 | N |  | Combustion Turbine |  |  | 10838
57483_G_CTG4 | CA | 06013 | MARIPOSA ENERGY, LLC | Mariposa Energy Project | 17583711 | 120130813 |  |  | 57483 | CTG4 | 7130319730 | 4 | [7 empty] | 7.3664 | 0.1013 | 2.4907 | 2.4957 | 0.35037 |  | 1.845 | 2019 | [5 empty] | 221112 | -121.6016 | 37.7887 |  | 125 | 120 |  | 49.9 | N | Natural Gas | N | N | N | 9999 | N |  | Combustion Turbine |  |  | 10838
10342_G_TG2 | CA | 06013 | MARTINEZ COGEN LIMITED PARTNERSHIP AT TESORO | Foster Wheeler Martinez | 203111 | 51153113 |  |  | 10342 | TG2 | 713031820 | 11 | [7 empty] | 52.9195 | 1.0288 | 8.4014 | 8.4183 | 2.9031 |  | 13.6684 | 2017 | 82 | 12 | 290 | 6749.2501 | 59.6524 | 221112 | -122.0676 | 38.0221 | 500 | 125 | 999 |  | 35 | Y | Natural Gas | N | Y | N | 9999 | N |  | Combined Cycle |  |  | 6117
10342_G_TG1 | CA | 06013 | MARTINEZ COGEN LIMITED PARTNERSHIP AT TESORO | Foster Wheeler Martinez | 203111 | 51153313 |  |  | 10342 | TG1 | 713031820 | 10 | [7 empty] | 53.6994 | 1.0439 | 8.5252 | 8.5424 | 2.9458 |  | 13.8699 | 2019 | 82 | 12 | 290 | 6749.2501 | 59.6524 | 221112 | -122.0676 | 38.0221 | 500 | 125 | 999 |  | 35 | Y | Natural Gas | N | Y | N | 9999 | N |  | Combined Cycle |  |  | 6117
55084_G_GE1 | CA | 06013 | CROCKETT COGENERATION A CAL LTD PARTNERSHIP | Crockett Cogen Project | 353611 | 50083213 |  |  | 55084 | GE1 | 713038664 | 201 | [7 empty] | 78.9511 | 4.2111 | 8.8844 | 8.9023 | 2.8519 | 7.802 | 18.9048 | 2017 | 230 | 19 | 200 | 16451.2336 | 57.9998 | 221112 | -122.2178 | 38.0542 | 1780 | 125 | 999 |  | 247.4 | Y | Natural Gas | N | Y | N | 9999 | N |  | Combined Cycle |  |  | 6218
50388_B_K2 | CA | 06013 | PHILLIPS 66 CARBON PLANT | Phillips 66 Carbon Plant | 5812811 | 21488013 |  |  | 50388 | K2 | 7130321360 | 2 | [7 empty] | 156.3049 | 656.5189 | 6.1953 | 6.2649 | 0.017666 |  | 5.0566 | 2017 | 250 | 5 | 400 | 2433.3333 | 123.8787 | 324199 | -122.2368 | 38.0194 |  | 157 | 210 |  | 8.5 | Y | Petroleum Coke | N | Y | N | 9999 | N |  | Coal Steam |  |  | 8300
50388_B_K1 | CA | 06013 | PHILLIPS 66 CARBON PLANT | Phillips 66 Carbon Plant | 5812811 | 21488913 |  |  | 50388 | K1 | 7130321360 | 1 | [7 empty] | 203.7295 | 807.2575 | 6.9151 | 6.9928 | 0.021306 |  | 6.0564 | 2019 | 250 | 5 | 400 | 2433.3333 | 123.8787 | 324199 | -122.2368 | 38.0194 |  | 157 | 210 |  | 8.5 | Y | Petroleum Coke | N | Y | N | 9999 | N |  | Coal Steam |  |  | 8300
271_B_7 | CA | 06013 | NRG DELTA, LLC |  | 6486311 | 18705913 | 271 | 7 |  |  | 07130312 | 7 | 21.452 | 0.212 | 0.46118 | 0.46118 | 0.11143 |  | 6.0995 | [8 empty] | 450 | 20 | 248 | 23968.3333 | 76.33 | 221112 | -121.8962 | 38.0391 | 7290 | 125 | 100 |  |  |  |  | Y | N | N |  | N |  |  |  | 322
271_B_6 | CA | 06013 | NRG DELTA, LLC |  | 6486311 | 18706213 | 271 | 6 |  |  | 07130312 | 6 | 2.3176 | 0.136 | 0.68001 | 0.68001 | 0.1643 |  | 8.9936 | [8 empty] | 450 | 13.7 | 265 | 16426.6666 | 111.3 | 221112 | -121.8943 | 38.0402 | 2940 | 125 | 100 |  |  |  |  | Y | N | N |  | N |  |  | 8736 | 570.35
271_B_5 | CA | 06013 | NRG DELTA, LLC |  | 6486311 | 18706313 | 271 | 5 |  |  | 07130312 | 5 | 3.996 | 0.26045 | 1.3022 | 1.3022 | 0.31465 |  | 17.2233 | [8 empty] | 450 | 13.7 | 265 | 16426.6666 | 111.3 | 221112 | -121.895 | 38.0403 | 2940 | 125 | 100 |  |  |  |  | Y | N | N |  | N |  |  | 8736 | 604.9901
55874_G_8 | CA | 06019 | WELLHEAD POWER PANOCHE, LLC. | Panoche Peaker | 10436611 | 58173713 |  |  | 55874 | 8 | 1014303844 | 1 | [7 empty] | 0.87469 | 0.00951 | 0.64711 | 0.64841 | 0.20631 | 1.16 | 3.3229 | 2017 | 64 | 15.3 | 800 | 19743.5837 | 107.3441 | 221118 | -120.5784 | 36.6536 | 49.4 | 125 | 999 |  | 40 | N | Natural Gas | N | N | N | 9999 | N |  | Combustion Turbine |  |  | 15897
55508_G_CPP2 | CA | 06019 | CAL PEAK POWER - PANOCHE, LLC | CalPeak Power Panoche Peaker Plant | 10437111 | 58172813 | 55508 |  | 55508 | CPP2 | 1014303811 | 1 | 0.40751 | 0.0055468 | 0.20666 | 0.20708 | 0.061754 | 0.15642 | 0.54839 | 0.45589 | 0.0267 | 0.028343 | 0.0284 | 0.075 | 0.18227 | 1.0044 | 2017 | [5 empty] | 221112 | -120.5798 | 36.6554 | 24.7 | 125 | 120 |  | 48 | N | Natural Gas | Y | N | N | 9999 | N |  | Combustion Turbine | 312 | 433.2399 | 10847
55508_G_CPP2x | CA | 06019 | CAL PEAK POWER - PANOCHE, LLC |  | 10437111 | 58172913 | 55508 |  |  |  | 1014303811 | 2 | 0.33891 | 0.0054604 | 0.20344 | 0.20385 | 0.05788 | 0.15398 | 0.29632 | 0.4438 | 0.025934 | 0.027544 | 0.0276 | 0.0728 | 0.17693 | 0.97711 | 2017 | 50 | 12 | 764 | 5444.1 | -1 | 221112 | -120.58 | 36.655 | 24.7 | 125 | 120 |  |  |  |  | Y | N | N |  | N |  |  | 312 | 433.2399
56239_G_GT-2 | CA | 06019 | MALAGA POWER, LLC | Malaga Power LLC | 13845911 | 84878113 | 56239 | GT-2 | 56239 | GT-2 | 1014304305 | 2 | 4.3525 | 0.18365 | 2.1505 | 2.1548 | 1.4937 | 4.5056 | 4.2301 | 0.775 | 0.026 | 0.17083 | 0.17117 | 0.0248 | 0.11768 | 0.58013 | 2017 | 40 | 2 | 250 | -1 | 50 | 221121 | -119.7404 | 36.6899 | 49.7 | 125 | 120 |  | 48 | N | Natural Gas | Y | N | N | 9999 | N |  | Combustion Turbine | 8736 | 380.6102 | 10745
56239_G_GT-1 | CA | 06019 | MALAGA POWER, LLC | Malaga Power LLC | 13845911 | 84878213 | 56239 | GT-1 | 56239 | GT-1 | 1014304305 | 1 | 4.5892 | 0.19556 | 1.9126 | 1.9165 | 0.67142 | 3.2919 | 2.9073 | 0.835 | 0.027 | 0.17435 | 0.1747 | 0.0226 | 0.23947 | 0.66967 | 2019 | 40 | 2 | 250 | -1 | 50 | 221121 | -119.7404 | 36.6899 | 480 | 125 | 120 |  | 48 | N | Natural Gas | Y | N | N | 9999 | N |  | Combustion Turbine | 8736 | 343.7701 | 10745
57564_G_CTG | CA | 06019 | ALGONQUIN POWER SANGER LLC | Algonquin Power Sanger LLC | 13986511 | 101975013 | 57564 | 8 | 57564 | CTG | 1014304071 | 8 | [7 empty] | 4.284 | 0.155 | 4.9984 | 5.0085 | 0.053663 | 1.1054 | 6.1104 | 2017 | [5 empty] | 221118 | -119.5538 | 36.6849 |  | 125 | 999 |  | 49 | N | Natural Gas | Y | N | N | 9999 | N |  | Combined Cycle |  | 1498.2605 | 7771
57564_G_STG2 | CA | 06019 | ALGONQUIN POWER SANGER LLC | Algonquin Power Sanger LLC | 13986511 | 101975113 |  |  | 57564 | STG2 | 1014304071 | 9 | [7 empty] | 9.87e-05 | 4.27e-05 | 0.000114 | 0.000114 | 6e-05 |  | 2.5e-05 | 2017 | [5 empty] | 221118 | -119.5538 | 36.6849 |  | 125 | 999 |  | 12.5 | N | Natural Gas | N | N | N | 9999 | N |  | Combined Cycle |  |  | 7771
10405_G_GEN1 | CA | 06019 | KINGSBURG COGEN FACILITY | Kingsburg Cogen | 14025511 | 85377413 | 10405 | 1 | 10405 | GEN1 | 101430722 | 2 | 0.05428 | 0.0010581 | 0.026399 | 0.026452 | 0.0052905 | 4.2588 | 0.17453 | 0.0403 | 0.00106 | 0.031636 | 0.0317 | 0.00529 | 0.042641 | 0.14142 | 2019 | [5 empty] | 221112 | -119.5796 | 36.5495 | 34.5 | 125 | 120 |  | 22 | Y | Natural Gas | Y | Y | N | 9999 | N |  | Combined Cycle | 8736 | 870.0501 | 10245
56803_G_1 | CA | 06019 | PANOCHE ENERGY CENTER LLC | Panoche Energy Center | 15863611 | 102017313 | 56803 | 1 | 56803 | 1 | 1014307220 | 1 | 7.4526 | 0.1867 | 3.5558 | 3.5629 | 0.24116 | 1.6492 | 3.454 | 7.686 | 0.473 | 1.7025 | 1.706 | 0.17988 | 1.8255 | 3.7601 | 2017 | 40 | 2 | 250 | -1 | 50 | 221121 | -120.5844 | 36.6511 | 950 | 125 | 120 |  | 97 | N | Natural Gas | Y | N | N | 9999 | N |  | Combustion Turbine | 5040 | 1183.2395 | 10745
56803_G_2 | CA | 06019 | PANOCHE ENERGY CENTER LLC | Panoche Energy Center | 15863611 | 102017413 | 56803 | 2 | 56803 | 2 | 1014307220 | 2 | 8.5632 | 0.20409 | 3.3437 | 3.3504 | 0.26361 | 1.6582 | 3.6056 | 7.55 | 0.428 | 1.961 | 1.965 | 0.20237 | 2.4085 | 2.9115 | 2019 | 40 | 2 | 250 | -1 | 50 | 221121 | -120.5844 | 36.6511 | 950 | 125 | 120 |  | 97 | N | Natural Gas | Y | N | N | 9999 | N |  | Combustion Turbine | 5040 | 1211.4589 | 10745
56803_G_3 | CA | 06019 | PANOCHE ENERGY CENTER LLC | Panoche Energy Center | 15863611 | 102017513 | 56803 | 3 | 56803 | 3 | 1014307220 | 3 | 9.4437 | 0.23406 | 3.5241 | 3.5312 | 0.31547 | 2.9308 | 4.5488 | 8.057 | 0.468 | 1.8362 | 1.8399 | 0.19012 | 2.307 | 3.4283 | 2017 | 40 | 2 | 250 | -1 | 50 | 221121 | -120.5844 | 36.6511 | 950 | 125 | 120 |  | 97 | N | Natural Gas | Y | N | N | 9999 | N |  | Combustion Turbine | 5040 | 1256.8195 | 10745
56803_G_4 | CA | 06019 | PANOCHE ENERGY CENTER LLC | Panoche Energy Center | 15863611 | 102017613 | 56803 | 4 | 56803 | 4 | 1014307220 | 4 | 7.1781 | 0.1689 | 1.812 | 1.8156 | 0.21816 | 1.3653 | 2.2238 | 7.788 | 0.426 | 1.2133 | 1.2158 | 0.18207 | 1.871 | 2.0321 | 2019 | 40 | 2 | 250 | -1 | 50 | 221121 | -120.5844 | 36.6511 | 950 | 125 | 120 |  | 97 | N | Natural Gas | Y | N | N | 9999 | N |  | Combustion Turbine | 5040 | 1124.8696 | 10745
56639_G_1 | CA | 06019 | MIDWAY PEAKING LLC | Midway Peaking LLC | 17418611 | 120717013 |  |  | 56639 | 1 | 1014307286 | 1 | [7 empty] | 1.6491 | 0.0575 | 0.066067 | 0.0662 | 0.16778 | 0.95396 | 0.83411 | 2017 | 50 | 15 | 880 | 7631.7501 | 43.1694 | 221121 | -120.58 | 36.6555 |  | 125 | 120 |  | 55.6 | N | Natural Gas | Y | N | N | 9999 | N |  | Combustion Turbine |  |  | 10959
56639_G_1x | CA | 06019 | MIDWAY PEAKING LLC |  | 17418611 | 120717113 |  |  |  |  | 1014307286 | 2 | [7 empty] | 1.5377 | 0.0552 | 0.063406 | 0.063534 | 0.16114 | 1.2559 | 0.79187 | 2017 | 50 | 15 | 880 | 7631.7501 | 43.1694 | 221121 | -120.58 | 36.6555 |  | 125 | 120 |  |  |  |  | N | N | N |  | N
56639_G_2 | CA | 06019 | MIDWAY PEAKING LLC | Midway Peaking LLC | 17418611 | 120717213 |  |  | 56639 | 2 | 1014307286 | 3 | [7 empty] | 1.8431 | 0.056711 | 0.065069 | 0.0652 | 0.16635 | 1.0822 | 0.93574 | 2017 | 50 | 15 | 880 | 7631.7501 | 43.1694 | 221121 | -120.58 | 36.6555 |  | 125 | 120 |  | 55.6 | N | Natural Gas | Y | N | N | 9999 | N |  | Combustion Turbine |  |  | 10960
56639_G_2x | CA | 06019 | MIDWAY PEAKING LLC |  | 17418611 | 120717313 |  |  |  |  | 1014307286 | 4 | [7 empty] | 1.6634 | 0.05514 | 0.063272 | 0.0634 | 0.16174 | 1.2535 | 0.87305 | 2019 | 50 | 15 | 880 | 7631.7501 | 43.1694 | 221121 | -120.58 | 36.6555 |  | 125 | 120 |  |  |  |  | N | N | N |  | N
10156_G_GEN4 | CA | 06019 | FRESNO COGENERATION PARTNERS | Fresno Cogen Partners | 348711 | 85326713 | 10156 | GEN1 | 10156 | GEN4 | 10143014 | 11 | 0.81238 | 0.010226 | 0.75405 | 0.75557 | 0.23974 | 1.1669 | 0.43516 | 0.66469 | 0.00919 | 0.61656 | 0.6178 | 0.19674 | 0.8423 | 0.72996 | 2017 | 75 | 10 | 330 | 4.3333 | 0.0551 | 221118 | -120.0994 | 36.6168 | 55 | 125 | 120 |  | 45 | Y | Natural Gas | Y | N | N | 9999 | N |  | Combined Cycle | 2080 | 180.91 | 8754
10156_G_GEN3 | CA | 06019 | FRESNO COGENERATION PARTNERS | Fresno Cogen Partners | 348711 | 85326813 |  |  | 10156 | GEN3 | 10143014 | 10 | [7 empty] | 0.60423 | 0.00362 | 0.24142 | 0.24191 | 0.077 | 0.359 | 0.46538 | 2017 | 60 | 12 | 790 | 3366.5284 | 29.7546 | 221118 | -120.0994 | 36.6168 |  | 125 | 999 |  | 21.9 | N | Natural Gas | N | N | N | 9999 | N |  | Combustion Turbine |  |  | 19283
10767_B_CFB | CA | 06019 | RIO BRAVO FRESNO | Rio Bravo Fresno | 6514911 | 19311813 |  |  | 10767 | CFB | 1014301820 | 1 | [7 empty] | 88.6634 | 2.8149 | 11.7694 | 12.6581 | 0.0495 | 4.899 | 2.5555 | 2019 | [5 empty] | 221112 | -119.7268 | 36.6876 |  | 125 | 999 |  | 24.3 | N | Biomass | N | N | N | 9999 | N |  | Biomass |  |  | 14250
50131_G_K100 | CA | 06019 | COALINGA COGENERATION CO | Coalinga Cogeneration | 6515311 | 19308013 | 50131 | 1 | 50131 | K100 | 101430354 | 2 | 21.9784 | 1.1271 | 7.2177 | 7.2322 |  | 7.2322 | 12.0788 | [8 empty] | 49 | 10.7 | 250 | 3945.75 | -1 | 221112 | -120.3885 | 36.1807 | 36 | 125 | 120 |  | 36 | Y | Natural Gas | Y | N | N | 2016 | N |  | Combustion Turbine | 8736 | 7032.6099 | 8700
246_G_IC3 | CA | 06023 | PG&E - HUMBOLDT BAY GENERATING STATION | Humboldt Bay | 155111 | 100108313 |  |  | 246 | IC3 | 12062059 | 3 | [7 empty] | 2.9575 | 0.14561 | 0.51523 | 0.51704 | 2.6828 |  | 3.2273 | 2017 | 100 | 5.3 | 735 | 1965.34 | 89.0474 | 221112 | -124.2092 | 40.741 |  | 125 | 999 |  | 16.3 | N | Natural Gas, Distillate Fuel Oil | N | N | N | 9999 | N |  | Combustion Turbine |  |  | 10745
246_G_IC4 | CA | 06023 | PG&E - HUMBOLDT BAY GENERATING STATION | Humboldt Bay | 155111 | 100108413 |  |  | 246 | IC4 | 12062059 | 4 | [7 empty] | 1.725 | 0.086446 | 0.30109 | 0.30181 | 1.5963 |  | 1.9282 | 2017 | 100 | 5.3 | 735 | 1965.34 | 89.0474 | 221112 | -124.2092 | 40.741 |  | 125 | 999 |  | 16.3 | N | Natural Gas, Distillate Fuel Oil | N | N | N | 9999 | N |  | Combustion Turbine |  |  | 10745
246_G_IC5 | CA | 06023 | PG&E - HUMBOLDT BAY GENERATING STATION | Humboldt Bay | 155111 | 100108513 |  |  | 246 | IC5 | 12062059 | 5 | [7 empty] | 2.9344 | 0.14604 | 0.5118 | 0.51325 | 2.6944 |  | 3.2495 | 2017 | 100 | 5.3 | 735 | 1965.34 | 89.0474 | 221112 | -124.2092 | 40.741 |  | 125 | 999 |  | 16.3 | N | Natural Gas, Distillate Fuel Oil | N | N | N | 9999 | N |  | Combustion Turbine |  |  | 10745
246_G_IC6 | CA | 06023 | PG&E - HUMBOLDT BAY GENERATING STATION | Humboldt Bay | 155111 | 100108613 |  |  | 246 | IC6 | 12062059 | 6 | [7 empty] | 0.041051 | 0.00077361 | 0.0066773 | 0.0069792 | 0.011363 |  | 0.0071476 | 2019 | 100 | 5.3 | 592 | 1827.8217 | 82.8166 | 221112 | -124.2092 | 40.741 |  | 125 | 999 |  | 16.3 | N | Natural Gas, Distillate Fuel Oil | N | N | N | 9999 | N |  | Combustion Turbine |  |  | 10745
246_G_IC7 | CA | 06023 | PG&E - HUMBOLDT BAY GENERATING STATION | Humboldt Bay | 155111 | 100108713 |  |  | 246 | IC7 | 12062059 | 7 | [7 empty] | 3.4662 | 0.17304 | 0.60476 | 0.60636 | 3.1936 |  | 3.8543 | 2017 | 100 | 5.3 | 735 | 1965.34 | 89.0474 | 221112 | -124.2092 | 40.741 |  | 125 | 999 |  | 16.3 | N | Natural Gas, Distillate Fuel Oil | N | N | N | 9999 | N |  | Combustion Turbine |  |  | 10745
246_G_IC9 | CA | 06023 | PG&E - HUMBOLDT BAY GENERATING STATION | Humboldt Bay | 155111 | 51447513 |  |  | 246 | IC9 | 12062059 | 9 | [7 empty] | 3.2958 | 0.16033 | 0.57344 | 0.57589 | 2.9495 |  | 3.538 | 2017 | 100 | 5.3 | 735 | 1965.34 | 89.0474 | 221112 | -124.2092 | 40.741 |  | 125 | 999 |  | 16.7 | N | Natural Gas, Distillate Fuel Oil | N | N | N | 9999 | N |  | Combustion Turbine |  |  | 10745
246_G_IC8 | CA | 06023 | PG&E - HUMBOLDT BAY GENERATING STATION | Humboldt Bay | 155111 | 51447613 |  |  | 246 | IC8 | 12062059 | 8 | [7 empty] | 2.3909 | 0.12083 | 0.42941 | 0.442 | 2.3417 |  | 2.6464 | 2017 | 100 | 5.3 | 735 | 1965.34 | 89.0474 | 221112 | -124.2092 | 40.741 |  | 125 | 999 |  | 16.3 | N | Natural Gas, Distillate Fuel Oil | N | N | N | 9999 | N |  | Combustion Turbine |  |  | 10745
246_G_IC10 | CA | 06023 | PG&E - HUMBOLDT BAY GENERATING STATION | Humboldt Bay | 155111 | 51447813 |  |  | 246 | IC10 | 12062059 | 10 | [7 empty] | 3.2015 | 0.15975 | 0.55854 | 0.56003 | 2.9483 |  | 3.5578 | 2017 | 100 | 5.3 | 735 | 1965.34 | 89.0474 | 221112 | -124.2092 | 40.741 |  | 125 | 999 |  | 16.3 | N | Natural Gas, Distillate Fuel Oil | N | N | N | 9999 | N |  | Combustion Turbine |  |  | 10745
246_G_IC1 | CA | 06023 | PG&E - HUMBOLDT BAY GENERATING STATION | Humboldt Bay | 155111 | 51447913 |  |  | 246 | IC1 | 12062059 | 1 | [7 empty] | 3.4018 | 0.16665 | 0.59231 | 0.59458 | 3.0686 |  | 3.687 | 2017 | 100 | 5.3 | 735 | 1965.34 | 89.0474 | 221112 | -124.2092 | 40.741 |  | 125 | 999 |  | 16.3 | N | Natural Gas, Distillate Fuel Oil | N | N | N | 9999 | N |  | Combustion Turbine |  |  | 10745
246_G_IC2 | CA | 06023 | PG&E - HUMBOLDT BAY GENERATING STATION | Humboldt Bay | 155111 | 51448013 |  |  | 246 | IC2 | 12062059 | 2 | [7 empty] | 0.54291 | 0.026472 | 0.094483 | 0.094873 | 0.48714 |  | 0.58466 | 2017 | 100 | 5.3 | 735 | 1965.34 | 89.0474 | 221112 | -124.2092 | 40.741 |  | 125 | 999 |  | 16.3 | N | Natural Gas, Distillate Fuel Oil | N | N | N | 9999 | N |  | Combustion Turbine |  |  | 10745
10052_B_BLR1 | CA | 06023 | DG FAIRHAVEN POWER COMPANY | Fairhaven Power | 155811 | 51444813 |  |  | 10052 | BLR1 | 12062096 | 1 | [7 empty] | 1.1689 | 0.17202 | 0.1238 | 0.13192 | 0.12857 | 0.0068061 | 10.4235 | 2017 | 100 | 7 | 323 | 1966.6667 | 51.0822 | 221117 | -124.2027 | 40.7998 |  | 125 | 999 |  | 16 | N | Biomass | N | N | N | 9999 | N |  | Biomass |  |  | 17738
50049_B_BLRA | CA | 06023 | HUMBOLDT SAWMILL COMPANY | Humboldt Sawmill Company | 17606111 | 118690213 |  |  | 50049 | BLRA | 12062060 | 1 | [7 empty] | 99.1269 | 17.6567 | 19.6609 | 21.1442 | 12.0082 |  | 183.6749 | 2017 | 105 | 7 | 360 | 2298.3333 | 59.6969 | 321113 | -124.1046 | 40.4812 |  | 125 | 999 |  | 16.2 | Y | Biomass | N | Y | N | 9999 | N |  | Biomass |  |  | 20413
50049_B_BLRB | CA | 06023 | HUMBOLDT SAWMILL COMPANY | Humboldt Sawmill Company | 17606111 | 118690313 |  |  | 50049 | BLRB | 12062060 | 2 | [7 empty] | 67.5725 | 16.8219 | 12.4977 | 13.4399 | 11.4407 |  | 706.5421 | 2017 | 105 | 7 | 360 | 2298.3333 | 59.6969 | 321113 | -124.1046 | 40.4812 |  | 125 | 999 |  | 8.7 | Y | Biomass | N | Y | N | 9999 | N |  | Biomass |  |  | 20413
56569_G_1 | CA | 06025 | Niland Gas Turbine Plant | Niland Gas Turbine Plant | 15667711 | 100118313 | 56569 | 1 | 56569 | 1 | 131511281 | 1 | 1.5379 |  | 0.48641 | 0.48641 | 0.10805 | 0.47606 | 1.1902 | 1.327 | 0.129 | 0.60836 | 0.60836 | 0.13513 | 0.59542 | 1.4885 | 2019 | 60 | 12 | 731 | 10446.4168 | 92.3294 | 221112 | -115.4991 | 33.243 | 460 | 125 | 120 |  | 47.5 | N | Natural Gas | Y | N | N | 9999 | N |  | Combustion Turbine | 8736 | 1499.1104 | 10745
56569_G_2 | CA | 06025 | Niland Gas Turbine Plant | Niland Gas Turbine Plant | 15667711 | 100118413 | 56569 | 2 | 56569 | 2 | 131511281 | 2 | 1.1241 |  | 0.49146 | 0.49146 | 0.084524 | 0.50715 | 0.17358 | 1.474 | 0.112 | 0.30413 | 0.30413 | 0.052305 | 0.31383 | 0.10741 | 2017 | 60 | 12 | 750 | 10491.6668 | 92.7293 | 221112 | -115.4991 | 33.243 | 460 | 125 | 120 |  | 47.5 | N | Natural Gas | Y | N | N | 9999 | N |  | Combustion Turbine | 8736 | 653.1498 | 10745
389_G_2A | CA | 06025 | IMPERIAL IRRIGATION DISTRICT ECGS | El Centro Hybrid | 6515911 | 19300613 | 389 | 2-2 | 389 | 2A | 13151115 | 2 | 33.832 | 0.609 | 0.19278 | 0.31453 | 2.1003 | 6.5544 | 84.0102 | 29.015 | 0.456 | 0.14441 | 0.23562 | 1.5733 | 4.9101 | 62.9338 | 2019 | 100 | 15 | 330 | 14726.2152 | 83.2998 | 221112 | -115.5375 | 32.8038 | 945 | 125 | 120 |  | 71 | N | Natural Gas, Distillate Fuel Oil | Y | N | N | 9999 | N |  | Combined Cycle |  | 2605.9902 | 8128
389_G_32 | CA | 06025 | IMPERIAL IRRIGATION DISTRICT ECGS | El Centro Hybrid | 6515911 | 19300713 | 389 | ;3-2;3-1 | 389 | 32;32 | 13151115 | 3 | 12.49 | 1.53 | 8.7154 | 8.7154 | 1.1339 | 5.7384 | 0.5663 | 13.928 | 1.117 | 5.9518 | 5.9518 | 0.93648 | 4.7795 | 0.55068 | 2017 | 119 | 10 | 201 | 5262.1684 | 66.973 | 221112 | -115.5375 | 32.8038 | 578 | 125 | 140 |  | 45 | N | Natural Gas | Y | N | N | 9999 | Y | 389_G_30;389_G_31;389_G_32 | Combined Cycle |  | 7682.5498 | 8128
389_B_4 | CA | 06025 | IMPERIAL IRRIGATION DISTRICT ECGS | El Centro Hybrid | 6515911 | 19300813 | 389 | 4 | 389 | 4 | 13151115 | 4 | 56.54 | 0.59 | 1.6401 | 1.6401 | 0.31195 |  | 0.57372 | 5.386 | 0.042 |  |  | 0.051672 |  | 0.099038 | 2019 | 100 | 8.9 | 264 | 3442.3634 | 55.311 | 221112 | -115.5375 | 32.8038 | 782 | 125 | 100 |  | 70 | N | Natural Gas, Residual Fuel Oil | Y | N | N | 9999 | N |  | O/G Steam |  | 6903.0103 | 12987
55656_G_CT01 | CA | 06029 | PASTORIA ENERGY FACILITY, LLC | Pastoria Energy Facility, LLC | 10288711 | 58153413 | 55656 | CT001 | 55656 | CT01 | 1514303636 | 1 | 34.6733 | 3.7156 | 6.0688 | 6.0811 | 1.4958 | 17.4246 | 4.94 | 34.401 | 3.255 | 5.1295 | 5.1398 | 5.5899 | 4.114 | 18.6099 | 2017 | 40 | 2 | 250 | -1 | 50 | 221121 | -118.8441 | 34.9566 | 1840 | 125 | 140 |  | 175 | N | Natural Gas | Y | N | N | 9999 | N | 55656_G_ST03;55656_G_CT01 | Combined Cycle | 8736 | 7307.9502 | 7071
55656_G_CT02 | CA | 06029 | PASTORIA ENERGY FACILITY, LLC | Pastoria Energy Facility, LLC | 10288711 | 58153713 | 55656 | CT002 | 55656 | CT02 | 1514303636 | 2 | 35.2735 | 3.5479 | 4.7305 | 4.7401 | 1.1117 | 0.46253 | 6.3372 | 36.397 | 2.854 | 6.1877 | 6.2002 | 2.89 | 1.778 | 16.12 | 2019 | 40 | 2 | 250 | -1 | 50 | 221121 | -118.8441 | 34.9566 | 1840 | 125 | 140 |  | 173 | N | Natural Gas | Y | N | N | 9999 | N |  | Combined Cycle | 8736 | 6531.1191 | 7071
55656_G_CT04 | CA | 06029 | PASTORIA ENERGY FACILITY, LLC | Pastoria Energy Facility, LLC | 10288711 | 58153813 | 55656 | CT004 | 55656 | CT04 | 1514303636 | 3 | 36.6192 | 3.5746 | 9.1083 | 9.1266 | 0.454 | 6.7914 | 3.4295 | 30.298 | 2.83 | 7.3553 | 7.3702 | 1.34 | 3.042 | 10.39 | 2017 | 40 | 2 | 250 | -1 | 50 | 221121 | -118.8441 | 34.9566 | 1840 | 125 | 140 |  | 156 | N | Natural Gas | Y | N | N | 9999 | N | 55656_G_ST05;55656_G_CT04 | Combined Cycle | 8736 | 6443.8491 | 7071
55400_G_CTG1 | CA | 06029 | ELK HILLS POWER LLC | Elk Hills Power LLC | 10295611 | 58291813 | 55400 | CTG-1 | 55400 | CTG1 | 1514303523 | 1 | 33.357 | 3.548 | 8.5811 | 8.5984 | 5.9478 | 23.5972 | 1.293 | 32.671 | 3.8 | 43.9015 | 43.99 |  | 29.1614 | 0.090119 | 2017 | 40 | 2 | 250 | -1 | 50 | 221122 | -119.4699 | 35.2802 | 2060 | 125 | 120 |  | 156 | Y | Natural Gas | Y | N | N | 9999 | N |  | Combined Cycle |  | 7458.1494 | 6524
55400_G_CTG2 | CA | 06029 | ELK HILLS POWER LLC | Elk Hills Power LLC | 10295611 | 58291913 | 55400 | CTG-2 | 55400 | CTG2 | 1514303523 | 2 | 34.603 | 3.563 | 9.4446 | 9.4637 | 6.7692 | 24.3164 | 1.3801 | 33.249 | 3.766 | 43.4025 | 43.49 |  | 38.9334 | 0.19021 | 2019 | 40 | 2 | 250 | -1 | 50 | 221122 | -119.4699 | 35.2802 | 2060 | 125 | 120 |  | 156 | Y | Natural Gas | Y | N | N | 9999 | N |  | Combined Cycle |  | 7495.3999 | 6524
55151_G_GEN1 | CA | 06029 | CXA LA PALOMA, LLC | La Paloma Generating Plant | 10296711 | 58290013 | 55151 | CTG-1 | 55151 | GEN1 | 1514303412 | 1 | 30.7041 | 3.3039 | 9.757 | 9.7767 | 0.82838 | 20.3613 | 12.4391 | 10.075 | 0.742 | 16.3971 | 16.4301 | 4.2691 | 3.3238 | 22.4317 | 2017 | 131 | 18 | 200 | 11904.3335 | 46.7622 | 221121 | -119.5925 | 35.2948 | 2000 | 125 | 120 |  | 243.7 | N | Natural Gas | Y | N | N | 9999 | N |  | Combined Cycle | 8736 | 6123.7598 | 7322
55151_G_GEN2 | CA | 06029 | CXA LA PALOMA, LLC | La Paloma Generating Plant | 10296711 | 58290113 | 55151 | CTG-2 | 55151 | GEN2 | 1514303412 | 2 | 34.4455 | 3.6632 | 11.6489 | 11.6723 | 0.989 | 24.3093 | 3.824 | 10.548 | 0.681 | 18.7533 | 18.7911 | 2.6014 | 3.8457 | 12.8297 | 2017 | 131 | 18 | 200 | 11653.6835 | 45.7776 | 221121 | -119.5932 | 35.2947 | 242 | 125 | 120 |  | 241.6 | N | Natural Gas | Y | N | N | 9999 | N |  | Combined Cycle | 8736 | 5822.1406 | 7290
55151_G_GEN3 | CA | 06029 | CXA LA PALOMA, LLC | La Paloma Generating Plant | 10296711 | 58290213 | 55151 | CTG-3 | 55151 | GEN3 | 1514303412 | 3 | 35.6899 | 3.8488 | 11.3295 | 11.3524 | 0.96189 | 23.6429 | 8.2074 | 3.416 | 0.237 | 16.2182 | 16.2508 | 3.4996 | 11.8445 | 8.7911 | 2017 | 131 | 18 | 200 | 11792.3835 | 46.3224 | 221121 | -119.5925 | 35.2947 | 237 | 125 | 120 |  | 237.4 | N | Natural Gas | Y | N | N | 9999 | N |  | Combined Cycle | 8736 | 6059.021 | 7338
55151_G_GEN4 | CA | 06029 | CXA LA PALOMA, LLC | La Paloma Generating Plant | 10296711 | 58290313 | 55151 | CTG-4 | 55151 | GEN4 | 1514303412 | 4 | 27.5875 | 2.9548 | 8.7119 | 8.7295 | 0.73965 | 18.1804 | 9.3568 | 9.207 | 0.644 | 7.4148 | 7.4298 | 1.5495 | 3.8792 | 5.3495 | 2017 | 131 | 18 | 200 | 12183.7669 | 47.8599 | 221121 | -119.5919 | 35.2947 | 243 | 125 | 120 |  | 242.7 | N | Natural Gas | Y | N | N | 9999 | N |  | Combined Cycle | 8736 | 3781.0398 | 7247
10501_G_K100 | CA | 06029 | MID-SET COGENERATION COMPANY | Mid-Set Cogeneration | 13847911 | 84891013 |  |  | 10501 | K100 | 1514302592 | 1 | [14 empty] | 2017 | 49 | 10.7 | 250 | 3903.9334 | 43.398 | 221118 | -119.5709 | 35.1941 | 36 | 125 | 999 |  | 36 | Y | Natural Gas | N | Y | N | 9999 | N |  | Combustion Turbine | 8736 |  | 8700
50612_G_GEN1 | CA | 06029 | MCKITTRICK LIMITED | McKittrick Limited | 13890611 | 85205713 |  |  | 50612 | GEN1 | 1514301251 | 1 | [7 empty] | 1.3122 | 0.57956 | 0.18443 | 0.1848 | 0.0219 | 1.0104 | 1.5965 | 2017 | 74 | 11.8 | 285 | 3706.0334 | 33.8751 | 221112 | -119.6624 | 35.3193 | 46 |  | 999 |  | 46 | Y | Natural Gas | N | Y | N | 9999 | N |  | Combustion Turbine |  |  | 8700
50495_G_HS2 | CA | 06029 | HIGH SIERRA LIMITED | High Sierra Limited | 14108911 | 84884713 |  |  | 50495 | HS2 | 1514301118 | 2 | [7 empty] | 0.65242 | 0.26326 | 0.078242 | 0.0784 | 0.00572 | 0.372 | 1.9344 | 2019 | 60 | 8 | 285 | 1889.4333 | 37.5739 | 221118 | -119.0305 | 35.5055 | 23 |  | 999 |  | 23 | Y | Natural Gas | N | Y | N | 9999 | N |  | Combustion Turbine |  |  | 9641
50495_G_HS1 | CA | 06029 | HIGH SIERRA LIMITED | High Sierra Limited | 14108911 | 84884813 |  |  | 50495 | HS1 | 1514301118 | 1 | [7 empty] | 0.6543 | 0.24536 | 0.082234 | 0.0824 | 0.00584 | 0.21031 | 3.2131 | 2017 | 60 | 8 | 285 | 1900.6333 | 37.7966 | 221118 | -119.0305 | 35.5055 | 23 |  | 999 |  | 23 | Y | Natural Gas | N | Y | N | 9999 | N |  | Combustion Turbine |  |  | 9641
58122_G_GEN1 | CA | 06029 | DELANO ENERGY CENTER LLC | Delano Energy Center | 18139211 | 130169513 | 58122 | GEN1 | 58122 | GEN1 | 1514306662 | 2 | [7 empty] | 0.329 | 0.023 | 0.15524 | 0.15556 | 0.0434 | 1.2653 | 0.2381 | 2019 | 60 | 12 | 800 | 9173.4868 | 81.0787 | 221118 | -119.2944 | 35.7892 |  | 125 | 999 |  | 35 | N | Natural Gas | Y | N | N | 9999 | N |  | Combustion Turbine |  | 232.8899 | 11601
50170_G_GEN1 | CA | 06029 | BERRY PETROLEUM COMPANY LLC | Berry Cogen | 295911 | 50803613 |  |  | 50170 | GEN1 | 1514302265 | 1 | [7 empty] | 17.6463 | 4.5513 | 14.9333 | 14.9634 | 16.3847 |  | 55.1427 | 2017 | 60 | 11.4 | 370 | 17966.667 | 175.9515 | 221210 | -119.4436 | 35.093 | 38.7 |  | 999 |  | 35 | Y | Natural Gas | N | Y | N | 9999 | N |  | Combustion Turbine |  |  | 8700
55182_G_X718 | CA | 06029 | SUNRISE POWER CO | Sunrise Power LLC | 361111 | 50311813 | 55182 | CTG1 | 55182 | X718 | 1514303746 | 1 | 26.605 | 3.1001 | 14.5054 | 14.5347 | 4.1301 | 15.16 | 5.7837 | 20.509 | 2.341 | 32.3807 | 32.446 | 4.0377 | 23.3611 | 8.46 | 2019 | 150 | 19 | 200 | 11255.0335 | 39.6802 | 221112 | -119.585 | 35.2097 | 150 | 125 | 120 |  | 150 | N | Natural Gas | Y | N | N | 9999 | N |  | Combined Cycle | 8736 | 7895.731 | 7069
55182_G_X719 | CA | 06029 | SUNRISE POWER CO | Sunrise Power LLC | 361111 | 50311913 | 55182 | CTG2 | 55182 | X719 | 1514303746 | 2 | 22.9524 | 2.8001 | 15.301 | 15.3318 | 3.73 | 16.6201 | 5.6701 | 17.963 | 2.241 | 21.0772 | 21.1197 | 3.6354 | 11.8149 | 4.1547 | 2017 | 150 | 19 | 200 | 11222.3502 | 39.565 | 221112 | -119.585 | 35.2097 | 150 | 125 | 120 |  | 150 | N | Natural Gas | Y | N | N | 9999 | N |  | Combined Cycle | 8736 | 7740.8926 | 7069
50134_G_GTCG | CA | 06029 | SYCAMORE COGENERATION FACILITY | Sycamore Cogeneration | 3945411 | 35565913 |  |  | 50134 | GTCG | 151430511 | 3 | [7 empty] | 46.255 | 1.115 | 12.6425 | 12.668 |  |  | 88.4817 | 2017 | 46.6 | 17.5 | 1025 | 19.815 | 0.0823 | 221112 | -118.9853 | 35.452 | 76 | 125 | 999 |  | 75 | Y | Natural Gas | N | Y | N | 9999 | N |  | Combustion Turbine |  |  | 8700
50134_G_GTDG | CA | 06029 | SYCAMORE COGENERATION FACILITY | Sycamore Cogeneration | 3945411 | 35566013 |  |  | 50134 | GTDG | 151430511 | 4 | [7 empty] | 1.6489 | 0.027116 | 0.48067 | 0.48164 |  |  | 2.2597 | 2017 | 46.6 | 17.5 | 1025 | 19.815 | 0.0823 | 221112 | -118.9853 | 35.452 | 76 | 125 | 999 |  | 75 | Y | Natural Gas | N | Y | N | 9999 | N |  | Combustion Turbine |  |  | 8700
50134_G_GTAG | CA | 06029 | SYCAMORE COGENERATION FACILITY | Sycamore Cogeneration | 3945411 | 35566313 |  |  | 50134 | GTAG | 151430511 | 1 | [7 empty] | 47.7192 | 1.9401 | 13.1066 | 13.1331 |  |  | 89.842 | 2019 | 46.6 | 17.5 | 1025 | 19.815 | 0.0823 | 221112 | -118.9853 | 35.452 | 76 | 125 | 999 |  | 75 | Y | Natural Gas | N | Y | N | 9999 | N |  | Combustion Turbine |  |  | 8700
50134_G_GTBG | CA | 06029 | SYCAMORE COGENERATION FACILITY | Sycamore Cogeneration | 3945411 | 35566413 |  |  | 50134 | GTBG | 151430511 | 2 | [7 empty] | 1.5306 | 0.0513 | 0.30355 | 0.30417 |  |  | 1.0921 | 2017 | 46.6 | 17.5 | 1025 | 19.815 | 0.0823 | 221112 | -118.9853 | 35.452 | 76 | 125 | 999 |  | 75 | Y | Natural Gas | N | Y | N | 9999 | N |  | Combustion Turbine |  |  | 8700
50493_G_DC1 | CA | 06029 | DOUBLE C LIMITED | Double C Generation Limited Partnership | 410111 | 49233613 |  |  | 50493 | DC1 | 1514301119 | 1 | [7 empty] | 0.72397 | 0.26857 | 0.079839 | 0.08 | 0.00584 | 0.27441 | 1.0509 | 2017 | 60 | 8 | 280 | 1869.5167 | 37.1778 | 221112 | -119.046 | 35.4962 | 0.1 |  | 999 |  | 23 | N | Natural Gas | N | N | N | 9999 | N |  | Combustion Turbine |  |  | 10745
50493_G_DC2 | CA | 06029 | DOUBLE C LIMITED | Double C Generation Limited Partnership | 410111 | 49233713 |  |  | 50493 | DC2 | 1514301119 | 2 | [7 empty] | 0.64931 | 0.33359 | 0.081436 | 0.0816 | 0.00596 | 0.39912 | 3.5146 | 2017 | 60 | 8 | 280 | 1862.4167 | 37.0366 | 221112 | -119.046 | 35.4962 | 0.1 |  | 999 |  | 23 | N | Natural Gas | N | N | N | 9999 | N |  | Combustion Turbine |  |  | 10745
10650_G_GEN1 | CA | 06029 | BADGER CREEK LIMITED | Badger Creek Limited | 412511 | 49172513 | 10650 | GT1 | 10650 | GEN1 | 1514301250 | 1 | [7 empty] | 39.582 | 0.047 | 0.12326 | 0.1235 | 0.0148 | 0.35646 | 0.63601 | 2017 | 75 | 12 | 260 | 5786.3851 | 51.1422 | 221122 | -119.03 | 35.484 | 46 | 125 | 999 |  | 46 | Y | Natural Gas | Y | N | Y | 9999 | N |  | Combustion Turbine |  | 373.75 | 8700
10496_G_GTAG | CA | 06029 | KERN RIVER COGENERATION FACILITY | Kern River Cogeneration | 4197011 | 33772313 |  |  | 10496 | GTAG | 15143088 | 1 | [7 empty] | 2.2862 | 0.0922 | 0.18231 | 0.18268 |  |  | 7.2558 | 2017 | 63 | 14.5 | 250 | 7551.6668 | 45.7132 | 221118 | -118.9851 | 35.4518 | 72 | 125 | 999 |  | 72 | Y | Natural Gas | N | Y | N | 9999 | N |  | Combustion Turbine |  |  | 8700
10496_G_GTBG | CA | 06029 | KERN RIVER COGENERATION FACILITY | Kern River Cogeneration | 4197011 | 33772413 |  |  | 10496 | GTBG | 15143088 | 2 | [7 empty] | 2.0507 | 0.0672 | 0.26808 | 0.26862 |  |  | 5.636 | 2017 | 63 | 14.5 | 250 | 7778.6168 | 47.087 | 221118 | -118.9851 | 35.4518 | 72 | 125 | 999 |  | 72 | Y | Natural Gas | N | Y | N | 9999 | N |  | Combustion Turbine |  |  | 8700
10496_G_GTCG | CA | 06029 | KERN RIVER COGENERATION FACILITY | Kern River Cogeneration | 4197011 | 33772513 |  |  | 10496 | GTCG | 15143088 | 3 | [7 empty] | 6.9786 | 0.16744 | 2.2856 | 2.2902 |  |  | 21.9459 | 2017 | 63 | 14.5 | 250 | 7770.0334 | 47.0351 | 221118 | -118.9851 | 35.4518 | 72 | 125 | 999 |  | 72 | Y | Natural Gas | N | Y | N | 9999 | N |  | Combustion Turbine |  |  | 8700
10496_G_GTDG | CA | 06029 | KERN RIVER COGENERATION FACILITY | Kern River Cogeneration | 4197011 | 33772613 |  |  | 10496 | GTDG | 15143088 | 4 | [7 empty] | 41.8229 | 0.69594 | 13.6924 | 13.72 |  |  | 137.8632 | 2017 | 63 | 14.5 | 250 | 7959.3834 | 48.1813 | 221118 | -118.9851 | 35.4518 | 72 | 125 | 999 |  | 72 | Y | Natural Gas | N | Y | N | 9999 | N |  | Combustion Turbine |  |  | 8700
54626_B_BL01 | CA | 06029 | MT POSO COGENERATION COMPANY, LLC | Mt Poso Cogeneration | 4197111 | 33770513 |  |  | 54626 | BL01 | 15143091 | 3 | [7 empty] | 132.5503 | 2.2995 | 20.6185 | 22.1755 |  | 17.7495 | 8.3603 | 2017 | 150 | 8.5 | 300 | 3932.85 | 69.2795 | 221118 | -119.006 | 35.577 | 592 | 125 | 999 |  | 42 | Y | Biomass | N | Y | N | 9999 | N |  | Biomass |  |  | 15588
54768_G_GEN1 | CA | 06029 | LIVE OAK LIMITED | Live Oak Limited | 456011 | 48853413 | 54768 | GT1 | 54768 | GEN1 | 151430172 | 1 | [7 empty] | 70.136 | 0.054 | 0.022255 | 0.0223 | 0.0213 | 1.3938 | 1.2662 | 2017 | 74 | 11 | 285 | 6085.4934 | 64.0096 | 221122 | -119.0088 | 35.4959 | 48 | 125 | 999 |  | 46 | Y | Natural Gas | Y | N | Y | 9999 | N |  | Combustion Turbine |  | 400.5 | 8700
10649_G_GEN1 | CA | 06029 | BEAR MOUNTAIN LIMITED | Bear Mountain Limited | 458111 | 48843613 | 10649 | GT1 | 10649 | GEN1 | 1514302049 | 1 | [7 empty] | 38.444 | 0.11 | 0.031601 | 0.031665 | 0.0302 | 0.24427 | 2.5332 | 2017 | 74 | 11 | 280 | 3522.2334 | 37.0482 | 221122 | -118.9265 | 35.4192 | 46 | 125 | 999 |  | 46 | Y | Natural Gas | Y | N | Y | 9999 | N |  | Combustion Turbine |  | 845.25 | 8700
50003_G_GEN1 | CA | 06029 | CHALK CLIFF LIMITED | Chalk Cliff Limited | 492111 | 48640813 |  |  | 50003 | GEN1 | 151430723 | 1 | [7 empty] | 1.5297 | 0.49408 | 0.12991 | 0.13017 | 0.019 | 0.24704 | 4.2092 | 2017 | 74 | 10.8 | 285 | 3964.9667 | 43.264 | 221121 | -119.4299 | 35.0968 | 46 |  | 999 |  | 46 | Y | Natural Gas | N | Y | N | 9999 | N |  | Combustion Turbine |  |  | 8700
50115_G_GEN1 | CA | 06029 | U.S. BORAX | US Borax | 5813511 | 21476813 |  |  | 50115 | GEN1 | 15051228 | 1310 | [7 empty] | 0.08 | 0.0001 | 0.0099078 | 0.01 | 0.02 |  | 0.0191 | 2017 | [5 empty] | 212391 | -117.7003 | 35.0354 | 0.1 | 170 | 999 |  | 39 | Y | Natural Gas | N | Y | N | 9999 | N |  | Combustion Turbine |  |  | 8700
50494_G_KF1 | CA | 06029 | KERN FRONT LIMITED | Kern Front Limited | 5813711 | 21469513 |  |  | 50494 | KF1 | 1514301120 | 1 | [7 empty] | 1.507 | 0.51043 | 0.16616 | 0.1665 | 0.0122 | 0.53959 | 6.1373 | 2017 | 60 | 8 | 275 | 1716.9333 | 34.1435 | 221113 | -119.0398 | 35.5155 | 23 | 106 | 999 |  | 23 | N | Natural Gas | N | N | N | 9999 | N |  | Combustion Turbine |  |  | 10745
50494_G_KF2 | CA | 06029 | KERN FRONT LIMITED | Kern Front Limited | 5813711 | 21469613 |  |  | 50494 | KF2 | 1514301120 | 2 | [7 empty] | 1.5085 | 0.51509 | 0.16768 | 0.16802 | 0.0123 | 0.51264 | 6.1811 | 2019 | 60 | 8 | 275 | 1762.0333 | 35.0404 | 221113 | -119.0398 | 35.5158 | 23 | 106 | 999 |  | 23 | N | Natural Gas | N | N | N | 9999 | N |  | Combustion Turbine |  |  | 10745
55807_G_HPP1 | CA | 06031 | MRP SAN JOAQUIN ENERGY, LLC | Henrietta Peaker | 16711 | 52145713 | 55807 | HPP1 | 55807 | HPP1 | 1614303929 | 1 | 3.0387 | 0.086294 | 0.11012 | 0.11034 | 0.28293 | 4.0968 | 0.6861 | 1.469 | 0.054 | 0.37148 | 0.37222 | 0.0819 | 0.38073 | 0.50197 | 2017 | 40 | 2 | 250 | -1 | 50 | 221112 | -119.9043 | 36.24 | 46.9 | 125 | 120 |  | 46.3 | N | Natural Gas | Y | N | N | 9999 | N |  | Combustion Turbine | 8736 | 558.3696 | 10745
55807_G_HPP2 | CA | 06031 | MRP SAN JOAQUIN ENERGY, LLC | Henrietta Peaker | 16711 | 52145813 | 55807 | HPP2 | 55807 | HPP2 | 1614303929 | 2 | 2.3014 | 0.074584 | 0.38413 | 0.3849 | 0.26903 | 3.2963 | 0.8697 | 1.307 | 0.05 | 0.27121 | 0.27176 | 0.05223 | 0.33705 | 0.38602 | 2017 | 40 | 2 | 250 | -1 | 50 | 221112 | -119.9043 | 36.24 | 46.9 | 125 | 120 |  | 46.1 | N | Natural Gas | Y | N | N | 9999 | N |  | Combustion Turbine | 8736 | 569.4297 | 10745
55698_G_HEP1 | CA | 06031 | MRP SAN JOAQUIN ENERGY, LLC | Hanford Energy Park Peaker | 17611 | 52140513 | 55698 | HEP1 | 55698 | HEP1 | 1614304140 | 1 | 3.7195 | 0.13701 | 0.34184 | 0.34253 | 0.63268 | 3.0788 | 0.55208 | 0.583 | 0.02 | 0.12968 | 0.12994 | 0.0274 | 0.56429 | 0.32977 | 2019 | 40 | 2 | 250 | -1 | 50 | 221118 | -119.6477 | 36.2695 | 47.5 | 125 | 120 |  | 45.9 | N | Natural Gas | Y | N | N | 9999 | N |  | Combustion Turbine | 8736 | 448.8897 | 10910
55698_G_HEP2 | CA | 06031 | MRP SAN JOAQUIN ENERGY, LLC | Hanford Energy Park Peaker | 17611 | 52140613 | 55698 | HEP2 | 55698 | HEP2 | 1614304140 | 2 | 3.4524 | 0.10515 | 0.2536 | 0.25411 | 0.57394 | 2.6945 | 1.3845 | 0.692 | 0.019 | 0.1774 | 0.17776 | 0.0341 | 0.49289 | 0.2753 | 2019 | 40 | 2 | 250 | -1 | 50 | 221118 | -119.6477 | 36.2695 | 47.5 | 125 | 120 |  | 45.9 | N | Natural Gas | Y | N | N | 9999 | N |  | Combustion Turbine | 8736 | 457.2397 | 10910
10777_B_ZURN1 | CA | 06035 | H.L. POWER COMPANY | HL Power | 4198711 | 33747913 |  |  | 10777 | ZURN1 | 18081415 | 1 | [7 empty] | 150 | 1 | 34.2063 | 36.7893 | 1.3594 | 130.953 | 1.2 | 2019 | 135 | 10 | 325 | 4750.2 | 60.457 | 221122 | -120.2673 | 40.3708 |  | 125 | 999 |  | 30 | N | Biomass | N | N | N | 9999 | N |  | Biomass |  |  | 14842
54468_B_BLR1 | CA | 06035 | MT. LASSEN POWER |  | 53211 | 52025213 |  |  |  |  | 18081416 | 7 | [7 empty] | 84 | 4.2 | 19.0962 | 20.5382 | 0.39465 | 13.02 | 19.4 | 2017 | 125 | 5 | 225 | 66.6666 | 3.3939 | 221122 | -121.018 | 40.297 |  | 125 | 999 |  |  |  |  | N | N | N |  | N
404_G_7 | CA | 06037 | LA CITY, DWP SCATTERGOOD GENERATING STN | Scattergood | 13909011 | 85872513 | 404 | 7 | 404 | 7 | 191026800075 | 27 | [7 empty] | 1.831 | 0.13 | 0.07936 | 0.07952 | 0.1 | 0.32936 | 0.6 | 2017 | [5 empty] | 221112 | -118.4268 | 33.9185 |  | 125 | 999 |  | 102 | N | Natural Gas | Y | N | N | 9999 | N |  | Combustion Turbine |  | 520.39 | 10745
404_G_6 | CA | 06037 | LA CITY, DWP SCATTERGOOD GENERATING STN | Scattergood | 13909011 | 85872713 | 404 | 6 | 404 | 6 | 191026800075 | 25 | [7 empty] | 2.361 | 0.166 | 0.16864 | 0.16898 | 0.1 | 0.40753 | 0.62 | 2017 | [5 empty] | 221112 | -118.4268 | 33.9185 |  | 125 | 999 |  | 102 | N | Natural Gas | Y | N | N | 9999 | N |  | Combustion Turbine |  | 648.7099 | 10745
404_G_4 | CA | 06037 | LA CITY, DWP SCATTERGOOD GENERATING STN | Scattergood | 13909011 | 85872913 | 404 | 4 | 404 | 4 | 191026800075 | 23 | [7 empty] | 19.448 | 2.161 | 7.4202 | 7.4351 | 4.39 | 8.5321 | 13.36 | 2017 | [5 empty] | 221112 | -118.4268 | 33.9185 |  | 125 | 999 |  | 204 | N | Natural Gas | Y | N | N | 9999 | N | 404_G_5;404_G_4 | Combined Cycle |  | 3795.05 | 7126
56898_G_1 | CA | 06037 | AMERESCO CHIQUITA ENERGY LLC | Ameresco Chiquita Canyon | 16015611 | 100969713 |  |  | 56898 | 1 | 191026140373 | 2 | [7 empty] | 4.17 | 3.28 | 1.4781 | 1.4811 | 1.38 |  | 0.58 | 2017 | [5 empty] | 221117 | -118.6429 | 34.4317 |  | 125 | 999 |  | 4 | N | Landfill Gas | N | N | N | 9999 | N |  | Landfill Gas |  |  | 13824
56898_G_2 | CA | 06037 | AMERESCO CHIQUITA ENERGY LLC | Ameresco Chiquita Canyon | 16015611 | 100969813 |  |  | 56898 | 2 | 191026140373 | 3 | [7 empty] | 0.11012 | 1 | 0.26 | 0.26 | 0.040002 |  | 3.05e-05 | 2019 | [5 empty] | 221117 | -118.6429 | 34.4317 |  | 125 | 999 |  | 4 | N | Landfill Gas | N | N | N | 9999 | N |  | Landfill Gas |  |  | 13824
56041_G_M2 | CA | 06037 | BICENT (CALIFORNIA) MALBURG LLC | Malburg | 16016511 | 101034113 | 56041 | M2 | 56041 | M2 | 191026155474 | 2 | 0.47455 | 0.01819 | 0.48065 | 0.48065 | 0.10591 | 1.1695 | 0.13597 | 9.954 | 0.751 | 0.05 | 0.05 | 0.01 | 0.071805 | 0.01 | 2017 | 40 | 2 | 250 | -1 | 50 | 221112 | -118.2196 | 33.9984 | 594 | 125 | 120 |  | 42 | N | Natural Gas | Y | N | N | 9999 | N |  | Combined Cycle | 8232 | 8333.8008 | 7775
56041_G_M1 | CA | 06037 | BICENT (CALIFORNIA) MALBURG LLC | Malburg | 16016511 | 101034313 | 56041 | M1 | 56041 | M1 | 191026155474 | 4 | 12.3135 | 0.43068 | 11.2866 | 11.3093 | 2.5072 | 27.685 | 3.337 | 9.165 | 0.756 | 10.0093 | 10.0295 | 2.22 | 12.4214 | 2.97 | 2017 | 40 | 2 | 250 | -1 | 50 | 221112 | -118.2196 | 33.9984 | 594 | 125 | 120 |  | 42 | N | Natural Gas | Y | N | N | 9999 | N |  | Combined Cycle | 8232 | 8370.5195 | 7775
57515_G_GT5 | CA | 06037 | WALNUT CREEK ENERGY, LLC | Walnut Creek Energy Park | 17216311 | 118956213 | 57515 | GT5 | 57515 | GT5 | 191026146536 | 11 | 7.32 | 0.22 | 0.63206 | 0.63334 | 0.18763 | 7.035 | 0.78571 | 4.805 | 0.293 | 0.1984 | 0.1988 | 0.17 | 4.7484 | 1.52 | 2017 | 40 | 2 | 250 | -1 | 50 | 221112 | -117.9449 | 34.0085 | 892 | 125 | 120 |  | 97 | N | Natural Gas | Y | N | N | 9999 | N |  | Combustion Turbine |  | 1099.8492 | 10745
57515_G_GT1 | CA | 06037 | WALNUT CREEK ENERGY, LLC | Walnut Creek Energy Park | 17216311 | 118956513 | 57515 | GT1 | 57515 | GT1 | 191026146536 | 3 | 9.57 | 0.26 | 0.55112 | 0.55224 | 0.37801 | 10.31 | 1.2257 | 5.092 | 0.266 | 0.48608 | 0.48706 | 0.2 | 6.8607 | 2.58 | 2019 | 40 | 2 | 250 | -1 | 50 | 221112 | -117.9449 | 34.0085 | 892 | 125 | 120 |  | 97 | N | Natural Gas | Y | N | N | 9999 | N |  | Combustion Turbine |  | 1227.6383 | 10745
57515_G_GT2 | CA | 06037 | WALNUT CREEK ENERGY, LLC | Walnut Creek Energy Park | 17216311 | 118956613 | 57515 | GT2 | 57515 | GT2 | 191026146536 | 5 | 10.19 | 0.3 | 0.97736 | 0.97933 | 0.31219 | 7.3 | 0.81495 | 4.431 | 0.24 | 0.1984 | 0.1988 | 0.21 | 5.8275 | 2.37 | 2019 | 40 | 2 | 250 | -1 | 50 | 221112 | -117.9449 | 34.0085 | 892 | 125 | 120 |  | 97 | N | Natural Gas | Y | N | N | 9999 | N |  | Combustion Turbine |  | 1413.8967 | 10745
57515_G_GT3 | CA | 06037 | WALNUT CREEK ENERGY, LLC | Walnut Creek Energy Park | 17216311 | 118956713 | 57515 | GT3 | 57515 | GT3 | 191026146536 | 7 | 9.19 | 0.27 | 0.20561 | 0.20603 | 0.21142 | 7.46 | 1.2022 | 4.322 | 0.227 | 0.30752 | 0.30814 | 0.22 | 6.1038 | 2.19 | 2017 | 40 | 2 | 250 | -1 | 50 | 221112 | -117.9449 | 34.0085 | 892 | 125 | 120 |  | 97 | N | Natural Gas | Y | N | N | 9999 | N |  | Combustion Turbine |  | 1269.1982 | 10745
57515_G_GT4 | CA | 06037 | WALNUT CREEK ENERGY, LLC | Walnut Creek Energy Park | 17216311 | 118956813 | 57515 | GT4 | 57515 | GT4 | 191026146536 | 9 | 7.61 | 0.22 | 0.34466 | 0.34536 | 0.20437 | 7.36 | 2.244 | 4.748 | 0.268 | 0.22816 | 0.22862 | 0.17 | 4.7853 | 1.7 | 2017 | 40 | 2 | 250 | -1 | 50 | 221112 | -117.9449 | 34.0085 | 892 | 125 | 120 |  | 97 | N | Natural Gas | Y | N | N | 9999 | N |  | Combustion Turbine |  | 1080.8092 | 10745
50216_G_GN94 | CA | 06037 | TESORO REFINING & MARKETING CO, LLC | Watson Cogeneration | 4073511 | 121140613 |  |  | 50216 | GN94 | 191026174655 | 308 | [7 empty] | 47.7409 | 8.3414 | 17.9734 | 18.0097 | 7.8219 | 77.691 | 1.2563 | 2019 | [5 empty] | 324110 | -118.2383 | 33.8099 |  | 126 | 140 |  | 82 | Y | Natural Gas | N | Y | N | 9999 | N |  | Combined Cycle | 8736 |  | 5503
50216_G_GN93 | CA | 06037 | TESORO REFINING & MARKETING CO, LLC | Watson Cogeneration | 4073511 | 121140713 |  |  | 50216 | GN93 | 191026174655 | 306 | [7 empty] | 50.615 | 10.8912 | 13.0621 | 13.0884 | 4.8422 | 83.6505 | 4.2371 | 2019 | 70 | 2 | 300 | -1 | 50 | 324110 | -118.2449 | 33.8164 |  | 126 | 140 |  | 82 | Y | Natural Gas | N | Y | N | 9999 | N | 50216_G_GN96;50216_G_GN93 | Combined Cycle | 8736 |  | 5503
50216_G_GN92 | CA | 06037 | TESORO REFINING & MARKETING CO, LLC | Watson Cogeneration | 4073511 | 121140813 |  |  | 50216 | GN92 | 191026174655 | 304 | [7 empty] | 61.823 | 12.2973 | 35.5285 | 35.6002 | 16.7137 | 117.842 | 4.6775 | 2019 | 70 | 2 | 300 | -1 | 50 | 324110 | -118.2449 | 33.8164 |  | 126 | 140 |  | 82 | Y | Natural Gas | N | Y | N | 9999 | N |  | Combined Cycle | 8736 |  | 5503
50216_G_GN91 | CA | 06037 | TESORO REFINING & MARKETING CO, LLC | Watson Cogeneration | 4073511 | 121140913 |  |  | 50216 | GN91 | 191026174655 | 302 | [7 empty] | 46.0656 | 8.1693 | 15.3374 | 15.3683 | 15.0818 | 51.811 | 4.2776 | 2019 | 70 | 2 | 300 | -1 | 50 | 324110 | -118.2449 | 33.8164 |  | 126 | 140 |  | 82 | Y | Natural Gas | N | Y | N | 9999 | N | 50216_G_GN95;50216_G_GN91 | Combined Cycle | 8736 |  | 5503
10169_G_GEN1 | CA | 06037 | CARSON COGENERATION COMPANY | Carson Cogeneration | 4082511 | 100907513 | 10169 | D1 | 10169 | GEN1 | 191026118406 | 7 | [7 empty] | 42.171 | 0.078 | [5 empty] | 2019 | [5 empty] | 221112 | -118.2496 | 33.8759 |  | 125 | 120 |  | 41.3 | Y | Natural Gas | Y | N | N | 9999 | N | 10169_G_GEN2;10169_G_GEN1 | Combined Cycle |  | 753.7603 | 8642
341_G_CT4 | CA | 06037 | LONG BEACH GENERATION, LLC | Long Beach Generation LLC | 4083011 | 35226913 | 341 | 4 | 341 | CT4 | 191026115314 | 7 | [7 empty] | 1.225 | 0.022 | 0.37696 | 0.37772 | 0.12 | 0.51961 | 1.74 | 2017 | [5 empty] | 221112 | -118.2248 | 33.7641 |  | 125 | 120 |  | 65 | N | Natural Gas | Y | N | N | 9999 | N |  | Combustion Turbine |  | 89.1 | 16716
341_G_CT3 | CA | 06037 | LONG BEACH GENERATION, LLC | Long Beach Generation LLC | 4083011 | 35227113 | 341 | 3 | 341 | CT4 | 191026115314 | 5 | 0.60554 | 0.15897 | 0.30612 | 0.30674 | 0.09819 | 0.41715 | 1.4027 | 0.955 | 0.02 | 0.36704 | 0.36778 | 0.12 | 0.51306 | 1.72 | 2017 | [5 empty] | 221118 | -118.2248 | 33.7641 | 1100 | 125 | 120 |  | 65 | N | Natural Gas | Y | N | N | 9999 | N |  | Combustion Turbine | 8736 | 118.97 | 16716
341_G_CT2 | CA | 06037 | LONG BEACH GENERATION, LLC | Long Beach Generation LLC | 4083011 | 35227213 | 341 | 2 | 341 | CT2 | 191026115314 | 3 | 0.57513 | 0.12533 | 0.24134 | 0.24183 | 0.07741 | 0.32885 | 1.1059 | 0.829 | 0.014 | 0.38688 | 0.38766 | 0.12 | 0.53976 | 1.81 | 2017 | [5 empty] | 221118 | -118.2248 | 33.7641 | 1100 | 125 | 120 |  | 65 | N | Natural Gas | Y | N | N | 9999 | N |  | Combustion Turbine | 8736 | 137.59 | 16716
341_G_CT1 | CA | 06037 | LONG BEACH GENERATION, LLC | Long Beach Generation LLC | 4083011 | 76563013 | 341 | 1 | 341 | CT1 | 191026115314 | 1 | [7 empty] | 0.863 | 0.017 | 0.41664 | 0.41748 | 0.13 | 0.57603 | 1.93 | 2019 | [5 empty] | 221112 | -118.2248 | 33.7641 |  | 125 | 120 |  | 65 | N | Natural Gas | Y | N | N | 9999 | N |  | Combustion Turbine |  | 77.15 | 16715
315_B_1 | CA | 06037 | AES ALAMITOS, LLC |  | 4083111 | 35223713 | 315 | 1 |  |  | 191026115394 | 2 | [7 empty] | 6.848 | 0.172 | [5 empty] | 2019 | [5 empty] | 221112 | -118.1031 | 33.7711 | 2020 | 125 | 160 |  |  |  |  | Y | N | N |  | N |  |  |  | 1494
315_B_2 | CA | 06037 | AES ALAMITOS, LLC |  | 4083111 | 76772213 | 315 | 2 |  |  | 191026115394 | 8 | [7 empty] | 4.984 | 0.284 | [5 empty] | 2019 | [5 empty] | 221112 | -118.1031 | 33.7711 | 2010 | 125 | 100 |  |  |  |  | Y | N | N |  | N |  |  |  | 2589
315_B_3 | CA | 06037 | AES ALAMITOS, LLC |  | 4083111 | 76772313 | 315 | 3 |  |  | 191026115394 | 9 | 1.3988 | 0.22894 | 0.45788 | 0.45788 | 0.30144 | 3.415 | 37.8136 | 22.148 | 0.624 | 1.22 | 1.22 | 0.57 | 1.8781 | 60.67 | 2017 | [5 empty] | 221118 | -118.1031 | 33.7711 | 2890 | 125 | 100 |  |  |  |  | Y | N | N |  | N |  |  | 8736 | 3688
315_B_4 | CA | 06037 | AES ALAMITOS, LLC | AES Alamitos LLC | 4083111 | 76772413 | 315 | 4 | 315 | 4 | 191026115394 | 10 | [7 empty] | 7.183 | 0.653 | [5 empty] | 2019 | [5 empty] | 221112 | -118.1031 | 33.7711 | 3440 | 125 | 100 |  | 335 | N | Natural Gas | Y | N | N | 2024 | N |  | O/G Steam |  | 2525 | 11055
315_B_5 | CA | 06037 | AES ALAMITOS, LLC | AES Alamitos LLC | 4083111 | 76772613 | 315 | 5 | 315 | 5 | 191026115394 | 12 | [7 empty] | 4.762 | 0.194 | [5 empty] | 2019 | [5 empty] | 221112 | -118.1031 | 33.7711 | 4260 | 125 | 100 |  | 485 | N | Natural Gas | Y | N | N | 2024 | N |  | O/G Steam |  | 367 | 10843
315_B_6 | CA | 06037 | AES ALAMITOS, LLC |  | 4083111 | 76772713 | 315 | 6 |  |  | 191026115394 | 13 | [7 empty] | 5.762 | 0.534 | [5 empty] | 2019 | [5 empty] | 221112 | -118.1031 | 33.7711 | 4880 | 125 | 100 |  |  |  |  | Y | N | N |  | N |  |  |  | 994
356_B_5 | CA | 06037 | AES REDONDO BEACH, LLC |  | 4083411 | 35217213 | 356 | 5 |  |  | 191026115536 | 1 | 2.1261 | 0.0821 | 2.0798 | 2.0798 | 0.76626 | 0.2299 | 1.4367 | 3.49 | 0.206 | 0.14 | 0.14 | 0.9 | 0.56703 | 27.18 | 2017 | 40 | 2 | 250 | -1 | 50 | 221112 | -118.395 | 33.8504 | 1810 | 125 | 100 |  |  |  |  | Y | N | N |  | N |  |  | 8736 | 709
356_B_8 | CA | 06037 | AES REDONDO BEACH, LLC |  | 4083411 | 35218813 | 356 | 8 |  |  | 191026115536 | 6 | 5.4833 | 0.45707 | 0.56371 | 0.56371 | 4.1898 | 3.23 | 68.7887 | 5.524 | 0.296 | 0.66 | 0.66 | 4.94 | 1.9936 | 75.5 | 2017 | 40 | 2 | 250 | -1 | 50 | 221112 | -118.395 | 33.8504 | 4240 | 125 | 100 |  |  |  |  | Y | N | N |  | N |  |  | 8736 | 444
356_B_7 | CA | 06037 | AES REDONDO BEACH, LLC |  | 4083411 | 35218913 | 356 | 7 |  |  | 191026115536 | 5 | 5.6979 | 0.1352 | 0.13069 | 0.13069 | 1.2394 | 0.577 | 20.1116 | 2.312 | 0.166 | 0.77 | 0.77 | 7.39 | 2.6043 | 112.88 | 2017 | 40 | 2 | 250 | -1 | 50 | 221112 | -118.395 | 33.8504 | 4240 | 125 | 100 |  |  |  |  | Y | N | N |  | N |  |  | 8736 | 825
356_B_6 | CA | 06037 | AES REDONDO BEACH, LLC |  | 4083411 | 35219113 | 356 | 6 |  |  | 191026115536 | 3 | 2.0526 | 0.07549 | 0.35733 | 0.35733 | 0.70459 | 0.08805 | 95.9126 | 5.508 | 0.285 | 0.83 | 0.83 | 1.64 | 2.2464 | 49.26 | 2017 | 40 | 2 | 250 | -1 | 50 | 221112 | -118.395 | 33.8504 | 1850 | 125 | 100 |  |  |  |  | Y | N | N |  | N |  |  | 8736 | 1521
57901_G_5 | CA | 06037 | EL SEGUNDO ENERGY CENTER LLC | El Segundo Energy Center LLC | 4084611 | 118844213 | 330 | 5 | 57901 | 5 | 191026115663 | 10 | 10.38 | 1.6 | 3.1326 | 3.1389 | 2.3026 | 29.935 | 2.5559 | 4.536 | 0.647 | 2.0038 | 2.0079 | 1.52 | 24.3197 | 11.38 | 2017 | 40 | 2 | 250 | -1 | 50 | 221112 | -118.4251 | 33.91 | 2600 | 125 | 120 |  | 195 | N | Natural Gas | Y | N | N | 9999 | N | 57901_G_6;57901_G_5 | Combined Cycle |  | 3130.8188 | 8368
57901_G_7 | CA | 06037 | EL SEGUNDO ENERGY CENTER LLC | El Segundo Energy Center LLC | 4084611 | 35181413 | 330 | 7 | 57901 | 7 | 191026115663 | 11 | 10.66 | 1.38 | 3.1227 | 3.129 | 2.2583 | 31.135 | 1.1257 | 5.876 | 0.743 | 2.1427 | 2.147 | 1.58 | 23.6782 | 15.61 | 2017 | 40 | 2 | 250 | -1 | 50 | 221112 | -118.4251 | 33.91 | 2400 | 125 | 120 |  | 195 | N | Natural Gas | Y | N | N | 9999 | N | 57901_G_7;57901_G_8 | Combined Cycle |  | 2770.0081 | 8368
10090_B_SMB001 | CA | 06037 | COMMERCE REFUSE TO ENERGY FACILITY |  | 5041011 | 85563113 |  |  |  |  | 19102637336 | 11 | [7 empty] | 95.67 | 9.71 | 2.33 | 3.495 | 2.42 | 9.6161 | 23.79 | 2017 | [5 empty] | 562213 | -118.1516 | 33.9966 |  | 103 | 999 |  |  |  |  | N | N | N |  | N
377_G_9 | CA | 06037 | GLENDALE CITY, GLENDALE WATER & POWER | Grayson | 5635111 | 85700013 | 377 | 9 | 377 | 9 | 191026800327 | 23 | [7 empty] | 2.06 | 0.061 | [5 empty] | 2019 | [5 empty] | 221112 | -118.2798 | 34.1571 | 470 | 125 | 100 |  | 48 | N | Natural Gas | Y | N | N | 9999 | N |  | Combustion Turbine |  | 573.1201 | 10745
377_B_5 | CA | 06037 | GLENDALE CITY, GLENDALE WATER & POWER | Grayson | 5635111 | 85700113 | 377 | 5 | 377 | 5 | 191026800327 | 22 | [7 empty] | 17.52 | 0.192 | [5 empty] | 2019 | [5 empty] | 221112 | -118.2798 | 34.1571 | 650 | 125 | 100 |  | 40 | N | Natural Gas | Y | N | N | 9999 | N |  | O/G Steam |  | 7489.3701 | 14246
377_B_4 | CA | 06037 | GLENDALE CITY, GLENDALE WATER & POWER | Grayson | 5635111 | 85700213 | 377 | 4 | 377 | 4 | 191026800327 | 21 | [7 empty] | 2.005 | 0.358 | [5 empty] | 2019 | [5 empty] | 221112 | -118.2798 | 34.1571 | 650 | 125 | 100 |  | 40 | N | Natural Gas | Y | N | N | 9999 | N |  | O/G Steam |  | 1492.3201 | 13796
408_G_7 | CA | 06037 | LA CITY, DWP VALLEY GENERATING STATION | Valley (CA) | 5681911 | 85759113 | 408 | 7 | 408 | 7 | 191026800193 | 6 | 29.4736 | 0.49177 | 3.4372 | 3.4441 | 6.2855 | 1.886 | 4.4652 | 31.512 | 2.358 | 6.0306 | 6.043 | 2.48 | 6.579 | 4.67 | 2017 | 40 | 2 | 250 | -1 | 50 | 221112 | -118.3903 | 34.2419 | 2000 | 125 | 120 |  | 162 | N | Natural Gas | Y | N | N | 9999 | N | 408_G_7;408_G_8 | Combined Cycle | 8736 | 4005.7488 | 7439
408_G_6 | CA | 06037 | LA CITY, DWP VALLEY GENERATING STATION | Valley (CA) | 5681911 | 85759413 | 408 | 6 | 408 | 6 | 191026800193 | 3 | 28.7945 | 0.64355 | 3.3123 | 3.319 | 5.4787 | 3.8955 | 3.9729 | 39.173 | 2.529 | 6.3486 | 6.3614 | 1.84 | 3.9687 | 2.82 | 2019 | 40 | 2 | 250 | -1 | 50 | 221112 | -118.3903 | 34.2419 | 1900 | 125 | 120 |  | 162 | N | Natural Gas | Y | N | N | 9999 | N |  | Combined Cycle | 8736 | 4538.5093 | 7439
408_G_5 | CA | 06037 | LA CITY, DWP VALLEY GENERATING STATION | Valley (CA) | 5681911 | 85759613 | 408 | 5 | 408 | 5 | 191026800193 | 1 | 0.4622 | 0.00785 | 0.060161 | 0.060284 | 0.02145 | 0.11127 | 0.06321 | 0.509 | 0.013 | 0.0089619 | 0.0090096 | 0.0186 | 0.11993 | 0.07336 | 2017 | 40 | 2 | 250 | -1 | 50 | 221112 | -118.3903 | 34.2419 | 480 | 125 | 120 |  | 43 | N | Natural Gas, Distillate Fuel Oil | Y | N | N | 9999 | N |  | Combustion Turbine | 8736 | 257.62 | 11454
399_G_10A | CA | 06037 | LA CITY, DWP HARBOR GENERATING STATION | Harbor | 5683211 | 76189613 | 399 | **10A | 399 | 10A | 191026800170 | 9 | 0.46623 | 0.00578 | 0.063131 | 0.063258 | 0.04979 | 0.0636 | 0.07319 | 5.642 | 0.155 | 0.051012 | 0.051125 | 0.04279 | 0.0702 | 0.10299 | 2017 | 40 | 2 | 250 | -1 | 50 | 221118 | -118.2657 | 33.7705 | 1090 | 125 | 140 |  | 73 | N | Natural Gas | Y | N | N | 9999 | N |  | Combined Cycle | 8736 | 533.7501 | 11213
399_G_GT10 | CA | 06037 | LA CITY, DWP HARBOR GENERATING STATION | Harbor | 5683211 | 76189813 | 399 | 10 | 399 | GT10 | 191026800170 | 11 | 4.6932 | 0.17199 | 0.036129 | 0.036201 | 0.61641 | 1.9075 | 0.52245 | 0.526 | 0.012 | 0.05852 | 0.05892 | 0.45 | 2.2193 | 0.32829 | 2017 | 40 | 2 | 250 | -1 | 50 | 221118 | -118.2657 | 33.7705 | 500 | 125 | 120 |  | 47.4 | N | Natural Gas | Y | N | N | 9999 | N |  | Combustion Turbine | 8736 | 393.3999 | 11029
399_G_GT11 | CA | 06037 | LA CITY, DWP HARBOR GENERATING STATION | Harbor | 5683211 | 76189913 | 399 | 11 | 399 | GT11 | 191026800170 | 12 | 4.2069 | 0.12202 | 0.025633 | 0.025685 | 0.43732 | 2.546 | 0.25332 | 0.533 | 0.014 | 0.02951 | 0.02964 | 0.3775 | 1.0397 | 0.36 | 2019 | 40 | 2 | 250 | -1 | 50 | 221118 | -118.2657 | 33.7705 | 800 | 125 | 120 |  | 47.4 | N | Natural Gas | Y | N | N | 9999 | N |  | Combustion Turbine | 8736 | 325.83 | 11029
399_G_GT12 | CA | 06037 | LA CITY, DWP HARBOR GENERATING STATION | Harbor | 5683211 | 76190013 | 399 | 12 | 399 | GT12 | 191026800170 | 13 | 0.00718 | 5e-06 | 0.00024175 | 0.000244 | 0.00032 | 1.6e-05 | 0.00018 | 0.522 | 0.014 | 0.00029784 | 0.00030061 | 0.000392 | 1.5e-05 | 0.000224 | 2017 | 40 | 2 | 250 | -1 | 50 | 221118 | -118.2657 | 33.7705 | 800 | 125 | 120 |  | 47.4 | N | Natural Gas | Y | N | N | 9999 | N |  | Combustion Turbine | 8736 | 232.2 | 11029
50837_B_UNIT1 | CA | 06037 | LONG BEACH CITY, SERRF PROJECT | Southeast Resource Recovery | 5783911 | 119254913 |  |  | 50837 | UNIT1 | 19102644577 | 16 | [7 empty] | 84.98 | 3.05 | 2.716 | 3.784 | 3.34 | 6.2242 | 18.02 | 2017 | [5 empty] | 562213 | -118.2411 | 33.7592 |  | 103 | 999 |  | 9.3 | Y | MSW | N | Y | N | 9999 | N |  | Municipal Solid Waste |  |  | 19076
50837_B_UNIT2 | CA | 06037 | LONG BEACH CITY, SERRF PROJECT | Southeast Resource Recovery | 5783911 | 119255013 |  |  | 50837 | UNIT2 | 19102644577 | 17 | [7 empty] | 96.03 | 3.65 | 3.44 | 4.89 | 3.49 | 12.0152 | 23.11 | 2019 | [5 empty] | 562213 | -118.2411 | 33.7592 |  | 103 | 999 |  | 9.3 | Y | MSW | N | Y | N | 9999 | N |  | Municipal Solid Waste |  |  | 19076
50837_B_UNIT3 | CA | 06037 | LONG BEACH CITY, SERRF PROJECT | Southeast Resource Recovery | 5783911 | 119255113 |  |  | 50837 | UNIT3 | 19102644577 | 18 | [7 empty] | 87.45 | 7.17 | 3.084 | 4.386 | 2.61 | 12.9649 | 17.54 | 2017 | [5 empty] | 562213 | -118.2411 | 33.7592 |  | 103 | 999 |  | 9.3 | Y | MSW | N | Y | N | 9999 | N |  | Municipal Solid Waste |  |  | 19076
10472_B_B300 | CA | 06037 | LA CNTY SANITATION DISTRICT-PUENTE HILLS | Puente Hills Energy Recovery | 5786011 | 85429013 |  |  | 10472 | B300 | 19102625070 | 3 | [7 empty] | 0.08 | 3.72e-05 | 0.0057343 | 0.0057877 | 0.00664 | 0.00014 | 0.01 | 2019 | [5 empty] | 562212 | -118.0163 | 34.0277 |  | 104 | 999 |  | 22.5 | N | Landfill Gas | N | N | N | 9999 | N |  | Landfill Gas |  |  | 14103
400_G_12 | CA | 06037 | LA CITY, DWP HAYNES GENERATING STATION | Haynes | 5796711 | 119396713 | 400 | 12 | 400 | 12 | 191026800074 | 100 | 0.99 | 0.06 | 0.13325 | 0.13351 | 0.09692 | 0.2701 | 1.1895 | 0.885 | 0.064 | 0.07936 | 0.07952 | 0.05 | 0.15947 | 0.3 | 2019 | 40 | 2 | 250 | -1 | 50 | 221112 | -118.0948 | 33.7639 | 820 | 125 | 120 |  | 99.4 | N | Natural Gas | Y | N | N | 9999 | N |  | Combustion Turbine |  | 258.44 | 10745
400_G_13 | CA | 06037 | LA CITY, DWP HAYNES GENERATING STATION | Haynes | 5796711 | 119396813 | 400 | 13 | 400 | 13 | 191026800074 | 101 | 4.7 | 0.26 | 0.25328 | 0.25379 | 0.20766 | 0.3296 | 2.7866 | 3.542 | 0.256 | 0.43648 | 0.43736 | 0.08 | 0.22645 | 0.66 | 2017 | 40 | 2 | 250 | -1 | 50 | 221112 | -118.0948 | 33.7639 | 820 | 125 | 120 |  | 99.4 | N | Natural Gas | Y | N | N | 9999 | N |  | Combustion Turbine |  | 1032.9398 | 10745
400_G_14 | CA | 06037 | LA CITY, DWP HAYNES GENERATING STATION | Haynes | 5796711 | 119396913 | 400 | 14 | 400 | 14 | 191026800074 | 102 | 1.06 | 0.06 | 0.18927 | 0.18965 | 0.15318 | 0.42055 | 1.897 | 0.943 | 0.059 | 0.1488 | 0.1491 | 0.05 | 0.066905 | 0.34 | 2017 | 40 | 2 | 250 | -1 | 50 | 221112 | -118.0948 | 33.7639 | 820 | 125 | 120 |  | 99.4 | N | Natural Gas | Y | N | N | 9999 | N |  | Combustion Turbine |  | 238.57 | 10745
400_G_15 | CA | 06037 | LA CITY, DWP HAYNES GENERATING STATION | Haynes | 5796711 | 119397013 | 400 | 15 | 400 | 15 | 191026800074 | 103 | 4.36 | 0.26 | 0.3962 | 0.397 | 0.17973 | 0.574 | 1.6998 | 3.686 | 0.262 | 0.42656 | 0.42742 | 0.15 | 0.34701 | 0.81 | 2017 | 40 | 2 | 250 | -1 | 50 | 221112 | -118.0948 | 33.7639 | 820 | 125 | 120 |  | 99.4 | N | Natural Gas | Y | N | N | 9999 | N |  | Combustion Turbine |  | 1009.0897 | 10745
400_G_16 | CA | 06037 | LA CITY, DWP HAYNES GENERATING STATION | Haynes | 5796711 | 119397113 | 400 | 16 | 400 | 16 | 191026800074 | 104 | 3.82 | 0.23 | 0.20157 | 0.20198 | 0.11889 | 0.4266 | 1.2742 | 3.375 | 0.239 | 0.36704 | 0.36778 | 0.19 | 0.73 | 0.86 | 2017 | 40 | 2 | 250 | -1 | 50 | 221112 | -118.0948 | 33.7639 | 820 | 125 | 120 |  | 99.4 | N | Natural Gas | Y | N | N | 9999 | N |  | Combustion Turbine |  | 919.6998 | 10745
400_B_1 | CA | 06037 | LA CITY, DWP HAYNES GENERATING STATION | Haynes | 5796711 | 119397313 | 400 | 1 | 400 | 1 | 191026800074 | 58 | 3.62 | 0.93 | 11.1022 | 11.1022 | 8.5464 | 3.807 | 52.8244 | 1.423 | 0.318 | 3.3 | 3.3 | 2.54 | 1.0812 | 15.72 | 2017 | 40 | 2 | 250 | -1 | 50 | 221112 | -118.0948 | 33.7639 | 2180 | 125 | 100 |  | 222 | N | Natural Gas | Y | N | N | 9999 | N |  | O/G Steam |  | 3709.4602 | 11548
400_B_2 | CA | 06037 | LA CITY, DWP HAYNES GENERATING STATION | Haynes | 5796711 | 119397413 | 400 | 2 | 400 | 2 | 191026800074 | 59 | 5.41 | 0.87 | 9.9725 | 9.9725 | 8.2971 | 1.3125 | 7.9759 | 0.267 | 0.102 | 4.18 | 4.18 | 3.48 | 1.5205 | 3.35 | 2017 | 40 | 2 | 250 | -1 | 50 | 221112 | -118.0948 | 33.7639 | 2160 | 125 | 100 |  | 222 | N | Natural Gas | Y | N | N | 9999 | N |  | O/G Steam |  | 3468.22 | 11396
400_G_9 | CA | 06037 | LA CITY, DWP HAYNES GENERATING STATION | Haynes | 5796711 | 119397613 | 400 | 9 | 400 | 9 | 191026800074 | 74 | 37.89 | 3.22 | 4.8323 | 4.8421 | 1.8033 | 3.2795 | 33.7372 | 30.597 | 2.743 | 4.4536 | 4.4627 | 3.6 | 10.3824 | 22.9 | 2019 | 40 | 2 | 250 | -1 | 50 | 221112 | -118.0948 | 33.7639 | 2040 | 125 | 120 |  | 162.5 | N | Natural Gas | Y | N | N | 9999 | N | 400_G_8;400_G_9 | Combined Cycle |  | 6462.1772 | 7134
400_G_10 | CA | 06037 | LA CITY, DWP HAYNES GENERATING STATION | Haynes | 5796711 | 119397713 | 400 | 10 | 400 | 10 | 191026800074 | 75 | 22 | 1.9 | 6.9136 | 6.9275 | 3.574 | 11.45 | 22.6427 | 29.278 | 2.473 | 4.6043 | 4.6136 | 3.3219 | 9.9034 | 24.14 | 2017 | 40 | 2 | 250 | -1 | 50 | 221112 | -118.0948 | 33.7639 | 2040 | 125 | 120 |  | 157.5 | N | Natural Gas | Y | N | N | 9999 | N |  | Combined Cycle |  | 3738.5908 | 7134
400_G_11 | CA | 06037 | LA CITY, DWP HAYNES GENERATING STATION | Haynes | 5796711 | 119398113 | 400 | 11 | 400 | 11 | 191026800074 | 99 | 4.77 | 0.3 | 0.32287 | 0.32352 | 0.23097 | 0.936 | 2.1796 | 2.542 | 0.197 | 0.2976 | 0.2982 | 0.11 | 0.51196 | 0.8 | 2019 | 40 | 2 | 250 | -1 | 50 | 221112 | -118.0948 | 33.7639 | 820 | 125 | 120 |  | 99.4 | N | Natural Gas | Y | N | N | 9999 | N |  | Combustion Turbine |  | 1177.5094 | 10745
56707_B_SD200 | CA | 06047 | MERCED POWER, LLC | El Nido Facility | 15863711 | 102290913 |  |  | 56707 | SD200 | 2414304607 | 8 | [7 empty] | 50.6271 | 2.5273 | 1.4342 | 1.5422 | 0.22856 | 15.8879 | 52.8339 | 2017 | [5 empty] | 221121 | -120.4899 | 37.1867 |  | 125 | 999 |  | 10.5 | N | Biomass | N | N | N | 9999 | N |  | Biomass |  |  | 20516
50865_G_K100 | CA | 06053 | SALINAS RIVER COGENERATION | Salinas River Cogeneration | 2096011 | 43069213 | 50865 | 1 | 50865 | K100 | 2707151222 | 1 | 10.66 | 1.12 | 7.0234 | 7.0375 |  | 0.09205 | 21.65 | 18.869 | 1.231 | 2.3311 | 2.3358 | 0.074992 | 0.068778 | 2.2894 | 2019 | 40 | 2 | 250 | -1 | 50 | 221112 | -120.8679 | 35.9516 | 33 | 125 | 120 |  | 33 | Y | Natural Gas | Y | N | N | 9999 | N |  | Combustion Turbine | 8736 | 8449.9297 | 8700
50864_G_K100 | CA | 06053 | SARGENT CANYON COGENERATION | Sargent Canyon Cogeneration | 2096311 | 43068913 | 50864 | 1 | 50864 | K100 | 2707151299 | 1 | 13.8 | 1.16 | 7.8765 | 7.8924 |  | 0.04045 | 41.4 | [5 empty] | 0.021968 |  | 2017 | 40 | 2 | 250 | -1 | 50 | 221112 | -120.8405 | 35.9359 | 30 | 125 | 120 |  | 30 | Y | Natural Gas | Y | N | N | 2017 | N |  | Combustion Turbine | 8736 | 8588.2812 | 8700
260_G_CT2B | CA | 06053 | DYNEGY MOSS LANDING, LLC | Dynegy Moss Landing Power Plant | 5684111 | 20546413 | 260 | 4A | 260 | CT2B | 270715577 | 7 | 22.535 | 1.281 | 0.40563 | 0.66182 | 4.4192 | 13.7914 | 176.7691 | 38.504 | 2.599 | 0.8231 | 1.343 | 8.9675 | 27.9855 | 358.6996 | 2019 | 145 | 18 | 190 | 15629.0669 | 61.3936 | 221112 | -121.7814 | 36.8055 | 2060 | 125 | 120 |  | 165 | N | Natural Gas | Y | N | N | 9999 | N |  | Combined Cycle |  | 3024.1482 | 7181
260_G_CT2A | CA | 06053 | DYNEGY MOSS LANDING, LLC | Dynegy Moss Landing Power Plant | 5684111 | 20546513 | 260 | 3A | 260 | CT2A | 270715577 | 6 | 25.399 | 1.576 | 0.49917 | 0.81444 | 5.4384 | 16.9719 | 217.5347 | 44.149 | 2.814 | 0.89101 | 1.4537 | 9.7073 | 30.2942 | 388.2906 | 2019 | 145 | 18 | 190 | 15629.0666 | -1 | 221112 | -121.7814 | 36.8055 | 2060 | 125 | 120 |  | 165 | N | Natural Gas | Y | N | N | 9999 | N |  | Combined Cycle |  | 3761.2996 | 7181
260_G_CT1B | CA | 06053 | DYNEGY MOSS LANDING, LLC | Dynegy Moss Landing Power Plant | 5684111 | 20546613 | 260 | 2A | 260 | CT1B | 270715577 | 5 | 20.355 | 1.218 | 0.38573 | 0.62934 | 4.2024 | 13.1147 | 168.0955 | 44.452 | 2.948 | 0.9335 | 1.5231 | 10.1702 | 31.7389 | 406.8084 | 2019 | 145 | 18 | 190 | 15629.0666 | -1 | 221112 | -121.7814 | 36.8055 | 2060 | 125 | 120 |  | 165 | N | Natural Gas | Y | N | N | 9999 | N |  | Combined Cycle |  | 2949.7498 | 7181
260_B_7-1 | CA | 06053 | DYNEGY MOSS LANDING, LLC |  | 5684111 | 20546713 | 260 | 7-1 |  |  | 270715577 | 3 | 4.148 | 0.336 | 0.24083 | 0.29123 | 3.0355 | 1.7642 | 46.373 | 0.0176 | 0.00455 | 0.000124 | 0.00012425 | 0.00042959 | 0.031 | 0.000636 | 2017 | 500 | 19.5 | 244 | 28371.5833 | -1 | 221112 | -121.7814 | 36.8055 | 7050 | 125 | 100 |  |  |  |  | Y | N | N |  | N |  |  |  | 444.85
260_G_CT1A | CA | 06053 | DYNEGY MOSS LANDING, LLC | Dynegy Moss Landing Power Plant | 5684111 | 20546813 | 260 | 1A | 260 | CT1A | 270715577 | 4 | 21.804 | 1.417 | 0.44864 | 0.73199 | 4.8878 | 15.2537 | 195.512 | 45.609 | 2.952 | 0.93469 | 1.525 | 10.1832 | 31.7796 | 407.3301 | 2019 | 145 | 18 | 190 | 15629.0666 | -1 | 221112 | -121.7814 | 36.8055 | 2060 | 125 | 120 |  | 165 | N | Natural Gas | Y | N | N | 9999 | N |  | Combined Cycle |  | 3417.9265 | 7181
260_B_6-1 | CA | 06053 | DYNEGY MOSS LANDING, LLC |  | 5684111 | 20546913 | 260 | 6-1 |  |  | 270715577 | 2 | 1.9 | 0.17 | 2.1052 | 2.1052 | 3 | 0.072 | 9.5 | 0.1218 | 0.01365 | 0.0017469 | 0.0017504 | 0.0011596 | 0.072 | 0.01011 | 2019 | 500 | 19.5 | 244 | 28371.5833 | -1 | 221112 | -121.7814 | 36.8055 | 7050 | 125 | 100 |  |  |  |  | Y | N | N |  | N |  |  | 672 | 424.52
10294_G_GTG | CA | 06053 | CALPINE KING CITY COGEN, LLC | King City Power Plant | 7877111 | 2175613 |  |  | 10294 | GTG | 270715220 | 3 | [7 empty] | 0.71 | 0.03 | 0.1488 | 0.1491 | 0.010241 | 10.2776 | 0.27 | 2017 | 60 | 6 | 340 | 909.1666 | 32.1422 | 221112 | -121.1277 | 36.2253 |  | 125 | 999 |  | 73 | Y | Natural Gas | Y | Y | N | 9999 | N | 10294_G_GTG;10294_G_STG | Combined Cycle |  |  | 7832
55811_G_CTG1 | CA | 06053 | CALPINE KING CITY COGEN, LLC | King City Peaking | 7877111 | 78776613 | 10294 | 2 | 55811 | CTG1 | 270715220 | 4 | 0.5 | 0.0057 | 0.08432 | 0.08449 | 0.065 | 0.122 | 0.179 | 0.552 | 0.021 | 0.00992 | 0.00994 | 0.008785 | 0.02225 | 0.04 | 2019 | 60 | 6 | 340 | 909.1666 | 32.1422 | 221112 | -121.1277 | 36.2253 | 500 | 125 | 120 |  | 44 | N | Natural Gas | Y | N | N | 9999 | N |  | Combustion Turbine | 1120 | 170.4601 | 11324
7693_G_1 | CA | 06059 | CITY OF ANAHEIM/COMB TURBINE GEN STATION | Anaheim GT | 10136711 | 53238113 | 7693 | 1 | 7693 | 1 | 30102656940 | 2 | 4.56 | 0.12 | 1.7693 | 1.7729 | 0.76607 | 5.325 | 2.2761 | 2.352 | 0.063 | 5.3667 | 5.3775 | 0.98 | 13.9471 | 3.55 | 2017 | 40 | 2 | 250 | -1 | 50 | 221112 | -117.8582 | 33.8543 |  | 125 | 120 |  | 44.5 | N | Natural Gas | Y | N | N | 2019 | N |  | Combustion Turbine |  | 1037.6301 | 10745
57027_G_CPP1 | CA | 06059 | CANYON POWER PLANT | Canyon Power Plant | 15993811 | 119584513 | 57027 | 1 | 57027 | CPP1 | 301026153992 | 23 | [7 empty] | 1.683 | 0.101 | 0.72416 | 0.72562 | 0.55 | 2.6331 | 3.3 | 2017 | [5 empty] | 221112 | -117.8612 | 33.858 |  | 125 | 999 |  | 49.4 | N | Natural Gas | Y | N | N | 9999 | N |  | Combustion Turbine |  | 1048.6403 | 10745
57027_G_CPP2 | CA | 06059 | CANYON POWER PLANT | Canyon Power Plant | 15993811 | 119584613 | 57027 | 2 | 57027 | CPP2 | 301026153992 | 24 | [7 empty] | 1.365 | 0.087 | 0.744 | 0.7455 | 0.57 | 2.834 | 4.27 | 2017 | [5 empty] | 221112 | -117.8612 | 33.858 |  | 125 | 999 |  | 48 | N | Natural Gas | Y | N | N | 9999 | N |  | Combustion Turbine |  | 893.4305 | 10745
57027_G_CPP3 | CA | 06059 | CANYON POWER PLANT | Canyon Power Plant | 15993811 | 119584713 | 57027 | 3 | 57027 | CPP3 | 301026153992 | 25 | [7 empty] | 1.246 | 0.098 | 0.61504 | 0.61628 | 0.47 | 2.404 | 3.66 | 2017 | [5 empty] | 221112 | -117.8612 | 33.858 |  | 125 | 999 |  | 48 | N | Natural Gas | Y | N | N | 9999 | N |  | Combustion Turbine |  | 946.8004 | 10745
57027_G_CPP4 | CA | 06059 | CANYON POWER PLANT | Canyon Power Plant | 15993811 | 119584813 | 57027 | 4 | 57027 | CPP4 | 301026153992 | 26 | [7 empty] | 1.766 | 0.115 | 0.66464 | 0.66598 | 0.51 | 2.4023 | 3.73 | 2017 | [5 empty] | 221112 | -117.8612 | 33.858 |  | 125 | 999 |  | 49.4 | N | Natural Gas | Y | N | N | 9999 | N |  | Combustion Turbine |  | 1133.2798 | 10745
335_B_2 | CA | 06059 | AES HUNTINGTON BEACH, LLC | AES Huntington Beach LLC | 5905811 | 85853313 | 335 | 2 | 335 | 2 | 301026115389 | 5 | [7 empty] | 5.995 | 0.295 | [5 empty] | 2019 | [5 empty] | 221118 | -117.9782 | 33.6446 | 2000 | 125 | 100 |  | 225.8 | N | Natural Gas | Y | N | N | 2024 | N |  | O/G Steam |  | 1798 | 11225
335_B_1 | CA | 06059 | AES HUNTINGTON BEACH, LLC |  | 5905811 | 85853413 | 335 | 1 |  |  | 301026115389 | 4 | 16.4617 | 2.1495 | 5.3546 | 5.3546 | 2.2948 | 5.61 | 491.607 | 6.613 | 0.541 | 2.01 | 2.01 | 0.86 | 1.5357 | 80.62 | 2017 | 40 | 2 | 250 | -1 | 50 | 221118 | -117.9782 | 33.6446 | 1970 | 125 | 100 |  |  |  |  | Y | N | N |  | N |  |  | 8736 | 3530
10772_B_CFB | CA | 06061 | RIO BRAVO | Rio Bravo Rocklin | 14216111 | 84722313 |  |  | 10772 | CFB | 311623212 | 854 | [7 empty] | 117.6 | 20.1 | 57.1032 | 61.4152 | 0.3 | 4.0825 | 12.1 | 2017 | [5 empty] | 221117 | -121.3112 | 38.8326 |  | 125 | 999 |  | 24.4 | N | Biomass | N | N | N | 9999 | N |  | Biomass |  |  | 14571
10144_B_BLR3 | CA | 06061 | SIERRA PACIFIC INDUSTRIES | Sierra Pacific Lincoln Facility | 14217811 | 100276813 |  |  | 10144 | BLR3 | 311623188 | 11330 | [7 empty] | 136.5952 | 1.77 | 12.2732 | 13.2 | 0.463 |  | 193.9626 | 2017 | 100 | 5.5 | 300 | 99.7833 | 4.1982 | 321113 | -121.3115 | 38.9059 |  | 135 | 999 |  | 17.5 | Y | Biomass | N | Y | N | 9999 | N |  | Biomass |  |  | 5019
7452_G_1 | CA | 06061 | CITY OF ROSEVILLE - POWER PLANT | Roseville | 14224811 | 84770413 |  |  | 7452 | 1 | 311623201 | 1051 | [7 empty] | 0.919 | 0.002 | 0.083731 | 0.0839 | 0.13 |  | 0.0239 | 2017 | [5 empty] | 221112 | -121.3248 | 38.813 |  |  | 999 |  | 21.2 | N | Natural Gas | N | N | N | 9999 | N |  | Combustion Turbine |  |  | 15844
56298_G_0002 | CA | 06061 | ROSEVILLE ENERGY PARK | Roseville Energy Park | 15695911 | 100281313 | 56298 | CT002 | 56298 | 0002 | 3116232046 | 11284 | 5.03 | 0.5 | 1.2874 | 1.29 | 2.16 | 20.0515 | 3 | 3.886 | 0.367 | 0.079839 | 0.08 | 0.14 | 0.6035 | 2.09 | 2019 | 40 | 2 | 250 | -1 | 50 | 221112 | -121.3794 | 38.7916 | 705 | 125 | 140 |  | 38 | N | Natural Gas | Y | N | N | 9999 | N |  | Combined Cycle |  | 4217.5405 | 8053
56298_G_0001 | CA | 06061 | ROSEVILLE ENERGY PARK | Roseville Energy Park | 15695911 | 100281613 | 56298 | CT001 | 56298 | 0001 | 3116232046 | 11288 | 4.45 | 0.42 | 1.1776 | 1.18 | 1.97 | 7.7385 | 2.6 | 3.861 | 0.356 | 0.089819 | 0.09 | 0.16 | 0.639 | 3.13 | 2017 | 118 | 11.3 | 173 | 3420.4334 | 34.0925 | 221112 | -121.3794 | 38.7916 | 705 | 125 | 140 |  | 38 | N | Natural Gas | Y | N | N | 9999 | N | 56298_G_0003;56298_G_0001 | Combined Cycle |  | 3577.46 | 8053
10661_B_4 | CA | 06063 | COLLINS PINE CO | Collins Pine Project | 3270311 | 38962713 |  |  | 10661 | 4 | 32042215 | 1 | [7 empty] | 129.47 | 3.58 | 34.438 | 37.0386 | 16.93 |  | 461.25 | 2017 | 80 | 7 | 416 | 740.8833 | 19.2437 | 321113 | -121.2436 | 40.3028 | 0.1 | 135 | 999 |  | 12 | Y | Biomass | N | Y | N | 2020 | N |  | Biomass |  |  | 7053
50112_B_BLR2 | CA | 06063 | SIERRA PACIFIC INDUSTRIES | Sierra Pacific Quincy Facility | 3270411 | 38962013 |  |  | 50112 | BLR2 | 3204223 | 5 | [7 empty] | 273.99 | 4.87 | 8.7416 | 9.4017 | 30.5 |  | 1663.99 | 2017 | 85 | 8 | 390 | 3007.7 | 59.8122 | 321113 | -120.9088 | 39.9415 | 0.1 | 135 | 999 |  | 12 | N | Biomass | N | N | N | 9999 | N |  | Biomass |  |  | 15307
50112_B_BLR1 | CA | 06063 | SIERRA PACIFIC INDUSTRIES | Sierra Pacific Quincy Facility | 3270411 | 38962113 |  |  | 50112 | BLR1 | 3204223 | 3 | [7 empty] | 118.29 | 0.63 | 9.5203 | 10.2392 | 2.32 |  | 214.95 | 2017 | 85 | 8 | 390 | 1801.2667 | 35.8206 | 321113 | -120.9086 | 39.9414 | 0.1 | 135 | 999 |  | 12 | N | Biomass | N | N | N | 9999 | N |  | Biomass |  |  | 15307
55541_G_CTG2 | CA | 06065 | WILDFLOWER ENERGY LP/INDIGOGEN., LLC | Indigo Energy Facility | 10115711 | 119847113 | 55541 | 2 | 55541 | CTG2 | 331526127299 | 10 | 2.3387 | 0.03472 | 0.7319 | 0.73337 | 0.23219 | 0.7745 | 0.27244 | 1.557 | 0.041 | 0.75392 | 0.75544 | 0.08 | 0.80061 | 0.41 | 2017 | [5 empty] | 221112 | -116.5531 | 33.9103 | 504 | 125 | 120 |  | 47.6 | N | Natural Gas | Y | N | N | 9999 | N |  | Combustion Turbine | 8736 | 341.1501 | 10745
55541_G_CTG3 | CA | 06065 | WILDFLOWER ENERGY LP/INDIGOGEN., LLC | Indigo Energy Facility | 10115711 | 119847213 | 55541 | 3 | 55541 | CTG3 | 331526127299 | 12 | 2.4627 | 0.03792 | 0.79935 | 0.80096 | 0.25359 | 0.846 | 0.30466 | 1.114 | 0.03 | 0.81344 | 0.81508 | 0.08 | 0.87143 | 0.35 | 2017 | [5 empty] | 221112 | -116.5531 | 33.9103 | 504 | 125 | 120 |  | 48.2 | N | Natural Gas | Y | N | N | 9999 | N |  | Combustion Turbine | 8736 | 341.5299 | 10745
55541_G_CTG1 | CA | 06065 | WILDFLOWER ENERGY LP/INDIGOGEN., LLC | Indigo Energy Facility | 10115711 | 119847513 | 55541 | 1 | 55541 | CTG1 | 331526127299 | 8 | 2.3993 | 0.03632 | 0.94577 | 0.94768 | 0.24289 | 0.8105 | 0.2665 | 1.429 | 0.04 | 0.82336 | 0.82502 | 0.08 | 0.87951 | 0.33 | 2017 | [5 empty] | 221112 | -116.5531 | 33.9103 | 504 | 125 | 120 |  | 46.7 | N | Natural Gas | Y | N | N | 9999 | N |  | Combustion Turbine | 8736 | 289.3399 | 10745
56143_G_4 | CA | 06065 | CITY OF RIVERSIDE PUBLIC UTILITIES DEPT | Riverside Energy Resource Center | 13483211 | 101679813 | 56143 | 4 | 56143 | 4 | 331026139796 | 5 | 0.7438 | 0.02959 | 0.23439 | 0.23486 | 0.1188 | 0.32045 | 0.41559 | 0.868 | 0.051 | 0.6944 | 0.6958 | 0.35 | 0.9514 | 1.05 | 2017 | [5 empty] | 221111 | -117.4518 | 33.9612 | 525 | 125 | 120 |  | 48 | N | Natural Gas | Y | N | N | 9999 | N |  | Combustion Turbine | 400 | 421.6104 | 10745
56143_G_1 | CA | 06065 | CITY OF RIVERSIDE PUBLIC UTILITIES DEPT | Riverside Energy Resource Center | 13483211 | 76233813 | 56143 | 1 | 56143 | 1 | 331026139796 | 1 | 0.88442 | 0.05477 | 0.62758 | 0.62884 | 0.23744 | 0.6625 | 0.61255 | 1.263 | 0.075 | 0.78368 | 0.78526 | 0.29 | 0.83615 | 1.09 | 2017 | [5 empty] | 221111 | -117.452 | 33.9617 | 525 | 125 | 120 |  | 50 | N | Natural Gas | Y | N | N | 9999 | N |  | Combustion Turbine | 400 | 611.8292 | 10745
55853_G_1 | CA | 06065 | INLAND EMPIRE ENERGY CENTER, LLC |  | 13483911 | 76271213 | 55853 | 1 |  |  | 331026129816 | 1 | 34.9445 | 2.9278 | 11.982 | 12.0062 | 11.4241 | 74.23 | 2.9948 | 8.84 | 0.91 | 3.7597 | 3.7673 | 2.55 | 23.3265 | 5.71 | 2017 | [5 empty] | 221112 | -117.1717 | 33.7385 |  | 125 | 680 |  |  |  |  | Y | N | N |  | N |  |  | 8736 | 1197.15
55853_G_2 | CA | 06065 | INLAND EMPIRE ENERGY CENTER, LLC |  | 13483911 | 76271413 | 55853 | 2 |  |  | 331026129816 | 3 | 32.9751 | 2.6748 | 10.9499 | 10.972 | 11.6665 | 67.79 | 3.5501 | [8 empty] | 40 | 2 | 250 | -1 | 50 | 221112 | -117.1717 | 33.7385 | 800 | 125 | 120 |  |  |  |  | Y | N | N |  | N |  |  | 8736 | 329.98
55295_G_CT2 | CA | 06065 | BLYTHE ENERGY, INC. | Blythe Energy Inc | 13908711 | 85674413 | 55295 | 2 | 55295 | CT2 | 330518130202262 | 27954 | 18.33 | 0.979 | [5 empty] | 28.893 | 1.925 | 20.821 | 20.821 | 1.4729 | 19.3065 | 12.174 | 2017 | 130 | 16.5 | 210 | 19489.0503 | 91.1083 | 221112 | -114.6868 | 33.6158 | 1900 | 125 | 140 |  | 156.5 | N | Natural Gas | Y | N | N | 9999 | N |  | Combined Cycle |  | 2281.8096 | 7354
55295_G_CT1 | CA | 06065 | BLYTHE ENERGY, INC. | Blythe Energy Inc | 13908711 | 85674513 | 55295 | 1 | 55295 | CT1 | 330518130202262 | 27953 | 17.211 | 0.939 | [5 empty] | 18.401 | 1.478 | 20.243 | 20.243 | 1.8231 | 17.0408 | 11.0685 | 2017 | 130 | 16.5 | 210 | 19273.4503 | 90.1004 | 221112 | -114.6868 | 33.6156 | 1900 | 125 | 140 |  | 156.5 | N | Natural Gas | Y | N | N | 9999 | N |  | Combined Cycle |  | 2196.3601 | 7354
10300_B_BLR2 | CA | 06065 | DESERT VIEW POWER | Desert View Power | 15776111 | 101659413 |  |  | 10300 | BLR2 | 331526100154 | 2 | [7 empty] | 91.07 | 22.0357 | 1e-08 | 1e-08 | 3.13 | 0.16983 | 13.6 | 2017 | 85 | 10 | 300 | -1 | 50 | 221112 | -116.0879 | 33.5865 |  | 125 | 999 |  | 23.5 | N | Biomass | N | N | N | 9999 | N | 10300_B_BLR1;10300_B_BLR2 | Biomass |  |  | 16026
57482_G_CTG1 | CA | 06065 | SENTINEL ENERGY CENTER LLC | Sentinel Energy Center, LLC | 17228711 | 119856913 | 57482 | 1 | 57482 | CTG1 | 331526152707 | 21 | 3.1093 | 0.22097 | 0.31044 | 0.31106 | 0.51858 | 5.75 | 2.7334 | 4.015 | 0.202 | 0.27776 | 0.27832 | 0.65 | 0.94939 | 1.5 | 2017 | 40 | 2 | 250 | -1 | 50 | 221112 | -116.5722 | 33.9366 |  | 125 | 120 |  | 100 | N | Natural Gas | Y | N | N | 9999 | N |  | Combustion Turbine | 8736 | 934.7815 | 10745
57482_G_CTG2 | CA | 06065 | SENTINEL ENERGY CENTER LLC | Sentinel Energy Center, LLC | 17228711 | 119857013 | 57482 | 2 | 57482 | CTG2 | 331526152707 | 23 | 3.5218 | 0.2424 | 0.31016 | 0.31078 | 0.25329 | 6.325 | 1.5633 | 4.526 | 0.229 | 0.27776 | 0.27832 | 0.32 | 0.6856 | 1.91 | 2017 | 40 | 2 | 250 | -1 | 50 | 221112 | -116.5722 | 33.9366 |  | 125 | 120 |  | 100 | N | Natural Gas | Y | N | N | 9999 | N |  | Combustion Turbine | 8736 | 933.7114 | 10745
57482_G_CTG3 | CA | 06065 | SENTINEL ENERGY CENTER LLC | Sentinel Energy Center, LLC | 17228711 | 119857113 | 57482 | 3 | 57482 | CTG3 | 331526152707 | 25 | 2.8996 | 0.19935 | 0.91428 | 0.91612 | 0.14359 | 5.2 | 1.7942 | 4.461 | 0.222 | 0.91264 | 0.91448 | 0.2 | 0.44281 | 1.88 | 2019 | 40 | 2 | 250 | -1 | 50 | 221112 | -116.5722 | 33.9366 |  | 125 | 120 |  | 100 | N | Natural Gas | Y | N | N | 9999 | N |  | Combustion Turbine | 8736 | 974.0601 | 10745
57482_G_CTG4 | CA | 06065 | SENTINEL ENERGY CENTER LLC | Sentinel Energy Center, LLC | 17228711 | 119857213 | 57482 | 4 | 57482 | CTG4 | 331526152707 | 27 | 2.6283 | 0.19822 | 1.4106 | 1.4135 | 0.16116 | 5.17 | 1.218 | 4.27 | 0.198 | 1.2995 | 1.3021 | 0.2 | 0.72257 | 1.83 | 2019 | 40 | 2 | 250 | -1 | 50 | 221112 | -116.5722 | 33.9366 |  | 125 | 120 |  | 100 | N | Natural Gas | Y | N | N | 9999 | N |  | Combustion Turbine | 8736 | 866.5106 | 10745
57482_G_CTG5 | CA | 06065 | SENTINEL ENERGY CENTER LLC | Sentinel Energy Center, LLC | 17228711 | 119857313 | 57482 | 5 | 57482 | CTG5 | 331526152707 | 29 | 2.6833 | 0.19563 | 0.27282 | 0.27337 | 0.14091 | 5.105 | 1.9563 | 4.298 | 0.195 | 0.2976 | 0.2982 | 0.21 | 1.6741 | 1.78 | 2017 | 40 | 2 | 250 | -1 | 50 | 221112 | -116.5722 | 33.9366 |  | 125 | 120 |  | 100 | N | Natural Gas | Y | N | N | 9999 | N |  | Combustion Turbine | 8736 | 943.9203 | 10745
57482_G_CTG6 | CA | 06065 | SENTINEL ENERGY CENTER LLC | Sentinel Energy Center, LLC | 17228711 | 119857413 | 57482 | 6 | 57482 | CTG6 | 331526152707 | 31 | 2.5719 | 0.19211 | 0.58935 | 0.59054 | 0.13353 | 4.997 | 1.1591 | 4.076 | 0.218 | 0.55552 | 0.55664 | 0.17 | 0.55781 | 1.64 | 2019 | 40 | 2 | 250 | -1 | 50 | 221112 | -116.5722 | 33.9366 |  | 125 | 120 |  | 100 | N | Natural Gas | Y | N | N | 9999 | N |  | Combustion Turbine | 8736 | 725.9412 | 10745
57482_G_CTG7 | CA | 06065 | SENTINEL ENERGY CENTER LLC | Sentinel Energy Center, LLC | 17228711 | 119857513 | 57482 | 7 | 57482 | CTG7 | 331526152707 | 33 | 2.5782 | 0.18158 | 0.23495 | 0.23543 | 0.11895 | 4.737 | 1.6329 | 4.445 | 0.231 | 0.27776 | 0.27832 | 0.2 | 0.77668 | 1.77 | 2017 | 40 | 2 | 250 | -1 | 50 | 221112 | -116.5722 | 33.9366 |  | 125 | 120 |  | 100 | N | Natural Gas | Y | N | N | 9999 | N |  | Combustion Turbine | 8736 | 957.2401 | 10745
57482_G_CTG8 | CA | 06065 | SENTINEL ENERGY CENTER LLC | Sentinel Energy Center, LLC | 17228711 | 119857613 | 57482 | 8 | 57482 | CTG8 | 331526152707 | 35 | 2.7751 | 0.1989 | 0.74349 | 0.74499 | 0.11588 | 5.19 | 1.8997 | 4.566 | 0.206 | 0.65472 | 0.65604 | 0.14 | 0.97581 | 1.49 | 2019 | 40 | 2 | 250 | -1 | 50 | 221112 | -116.5722 | 33.9366 |  | 125 | 120 |  | 100 | N | Natural Gas | Y | N | N | 9999 | N |  | Combustion Turbine | 8736 | 777.8806 | 10745
6060_G_2 | CA | 06065 | IMPERIAL IRRIGATION DISTRICT/ COACHELLA | Coachella | 2541511 | 75960313 |  |  | 6060 | 2 | 33152662862 | 2 | [11 empty] | 0.04 |  |  | 2017 | [5 empty] | 221112 | -116.173 | 33.6759 |  |  | 999 |  | 20 | N | Natural Gas, Distillate Fuel Oil | N | N | N | 9999 | N |  | Combustion Turbine | 8736 |  | 20520
6060_G_3 | CA | 06065 | IMPERIAL IRRIGATION DISTRICT/ COACHELLA | Coachella | 2541511 | 75960413 |  |  | 6060 | 3 | 33152662862 | 3 | [7 empty] | 2.6 | 0.03 | 0.044012 | 0.044132 | 0.010153 | 0.024585 | 0.58123 | 2017 | [5 empty] | 221112 | -116.173 | 33.6759 |  |  | 999 |  | 20.7 | N | Natural Gas, Distillate Fuel Oil | N | N | N | 9999 | N |  | Combustion Turbine |  |  | 20520
55970_G_3 | CA | 06067 | SMUD COSUMNES POWER PLANT | Cosumnes | 13841411 | 84720713 | 55970 | 3 | 55970 | 3 | 3416243456 | 2 | 35.7299 | 1.0503 | 17.4698 | 17.505 | 1.1903 | 4.2012 | 11.7236 | 25.134 | 2.993 | 8.4307 | 8.4477 | 2.37 | 7.1099 | 14.9144 | 2019 | 165 | 18.5 | 215 | 18874.6003 | 70.189 | 221118 | -121.1239 | 38.3385 | 1850 | 125 | 120 |  | 189 | N | Natural Gas | Y | N | N | 9999 | N |  | Combined Cycle | 8736 | 8103.3501 | 7050
55970_G_2 | CA | 06067 | SMUD COSUMNES POWER PLANT | Cosumnes | 13841411 | 84720813 | 55970 | 2 | 55970 | 2 | 3416243456 | 1 | 36.338 | 1.0684 | 20.6138 | 20.6554 | 2.1368 | 7.8348 | 13.495 | 25.729 | 2.949 | 8.578 | 8.5953 | 3.4762 | 17.381 | 17.3246 | 2019 | 165 | 18.5 | 215 | 18874.6003 | 70.189 | 221118 | -121.1239 | 38.3381 | 1860 | 125 | 120 |  | 185 | N | Natural Gas | Y | N | N | 9999 | N | 55970_G_2;55970_G_1 | Combined Cycle | 8736 | 7909.1099 | 7050
7527_G_1 | CA | 06067 | CARSON COGENERATION PROJECT | Carson Ice-Gen Project | 4919511 | 32325113 | 7527 | 1 | 7527 | 1 | 341624193 | 1 | 11.715 | 1.042 | 0.32293 | 0.52689 | 3.5183 | 10.9798 | 140.7315 | 8.682 | 0.799 | 0.24674 | 0.40257 | 2.6881 | 8.389 | 107.525 | 2019 | 81 | 9.9 | 225 | 5149.7501 | 66.873 | 221118 | -121.463 | 38.4459 | 599 | 125 | 120 |  | 41.2 | Y | Natural Gas | Y | N | N | 9999 | N | 7527_G_CCCT;7527_G_1 | Combustion Turbine |  | 8270.0098 | 8700
7527_G_2 | CA | 06067 | CARSON COGENERATION PROJECT | Carson Ice-Gen Project | 4919511 | 84786713 | 7527 | 2 | 7527 | 2 | 341624193 | 2 | 1.61 | 0.074004 | 0.40868 | 0.4095 | 0.044931 | 1.9426 | 0.838 | 0.784 | 0.03 | 0.070993 | 0.071136 | 0.010162 | 0.95152 | 0.271 | 2017 | 81 | 8.2 | 859 | 9289.8501 | 175.8394 | 221118 | -121.4624 | 38.4457 | 450 | 125 | 120 |  | 16.6 | Y | Natural Gas | Y | N | N | 9999 | N |  | Combined Cycle | 8400 | 496.38 | 7952
7552_G_CCCT | CA | 06067 | SACRAMENTO POWER AUTHORITY | SPA Cogen 3 | 4919611 | 32324913 | 7552 | 1 | 7552 | CCCT | 341624194 | 1 | 37.367 | 2.088 | 7.1559 | 7.1703 | 7.188 | 1.1185 | 0.7447 | 25.557 | 1.598 | 4.2922 | 4.3009 | 0.34945 | 5.7563 | 3.588 | 2017 | 100 | 17 | 232 | 11350.0002 | 49.9842 | 221118 | -121.4736 | 38.511 | 1610 | 125 | 120 |  | 119 | Y | Natural Gas | Y | N | N | 9999 | N | 7552_G_CCST;7552_G_CCCT | Combined Cycle |  | 6667.5 | 7957
7551_G_CT1A | CA | 06067 | SACRAMENTO COGENERATION AUTHOY | SCA Cogen 2 | 4919711 | 32324713 | 7551 | 1A | 7551 | CT1A | 341624195 | 1 | 11.8325 | 0.9955 | 0.98891 | 0.9909 | 0.68003 | 5.6345 | 16.3765 | 11.797 | 0.896 | 2.0086 | 2.0127 | 0.47356 | 18.6642 | 14.159 | 2017 | 127.2 | 9.8 | 245 | 6365.4334 | 84.355 | 221112 | -121.4009 | 38.5308 | 46 | 125 | 120 |  | 47.6 | Y | Natural Gas | Y | N | N | 9999 | N | 7551_G_CT1A;7551_G_CCST | Combined Cycle | 8736 | 6052.4307 | 7216
7551_G_CT1C | CA | 06067 | SACRAMENTO COGENERATION AUTHOY | SCA Cogen 2 | 4919711 | 84801213 | 7551 | 1C | 7551 | CT1C | 341624195 | 3 | 2.416 | 0.154 | 0.23553 | 0.236 | 0.080354 | 0.82076 | 1.693 | 1.504 | 0.087 | 0.15614 | 0.15645 | 0.071115 | 1.2709 | 1.155 | 2019 | 60 | 10 | 789 | 5466.6667 | 69.5757 | 221112 | -121.3999 | 38.5309 | 500 | 125 | 120 |  | 43.8 | N | Natural Gas | Y | N | N | 9999 | N |  | Combustion Turbine | 8736 | 843.39 | 10745
7551_G_CT1B | CA | 06067 | SACRAMENTO COGENERATION AUTHOY | SCA Cogen 2 | 4919711 | 84801313 | 7551 | 1B | 7551 | CT1B | 341624195 | 2 | 11.189 | 0.943 | 1.2659 | 1.2684 | 0.72829 | 5.098 | 15.5005 | 10.723 | 0.898 | 2.3386 | 2.3433 | 0.82705 | 20.0676 | 15.895 | 2017 | 127.2 | 9.8 | 245 | 6365.4334 | 84.355 | 221112 | -121.4003 | 38.5308 |  | 125 | 120 |  | 47.6 | Y | Natural Gas | Y | N | N | 9999 | N |  | Combined Cycle | 8736 | 7621.4702 | 7216
535_G_1 | CA | 06067 | SACRAMENTO POWER AUTHORITY DBA WOOD GOUP POWER OP (F5133) | McClellan (CA) | 686311 | 45774913 |  |  | 535 | 1 | 341624138 | 1 | [7 empty] | 3.0326 | 0.035409 | 0.39706 | 0.39787 | 0.13547 | 0.31386 | 1.8831 | 2017 | 100 | 14.7 | 1000 | 26666.6672 | 157.0613 | 221112 | -121.394 | 38.6544 | 0.1 |  | 999 |  | 77 | N | Natural Gas | N | N | N | 9999 | N |  | Combustion Turbine |  |  | 12783
55518_G_CTG3 | CA | 06071 | HIGH DESERT POWER PROJECT | High Desert Power Plant | 13908211 | 85487613 | 55518 | CTG3 | 55518 | CTG3 | 360518104701849 | 3 | 42.2 | 3.1 | 46.2 | 46.2 | 1.7 | 25.856 | 9.6 | 36.08 | 2.659 | 22.3 | 22.3 | 2.5 | 10.1898 | 23.5 | 2017 | 130 | 19 | 200 | 17862.317 | 62.9746 | 221112 | -117.363 | 34.5953 | 190 | 125 | 120 |  | 156.5 | N | Natural Gas | Y | N | N | 9999 | N |  | Combined Cycle | 4704 | 5113.3994 | 7461
55518_G_CTG2 | CA | 06071 | HIGH DESERT POWER PROJECT | High Desert Power Plant | 13908211 | 85487713 | 55518 | CTG2 | 55518 | CTG2 | 360518104701849 | 2 | 42.6 | 2.9 | 23.6 | 23.6 | 2.1 | 17.1475 | 17.8 | 36.128 | 2.485 | 16.2 | 16.2 | 2.6 | 10.6173 | 26.8 | 2017 | 130 | 19 | 200 | 17862.317 | 62.9746 | 221112 | -117.363 | 34.5953 | 190 | 125 | 120 |  | 157.6 | N | Natural Gas | Y | N | N | 9999 | N |  | Combined Cycle | 4704 | 5068.2397 | 7461
55518_G_CTG1 | CA | 06071 | HIGH DESERT POWER PROJECT | High Desert Power Plant | 13908211 | 85487813 | 55518 | CTG1 | 55518 | CTG1 | 360518104701849 | 1 | 37.6 | 2.9 | 43.2 | 43.2 | 1 | 14.908 | 12.5 | 34.138 | 2.412 | 26.8 | 26.8 | 1.9 | 11.4201 | 26 | 2019 | 130 | 19 | 200 | 17862.317 | 62.9746 | 221112 | -117.363 | 34.5953 | 190 | 125 | 120 |  | 157.6 | N | Natural Gas | Y | N | N | 9999 | N |  | Combined Cycle | 4704 | 5528.7666 | 7461
358_G_MV3A | CA | 06071 | MOUNTAINVIEW GENERATING STATION | Mountainview Generating Station | 15782011 | 101803413 | 358 | 3-1 | 358 | MV3A | 361026160437 | 1 | 28.2362 | 3.4421 | 26.7874 | 26.8414 | 12.1685 | 4.557 | 6.7603 | 17.706 | 1.552 | 19.8003 | 19.8402 | 8.99 | 1.8284 | 10.38 | 2019 | 200 | 18 | 212 | -1 | 65 | 221112 | -117.2424 | 34.0824 | 2100 | 125 | 140 |  | 149 | N | Natural Gas | Y | N | N | 9999 | N | 358_G_MV3C;358_G_MV3A | Combined Cycle | 8736 | 6340.4312 | 7679
358_G_MV3B | CA | 06071 | MOUNTAINVIEW GENERATING STATION | Mountainview Generating Station | 15782011 | 101803613 | 358 | 3-2 | 358 | MV3B | 361026160437 | 3 | 26.7957 | 3.3214 | 25.8482 | 25.9003 | 11.7419 | 2.292 | 9.7646 | 15.657 | 1.572 | 19.1258 | 19.1643 | 8.69 | 1.3506 | 8.29 | 2019 | 200 | 18 | 212 | -1 | 65 | 221112 | -117.2424 | 34.0821 | 2100 | 125 | 140 |  | 149 | N | Natural Gas | Y | N | N | 9999 | N |  | Combined Cycle | 8736 | 6001.3101 | 7679
358_G_MV4A | CA | 06071 | MOUNTAINVIEW GENERATING STATION | Mountainview Generating Station | 15782011 | 101803813 | 358 | 4-1 | 358 | MV4A | 361026160437 | 5 | 32.7148 | 4.1616 | 32.3868 | 32.4521 | 14.7121 | 5.1 | 9.3463 | 20.116 | 1.921 | 19.959 | 19.9993 | 9.06 | 1.626 | 8.88 | 2017 | 200 | 18 | 212 | -1 | 65 | 221112 | -117.2424 | 34.0813 | 2100 | 125 | 140 |  | 149 | N | Natural Gas | Y | N | N | 9999 | N | 358_G_MV4C;358_G_MV4A | Combined Cycle | 8736 | 6482.9805 | 7679
358_G_MV4B | CA | 06071 | MOUNTAINVIEW GENERATING STATION | Mountainview Generating Station | 15782011 | 119932713 | 358 | 4-2 | 358 | MV4B | 361026160437 | 7 | 32.4439 | 4.1248 | 32.1003 | 32.1651 | 14.582 | 4.183 | 9.9453 | 15.914 | 1.716 | 20.9213 | 20.9635 | 9.5 | 1.7798 | 9.72 | 2017 | 200 | 18 | 212 | -1 | 65 | 221112 | -117.2424 | 34.081 | 2100 | 125 | 140 |  | 149 | N | Natural Gas | Y | N | N | 9999 | N |  | Combined Cycle | 8736 | 6631.043 | 7679
331_B_4 | CA | 06071 | NRG CALIFORNIA SOUTH LP, ETIWANDA GEN ST |  | 4785211 | 30670813 | 331 | 4 |  |  | 361026115315 | 5 | 3.3155 | 0.2552 | 5.6429 | 5.6429 | 0.57845 |  | 28.5315 | [8 empty] | 40 | 2 | 250 | -1 | 50 | 221118 | -117.5238 | 34.0899 | 3600 | 125 | 160 |  |  |  |  | Y | N | N |  | N |  |  | 8736 | 1092.8502
331_B_3 | CA | 06071 | NRG CALIFORNIA SOUTH LP, ETIWANDA GEN ST |  | 4785211 | 85457213 | 331 | 3 |  |  | 361026115315 | 3 | [5 empty] | 0.48075 | [14 empty] | 221118 | -117.5238 | 34.0899 | 2900 | 125 | 100 |  |  |  |  | Y | N | N |  | N |  |  | 8736 | 919.6301
55510_G_CPP4 | CA | 06073 | CALPEAK POWER BORDER LLC | CalPeak Power Border Peaker Plant | 10097111 | 54012613 | 55510 | GT-1 | 55510 | CPP4 | 3712277835 | 976502 | 1.6 | 0.09 | 2.9066 | 2.93 | 0.16013 |  | 4.2 | 0.899 | 0.03 | 2.9066 | 2.93 | 0.16013 |  | 4.2 | 2017 | 50 | 12 | 790 | 5416.6667 | 47.8745 | 221112 | -116.9426 | 32.5627 | 49.5 | 125 | 120 |  | 48 | N | Natural Gas | Y | N | N | 9999 | N |  | Combustion Turbine | 8736 | 304.5002 | 11072
55542_G_CTG2 | CA | 06073 | LARKSPUR ENERGY FACILITY | Larkspur Energy Facility | 10098711 | 54010913 | 55542 | 2 | 55542 | CTG2 | 3712277630 | 976094 | [7 empty] | 3.35 | 0.11 | 2.7181 | 2.74 | 0.39 |  | 22.3 | 2017 | 60 | 12 | 792 | 118.0833 | 1.0436 | 221118 | -116.9442 | 32.567 | 45 | 125 | 999 |  | 46 | N | Natural Gas, Distillate Fuel Oil | Y | N | N | 9999 | N |  | Combustion Turbine |  | 688.64 | 10745
55542_G_CTG1 | CA | 06073 | LARKSPUR ENERGY FACILITY | Larkspur Energy Facility | 10098711 | 54011013 | 55542 | 1 | 55542 | CTG1 | 3712277630 | 976138 | [7 empty] | 3.48 | 0.11 | 2.4502 | 2.47 | 0.42 |  | 21.38 | 2017 | 60 | 12 | 792 | 118.0833 | 1.0436 | 221118 | -116.9442 | 32.567 | 45 | 125 | 999 |  | 45.6 | N | Natural Gas, Distillate Fuel Oil | Y | N | N | 9999 | N |  | Combustion Turbine |  | 747.719 | 10745
55513_G_CPP7 | CA | 06073 | CALPEAK POWER ENTERPRISE LLC | CalPeak Power Enterprise Peaker Plant | 10098911 | 54010713 | 55513 | GT-1 | 55513 | CPP7 | 3712277594 | 976019 | 2.4 | 0.13 | 3.2339 | 3.26 | 0.23182 |  | 6.59 | 0.492 | 0.018 | 3.2339 | 3.26 | 0.23182 |  | 6.59 | 2017 | 50 | 12 | 790 | 5416.6667 | 47.8745 | 221111 | -117.116 | 33.1217 | 49.5 | 125 | 120 |  | 48 | N | Natural Gas | Y | N | N | 9999 | N |  | Combustion Turbine | 8736 | 310.4101 | 10986
55512_G_CPP6 | CA | 06073 | SDG&E CUYAMACA PEAK ENERGY PLANT | Cuyamaca Peak Energy Plant | 10099011 | 54010613 | 55512 | GT-1 | 55512 | CPP6 | 3712277592 | 976021 | 1.14 | 0.06 | 2.0634 | 2.08 | 0.11265 |  | 2.94 | 0.526 | 0.024 | 2.0634 | 2.08 | 0.11265 |  | 2.94 | 2017 | [5 empty] | 221112 | -116.971 | 32.7966 | 49.5 | 125 | 120 |  | 48.7 | N | Natural Gas | Y | N | N | 9999 | N |  | Combustion Turbine | 8736 | 234.45 | 11401
55538_G_CTG1 | CA | 06073 | ESCONDIDO ENERGY CENTER LLC |  | 13562011 | 78551213 | 55538 | CTG1 |  |  | 3712277112 | 976038 | 0.16 | 0.00611 | 0.10912 | 0.11 | 0.010241 |  | 0.27 | 1.223 | 0.054 | 0.10912 | 0.11 | 0.010241 |  | 0.27 | 2017 | [5 empty] | 221112 | -117.121 | 33.128 | 688 | 125 | 120 |  |  |  |  | Y | N | N |  | N | 55538_G_CTG1;55538_G_GEN1 |  | 8736 | 941.3668
55985_G_CTG1 | CA | 06073 | SDG&E PALOMAR ENERGY CENTER | Palomar Energy | 13562611 | 78684413 | 55985 | CTG1 | 55985 | CTG1 | 3712278013 | 1625 | 23.655 | 2.471 | 4.8013 | 4.84 | 0.024206 |  | 3.99 | 15.669 | 1.359 | 4.8013 | 4.84 | 0.024206 |  | 3.99 | 2019 | 100 | 12 | 250 | -1 | 50 | 221112 | -117.118 | 33.117 | 2030 | 125 | 120 |  | 170 | N | Natural Gas | Y | N | N | 9999 | N |  | Combined Cycle |  | 5058.1704 | 7062
55985_G_CTG2 | CA | 06073 | SDG&E PALOMAR ENERGY CENTER | Palomar Energy | 13562611 | 78684513 | 55985 | CTG2 | 55985 | CTG2 | 3712278013 | 1623 | 24.036 | 2.485 | 3.5712 | 3.6 | 0.026068 |  | 4.89 | 14.064 | 1.225 | 3.5712 | 3.6 | 0.026068 |  | 4.89 | 2019 | 100 | 12 | 250 | -1 | 50 | 221112 | -117.118 | 33.117 | 2030 | 125 | 120 |  | 170 | N | Natural Gas | Y | N | N | 9999 | N |  | Combined Cycle |  | 5093.7603 | 7062
55540_G_GEN1 | CA | 06073 | CHULA VISTA ENERGY CENTER LLC | Chula Vista Energy Center | 13562711 | 78684613 | 55540 |  | 55540 | GEN1;GEN1 | 3712277084 | 976039 | 0.2 | 0.00515 | 0.13 | 0.13 | 0.008379 |  | 2.28 | 0.2 | 0.00515 | 0.13 | 0.13 | 0.008379 |  | 2.28 | 2017 | [5 empty] | 221112 | -117.058 | 32.595 |  | 125 | 120 |  | 33.6 | N | Natural Gas | Y | N | N | 9999 | Y |  | Combustion Turbine | 8736 | 164.62 | 12369
55345_G_1-01 | CA | 06073 | OTAY MESA ENERGY CENTER LLC | Otay Mesa Generating Project | 17193711 | 118707713 | 55345 | CTG-1 | 55345 | 1-01 | 37122710882 | 1947 | [7 empty] | 8.413 | 0.744 | 42.8544 | 43.2 | 6.706 |  | 32.29 | 2017 | [5 empty] | 22111 | -116.9178 | 32.5736 |  | 125 | 140 |  | 152.8 | N | Natural Gas | Y | N | N | 9999 | N | 55345_G_1-01;55345_G_1-03 | Combined Cycle |  | 1551.1295 | 7217
55345_G_1-02 | CA | 06073 | OTAY MESA ENERGY CENTER LLC | Otay Mesa Generating Project | 17193711 | 118707813 | 55345 | CTG-2 | 55345 | 1-02 | 37122710882 | 1948 | [7 empty] | 10.459 | 0.919 | 42.8544 | 43.2 | 6.706 |  | 27.89 | 2017 | [5 empty] | 22111 | -116.9178 | 32.5736 |  | 125 | 140 |  | 152.8 | N | Natural Gas | Y | N | N | 9999 | N |  | Combined Cycle |  | 2012.2184 | 7217
56914_G_CTG1 | CA | 06073 | ORANGE GROVE ENERGY LP | Orange Grove Peaking Facility | 17193811 | 118740213 | 56914 | CTG1 | 56914 | CTG1 | 3712276289 | 1889 | [7 empty] | 0.805 | 0.033 | 0.38688 | 0.39 | 0.10706 |  | 1.05 | 2019 | [5 empty] | 221114 | -117.1114 | 33.3594 | 49.1 | 125 | 999 |  | 49.1 | N | Natural Gas | Y | N | N | 9999 | N |  | Combustion Turbine |  | 344.0303 | 10835
56914_G_CTG2 | CA | 06073 | ORANGE GROVE ENERGY LP | Orange Grove Peaking Facility | 17193811 | 118740313 | 56914 | CTG2 | 56914 | CTG2 | 3712276289 | 1890 | [7 empty] | 0.661 | 0.032 | 0.3968 | 0.4 | 0.11079 |  | 1.08 | 2017 | [5 empty] | 221114 | -117.1114 | 33.3594 | 49.1 | 125 | 999 |  | 49.1 | N | Natural Gas | Y | N | N | 9999 | N |  | Combustion Turbine |  | 328.7502 | 10835
10810_G_GEN2 | CA | 06073 | APPLIED ENERGY LLC MCRD |  | 2397811 | 78479113 |  |  |  |  | 371227149 | 104104 | [7 empty] | 0.02 | 4.65e-05 | 0.000589 | 0.000589 | 0.00037532 |  | 0.00651 | 2017 | [5 empty] | 221118 | -117.2083 | 32.7353 |  | 125 | 999 |  |  |  |  | N | N | N |  | N
10810_G_GEN1 | CA | 06073 | APPLIED ENERGY LLC MCRD |  | 2397811 | 78479213 |  |  |  |  | 371227149 | 870290 | [7 empty] | 35.03 | 0.55 | 25.7821 | 25.99 | 0.96731 |  | 7.22 | 2017 | [5 empty] | 221118 | -117.2083 | 32.7353 |  | 125 | 999 |  |  |  |  | N | N | N |  | N
10811_G_GEN2 | CA | 06073 | APPLIED ENERGY LLC NAVAL STATION |  | 3196611 | 78628813 |  |  |  |  | 371227415 | 455553 | [7 empty] | 0.28176 | 0.000801 | 0.008007 | 0.008013 | 0.0044257 |  | 0.080131 | 2017 | [5 empty] | 221118 | -117.1224 | 32.6793 |  | 125 | 999 |  |  |  |  | N | N | N |  | N
10811_G_GEN1 | CA | 06073 | APPLIED ENERGY LLC NAVAL STATION |  | 3196611 | 78628913 |  |  |  |  | 371227415 | 870291 | [7 empty] | 44.7 | 0.98 | 38.0134 | 38.32 | 1.7168 |  | 11.99 | 2017 | [5 empty] | 221118 | -117.1224 | 32.6793 |  | 125 | 999 |  |  |  |  | N | N | N |  | N
10811_G_GEN3 | CA | 06073 | APPLIED ENERGY LLC NAVAL STATION |  | 3196611 | 78629113 |  |  |  |  | 371227415 | 973654 | [7 empty] | 0.41 | 0.02 | 0.32 | 0.32 | 0.2024 |  | 0.03 | 2017 | [5 empty] | 221118 | -117.1224 | 32.6793 |  | 125 | 999 |  |  |  |  | N | N | N |  | N
56232_G_1 | CA | 06073 | CABRILLO POWER II LLC MIRAMAR GT | Miramar Energy Facility | 3371111 | 78629213 | 56232 | 1 | 56232 | 1 | 371227540 | 124249 | 0.9 | 0.0051 | 0.0496 | 0.05 | 0.008379 |  | 0.25 | 3.05 | 0.099 | 0.0496 | 0.05 | 0.008379 |  | 0.25 | 2017 | [5 empty] | 221112 | -117.1654 | 32.8759 | 360 | 125 | 120 |  | 47 | N | Natural Gas | Y | N | N | 9999 | N |  | Combustion Turbine | 8736 | 1324.2764 | 10745
56232_G_2 | CA | 06073 | CABRILLO POWER II LLC MIRAMAR GT | Miramar Energy Facility | 3371111 | 78629313 | 56232 | 2 | 56232 | 2 | 371227540 | 125250 | 1.03 | 0.00588 | 0.05952 | 0.06 | 0.00931 |  | 0.29 | 3.827 | 0.124 | 0.05952 | 0.06 | 0.00931 |  | 0.29 | 2019 | [5 empty] | 221112 | -117.1654 | 32.8759 | 360 | 125 | 120 |  | 47 | N | Natural Gas | Y | N | N | 9999 | N |  | Combustion Turbine | 8736 | 1646.2812 | 10745
302_B_3 | CA | 06073 | CABRILLO POWER I LLC ENCINA POWER PLANT |  | 5003711 | 86059213 | 302 | 3 |  |  | 37122773 | 793793 | 1.076 | 0.073 | 0.052553 | 0.063552 | 0.66241 | 0.38498 | 10.1194 | [8 empty] | 40 | 2 | 250 | -1 | 50 | 221112 | -117.3342 | 33.1408 | 1130 | 125 | 100 |  |  |  |  | Y | N | N |  | N |  |  |  | 780.8101
302_B_2 | CA | 06073 | CABRILLO POWER I LLC ENCINA POWER PLANT |  | 5003711 | 86059313 | 302 | 2 |  |  | 37122773 | 792792 | 0.858 | 0.058 | 0.04158 | 0.050283 | 0.5241 | 0.3046 | 8.0066 | [8 empty] | 40 | 2 | 250 | -1 | 50 | 221112 | -117.3342 | 33.1408 | 1010 | 125 | 100 |  |  |  |  | Y | N | N |  | N |  |  |  | 472.8701
302_B_1 | CA | 06073 | CABRILLO POWER I LLC ENCINA POWER PLANT |  | 5003711 | 86059413 | 302 | 1 |  |  | 37122773 | 791791 | 0.791 | 0.05 | 0.035945 | 0.043469 | 0.45308 | 0.26332 | 6.9216 | [8 empty] | 40 | 2 | 250 | -1 | 50 | 221112 | -117.3342 | 33.1408 | 1010 | 125 | 100 |  |  |  |  | Y | N | N |  | N |  |  |  | 371.65
302_B_5 | CA | 06073 | CABRILLO POWER I LLC ENCINA POWER PLANT |  | 5003711 | 86059613 | 302 | 5 |  |  | 37122773 | 523238 | 10.164 | 0.645 | 0.46241 | 0.5592 | 5.8286 | 3.3875 | 89.0417 | [8 empty] | 40 | 2 | 250 | -1 | 50 | 221112 | -117.3342 | 33.1408 | 3480 | 125 | 100 |  |  |  |  | Y | N | N |  | N |  |  |  | 2015.9598
302_B_4 | CA | 06073 | CABRILLO POWER I LLC ENCINA POWER PLANT |  | 5003711 | 86059813 | 302 | 4 |  |  | 37122773 | 177770 | 5.771 | 0.36 | 0.25792 | 0.31191 | 3.251 | 1.8894 | 49.6653 | [8 empty] | 40 | 2 | 250 | -1 | 50 | 221112 | -117.3342 | 33.1408 | 3240 | 125 | 100 |  |  |  |  | Y | N | N |  | N |  |  |  | 1170.7999
303_G_KEA3 | CA | 06073 | CABRILLO POWER II LLC KEARNY MESA GTS |  | 592411 | 78560813 |  |  |  |  | 37122779 | 126262 | [7 empty] | 0.65 | 0.00413 | 0.03968 | 0.04 | 0.006517 |  | 0.21 | 2017 | [5 empty] | 221122 | -117.1337 | 32.834 |  | 125 | 999 |  |  |  |  | N | N | N |  | N
303_G_KEA1 | CA | 06073 | CABRILLO POWER II LLC KEARNY MESA GTS |  | 592411 | 78561113 |  |  |  |  | 37122779 | 126265 | [7 empty] | 0.47 | 0.00258 | 0.01984 | 0.02 | 0.003724 |  | 0.13 | 2017 | [5 empty] | 221122 | -117.1337 | 32.834 |  | 125 | 999 |  |  |  |  | N | N | N |  | N
303_G_KEA2 | CA | 06073 | CABRILLO POWER II LLC KEARNY MESA GTS |  | 592411 | 78561213 |  |  |  |  | 37122779 | 126266 | [7 empty] | 0.6 | 0.00321 | 0.02976 | 0.03 | 0.005586 |  | 0.16 | 2017 | [5 empty] | 221122 | -117.1337 | 32.834 |  | 125 | 999 |  |  |  |  | N | N | N |  | N
54749_G_CTG | CA | 06073 | GOAL LINE LP | Goal Line LP | 593911 | 78730613 | 54749 | 1 | 54749 | CTG | 3712278469 | 911504 | 13.73 | 0.49 | 21.4074 | 21.58 | 0.86397 |  | 17.78 | 13.73 | 0.49 | 21.4074 | 21.58 | 0.86397 |  | 17.78 | 2017 | 58.2 | 3.4 | 436 | 251.1 | 27.6 | 221112 | -117.0993 | 33.1186 |  |  | 120 |  | 40 | Y | Natural Gas | Y | Y | N | 9999 | N |  | Combined Cycle | 8736 | 411.96 | 7749
10812_G_GEN1 | CA | 06073 | APPLIED ENERGY LLC NORTH ISLAND |  | 7111111 | 101894913 |  |  |  |  | 3712275270 | 1639 | [7 empty] | 7.03 | 0.84 | 13.9178 | 14.03 | 1.4719 |  | 4.58 | 2017 | [5 empty] | 221112 | -117.1897 | 32.7052 |  | 125 | 999 |  |  |  |  | N | N | N |  | N
55933_G_TCC1 | CA | 06077 | MRP SAN JOAQUIN ENERGY, LLC | Tracy Combined Cycle Power Plant | 10009011 | 120979113 |  |  | 55933 | TCC1 | 3914304597 | 5 | [7 empty] | 0.058 | 0.0151 | 0.0556 | 0.0556 | 0.0398 |  | 0.29399 | 2017 | 32.5 | 2 | 301 | 794.2 | 252.7 | 221118 | -121.4914 | 37.7109 |  | 125 | 999 |  | 156.2 | N | Natural Gas | N | N | N | 9999 | N |  | Combined Cycle |  |  | 8157
55933_G_TPP1 | CA | 06077 | MRP SAN JOAQUIN ENERGY, LLC | Tracy Combined Cycle Power Plant | 10009011 | 57721613 | 55933 | TPP1 | 55933 | TPP1 | 3914304597 | 1 | 12.229 | 0.66858 | 1.1768 | 1.1791 | 0.29175 | 0.60506 | 1.0211 | 25.595 | 1.213 | 3.0096 | 3.0157 | 0.17635 | 1.4461 | 2.663 | 2017 | 40 | 2 | 250 | -1 | 50 | 221112 | -121.4908 | 37.7108 | 84.4 | 125 | 120 |  | 82.1 | N | Natural Gas | Y | N | N | 9999 | N |  | Combined Cycle | 128 | 1625.6807 | 8157
55933_G_TPP2 | CA | 06077 | MRP SAN JOAQUIN ENERGY, LLC | Tracy Combined Cycle Power Plant | 10009011 | 57721713 | 55933 | TPP2 | 55933 | TPP2 | 3914304597 | 2 | 13.0716 | 0.74657 | 1.2941 | 1.2967 | 0.79896 | 0.62759 | 1.4407 | 15.17 | 0.946 | 3.4427 | 3.4497 | 0.23444 | 1.3229 | 2.5119 | 2017 | 40 | 2 | 250 | -1 | 50 | 221112 | -121.4908 | 37.7108 | 82 | 125 | 120 |  | 81.8 | N | Natural Gas | Y | N | N | 9999 | N |  | Combined Cycle | 110 | 1545.611 | 8157
50299_G_GEN1 | CA | 06077 | ALTAGAS RIPON ENERGY INC | AltaGas Ripon Energy Inc. | 1224911 | 43730413 |  |  | 50299 | GEN1 | 391430770 | 3 | [7 empty] | 1.4078 | 0.0549 | 0.62309 | 0.62435 | 0.0379 | 0.071366 | 8.0129 | 2019 | 71 | 12 | 317 | 3821.6667 | 33.7773 | 221112 | -121.1161 | 37.7313 | 49.9 | 125 | 999 |  | 46.1 | N | Natural Gas | N | N | N | 9999 | N |  | Combustion Turbine |  |  | 10745
7451_G_1 | CA | 06077 | NORTHERN CALIFORNIA POWER AGENCY | Lodi | 1310511 | 43812813 |  |  | 7451 | 1 | 391430583 | 1 | [7 empty] | 0.16664 | 0.0199 | 0.033133 | 0.0332 | 0.0133 |  | 0.0332 | 2019 | 20 | 13 | 923 | 3076 | 23.1651 | 221112 | -121.3006 | 38.1465 | 14 | 125 | 999 |  | 23.3 | N | Natural Gas, Distillate Fuel Oil | N | N | N | 9999 | N |  | Combustion Turbine |  |  | 16304
57978_G_CT1 | CA | 06077 | NORTHERN CALIFORNIA POWER | Lodi Energy Center | 1405711 | 120963713 | 57978 | CT1 | 57978 | CT1 | 3914302697 | 5 | 12.49 | 1.16 | 19.3021 | 19.341 | 3.4537 | 122.217 | 27.2152 | 24.768 | 2.537 | 11.0277 | 11.05 | 1.9704 | 15.285 | 15.55 | 2017 | 40 | 2 | 250 | -1 | 50 | 221122 | -121.3871 | 38.088 | 2250 | 125 | 120 |  | 162 | N | Natural Gas | Y | N | N | 9999 | N |  | Combined Cycle |  | 2385.7898 | 7092
7449_G_NA1 | CA | 06077 | NORTHERN CALIFORNIA POWER | Combustion Turbine Project No 2 | 1405711 | 43607613 | 7449 | NA1 | 7449 | NA1 | 3914302697 | 1 | 0.2215 | 0.0079499 | 0.047888 | 0.047984 | 0.03341 | 0.54605 | 0.29681 | 1.128 | 0.033 | 0.15056 | 0.15086 | 0.10818 | 1.4043 | 0.96273 | 2019 | 40 | 2 | 250 | -1 | 50 | 221122 | -121.3871 | 38.088 | 463 | 125 | 120 |  | 49.3 | N | Natural Gas | Y | N | N | 9999 | N |  | Combustion Turbine | 5880 | 59.9 | 10745
56135_G_2 | CA | 06077 | MODESTO IRRIGATION DISTRICT | Ripon Generation Station | 14090111 | 85018813 | 56135 | 2 | 56135 | 2 | 3914304940 | 2 | 0.54998 | 0.03782 | 0.13393 | 0.1342 | 0.04392 | 0.2074 | 0.41968 | 0.299 | 0.014 | 0.59889 | 0.6001 | 0.16067 | 0.20132 | 1.9494 | 2017 | 90 | 12 | 780 | 26400.7838 | 233.3402 | 221118 | -121.1249 | 37.7311 | 500 | 125 | 120 |  | 50 | N | Natural Gas | Y | N | N | 9999 | N |  | Combustion Turbine | 8736 | 768.0199 | 10745
56135_G_1 | CA | 06077 | MODESTO IRRIGATION DISTRICT | Ripon Generation Station | 14090111 | 85018913 | 56135 | 1 | 56135 | 1 | 3914304940 | 1 | 1.0189 | 0.0713 | 0.27544 | 0.276 | 0.0943 | 0.73715 | 0.8901 | 0.519 | 0.03 | 1.0579 | 1.06 | 0.21124 | 2.6468 | 2.18 | 2017 | 90 | 12 | 786 | 27452.7672 | 242.638 | 221118 | -121.1257 | 37.7311 | 505 | 125 | 120 |  | 50 | N | Natural Gas | Y | N | N | 9999 | N |  | Combustion Turbine | 8736 | 1240.0099 | 10745
54238_B_BIOMS1 | CA | 06077 | DTE STOCKTON, LLC | Stockton Biomass | 7110911 | 15076313 | 54238 | BIOMS1 | 54238 | BIOMS1 | 391430645 | 36 | 120.259 | 3.934 | 0.59163 | 0.60435 | 0.1813 | 0.38276 | 1.8131 | 103.096 | 0.168 | 7.9185 | 8.5147 | 1.5081 | 11.0557 | 90.9541 | 2017 | 60 | 2 | 250 | -1 | 11.6 | 221117 | -121.3304 | 37.9438 | 699 | 125 | 100 |  | 45 | Y | Biomass | Y | N | N | 9999 | N |  | Biomass |  | 7990.6587 | 8275
50537_G_GEN1 | CA | 06081 | IPT SRI COGENERATION INC | SRI International Cogen Project | 575411 | 45868113 |  |  | 50537 | GEN1 | 4113033011 | 1 | [7 empty] | 17.222 | 0.11603 | 2.8528 | 2.8585 | 0.97001 |  | 23.4809 | 2017 | 50 | 5 | 278 | 598.3333 | 30.4606 | 221112 | -122.1756 | 37.4579 | 54 | 125 | 999 |  | 5.6 | Y | Natural Gas | N | Y | N | 9999 | N |  | Combustion Turbine |  |  | 8700
50748_G_GEN2 | CA | 06085 | O L S ENERGY-AGNEWS | Agnews Power Plant | 1267311 | 43493813 |  |  | 50748 | GEN2 | 4313036044 | 1 | [7 empty] | 3.1237 | 0.048916 | 1.2027 | 1.2052 | 0.34525 |  | 2.5825 | 2017 | 50 | 8 | 300 | 3015.3333 | 59.964 | 221112 | -121.9254 | 37.4094 | 7 |  | 999 |  | 7.3 | N | Natural Gas | N | N | N | 9999 | N |  | Combined Cycle |  |  | 9203
55393_G_CTG2 | CA | 06085 | METCALF ENERGY CENTER | Metcalf Energy Center | 13834111 | 84510013 | 55393 | 2 | 55393 | CTG2 | 43130312183 | 3 | 32.098 | 1.7273 | 2.1819 | 2.1863 | 3.5556 | 11.4321 | 63.0019 | 36.235 | 2.818 | 2.8004 | 2.806 | 3.0613 | 13.707 | 51.8858 | 2019 | 40 | 2 | 250 | -1 | 50 | 221112 | -121.744 | 37.2169 | 2120 | 125 | 140 |  | 172 | N | Natural Gas | Y | N | N | 9999 | N |  | Combined Cycle | 8736 | 5743.644 | 7518
55393_G_CTG1 | CA | 06085 | METCALF ENERGY CENTER | Metcalf Energy Center | 13834111 | 84510213 | 55393 | 1 | 55393 | CTG1 | 43130312183 | 1 | 34.7248 | 1.9652 | 4.3808 | 4.3897 | 3.812 | 13.9109 | 60.0599 | 32.845 | 2.825 | 4.1601 | 4.1685 | 3.0074 | 13.8124 | 19.9944 | 2017 | 40 | 2 | 250 | -1 | 50 | 221112 | -121.744 | 37.2169 | 2120 | 125 | 140 |  | 172 | N | Natural Gas | Y | N | N | 9999 | N | 55393_G_STG1;55393_G_CTG1 | Combined Cycle | 8736 | 6298.6929 | 7518
54561_G_GT-G | CA | 06085 | GRAPHIC PACKAGING INTERNATIONAL, INC |  | 14114311 | 83505913 |  |  |  |  | 43130319441 | 6 | [7 empty] | 38.9817 | 0.44099 | 10.8428 | 10.8647 | 2.3918 |  | 199.4448 | 2017 | [5 empty] | 322121 | -121.942 | 37.368 | 219 | 133 | 999 |  |  |  |  | N | N | N |  | N
56026_G_CTG1 | CA | 06085 | Donald Von Raesfeld Power Plant | Donald Von Raesfeld Power Plant | 16024011 | 100453613 | 56026 | PCT1 | 56026 | CTG1 | 43130314991 | 1 | 13.46 | 1.1 | 4.2926 | 4.3013 | 0.5481 | 7.0703 | 9.0895 | 8.312 | 0.782 | 0.61302 | 0.61426 | 0.27125 | 5.379 | 9.0466 | 2019 | 40 | 2 | 250 | -1 | 50 | 221112 | -121.951 | 37.3763 | 611 | 125 | 120 |  | 50 | N | Natural Gas | Y | N | N | 9999 | N |  | Combined Cycle |  | 8123.9307 | 8606
56026_G_STG | CA | 06085 | Donald Von Raesfeld Power Plant | Donald Von Raesfeld Power Plant | 16024011 | 100453713 |  |  | 56026 | STG | 43130314991 | 2 | [7 empty] | 0.0070659 | 0.00077442 | 0.00053054 | 0.00053054 | 0.00055295 | 0.0046458 | 0.0078136 | 2017 | 40 | 2 | 250 | -1 | 50 | 221112 | -121.951 | 37.3763 |  | 125 | 999 |  | 47.8 | N | Natural Gas | N | N | N | 9999 | N |  | Combined Cycle |  |  | 8606
56026_G_CTG2 | CA | 06085 | Donald Von Raesfeld Power Plant | Donald Von Raesfeld Power Plant | 16024011 | 100453813 | 56026 | PCT2 | 56026 | CTG2 | 43130314991 | 3 | 11.97 | 1.13 | 4.6937 | 4.7031 | 0.34984 | 9.2782 | 5.0572 | 9.78 | 0.796 | 1.7019 | 1.7053 | 0.30261 | 7.7306 | 8.2665 | 2019 | 40 | 2 | 250 | -1 | 50 | 221112 | -121.951 | 37.3763 | 611 | 125 | 120 |  | 50 | N | Natural Gas | Y | N | N | 9999 | N |  | Combined Cycle |  | 8162.6299 | 8606
56026_G_STGx | CA | 06085 | Donald Von Raesfeld Power Plant |  | 16024011 | 100453913 |  |  |  |  | 43130314991 | 4 | [7 empty] | 0.014855 | 0.0015942 | 0.0028078 | 0.0028078 | 0.0012137 | 0.012728 | 0.013611 | 2019 | 40 | 2 | 250 | -1 | 50 | 221112 | -121.951 | 37.3763 |  | 125 | 999 |  |  |  |  | N | N | N |  | N
55810_G_S4 | CA | 06085 | CALPINE GILROY COGEN LP & GILROY ENERGY CENTER LLC | Gilroy Peaking Energy Center | 743011 | 45722313 | 55810 | S-4 | 55810 | S4 | 43130311180 | 4 | 1.3772 | 0.030202 | 0.018512 | 0.018549 | 0.025121 | 0.62717 | 0.20123 | 1.225 | 0.028 | 0.027227 | 0.027282 | 0.033247 | 0.82758 | 0.30382 | 2017 | 40 | 2 | 250 | -1 | 50 | 221112 | -121.5362 | 36.9994 | 62 | 125 | 120 |  | 45 | N | Natural Gas | Y | N | N | 9999 | N |  | Combustion Turbine | 8736 | 261.6102 | 11623
55810_G_S3 | CA | 06085 | CALPINE GILROY COGEN LP & GILROY ENERGY CENTER LLC | Gilroy Peaking Energy Center | 743011 | 45722413 | 55810 | S-3 | 55810 | S3 | 43130311180 | 3 | 1.6452 | 0.033256 | 0.064246 | 0.064376 | 0.027743 | 0.33592 | 0.32375 | 1.581 | 0.035 | 0.058224 | 0.058342 | 0.028536 | 0.34417 | 0.3059 | 2017 | 80 | 14 | 854 | 9730.8668 | 63.1874 | 221112 | -121.5364 | 37.0013 | 62 | 125 | 120 |  | 45 | N | Natural Gas | Y | N | N | 9999 | N |  | Combustion Turbine | 8736 | 236.0001 | 11623
55810_G_S5 | CA | 06085 | CALPINE GILROY COGEN LP & GILROY ENERGY CENTER LLC | Gilroy Peaking Energy Center | 743011 | 45722513 | 55810 | S-5 | 55810 | S5 | 43130311180 | 5 | 1.4278 | 0.023509 | 0.030965 | 0.031028 | 0.019026 | 0.29621 | 0.21099 | 1.572 | 0.029 | 0.036938 | 0.037012 | 0.023175 | 0.35812 | 0.23155 | 2019 | 40 | 2 | 250 | -1 | 50 | 221112 | -121.5362 | 36.9994 | 62 | 125 | 120 |  | 45 | N | Natural Gas | Y | N | N | 9999 | N |  | Combustion Turbine | 8736 | 212.4001 | 11623
10034_G_GEN2 | CA | 06085 | CALPINE GILROY COGEN LP & GILROY ENERGY CENTER LLC | Gilroy Power Plant | 743011 | 45722813 |  |  | 10034 | GEN2 | 43130311180 | 101 | [7 empty] | 0.53655 | 0.068603 | 0.36218 | 0.36218 | 0.26032 | 0.017747 | 0.64498 | 2017 | 40 | 2 | 250 | -1 | 50 | 221112 | -121.5364 | 37.0013 |  | 125 | 999 |  | 30 | Y | Natural Gas | N | Y | N | 9999 | N |  | Combined Cycle |  |  | 7705
10034_G_GEN1 | CA | 06085 | CALPINE GILROY COGEN LP & GILROY ENERGY CENTER LLC | Gilroy Power Plant | 743011 | 45722913 | 10034 | S-100 | 10034 | GEN1 | 43130311180 | 100 | 11.45 | 0.35 | 1.7402 | 1.7437 | 0.084251 |  | 2.1539 | 14.856 | 0.241 | 3.3865 | 3.3933 | 0.16395 |  | 3.1548 | 2017 | 40 | 2 | 250 | -1 | 50 | 221112 | -121.5364 | 37.0013 | 1080 | 125 | 120 |  | 85 | Y | Natural Gas | Y | N | N | 9999 | N |  | Combined Cycle |  | 1454.22 | 7705
55748_G_CTG1 | CA | 06085 | LOS ESTEROS CRITICAL ENERGY FACILITY | Los Esteros Critical Energy Center | 9991311 | 54562513 | 55748 | CTG1 | 55748 | CTG1 | 43130313289 | 1 | 1.217 | 0.21711 | 5.3382 | 5.3489 | 0.73631 |  | 5.0433 | 1.246 | 0.119 | 0.019447 | 0.019486 | 0.0026824 |  | 0.018373 | 2019 | 40 | 2 | 250 | -1 | 50 | 221112 | -121.9309 | 37.4227 | 473 | 125 | 120 | 0&72 | 45 | N | Natural Gas | Y | N | N | 9999 | N |  | Combined Cycle |  | 690.7901 | 8378
55748_G_CTG2 | CA | 06085 | LOS ESTEROS CRITICAL ENERGY FACILITY | Los Esteros Critical Energy Center | 9991311 | 54562613 | 55748 | CTG2 | 55748 | CTG2 | 43130313289 | 2 | 1.024 | 0.24097 | 5.9249 | 5.9369 | 0.83349 |  | 5.5976 | 1.223 | 0.134 | 0.014497 | 0.014526 | 0.0020394 |  | 0.013696 | 2019 | 40 | 2 | 250 | -1 | 50 | 221112 | -121.9309 | 37.4227 | 473 | 125 | 120 | 0&72 | 45 | N | Natural Gas | Y | N | N | 9999 | N |  | Combined Cycle |  | 582.7001 | 8378
55748_G_CTG3 | CA | 06085 | LOS ESTEROS CRITICAL ENERGY FACILITY | Los Esteros Critical Energy Center | 9991311 | 54562713 | 55748 | CTG3 | 55748 | CTG3 | 43130313289 | 3 | 1.888 | 0.22632 | 5.5646 | 5.5758 | 0.7828 |  | 5.2572 | 1.503 | 0.161 | 0.022769 | 0.022815 | 0.0032031 |  | 0.021511 | 2017 | 40 | 2 | 250 | -1 | 50 | 221112 | -121.9309 | 37.4227 | 473 | 125 | 120 | 0&72 | 45 | N | Natural Gas | Y | N | N | 9999 | N |  | Combined Cycle |  | 873.7999 | 8378
55748_G_CTG4 | CA | 06085 | LOS ESTEROS CRITICAL ENERGY FACILITY | Los Esteros Critical Energy Center | 9991311 | 54562813 | 55748 | CTG4 | 55748 | CTG4 | 43130313289 | 4 | 1.361 | 0.23417 | 5.7576 | 5.7692 | 0.80995 |  | 5.4396 | 0.98 | 0.135 | 0.027651 | 0.027706 | 0.0038897 |  | 0.026123 | 2017 | 40 | 2 | 250 | -1 | 50 | 221112 | -121.9309 | 37.4227 | 473 | 125 | 120 | 0&72 | 45 | N | Natural Gas | Y | N | N | 9999 | N |  | Combined Cycle |  | 1054.4801 | 8378
7307_G_6 | CA | 06089 | REDDING POWER PLANT | Redding Power | 1549311 | 100325613 | 7307 | 6 | 7307 | 6 | 451628163 | 9 | 3.33 | 0.52 | 0.32135 | 0.322 | 0.434 |  | 0.183 | 2.749 | 0.312 | 0.61875 | 0.62 | 0.83 |  | 0.25 | 2017 | 100 | 9.8 | 330 | 2972.2167 | 39.3879 | 221112 | -122.4243 | 40.5089 |  | 125 | 120 |  | 41 | N | Natural Gas | Y | N | N | 9999 | N |  | Combined Cycle |  | 4746.2397 | 8490
7307_G_1 | CA | 06089 | REDDING POWER PLANT | Redding Power | 1549311 | 44370813 |  |  | 7307 | 1 | 451628163 | 1 | [7 empty] | 0.096 |  | 0.03493 | 0.035 | 0.007 |  | 0.203 | 2019 | 38 | 8.3 | 950 | 8158.3334 | 150.7233 | 221112 | -122.4243 | 40.5089 | 18 | 125 | 999 |  | 16 | N | Natural Gas | N | N | N | 9999 | N |  | Combustion Turbine |  |  | 15532
7307_G_3 | CA | 06089 | REDDING POWER PLANT | Redding Power | 1549311 | 44370913 |  |  | 7307 | 3 | 451628163 | 3 | [7 empty] | 0.366 |  | 0.043911 | 0.044 | 0.03 |  | 0.415 | 2017 | 41 | 8.3 | 950 | 9623.3335 | 177.7889 | 221112 | -122.4243 | 40.5089 | 24 | 125 | 999 |  | 23 | N | Natural Gas | N | N | N | 9999 | N |  | Combustion Turbine |  |  | 15533
7307_G_2 | CA | 06089 | REDDING POWER PLANT | Redding Power | 1549311 | 44371113 |  |  | 7307 | 2 | 451628163 | 2 | [7 empty] | 0.212 |  | 0.002994 | 0.003 | 0.009 |  | 0.26 | 2019 | 41 | 8.3 | 950 | 9623.3335 | 177.7889 | 221112 | -122.4243 | 40.5089 | 24 | 125 | 999 |  | 23 | N | Natural Gas | N | N | N | 9999 | N |  | Combustion Turbine |  |  | 15533
7307_G_5 | CA | 06089 | REDDING POWER PLANT | Redding Power | 1549311 | 84771813 | 7307 | 5 | 7307 | 5 | 451628163 | 7 | 1.1 | 0.25 | 2.5648 | 2.57 | 0.443 |  | 0.082 | 2.4 | 0.268 | 1.6267 | 1.63 | 0.28 |  | 0.26 | 2017 | 100 | 9.8 | 330 | 2972.2167 | 39.3879 | 221112 | -122.4243 | 40.5089 |  | 125 | 140 |  | 41 | N | Natural Gas | Y | N | N | 9999 | N |  | Combined Cycle |  | 2323.7305 | 8490
50881_B_BLR1 | CA | 06089 | SHASTA - SUSTAINABLE RESOURCE MANAGEMENT, INC | Wheelabrator Shasta | 1673711 | 44284013 |  |  | 50881 | BLR1 | 45162843 | 2 | [7 empty] | 184.52 | 0.63 | 10.925 | 11.75 | 19.22 |  | 442.73 | 2019 | 173 | 7.5 | 350 | 1153.6 | 26.1016 | 221118 | -122.2777 | 40.4306 |  | 125 | 999 |  | 18.8 | N | Biomass | N | N | N | 9999 | N |  | Biomass |  |  | 18233
50881_B_BLR2 | CA | 06089 | SHASTA - SUSTAINABLE RESOURCE MANAGEMENT, INC | Wheelabrator Shasta | 1673711 | 44284113 |  |  | 50881 | BLR2 | 45162843 | 1 | [7 empty] | 177.91 | 1.36 | 10.3207 | 11.1 | 14.63 |  | 497.42 | 2019 | 173 | 7.5 | 350 | 1153.6 | 26.1016 | 221118 | -122.2777 | 40.4306 |  | 125 | 999 |  | 18.8 | N | Biomass | N | N | N | 9999 | N |  | Biomass |  |  | 18233
50881_B_BLR3 | CA | 06089 | SHASTA - SUSTAINABLE RESOURCE MANAGEMENT, INC | Wheelabrator Shasta | 1673711 | 84787813 |  |  | 50881 | BLR3 | 45162843 | 3 | [7 empty] | 173.18 | 0.47 | 14.2816 | 15.36 | 31.15 |  | 481.25 | 2019 | 173 | 7.5 | 350 | 1153.6 | 26.1016 | 221118 | -122.2777 | 40.4306 |  | 125 | 999 |  | 18.8 | N | Biomass | N | N | N | 9999 | N |  | Biomass |  |  | 18233
50110_B_BLR1 | CA | 06089 | SIERRA PACIFIC IND. - BURNEY | Sierra Pacific Burney Facility | 6575511 | 17934313 |  |  | 50110 | BLR1 | 45162818 | 2 | [7 empty] | 156.93 | 1.67 | 16.3736 | 17.61 | 42.66 |  | 1547.47 | 2017 | 100 | 8.3 | 350 | 2541.6667 | 46.9567 | 321912 | -121.7019 | 40.8774 | 0.1 | 135 | 999 |  | 18.9 | Y | Biomass | N | Y | N | 9999 | N |  | Biomass |  |  | 4936
10652_B_BLR1 | CA | 06089 | BURNEY FOREST PRODUCTS | Burney Forest Products | 8411711 | 1470513 |  |  | 10652 | BLR1 | 45162851 | 1 | [7 empty] | 97.03 | 1.77 | 12.8962 | 13.87 | 4.73 |  | 547.24 | 2017 | 125 | 8 | 350 | 1119.0666 | 22.2541 | 321920 | -121.7221 | 40.8795 | 0.1 | 135 | 999 |  | 15.5 | Y | Biomass | N | Y | N | 9999 | N |  | Biomass |  |  | 14869
10652_B_BLR2 | CA | 06089 | BURNEY FOREST PRODUCTS | Burney Forest Products | 8411711 | 84856513 |  |  | 10652 | BLR2 | 45162851 | 3 | [7 empty] | 91.63 | 1.9 | 8.1914 | 8.81 | 3.09 |  | 518.3 | 2017 | 125 | 8 | 350 | 1119.0666 | 22.2541 | 321920 | -121.7221 | 40.8795 |  | 135 | 999 |  | 15.5 | Y | Biomass | N | Y | N | 9999 | N |  | Biomass |  |  | 14869
55499_G_CPP1 | CA | 06095 | CALPEAK POWER - VACA DIXON, LLC | CalPeak Power Vaca Dixon Peaker Plant | 1391311 | 43318013 | 55499 | GT-1 | 55499 | CPP1 | 4816355409 | 45 | 0.56 | 0.19 | 0.45907 | 0.46 | 0.2 | 9e-05 | 1.03 | 0.626 | 0.026 | 0.33932 | 0.34 | 0.15 | 0.0002 | 0.76 | 2019 | 50 | 12 | 785 | 4749.9334 | 41.9817 | 221118 | -121.924 | 38.3989 | 42 | 125 | 120 |  | 48 | N | Natural Gas | Y | N | N | 9999 | N |  | Combustion Turbine | 8736 | 324.77 | 10926
55626_G_CT1 | CA | 06095 | Lambie Energy Center | Lambie Energy Center | 1562111 | 44762613 | 55626 | UNIT1 | 55626 | CT1 | 48130314415 | 1 | 0.57375 | 0.034236 | 0.39684 | 0.39764 | 0.020559 | 0.32052 | 0.24702 | 1.604 | 0.044 | 0.32063 | 0.32128 | 0.016611 | 0.25897 | 0.19958 | 2017 | [5 empty] | 221112 | -121.8683 | 38.2216 | 45 | 125 | 120 |  | 45 | N | Natural Gas | Y | N | N | 9999 | N |  | Combustion Turbine | 8736 | 325.2199 | 11657
55855_G_CTG1 | CA | 06095 | Wolfskill Energy Center | Wolfskill Energy Center | 9850211 | 53998913 | 55855 | UNIT1 | 55855 | CTG1 | 48130314511 | 1 | 4.4497 | 0.06119 | 1.5045 | 1.5075 | 0.21165 |  | 2.4767 | 1.036 | 0.026 | 1.0345 | 1.0366 | 0.14553 |  | 1.703 | 2019 | 40 | 2 | 250 | -1 | 50 | 221112 | -122.074 | 38.229 | 500 | 125 | 120 | 0&72 | 45 | N | Natural Gas | Y | N | N | 9999 | N |  | Combustion Turbine | 8736 | 537.7098 | 11196
55627_G_CT1 | CA | 06095 | GOOSE HAVEN ENERGY CENTER | Goose Haven Energy Center | 9850311 | 53998713 | 55627 | UNIT1 | 55627 | CT1 | 48130314416 | 1 | 0.59324 | 0.035399 | 0.41032 | 0.41115 | 0.021257 | 0.33141 | 0.25541 | 1.44 | 0.041 | 0.3354 | 0.33608 | 0.017376 | 0.2709 | 0.20878 | 2019 | [5 empty] | 221112 | -121.8437 | 38.2271 | 500 | 125 | 120 | 0&72 | 45 | N | Natural Gas | Y | N | N | 9999 | N |  | Combustion Turbine | 8736 | 304.22 | 11627
55625_G_CT1 | CA | 06095 | CREED ENERGY CENTER LLC | Creed Energy Center | 9872511 | 53998513 | 55625 | UNIT1 | 55625 | CT1 | 48130314414 | 1 | 0.57249 | 0.034161 | 0.39597 | 0.39677 | 0.020513 | 0.31982 | 0.24648 | 1.242 | 0.041 | 0.31134 | 0.31197 | 0.016129 | 0.25146 | 0.1938 | 2019 | [5 empty] | 221112 | -121.8566 | 38.2424 | 500 | 125 | 120 | 0&72 | 45 | N | Natural Gas | Y | N | N | 9999 | N |  | Combustion Turbine | 8400 | 292.5999 | 11578
7266_G_NA1 | CA | 06099 | MODESTO IRRIGATION DISTRICT | Woodland | 1218011 | 43846313 | 7266 | 1 | 7266 | NA1 | 5014303233 | 1 | 3.32 | 0.23 | 1.5202 | 1.5232 | 0.21018 | 2.401 | 2.5606 | 2.799 | 0.155 | 4.3924 | 4.4012 | 0.5322 | 6.135 | 8.0394 | 2017 | 40 | 2 | 250 | -1 | 50 | 221112 | -121.0201 | 37.6531 | 460 | 125 | 120 |  | 45 | N | Natural Gas, Distillate Fuel Oil | Y | N | N | 9999 | N |  | Combustion Turbine |  | 2309.8198 | 10745
7266_G_3 | CA | 06099 | MODESTO IRRIGATION DISTRICT | Woodland | 1218011 | 85006313 | 7266 | 2 | 7266 | 3 | 5014303233 | 4 | 7.7 | 0.75 | 2.8104 | 2.816 | 0.98424 | 5.694 | 9.3093 | 10.117 | 0.895 | 3.1021 | 3.1083 | 0.57307 | 2.4387 | 4.34 | 2019 | 40 | 2 | 250 | -1 | 50 | 221112 | -121.0201 | 37.6531 | 700 | 125 | 120 |  | 50 | N | Natural Gas | Y | N | N | 9999 | N | 7266_G_2;7266_G_3 | Combined Cycle |  | 6688.3599 | 8004
7315_G_2 | CA | 06099 | TURLOCK IRRIGATION DISTRICT | Almond Power Plant | 1218311 | 121055113 | 7315 | 2 | 7315 | 2 | 5014303299 | 4 | 1.12 | 0.08 | 0.66746 | 0.6688 | 0.37559 | 0.56269 | 0.23736 | 1.339 | 0.093 | 0.37376 | 0.37451 | 0.2115 | 0.65302 | 0.1745 | 2017 | 80 | 12 | 835 | 4495.7167 | 39.7348 | 221112 | -120.9851 | 37.5745 |  | 125 | 120 |  | 50 | N | Natural Gas | Y | N | N | 9999 | N |  | Combustion Turbine |  | 725.1499 | 10752
7315_G_3 | CA | 06099 | TURLOCK IRRIGATION DISTRICT | Almond Power Plant | 1218311 | 121055213 | 7315 | 3 | 7315 | 3 | 5014303299 | 5 | 1.87 | 0.12 | 2.3889 | 2.3937 | 1.3502 | 4.1148 | 1.2018 | 3.712 | 0.269 | 1.5554 | 1.5585 | 0.8765 | 3.2265 | 1.324 | 2017 | 80 | 12 | 813 | 4246.8334 | 37.5351 | 221112 | -120.9851 | 37.5745 |  | 125 | 120 |  | 50 | N | Natural Gas | Y | N | N | 9999 | N |  | Combustion Turbine |  | 1105.7195 | 10753
7315_G_4 | CA | 06099 | TURLOCK IRRIGATION DISTRICT | Almond Power Plant | 1218311 | 121055313 | 7315 | 4 | 7315 | 4 | 5014303299 | 6 | 0.22 | 0.01 | 1.289 | 1.2916 | 0.72686 | 1.6213 | 0.27291 | 4.391 | 0.312 | 0.79888 | 0.80049 | 0.45 | 1.6215 | 0.298 | 2017 | 80 | 12 | 811 | 4357.6667 | 38.5147 | 221112 | -120.9851 | 37.5745 |  | 125 | 120 |  | 50 | N | Natural Gas | Y | N | N | 9999 | N |  | Combustion Turbine |  | 122.04 | 10753
7315_G_1 | CA | 06099 | TURLOCK IRRIGATION DISTRICT | Almond Power Plant | 1218311 | 85092813 | 7315 | 1 | 7315 | 1 | 5014303299 | 3 | 2.84 | 0.15 | 1.0273 | 1.0294 | 0.60977 | 0.77438 | 0.17157 | 4.13 | 0.22 | 1.6088 | 1.612 | 0.948 | 1.2335 | 0.3574 | 2017 | 40 | 2 | 250 | -1 | 50 | 221112 | -120.9851 | 37.5745 | 459 | 125 | 120 |  | 49.5 | N | Natural Gas | Y | N | N | 9999 | N |  | Combustion Turbine |  | 1481.8999 | 10753
56078_G_2 | CA | 06099 | WALNUT ENERGY CENTER AUTHORITY | Walnut Energy Center | 14025311 | 85005213 | 56078 | 2 | 56078 | 2 | 5014307172 | 2 | 19.2276 | 1.8284 | 20.2484 | 20.2892 | 5.4557 | 18.1659 | 4.394 | 16.144 | 1.429 | 13.4918 | 13.519 | 3.6423 | 7.6771 | 0.48765 | 2017 | 40 | 2 | 250 | -1 | 50 | 221112 | -120.8955 | 37.4877 | 1050 | 125 | 120 |  | 84 | N | Natural Gas | Y | N | N | 9999 | N |  | Combined Cycle | 8736 | 5847.8896 | 7814
56078_G_1 | CA | 06099 | WALNUT ENERGY CENTER AUTHORITY | Walnut Energy Center | 14025311 | 85005313 | 56078 | 1 | 56078 | 1 | 5014307172 | 1 | 19.2651 | 1.8043 | 19.9524 | 19.9926 | 5.3838 | 6.315 | 0.23281 | 13.654 | 1.182 | 17.1085 | 17.143 | 4.6164 | 10.8591 | 7.0935 | 2019 | 40 | 2 | 250 | -1 | 50 | 221112 | -120.8955 | 37.4877 | 1050 | 125 | 120 |  | 84 | N | Natural Gas | Y | N | N | 9999 | N | 56078_G_3;56078_G_1 | Combined Cycle | 8736 | 6140.2202 | 7814
151_G_1 | CA | 06099 | MODESTO IRRIGATION DISTRICT | McClure | 3945911 | 35563813 |  |  | 151 | 1 | 5014302052 | 1 | [7 empty] | 0.42499 | 0.004451 | 0.049942 | 0.050378 | 0.017804 | 0.065242 | 0.55895 | 2019 | 85 | 12 | 850 | 21088.417 | 186.3875 | 221118 | -120.9282 | 37.6365 | 49.5 |  | 999 |  | 53.5 | N | Natural Gas, Distillate Fuel Oil | N | N | N | 9999 | N |  | Combustion Turbine |  |  | 17486
151_G_2 | CA | 06099 | MODESTO IRRIGATION DISTRICT | McClure | 3945911 | 35563913 |  |  | 151 | 2 | 5014302052 | 2 | [7 empty] | 0.43554 | 0.02715 | 0.02741 | 0.02748 | 0.02781 | 0.030599 | 0.66949 | 2017 | 85 | 12 | 850 | 21088.417 | 186.3875 | 221118 | -120.9282 | 37.6365 | 56 |  | 999 |  | 53.5 | N | Natural Gas, Distillate Fuel Oil | N | N | N | 9999 | N |  | Combustion Turbine |  |  | 17490
4256_G_2 | CA | 06099 | TURLOCK IRRIGATION DISTRICT | Walnut | 5704811 | 23054613 |  |  | 4256 | 2 | 5014302246 | 2 | [7 empty] | 0.2156 | 0.058033 | 0.090047 | 0.0906 | 0.0906 |  | 0.36129 | 2017 | 31 | 10.4 | 891 | 2825.2167 | 33.2445 | 221121 | -120.9061 | 37.4874 | 24 | 125 | 999 |  | 23.5 | N | Natural Gas, Distillate Fuel Oil | N | N | N | 9999 | N |  | Combustion Turbine |  |  | 25000
4256_G_1 | CA | 06099 | TURLOCK IRRIGATION DISTRICT | Walnut | 5704811 | 23054713 |  |  | 4256 | 1 | 5014302246 | 1 | [7 empty] | 0.54866 | 0.1532 | 0.2378 | 0.23926 | 0.23881 |  | 0.87393 | 2017 | 31 | 10.4 | 881 | 2813.4667 | 33.1062 | 221121 | -120.9061 | 37.4874 | 24 | 125 | 999 |  | 23.5 | N | Natural Gas, Distillate Fuel Oil | N | N | N | 9999 | N |  | Combustion Turbine |  |  | 25000
50632_B_2 | CA | 06099 | COVANTA STANISLAUS, INC | Covanta Stanislaus Energy | 6592611 | 17864013 |  |  | 50632 | 2 | 5014302073 | 1 | [7 empty] | 290.1325 | 23.6752 | 15.1106 | 15.9294 | 0.4926 | 1.837 | 12.6234 | 2017 | 144 | 7 | 298 | 1697.165 | 44.0822 | 562219 | -121.1409 | 37.3854 | 0.1 | 103 | 999 |  | 10 | N | MSW | N | Y | N | 9999 | N | 50632_B_2;50632_B_1 | Municipal Solid Waste |  |  | 18490
52186_G_GEN1 | CA | 06101 | YUBA CITY COGENERATION | Yuba City Cogen Partners | 1371511 | 43620013 |  |  | 52186 | GEN1 | 51160813001 | 1 | [7 empty] | 9.8 | 0.06915 | 0.91076 | 0.9126 | 0.9264 |  | 6.6 | 2017 | 40 | 2 | 250 | -1 | 50 | 221112 | -121.6397 | 39.1366 | 49 | 125 | 999 |  | 48.7 | Y | Natural Gas | N | Y | N | 9999 | N |  | Combustion Turbine |  |  | 8700
10350_G_GEN1 | CA | 06101 | GREENLEAF I |  | 1371611 | 43619913 | 10350 | 1 |  |  | 51160813003 | 1 | 78.263 | 0.2135 | 1.5227 | 1.5258 | 1.701 |  | 23.09 | 4.022 | 0.022 | 0.18848 | 0.18886 | 0.21 |  | 3.46 | 2017 | 74 | 9.6 | 300 | 3.6666 | 0.0506 | 221118 | -121.6931 | 39.052 | 460 | 125 | 140 |  |  |  |  | Y | N | N |  | N | 10350_G_GEN2;10350_G_GEN1 |  | 8736 | 981.2399
10349_G_GEN1 | CA | 06101 | GREENLEAF UNIT II | Greenleaf 2 Power Plant | 1371711 | 43619513 |  |  | 10349 | GEN1 | 51160813004 | 1 | [7 empty] | 20.81 | 0.26 | 2.4052 | 2.41 | 2.67 |  | 42.26 | 2017 | 75 | 10 | 68 | 3634.15 | 46.2528 | 221112 | -121.6383 | 39.1389 | 49.5 | 125 | 120 |  | 49.5 | Y | Natural Gas | N | Y | N | 9999 | N |  | Combustion Turbine |  |  | 8700
55112_G_CT01 | CA | 06101 | SUTTER ENERGY CENTER | Sutter Energy Center | 1371811 | 43619013 | 55112 | CT01 | 55112 | CT01 | 51160813005 | 130051 | [7 empty] | 22.39 | 1.413 | [5 empty] | 2019 | 40 | 2 | 250 | -1 | 50 | 221112 | -121.6939 | 39.0531 | 185 | 125 | 120 |  | 175 | N | Natural Gas | Y | N | N | 9999 | N |  | Combined Cycle |  | 2962.2402 | 7766
55112_G_CT02 | CA | 06101 | SUTTER ENERGY CENTER | Sutter Energy Center | 1371811 | 43619113 | 55112 | CT02 | 55112 | CT02 | 51160813005 | 130052 | [5 empty] | 23.383 |  | 8.279 | 0.043 | [5 empty] | 2019 | [5 empty] | 221118 | -121.6939 | 39.0531 | 185 | 125 | 120 |  | 175 | N | Natural Gas | Y | N | N | 9999 | N |  | Combined Cycle | 8736 | 2.04 | 7766
55847_G_CTG1 | CA | 06101 | Feather River Energy Center | Feather River Energy Center | 14137911 | 84795713 | 55847 | UNIT1 | 55847 | CTG1 | 51160813007 | 1 | 1.0615 | 0.013 | 0.12913 | 0.12939 | 0.14105 | 4.4136 | 0.4675 | 12.317 | 0.045 | 0.39779 | 0.39859 | 0.442 | 11.7225 | 1.8735 | 2017 | 80 | 23 | 700 | 47973.5459 | 115.4201 | 221118 | -121.6089 | 39.1088 | 500 | 125 | 120 |  | 45 | N | Natural Gas | Y | N | N | 9999 | N |  | Combustion Turbine | 8736 | 1065.1797 | 11489
55813_G_CTG1 | CA | 06101 | YUBA CITY ENERGY CENTER | Yuba City Energy Center | 18785511 | 133280213 | 10349 | 2 | 55813 | CTG1 | 51160813009 | 3 | [7 empty] | 13.955 | 0.103 | 0.39779 | 0.39859 | 0.442 |  | 1.8725 | 2017 | 75 | 10 | 68 | 3634.15 | 46.2528 | 221112 | -121.6428 | 39.1373 | 48.1 | 125 | 120 |  | 45 | N | Natural Gas | Y | N | N | 9999 | N |  | Combustion Turbine |  | 1234.7697 | 11950
56184_G_IC12 | CA | 06103 | CALIFORNIA POWER HOLDINGS LLC | Red Bluff | 765911 | 45531013 |  |  | 56184 | IC12 | 521632220 | 12 | [7 empty] | 0.4404 |  |  |  | 0.3309 |  | 1.4357 | 2017 | 40 | 2 | 1300 | 166.6666 | 53.0303 | 221118 | -122.2125 | 40.1501 | 3 | 125 | 999 |  | 2.8 | N | Natural Gas | N | N | N | 9999 | N |  | Combustion Turbine |  |  | 10745
56184_G_IC2 | CA | 06103 | CALIFORNIA POWER HOLDINGS LLC | Red Bluff | 765911 | 45531113 |  |  | 56184 | IC2 | 521632220 | 2 | [7 empty] | 0.3883 |  |  |  | 0.2845 |  | 1.283 | 2017 | 40 | 2 | 1300 | 166.6666 | 53.0303 | 221118 | -122.2125 | 40.1501 | 3 | 125 | 999 |  | 2.8 | N | Natural Gas | N | N | N | 9999 | N |  | Combustion Turbine |  |  | 10745
56184_G_IC8 | CA | 06103 | CALIFORNIA POWER HOLDINGS LLC | Red Bluff | 765911 | 45531213 |  |  | 56184 | IC8 | 521632220 | 8 | [7 empty] | 0.3368 |  |  |  | 0.2504 |  | 1.1634 | 2017 | 40 | 2 | 1300 | 166.6666 | 53.0303 | 221118 | -122.2125 | 40.1501 | 3 | 125 | 999 |  | 2.8 | N | Natural Gas | N | N | N | 9999 | N |  | Combustion Turbine |  |  | 10745
56184_G_IC7 | CA | 06103 | CALIFORNIA POWER HOLDINGS LLC | Red Bluff | 765911 | 45531313 |  |  | 56184 | IC7 | 521632220 | 7 | [7 empty] | 0.36002 |  |  |  | 0.2804 |  | 1.235 | 2017 | 40 | 2 | 1300 | 166.6666 | 53.0303 | 221118 | -122.2125 | 40.1501 | 3 | 125 | 999 |  | 2.8 | N | Natural Gas | N | N | N | 9999 | N |  | Combustion Turbine |  |  | 10745
56184_G_IC6 | CA | 06103 | CALIFORNIA POWER HOLDINGS LLC | Red Bluff | 765911 | 45531413 |  |  | 56184 | IC6 | 521632220 | 6 | [7 empty] | 0.4209 |  |  |  | 0.3074 |  | 1.3738 | 2017 | 40 | 2 | 1300 | 166.6666 | 53.0303 | 221118 | -122.2125 | 40.1501 | 3 | 125 | 999 |  | 2.8 | N | Natural Gas | N | N | N | 9999 | N |  | Combustion Turbine |  |  | 10745
56184_G_IC5 | CA | 06103 | CALIFORNIA POWER HOLDINGS LLC | Red Bluff | 765911 | 45531513 |  |  | 56184 | IC5 | 521632220 | 5 | [7 empty] | 0.3482 |  |  |  | 0.3078 |  | 1.3823 | 2017 | 40 | 2 | 1300 | 166.6666 | 53.0303 | 221118 | -122.2125 | 40.1501 | 3 | 125 | 999 |  | 2.8 | N | Natural Gas | N | N | N | 9999 | N |  | Combustion Turbine |  |  | 10745
56184_G_IC4 | CA | 06103 | CALIFORNIA POWER HOLDINGS LLC | Red Bluff | 765911 | 45531613 |  |  | 56184 | IC4 | 521632220 | 4 | [7 empty] | 0.43198 |  |  |  | 0.3243 |  | 1.4168 | 2017 | 40 | 2 | 1300 | 166.6666 | 53.0303 | 221118 | -122.2125 | 40.1501 | 3 | 125 | 999 |  | 2.8 | N | Natural Gas | N | N | N | 9999 | N |  | Combustion Turbine |  |  | 10745
56184_G_IC3 | CA | 06103 | CALIFORNIA POWER HOLDINGS LLC | Red Bluff | 765911 | 45531713 |  |  | 56184 | IC3 | 521632220 | 3 | [7 empty] | 0.3842 |  |  |  | 0.3402 |  | 1.4528 | 2017 | 40 | 2 | 1300 | 166.6666 | 53.0303 | 221118 | -122.2125 | 40.1501 | 3 | 125 | 999 |  | 2.8 | N | Natural Gas | N | N | N | 9999 | N |  | Combustion Turbine |  |  | 10745
56184_G_IC16 | CA | 06103 | CALIFORNIA POWER HOLDINGS LLC | Red Bluff | 765911 | 45531813 |  |  | 56184 | IC16 | 521632220 | 16 | [7 empty] | 0.4239 |  |  |  | 0.271 |  | 1.1957 | 2017 | 40 | 2 | 1300 | 166.6666 | 53.0303 | 221118 | -122.2125 | 40.1501 | 3 | 125 | 999 |  | 2.8 | N | Natural Gas | N | N | N | 9999 | N |  | Combustion Turbine |  |  | 10745
56184_G_IC15 | CA | 06103 | CALIFORNIA POWER HOLDINGS LLC | Red Bluff | 765911 | 45531913 |  |  | 56184 | IC15 | 521632220 | 15 | [7 empty] | 0.4204 |  |  |  | 0.2717 |  | 1.259 | 2017 | 40 | 2 | 1300 | 166.6666 | 53.0303 | 221118 | -122.2125 | 40.1501 | 3 | 125 | 999 |  | 2.8 | N | Natural Gas | N | N | N | 9999 | N |  | Combustion Turbine |  |  | 10745
56184_G_IC13 | CA | 06103 | CALIFORNIA POWER HOLDINGS LLC | Red Bluff | 765911 | 45532013 |  |  | 56184 | IC13 | 521632220 | 13 | [7 empty] | 0.4194 |  |  |  | 0.3249 |  | 1.4217 | 2017 | 40 | 2 | 1300 | 166.6666 | 53.0303 | 221118 | -122.2125 | 40.1501 | 3 | 125 | 999 |  | 2.8 | N | Natural Gas | N | N | N | 9999 | N |  | Combustion Turbine |  |  | 10745
56184_G_IC9 | CA | 06103 | CALIFORNIA POWER HOLDINGS LLC | Red Bluff | 765911 | 45532113 |  |  | 56184 | IC9 | 521632220 | 9 | [7 empty] | 0.3699 |  |  |  | 0.2596 |  | 1.1539 | 2017 | 40 | 2 | 1300 | 166.6666 | 53.0303 | 221118 | -122.2125 | 40.1501 | 3 | 125 | 999 |  | 2.8 | N | Natural Gas | N | N | N | 9999 | N |  | Combustion Turbine |  |  | 10745
56184_G_IC11 | CA | 06103 | CALIFORNIA POWER HOLDINGS LLC | Red Bluff | 765911 | 45532213 |  |  | 56184 | IC11 | 521632220 | 11 | [7 empty] | 0.4126 |  |  |  | 0.2901 |  | 1.3737 | 2017 | 40 | 2 | 1300 | 166.6666 | 53.0303 | 221118 | -122.2125 | 40.1501 | 3 | 125 | 999 |  | 2.8 | N | Natural Gas | N | N | N | 9999 | N |  | Combustion Turbine |  |  | 10745
56184_G_IC10 | CA | 06103 | CALIFORNIA POWER HOLDINGS LLC | Red Bluff | 765911 | 45532313 |  |  | 56184 | IC10 | 521632220 | 10 | [7 empty] | 0.3793 |  |  |  | 0.2569 |  | 1.1607 | 2017 | 40 | 2 | 1300 | 166.6666 | 53.0303 | 221118 | -122.2125 | 40.1501 | 3 | 125 | 999 |  | 2.8 | N | Natural Gas | N | N | N | 9999 | N |  | Combustion Turbine |  |  | 10745
56184_G_IC1 | CA | 06103 | CALIFORNIA POWER HOLDINGS LLC | Red Bluff | 765911 | 45532413 |  |  | 56184 | IC1 | 521632220 | 1 | [7 empty] | 0.0355 |  |  |  | 0.2618 |  | 1.188 | 2017 | 40 | 2 | 1300 | 166.6666 | 53.0303 | 221118 | -122.2125 | 40.1501 | 3 | 125 | 999 |  | 2.8 | N | Natural Gas | N | N | N | 9999 | N |  | Combustion Turbine |  |  | 10745
56184_G_IC14 | CA | 06103 | CALIFORNIA POWER HOLDINGS LLC | Red Bluff | 765911 | 45532513 |  |  | 56184 | IC14 | 521632220 | 14 | [7 empty] | 0.4115 |  |  |  | 0.3236 |  | 1.4372 | 2017 | 40 | 2 | 1300 | 166.6666 | 53.0303 | 221118 | -122.2125 | 40.1501 | 3 | 125 | 999 |  | 2.8 | N | Natural Gas | N | N | N | 9999 | N |  | Combustion Turbine |  |  | 10745
50560_B_B101 | CA | 06109 | PACIFIC-ULTRAPOWER CHINESE STA | Pacific-Ultrapower Chinese Station | 5705711 | 23048113 |  |  | 50560 | B101 | 55043312 | 1 | [7 empty] | 175.9 | 22.63 | 26.4 | 28.47 | 0.27 | 5.54 | 13.24 | 2017 | 122 | 8 | 392 | 4036.6 | 80.2732 | 221112 | -120.4791 | 37.8766 | 25.6 | 125 | 999 |  | 18 | N | Biomass | N | N | N | 9999 | N |  | Biomass |  |  | 15548
10776_G_GTG | CA | 06111 | E.F. OXNARD LLC | E F Oxnard Energy Facility | 1589611 | 100160213 |  |  | 10776 | GTG | 561134214 | 6 | [7 empty] | 4.6341 | 0.44919 | 4.6788 | 4.6882 | 1.6096 | 1.924 | 13.0565 | 2017 | 70 | 10.5 | 290 | 6735.2668 | 77.7519 | 221112 | -119.1628 | 34.1978 | 48 | 125 | 999 |  | 48.5 | Y | Natural Gas | N | Y | N | 9999 | N |  | Combustion Turbine |  |  | 8700
50851_G_GEN1 | CA | 06111 | TRUSTEES OF CSU & CSUCI SITE AUTHORITY | CSUCI Site Authority | 1605311 | 45209613 |  |  | 50851 | GEN1 | 5611341267 | 1 | [7 empty] | 0.23849 | 0.003051 | 0.038646 | 0.038646 | 0.068393 |  | 0.081868 | 2017 | 30 | 2.5 | 300 | 111.35 | 22.6749 | 221122 | -119.0437 | 34.1637 | 22 | 125 | 999 |  | 21.5 | Y | Natural Gas | N | Y | N | 9999 | N |  | Combined Cycle |  |  | 7293
50851_G_GEN2 | CA | 06111 | TRUSTEES OF CSU & CSUCI SITE AUTHORITY | CSUCI Site Authority | 1605311 | 45209713 |  |  | 50851 | GEN2 | 5611341267 | 2 | [7 empty] | 18.6898 | 0.43855 | 4.423 | 4.4319 | 10.3426 | 10.5984 | 38.6148 | 2017 | 71.6 | 10.5 | 280 | 5965.3667 | 68.8642 | 221122 | -119.0437 | 34.1637 | 21.5 | 125 | 999 |  | 6.8 | Y | Natural Gas | N | Y | N | 9999 | N |  | Combined Cycle |  |  | 7293
57585_G_1 | CA | 06111 | NEW INDY OXNARD, LLC | Oxnard Paper Mill | 1609911 | 45184113 |  |  | 57585 | 1 | 561134157 | 10 | [14 empty] | 2017 | [5 empty] | 322130 | -119.1831 | 34.1451 | 0.1 | 133 | 999 |  | 29 | Y | Natural Gas | N | Y | N | 9999 | N |  | Combustion Turbine | 8736 |  | 8700
350_B_2 | CA | 06111 | ORMOND BEACH GENERATING STATION | Ormond Beach | 3943511 | 35586513 | 350 | 2 | 350 | 2 | 56113465 | 2 | 8.5801 | 0.5143 | 2.1429 | 2.1429 | 1.2 | 0.7714 | 38.5718 | 5.573 | 0.398 | 1.6616 | 1.6616 | 0.9305 | 1.7946 | 29.9093 | 2019 | 237 | 22 | 250 | 27908.8005 | 73.389 | 221112 | -119.1697 | 34.1309 | 750 | 125 | 100 |  | 750 | N | Natural Gas | Y | N | N | 2024 | N |  | O/G Steam | 8736 | 441.61 | 10745
350_B_1 | CA | 06111 | ORMOND BEACH GENERATING STATION | Ormond Beach | 3943511 | 35586813 | 350 | 1 | 350 | 1 | 56113465 | 1 | 3.1672 | 0.1898 | 0.791 | 0.791 | 0.443 | 1.3289 | 14.238 | 2.239 | 0.145 | 1.7136 | 1.7136 | 0.95963 | 0.54836 | 30.8453 | 2019 | 237 | 22 | 250 | 27908.8005 | 73.389 | 221112 | -119.1697 | 34.1309 | 750 | 125 | 100 |  | 741 | N | Natural Gas | Y | N | N | 2024 | N |  | O/G Steam | 8736 | 295.24 | 10745
345_G_03 | CA | 06111 | MANDALAY GENERATING STATION |  | 5705211 | 23051813 |  |  |  |  | 56113413 | 7 | [7 empty] | 69.4617 | 0.09021 | 3.0277 | 3.0338 | 1.1366 |  | 17.3654 | 2017 | [5 empty] | 221112 | -119.2509 | 34.207 | 130 | 125 | 999 |  |  |  |  | N | N | N |  | N
345_B_2 | CA | 06111 | MANDALAY GENERATING STATION |  | 5705211 | 23051913 | 345 | 2 |  |  | 56113413 | 2 | 1.8802 | 0.2487 | 1.0361 | 1.0361 | 0.5802 | 0.5802 | 16.578 | 3.8184 | 0.21492 | 0.8955 | 0.8955 | 0.50148 | 0.94099 | 16.2999 | 2017 | 200 | 18.9 | 263 | 8874.9335 | 31.621 | 221112 | -119.2509 | 34.207 | 215 | 125 | 100 |  |  |  |  | Y | N | N |  | N |  |  | 8736 | 754.5798
345_B_1 | CA | 06111 | MANDALAY GENERATING STATION |  | 5705211 | 23052213 | 345 | 1 |  |  | 56113413 | 1 | 1.6413 | 0.2242 | 0.934 | 0.934 | 0.52304 | 0.52304 | 14.944 | 3.8141 | 0.21468 | 0.8945 | 0.8945 | 0.50093 | 1.3929 | 14.312 | 2017 | 200 | 18.9 | 263 | 8874.9335 | 31.621 | 221112 | -119.2509 | 34.207 | 215 | 125 | 100 |  |  |  |  | Y | N | N |  | N |  |  | 8736 | 949.4396
50464_G_GEN1 | CA | 06111 | PROCTER & GAMBLE PAPER PRODUCTS CO. | Oxnard | 5705911 | 23045613 |  |  | 50464 | GEN1 | 56113415 | 8 | [14 empty] | 2017 | 65 | 12.2 | 329 | 9158.8501 | 78.3171 | 322291 | -119.1385 | 34.2105 | 0.1 | 133 | 120 |  | 22.4 | Y | Natural Gas | N | Y | N | 9999 | N |  | Combustion Turbine | 8736 |  | 8700
50464_G_GEN2 | CA | 06111 | PROCTER & GAMBLE PAPER PRODUCTS CO. | Oxnard | 5705911 | 23046013 |  |  | 50464 | GEN2 | 56113415 | 18 | [14 empty] | 2017 | 56 | 4.7 | 280 | 1764.3 | 101.651 | 322291 | -119.1383 | 34.2094 |  | 133 | 430 |  | 48.5 | Y | Natural Gas | N | Y | N | 9999 | N |  | Combustion Turbine | 8736 |  | 8700
55645_G_CT01 | CO | 08001 | PUBLIC SERV - BLUE SPRUCE ENERGY CENTER | Blue Spruce Energy Center | 12818011 | 68509613 | 55645 | CT-01 | 55645 | CT01 | CO0000000800101354 | 001-1354-001 | 19 | 0.4 | 3.2416 | 3.2416 | 0.16188 |  | 13.8 | 47.518 | 0.949 | 5.9739 | 5.9739 | 0.29833 |  | 33.67 | 2017 | 75 | 18.2 | 1200 | -1 | 84 | 221112 | -104.6804 | 39.7442 | 168 | 125 | 120 |  | 130 | N | Natural Gas, Distillate Fuel Oil | Y | N | N | 9999 | N |  | Combustion Turbine |  | 982.3297 | 11686
55645_G_CT02 | CO | 08001 | PUBLIC SERV - BLUE SPRUCE ENERGY CENTER | Blue Spruce Energy Center | 12818011 | 68509713 | 55645 | CT-02 | 55645 | CT02 | CO0000000800101354 | 001-1354-002 | 18.4 | 0.3 | 1.5745 | 1.5745 | 0.6298 |  | 11 | 45.788 | 0.8 | 3.1294 | 3.1294 | 1.2518 |  | 15.14 | 2019 | 75 | 18.2 | 1200 | -1 | 84.7 | 221112 | -104.6804 | 39.7442 | 168 | 125 | 120 |  | 134 | N | Natural Gas, Distillate Fuel Oil | Y | N | N | 9999 | N |  | Combustion Turbine |  | 809.79 | 11686
55505_G_BR2 | CO | 08001 | TRI-STATE GENERATION & TRANS - F.KNUTSON | Frank Knutson | 1621811 | 44307313 | 55505 | BR2 | 55505 | BR2 | CO0000000800101349 | 001-1349-003 | 0.7 |  | 0.21004 | 0.21004 | 1e-06 |  |  | 0.7 |  | 0.21004 | 0.21004 | 1e-06 |  |  | 2017 | 56 | 8.67 | 958 | -1 | 157.8 | 221112 | -104.6818 | 39.9416 | 840 | 125 | 120 | 65 | 67 | N | Natural Gas, Distillate Fuel Oil | Y | N | N | 9999 | N |  | Combustion Turbine |  | 136.15 | 12672
55505_G_BR1 | CO | 08001 | TRI-STATE GENERATION & TRANS - F.KNUTSON | Frank Knutson | 1621811 | 44307413 | 55505 | BR1 | 55505 | BR1 | CO0000000800101349 | 001-1349-001 | 0.6 |  | 0.1 | 0.2 | 1e-06 |  | 0.1 | 0.6 |  | 0.1 | 0.2 | 1e-06 |  | 0.1 | 2017 | 56 | 8.67 | 958 | -1 | 157.8 | 221112 | -104.6818 | 39.9416 | 840 | 125 | 120 | 65 | 67 | N | Natural Gas, Distillate Fuel Oil | Y | N | N | 9999 | N |  | Combustion Turbine |  | 181.03 | 12671
469_G_5 | CO | 08001 | PUBLIC SERVICE CO - CHEROKEE PLT | Cherokee | 3555811 | 124566013 | 469 | 5 | 469 | 5 | CO0000000800100001 | 001-0001-028 | 72.5 | 3.1 | 20.2858 | 20.2858 | 15.381 |  | 55.6 | 60.372 | 3.169 | 21.3331 | 21.3331 | 16.1682 |  | 48.06 | 2017 | 200 | 18 | 154 | -1 | 22.3 | 221112 | -104.9648 | 39.8078 | 2400 | 125 | 120 |  | 168 | N | Natural Gas | Y | N | N | 9999 | N | 469_G_7;469_G_5 | Combined Cycle |  | 7096.2598 | 7181
469_G_6 | CO | 08001 | PUBLIC SERVICE CO - CHEROKEE PLT | Cherokee | 3555811 | 124566113 | 469 | 6 | 469 | 6 | CO0000000800100001 | 001-0001-029 | 76 | 3.2 | 21.4301 | 21.4301 | 16.4088 |  | 90.7 | 65.41 | 3.268 | 23.4215 | 23.4215 | 17.9337 |  | 67.81 | 2017 | 200 | 18 | 154 | -1 | 22.3 | 221112 | -104.9648 | 39.8078 | 2400 | 125 | 120 |  | 168 | N | Natural Gas | Y | N | N | 9999 | N |  | Combined Cycle |  | 7408.0386 | 7181
469_B_4 | CO | 08001 | PUBLIC SERVICE CO - CHEROKEE PLT | Cherokee | 3555811 | 36702513 | 469 | 4 | 469 | 4 | CO0000000800100001 | 001-0001-004 | 3382 | 1900.6 | 33.2 | 57.7 | 29.3 | 0 | 239.1 | 383.025 | 3.338 | 123.9646 | 159.8682 | 14.5284 |  | 120.7918 | 2019 | 400 | 22 | 267 | -1 | 45.7 | 221112 | -104.9648 | 39.8078 | 3520 | 125 | 100 | 127&69 | 310 | N | Natural Gas | Y | N | N | 9999 | N |  | O/G Steam |  | 8507.2393 | 10700
464_G_CT1 | CO | 08003 | PUBLIC SERVICE CO ALAMOSA PLT | Alamosa | 2136511 | 43024113 |  |  | 464 | CT1 | CO0000000800300007 | 003-0007-001 | 6.6 | 0.18 | 0.040084 | 0.040084 | 0.040084 |  | 1.4499 | 6.6 | 0.18 | 0.040084 | 0.040084 | 0.040084 |  | 1.4499 | 2017 | 34 | 20 | 970 | -1 | 150 | 221112 | -105.8946 | 37.4597 | 234 | 125 | 160 |  | 13 | N | Natural Gas, Distillate Fuel Oil | N | N | N | 9999 | N |  | Combustion Turbine |  |  | 16581
464_G_CT2 | CO | 08003 | PUBLIC SERVICE CO ALAMOSA PLT | Alamosa | 2136511 | 43024213 |  |  | 464 | CT2 | CO0000000800300007 | 003-0007-002 | 3.4648 | 0.08 | 0.021043 | 0.021043 | 0.021043 |  | 0.76118 | 3.4648 | 0.08 | 0.021043 | 0.021043 | 0.021043 |  | 0.76118 | 2017 | 34 | 20 | 970 | -1 | 150 | 221112 | -105.8946 | 37.4597 | 209 | 125 | 160 |  | 14 | N | Natural Gas, Distillate Fuel Oil | N | N | N | 9999 | N |  | Combustion Turbine |  |  | 16581
54372_G_GT1 | CO | 08013 | UNIV OF COLO BOULDER - CAMPUS | University of Colorado | 1342411 | 44038313 |  |  | 54372 | GT1 | CO0000000801300553 | 013-0553-003 | 3.63 | 0.08 | 0.15 | 0.15 | 0.05 |  | 0.45 | 3.63 | 0.08 | 0.15 | 0.15 | 0.05 |  | 0.45 | 2019 | 60 | 6 | 325 | -1 | 49.2 | 611310 | -105.2693 | 40.0076 | 196 | 183 | 120 | 213 | 15 | Y | Natural Gas, Distillate Fuel Oil | N | Y | N | 9999 | N |  | Combined Cycle |  |  | 5885
54372_G_GT2 | CO | 08013 | UNIV OF COLO BOULDER - CAMPUS | University of Colorado | 1342411 | 44038413 |  |  | 54372 | GT2 | CO0000000801300553 | 013-0553-005 | 7.27 | 0.14 | 0.28 | 0.28 | 0.09 |  | 1.24 | 7.27 | 0.14 | 0.28 | 0.28 | 0.09 |  | 1.24 | 2019 | 60 | 6 | 325 | -1 | 42.8 | 611310 | -105.2693 | 40.0076 | 196 | 183 | 120 | 213 | 15 | Y | Natural Gas, Distillate Fuel Oil | N | Y | N | 9999 | N |  | Combined Cycle |  |  | 5885
54372_G_ST1x | CO | 08013 | UNIV OF COLO BOULDER - CAMPUS |  | 1342411 | 90874913 |  |  |  |  | CO0000000801300553 | 013-0553-004 | 0.2 |  | 0.02 | 0.02 | 0.01 |  | 0.17 | 0.2 |  | 0.02 | 0.02 | 0.01 |  | 0.17 | 2019 | 60 | 6 | 325 | -1 | 8.3 | 611310 | -105.2692 | 40.0075 | 66 | 183 | 140 | 213 |  |  |  | N | N | N |  | N
54372_G_ST1 | CO | 08013 | UNIV OF COLO BOULDER - CAMPUS | University of Colorado | 1342411 | 90875013 |  |  | 54372 | ST1 | CO0000000801300553 | 013-0553-006 | 0.03 | [5 empty] | 0.02 | 0.03 | [5 empty] | 0.02 | 2017 | 60 | 6 | 325 | -1 | 8.3 | 611310 | -105.2692 | 40.0075 | 66 | 183 | 140 |  | 1 | Y | Natural Gas, Distillate Fuel Oil | N | N | N | 9999 | N |  | Combined Cycle |  |  | 5885
55207_G_UN7 | CO | 08013 | SWG COLORADO LLC - VALMONT | Valmont Combustion Turbine Project | 17437911 | 121343913 | 55207 | CT7 | 55207 | UN7 | CO0000000801301460 | 013-1460-002 | [7 empty] | 0.064 | 0.0005 | 0.00587 | 0.00587 | 0.00187 |  | 0.0835 | 2017 | 45 | 9 | 733 | -1 | 150.5 | 221121 | -105.2019 | 40.0193 |  |  | 120 |  | 39.9 | N | Natural Gas | N | N | N | 9999 | N |  | Combustion Turbine |  |  | 11608
55207_G_UN8 | CO | 08013 | SWG COLORADO LLC - VALMONT | Valmont Combustion Turbine Project | 17437911 | 121344013 | 55207 | CT8 | 55207 | UN8 | CO0000000801301460 | 013-1460-003 | [7 empty] | 0.2432 | 0.0013 | 0.01835 | 0.01835 | 0.00822 |  | 0.2645 | 2019 | 45 | 9 | 733 | -1 | 153.2 | 221121 | -105.2019 | 40.0193 |  |  | 120 |  | 39.9 | N | Natural Gas | N | N | N | 9999 | N |  | Combustion Turbine |  |  | 11633
477_G_6 | CO | 08013 | PUBLIC SERVICE CO - VALMONT STATION | Valmont | 778211 | 45916213 |  |  | 477 | 6 | CO0000000801300001 | 013-0001-002 | 2.86 | 0.03 | 0.019578 | 0.019578 | 0.019578 |  | 0.77945 | 2.86 | 0.03 | 0.019578 | 0.019578 | 0.019578 |  | 0.77945 | 2017 | 32 | 8 | 900 | -1 | 137 | 221112 | -105.2019 | 40.0193 | 661 | 125 | 120 |  | 43 | N | Natural Gas | N | N | N | 9999 | N |  | Combustion Turbine |  |  | 23608
477_B_5 | CO | 08013 | PUBLIC SERVICE CO - VALMONT STATION |  | 778211 | 45916413 | 477 | 5 |  |  | CO0000000801300001 | 013-0001-001 | 1764.1 | 871.5 | 7.8 | 13.5 | 13.4 | 0 | 110.4 | [8 empty] | 250 | 28 | 262 | -1 | 17 | 221112 | -105.2019 | 40.0193 | 1840 | 125 | 100 | 127&141&99 |  |  |  | Y | N | N |  | N |  |  |  | 7716.5
478_B_2 | CO | 08031 | PUBLIC SERVICE CO - ZUNI PLT |  | 1685411 | 44963413 | 478 | 2 |  |  | CO0000000803100007 | 031-0007-003 | 0.1 |  | 0.001 | 0.001 | 0.002 |  | 0.025 | 0.1 |  | 0.001 | 0.001 | 0.002 |  | 0.025 | 2017 | 190 | 12 | 350 | -1 | 54.4 | 221112 | -105.0167 | 39.7374 | 1060 | 125 | 100 |  |  |  |  | N | N | N |  | N
478_B_1 | CO | 08031 | PUBLIC SERVICE CO - ZUNI PLT |  | 1685411 | 44963513 | 478 | 1 |  |  | CO0000000803100007 | 031-0007-001 | 40.3999 | 0.16096 | 0.32192 | 0.32192 | 1.0462 | 0.55398 | 15.4092 | 21.792 | 0.06 | 0.04329 | 0.052351 | 0.53358 | 0.31109 | 8.1547 | 2019 | 280 | 13 | 309 | -1 | 26.7 | 221112 | -105.0167 | 39.7374 | 445 | 125 | 100 |  |  |  |  | Y | N | N |  | N |  |  |  | 2922.6897
55200_G_UN5 | CO | 08031 | SWG ARAPAHOE - ARAPAHOE GENERATING | Arapahoe Combustion Turbine Project | 1699811 | 44963213 | 55200 |  | 55200 | UN5 | CO0000000803100008 | 031-0008-014 | 3.036 | 0.073644 | 0.63634 | 0.63634 | 0.46027 |  | 1.7633 | 23.392 | 0.57 | 4.1125 | 4.1125 | 2.9211 |  | 14.6021 | 2019 | 150 | 9 | 177 | -1 | 75 | 221112 | -105.0033 | 39.6701 | 453 | 125 | 120 |  | 39 | N | Natural Gas | Y | N | N | 9999 | Y | 55200_G_UN6;55200_G_UN7;55200_G_UN5 | Combined Cycle |  | 881.2903 | 9121
58574_B_01 | CO | 08037 | EAGLE VALLEY - GYPSUM BIOMASS | Eagle Valley Clean Energy LLC Biomass | 17436511 | 121367213 |  |  | 58574 | 01 | CO0000000803700088 | 037-0088-001 | 115.6326 | 19.3822 | 19.2677 | 19.2677 | 13.1006 |  | 185.0121 | 102.3422 | 17.1545 | 17.0531 | 17.0531 | 11.5949 |  | 163.7475 | 2017 | 78 | 8 | 350 | -1 | 36.5 | 221117 | -106.9437 | 39.6486 | 176 | 125 | 100 | 140&75 | 12.6 | N | Biomass | N | N | N | 9999 | N |  | Biomass |  |  | 14608
55453_G_S1 | CO | 08041 | FOUNTAIN VALLEY POWER - BOCA RATON | Fountain Valley Power Facility | 4385111 | 36325313 | 55453 | 1 | 55453 | S1 | CO0000000804100897 | 041-0897-001 | 15.1498 | 0.080315 | 1.1604 | 1.1604 | 1.4505 | 0.92522 | 6.94 | 8.44 | 0.038 | 0.011972 | 0.019533 | 0.12791 | 0.39885 | 5.1038 | 2019 | 45 | 10 | 841 | -1 | 124.3 | 221112 | -104.6914 | 38.5594 | 336 | 125 | 120 |  | 39 | N | Natural Gas | Y | N | N | 9999 | N |  | Combustion Turbine |  | 1145.6691 | 11034
55453_G_S2 | CO | 08041 | FOUNTAIN VALLEY POWER - BOCA RATON | Fountain Valley Power Facility | 4385111 | 68597313 | 55453 | 2 | 55453 | S2 | CO0000000804100897 | 041-0897-002 | 12.3795 | 0.064671 | 0.93439 | 0.93439 | 1.168 | 0.74481 | 7.81 | 3.957 | 0.02 | 0.0063264 | 0.010322 | 0.067593 | 0.21077 | 2.6971 | 2019 | 45 | 10 | 841 | -1 | 124.3 | 221112 | -104.6875 | 38.5569 | 336 | 125 | 120 |  | 39 | N | Natural Gas | Y | N | N | 9999 | N |  | Combustion Turbine |  | 883.7203 | 11034
55453_G_S3 | CO | 08041 | FOUNTAIN VALLEY POWER - BOCA RATON | Fountain Valley Power Facility | 4385111 | 68597413 | 55453 | 3 | 55453 | S3 | CO0000000804100897 | 041-0897-003 | 13.74 | 0.072526 | 1.0479 | 1.0479 | 1.3099 | 0.8346 | 6.41 | 8.516 | 0.039 | 0.012232 | 0.019957 | 0.13069 | 0.40751 | 5.2146 | 2019 | 45 | 10 | 850 | -1 | 124.3 | 221112 | -104.6875 | 38.5569 | 336 | 125 | 120 |  | 39 | N | Natural Gas | Y | N | N | 9999 | N |  | Combustion Turbine |  | 1004.9598 | 11034
55453_G_S4 | CO | 08041 | FOUNTAIN VALLEY POWER - BOCA RATON | Fountain Valley Power Facility | 4385111 | 68597513 | 55453 | 4 | 55453 | S4 | CO0000000804100897 | 041-0897-004 | 12.9416 | 0.075605 | 1.0924 | 1.0924 | 1.3655 | 0.87152 | 8.1001 | 3.235 | 0.017 | 0.0053526 | 0.0087332 | 0.057188 | 0.17833 | 2.2819 | 2019 | 45 | 10 | 841 | -1 | 124.3 | 221112 | -104.6875 | 38.5569 | 336 | 125 | 120 |  | 39 | N | Natural Gas | Y | N | N | 9999 | N |  | Combustion Turbine |  | 1075.5393 | 11034
55453_G_S5 | CO | 08041 | FOUNTAIN VALLEY POWER - BOCA RATON | Fountain Valley Power Facility | 4385111 | 68597613 | 55453 | 5 | 55453 | S5 | CO0000000804100897 | 041-0897-005 | 15.3297 | 0.080389 | 1.1615 | 1.1615 | 1.4519 | 0.92669 | 5.04 | 6.251 | 0.032 | 0.010224 | 0.016681 | 0.10923 | 0.34061 | 4.3585 | 2019 | 45 | 10 | 841 | -1 | 124.3 | 221112 | -104.6875 | 38.5569 | 336 | 125 | 120 |  | 39 | N | Natural Gas | Y | N | N | 9999 | N |  | Combustion Turbine |  | 1154.6595 | 11034
55453_G_S6 | CO | 08041 | FOUNTAIN VALLEY POWER - BOCA RATON | Fountain Valley Power Facility | 4385111 | 68597713 | 55453 | 6 | 55453 | S6 | CO0000000804100897 | 041-0897-006 | 13.4303 | 0.067457 | 0.97465 | 0.97465 | 1.2183 | 0.7768 | 10.1702 | 3.784 | 0.018 | 0.0058035 | 0.0094688 | 0.062006 | 0.19335 | 2.4741 | 2019 | 45 | 10 | 841 | -1 | 124.3 | 221112 | -104.6875 | 38.5569 | 336 | 125 | 120 |  | 39 | N | Natural Gas | Y | N | N | 9999 | N |  | Combustion Turbine |  | 948.5602 | 11034
493_B_1 | CO | 08041 | COLORADO SPRINGS UTILITIES-BIRDSALL PLT | George Birdsall | 4391611 | 36145613 |  |  | 493 | 1 | CO0000000804100003 | 041-0003-001 | 2.84 | 0.01 | 0.08 | 0.08 | 0.06 |  | 0.85 | 2.84 | 0.01 | 0.08 | 0.08 | 0.06 |  | 0.85 | 2017 | 142 | 7.6 | 310 | -1 | 33.3 | 221112 | -104.8171 | 38.8813 | 216 | 125 | 100 |  | 16 | N | Natural Gas, Distillate Fuel Oil | N | N | N | 9999 | N |  | O/G Steam |  |  | 14500
493_B_2 | CO | 08041 | COLORADO SPRINGS UTILITIES-BIRDSALL PLT | George Birdsall | 4391611 | 36145713 |  |  | 493 | 2 | CO0000000804100003 | 041-0003-002 | 2.789 | 0.006844 | 0.075286 | 0.075286 | 0.054753 |  | 0.83499 | 2.5048 | 0.006147 | 0.067614 | 0.067614 | 0.049174 |  | 0.7499 | 2017 | 142 | 7.6 | 310 | -1 | 33.3 | 221112 | -104.8171 | 38.8813 | 216 | 125 | 100 |  | 16 | N | Natural Gas, Distillate Fuel Oil | N | N | N | 9999 | N |  | O/G Steam |  |  | 14500
493_B_3 | CO | 08041 | COLORADO SPRINGS UTILITIES-BIRDSALL PLT | George Birdsall | 4391611 | 36145813 |  |  | 493 | 3 | CO0000000804100003 | 041-0003-003 | 3.4533 | 0.00654 | 0.094834 | 0.094834 | 0.068673 |  | 1.0366 | 4.7005 | 0.008808 | 0.12771 | 0.12771 | 0.092482 |  | 1.406 | 2017 | 142 | 7.6 | 315 | -1 | 46.6 | 221112 | -104.8171 | 38.8813 | 299 | 125 | 100 |  | 23 | N | Natural Gas, Distillate Fuel Oil | N | N | N | 9999 | N |  | O/G Steam |  |  | 14500
492_B_5 | CO | 08041 | COLORADO SPRINGS UTILITIES- MARTIN DRAKE |  | 4391711 | 36145313 | 492 | 5 |  |  | CO0000000804100004 | 041-0004-004 | 8.6 | 6.5 | 0.03 | 0.06 | 0.09 | 0 | 1.5 | [8 empty] | 200 | 10.6 | 320 | -1 | 54 | 221112 | -104.8325 | 38.8247 | 548 | 125 | 100 | 127&99 |  |  |  | Y | N | N |  | N |  |  |  | 161.46
492_B_6 | CO | 08041 | COLORADO SPRINGS UTILITIES- MARTIN DRAKE | Martin Drake | 4391711 | 36145413 | 492 | 6 | 492 | 6 | CO0000000804100004 | 041-0004-005 | 489.88 | 724.1 | 1.54 | 3.08 | 7.1783 | 0 | 176.71 | 362.152 | 52.145 | 7.481 | 7.481 | 4.3169 |  | 35.8916 | 2017 | 200 | 12.6 | 210 | -1 | 54 | 221112 | -104.8325 | 38.8247 | 861 | 125 | 100 | 127&36 | 77 | N | Bituminous, Subbituminous | Y | N | N | 2022 | N |  | Coal Steam |  | 7270.8999 | 11438
492_B_7 | CO | 08041 | COLORADO SPRINGS UTILITIES- MARTIN DRAKE | Martin Drake | 4391711 | 36145513 | 492 | 7 | 492 | 7 | CO0000000804100004 | 041-0004-006 | 941 | 891.81 | 5.69 | 11.38 | 13.05 | 0 | 197 | 645.412 | 149.281 | 13.1481 | 13.1481 | 7.5871 |  | 63.0808 | 2017 | 250 | 15 | 210 | -1 | 60.2 | 221112 | -104.8325 | 38.8247 | 1340 | 125 | 100 | 127&99 | 131 | N | Bituminous, Subbituminous | Y | N | N | 2022 | N |  | Coal Steam |  | 8125.1699 | 11479
8219_B_1 | CO | 08041 | COLORADO SPRINGS UTILITIES - NIXON PLT | Ray D Nixon | 4392711 | 36137913 | 8219 | 1 | 8219 | 1 | CO0000000804100030 | 041-0030-001 | 1400.33 | 2982.96 | 4.52 | 8.93 | 21.88 |  | 1401.5 | 948.526 | 473.29 | 69.4976 | 85.4594 | 19.3987 |  | 161.9476 | 2017 | 460 | 17.5 | 195 | -1 | 64 | 221112 | -104.7065 | 38.6333 | 2050 | 125 | 100 | 127 | 208 | N | Bituminous, Subbituminous | Y | N | N | 9999 | N |  | Coal Steam |  | 7211.0708 | 10457
8219_G_GT1 | CO | 08041 | COLORADO SPRINGS UTILITIES - NIXON PLT | Ray D Nixon | 4392711 | 36138313 | 8219 | 2 | 8219 | GT1 | CO0000000804100030 | 041-0030-007 | 0.19 |  | 0.06 | 0.06 |  |  | 0.29 | 0.28 |  | 0.07 | 0.07 | 0.06 |  | 0.11 | 2019 | 70 | 10 | 1007 | -1 | 215.8 | 221112 | -104.7065 | 38.6333 | 330 | 125 | 120 | 39&99 | 30 | N | Natural Gas | Y | N | N | 9999 | N |  | Combustion Turbine |  | 45.75 | 14912
8219_G_GT2 | CO | 08041 | COLORADO SPRINGS UTILITIES - NIXON PLT | Ray D Nixon | 4392711 | 36138513 | 8219 | 3 | 8219 | GT2 | CO0000000804100030 | 041-0030-011 | 0.13 |  | 0.04 | 0.04 |  |  | 0.16 | 0.27 |  | 0.070918 | 0.070918 | 0.060001 |  | 0.08 | 2017 | 70 | 10 | 1007 | -1 | 215.8 | 221112 | -104.7065 | 38.6333 | 330 | 125 | 120 |  | 30 | N | Natural Gas | Y | N | N | 9999 | N |  | Combustion Turbine |  | 31.65 | 14921
55283_G_1 | CO | 08041 | COLORADO SPRINGS UTILITIES - NIXON PLT | Front Range Power Plant | 4392711 | 68588013 | 55283 | 1 | 55283 | 1 | CO0000000804100030 | 041-0030-012 | 139.82 | 2.58 | 4.49 | 4.49 | 2.8 |  | 15.92 | 191.286 | 3.451 | 1.0927 | 1.7828 | 11.6741 |  | 465.8154 | 2019 | 150 | 18 | 210 | -1 | 73 | 221112 | -104.7065 | 38.6334 | 2100 | 125 | 120 |  | 135 | N | Natural Gas | Y | N | N | 9999 | N | 55283_G_1;55283_G_3 | Combined Cycle |  | 6668.8501 | 7573
55283_G_2 | CO | 08041 | COLORADO SPRINGS UTILITIES - NIXON PLT | Front Range Power Plant | 4392711 | 68588113 | 55283 | 2 | 55283 | 2 | CO0000000804100030 | 041-0030-013 | 148.02 | 2.85 | 4.95 | 4.95 | 3.09 |  | 17.97 | 170.402 | 2.918 | 0.92398 | 1.5076 | 9.872 |  | 393.9085 | 2019 | 150 | 18 | 210 | -1 | 73 | 221112 | -104.7065 | 38.6334 | 2100 | 125 | 120 |  | 135 | N | Natural Gas | Y | N | N | 9999 | N |  | Combined Cycle |  | 7241.3198 | 7573
10755_G_GT2 | CO | 08045 | TRI-STATE GENERATION & TRANS./CO GREENHO | Rifle Generating Station | 4223411 | 36293313 |  |  | 10755 | GT2 | CO0000000804500057 | 045-0057-002 | 8.3 | 0.023702 | 0.44433 | 0.98739 | 0.88881 |  | 4.7403 | 8.3 | 0.023702 | 0.26064 | 0.98739 | 0.88881 |  | 4.7403 | 2017 | 55 | 11.3 | 190 | -1 | 34 | 221112 | -107.7296 | 39.5178 | 651 | 125 | 120 |  | 13 | N | Natural Gas | N | N | N | 9999 | N | 10755_G_ST1;10755_G_GT2 | Combined Cycle |  |  | 8961
10755_G_GT3 | CO | 08045 | TRI-STATE GENERATION & TRANS./CO GREENHO | Rifle Generating Station | 4223411 | 36293713 |  |  | 10755 | GT3 | CO0000000804500057 | 045-0057-008 | 7.4 | 0.021487 | 0.40295 | 0.89544 | 0.80575 |  | 4.2973 | 7.4 | 0.021487 | 0.23628 | 0.89544 | 0.80575 |  | 4.2973 | 2017 | 55 | 11.3 | 190 | -1 | 34 | 221112 | -107.7296 | 39.5178 | 651 | 125 | 120 |  | 13 | N | Natural Gas | N | N | N | 9999 | N |  | Combined Cycle |  |  | 8961
10755_G_GT4 | CO | 08045 | TRI-STATE GENERATION & TRANS./CO GREENHO | Rifle Generating Station | 4223411 | 36293813 |  |  | 10755 | GT4 | CO0000000804500057 | 045-0057-009 | 8.4 | 0.022556 | 0.42254 | 0.93898 | 0.84583 |  | 4.5111 | 8.4 | 0.022556 | 0.24804 | 0.93898 | 0.84583 |  | 4.5111 | 2017 | 55 | 11.3 | 190 | -1 | 34 | 221112 | -107.7296 | 39.5178 | 651 | 125 | 120 |  | 13 | N | Natural Gas | N | N | N | 9999 | N |  | Combined Cycle |  |  | 8961
55650_G_GE20 | CO | 08059 | PLAINS END, LLC | Plains End | 3834311 | 36962913 |  |  | 55650 | GE20 | CO0000000805900864 | 059-0864-001 | 11.51 | 0.1 | 4.94 | 4.94 | 4.86 |  | 4.57 | 11.51 | 0.1 | 4.94 | 4.94 | 4.86 |  | 4.57 | 2017 | 50 | 3.3 | 678 | -1 | 75 | 221112 | -105.2259 | 39.8578 | 54.2 | 125 | 160 | 20&65 | 5.7 | N | Natural Gas | N | N | N | 9999 | N | 55650_G_GEN6;55650_G_GE11;55650_G_GE16;55650_G_GE15;55650_G_GE18;55650_G_GEN1;55650_G_GE20;55650_G_GE12;55650_G_GE14;55650_G_GE17;55650_G_GEN2;55650_G_GE13;55650_G_GEN7;55650_G_GE10;55650_G_GEN3;55650_G_GEN4;55650_G_GEN9;55650_G_GE19;55650_G_GEN5;55650_G_GEN8 | Combustion Turbine |  |  | 10745
56516_G_2G14 | CO | 08059 | PLAINS END, LLC | Plains End II LLC | 3834311 | 96071213 |  |  | 56516 | 2G14 | CO0000000805900864 | 059-0864-002 | 14.7 | 0.26 | 15.76 | 15.76 | 14.65 |  | 14.65 | 14.7 | 0.26 | 15.76 | 15.76 | 14.65 |  | 14.65 | 2017 | 45 | 3.3 | 670 | -1 | 135 | 221112 | -105.2259 | 39.8578 | 11400 | 125 | 160 | 127&20 | 8.3 | N | Natural Gas | N | N | N | 9999 | N | 56516_G_2G06;56516_G_2G12;56516_G_2G04;56516_G_2G14;56516_G_2G08;56516_G_2G02;56516_G_2G11;56516_G_2G13;56516_G_2G03;56516_G_2G05;56516_G_2G01;56516_G_2G07;56516_G_2G09;56516_G_2G10 | Combustion Turbine |  |  | 10745
10003_B_BLR4 | CO | 08059 | MOLSON COORS USA - GOLDEN FACILITY | Colorado Energy Nations Company | 896111 | 46618213 |  |  | 10003 | BLR4 | CO0000000805900820 | 059-0820-004 | 54.01 | 1.8 | 5.66 | 5.66 | 6.479 |  | 17.87 | 45.21 | 1.6 | 5.849 | 5.849 | 6.695 |  | 18.47 | 2019 | 130 | 8 | 380 | -1 | 58 | 221330 | -105.2156 | 39.7604 | 360 | 183 | 100 | 127 | 10 | Y | Natural Gas | N | Y | N | 9999 | N |  | O/G Steam |  |  | 8300
10003_B_BLR5 | CO | 08059 | MOLSON COORS USA - GOLDEN FACILITY | Colorado Energy Nations Company | 896111 | 46618513 |  |  | 10003 | BLR5 | CO0000000805900820 | 059-0820-006 | 133.2319 | 274.64 | 0.3771 | 1.6173 | 8.5209 |  | 27.803 | 39.52 | 2 | 6.57 | 6.57 | 7.52 |  | 20.75 | 2019 | 200 | 13 | 380 | -1 | 38 | 221330 | -105.2156 | 39.7604 | 650 | 183 | 100 |  | 10 | Y | Natural Gas | N | Y | N | 9999 | N |  | O/G Steam |  |  | 8300
10003_B_BLR1 | CO | 08059 | MOLSON COORS USA - GOLDEN FACILITY | Colorado Energy Nations Company | 896111 | 46619013 |  |  | 10003 | BLR1 | CO0000000805900820 | 059-0820-001 | 70.45 | 0.15 | 1.912 | 1.912 | 2.189 |  | 21.13 | 83.23 | 0.18 | 2.259 | 2.259 | 2.2586 |  | 24.97 | 2019 | 130 | 8 | 380 | -1 | 40 | 221330 | -105.2156 | 39.7604 | 288 | 183 | 100 |  | 10 | Y | Natural Gas | N | Y | N | 9999 | N |  | O/G Steam |  |  | 8300
10003_B_BLR2 | CO | 08059 | MOLSON COORS USA - GOLDEN FACILITY | Colorado Energy Nations Company | 896111 | 46619113 |  |  | 10003 | BLR2 | CO0000000805900820 | 059-0820-002 | 107.3 | 0.23 | 2.912 | 2.912 | 3.334 |  | 32.19 | 160.97 | 0.345 | 4.369 | 4.369 | 5.002 |  | 48.29 | 2017 | 130 | 8 | 380 | -1 | 40 | 221330 | -105.2156 | 39.7604 | 288 | 183 | 100 |  | 10 | Y | Natural Gas | N | Y | N | 9999 | N |  | O/G Steam |  |  | 8300
6619_G_2 | CO | 08063 | TRI STATE GENERATION BURLINGTON | Burlington (CO) | 2761411 | 40836513 |  |  | 6619 | 2 | CO0000000806300003 | 063-0003-002 | 8.8015 | 0.3 | 0.12002 | 0.12002 | 0.0041 |  | 0.033 | 13.2533 | 0.19 | 0.18073 | 0.18073 | 0.000617 |  | 0.049691 | 2017 | 43 | 8 | 968 | -1 | 37.4 | 221112 | -102.2429 | 39.3571 | 584 | 125 | 160 |  | 50 | N | Distillate Fuel Oil | N | N | N | 9999 | N |  | Combustion Turbine |  |  | 14206
6619_G_1 | CO | 08063 | TRI STATE GENERATION BURLINGTON | Burlington (CO) | 2761411 | 40836613 |  |  | 6619 | 1 | CO0000000806300003 | 063-0003-001 | 8.5 | 0.2 | 0.1 | 0.1 | 0.004 |  | 0.032 | 2.62 | 0.04 | 0.04 | 0.04 | 0.004 |  | 0.01 | 2019 | 43 | 8 | 968 | -1 | 37.4 | 221112 | -102.2429 | 39.3571 | 584 | 125 | 160 |  | 50 | N | Distillate Fuel Oil | N | N | N | 9999 | N |  | Combustion Turbine |  |  | 14201
6761_G_C | CO | 08069 | PLATTE RIVER POWER AUTHORITY - RAWHIDE | Rawhide | 4364011 | 36154613 | 6761 | C | 6761 | C | CO0000000806900053 | 069-0053-037 | 0.37 | 0.01 | 0.06 | 0.06 |  |  | 0.6 | 0.37 | 0.01 | 0.06 | 0.06 |  |  | 0.6 | 2017 | 56 | 18 | 1000 | -1 | 161.6 | 221112 | -105.0269 | 40.86 | 900 | 125 | 120 |  | 65 | N | Natural Gas | Y | N | N | 9999 | N |  | Combustion Turbine |  | 69.66 | 11879
6761_G_B | CO | 08069 | PLATTE RIVER POWER AUTHORITY - RAWHIDE | Rawhide | 4364011 | 36154713 | 6761 | B | 6761 | B | CO0000000806900053 | 069-0053-036 | 0.4 | 0.01 | 0.07 | 0.07 | 0.01 |  | 0.35 | 0.4 | 0.01 | 0.07 | 0.07 | 0.01 |  | 0.35 | 2017 | 56 | 18 | 1000 | -1 | 161.6 | 221112 | -105.0269 | 40.86 | 900 | 125 | 120 |  | 65 | N | Natural Gas | Y | N | N | 9999 | N |  | Combustion Turbine |  | 109.35 | 11879
6761_G_A | CO | 08069 | PLATTE RIVER POWER AUTHORITY - RAWHIDE | Rawhide | 4364011 | 36155213 | 6761 | A | 6761 | A | CO0000000806900053 | 069-0053-035 | 0.26 | 0.01 | 0.04 | 0.04 |  |  | 0.36 | 0.26 | 0.01 | 0.04 | 0.04 |  |  | 0.36 | 2019 | 56 | 18 | 1000 | -1 | 161.6 | 221112 | -105.0269 | 40.86 | 900 | 125 | 120 |  | 65 | N | Natural Gas | Y | N | N | 9999 | N |  | Combustion Turbine |  | 109.21 | 11879
6761_B_101 | CO | 08069 | PLATTE RIVER POWER AUTHORITY - RAWHIDE | Rawhide | 4364011 | 36155313 | 6761 | 101 | 6761 | 101 | CO0000000806900053 | 069-0053-001 | 1306 | 879 | 51 | 88 | 38.333 | 0 | 430 | 1132.672 | 768.985 | 139.9356 | 139.9356 | 32.3152 |  | 269.7788 | 2017 | 505 | 17.5 | 200 | -1 | 65 | 221112 | -105.0269 | 40.86 | 3500 | 125 | 100 | 127&67 | 280 | N | Subbituminous | Y | N | N | 9999 | N |  | Coal Steam |  | 8581.5586 | 10091
6761_G_D | CO | 08069 | PLATTE RIVER POWER AUTHORITY - RAWHIDE | Rawhide | 4364011 | 68758713 | 6761 | D | 6761 | D | CO0000000806900053 | 069-0053-040 | 0.85 | 0.02 | 0.17 | 0.17 | 0.01 |  | 0.92 | 0.85 | 0.02 | 0.17 | 0.17 | 0.01 |  | 0.92 | 2019 | 56 | 14.76 | 1000 | -1 | 165.6 | 221112 | -105.0238 | 40.8616 | 900 | 125 | 120 |  | 65 | N | Natural Gas | Y | N | N | 9999 | N |  | Combustion Turbine |  | 62.57 | 11879
6761_G_F | CO | 08069 | PLATTE RIVER POWER AUTHORITY - RAWHIDE | Rawhide | 4364011 | 68758813 | 6761 | F | 6761 | F | CO0000000806900053 | 069-0053-041 | 8.79 | 0.16 | 1.51 | 1.51 | 0.4 |  | 5.24 | 8.79 | 0.16 | 1.51 | 1.51 | 0.4 |  | 5.24 | 2017 | 110 | 35.33 | 1125 | -1 | 37.4 | 221112 | -105.0238 | 40.8616 | 1600 | 125 | 120 |  | 128 | N | Natural Gas | Y | N | N | 9999 | N |  | Combustion Turbine |  | 189.45 | 11879
55504_G_L1 | CO | 08073 | TRI-STATE GENERATION & TRANS - LIMON | Limon Generating Station | 7785911 | 2873913 | 55504 | L1 | 55504 | L1 | CO0000000807300036 | 073-0036-002 | 12.7 | 0.3 | 2.4 | 2.4 | 0.1 |  | 3.1 | 3.4 | 0.1 | 0.53177 | 0.53177 | 0.022309 |  | 2.2 | 2017 | 56 | 9 | 958 | -1 | 157.8 | 221112 | -103.6987 | 39.206 | 840 | 125 | 120 |  | 67 | N | Natural Gas, Distillate Fuel Oil | Y | N | N | 9999 | N |  | Combustion Turbine |  | 605.29 | 12529
55504_G_L2 | CO | 08073 | TRI-STATE GENERATION & TRANS - LIMON | Limon Generating Station | 7785911 | 2874013 | 55504 | L2 | 55504 | L2 | CO0000000807300036 | 073-0036-001 | 9.5 | 0.3 | 1.9 | 1.9 | 0.1 |  | 3.8 | 3.6 | 0.1 | 0.60804 | 0.60804 | 0.024615 |  | 2.2 | 2019 | 56 | 9 | 958 | -1 | 157.8 | 221112 | -103.6987 | 39.2062 | 840 | 125 | 120 |  | 67 | N | Natural Gas, Distillate Fuel Oil | Y | N | N | 9999 | N |  | Combustion Turbine |  | 352.81 | 12529
471_G_1 | CO | 08077 | PUBLIC SERVICE CO FRUITA STA | Fruita | 4456711 | 36379513 |  |  | 471 | 1 | CO0000000807700035 | 077-0035-001 | [7 empty] | 1.194 | 0.186 | 0.023001 | 0.023001 | 0.006001 |  | 0.236 | 2017 | 30 | 1.25 | 900 | -1 | 83 | 221112 | -108.7348 | 39.1365 | 266 | 125 | 120 |  | 14 | N | Natural Gas, Distillate Fuel Oil | N | N | N | 2026 | N |  | Combustion Turbine |  |  | 10745
6021_B_C2 | CO | 08081 | TRI STATE GENERATION CRAIG | Craig (CO) | 1839711 | 41819013 | 6021 | C2 | 6021 | C2 | CO0000000808100018 | 081-0018-002 | 3899.02 | 722.9 | 46.6 | 80.8 | 3.2 | 0 | 365.8089 | 931.1 | 584 | 34.3 | 59.6 | 2.8 |  | 337.5396 | 2019 | 600 | 25 | 116 | -1 | 59 | 221112 | -107.5912 | 40.4627 | 4320 | 125 | 100 | 127&141 | 410 | N | Subbituminous | Y | N | N | 9999 | N |  | Coal Steam |  | 8709.8105 | 10240
6021_B_C3 | CO | 08081 | TRI STATE GENERATION CRAIG | Craig (CO) | 1839711 | 41819813 | 6021 | C3 | 6021 | C3 | CO0000000808100018 | 081-0018-003 | 4324.272 | 2037.9 | 39.8 | 69.1 | 45.2 | 0 | 948.9 | 3373.84 | 1791.7 | 10.2 | 17.6 | 44.3 |  | 934 | 2019 | 600 | 25 | 173 | -1 | 69 | 221112 | -107.5912 | 40.4627 | 4600 | 125 | 100 | 127&68 | 448 | N | Subbituminous | Y | N | N | 9999 | N |  | Coal Steam |  | 8329.9414 | 10014
6021_B_C1 | CO | 08081 | TRI STATE GENERATION CRAIG | Craig (CO) | 1839711 | 41819913 | 6021 | C1 | 6021 | C1 | CO0000000808100018 | 081-0018-001 | 3246.2 | 582.4 | 69.8 | 121.1 | 2.8 | 0 | 317.3662 | 3561.7 | 642.7 | 27.8 | 48.2 | 2.8 |  | 339.3324 | 2017 | 600 | 25 | 117 | -1 | 62 | 221112 | -107.5912 | 40.4627 | 4320 | 125 | 100 | 127&141 | 427 | N | Subbituminous | Y | N | N | 2026 | N |  | Coal Steam |  | 7597.2002 | 10204
527_B_1 | CO | 08085 | TRI STATE GENERATION - NUCLA STATION |  | 3457111 | 36572413 | 527 | 1 |  |  | CO0000000808500001 | 085-0001-001 | 498.6 | 439.5 | 1.74 | 4.87 | 3.3759 | 0 | 21.2051 | 239.389 | 187.784 | 9.4872 | 9.494 | 1.7794 |  | 642.0478 | 2017 | 215 | 12 | 256 | -1 | 76.6 | 221112 | -108.5073 | 38.2382 | 1110 | 125 | 100 | 127&67 |  |  |  | Y | N | N |  | N |  |  |  | 3052.6797
10682_G_GT5 | CO | 08087 | ALTAGAS BRUSH ENERGY - 1500 S CLAYTON ST | Brush Generation Facility | 3936111 | 36928013 | 10682 | GT5 | 10682 | GT5 | CO0000000808700027 | 087-0027-010 | 5.56 | 0.04 | 0.61 | 0.61 | 0.38 |  | 5.43 | 22.04 | 0.156 | 0.61 | 0.61 | 0.38 |  | 5.43 | 2019 | 80 | 9 | 210 | -1 | 70.7 | 221112 | -103.631 | 40.2415 | 420 | 125 | 120 |  | 25 | N | Natural Gas | Y | N | N | 9999 | N | 10682_G_ST4;10682_G_GT5 | Combined Cycle |  | 205.77 | 10763
10682_G_GT1 | CO | 08087 | ALTAGAS BRUSH ENERGY - 1500 S CLAYTON ST | Brush Generation Facility | 3936111 | 36928213 |  |  | 10682 | GT1 | CO0000000808700027 | 087-0027-001 | 1.45 | 0.01 | 0.089999 | 0.089999 | 0.12 |  | 1.45 | 1.45 | 0.01 | 0.089999 | 0.089999 | 0.12 |  | 1.45 | 2017 | 41 | 9 | 280 | -1 | 89.7 | 221112 | -103.631 | 40.2415 | 420 | 125 | 120 | 213 | 25 | N | Natural Gas | N | Y | N | 9999 | N |  | Combined Cycle |  |  | 10763
10682_G_GT3 | CO | 08087 | ALTAGAS BRUSH ENERGY - 1500 S CLAYTON ST | Brush Generation Facility | 3936111 | 36928513 | 10682 |  | 10682 | GT3 | CO0000000808700027 | 087-0027-004 | 3.68 | 0.03 | 0.14 | 0.14 | 0.87 |  | 1.71 | 3.68 | 0.03 | 0.14 | 0.14 | 0.87 |  | 1.71 | 2017 | 80 | 9 | 210 | 4462.5834 | 70.1191 | 221112 | -103.631 | 40.2415 | 350 | 125 | 120 | 28 | 32 | N | Natural Gas | Y | N | N | 9999 | N |  | Combined Cycle |  | 43.95 | 10763
10682_G_GT4 | CO | 08087 | ALTAGAS BRUSH ENERGY - 1500 S CLAYTON ST | Brush Generation Facility | 3936111 | 36928613 | 10682 | GT4 | 10682 | GT4 | CO0000000808700027 | 087-0027-007 | 5.87 | 0.04 | 1.31 | 1.31 | 0.38 |  | 6.01 | 20.993 | 0.155 | 1.31 | 1.31 | 0.38 |  | 6.01 | 2017 | 80 | 9 | 210 | -1 | 70.7 | 221112 | -103.631 | 40.2415 | 420 | 125 | 120 |  | 25 | N | Natural Gas | Y | N | N | 9999 | N |  | Combined Cycle |  | 209.3701 | 10763
10682_G_GT2 | CO | 08087 | ALTAGAS BRUSH ENERGY - 1500 S CLAYTON ST | Brush Generation Facility | 3936111 | 68809013 | 10682 | GT2 | 10682 | GT2 | CO0000000808700027 | 087-0027-002 | 4.96 | 0.03 | 0.34 | 0.34 | 0.12 |  | 5.79 | 4.96 | 0.03 | 0.34 | 0.34 | 0.12 |  | 5.79 | 2017 | 45 | 11.8 | 900 | -1 | 133.5 | 221112 | -103.631 | 40.2415 | 420 | 125 | 120 |  | 25 | N | Natural Gas | Y | Y | N | 9999 | N |  | Combustion Turbine |  | 43.95 | 16250
6248_B_1 | CO | 08087 | PUBLIC SERVICE CO - PAWNEE PLT | Pawnee | 897211 | 46611213 | 6248 | 1 | 6248 | 1 | CO0000000808700011 | 087-0011-001 | 840 | 1493.7 | 22.9 | 39.7 | 51.5 |  | 431.1 | 792.148 | 1315.852 | 175.4091 | 215.6958 | 48.9616 |  | 408.7487 | 2017 | 550 | 23.5 | 185 | -1 | 75.5 | 221112 | -103.6796 | 40.2201 | 5430 | 125 | 100 | 127&29 | 505 | N | Subbituminous | Y | N | N | 9999 | N |  | Coal Steam |  | 6617.6299 | 10769
55127_G_UN1 | CO | 08087 | PUBLIC SERVICE CO - PAWNEE PLT | Manchief Electric Generating Station | 897211 | 68808313 | 55127 | CT1 | 55127 | UN1 | CO0000000808700011 | 087-0011-016 | 9.25 | 7.7e-05 | 0.7424 | 0.7424 | 0.4736 |  | 0.3 | 51.252 | 0.553 | 1.9517 | 1.9517 | 1.245 |  | 5.45 | 2017 | 90 | 20 | 994 | 35142.234 | 111.8161 | 221112 | -103.679 | 40.2201 | 1280 | 125 | 120 |  | 132 | N | Natural Gas | Y | N | N | 9999 | N |  | Combustion Turbine |  | 250.38 | 10745
55127_G_UN2 | CO | 08087 | PUBLIC SERVICE CO - PAWNEE PLT | Manchief Electric Generating Station | 897211 | 68808413 | 55127 | CT2 | 55127 | UN2 | CO0000000808700011 | 087-0011-017 | 16.46 | 0.000143 | 1.8083 | 1.8084 | 0.88203 |  | 0.68 | 47.778 | 0.521 | 1.8083 | 1.8084 | 0.88203 |  | 0.68 | 2017 | 90 | 20 | 994 | -1 | 138.1 | 221112 | -103.679 | 40.2201 | 1280 | 125 | 120 |  | 132 | N | Natural Gas | Y | N | N | 9999 | N |  | Combustion Turbine |  | 479.7899 | 10745
56998_G_GT1 | CO | 08101 | BLACK HILLS ELECTRIC GENERATION - PAGS | Pueblo Airport Generating Station | 16243211 | 103541913 | 56998 | CT01 | 56998 | GT1 | CO0000000810101160 | 101-1160-001 | 7 | 0.4 | 1.4 | 3 | 1.3 |  | 9 | 7 | 0.4 | 1.4 | 3 | 1.3 |  | 9 | 2017 | 72 | 13.5 | 787 | -1 | 96.4 | 221112 | -104.5302 | 38.3208 | 842 | 125 | 120 | 109 | 90 | N | Natural Gas | Y | N | N | 9999 | N |  | Combustion Turbine |  | 1596.0201 | 10745
56998_G_GT2 | CO | 08101 | BLACK HILLS ELECTRIC GENERATION - PAGS | Pueblo Airport Generating Station | 16243211 | 103542013 | 56998 | CT02 | 56998 | GT2 | CO0000000810101160 | 101-1160-002 | 17 | 0.9 | 3.3 | 7.2 | 3.1 |  | 21.8 | 17 | 0.9 | 3.3 | 7.2 | 3.1 |  | 21.8 | 2017 | 72 | 13.5 | 773 | -1 | 114.2 | 221112 | -104.5302 | 38.3208 | 842 | 125 | 120 | 109&65 | 90 | N | Natural Gas | Y | N | N | 9999 | N |  | Combustion Turbine |  | 1383.9799 | 10745
56998_G_4 | CO | 08101 | BLACK HILLS ELECTRIC GENERATION - PAGS | Pueblo Airport Generating Station | 16243211 | 103542113 | 56998 | CT04 | 56998 | 4 | CO0000000810101160 | 101-1160-004 | 13.5 | 1.3 | 9.3 | 14.3 | 6.2 |  | 10.9 | 13.5 | 1.3 | 9.3 | 14.3 | 6.2 |  | 10.9 | 2019 | 76 | 10 | 228 | -1 | 63.6 | 221112 | -104.5302 | 38.3208 | 418 | 125 | 120 | 65 | 37 | N | Natural Gas | Y | N | N | 9999 | N | 56998_G_4;56998_G_43 | Combined Cycle |  | 7585.5918 | 7728
56998_G_5 | CO | 08101 | BLACK HILLS ELECTRIC GENERATION - PAGS | Pueblo Airport Generating Station | 16243211 | 103542213 | 56998 | CT05 | 56998 | 5 | CO0000000810101160 | 101-1160-005 | 12 | 1.1 | 8.3 | 12.7 | 5.5 |  | 9.7 | 12 | 1.1 | 8.3 | 12.7 | 5.5 |  | 9.7 | 2017 | 72 | 10 | 739 | -1 | 110 | 221112 | -104.5302 | 38.3208 | 418 | 125 | 120 | 109&65 | 37 | N | Natural Gas | Y | N | N | 9999 | N | 56998_G_5;56998_G_53 | Combined Cycle |  | 7350.8296 | 7728
56998_G_6 | CO | 08101 | BLACK HILLS ELECTRIC GENERATION - PAGS | Pueblo Airport Generating Station | 16243211 | 103542313 | 56998 | CT06 | 56998 | 6 | CO0000000810101160 | 101-1160-006 | 9.9 | 0.9 | 6.8 | 10.5 | 4.6 |  | 8 | 9.9 | 0.9 | 6.8 | 10.5 | 4.6 |  | 8 | 2017 | 76 | 10 | 229 | -1 | 68.5 | 221112 | -104.5302 | 38.3208 | 418 | 125 | 120 | 109&65 | 37 | N | Natural Gas | Y | N | N | 9999 | N |  | Combined Cycle |  | 7389.9712 | 7728
56998_G_7 | CO | 08101 | BLACK HILLS ELECTRIC GENERATION - PAGS | Pueblo Airport Generating Station | 16243211 | 103542413 | 56998 | CT07 | 56998 | 7 | CO0000000810101160 | 101-1160-007 | 5.355 | 1.228 | 9.042 | 13.881 | 6.039 |  | 2.704 | 5.355 | 1.228 | 9.042 | 13.881 | 6.039 |  | 2.704 | 2017 | 76 | 10 | 221 | -1 | 67 | 221112 | -104.5302 | 38.3208 | 418 | 125 | 120 | 109&65 | 37 | N | Natural Gas | Y | N | N | 9999 | N |  | Combined Cycle |  | 7246.0186 | 7728
7995_G_IC4 | CO | 08101 | BLACK HILLS ELECTRIC- AIRPORT INDUSTRIAL | Airport Industrial | 4295211 | 36355913 |  |  | 7995 | IC4 | CO0000000810100396 | 101-0396-001 | 1.1 |  | 0.02 | 0.02 | 0.04 |  | 0.14 | 1.1 |  | 0.02 | 0.02 | 0.04 |  | 0.14 | 2017 | 20 | 3.5 | 770 | -1 | 39.8 | 221112 | -104.5315 | 38.2825 | 29.5 | 125 | 160 |  | 2.5 | N | Distillate Fuel Oil | N | N | N | 9999 | N | 7995_G_IC3;7995_G_IC2;7995_G_IC4;7995_G_IC1 | Combustion Turbine |  |  | 12283
470_B_2 | CO | 08101 | PUBLIC SERVICE CO - COMANCHE PLT | Comanche (CO) | 4367811 | 36421413 | 470 | 2 | 470 | 2 | CO0000000810100003 | 101-0003-002 | 1621.8 | 854.6 | 22.2 | 38.3 | 33.4 |  | 287.8 | 1681.6 | 860.4 | 5.544 | 9.051 | 33.0177 |  | 290.176 | 2019 | 500 | 23.9 | 160 | -1 | 44.3 | 221112 | -104.5753 | 38.2085 | 3480 | 125 | 100 | 127&202&25 | 335 | N | Subbituminous | Y | N | N | 2026 | N |  | Coal Steam |  | 6935.2104 | 10809
470_B_1 | CO | 08101 | PUBLIC SERVICE CO - COMANCHE PLT |  | 4367811 | 36421513 | 470 | 1 |  |  | CO0000000810100003 | 101-0003-001 | 1360.2 | 916.9 | 10.8 | 18.6 | 46.7 |  | 382.9 | 1322.3 | 856.227 | 20.824 | 35.409 | 45.2138 |  | 366.7656 | 2019 | 500 | 24.56 | 160 | -1 | 44.3 | 221112 | -104.5753 | 38.2085 | 3530 | 125 | 100 | 128&202 |  |  |  | Y | N | N |  | N |  |  |  | 8127.0898
470_B_3 | CO | 08101 | PUBLIC SERVICE CO - COMANCHE PLT | Comanche (CO) | 4367811 | 96094413 | 470 | 3 | 470 | 3 | CO0000000810100003 | 101-0003-014 | 1625.1 | 2056.7 | 119.5 | 225.5 | 21.4 |  | 611.5 | 1465.5 | 1775.5 | 139 | 139 | 2 |  | 304.9 | 2019 | 500 | 29 | 160 | -1 | 73.2 | 221112 | -104.5747 | 38.2081 | 7420 | 125 | 100 | 127&41&99 | 750 | N | Subbituminous | Y | N | N | 9999 | N |  | Coal Steam |  | 8019.3306 | 10459
460_G_IC5 | CO | 08101 | BLACK HILLS ELECTRIC- PUEBLO POWER PLANT | Pueblo | 4368111 | 36419413 |  |  | 460 | IC5 | CO0000000810100008 | 101-0008-003 | 2.77 |  | 0.1 | 0.1 | 0.04 |  | 0.44 | 2.77 |  | 0.1 | 0.1 | 0.04 |  | 0.44 | 2019 | 15 | 2 | 537 | -1 | 124.6 | 221112 | -104.6151 | 38.2666 | 21.9 | 125 | 160 |  | 2 | N | Distillate Fuel Oil | N | N | N | 9999 | N | 460_G_IC5;460_G_IC1;460_G_IC3;460_G_IC4;460_G_IC2 | Combustion Turbine |  |  | 12283
525_B_H2 | CO | 08107 | PUBLIC SERVICE CO - HAYDEN PLT | Hayden | 4458511 | 36377313 | 525 | H2 | 525 | H2 | CO0000000810700001 | 107-0001-002 | 1208.8 | 855 | 18.8 | 32.6 | 19.1186 | 0 | 158.8463 | 413.531 | 1018.554 | 174.4945 | 225.0329 | 20.4504 |  | 170.0283 | 2017 | 395 | 24 | 292 | -1 | 35 | 221112 | -107.1857 | 40.4871 | 2710 | 125 | 100 | 127&41 | 262 | N | Bituminous | Y | N | N | 9999 | N |  | Coal Steam |  | 7122.5601 | 10907
525_B_H1 | CO | 08107 | PUBLIC SERVICE CO - HAYDEN PLT | Hayden | 4458511 | 36377413 | 525 | H1 | 525 | H1 | CO0000000810700001 | 107-0001-001 | 293.9 | 841.7 | 12.9 | 22.5 | 16.4812 | 0 | 137.7535 | 324.399 | 844.626 | 151.1075 | 194.8723 | 17.7095 |  | 147.2399 | 2017 | 250 | 22 | 285 | -1 | 32 | 221112 | -107.1857 | 40.4871 | 1960 | 125 | 100 | 127&41 | 179 | N | Bituminous | Y | N | N | 9999 | N |  | Coal Steam |  | 8335.4297 | 10910
55835_G_CTG1 | CO | 08123 | PUBLIC SERV - ROCKY MOUNTAIN ENERGY | Rocky Mountain Energy Center | 12868211 | 68879713 | 55835 | 1 | 55835 | CTG1 | CO0000000812301342 | 123-1342-001 | 40.2 | 2.5 | 14.404 | 14.404 | 2.9 |  | 81.4 | 56.289 | 2.957 | 8.4601 | 8.4601 | 3.0902 |  | 67.51 | 2017 | 175 | 18.5 | 161 | -1 | 62 | 221112 | -104.5953 | 40.0909 | 2310 | 125 | 120 |  | 145 | N | Natural Gas | Y | N | N | 9999 | N |  | Combined Cycle |  | 5363.5498 | 7737
55835_G_CTG2 | CO | 08123 | PUBLIC SERV - ROCKY MOUNTAIN ENERGY | Rocky Mountain Energy Center | 12868211 | 68879813 | 55835 | 2 | 55835 | CTG2 | CO0000000812301342 | 123-1342-002 | 39.5 | 2.3 | 17.2545 | 17.2545 | 0.5953 |  | 60.2 | 101.284 | 3.732 | 4.0499 | 4.0499 | 0.62686 |  | 113.88 | 2017 | 175 | 18.5 | 161 | -1 | 62 | 221112 | -104.5953 | 40.0909 | 2310 | 125 | 120 |  | 145 | N | Natural Gas | Y | N | N | 9999 | N |  | Combined Cycle |  | 5166.7397 | 7737
55835_G_STG1 | CO | 08123 | PUBLIC SERV - ROCKY MOUNTAIN ENERGY | Rocky Mountain Energy Center | 12868211 | 68880013 |  |  | 55835 | STG1 | CO0000000812301342 | 123-1342-004 | 1.2 | 0.02895 | 0.99998 | 0.99998 | 0.26538 |  | 2.1 | 1.2 | 0.02895 | 0.99998 | 0.99998 | 0.26538 |  | 2.1 | 2019 | 80 | 3.5 | 325 | -1 | 85 | 221112 | -104.5953 | 40.0909 | 129 | 125 | 100 |  | 290 | N | Natural Gas | N | N | N | 9999 | N |  | Combined Cycle |  |  | 7737
56445_G_GEN1 | CO | 08123 | SPINDLE HILL ENERGY, LLC | Spindle Hill Energy Center | 13331311 | 68956213 | 56445 | CT-01 | 56445 | GEN1 | CO0000000812305468 | 123-5468-001 | 20.36 | 0.35 | 1.13 | 1.13 | 0.39 |  | 4.65 | 34.691 | 0.491 | 1.13 | 1.13 | 0.39 |  | 4.65 | 2019 | 75 | 19 | 1026 | -1 | 77.2 | 221112 | -104.8881 | 40.0918 | 1530 | 125 | 120 |  | 135 | N | Natural Gas, Distillate Fuel Oil | Y | N | N | 9999 | N |  | Combustion Turbine |  | 288.01 | 11234
56445_G_GEN2 | CO | 08123 | SPINDLE HILL ENERGY, LLC | Spindle Hill Energy Center | 13331311 | 68956313 | 56445 | CT-02 | 56445 | GEN2 | CO0000000812305468 | 123-5468-002 | 18.3 | 0.29 | 1.79 | 1.79 | 0.18 |  | 3.77 | 43.388 | 0.53 | 1.79 | 1.79 | 0.18 |  | 3.77 | 2017 | 75 | 19 | 1026 | -1 | 77.2 | 221112 | -104.8881 | 40.0918 | 1350 | 125 | 120 |  | 135 | N | Natural Gas, Distillate Fuel Oil | Y | N | N | 9999 | N |  | Combustion Turbine |  | 229.39 | 11234
8067_G_2 | CO | 08123 | PUBLIC SERVICE CO - FT LUPTON STATION | Fort Lupton | 3551311 | 36795213 |  |  | 8067 | 2 | CO0000000812300014 | 123-0014-002 | 2.9104 | 0.045 | 0.017699 | 0.017699 | 0.017699 |  | 0.70464 | 2.9104 | 0.045 | 0.017699 | 0.017699 | 0.017699 |  | 0.70464 | 2019 | 39 | 31.2 | 963 | -1 | 40.6 | 221112 | -104.7737 | 40.1005 | 663 | 125 | 120 |  | 44 | N | Natural Gas, Distillate Fuel Oil | N | N | N | 9999 | N |  | Combustion Turbine |  |  | 15798
8067_G_1 | CO | 08123 | PUBLIC SERVICE CO - FT LUPTON STATION | Fort Lupton | 3551311 | 36795313 |  |  | 8067 | 1 | CO0000000812300014 | 123-0014-001 | 2.7161 | 0.04 | 0.016518 | 0.016518 | 0.016518 |  | 0.65761 | 2.7161 | 0.04 | 0.016518 | 0.016518 | 0.016518 |  | 0.65761 | 2017 | 39 | 31.2 | 963 | -1 | 40.6 | 221112 | -104.7737 | 40.1005 | 663 | 125 | 120 |  | 44 | N | Natural Gas, Distillate Fuel Oil | N | N | N | 9999 | N |  | Combustion Turbine |  |  | 15793
6112_G_4 | CO | 08123 | PUBLIC SERVICE CO - FORT SAINT VRAIN PLT | Fort St Vrain | 3551511 | 36792713 | 6112 | 4 | 6112 | 4 | CO0000000812300023 | 123-0023-008 | 48.4 | 2.1 | 17.3999 | 17.3999 | 3.2 | 21.9777 | 54.2 | 68.988 | 3.19 | 1.0101 | 1.648 | 10.7919 | 33.6517 | 430.6142 | 2019 | 175 | 15 | 180 | -1 | 94 | 221112 | -104.8743 | 40.2446 | 1980 | 125 | 120 |  | 128 | N | Natural Gas | Y | N | N | 9999 | N |  | Combined Cycle |  | 5446.0703 | 7735
6112_G_3 | CO | 08123 | PUBLIC SERVICE CO - FORT SAINT VRAIN PLT | Fort St Vrain | 3551511 | 36793013 | 6112 | 3 | 6112 | 3 | CO0000000812300023 | 123-0023-005 | 106.9 | 1.9036 | 9.4017 | 9.4017 | 2.3204 | 20.1188 | 13.4 | 181.325 | 3.036 | 0.96132 | 1.5685 | 10.2709 | 32.027 | 409.8243 | 2019 | 175 | 15 | 180 | -1 | 90 | 221112 | -104.8743 | 40.2446 | 1820 | 125 | 120 | 99 | 128 | N | Natural Gas | Y | N | N | 9999 | N |  | Combined Cycle |  | 5256.8403 | 7735
6112_G_2 | CO | 08123 | PUBLIC SERVICE CO - FORT SAINT VRAIN PLT | Fort St Vrain | 3551511 | 36793113 | 6112 | 2 | 6112 | 2 | CO0000000812300023 | 123-0023-004 | 115.7 | 2.2549 | 14.9166 | 14.9166 | 3.7292 | 23.8481 | 19.1 | 184.639 | 2.88 | 0.91208 | 1.4881 | 9.7448 | 30.3866 | 388.8332 | 2019 | 175 | 15 | 180 | -1 | 90 | 221112 | -104.8743 | 40.2446 | 1770 | 125 | 120 |  | 123 | N | Natural Gas | Y | N | N | 9999 | N | 6112_G_1;6112_G_2 | Combined Cycle |  | 6051.4502 | 7735
6112_G_5 | CO | 08123 | PUBLIC SERVICE CO - FORT SAINT VRAIN PLT | Fort St Vrain | 3551511 | 90957313 | 6112 | 5 | 6112 | 5 | CO0000000812300023 | 123-0023-010 | 13.3 | 0.3 | 1.6999 | 1.6999 | 0.1 |  | 4 | 8.96 | 0.07 | 1.0337 | 1.0337 | 0.04999 |  | 2.78 | 2019 | 135 | 18 | 1115 | -1 | 130.2 | 221112 | -104.8742 | 40.2461 | 1470 | 125 | 120 |  | 144 | N | Natural Gas | Y | N | N | 9999 | N |  | Combustion Turbine |  | 687.8199 | 11455
6112_G_6 | CO | 08123 | PUBLIC SERVICE CO - FORT SAINT VRAIN PLT | Fort St Vrain | 3551511 | 90957413 | 6112 | 6 | 6112 | 6 | CO0000000812300023 | 123-0023-011 | 11.7 | 0.2 | 1.1577 | 1.1577 | 0.04 |  | 3.6 | 11.25 | 0.2 | 0.97957 | 0.97957 | 0.04 |  | 3.1 | 2019 | 135 | 18 | 1115 | -1 | 130.2 | 221112 | -104.8742 | 40.2461 | 1470 | 125 | 120 |  | 144 | N | Natural Gas | Y | N | N | 9999 | N |  | Combustion Turbine |  | 686.3798 | 11455
50707_G_LMA | CO | 08123 | THERMO COGEN PARTNERSHIP - JM SHAFER | JM Shafer Generating Station | 4223811 | 36292013 | 50707 | S001 | 50707 | LMA | CO0000000812300250 | 123-0250-001 | 47.99 | 0.34 | 3.76 | 3.76 | 3.23 |  | 19.96 | 44.546 | 0.303 | 2.76 | 2.76 | 2.38 |  | 13.61 | 2017 | 100 | 9.5 | 313 | -1 | 70 | 221112 | -104.7738 | 40.098 | 296 | 125 | 120 |  | 40.1 | Y | Natural Gas | Y | N | N | 9999 | N | 50707_G_STA;50707_G_LMA | Combined Cycle |  | 5886.1597 | 9308
50707_G_LMB | CO | 08123 | THERMO COGEN PARTNERSHIP - JM SHAFER | JM Shafer Generating Station | 4223811 | 68875613 | 50707 | S002 | 50707 | LMB | CO0000000812300250 | 123-0250-002 | 26.28 | 0.19 | 2.08 | 2.08 | 1.79 |  | 13.37 | 34.914 | 0.236 | 2.23 | 2.23 | 1.93 |  | 14.07 | 2017 | 100 | 9.5 | 313 | -1 | 70 | 221112 | -104.7741 | 40.0981 | 296 | 125 | 120 |  | 40.1 | Y | Natural Gas | Y | N | N | 9999 | N |  | Combined Cycle |  | 2185.8606 | 9308
50707_G_LMC | CO | 08123 | THERMO COGEN PARTNERSHIP - JM SHAFER | JM Shafer Generating Station | 4223811 | 68875713 | 50707 | S003 | 50707 | LMC | CO0000000812300250 | 123-0250-003 | 43.61 | 0.32 | 3.47 | 3.47 | 3.93 |  | 16.49 | 50.006 | 0.343 | 2.99 | 2.99 | 3.93 |  | 16.99 | 2017 | 100 | 9.5 | 313 | -1 | 70 | 221112 | -104.7741 | 40.0981 | 296 | 125 | 120 |  | 40.1 | Y | Natural Gas | Y | N | N | 9999 | N | 50707_G_LMC;50707_G_STB | Combined Cycle |  | 4634.4604 | 9308
50707_G_LMD | CO | 08123 | THERMO COGEN PARTNERSHIP - JM SHAFER | JM Shafer Generating Station | 4223811 | 68875813 | 50707 | S004 | 50707 | LMD | CO0000000812300250 | 123-0250-004 | 47.16 | 0.33 | 3.61 | 3.61 | 3.1 |  | 20.05 | 41.93 | 0.276 | 2.12 | 2.12 | 1.83 |  | 12.95 | 2017 | 100 | 9.5 | 313 | -1 | 70 | 221112 | -104.7741 | 40.0981 | 296 | 125 | 120 |  | 40.1 | Y | Natural Gas | Y | N | N | 9999 | N |  | Combined Cycle |  | 4999.8521 | 9308
50707_G_LME | CO | 08123 | THERMO COGEN PARTNERSHIP - JM SHAFER | JM Shafer Generating Station | 4223811 | 68875913 | 50707 | S005 | 50707 | LME | CO0000000812300250 | 123-0250-005 | 35.14 | 0.24 | 2.67 | 2.67 | 2.29 |  | 17.45 | 51.365 | 0.353 | 2.38 | 2.38 | 2.05 |  | 13.18 | 2019 | 100 | 9.5 | 313 | -1 | 70 | 221112 | -104.7741 | 40.0981 | 296 | 125 | 120 |  | 40.1 | Y | Natural Gas | Y | N | N | 9999 | N |  | Combined Cycle |  | 3938.6519 | 9308
56189_G_4 | CT | 09001 | WATERSIDE POWER LLC | Waterside Power, LLC | 14623611 | 88748813 | 56189 | 4 | 56189 | 4 | T172P0026C08048 | P0228 | 0.34227 | 0.0038942 | 0.029156 | 0.029156 | 0.0010539 |  | 0.048171 | 0.33041 | 0.0032547 | 0.024202 | 0.024202 | 0.0008808 |  | 0.071555 | 2019 | 30 | 8.2 | 960 | 5691.6667 | 107.7325 | 221112 | -73.5545 | 41.0382 | 247 | 125 | 120 | 213 | 23.3 | N | Distillate Fuel Oil | Y | N | N | 9999 | N |  | Combustion Turbine |  | 20.29 | 11602
56189_G_5 | CT | 09001 | WATERSIDE POWER LLC | Waterside Power, LLC | 14623611 | 88748913 | 56189 | 5 | 56189 | 5 | T172P0026C08048 | P0229 | 0.35708 | 0.0040034 | 0.029974 | 0.029974 | 0.0010834 |  | 0.049522 | 0.33584 | 0.0034169 | 0.025409 | 0.025409 | 0.00092471 |  | 0.072913 | 2019 | 30 | 8.2 | 960 | 5691.6667 | 107.7325 | 221112 | -73.5545 | 41.0382 | 247 | 125 | 120 | 213 | 23.3 | N | Distillate Fuel Oil | Y | N | N | 9999 | N |  | Combustion Turbine |  | 19.46 | 11608
56189_G_7 | CT | 09001 | WATERSIDE POWER LLC | Waterside Power, LLC | 14623611 | 88749013 | 56189 | 7 | 56189 | 7 | T172P0026C08048 | P0230 | 0.35272 | 0.0040734 | 0.030498 | 0.030498 | 0.0011024 |  | 0.050388 | 0.30803 | 0.0030733 | 0.022854 | 0.022854 | 0.00083173 |  | 0.061606 | 2019 | 30 | 8.2 | 960 | 5691.6667 | 107.7325 | 221112 | -73.5545 | 41.0382 | 247 | 125 | 120 | 213 | 23.3 | N | Distillate Fuel Oil | Y | N | N | 9999 | N |  | Combustion Turbine |  | 19.44 | 11608
542_G_UN12 | CT | 09001 | CONNECTICUT JET POWER, LLC | Cos Cob | 2722511 | 41011213 | 542 | 12 | 542 | UN12 | T067P0017C07741 | R0054 | 0.34864 | 0.002836 | 0.022466 | 0.022466 | 0.00076829 |  | 0.49883 | 0.24138 | 0.0018385 | 0.014564 | 0.014564 | 0.00049805 |  | 0.29011 | 2019 | 33 | 12.6 | 750 | 13783.3336 | 110.541 | 221112 | -73.5976 | 41.0286 | 255 | 125 | 120 | 213 | 19.1 | N | Distillate Fuel Oil | Y | N | N | 9999 | N |  | Combustion Turbine |  | 6.7 | 13246
542_G_UN11 | CT | 09001 | CONNECTICUT JET POWER, LLC | Cos Cob | 2722511 | 41011313 | 542 | 11 | 542 | UN11 | T067P0017C07741 | R0053 | 0.27282 | 0.0024121 | 0.019108 | 0.019108 | 0.00065344 |  | 0.61511 | 0.16843 | 0.001399 | 0.011082 | 0.011082 | 0.00037899 |  | 0.32857 | 2019 | 33 | 12.6 | 700 | 13783.3336 | 110.541 | 221112 | -73.5976 | 41.0286 | 255 | 125 | 120 | 213 | 18.7 | N | Distillate Fuel Oil | Y | N | N | 9999 | N |  | Combustion Turbine |  | 6.62 | 13244
542_G_UN10 | CT | 09001 | CONNECTICUT JET POWER, LLC | Cos Cob | 2722511 | 41011413 | 542 | 10 | 542 | UN10 | T067P0017C07741 | R0052 | 0.31091 | 0.003129 | 0.024787 | 0.024787 | 0.00084765 |  | 0.88789 | 0.20233 | 0.0017104 | 0.01355 | 0.01355 | 0.00046337 |  | 0.36358 | 2019 | 33 | 12.6 | 750 | 13783.3336 | 110.541 | 221112 | -73.5976 | 41.0286 | 255 | 125 | 120 | 213 | 19.1 | N | Distillate Fuel Oil | Y | N | N | 9999 | N |  | Combustion Turbine |  | 11.38 | 13246
542_G_un14 | CT | 09001 | CONNECTICUT JET POWER, LLC | Cos Cob | 2722511 | 99525213 | 542 | 14 | 542 | un14 | T067P0017C07741 | P0098-Y2011 | 0.51661 | 0.0041626 | 0.032975 | 0.032975 | 0.0011277 |  | 0.86285 | 0.19059 | 0.0015267 | 0.012094 | 0.012094 | 0.00041359 |  | 0.16932 | 2019 | 40 | 14 | 860 | 11050.0002 | 71.7821 | 221112 | -73.5981 | 41.029 | 308 | 125 | 120 | 213 | 19.6 | N | Distillate Fuel Oil | Y | N | N | 9999 | N |  | Combustion Turbine |  | 15 | 13243
542_G_UN13 | CT | 09001 | CONNECTICUT JET POWER, LLC | Cos Cob | 2722511 | 99525313 | 542 | 13 | 542 | UN13 | T067P0017C07741 | P0097-Y2011 | 0.26335 | 0.0026322 | 0.020852 | 0.020852 | 0.00071308 |  | 0.62646 | 0.20952 | 0.0019274 | 0.015269 | 0.015269 | 0.00052214 |  | 0.4377 | 2019 | 40 | 14 | 860 | 11050.0002 | 71.7821 | 221112 | -73.5981 | 41.029 | 308 | 125 | 120 | 213 | 19.1 | N | Distillate Fuel Oil | Y | N | N | 9999 | N |  | Combustion Turbine |  | 8.78 | 13246
568_G_501 | CT | 09001 | PSEG PWR CT LLC/BPT HARBOR STA | Bridgeport Station | 754311 | 134854713 | 568 | BHB5 | 568 | 501 | T015P0045C08087 | P0299 | [7 empty] | 59.14 | 4.2594 | 0.016462 | 0.016462 | 1.3032 | 6 | 10.6 | 2019 | 300 | 21 | 170 | 16333.3336 | 47.138 | 221112 | -73.1841 | 41.1707 | 3440 | 125 | 140 |  | 375.7 | N | Natural Gas | Y | N | N | 9999 | N | 568_G_CC1;568_G_501;568_G_502 | Combined Cycle |  | 1960.29 | 7050
568_G_4 | CT | 09001 | PSEG PWR CT LLC/BPT HARBOR STA | Bridgeport Station | 754311 | 46285813 | 568 | BHB4 | 568 | 4 | T015P0045C08087 | R0166 | 0.7974 | 0.018581 | 0.01305 | 0.013357 | 0.00058041 |  | 0.0037803 | 1.3632 | 0.0017801 | 0.022309 | 0.022833 | 0.00099221 |  | 0.0064624 | 2019 | 25 | 11.3 | 994 | 9053.0501 | 90.271 | 221112 | -73.1833 | 41.1723 | 287 | 125 | 120 |  | 17 | N | Distillate Fuel Oil | Y | N | N | 2024 | N |  | Combustion Turbine |  | 4.28 | 17445
568_B_BHB3 | CT | 09001 | PSEG PWR CT LLC/BPT HARBOR STA |  | 754311 | 46286413 | 568 | BHB3 |  |  | T015P0045C08087 | P0089 | 153.0432 | 238.7592 | 0.95442 | 2.8165 | 4.0407 | 0.28151 | 33.6089 | 52.0996 | 74.1991 | 0.35055 | 1.0377 | 1.4364 | 0.073706 | 12.2214 | 2019 | 498 | 14 | 290 | 19583.3337 | 127.2158 | 221112 | -73.1845 | 41.1715 | 4100 | 125 | 100 | 127&128&205&206&207 |  |  |  | Y | N | N |  | N |  |  |  | 1051.1801
50883_B_BLR2 | CT | 09001 | WHEELABRATOR BRIDGEPORT LP | Wheelabrator Bridgeport | 754411 | 46285513 |  |  | 50883 | BLR2 | T015P0765C02245 | P0098 | 416.62 | 16.12 | 14.3845 | 14.3845 | 2.5023 | 0.34464 | 14.79 | 315.303 | 17.3021 | 11.9944 | 11.9944 | 2.512 | 1.5142 | 20.5787 | 2019 | 295 | 7.5 | 250 | 3383.3334 | 76.583 | 562213 | -73.2091 | 41.1624 | 325 | 103 | 100 | 127&140&42 | 19.3 | N | MSW | N | N | N | 9999 | N |  | Municipal Solid Waste |  |  | 16767
50883_B_BLR3 | CT | 09001 | WHEELABRATOR BRIDGEPORT LP | Wheelabrator Bridgeport | 754411 | 46285613 |  |  | 50883 | BLR3 | T015P0765C02245 | P0099 | 435.28 | 25.55 | 17.6584 | 17.6584 | 2.5563 | 0.35684 | 15.67 | 312.7619 | 27.6021 | 13.8796 | 13.8796 | 2.5681 | 1.0911 | 19.7927 | 2019 | 295 | 7.5 | 250 | 3383.3334 | 76.583 | 562213 | -73.2091 | 41.1624 | 325 | 103 | 100 | 127&140&42 | 19.3 | N | MSW | N | N | N | 9999 | N |  | Municipal Solid Waste |  |  | 16767
50883_B_BLR1 | CT | 09001 | WHEELABRATOR BRIDGEPORT LP | Wheelabrator Bridgeport | 754411 | 46285713 |  |  | 50883 | BLR1 | T015P0765C02245 | P0097 | 423.09 | 14.16 | 18.2759 | 18.2759 | 2.4867 | 0.54985 | 17.1 | 329.0907 | 19.3316 | 21.0746 | 21.0746 | 2.5446 | 0.82447 | 22.2458 | 2019 | 295 | 7.5 | 250 | 3383.3334 | 76.583 | 562213 | -73.2091 | 41.1624 | 325 | 103 | 100 | 127&140&42 | 19.3 | N | MSW | N | N | N | 9999 | N |  | Municipal Solid Waste |  |  | 16767
55042_G_GEN1 | CT | 09001 | BRIDGEPORT ENERGY LLC | Bridgeport Energy Project | 754511 | 46284913 | 55042 | BE1 | 55042 | GEN1 | T015P0862C06859 | P0190 | 105.7 | 3.5485 | 1.3907 | 1.4219 | 3.8694 | 1.4994 | 25.08 | 82.7 | 2.411 | 9.1052 | 10.6954 | 14.5598 | 11.8753 | 61.86 | 2019 | 130 | 16.5 | 193 | 16024.0003 | 74.9399 | 221112 | -73.1845 | 41.1705 | 1930 | 125 | 120 | 109&65 | 164 | N | Natural Gas | Y | N | N | 9999 | N | 55042_G_GEN3;55042_G_GEN1 | Combined Cycle |  | 7804.6211 | 7097
55042_G_GEN2 | CT | 09001 | BRIDGEPORT ENERGY LLC | Bridgeport Energy Project | 754511 | 46285013 | 55042 | BE2 | 55042 | GEN2 | T015P0862C06859 | P0191 | 104.2 | 3.5935 | 0.74782 | 0.7786 | 5.8745 | 1.1424 | 23.55 | 86.7 | 2.3658 | 3.774 | 4.3483 | 10.4188 | 20.7637 | 66.2548 | 2019 | 130 | 16.5 | 193 | 16024.0003 | 74.9399 | 221112 | -73.1842 | 41.1688 | 1930 | 125 | 120 | 109&65 | 164 | N | Natural Gas | Y | N | N | 9999 | N |  | Combined Cycle |  | 7831.4185 | 7097
54605_G_001 | CT | 09003 | PRATT & WHITNEY DIV UTC |  | 2673411 | 40876913 | 54605 | 001 |  |  | T053P0009C00130 | P0049 | 0.5106 | 0.017123 | 0.15908 | 0.15908 | 0.02975 | 0.23563 | 0.80708 | 13.6 | 0.35409 | 3.9717 | 3.9717 | 1.2039 | 7.0464 | 29.4957 | 2019 | 132 | 10.4 | 437 | 4163.3334 | 49.01 | 336412 | -72.6354 | 41.7506 | 366 | 160 | 120 | 213&65 |  |  |  | Y | N | N |  | N |  |  |  | 166.04
50648_B_UNIT2 | CT | 09003 | COVANTA BRISTOL, INC | Covanta Bristol Energy | 588711 | 46157913 |  |  | 50648 | UNIT2 | T026P0202C06590 | P0027 | 155.075 | 13.716 | 0.069942 | 0.7619 | 1.0458 | 1.1504 | 12.049 | 131.27 | 12.04 | 0.00049097 | 0.89236 | 1.1197 | 1.7914 | 9.96 | 2019 | 292 | 4.7 | 280 | 1118.3333 | 64.4593 | 562213 | -72.9166 | 41.6488 | 134 | 103 | 270 | 127&140&52 | 6.6 | N | MSW | N | Y | N | 9999 | N |  | Municipal Solid Waste |  |  | 18528
50648_B_UNIT1 | CT | 09003 | COVANTA BRISTOL, INC | Covanta Bristol Energy | 588711 | 46158013 |  |  | 50648 | UNIT1 | T026P0202C06590 | P0026 | 104.79 | 13.8 | 0.15906 | 1.7327 | 1.0932 | 1.6398 | 14.14 | 108.63 | 13.82 | 0.0004575 | 0.83011 | 1.0995 | 2.2539 | 13.61 | 2019 | 292 | 4.7 | 280 | 1118.3333 | 64.4593 | 562213 | -72.9166 | 41.6488 | 134 | 103 | 270 | 127&140&52 | 6.6 | N | MSW | N | Y | N | 9999 | N |  | Municipal Solid Waste |  |  | 18528
10567_G_GTG2 | CT | 09003 | ALGONQUIN POWER WINDSOR LOCKS | Algonquin Windsor Locks | 589711 | 107238913 |  |  | 10567 | GTG2 | T213P0001C08095 | P0116 | 3.3769 | 0.35239 | 9.6067 | 9.6067 | 0.04293 | 1.3259 | 0.95526 | 7.1171 | 0.061056 | 9.8067 | 9.8067 | 0.12736 | 0.50944 | 2.0513 | 2019 | 130 | 6 | 301 | 2560.3167 | 90.5162 | 221112 | -72.6255 | 41.9228 | 178 | 125 | 120 | 109&139 | 13 | Y | Natural Gas, Distillate Fuel Oil | N | N | N | 9999 | N |  | Combined Cycle |  |  | 5673
10567_G_STG | CT | 09003 | ALGONQUIN POWER WINDSOR LOCKS | Algonquin Windsor Locks | 589711 | 46138413 |  |  | 10567 | STG | T213P0001C08095 | P0031 | 9.3061 | 0.07047 | 0.9234 | 0.9234 | 0.70349 | 0 | 10.2595 | 4.1512 | 0.0051871 | 0.09507 | 0.09507 | 0.29755 |  | 4.5444 | 2019 | 177 | 14 | 325 | 747.5333 | 4.856 | 221112 | -72.6266 | 41.925 | 178 | 125 | 100 | 205 | 16 | Y | Natural Gas, Distillate Fuel Oil | N | Y | N | 9999 | N |  | Combined Cycle |  |  | 5673
10567_G_GTG | CT | 09003 | ALGONQUIN POWER WINDSOR LOCKS | Algonquin Windsor Locks | 589711 | 46138613 | 10567 | GT1 | 10567 | GTG | T213P0001C08095 | P0029 | 15.7411 | 0.10322 | 0.71454 | 0.71454 | 2.812 | 0.70259 | 12.109 | 4.6 | 0.015776 | 0.12514 | 0.12514 | 0.51912 | 0.2003 | 3.0148 | 2019 | 177 | 14 | 325 | 747.5333 | 4.856 | 221112 | -72.6266 | 41.925 | 555 | 125 | 120 | 212 | 35 | Y | Natural Gas, Distillate Fuel Oil | Y | N | N | 9999 | N |  | Combined Cycle |  | 602.75 | 5673
563_G_14B | CT | 09003 | MIRA / MID-CONNECTICUT |  | 715611 | 46361913 | 563 | 14B |  |  | T075P0158C05497 | R0267 | 0.88345 | 0.0018484 | 0.024405 | 0.024405 | 0.00050006 | 0.060189 | 0.0040269 | 0.99354 | 0.0023162 | 0.045856 | 0.045856 | 0.00062666 | 0.075127 | 0.0050444 | 2019 | 25 | 12.5 | 750 | 12733.3335 | 103.7606 | 562213 | -72.6522 | 41.7491 | 255 | 103 | 120 |  |  |  |  | Y | N | N |  | N |  |  |  | 10.19
563_G_14 | CT | 09003 | MIRA / MID-CONNECTICUT | South Meadow | 715611 | 46362013 | 563 | 14A | 563 | 14 | T075P0158C05497 | R0266 | 0.86637 | 0.0018484 | 0.048809 | 0.048809 | 0.00050006 | 0.060189 | 0.0040269 | 1.0088 | 0.0023162 | 0.030571 | 0.030571 | 0.00062666 | 0.075127 | 0.0050444 | 2019 | 25 | 12.5 | 750 | 12733.3335 | 103.7606 | 562213 | -72.6522 | 41.7491 | 255 | 103 | 120 |  | 36.7 | N | Distillate Fuel Oil | Y | N | N | 9999 | N |  | Combustion Turbine |  | 10.19 | 16590
563_G_13B | CT | 09003 | MIRA / MID-CONNECTICUT |  | 715611 | 46362113 | 563 | 13B |  |  | T075P0158C05497 | R0265 | 1.0188 | 0.0020307 | 0.026811 | 0.026811 | 0.00054937 | 0.066124 | 0.0044239 | 1.1283 | 0.0023746 | 0.031341 | 0.031341 | 0.00064246 | 0.07702 | 0.0051715 | 2019 | 25 | 12.5 | 750 | 12733.3335 | 103.7606 | 562213 | -72.6522 | 41.7491 | 255 | 103 | 120 |  |  |  |  | Y | N | N |  | N |  |  |  | 12.06
563_G_13 | CT | 09003 | MIRA / MID-CONNECTICUT | South Meadow | 715611 | 46362213 | 563 | 13A | 563 | 13 | T075P0158C05497 | R0264 | 0.97147 | 0.0018891 | 0.024942 | 0.024942 | 0.00051106 | 0.061513 | 0.0041154 | 1.1283 | 0.0023746 | 0.031341 | 0.031341 | 0.00064246 | 0.07702 | 0.0051715 | 2019 | 25 | 12.5 | 750 | 12733.3335 | 103.7606 | 562213 | -72.6522 | 41.7491 | 255 | 103 | 120 |  | 38.3 | N | Distillate Fuel Oil | Y | N | N | 9999 | N |  | Combustion Turbine |  | 11.49 | 16586
563_G_12B | CT | 09003 | MIRA / MID-CONNECTICUT |  | 715611 | 46362313 | 563 | 12B |  |  | T075P0158C05497 | R0263 | 1.2188 | 0.0027432 | 0.036219 | 0.036219 | 0.00074214 | 0.089327 | 0.0059763 | 1.394 | 0.0032006 | 0.063364 | 0.063364 | 0.00086593 | 0.10381 | 0.0069704 | 2019 | 25 | 12.5 | 750 | 12733.3335 | 103.7606 | 562213 | -72.6522 | 41.7491 | 255 | 103 | 120 |  |  |  |  | Y | N | N |  | N |  |  |  | 14.55
563_G_12 | CT | 09003 | MIRA / MID-CONNECTICUT | South Meadow | 715611 | 46362413 | 563 | 12A | 563 | 12 | T075P0158C05497 | R0262 | 1.313 | 0.0027432 | 0.036219 | 0.036219 | 0.00074214 | 0.089327 | 0.0059763 | 1.4363 | 0.0032006 | 0.042243 | 0.042243 | 0.00086593 | 0.10381 | 0.0069704 | 2019 | 25 | 12.5 | 750 | 12733.3335 | 103.7606 | 562213 | -72.6522 | 41.7491 | 255 | 103 | 120 |  | 37.7 | N | Distillate Fuel Oil | Y | N | N | 9999 | N |  | Combustion Turbine |  | 14.55 | 16588
563_G_11B | CT | 09003 | MIRA / MID-CONNECTICUT |  | 715611 | 46362513 | 563 | 11B |  |  | T075P0158C05497 | R0261 | 1.299 | 0.0027179 | 0.017943 | 0.017943 | 0.00073529 | 0.088503 | 0.0059211 | 1.4724 | 0.0032336 | 0.042678 | 0.042678 | 0.00087485 | 0.10488 | 0.0070422 | 2019 | 25 | 12.5 | 750 | 12733.3335 | 103.7606 | 562213 | -72.6522 | 41.7491 | 255 | 103 | 120 |  |  |  |  | Y | N | N |  | N |  |  |  | 14.92
54945_B_12 | CT | 09003 | MIRA / MID-CONNECTICUT | CT Resource Rec Authority Facility | 715611 | 46362613 |  |  | 54945 | 12 | T075P0158C05497 | P0045 | 248.3164 | 13.1601 | 3.8429 | 3.8429 | 3.2531 | 4.0146 | 131.6526 | 155.8662 | 7.8213 | 3.5834 | 3.5834 | 2.1892 | 1.7774 | 80.8301 | 2019 | 218 | 9.7 | 165 | 3765 | 50.9485 | 562213 | -72.6536 | 41.7491 | 326 | 103 | 100 | 119&127&140 | 19.5 | N | MSW | N | Y | N | 9999 | N |  | Municipal Solid Waste |  |  | 20769
54945_B_13 | CT | 09003 | MIRA / MID-CONNECTICUT | CT Resource Rec Authority Facility | 715611 | 46362713 |  |  | 54945 | 13 | T075P0158C05497 | P0046 | 245.129 | 9.8401 | 7.411 | 7.411 | 17.5756 | 5.8138 | 104.8134 | 180.4159 | 11.5423 | 2.0099 | 2.0099 | 14.1075 | 7.2808 | 103.7789 | 2019 | 218 | 9.7 | 165 | 3765 | 50.9485 | 562213 | -72.6536 | 41.7491 | 326 | 103 | 100 | 119&127&140 | 19.5 | N | MSW | N | Y | N | 9999 | N |  | Municipal Solid Waste |  |  | 20769
563_G_11 | CT | 09003 | MIRA / MID-CONNECTICUT | South Meadow | 715611 | 46362813 | 563 | 11A | 563 | 11 | T075P0158C05497 | R0260 | 1.3457 | 0.0027179 | 0.07177 | 0.07177 | 0.00073529 | 0.088503 | 0.0059211 | 1.4297 | 0.0032336 | 0.042678 | 0.042678 | 0.00087485 | 0.10488 | 0.0070422 | 2019 | 25 | 12.5 | 750 | 12733.3335 | 103.7606 | 562213 | -72.6522 | 41.7491 | 255 | 103 | 120 |  | 35.7 | N | Distillate Fuel Oil | Y | N | N | 9999 | N |  | Combustion Turbine |  | 14.92 | 16589
54945_B_11 | CT | 09003 | MIRA / MID-CONNECTICUT | CT Resource Rec Authority Facility | 715611 | 46362913 |  |  | 54945 | 11 | T075P0158C05497 | P0044 | 216.2368 | 14.1701 | 27.4301 | 27.4301 | 19.047 | 2.88 | 90.8736 | 155.5595 | 11.1073 | 7.3796 | 7.3796 | 15.6658 | 1.0967 | 69.0459 | 2019 | 218 | 9.7 | 165 | 3765 | 50.9485 | 562213 | -72.6536 | 41.7491 | 326 | 103 | 100 | 119&127&140 | 19.5 | N | MSW | N | Y | N | 9999 | N |  | Municipal Solid Waste |  |  | 20769
50498_G_GTG | CT | 09003 | CAP DIST ENERGY CTR COGEN ASSO | Capitol District Energy Center | 844911 | 46195913 | 50498 | GT | 50498 | GTG | T075P0766C08310 | P0064 | 38.7651 | 0.11812 | 3.141 | 3.141 | 0.32296 | 0.18921 | 28.4774 | 3.0169 | 0.0036796 | 0.194 | 0.194 | 0.018196 | 0.006288 | 1.0128 | 2019 | 234 | 11 | 249 | 5958.1001 | 62.695 | 221330 | -72.6917 | 41.7641 | 739 | 125 | 120 | 213 | 29.1 | Y | Natural Gas, Distillate Fuel Oil | Y | N | N | 9999 | N |  | Combined Cycle |  | 2158.8496 | 11197
50498_G_STG | CT | 09003 | CAP DIST ENERGY CTR COGEN ASSO | Capitol District Energy Center | 844911 | 46196113 |  |  | 50498 | STG | T075P0766C08310 | P0065 | 1.222 | 0.022613 | 0.28642 | 0.28642 | 0.20728 | 0.018467 | 1.1148 | 2.892 | 0.032254 | 0.40855 | 0.40855 | 0.29566 | 0.02634 | 1.5901 | 2019 | 234 | 4 | 200 | 769.5 | 61.2349 | 221330 | -72.6917 | 41.7641 | 195 | 125 | 100 | 213&25 | 22.4 | Y | Natural Gas, Distillate Fuel Oil | N | Y | N | 9999 | N |  | Combined Cycle |  |  | 11197
565_G_UN10 | CT | 09005 | Connecticut Jet Power LLC, Torrington Terminal | Torrington Terminal | 16708411 | 107730313 | 565 | 10 | 565 | UN10 | T183P0043C07741 | R0068 | 0.81574 | 0.0017441 | 9.4655e-05 | 9.6361e-05 | 0.00047242 |  | 0.003799 | 0.54478 | 0.0011648 | 6.321e-05 | 6.435e-05 | 0.0003155 |  | 0.0025371 | 2019 | 33 | 12.6 | 700 | 10466.6668 | 83.9078 | 221112 | -73.1213 | 41.7763 | 284 | 125 | 120 |  | 17.4 | N | Distillate Fuel Oil | Y | N | N | 9999 | N |  | Combustion Turbine |  | 5.63 | 13237
561_G_UN19 | CT | 09005 | Connecticut Jet Power LLC, Franklin Drive | Franklin Drive | 16712111 | 107732013 | 561 | 10 | 561 | UN19 | T183P0024C07741 | R0067 | 0.8211 | 0.0019112 | 0.00010559 | 0.00010559 | 0.00051769 |  | 0.004163 | 0.67401 | 0.0015688 | 8.668e-05 | 8.668e-05 | 0.00042495 |  | 0.0034172 | 2019 | 34 | 12.6 | 700 | 10466.6668 | 83.9078 | 221112 | -73.1163 | 41.7992 | 284 | 125 | 120 |  | 16.1 | N | Distillate Fuel Oil | Y | N | N | 9999 | N |  | Combustion Turbine |  | 6.13 | 14427
58084_G_GT200 | CT | 09005 | KIMBERLY-CLARK CORP | Kimberly Clark-Unit 1,2,3 | 845911 | 99511713 |  |  | 58084 | GT200 | T130P0006C01672 | P0071-Y2011 | 26.6612 | 0.31474 | 0.83637 | 0.83637 | 0.13183 | 0 | 0.71975 | 15.3837 | 0.34025 | 2.7691 | 3.569 | 0.18219 |  | 0.12548 | 2019 | 78 | 7.5 | 425 | 2222.15 | 50.2992 | 32212 | -73.4111 | 41.5594 | 175 | 133 | 120 | 215 | 14.5 | Y | Natural Gas | N | N | N | 9999 | N |  | Combustion Turbine |  |  | 8700
58084_G_GT100 | CT | 09005 | KIMBERLY-CLARK CORP | Kimberly Clark-Unit 1,2,3 | 845911 | 99512113 |  |  | 58084 | GT100 | T130P0006C01672 | P0070-Y2011 | 4.4398 | 0.32691 | 0.8687 | 0.8687 | 0.1343 | 4.5859 | 2.6854 | 4.5692 | 0.36093 | 2.2846 | 3.1332 | 0.11263 | 4.4796 | 0.69882 | 2019 | 78 | 6 | 325 | 1970.95 | 69.7081 | 32212 | -73.4111 | 41.5594 | 200 | 133 | 140 | 139&215 | 14.5 | Y | Natural Gas | N | N | N | 9999 | N | 58084_G_GT300;58084_G_GT100 | Combined Cycle |  |  | 5500
56798_G_U1 | CT | 09007 | KLEEN ENERGY SYSTEM PROJECT | Kleen Energy Systems Project | 14622911 | 88745013 | 56798 | U1 | 56798 | U1 | T104P0246C08070 | P0131 | 50.5 | 4.3019 | 21.1471 | 21.1471 | 1.93 | 2.6874 | 6.5 | 32.66 | 2.4478 | 4.7762 | 4.7762 | 1.14 | 1.4079 | 17.11 | 2019 | 215 | 18.5 | 173 | 16856.0003 | 62.7078 | 221112 | -72.597 | 41.5526 | 2140 | 125 | 120 | 139&65 | 177 | N | Natural Gas, Distillate Fuel Oil | Y | N | N | 9999 | N | 56798_G_ST;56798_G_U1 | Combined Cycle |  | 7266.8965 | 7118
56798_G_U2 | CT | 09007 | KLEEN ENERGY SYSTEM PROJECT | Kleen Energy Systems Project | 14622911 | 88745113 | 56798 | U2 | 56798 | U2 | T104P0246C08070 | P0133 | 48.3 | 4.1997 | 18.5213 | 18.5213 | 3.51 | 6.8632 | 6.5 | 30.19 | 2.1636 | 3.1209 | 3.1209 | 1.83 | 3.017 | 14.49 | 2019 | 215 | 18.5 | 173 | 16856.0003 | 62.7078 | 221112 | -72.597 | 41.5526 | 2140 | 125 | 120 | 139&65 | 177 | N | Natural Gas, Distillate Fuel Oil | Y | N | N | 9999 | N |  | Combined Cycle |  | 7228.7095 | 7118
562_B_3 | CT | 09007 | MIDDLETOWN POWER LLC | Middletown | 715711 | 46360813 | 562 | 3 | 562 | 3 | T104P0024C07741 | R0100 | 159.7113 | 7.901 | 4.4384 | 4.4901 | 4.2139 | 0.84821 | 63.3757 | 116.944 | 3.8 | 4.2715 | 4.3191 | 4.0863 | 0.59659 | 62.4109 | 2019 | 266 | 12 | 295 | 10933.3335 | 96.6719 | 221112 | -72.5797 | 41.5551 | 2110 | 125 | 100 | 128&140&213&29 | 236 | N | Natural Gas, Residual Fuel Oil | Y | N | N | 9999 | N |  | O/G Steam |  | 1176.3599 | 11518
562_B_4 | CT | 09007 | MIDDLETOWN POWER LLC | Middletown | 715711 | 46360913 | 562 | 4 | 562 | 4 | T104P0024C07741 | P0003 | 5.7 | 6.7 | 0.67544 | 0.84487 | 0.16014 | 0.12089 | 0.75559 | 1.1 | 2.1 | 0.53271 | 0.6659 | 0.1265 | 0.09472 | 0.592 | 2017 | 498 | 18 | 615 | 30800.0006 | 121.0364 | 221112 | -72.5801 | 41.5544 | 4330 | 125 | 100 | 214&29 | 400 | N | Residual Fuel Oil | Y | N | N | 9999 | N |  | O/G Steam |  | 27.75 | 11502
562_G_10 | CT | 09007 | MIDDLETOWN POWER LLC | Middletown | 715711 | 46361313 | 562 | 10 | 562 | 10 | T104P0024C07741 | R0102 | 1.9625 | 0.0047222 | 0.038512 | 0.038512 | 0.0012791 |  | 0.010286 | 0.6848 | 0.001626 | 0.013261 | 0.013261 | 0.00044043 |  | 0.0035417 | 2019 | 25 | 12.6 | 700 | 12200.0002 | 97.8428 | 221112 | -72.5791 | 41.5548 | 230 | 125 | 120 |  | 17.2 | N | Distillate Fuel Oil | Y | N | N | 9999 | N |  | Combustion Turbine |  | 20.51 | 18367
562_B_2 | CT | 09007 | MIDDLETOWN POWER LLC | Middletown | 715711 | 46361413 | 562 | 2 | 562 | 2 | T104P0024C07741 | R0098 | 76.521 | 15.004 | 0.69907 | 0.6995 | 3.3675 | 10.8947 | 49.1376 | 34.612 | 2.301 | 0.73084 | 0.73103 | 3.5245 | 11.5348 | 53.8313 | 2019 | 266 | 9.5 | 270 | 6333.3334 | 89.3502 | 221112 | -72.5797 | 41.5551 | 1200 | 125 | 100 | 128&140&29 | 117 | N | Natural Gas, Residual Fuel Oil | Y | N | N | 9999 | N |  | O/G Steam |  | 1970.6495 | 11409
57068_G_15 | CT | 09007 | MIDDLETOWN POWER LLC | GenConn Middletown LLC | 715711 | 99518413 | 562 | 15 | 57068 | 15 | T104P0024C07741 | P0147-Y2011 | 0.4195 | 0.021227 | 0.1287 | 0.1287 | 0.031719 | 0.095953 | 0.2117 | 0.687 | 0.0067431 | 0.034759 | 0.034759 | 0.0078749 | 0.024438 | 0.32 | 2019 | 213 | 12 | 839 | 10780.6668 | 95.3221 | 221112 | -72.5798 | 41.5547 | 475 | 125 | 120 | 139 | 48.5 | N | Natural Gas, Distillate Fuel Oil | Y | N | N | 9999 | N |  | Combustion Turbine |  | 83.22 | 11286
57068_G_14 | CT | 09007 | MIDDLETOWN POWER LLC | GenConn Middletown LLC | 715711 | 99518513 | 562 | 14 | 57068 | 14 | T104P0024C07741 | P0146-Y2011 | 0.5121 | 0.021882 | 0.30198 | 0.30198 | 0.030074 | 0.088865 | 0.2219 | 0.239 | 0.0072657 | 0.10114 | 0.10114 | 0.0082126 | 0.025912 | 0.147 | 2019 | 213 | 12 | 839 | 10780.6668 | 95.3221 | 221112 | -72.5798 | 41.5547 | 475 | 125 | 120 | 139 | 48.5 | N | Natural Gas, Distillate Fuel Oil | Y | N | N | 9999 | N |  | Combustion Turbine |  | 82.25 | 11286
57068_G_13 | CT | 09007 | MIDDLETOWN POWER LLC | GenConn Middletown LLC | 715711 | 99518613 | 562 | 13 | 57068 | 13 | T104P0024C07741 | P0145-Y2011 | 0.38041 | 0.018082 | 0.21728 | 0.21728 | 0.024521 | 0.055566 | 0.15007 | 0.68 | 0.0076853 | 0.094695 | 0.094695 | 0.008633 | 0.019441 | 0.29 | 2019 | 213 | 12 | 839 | 10780.6668 | 95.3221 | 221112 | -72.5798 | 41.5547 | 475 | 125 | 120 | 139 | 48.5 | N | Natural Gas, Distillate Fuel Oil | Y | N | N | 9999 | N |  | Combustion Turbine |  | 67.54 | 11286
57068_G_12 | CT | 09007 | MIDDLETOWN POWER LLC | GenConn Middletown LLC | 715711 | 99518713 | 562 | 12 | 57068 | 12 | T104P0024C07741 | P0144-Y2011 | 0.5177 | 0.023132 | 0.20844 | 0.20844 | 0.033394 | 0.088964 | 0.2578 | 0.587 | 0.0043252 | 0.038874 | 0.038874 | 0.0048283 | 0.014158 | 0.26 | 2019 | 213 | 12 | 839 | 10780.6668 | 95.3221 | 221112 | -72.5798 | 41.5547 | 475 | 125 | 120 | 139 | 48.5 | N | Natural Gas, Distillate Fuel Oil | Y | N | N | 9999 | N |  | Combustion Turbine |  | 89.13 | 11284
55517_G_CTG6 | CT | 09009 | Wallingford Energy LLC | Wallingford Energy | 14624011 | 125574413 | 55517 | CT06 | 55517 | CTG6 | T189P0114C08691 | P0246 | 0 | 0 | 0 | 0 | 0 | 0 | 0 | 0.9 | 0.04671 | 0.3195 | 0.3195 | 0.04091 | 0.1202 | 0.23471 | 2019 | 100 | 12 | 762 | 9515.6835 | 84.1032 | 221112 | -72.8356 | 41.4475 | 473 | 125 | 120 | 139&213&312 | 45 | N | Natural Gas | N | N | N | 9999 | N |  | Combustion Turbine |  |  | 10745
55517_G_CTG7 | CT | 09009 | Wallingford Energy LLC | Wallingford Energy | 14624011 | 125574513 | 55517 | CT07 | 55517 | CTG7 | T189P0114C08691 | P0247 | 0 | 0 | 0 | 0 | 0 | 0 | 0 | 1.1 | 0.05091 | 0.34822 | 0.34822 | 0.035671 | 0.1309 | 0.31602 | 2019 | 100 | 8 | 762 | 9515.6835 | 189.2323 | 221112 | -72.8356 | 41.4475 | 473 | 125 | 120 | 139&213&312 | 45 | N | Natural Gas | N | N | N | 9999 | N |  | Combustion Turbine |  |  | 10745
55517_G_CTG1 | CT | 09009 | Wallingford Energy LLC | Wallingford Energy | 14624011 | 88753913 | 55517 | CT01 | 55517 | CTG1 | T189P0114C08691 | P0194 | 2.05 | 0.1188 | 0.99543 | 0.99543 | 0.73133 | 0.6 | 1.34 | 0.65 | 0.03621 | 0.3034 | 0.3034 | 0.22291 | 0.275 | 0.94 | 2019 | 100 | 12 | 753 | 8652.1168 | 76.5015 | 221112 | -72.8356 | 41.4475 | 461 | 125 | 120 | 139&65&99 | 42.3 | N | Natural Gas | Y | N | N | 9999 | N |  | Combustion Turbine |  | 967.4488 | 10824
55517_G_CTG2 | CT | 09009 | Wallingford Energy LLC | Wallingford Energy | 14624011 | 88754013 | 55517 | CT02 | 55517 | CTG2 | T189P0114C08691 | P0195 | 1.9 | 0.11437 | 1.721 | 1.721 | 0.70404 | 0.9 | 1.568 | 0.716 | 0.04062 | 0.61125 | 0.61125 | 0.25006 | 0.271 | 1.34 | 2019 | 100 | 12 | 753 | 8652.1168 | 76.5015 | 221112 | -72.8356 | 41.4475 | 461 | 125 | 120 | 139&65&99 | 42.3 | N | Natural Gas | Y | N | N | 9999 | N |  | Combustion Turbine |  | 915.8595 | 10824
55517_G_CTG3 | CT | 09009 | Wallingford Energy LLC | Wallingford Energy | 14624011 | 88754113 | 55517 | CT03 | 55517 | CTG3 | T189P0114C08691 | P0196 | 2.1 | 0.1305 | 1.4728 | 1.4728 | 0.80337 | 0.85 | 1.843 | 0.9 | 0.041445 | 0.46775 | 0.46775 | 0.25514 | 0.29 | 1.298 | 2019 | 100 | 12 | 753 | 8652.1168 | 76.5015 | 221112 | -72.8356 | 41.4475 | 461 | 125 | 120 | 139&65&99 | 42.3 | N | Natural Gas | Y | N | N | 9999 | N |  | Combustion Turbine |  | 1054.5096 | 10824
55517_G_CTG4 | CT | 09009 | Wallingford Energy LLC | Wallingford Energy | 14624011 | 88754213 | 55517 | CT04 | 55517 | CTG4 | T189P0114C08691 | P0197 | 1.6 | 0.10443 | 1.2679 | 1.2679 | 0.64287 | 0.99 | 1.3848 | 0.68 | 0.038197 | 0.46374 | 0.46374 | 0.23514 | 0.25 | 0.8546 | 2019 | 100 | 12 | 753 | 8652.1168 | 76.5015 | 221112 | -72.8356 | 41.4475 | 461 | 125 | 120 | 139&65&99 | 42.3 | N | Natural Gas | Y | N | N | 9999 | N |  | Combustion Turbine |  | 836.7993 | 10824
55517_G_CTG5 | CT | 09009 | Wallingford Energy LLC | Wallingford Energy | 14624011 | 88754313 | 55517 | CT05 | 55517 | CTG5 | T189P0114C08691 | P0198 | 2.2 | 0.14034 | 0.5574 | 0.5574 | 0.86396 | 1.05 | 2.4646 | 0.9 | 0.042618 | 0.40082 | 0.40082 | 0.26236 | 0.19 | 1.064 | 2019 | 100 | 12 | 753 | 8652.1168 | 76.5015 | 221112 | -72.8356 | 41.4475 | 461 | 125 | 120 | 139&65&99 | 42.3 | N | Natural Gas | Y | N | N | 9999 | N |  | Combustion Turbine |  | 1110.9991 | 10824
6635_G_4 | CT | 09009 | PIERCE GENERATING STATION (Wallingford) | A L Pierce | 14624411 | 88754513 | 6635 | AP-1 | 6635 | 4 | T189P0114C08224 | P0234 | 1.1608 | 0.013214 | 0.18684 | 0.18684 | 0.038462 |  | 1.3109 | 1.4611 | 0.010129 | 0.13653 | 0.13653 | 0.026012 |  | 1.0587 | 2019 | 125 | 16.6 | 951 | 27956.7505 | 129.1757 | 221112 | -72.8344 | 41.4475 | 1220 | 125 | 120 | 213&25 | 74.1 | N | Natural Gas, Distillate Fuel Oil | Y | N | N | 9999 | N |  | Combustion Turbine |  | 68.04 | 11843
56629_G_10 | CT | 09009 | WATERBURY GENERATION, LLC | Waterbury Generation | 15588211 | 99539613 | 56629 | 10 | 56629 | 10 | T192P0005C08468 | P0300-Y2011 | 3.7938 | 0.15459 | 1.6602 | 1.6607 | 0.89604 | 0.66 | 2.0655 | 1.0591 | 0.35114 | 1.1908 | 1.1908 | 0.049899 | 0.19115 | 1.0748 | 2019 | 125 | 13.5 | 723 | 13669.7002 | 95.4996 | 221112 | -73.0416 | 41.5444 | 886 | 125 | 120 | 109&139 | 95 | N | Natural Gas, Distillate Fuel Oil | Y | N | N | 9999 | N |  | Combustion Turbine |  | 475.2 | 10745
540_G_UN10 | CT | 09009 | Connecticut Jet Power LLC, Branford Substation | Branford | 16708311 | 107730213 | 540 | 10 | 540 | UN10 | T014P0004C07741 | R0008 | 1.9037 | 0.0043847 | 0.00024226 | 0.00024226 | 0.0011877 |  | 0.0095508 | 0.6759 | 0.0015567 | 8.601e-05 | 8.601e-05 | 0.00042168 |  | 0.0033909 | 2019 | 33 | 12.6 | 700 | 10466.6668 | 83.9078 | 221112 | -72.7935 | 41.2926 | 284 | 125 | 120 |  | 17.4 | N | Distillate Fuel Oil | Y | N | N | 9999 | N |  | Combustion Turbine |  | 20.91 | 13749
56047_G_CTG1 | CT | 09009 | TOWANTIC ENERGY LLC | CPV Towantic Energy Center | 18867011 | 134853713 | 56047 | 1 | 56047 | CTG1 | T144P0014C08677 | P0023 | [7 empty] | 48.56 | 1.3758 | 7.9535 | 7.9535 | 0.6524 | 12.93 | 0.833 | 2019 | 150 | 22 | 170 | 11055.4502 | 29.0714 | 221112 | -73.123 | 41.4832 | 3510 | 125 | 120 |  | 253 | N | Natural Gas, Distillate Fuel Oil | Y | N | N | 9999 | N |  | Combined Cycle |  | 7309.02 | 7050
56047_G_CTG2 | CT | 09009 | TOWANTIC ENERGY LLC | CPV Towantic Energy Center | 18867011 | 134853813 | 56047 | 2 | 56047 | CTG2 | T144P0014C08677 | P0024 | [7 empty] | 27 | 0.8074 | 3.4558 | 3.4558 | 0.29641 | 5.85 | 0.88 | 2019 | 150 | 22 | 170 | 11055.4502 | 29.0714 | 221112 | -73.123 | 41.4832 | 3510 | 125 | 120 |  | 253.8 | N | Natural Gas, Distillate Fuel Oil | Y | N | N | 9999 | N |  | Combined Cycle |  | 4238.3198 | 7050
55126_G_CA02 | CT | 09009 | MILFORD POWER CO, LLC | Milford Power Project | 2708911 | 40857713 | 55126 | CT02 | 55126 | CA02 | T105P0251C07780 | P0069 | 36.2 | 3.3239 | 13.6758 | 13.6758 | 4.4 | 11.9 | 14.5 | 40.2 | 3.834 | 19.0329 | 19.0329 | 3.6 | 26 | 13.8 | 2019 | 135 | 18 | 220 | 16163.9336 | 63.4946 | 221112 | -73.0996 | 41.2236 | 2140 | 125 | 120 | 139&65 | 266.7 | N | Natural Gas | Y | N | N | 9999 | N |  | Combined Cycle |  | 6738.2388 | 7337
55126_G_CA01 | CT | 09009 | MILFORD POWER CO, LLC | Milford Power Project | 2708911 | 40857913 | 55126 | CT01 | 55126 | CA01 | T105P0251C07780 | P0068 | 35.9 | 3.4838 | 14.6811 | 14.6811 | 3.8 | 15.1 | 23 | 45.1 | 4.0397 | 18.6424 | 18.6424 | 4.2 | 38.1 | 27.3 | 2019 | 135 | 18 | 220 | 16163.9336 | 63.5203 | 221112 | -73.0996 | 41.2232 | 2140 | 125 | 120 | 139&65 | 270.9 | N | Natural Gas | Y | N | N | 9999 | N |  | Combined Cycle |  | 6838.4004 | 7328
50664_B_B101 | CT | 09009 | COVANTA PROJECTS OF WALLINGFORD, L.P. |  | 589911 | 46137513 |  |  |  |  | T189P0178C06590 | P0061 | 0 | 0 | 0 | 0 | 0 | 0 | 0 | [8 empty] | 135 | 5.1 | 270 | 225 | 11.0142 | 562213 | -72.8347 | 41.4401 | 58.3 | 103 | 270 | 127&207&25&26&52 |  |  |  | N | Y | N |  | N
50664_B_B102 | CT | 09009 | COVANTA PROJECTS OF WALLINGFORD, L.P. |  | 589911 | 46137613 |  |  |  |  | T189P0178C06590 | P0062 | 0 | 0 | 0 | 0 | 0 | 0 | 0 | [8 empty] | 135 | 5.1 | 270 | 225 | 11.0142 | 562213 | -72.8347 | 41.4401 | 58.3 | 103 | 270 | 127&207&25&26&52 |  |  |  | N | Y | N |  | N
50664_B_B103 | CT | 09009 | COVANTA PROJECTS OF WALLINGFORD, L.P. |  | 589911 | 46137713 |  |  |  |  | T189P0178C06590 | P0063 | 0 | 0 | 0 | 0 | 0 | 0 | 0 | [8 empty] | 135 | 5.1 | 270 | 225 | 11.0142 | 562213 | -72.8347 | 41.4401 | 58.3 | 103 | 270 | 127&207&25&26&52 |  |  |  | N | Y | N |  | N
544_G_12 | CT | 09009 | DEVON POWER, LLC | Devon Station | 590011 | 46136113 | 544 | 12 | 544 | 12 | T105P0014C07741 | P0041 | 0.68762 | 0.0062238 | 0.057365 | 0.057365 | 0.0078495 |  | 0.31936 | 0.077095 | 0.00083988 | 0.0068496 | 0.0068496 | 0.0002275 |  | 0.042133 | 2019 | 43 | 5.8 | 841 | 7660.1668 | 289.9297 | 221112 | -73.1086 | 41.2085 | 285 | 125 | 120 | 213 | 29.2 | N | Natural Gas, Distillate Fuel Oil | Y | N | N | 9999 | N |  | Combustion Turbine |  | 40.6 | 10783
544_G_14 | CT | 09009 | DEVON POWER, LLC | Devon Station | 590011 | 46136213 | 544 | 14 | 544 | 14 | T105P0014C07741 | P0043 | 0.55053 | 0.0050101 | 0.043476 | 0.043476 | 0.0037979 |  | 0.25416 | 0.25192 | 0.0018317 | 0.019875 | 0.019875 | 0.0051012 |  | 0.097228 | 2019 | 43 | 5.8 | 841 | 7660.1668 | 289.9297 | 221112 | -73.1086 | 41.2085 | 285 | 125 | 120 | 213 | 29.7 | N | Natural Gas, Distillate Fuel Oil | Y | N | N | 9999 | N |  | Combustion Turbine |  | 26.55 | 10782
544_G_13 | CT | 09009 | DEVON POWER, LLC | Devon Station | 590011 | 46136513 | 544 | 13 | 544 | 13 | T105P0014C07741 | P0042 | 0.51136 | 0.0054937 | 0.047317 | 0.047317 | 0.0038324 |  | 0.27831 | 0.27227 | 0.0021909 | 0.022473 | 0.022473 | 0.0048902 |  | 0.11489 | 2019 | 43 | 5.8 | 841 | 7660.1668 | 289.9297 | 221112 | -73.1086 | 41.2085 | 285 | 125 | 120 | 213 | 29.9 | N | Natural Gas, Distillate Fuel Oil | Y | N | N | 9999 | N |  | Combustion Turbine |  | 29.25 | 10782
544_G_11 | CT | 09009 | DEVON POWER, LLC | Devon Station | 590011 | 46136613 | 544 | 11 | 544 | 11 | T105P0014C07741 | P0040 | 0.45931 | 0.004497 | 0.039398 | 0.039398 | 0.0037584 |  | 0.22854 | 0.10099 | 0.00096224 | 0.008646 | 0.008646 | 0.0010056 |  | 0.049134 | 2019 | 43 | 5.8 | 841 | 7660.1668 | 289.9297 | 221112 | -73.1086 | 41.2085 | 400 | 125 | 120 | 213 | 29.3 | N | Natural Gas, Distillate Fuel Oil | Y | N | N | 9999 | N |  | Combustion Turbine |  | 23.9 | 10782
544_G_10 | CT | 09009 | DEVON POWER, LLC | Devon Station | 590011 | 46136913 | 544 | 10 | 544 | 10 | T105P0014C07741 | P0026 | 1.3872 | 0.0030151 | 0.02459 | 0.02459 | 0.00081671 |  | 0.0065676 | 0.38948 | 0.00084653 | 0.0067052 | 0.0067052 | 0.0002293 |  | 0.0018439 | 2019 | 40 | 12.5 | 855 | 9604.1668 | 78.2618 | 221112 | -73.1086 | 41.2085 | 266 | 125 | 120 |  | 14.4 | N | Distillate Fuel Oil | Y | N | N | 9999 | N |  | Combustion Turbine |  | 7.38 | 10783
57070_G_16 | CT | 09009 | DEVON POWER, LLC | GenConn Devon LLC | 590011 | 99521313 | 544 | 16 | 57070 | 16 | T105P0014C07741 | P0099-Y2011 | 0.483 | 0.021325 | 0.14147 | 0.14147 | 0.025899 | 0.049951 | 0.0050671 | 0.6096 | 0.0053729 | 0.035144 | 0.035144 | 0.0074014 | 0.013468 | 0.0020934 | 2019 | 217 | 12 | 830 | 10780.6668 | 95.3221 | 221112 | -73.1086 | 41.2085 | 475 | 125 | 120 | 213&65 | 46.9 | N | Natural Gas, Distillate Fuel Oil | Y | N | N | 9999 | N |  | Combustion Turbine |  | 74.03 | 10745
57070_G_15 | CT | 09009 | DEVON POWER, LLC | GenConn Devon LLC | 590011 | 99521413 | 544 | 15 | 57070 | 15 | T105P0014C07741 | P0098-Y2011 | 0.622 | 0.024256 | 0.25521 | 0.25521 | 0.026785 | 0.054123 | 0.0032697 | 0.5624 | 0.0035948 | 0.041366 | 0.041366 | 0.005298 | 0.0093596 | 0.0017233 | 2019 | 217 | 12 | 830 | 10780.6668 | 95.3221 | 221112 | -73.1086 | 41.2085 | 475 | 125 | 120 | 213&65 | 46.9 | N | Natural Gas, Distillate Fuel Oil | Y | N | N | 9999 | N |  | Combustion Turbine |  | 79.55 | 10745
57070_G_17 | CT | 09009 | DEVON POWER, LLC | GenConn Devon LLC | 590011 | 99521513 | 544 | 17 | 57070 | 17 | T105P0014C07741 | P0100-Y2011 | 0.572 | 0.024335 | 0.29715 | 0.29715 | 0.027603 | 0.055036 | 0.0039619 | 0.3778 | 0.0048685 | 0.060685 | 0.060685 | 0.0065045 | 0.012 | 0.0017085 | 2019 | 217 | 12 | 830 | 10780.6668 | 95.3221 | 221112 | -73.1086 | 41.2085 | 475 | 125 | 120 | 213&65 | 46.9 | N | Natural Gas, Distillate Fuel Oil | Y | N | N | 9999 | N |  | Combustion Turbine |  | 77.65 | 10745
57070_G_18 | CT | 09009 | DEVON POWER, LLC | GenConn Devon LLC | 590011 | 99521613 | 544 | 18 | 57070 | 18 | T105P0014C07741 | P0101-Y2011 | 0.597 | 0.023008 | 0.18948 | 0.18948 | 0.027656 | 0.053604 | 0.0051984 | 0.4868 | 0.0049956 | 0.040738 | 0.040738 | 0.0059176 | 0.011551 | 0.0010475 | 2019 | 217 | 12 | 830 | 10780.6668 | 95.3221 | 221112 | -73.1086 | 41.2085 | 475 | 125 | 120 | 213&65 | 46.9 | N | Natural Gas, Distillate Fuel Oil | Y | N | N | 9999 | N |  | Combustion Turbine |  | 76.79 | 10745
6156_G_3 | CT | 09009 | PSEG FOSSIL LLC/ POWER CT LLC | New Haven Harbor | 643411 | 107238013 | 6156 | NHHS3 | 6156 | 3 | T117P0551C08087 | P0374 | 0.07655 | 0.010199 | 0.062616 | 0.062616 | 0.020193 | 0.03535 | 0.08735 | 0.117 | 0.0075241 | 0.046192 | 0.046192 | 0.01433 | 0.012597 | 0.040315 | 2019 | 130 | 11.29 | 758 | 7260.0001 | 72.491 | 221112 | -72.9035 | 41.2855 | 484 | 125 | 120 | 109&139 | 42.9 | N | Natural Gas, Distillate Fuel Oil | Y | N | N | 9999 | N |  | Combustion Turbine |  | 25.51 | 13512
6156_G_4 | CT | 09009 | PSEG FOSSIL LLC/ POWER CT LLC | New Haven Harbor | 643411 | 107238113 | 6156 | NHHS4 | 6156 | 4 | T117P0551C08087 | P0375 | 0.04105 | 0.0060414 | 0.080627 | 0.080627 | 0.01383 | 0.014917 | 0.17578 | 0.079 | 0.0063172 | 0.084307 | 0.084307 | 0.011696 | 0.013328 | 0.033784 | 2019 | 130 | 11.29 | 758 | 7260.0001 | 72.491 | 221112 | -72.9035 | 41.2855 | 484 | 125 | 120 | 109&140 | 42.9 | N | Natural Gas, Distillate Fuel Oil | Y | N | N | 9999 | N |  | Combustion Turbine |  | 13.57 | 13512
6156_G_2 | CT | 09009 | PSEG FOSSIL LLC/ POWER CT LLC | New Haven Harbor | 643411 | 107238213 | 6156 | NHHS2 | 6156 | 2 | T117P0551C08087 | P0373 | 0.10665 | 0.012224 | 0.074877 | 0.074877 | 0.024215 | 0.037955 | 0.19245 | 0.158 | 0.0067945 | 0.041618 | 0.041618 | 0.014891 | 0.021572 | 0.049691 | 2019 | 130 | 11.29 | 758 | 7260.0001 | 72.491 | 221112 | -72.9035 | 41.2855 | 484 | 125 | 120 | 109&139 | 42.9 | N | Natural Gas, Distillate Fuel Oil | Y | N | N | 9999 | N |  | Combustion Turbine |  | 30.25 | 13513
6156_B_NHB1 | CT | 09009 | PSEG FOSSIL LLC/ POWER CT LLC | New Haven Harbor | 643411 | 46449613 | 6156 | NHB1 | 6156 | NHB1 | T117P0551C08087 | P0031 | 23.8 | 29.3 | 0.20681 | 0.23943 | 1.7275 | 1.1136 | 7.7584 | 5.2 | 0.7 | 0.047186 | 0.049318 | 0.6039 | 0.36229 | 2.6762 | 2019 | 389 | 18.5 | 250 | 20282.667 | 75.4252 | 221112 | -72.903 | 41.2892 | 4270 | 125 | 100 | 128 | 448 | N | Natural Gas | Y | N | N | 9999 | N |  | O/G Steam |  | 410.76 | 12988
557_G_10 | CT | 09011 | Tunnel Station | Tunnel | 16708111 | 107730013 | 557 | 10 | 557 | 10 | T150P0001C08542 | R0001 | 0.91368 | 0.13842 | 0.015025 | 0.015025 | 0.0006944 |  | 0.0045227 | 0.91368 | 0.13842 | 0.015025 | 0.015025 | 0.0006944 |  | 0.0045227 | 2019 | 33 | 12.6 | 700 | 10466.6668 | 83.9078 | 221112 | -72.0419 | 41.5532 | 230 | 125 | 120 |  | 16.5 | N | Distillate Fuel Oil | Y | N | N | 9999 | N |  | Combustion Turbine |  | 5.22 | 14168
581_G_5 | CT | 09011 | NORWICH PUBLIC UTIL/ELECT | North Main Street | 16708211 | 107730113 | 581 | TRBINE | 581 | 5 | T139P0105C06101 | R0137 | 4.1881 | 0.040377 | 0.056702 | 0.056702 | 0.0019513 |  | 0.015705 | 2.4691 | 0.023804 | 0.033428 | 0.033428 | 0.0011504 |  | 0.0092589 | 2017 | 38 | 10.4 | 740 | 7707.9334 | 90.6998 | 221112 | -72.0636 | 41.5249 | 249 | 125 | 120 |  | 15.3 | N | Distillate Fuel Oil | Y | N | N | 9999 | N |  | Combustion Turbine |  | 23.6 | 12986
546_G_11 | CT | 09011 | MONTVILLE POWER, LLC | Montville Station | 552611 | 48259213 |  |  | 546 | 11 | T107P0005C07741 | R0022 | 0.57125 | 0.00038897 | 0.022785 | 0.022785 | 0.052243 | 0 | 0.038513 | 0.24968 | 0.00017077 | 0.010003 | 0.010003 | 0.022935 |  | 0.019313 | 2019 | 24 | 3.5 | 900 | 415 | 43.1342 | 221112 | -72.1003 | 41.4293 | 30 | 125 | 160 | 109 | 2.7 | N | Distillate Fuel Oil | N | N | N | 9999 | N |  | Combustion Turbine |  |  | 11422
546_G_10 | CT | 09011 | MONTVILLE POWER, LLC | Montville Station | 552611 | 48259413 |  |  | 546 | 10 | T107P0005C07741 | R0021 | 0.55929 | 0.00038897 | 0.022785 | 0.022785 | 0.052243 | 0 | 0.028553 | 0.26004 | 0.00017077 | 0.010003 | 0.010003 | 0.022935 |  | 0.016179 | 2019 | 24 | 3.5 | 900 | 415 | 43.1342 | 221112 | -72.1003 | 41.4293 | 30 | 125 | 160 | 109 | 2.7 | N | Distillate Fuel Oil | N | N | N | 9999 | N |  | Combustion Turbine |  |  | 11367
546_B_6 | CT | 09011 | MONTVILLE POWER, LLC | Montville Station | 552611 | 48259513 | 546 | 6 | 546 | 6 | T107P0005C07741 | R0020 | 15.4 | 25.602 | 2.2999 | 2.3073 | 0.39589 | 0.42281 | 2.6426 | 3.7965 | 6.5008 | 0.62962 | 0.63154 | 0.10953 | 0.11742 | 0.73387 | 2019 | 390 | 18 | 600 | 30333.3339 | 119.2025 | 221112 | -72.1003 | 41.4293 | 4420 | 125 | 100 | 205&25&29&99 | 410 | N | Residual Fuel Oil | Y | N | N | 9999 | N |  | O/G Steam |  | 93.3 | 12513
546_B_5 | CT | 09011 | MONTVILLE POWER, LLC | Montville Station | 552611 | 48259613 | 546 | 5 | 546 | 5 | T107P0005C07741 | R0017 | 1.598 | 0.497 | 0.0086632 | 0.0086632 | 0.073216 | 0.04496 | 0.3306 | 3.4 | 3.102 | 0.067534 | 0.067534 | 0.27106 | 0.18145 | 1.2945 | 2019 | 250 | 11.3 | 300 | 5833.3334 | 58.1661 | 221112 | -72.1003 | 41.4293 | 945 | 125 | 100 | 128&29 | 81 | N | Natural Gas, Residual Fuel Oil | Y | N | N | 9999 | N |  | O/G Steam |  | 95.23 | 12434
10646_B_BLR1 | CT | 09011 | COVANTA SOUTHEASTERN CT CO | Covanta Southeastern Connecticut Company | 754611 | 46284313 |  |  | 10646 | BLR1 | T150P0012C06032 | P0001 | 199.3 | 15.57 | 0.044025 | 0.47957 | 1.4456 | 2.5077 | 38.23 | 168.13 | 8.85 | 0.0048533 | 2.939 | 0.11355 | 8.2158 | 31.08 | 2019 | 240 | 9.3 | 260 | 2176.6667 | 32.0432 | 562213 | -72.0671 | 41.4753 | 144 | 103 | 270 | 127&140&67 | 8.2 | N | MSW | N | Y | N | 9999 | N |  | Municipal Solid Waste |  |  | 20141
10646_B_BLR2 | CT | 09011 | COVANTA SOUTHEASTERN CT CO | Covanta Southeastern Connecticut Company | 754611 | 46284413 |  |  | 10646 | BLR2 | T150P0012C06032 | P0002 | 200.3 | 8.02 | 0.62961 | 6.8586 | 1.4677 | 1.262 | 30.44 | 157.74 | 9.09 | 0.00068279 | 0.41416 | 0.24362 | 3.2056 | 31.6 | 2019 | 240 | 9.3 | 260 | 2176.6667 | 32.0432 | 562213 | -72.0671 | 41.4753 | 144 | 103 | 270 | 127&140&67 | 8.2 | N | MSW | N | Y | N | 9999 | N |  | Municipal Solid Waste |  |  | 20141
54758_B_BW2 | CT | 09011 | WHEELABRATOR LISBON INC | Wheelabrator Lisbon | 8501611 | 961813 |  |  | 54758 | BW2 | T093P0014C02245 | P0009 | 128.304 | 6.4009 | 4.3008 | 4.3008 | 0.29712 | 0.38935 | 5.5159 | 117.8489 | 7.0903 | 4.2044 | 4.2044 | 0.26475 | 0.23639 | 7.6374 | 2019 | 266 | 5.7 | 270 | 876.7 | 34.3567 | 562213 | -72.0416 | 41.5843 | 116 | 103 | 270 | 127&140&41 | 7 | N | MSW | N | Y | N | 9999 | N |  | Municipal Solid Waste |  |  | 18362
54758_B_BW1 | CT | 09011 | WHEELABRATOR LISBON INC | Wheelabrator Lisbon | 8501611 | 962013 |  |  | 54758 | BW1 | T093P0014C02245 | P0008 | 140.375 | 6.3444 | 6.2884 | 6.2884 | 0.21987 | 1.3868 | 9.1667 | 121.729 | 11.2503 | 5.7756 | 5.7756 | 0.26158 | 0.29288 | 6.103 | 2019 | 266 | 5.7 | 270 | 876.7 | 34.3567 | 562213 | -72.0417 | 41.5854 | 116 | 103 | 270 | 127&140&41 | 7 | N | MSW | N | Y | N | 9999 | N |  | Municipal Solid Waste |  |  | 18362
10675_B_A | CT | 09011 | A E S THAMES, LLC |  | 920711 | 46513613 | 10675 | UNITA |  |  | T107P0044C05779 | P0010 | 0 | 0 | 0 | 0 | 0 | 0 | 0 | [8 empty] | 383 | 14.3 | 935 | 127.5 | 0.7938 | 221112 | -72.1005 | 41.4282 | 923 | 125 | 100 | 127&25&41&99 |  |  |  | N | N | N |  | N
10675_B_B | CT | 09011 | A E S THAMES, LLC |  | 920711 | 46513713 | 10675 | UNITB |  |  | T107P0044C05779 | P0011 | 0 | 0 | 0 | 0 | 0 | 0 | 0 | [8 empty] | 383 | 14.3 | 935 | 127.5 | 0.7938 | 221112 | -72.1005 | 41.4282 | 923 | 125 | 100 | 127&25&41&99 |  |  |  | N | N | N |  | N
56847_B_Boil | CT | 09015 | PLAINFIELD RENEWABLE ENRGY LLC |  | 16734111 | 107797313 |  |  |  |  | T145P0074C08772 | P0049 | 69.2944 | 1.08 | 17.6375 | 17.6375 | 1.1066 | 0.068444 | 36.0002 | 135.41 | 11.96 | 22.3097 | 22.3097 | 1.4409 | 0.029852 | 57.86 | 2019 | 155 | 9 | 253 | 3443.0834 | 54.1 | 221118 | -71.9244 | 41.6639 | 523 | 125 | 100 | 121&127&140&202 |  |  |  | N | N | N |  | N | 56847_B_Boil;56847_G_STG
50736_B_B2 | CT | 09015 | ReEnergy Sterling formerly EXETER ENERGY L.P. |  | 2766111 | 41346613 | 50736 | B2 |  |  | T176P0005C08685 | P0002 | 0 | 0 | 0 | 0 | 0 | 0 | 0 | [8 empty] | 196 | 8 | 180 | 3249.65 | 64.6497 | 221118 | -71.8222 | 41.7113 | 48 | 125 | 100 | 127&140&67 |  |  |  | N | N | N |  | N
50736_G_GEN1 | CT | 09015 | ReEnergy Sterling formerly EXETER ENERGY L.P. |  | 2766111 | 41346813 | 50736 | B1 |  |  | T176P0005C08685 | P0001 | 0 | 0 | 0 | 0 | 0 | 0 | 0 | [8 empty] | 196 | 8 | 180 | 3249.65 | 64.6497 | 221118 | -71.8222 | 41.7113 | 48 | 125 | 100 | 127&140&67 |  |  |  | N | N | N |  | N
55149_G_U1 | CT | 09015 | LAKE ROAD GENERATING CO, L.P. | Lake Road Generating Plant | 844711 | 46197013 | 55149 | LRG1 | 55149 | U1 | T089P0080C07442 | P0067 | 41.4 | 3.6182 | 23.3513 | 23.3513 | 4.7 | 43.9 | 42.4 | 41.5 | 3.7014 | 15.5472 | 15.5472 | 3.4 | 35.2 | 28.3 | 2019 | 165 | 18 | 196 | 13240.6169 | 52.0323 | 221112 | -71.8956 | 41.8725 | 2280 | 125 | 120 | 139&65 | 270.8 | N | Natural Gas | Y | N | N | 9999 | N |  | Combined Cycle |  | 7958.5991 | 7412
55149_G_U2 | CT | 09015 | LAKE ROAD GENERATING CO, L.P. | Lake Road Generating Plant | 844711 | 46197113 | 55149 | LRG2 | 55149 | U2 | T089P0080C07442 | P0068 | 40.1 | 3.6818 | 33.0118 | 33.0118 | 5.2 | 35.4 | 36.7 | 39.8 | 3.5723 | 20.8764 | 20.8764 | 5.3 | 34.1 | 16.8 | 2019 | 165 | 18 | 196 | 13240.6169 | 52.0323 | 221112 | -71.8956 | 41.8725 | 2280 | 125 | 120 | 139&65 | 275 | N | Natural Gas | Y | N | N | 9999 | N |  | Combined Cycle |  | 8366.8789 | 7434
55149_G_U3 | CT | 09015 | LAKE ROAD GENERATING CO, L.P. | Lake Road Generating Plant | 844711 | 46197213 | 55149 | LRG3 | 55149 | U3 | T089P0080C07442 | P0069 | 34.4 | 3.5575 | 24.2727 | 24.2846 | 5.2 | 10.6 | 28.5 | 31.1 | 3.3349 | 16.4438 | 16.4438 | 4.1 | 10 | 19.3 | 2019 | 165 | 18 | 196 | 13240.6169 | 52.0323 | 221112 | -71.8956 | 41.8725 | 2280 | 125 | 120 | 139&65 | 286.7 | N | Natural Gas | Y | N | N | 9999 | N |  | Combined Cycle |  | 8001.52 | 7408
56430_G_1C | DE | 10001 | Ameresco Delaware Energy-Central | Ameresco Delaware Central | 16812111 | 108717313 |  |  | 56430 | 1C | 1000100247 | 001 | 5.98 | 0.86 | 1.55 | 1.55 | 2.53 |  | 29.85 | 4.76 | 0.57 | 1.35 | 1.35 | 3.33 |  | 23.77 | 2019 | 32 | 1.15 | 868 | 133.0333 | 128.0781 | 221112 | -75.7245 | 39.0431 | 1060 | 125 | 160 |  | 1 | N | Landfill Gas | N | N | N | 9999 | N |  | Landfill Gas | 6160 |  | 13500
56430_G_3C | DE | 10001 | Ameresco Delaware Energy-Central | Ameresco Delaware Central | 16812111 | 108717413 |  |  | 56430 | 3C | 1000100247 | 003 | 4.83 | 0.67 | 1.22 | 1.22 | 2.04 |  | 24.14 | 6.66 | 0.77 | 1.89 | 1.89 | 5.04 |  | 33.29 | 2019 | 32 | 1.15 | 868 | 133.0333 | 128.0781 | 221112 | -75.7245 | 39.0431 | 1060 | 125 | 160 |  | 1 | N | Landfill Gas | N | N | N | 9999 | N |  | Landfill Gas | 4978 |  | 13500
56430_G_2C | DE | 10001 | Ameresco Delaware Energy-Central | Ameresco Delaware Central | 16812111 | 108717513 |  |  | 56430 | 2C | 1000100247 | 002 | 7.4 | 1.02 | 1.87 | 1.87 | 3.13 |  | 36.94 | 3.97 | 0.45 | 1.12 | 1.12 | 3.03 |  | 19.81 | 2019 | 32 | 1.15 | 868 | 133.0333 | 128.0781 | 221112 | -75.7245 | 39.0431 | 1060 | 125 | 160 |  | 1 | N | Landfill Gas | N | N | N | 9999 | N |  | Landfill Gas | 7624 |  | 13500
56430_G_4C | DE | 10001 | Ameresco Delaware Energy-Central | Ameresco Delaware Central | 16812111 | 113545613 |  |  | 56430 | 4C | 1000100247 | 004 | 6.55 | 0.88 | 1.76 | 1.76 | 2.43 |  | 32.73 | 5.62 | 0.86 | 1.51 | 1.51 | 4.27 |  | 28.08 | 2019 | 32 | 1.15 | 868 | 133.0333 | 128.0781 | 221112 | -75.7245 | 39.0431 | 1060 | 125 | 160 |  | 1 | N | Landfill Gas | N | N | N | 9999 | N |  | Landfill Gas | 6756 |  | 13500
56430_G_5C | DE | 10001 | Ameresco Delaware Energy-Central | Ameresco Delaware Central | 16812111 | 113545713 |  |  | 56430 | 5C | 1000100247 | 005 | 5.96 | 0.82 | 1.6 | 1.6 | 2.21 |  | 29.78 | 6.93 | 1.05 | 1.86 | 1.86 | 6.22 |  | 34.61 | 2019 | 32 | 1.15 | 868 | 133.0333 | 128.0781 | 221112 | -75.7245 | 39.0431 | 1060 | 125 | 160 |  | 1 | N | Landfill Gas | N | N | N | 9999 | N |  | Landfill Gas | 6147 |  | 13500
57349_G_CTG1 | DE | 10001 | Garrison Energy Center | Garrison Energy Center LLC | 17744711 | 123413913 | 57349 | 1 | 57349 | CTG1 | 1000100245 | 001 | 40.3 | 3.31 | 26.84 | 26.84 | 1.47 | 1.9929 | 2.63 | 39.61 | 3.701 | 29.8293 | 29.8293 | 1.5152 | 1.4749 | 3.07 | 2019 | 188 | 18 | 285 | 62466.6679 | 245.4784 | 221112 | -75.4994 | 39.1872 | 2260 | 125 | 140 | 139&312 | 193 | N | Natural Gas, Distillate Fuel Oil | Y | N | N | 9999 | N | 57349_G_STG2;57349_G_CTG1 | Combined Cycle | 6347 | 6480.8296 | 7050
7962_G_002 | DE | 10001 | WARREN F BEASLEY POWER STATION | Warren F Sam Beasley Generation Station | 2424211 | 108722713 | 7962 | 2 | 7962 | 002 | 1000100152 | 004 | 3.3 | 0.1 | 3.9975 | 3.9975 | 0.39266 | 1.375 | 18.6 | 1.89 | 0.05003 | 0.50402 | 0.50402 | 0.16203 | 0.46005 | 10.37 | 2019 | 50 | 11 | 750 | 10433.3335 | 109.7862 | 221112 | -75.6236 | 39.2808 | 50 | 125 | 120 | 139&217 | 50 | N | Natural Gas, Distillate Fuel Oil | Y | N | N | 9999 | N |  | Combustion Turbine | 837 | 924.5396 | 10916
7962_G_001 | DE | 10001 | WARREN F BEASLEY POWER STATION | Warren F Sam Beasley Generation Station | 2424211 | 40256813 | 7962 | 1 | 7962 | 001 | 1000100152 | 001 | 4.3 | 0.1 | 1.3631 | 1.3631 | 0.39559 | 3.63 | 23.9 | 1.75 | 0.06003 | 0.68253 | 0.68253 | 0.21941 | 1.2402 | 9.13 | 2019 | 50 | 12 | 750 | 10433.3335 | 92.3 | 221112 | -75.6236 | 39.2808 | 50 | 125 | 120 | 139&217 | 48 | N | Natural Gas, Distillate Fuel Oil | Y | N | N | 9999 | N |  | Combustion Turbine | 834 | 946.9897 | 10916
7318_G_1 | DE | 10001 | VanSant Generating Station | Van Sant Station | 2800411 | 41318913 | 7318 | **11 | 7318 | 1 | 1000100076 | 001 | 1.4 | 0.024677 | 0.14993 | 0.15149 | 0.011467 |  | 0.41712 | 4.399 | 0.021125 | 0.04515 | 0.048536 | 0.060657 |  | 2.3625 | 2019 | 70 | 12.8 | 1085 | 13271.6669 | 103.6 | 221112 | -75.5483 | 39.1467 | 506 | 125 | 120 |  | 45.2 | N | Natural Gas, Distillate Fuel Oil | Y | N | N | 9999 | N |  | Combustion Turbine | 47 | 33.68 | 13368
599_B_1 | DE | 10001 | McKee Run Generating Station |  | 588111 | 46181713 | 599 | 1 |  |  | 1000100002 | 001 | 0.1631 | 0.0003495 | 0.00025048 | 0.0003029 | 0.0032038 | 0.001864 | 0.04893 | [8 empty] | 175 | 10.2 | 320 | 2940 | 36 | 221112 | -75.545 | 39.1767 | 225 | 125 | 100 |  |  |  |  | Y | N | N |  | N |  |  |  | 12.65
599_B_3 | DE | 10001 | McKee Run Generating Station | McKee Run | 588111 | 46182213 | 599 | 3 | 599 | 3 | 1000100002 | 003 | 21.85 | 0.2 | 0.25106 | 0.35231 | 0.96512 | 0.63977 | 14.9627 | 3.6 | 0.0080634 | 0.0057788 | 0.0069883 | 0.073914 | 0.043005 | 1.1289 | 2019 | 200 | 10.2 | 325 | 5951.0667 | 72.8 | 221112 | -75.5453 | 39.1764 | 1180 | 125 | 100 |  | 103 | N | Natural Gas, Distillate Fuel Oil | Y | N | N | 2021 | N |  | O/G Steam | 34 | 1005.7903 | 11790
599_B_2 | DE | 10001 | McKee Run Generating Station |  | 588111 | 46182313 | 599 | 2 |  |  | 1000100002 | 002 | 0.13496 | 0.0002892 | 0.00020726 | 0.00025064 | 0.002651 | 0.0015424 | 0.040488 | [8 empty] | 175 | 10.2 | 320 | 2940 | 36 | 221112 | -75.545 | 39.1767 | 225 | 125 | 100 |  |  |  |  | Y | N | N |  | N |  |  |  | 17.16
10030_G_KD-2 | DE | 10001 | ENERGY CENTER DOVER, LLC | Energy Center Dover | 753811 | 46292313 | 10030 | 3 | 10030 | KD-2 | 1000100127 | 003 | 14 | 0.1007 | 0.29639 | 0.31277 | 1.0879 |  | 19.24 | 8.4 | 0.06069 | 0.69749 | 0.69749 | 0.25496 |  | 13.717 | 2019 | 100 | 12 | 650 | 7892.9168 | 69.8 | 221112 | -75.5469 | 39.1506 | 500 | 125 | 120 |  | 44 | N | Natural Gas, Distillate Fuel Oil | Y | N | N | 9999 | N |  | Combustion Turbine | 702 | 827.7397 | 10745
10030_G_KD-1 | DE | 10001 | ENERGY CENTER DOVER, LLC | Energy Center Dover | 753811 | 46292413 | 10030 | 2 | 10030 | KD-1 | 1000100127 | 002 | 6.4 | 0.51065 | 4.59 | 4.59 | 3.15 | 0.5 | 15.23 | 2.9 | 0.21708 | 2.34 | 2.34 | 1.21 | 0.25 | 4.67 | 2019 | 100 | 12 | 650 | 7892.9168 | 69.8 | 221112 | -75.5469 | 39.1506 | 500 | 125 | 120 | 139&312 | 44 | Y | Natural Gas | Y | N | N | 9999 | N |  | Combined Cycle | 3828 | 3844.6394 | 7517
592_G_DC10 | DE | 10003 | DELAWARE CITY ENERGY CENTER | Delaware City 10 | 2425311 | 40248813 | 592 | 10 | 592 | DC10 | 1000300005 | 002 | 0.19 | 0.01199 | 0.0164 | 0.036568 | 0.00024407 | 0 | 0.0019697 | 0.66 | 0.033431 | 0.0456 | 0.10196 | 0.00068055 |  | 0.0054922 | 2019 | 21 | 12.2 | 875 | 6452.3834 | 55.2 | 221112 | -75.6324 | 39.5959 | 242 | 125 | 120 | 213 | 18 | N | Distillate Fuel Oil | Y | N | N | 9999 | N |  | Combustion Turbine | 11 | 6.7 | 14445
597_G_WEST | DE | 10003 | WEST ENERGY CENTER | West Station (DE) | 2425411 | 40248713 | 597 | 10 | 597 | WEST | 1000300006 | 001 | 1.03 | 0.28147 | 0.0958 | 0.21462 | 0.0014325 |  | 0.01156 | 0.95 | 0.040661 | 0.074 | 0.16536 | 0.0011037 |  | 0.0089067 | 2019 | 27 | 12.2 | 860 | 8184.2001 | 70 | 221112 | -75.6272 | 39.7306 | 264 | 125 | 120 |  | 15 | N | Distillate Fuel Oil | Y | N | N | 9999 | N |  | Combustion Turbine | 28 | 23.59 | 25000
591_G_CH14 | DE | 10003 | CHRISTIANA ENERGY CENTER | Christiana | 2457411 | 40424713 | 591 | 14 | 591 | CH14 | 1000300317 | 002 | 0.19 | 0.024382 | 0.0166 | 0.037183 | 0.00024818 |  | 0.0020028 | 0.771 | 0.043406 | 0.0493 | 0.11032 | 0.00073636 |  | 0.0059425 | 2019 | 36 | 13.5 | 965 | 10332.7835 | 72.2 | 221112 | -75.5384 | 39.7315 | 391 | 125 | 120 | 213 | 25 | N | Distillate Fuel Oil | Y | N | N | 9999 | N |  | Combustion Turbine | 3 | 3.6 | 23618
591_G_CH11 | DE | 10003 | CHRISTIANA ENERGY CENTER | Christiana | 2457411 | 40424813 | 591 | 11 | 591 | CH11 | 1000300317 | 001 | 0.44 | 0.035274 | 0.024 | 0.053793 | 0.00035904 |  | 0.0028975 | 0.68 | 0.04725 | 0.0537 | 0.12009 | 0.00080157 |  | 0.0064688 | 2019 | 36 | 13.5 | 965 | 10332.7835 | 72.2 | 221112 | -75.5384 | 39.7315 | 391 | 125 | 120 | 213 | 25 | N | Distillate Fuel Oil | Y | N | N | 9999 | N |  | Combustion Turbine | 4 | 4.3 | 23603
52193_B_BLR3 | DE | 10003 | Delaware City Refinery | Delaware City Plant | 588311 | 46161313 | 52193 | DCPP3 | 52193 | BLR3 | 1000300016 | 070 | 66.8 | 8.76 | 10.62 | 10.62 | 0.57 | 0.44329 | 5.15 | 54.95 | 3.92 | 4.46 | 4.46 | 0.34 | 0.38829 | 0.71 | 2019 | 500 | 20 | 250 | 12808.8335 | 40.8 | 32411 | -75.6342 | 39.5953 | 618 | 126 | 100 |  | 27 | Y | Fossil Waste | N | Y | N | 9999 | N |  | Fossil Waste | 8767 |  | 5291
52193_B_BLR4 | DE | 10003 | Delaware City Refinery | Delaware City Plant | 588311 | 46161413 | 52193 | DCPP4 | 52193 | BLR4 | 1000300016 | 067 | 81.42 | 8.22 | 0.56151 | 0.67903 | 0.5619 | 4.1787 | 30.2 | 68.56 | 5.52 | 0.70176 | 0.84864 | 0.70225 | 5.2224 | 10.7255 | 2019 | 500 | 20 | 250 | 12808.8335 | 40.8 | 32411 | -75.6342 | 39.5953 | 737 | 126 | 100 |  | 33 | Y | Fossil Waste | Y | N | N | 9999 | N |  | Fossil Waste | 8032 | 7637.9199 | 5291
52193_G_CT2 | DE | 10003 | Delaware City Refinery | Delaware City Plant | 588311 | 46177613 | 52193 | MECCU2 | 52193 | CT2 | 1000300016 | 528 | 17.24 | 9.5387 | 13.18 | 13.18 | 3.18 |  | 5.05 | 20.21 | 10.7896 | 12.75 | 12.75 | 1.61 |  | 6.56 | 2019 | 160 | 13 | 275 | 10550.0002 | 79.5 | 32411 | -75.6325 | 39.5967 | 780 | 126 | 140 |  | 65 | Y | Natural Gas | N | Y | N | 9999 | N | 52193_B_HRSG 2;52193_G_CT2 | Combustion Turbine | 8777 |  | 8700
52193_G_CT1 | DE | 10003 | Delaware City Refinery | Delaware City Plant | 588311 | 46178313 | 52193 | MECCU1 | 52193 | CT1 | 1000300016 | 527 | 20.91 | 11.0874 | 11.63 | 11.63 | 1.75 |  | 6.68 | 22.74 | 12.08 | 12.98 | 12.98 | 2.803 |  | 7.69 | 2019 | 160 | 13 | 275 | 10550.0002 | 79.5 | 32411 | -75.6325 | 39.5964 | 780 | 126 | 140 |  | 65 | Y | Natural Gas | N | Y | N | 9999 | N | 52193_B_HRSG 1;52193_G_CT1 | Combustion Turbine | 8778 |  | 8700
52193_B_BLR2 | DE | 10003 | Delaware City Refinery | Delaware City Plant | 588311 | 46180313 | 52193 | DCPP2 | 52193 | BLR2 | 1000300016 | 069 | 25.05 | 10.59 | 12.39 | 12.39 | 0.63 | 0.53256 | 1.32 | 20.96 | 5.74 | 8.596 | 8.596 | 1.2 | 0.56481 | 3.41 | 2019 | 500 | 20 | 250 | 12808.8335 | 40.8 | 32411 | -75.6342 | 39.5953 | 716 | 126 | 100 |  | 25 | Y | Fossil Waste | N | Y | N | 9999 | N |  | Fossil Waste | 8784 |  | 5291
7153_G_HR7 | DE | 10003 | HAY ROAD ENERGY CENTER | Hay Road | 640311 | 46481913 | 7153 | 7 | 7153 | HR7 | 1000300388 | 008 | 36.2 | 1.6 | 14.9523 | 14.9523 | 6.5905 | 0.1054 | 2.6299 | 21.7 | 0.7 | 6.3924 | 8.7562 | 2.2422 | 0.04 | 2.56 | 2019 | 188 | 15.5 | 200 | 17136.417 | 90.8 | 221112 | -75.5072 | 39.7436 | 1750 | 125 | 140 | 139&217 | 128 | N | Natural Gas, Distillate Fuel Oil | Y | N | N | 9999 | N |  | Combined Cycle | 74 | 4575.9634 | 8104
7153_G_HR1 | DE | 10003 | HAY ROAD ENERGY CENTER | Hay Road | 640311 | 46482013 | 7153 | 1 | 7153 | HR1 | 1000300388 | 001 | 167.5 | 1.7 | 0.59742 | 0.90787 | 5.4864 | 17.5688 | 22.9747 | 54.8 | 0.6 | 5.9369 | 8.1838 | 2.0749 | 6.5039 | 17.28 | 2019 | 188 | 15.5 | 206 | 17136.417 | 90.8 | 221112 | -75.5042 | 39.7442 | 1750 | 125 | 140 | 205 | 126 | N | Natural Gas, Distillate Fuel Oil | Y | N | N | 9999 | N | 7153_G_HR1;7153_G_HR4 | Combined Cycle | 5259 | 5084.6992 | 8104
7153_G_HR2 | DE | 10003 | HAY ROAD ENERGY CENTER | Hay Road | 640311 | 46482113 | 7153 | 2 | 7153 | HR2 | 1000300388 | 002 | 163.9 | 1.6 | 0.54671 | 0.84809 | 5.3414 | 16.8117 | 28.929 | 61.3 | 0.6 | 5.7466 | 7.9172 | 2.0093 | 6.4339 | 16.57 | 2019 | 188 | 15.5 | 206 | 17136.417 | 90.8 | 221112 | -75.5044 | 39.744 | 1750 | 125 | 140 | 205 | 126 | N | Natural Gas, Distillate Fuel Oil | Y | N | N | 9999 | N |  | Combined Cycle | 5069 | 4882.5903 | 8104
7153_G_HR3 | DE | 10003 | HAY ROAD ENERGY CENTER | Hay Road | 640311 | 46482213 | 7153 | **3 | 7153 | HR3 | 1000300388 | 003 | 178.9 | 1.7 | 0.53893 | 0.86246 | 5.7568 | 17.5149 | 35.8803 | 40.8 | 0.4 | 4.7914 | 6.6132 | 1.675 | 5.2517 | 14.58 | 2019 | 188 | 15.5 | 200 | 17136.417 | 90.8 | 221112 | -75.5047 | 39.7438 | 1750 | 125 | 140 | 205 | 126 | N | Natural Gas, Distillate Fuel Oil | Y | N | N | 9999 | N |  | Combined Cycle | 5344 | 5159.1074 | 8104
7153_G_HR5 | DE | 10003 | HAY ROAD ENERGY CENTER | Hay Road | 640311 | 46482513 | 7153 | 5 | 7153 | HR5 | 1000300388 | 006 | 32.1 | 1.5 | 7.3462 | 7.3462 | 5.1818 | 0.09408 | 0.19 | 23.3 | 0.7 | 3.2696 | 5.7977 | 2.3239 | 0.04308 | 3.49 | 2019 | 188 | 15.5 | 200 | 17136.417 | 90.8 | 221112 | -75.5066 | 39.7442 | 1750 | 125 | 140 | 139&217 | 128 | N | Natural Gas, Distillate Fuel Oil | Y | N | N | 9999 | N | 7153_G_HR5;7153_G_HR8 | Combined Cycle | 18 | 4660.2422 | 8104
7153_G_HR6 | DE | 10003 | HAY ROAD ENERGY CENTER | Hay Road | 640311 | 46482613 | 7153 | 6 | 7153 | HR6 | 1000300388 | 007 | 32.8 | 1.6 | 9.7802 | 9.7802 | 5.2476 | 0.096265 | 0.32776 | 26.5 | 0.7 | 4.107 | 6.0314 | 2.2369 | 0.0399 | 1.508 | 2019 | 188 | 15.5 | 200 | 17136.417 | 90.8 | 221112 | -75.5063 | 39.744 | 1750 | 125 | 140 | 139&205 | 128 | N | Natural Gas, Distillate Fuel Oil | Y | N | N | 9999 | N |  | Combined Cycle | 4892 | 4701.0117 | 8104
593_G_10 | DE | 10003 | EDGE MOOR ENERGY CENTER | Edge Moor | 827811 | 46232613 | 593 | 10 | 593 | 10 | 1000300007 | 001 | 0.62 | 0.018476 | 0.0504 | 0.11271 | 0.00075226 |  | 0.0060709 | 0.28 | 0.00083087 | 0.0283 | 0.063354 | 0.00042286 |  | 0.0034125 | 2019 | 26 | 12.2 | 860 | 8184.2001 | 70 | 221112 | -75.5036 | 39.7392 | 264 | 125 | 120 |  | 15 | N | Distillate Fuel Oil | Y | N | N | 9999 | N |  | Combustion Turbine | 3 | 3.09 | 10745
593_B_4 | DE | 10003 | EDGE MOOR ENERGY CENTER | Edge Moor | 827811 | 46232713 | 593 | 4 | 593 | 4 | 1000300007 | 003 | 90.6 | 0.8 | 0.61364 | 0.74207 | 7.8488 | 4.5666 | 34.2495 | 13.7 | 0.1 | 0.11788 | 0.14256 | 1.5078 | 0.87728 | 6.5796 | 2019 | 220 | 13.5 | 285 | 10388.3002 | 72.6 | 221112 | -75.5038 | 39.7384 | 1790 | 125 | 100 |  | 174 | N | Natural Gas, Residual Fuel Oil | Y | N | N | 9999 | N |  | O/G Steam | 3022 | 2988.7898 | 11627
593_B_3 | DE | 10003 | EDGE MOOR ENERGY CENTER | Edge Moor | 827811 | 46233113 | 593 | 3 | 593 | 3 | 1000300007 | 002 | 43.5 | 0.4 | 0.23141 | 0.27985 | 2.9599 | 1.7221 | 12.916 | 7.7 | 0.1 | 0.051149 | 0.061854 | 0.65423 | 0.38064 | 2.8548 | 2019 | 220 | 13.5 | 261 | 6904.6668 | 48.2 | 221112 | -75.5031 | 39.74 | 983 | 125 | 100 |  | 86 | N | Natural Gas, Residual Fuel Oil | Y | N | N | 9999 | N |  | O/G Steam | 2325 | 2280.9202 | 11893
593_B_5 | DE | 10003 | EDGE MOOR ENERGY CENTER | Edge Moor | 827811 | 46233313 | 593 | 5 | 593 | 5 | 1000300007 | 004 | 180.4 | 28.9 | 2.9092 | 3.5938 | 15.4595 | 8.8611 | 233.684 | 39.1 | 19.4 | 1.3299 | 1.642 | 2.5981 | 1.4161 | 37.8786 | 2019 | 275 | 21 | 315 | 26099.5005 | 75.4 | 221112 | -75.5031 | 39.7394 | 4550 | 125 | 100 |  | 450 | N | Natural Gas, Residual Fuel Oil | Y | N | N | 9999 | N |  | O/G Steam | 3721 | 3736.9292 | 11463
56429_G_3 | DE | 10005 | Ameresco Delaware Energy-Southern | Ameresco Delaware South | 16810211 | 108718613 |  |  | 56429 | 3 | 1000500258 | 003 | 5.89 | 5.22 | 1.45 | 1.45 | 2.49 |  | 29.4 | 6.67 | 5.71 | 1.89 | 1.89 | 6.62 |  | 33.3 | 2019 | 53.1 | 1.09 | 868 | 133.0333 | 142.5666 | 221112 | -75.4507 | 38.5879 | 1060 | 125 | 160 |  | 1 | N | Landfill Gas | N | N | N | 9999 | N |  | Landfill Gas | 6068 |  | 13500
56429_G_2 | DE | 10005 | Ameresco Delaware Energy-Southern | Ameresco Delaware South | 16810211 | 108718713 |  |  | 56429 | 2 | 1000500258 | 002 | 2.14 | 1.82 | 0.52 | 0.52 | 0.91 |  | 10.7 | 5.28 | 4.53 | 1.5 | 1.5 | 5.26 |  | 26.37 | 2019 | 53.1 | 1.09 | 868 | 133.0333 | 142.5666 | 221112 | -75.4507 | 38.5879 | 1060 | 125 | 160 |  | 1 | N | Landfill Gas | N | N | N | 9999 | N |  | Landfill Gas | 2208 |  | 13500
56429_G_1 | DE | 10005 | Ameresco Delaware Energy-Southern | Ameresco Delaware South | 16810211 | 108718813 |  |  | 56429 | 1 | 1000500258 | 001 | 3.65 | 3.33 | 0.9 | 0.9 | 1.54 |  | 18.21 | 6.31 | 5.36 | 1.79 | 1.79 | 6.35 |  | 31.52 | 2019 | 53.1 | 1.09 | 868 | 133.0333 | 142.5666 | 221112 | -75.4507 | 38.5879 | 1060 | 125 | 160 |  | 1 | N | Landfill Gas | N | N | N | 9999 | N |  | Landfill Gas | 3759 |  | 13500
56429_G_5 | DE | 10005 | Ameresco Delaware Energy-Southern | Ameresco Delaware South | 16810211 | 108719013 |  |  | 56429 | 5 | 1000500258 | 005 | 6.44 | 6.2 | 1.72 | 1.72 | 2.72 |  | 32.18 | 6.22 | 5.57 | 1.76 | 1.76 | 6.25 |  | 31.05 | 2019 | 53.1 | 1.09 | 868 | 133.0333 | 142.5666 | 221112 | -75.4507 | 38.5879 | 1060 | 125 | 160 |  | 1 | N | Landfill Gas | N | N | N | 9999 | N |  | Landfill Gas | 6642 |  | 13500
56429_G_4 | DE | 10005 | Ameresco Delaware Energy-Southern | Ameresco Delaware South | 16810211 | 108719113 |  |  | 56429 | 4 | 1000500258 | 004 | 6.53 | 5.93 | 1.64 | 1.64 | 2.76 |  | 32.6 | 6.56 | 5.49 | 1.86 | 1.86 | 6.59 |  | 32.75 | 2019 | 53.1 | 1.09 | 868 | 133.0333 | 142.5666 | 221112 | -75.4507 | 38.5879 | 1060 | 125 | 160 |  | 1 | N | Landfill Gas | N | N | N | 9999 | N |  | Landfill Gas | 6728 |  | 13500
594_B_4 | DE | 10005 | INDIAN RIVER GENERATING STATION | Indian River Generating Station | 640911 | 46474713 | 594 | 4 | 594 | 4 | 1000500001 | 004 | 204.7 | 462.1 | 34.558 | 34.562 | 6.8686 | 0.5031 | 58.2514 | 73.7 | 246.1 | 11.6104 | 11.6129 | 2.5974 | 1.2355 | 22.2718 | 2019 | 400 | 24 | 345 | 26305.3838 | 58.1 | 221112 | -75.2333 | 38.5869 | 5090 | 125 | 100 | 128 | 410 | N | Bituminous | Y | N | N | 9999 | N |  | Coal Steam | 444 | 2207.6604 | 12507
594_G_10 | DE | 10005 | INDIAN RIVER GENERATING STATION | Indian River Generating Station | 640911 | 46474813 | 594 | 10 | 594 | 10 | 1000500001 | 005 | 0.474 | 0.0055 | 0.0112 | 0.0115 | 0.000416 |  | 0.0033378 | 0.17643 | 0.00055404 | 0.0043634 | 0.0044659 | 0.00016161 |  | 0.0013069 | 2019 | 20 | 13.5 | 792 | 9032.7668 | 63.1 | 221112 | -75.2347 | 38.5861 | 366 | 125 | 120 |  | 16.1 | N | Distillate Fuel Oil | Y | N | N | 9999 | N |  | Combustion Turbine | 7 | 1.77 | 14972
57241_B_BLR1 | FL | 12001 | CITY OF GAINESVILLE, GRU | Deerhaven Renewable | 15561111 | 106541313 | 57241 | BFB1 | 57241 | BLR1 | 0010131 | 2 | 21.2 | 1.3 | 0.319 | 0.319 | 0.16 | 2.26 | 9.69 | 278 | 17 | 11.11 | 11.11 | 3.7033 | 1.5 | 30.33 | 2019 | 230 | 12 | 310 | 8676.7 | 76.7 | 2211 | -82.3963 | 29.7674 | 1360 | 125 | 100 | 127&139&206 | 102 | N | Biomass | Y | N | N | 9999 | N | 57241_B_BLR1;57241_G_1 | Biomass | 648 | 562.3701 | 13500
663_B_B2 | FL | 12001 | CITY OF GAINESVILLE, GRU | Deerhaven Generating Station | 535011 | 48439813 | 663 | B2 | 663 | B2 | 0010006 | 5 | 737.6 | 349.5 | 44.7213 | 44.7213 | 6.2819 | 0 | 125.0764 | 1234 | 593.6 | 115.4878 | 115.4878 | 14.4992 | 1.72 | 172.123 | 2019 | 350 | 18.5 | 275 | 13440.1 | 50 | 2211 | -82.3889 | 29.7582 | 2700 | 125 | 100 | 128 | 232 | N | Bituminous | Y | N | N | 9999 | N |  | Coal Steam | 6371 | 6367.75 | 12302
663_G_GT2 | FL | 12001 | CITY OF GAINESVILLE, GRU | Deerhaven Generating Station | 535011 | 48439913 |  |  | 663 | GT2 | 0010006 | 2 | [9 empty] | 0.068894 | 0.068998 | 0.021093 |  | 0.7986 | 2019 | [5 empty] | 2211 | -82.3889 | 29.7582 | 18 | 125 | 120 |  | 17.5 | N | Natural Gas, Distillate Fuel Oil | N | N | N | 2026 | N |  | Combustion Turbine |  |  | 15494
663_B_B1 | FL | 12001 | CITY OF GAINESVILLE, GRU |  | 535011 | 48440013 | 663 | B1 |  |  | 0010006 | 3 | 161.4 | 2.7 | 15.7206 | 15.7206 | 6.501 |  | 99.288 | 134 | 6.4 | 7.0485 | 7.0485 | 5.0988 |  | 77.6435 | 2019 | 300 | 11 | 261 | 4533.3 | 47 | 2211 | -82.3889 | 29.7582 | 960 | 125 | 100 |  |  |  |  | Y | N | N |  | N |  |  | 6356 | 6346.5
663_G_GT3 | FL | 12001 | CITY OF GAINESVILLE, GRU | Deerhaven Generating Station | 535011 | 48440113 | 663 | CT3 | 663 | GT3 | 0010006 | 6 | 1.2 | 0 | [5 empty] | 2.2 |  | 0.26331 | 0.26331 | 0.08646 |  | 1.2065 | 2019 | 52 | 14.1 | 1100 | 26226.9 | 168 | 2211 | -82.3883 | 29.7586 | 971 | 125 | 120 | 213&25 | 75 | N | Natural Gas, Distillate Fuel Oil | Y | N | N | 9999 | N |  | Combustion Turbine | 135 | 116 | 15493
663_G_GT1 | FL | 12001 | CITY OF GAINESVILLE, GRU | Deerhaven Generating Station | 535011 | 48440213 |  |  | 663 | GT1 | 0010006 | 1 | [9 empty] | 0.032495 | 0.032495 | 0.010428 |  | 0.40692 | 2019 | [5 empty] | 2211 | -82.3889 | 29.7582 | 0.01 | 125 | 120 |  | 17.5 | N | Natural Gas, Distillate Fuel Oil | N | N | N | 2026 | N |  | Combustion Turbine |  |  | 15494
664_G_CT04 | FL | 12001 | GAINESVILLE REGIONAL UTILITIES | John R Kelly | 536811 | 48417613 | 664 | CC1 | 664 | CT04 | 0010005 | 10 | 83.8 | 2 | 37.3441 | 37.3441 | 6.7888 |  | 85.9912 | 63.1 | 1.3 | 13.6859 | 13.6859 | 4.3545 |  | 62.2073 | 2017 | 102 | 15.5 | 242 | 11741.4 | 62.2 | 2211 | -82.3218 | 29.646 | 1080 | 125 | 120 | 205 | 75 | N | Natural Gas, Distillate Fuel Oil | Y | N | N | 9999 | N |  | Combined Cycle | 7760 | 7750.25 | 8549
7345_G_P1 | FL | 12001 | DUKE ENERGY FLORIDA, LLC | University of Florida | 8500311 | 64010513 | 7345 | 1 | 7345 | P1 | 0010001 | 7 | 108.51 | 0.98 | 14.9203 | 14.9203 | 3.4432 | 10.5094 | 95.0969 | 85.26 | 0.826 | 12.5131 | 12.5131 | 2.8876 | 8.9365 | 102.8551 | 2019 | 93 | 9.8 | 257 | 6095 | 80.8 | 2211 | -82.3487 | 29.6398 | 490 | 125 | 120 | 213 | 44 | N | Natural Gas | Y | N | N | 9999 | N |  | Combustion Turbine | 7521 | 7520.8604 | 10745
10250_B_1 | FL | 12005 | BAY COUNTY SOLID WASTE |  | 2560011 | 41294313 |  |  |  |  | 0050031 | 2 | 89.6135 | 1.0057 | 2.5455 | 2.5455 | 2.4719 |  | 66.2525 | 43.651 | 3.6873 | 0.9728 | 0.9728 | 1.3563 |  | 36.5756 | 2019 | 125 | 4.5 | 400 | 933.3 | 58.7 | 562219 | -85.5214 | 30.2656 | 96 | 103 | 270 | 127&128&141&207&25 |  |  |  | N | Y | N |  | N |  |  | 6630
10250_B_1 | FL | 12005 | BAY COUNTY SOLID WASTE |  | 2560011 | 41294413 |  |  |  |  | 0050031 | 1 | 72.1835 | 4.2757 | 3.2655 | 3.2655 | 1.4319 |  | 58.8225 | 51.961 | 7.9973 | 0.7128 | 0.7128 | 0.90415 |  | 31.9956 | 2019 | 125 | 4.5 | 400 | 933.3 | 58.7 | 562219 | -85.5214 | 30.2656 | 96 | 103 | 270 | 127&128&207&25 |  |  |  | N | Y | N |  | N |  |  | 7020
643_G_3B | FL | 12005 | FLORIDA POWER & LIGHT COMPANY | Lansing Smith | 554911 | 48230613 | 643 | 5 | 643 | 3B | 0050014 | 5 | 180.0425 | 0.57614 | 34.2269 | 34.2269 | 7.1122 | 39.7625 | 49.5789 | 220.0627 | 1.0402 | 48.5708 | 48.5708 | 7.6368 | 44.9775 | 28.8643 | 2019 | 121 | 16.8 | 186 | 16355.6 | 73.8 | 2211 | -85.6981 | 30.2722 | 1930 | 125 | 120 | 205 | 167.6 | N | Natural Gas | Y | N | N | 9999 | N | 643_G_3B;643_G_3S | Combined Cycle | 6976 | 6928.3989 | 7213
643_G_3A | FL | 12005 | FLORIDA POWER & LIGHT COMPANY | Lansing Smith | 554911 | 48230713 | 643 | 4 | 643 | 3A | 0050014 | 4 | 173.8715 | 0.57786 | 33.9985 | 33.9985 | 6.189 | 39.4744 | 20.4019 | 208.2816 | 0.91644 | 45.9627 | 45.9627 | 6.7981 | 43.5106 | 19.874 | 2019 | 121 | 16.8 | 186 | 16355.6 | 73.8 | 2211 | -85.6981 | 30.2719 | 1930 | 125 | 120 | 205 | 167.6 | N | Natural Gas | Y | N | N | 9999 | N |  | Combined Cycle | 7056 | 7028.4395 | 7213
643_G_CT1 | FL | 12005 | FLORIDA POWER & LIGHT COMPANY | Lansing Smith | 554911 | 48230813 | 643 |  | 643 | CT1;CT1 | 0050014 | 3 | 2.4471 | 0.035872 | 0.016426 | 0.016426 | 0.001456 |  | 0.011721 | 1.2055 | 0.037612 | 2.394 | 2.394 | 0.001527 |  | 0.012289 | 2019 | 33 | 13.3 | 1200 | 17829 | 129.1 | 2211 | -85.7016 | 30.2693 | 542 | 125 | 120 |  | 32 | N | Distillate Fuel Oil | Y | N | N | 9999 | N |  | Combustion Turbine | 42 | 20.07 | 16940
643_B_1 | FL | 12005 | GULF POWER COMPANY |  | 554911 | 48231013 | 643 | 1 |  |  | 0050014 | 1 | 131.3965 | 460.5451 | 20.96 | 25.9461 | 1.005 | 0.00085 | 8.1877 | [8 empty] | 199 | 18 | 260 | 26132.8 | 102.7 | 2211 | -85.7 | 30.2685 | 1940 | 125 | 100 | 128&140&205 |  |  |  | Y | N | N |  | N |  |  | 756 | 860.75
609_G_3A | FL | 12009 | FLORIDA POWER & LIGHT COMPANY (PCC) | Cape Canaveral | 590411 | 91828013 | 609 | CCCT3A | 609 | 3A | 0090006 | 9 | 56.24 | 4.49 | 49.3069 | 49.3244 | 0.34488 | 9.7458 | 103.78 | 64.2 | 5 | 56.3902 | 56.393 | 0.33387 | 11.5407 | 80.42 | 2019 | 149 | 22 | 185 | 22433.3 | 59 | 2211 | -80.7674 | 28.4681 | 2590 | 125 | 140 | 139 | 270.4 | N | Natural Gas, Distillate Fuel Oil | Y | N | N | 9999 | N | 609_G_3A;609_G_3ST | Combined Cycle | 6704 | 6537.5679 | 7050
609_G_3B | FL | 12009 | FLORIDA POWER & LIGHT COMPANY (PCC) | Cape Canaveral | 590411 | 91828113 | 609 | CCCT3B | 609 | 3B | 0090006 | 10 | 53.58 | 4.24 | 46.5557 | 46.5867 | 0.27949 | 9.9348 | 103.106 | 53.2 | 3.8 | 44.4308 | 44.434 | 1.1225 | 13.0205 | 134.62 | 2019 | 149 | 22 | 650 | -1 | 61.9 | 2211 | -80.7674 | 28.4681 | 2590 | 125 | 140 |  | 270.4 | N | Natural Gas, Distillate Fuel Oil | Y | N | N | 9999 | N |  | Combined Cycle | 6423 | 6258.3706 | 7050
609_G_3C | FL | 12009 | FLORIDA POWER & LIGHT COMPANY (PCC) | Cape Canaveral | 590411 | 91828213 | 609 | CCCT3C | 609 | 3C | 0090006 | 11 | 59.09 | 4.57 | 50.3062 | 50.3062 | 0.29754 | 8.3844 | 94.94 | 53.4 | 3.7 | 43.1711 | 43.1771 | 6.3336 | 6.4233 | 117.33 | 2019 | 65 | 10 | 650 | -1 | 61.9 | 2211 | -80.7674 | 28.4681 | 2590 | 125 | 140 | 139 | 270.4 | N | Natural Gas, Distillate Fuel Oil | Y | N | N | 9999 | N |  | Combined Cycle | 6943 | 6787.3477 | 7050
683_G_B | FL | 12009 | ORLANDO UTILITIES COMMISSION (OUC) | Indian River Plant | 590511 | 46128813 | 683 | B | 683 | B | 0090008 | 7 | 0.88747 | 0.001853 | 0.058768 | 0.058768 | 0.058712 |  | 0.41106 | 0.36321 | 0.000522 | 0.023735 | 0.023735 | 0.086033 |  | 0.26538 | 2019 | 36 | 12.4 | 1035 | 13104.8 | 109.2 | 2211 | -80.7827 | 28.4929 | 445 | 125 | 120 | 213 | 37 | N | Natural Gas, Distillate Fuel Oil | Y | N | N | 9999 | N |  | Combustion Turbine | 45 | 27.25 | 25000
683_G_D | FL | 12009 | ORLANDO UTILITIES COMMISSION (OUC) | Indian River Plant | 590511 | 46129013 | 683 | **D | 683 | D | 0090008 | 6 | 4.6025 | 0.07998 | 0.48435 | 0.48435 | 0.49204 |  | 1.0819 | 3.4092 |  | 0.34336 | 0.34336 | 0.26678 |  | 0.25232 | 2019 | 51 | 22.1 | 1005 | 32837.8 | 85.5 | 2211 | -80.7827 | 28.4922 | 1350 | 125 | 120 | 213 | 108 | N | Natural Gas, Distillate Fuel Oil | Y | N | N | 9999 | N |  | Combustion Turbine | 175 | 200.75 | 18700
683_G_C | FL | 12009 | ORLANDO UTILITIES COMMISSION (OUC) | Indian River Plant | 590511 | 46129113 | 683 | **C | 683 | C | 0090008 | 5 | 4.8993 | 0.044985 | 0.4809 | 0.4809 | 0.6802 |  | 1.5714 | 10.0711 |  | 0.90785 | 0.90785 | 0.44791 |  | 0.27447 | 2019 | 51 | 22.1 | 1005 | 32837.8 | 85.5 | 2211 | -80.7827 | 28.4926 | 1350 | 125 | 120 | 213 | 108 | N | Natural Gas, Distillate Fuel Oil | Y | N | N | 9999 | N |  | Combustion Turbine | 174 | 192 | 18700
683_G_A | FL | 12009 | ORLANDO UTILITIES COMMISSION (OUC) | Indian River Plant | 590511 | 46129213 | 683 | A | 683 | A | 0090008 | 4 | 1.6031 | 0.002438 | 0.077342 | 0.077342 | 0.11361 |  | 0.7453 | 0.62432 | 0.000759 | 0.02985 | 0.02985 | 0.057377 |  | 0.24889 | 2019 | 36 | 12.4 | 1035 | 13104.8 | 109.2 | 2211 | -80.7826 | 28.4932 | 445 | 125 | 120 | 213 | 37 | N | Natural Gas, Distillate Fuel Oil | Y | N | N | 9999 | N |  | Combustion Turbine | 69 | 42.75 | 25000
55286_G_OG4 | FL | 12009 | OLEANDER POWER PROJECT, LP | Oleander Power Project LP | 591111 | 46123413 | 55286 | O-4 | 55286 | OG4 | 0090180 | 4 | 3.3942 | 0.053757 | 0.30522 | 0.30522 | 0.63331 |  | 1.1838 | 1.936 | 0.042229 | 0.20557 | 0.20557 | 0.27615 |  | 0.42922 | 2019 | 60 | 22 | 1115 | 42750.8 | 112.5 | 2211 | -80.7951 | 28.3655 | 1720 | 125 | 120 | 205&213 | 156 | N | Natural Gas, Distillate Fuel Oil | Y | N | N | 9999 | N |  | Combustion Turbine | 151 | 132.01 | 10958
55286_G_OG3 | FL | 12009 | OLEANDER POWER PROJECT, LP | Oleander Power Project LP | 591111 | 46123513 | 55286 | O-3 | 55286 | OG3 | 0090180 | 3 | 4.1024 | 0.071437 | 0.41125 | 0.41125 | 0.87933 |  | 1.7138 | 2.282 | 0.09295 | 0.27799 | 0.27799 | 0.39948 |  | 0.66088 | 2019 | 60 | 22 | 1115 | 42750.8 | 112.5 | 2211 | -80.7947 | 28.3655 | 1720 | 125 | 120 | 205&213 | 155 | N | Natural Gas, Distillate Fuel Oil | Y | N | N | 9999 | N |  | Combustion Turbine | 210 | 179.56 | 10958
55286_G_OG2 | FL | 12009 | OLEANDER POWER PROJECT, LP | Oleander Power Project LP | 591111 | 46123613 | 55286 | O-2 | 55286 | OG2 | 0090180 | 2 | 5.4556 | 0.070343 | 0.39269 | 0.39269 | 0.92631 |  | 1.8866 | 5.4526 | 0.3497 | 0.57791 | 0.57791 | 0.77833 |  | 1.2628 | 2019 | 60 | 22 | 1115 | 42750.8 | 112.5 | 2211 | -80.7943 | 28.3655 | 1720 | 125 | 120 | 205&213 | 155 | N | Natural Gas, Distillate Fuel Oil | Y | N | N | 9999 | N |  | Combustion Turbine | 223 | 193.84 | 10958
55286_G_OG1 | FL | 12009 | OLEANDER POWER PROJECT, LP | Oleander Power Project LP | 591111 | 46123713 | 55286 | O-1 | 55286 | OG1 | 0090180 | 1 | 3.0753 | 0.057661 | 0.33232 | 0.33232 | 0.47854 |  | 0.77425 | 15.17 | 0.342 | 1.9693 | 1.9693 | 2.4069 |  | 3.3763 | 2019 | 60 | 22 | 1115 | 42750.8 | 112.5 | 2211 | -80.7939 | 28.3654 | 1720 | 125 | 120 | 205&213 | 155 | N | Natural Gas, Distillate Fuel Oil | Y | N | N | 9999 | N |  | Combustion Turbine | 139 | 126 | 10954
55286_G_OG5 | FL | 12009 | OLEANDER POWER PROJECT, LP | Oleander Power Project LP | 591111 | 67283113 | 55286 | O-5 | 55286 | OG5 | 0090180 | 5 | 11.462 | 0.19703 | 1.1306 | 1.1306 | 1.6462 |  | 2.7541 | 5.1113 | 0.11399 | 0.65648 | 0.65648 | 1.0318 |  | 1.7301 | 2019 | 60 | 22 | 1100 | 42930.6 | 112.9 | 2211 | -80.7955 | 28.3655 | 1720 | 125 | 120 | 205&213 | 157 | N | Natural Gas, Distillate Fuel Oil | Y | N | N | 9999 | N |  | Combustion Turbine | 549 | 489.22 | 10957
617_G_5A | FL | 12011 | FLORIDA POWER & LIGHT (PPE) | Port Everglades | 591611 | 106523613 | 617 | PECT5A | 617 | 5A | 0110036 | 20 | 53.29 | 4.09 | 44.9931 | 44.9932 | 14.3152 |  | 10.9041 | 59.1 | 4.8 | 54.0808 | 54.0834 | 0.68777 |  | 13.072 | 2019 | 149 | 22 | 195 | 16438.6 | 43.2 | 2211 | -80.1261 | 26.0853 | 2580 | 125 | 120 |  | 271.9 | N | Natural Gas, Distillate Fuel Oil | Y | N | N | 9999 | N |  | Combined Cycle | 6037 | 5912.6191 | 7050
617_G_5B | FL | 12011 | FLORIDA POWER & LIGHT (PPE) | Port Everglades | 591611 | 106523713 | 617 | PECT5B | 617 | 5B | 0110036 | 21 | 58.14 | 4.01 | 43.8439 | 43.8544 | 13.825 |  | 12.529 | 56.5 | 4.8 | 51.5073 | 51.5088 | 0.15164 |  | 11.2293 | 2019 | 149 | 22 | 195 | 16463.4 | 43.3 | 2211 | -80.1261 | 26.0853 | 2580 | 125 | 120 |  | 271.9 | N | Natural Gas, Distillate Fuel Oil | Y | N | N | 9999 | N |  | Combined Cycle | 5864 | 5789.7075 | 7050
617_G_5C | FL | 12011 | FLORIDA POWER & LIGHT (PPE) | Port Everglades | 591611 | 106523813 | 617 | PECT5C | 617 | 5C | 0110036 | 22 | 56.2639 | 4.1 | 45.1309 | 45.1392 | 14.2598 |  | 7.2458 | 53.4 | 4.5 | 48.0453 | 48.0472 | 0.61111 |  | 5.152 | 2019 | 149 | 22 | 195 | 16229.3 | 42.7 | 2211 | -80.1261 | 26.0853 | 2580 | 125 | 120 |  | 271.9 | N | Natural Gas, Distillate Fuel Oil | Y | N | N | 9999 | N |  | Combined Cycle | 5870 | 5810.3589 | 7050
617_G_12 | FL | 12011 | FLORIDA POWER & LIGHT (PPE) |  | 591611 | 46121213 | 617 | GPE01;GPE02;GPE03;GPE04;GPE05;GPE06;GPE07;GPE08;GPE09;GPE10;GPE11;GPE12 |  | ;;;;;;;;;;; | 0110036 | 5 | 70.0735 | 15.3305 | 1.3183 | 1.3183 | 0.096398 |  | 2.5003 | [8 empty] | 45 | 15.6 | 860 | 17829 | 93.3 | 2211 | -80.1262 | 26.0859 | 8420 | 125 | 120 |  |  |  |  | Y | N | N |  | Y | 617_G_GT1;617_G_GT2;617_G_GT3;617_G_GT4;617_G_8;617_G_9;617_G_10;617_G_11;617_G_12;617_G_GT5;617_G_6;617_G_7 |  | 566 | 28.28
613_G_6B | FL | 12011 | FLORIDA POWER & LIGHT COMPANY | Lauderdale | 591711 | 125612613 | 613 | PFL6B | 613 | 6B | 0110037 | 46 | 16.2207 | 0.10861 | 0.59596 | 0.61009 | 0.24624 |  | 4.1708 | 10.8 | 0.1 | 1.4127 | 1.4132 | 0.040024 |  | 1.3408 | 2019 | 87 | 23 | 1086 | 47781.1 | 115 | 2211 | -80.1971 | 26.0749 | 2210 | 125 | 120 |  | 231 | N | Natural Gas, Distillate Fuel Oil | N | N | N | 9999 | N |  | Combustion Turbine | 134 |  | 10745
613_G_6C | FL | 12011 | FLORIDA POWER & LIGHT COMPANY | Lauderdale | 591711 | 125612713 | 613 | PFL6C | 613 | 6C | 0110037 | 47 | 17.0597 | 0.11024 | 0.60015 | 0.61538 | 0.23972 |  | 4.721 | 13.3 | 0.1 | 1.6794 | 1.6796 | 0.04837 |  | 1.591 | 2019 | 87 | 23 | 1086 | 47781.1 | 115 | 2211 | -80.1974 | 26.0705 |  | 125 | 120 |  | 231 | N | Natural Gas, Distillate Fuel Oil | N | N | N | 9999 | N |  | Combustion Turbine | 139 |  | 10745
613_G_6D | FL | 12011 | FLORIDA POWER & LIGHT COMPANY | Lauderdale | 591711 | 125612813 | 613 | PFL6D | 613 | 6D | 0110037 | 48 | 14.4213 | 0.11046 | 0.61608 | 0.62857 | 0.27187 |  | 3.8457 | 14.7 | 0.2 | 1.8728 | 1.873 | 0.053521 |  | 1.5254 | 2019 | 87 | 23 | 1086 | 47781.1 | 115 | 2211 | -80.1974 | 26.0705 |  | 125 | 120 |  | 231 | N | Natural Gas, Distillate Fuel Oil | N | N | N | 9999 | N |  | Combustion Turbine | 170 |  | 10745
613_G_6E | FL | 12011 | FLORIDA POWER & LIGHT COMPANY | Lauderdale | 591711 | 125612913 | 613 | PFL6E | 613 | 6E | 0110037 | 49 | 21.5191 | 0.13571 | 0.7334 | 0.75318 | 0.2834 |  | 5.9699 | 17.3 | 0.3 | 2.281 | 2.2813 | 0.0648 |  | 0.65392 | 2019 | 87 | 23 | 1086 | 47781.1 | 115 | 2211 | -80.1974 | 26.0705 |  | 125 | 999 |  | 231 | N | Natural Gas, Distillate Fuel Oil | N | N | N | 9999 | N |  | Combustion Turbine | 186 |  | 10745
613_G_6A | FL | 12011 | FLORIDA POWER & LIGHT COMPANY | Lauderdale | 591711 | 125613013 | 613 | PFL6A | 613 | 6A | 0110037 | 53 | 5.5389 | 0.082079 | 0.4892 | 0.4917 | 0.27022 |  | 0.39122 | 10.4 | 0.1 | 1.3385 | 1.3392 | 0.076989 |  | 0.54315 | 2019 | 87 | 23 | 1086 | 47781.1 | 115 | 2211 | -80.1974 | 26.0705 |  | 125 | 120 |  | 231 | N | Natural Gas, Distillate Fuel Oil | N | N | N | 9999 | N |  | Combustion Turbine | 131 |  | 10745
613_G_12 | FL | 12011 | FLORIDA POWER & LIGHT COMPANY |  | 591711 | 46118913 | 613 |  |  | ;;;;;;;;;;; | 0110037 | 3 | 68.5253 | 3.169 | 1.2074 | 1.221 | 0.062734 |  | 7.983 | 0.50031 | 0.000821 | 0.009613 | 0.009613 | 0.000314 |  | 0.11943 | 2019 | 45 | 16.4 | 860 | 10263.2 | 48.3 | 2211 | -80.1973 | 26.0695 | 1400 | 125 | 120 |  |  |  |  | Y | N | N |  | N | 613_G_4;613_G_6;613_G_7;613_G_3;613_G_5;613_G_8;613_G_12;613_G_9;613_G_1;613_G_10;613_G_11;613_G_2 |  | 1892 | 124.18
613_G_5GT1 | FL | 12011 | FLORIDA POWER & LIGHT COMPANY |  | 591711 | 46119013 | 613 | 5GT1 |  |  | 0110037 | 37 | 331.73 | 3.52 | 21.8293 | 21.8329 | 1.3194 | 21.0502 | 11.2296 | [8 empty] | 150 | 18 | 330 | 40382.8 | 158.7 | 2211 | -80.1985 | 26.0685 | 1780 | 125 | 120 | 213 |  |  |  | Y | N | N |  | N | 613_G_ST5;613_G_5GT1 |  | 5616 | 5333.9219
613_G_5GT2 | FL | 12011 | FLORIDA POWER & LIGHT COMPANY |  | 591711 | 46119213 | 613 | 5GT2 |  |  | 0110037 | 38 | 346.49 | 2.02 | 22.0276 | 22.0277 | 1.0012 | 21.2815 | 6.6884 | [8 empty] | 150 | 18 | 330 | 40382.8 | 158.7 | 2211 | -80.1985 | 26.0685 | 1780 | 125 | 120 | 213 |  |  |  | Y | N | N |  | N |  |  | 5618 | 5352.8882
613_G_24 | FL | 12011 | FLORIDA POWER & LIGHT COMPANY |  | 591711 | 46119513 | 613 | GFL17;GFL18;GFL19;GFL20;GFL21;GFL22;GFL23;GFL24;GFL13;GFL15;GFL16;GFL14 |  | ;;;;;;;;;;; | 0110037 | 15 | 35.1003 | 1.5785 | 0.60895 | 0.61425 | 0.001133 |  | 4.8264 | [8 empty] | 45 | 15.6 | 860 | 17829 | 93.3 | 2211 | -80.197 | 26.0734 | 8420 | 125 | 120 |  |  |  |  | Y | N | N |  | Y | 613_G_13;613_G_15;613_G_16;613_G_17;613_G_18;613_G_19;613_G_20;613_G_21;613_G_22;613_G_23;613_G_24;613_G_14 |  | 1082 | 91.8
613_G_4GT1 | FL | 12011 | FLORIDA POWER & LIGHT COMPANY |  | 591711 | 46120113 | 613 | 4GT1 |  |  | 0110037 | 35 | 291.13 | 3.08 | 17.6836 | 17.687 | 0.45713 | 17.0522 | 3.3929 | [8 empty] | 150 | 18 | 330 | 40382.8 | 158.7 | 2211 | -80.1985 | 26.0685 | 1780 | 125 | 120 | 213 |  |  |  | Y | N | N |  | N | 613_G_ST4;613_G_4GT1 |  | 4520 | 4353.9878
613_G_4GT2 | FL | 12011 | FLORIDA POWER & LIGHT COMPANY |  | 591711 | 46120213 | 613 | 4GT2 |  |  | 0110037 | 36 | 334.02 | 4.16 | 20.6503 | 20.6556 | 0.87485 | 19.8804 | 12.0738 | [8 empty] | 150 | 18 | 330 | 40382.8 | 158.7 | 2211 | -80.1985 | 26.0685 | 1780 | 125 | 120 | 213 |  |  |  | Y | N | N |  | N |  |  | 5130 | 4937.9468
50887_B_BLR1 | FL | 12011 | WHEELABRATOR SOUTH BROWARD, INC | Wheelabrator South Broward | 716911 | 46339513 |  |  | 50887 | BLR1 | 0112119 | 1 | 438.0162 | 26.5235 | 15.6499 | 15.6499 | 3.5372 | 0.08154 | 30.1287 | 442.895 | 24.828 | 12.5688 | 12.5688 | 3.4881 |  | 38.0943 | 2019 | 195 | 7.5 | 300 | 2816.7 | 63.8 | 562219 | -80.2036 | 26.0689 | 324 | 103 | 270 | 127&140&202&99 | 18 | N | MSW | N | Y | N | 9999 | N |  | Municipal Solid Waste | 8193 |  | 20528
50887_B_BLR2 | FL | 12011 | WHEELABRATOR SOUTH BROWARD, INC | Wheelabrator South Broward | 716911 | 46339613 |  |  | 50887 | BLR2 | 0112119 | 2 | 442.3045 | 26.7452 | 15.843 | 15.843 | 3.5928 | 0.16875 | 30.7812 | 417.165 | 23.1499 | 12.142 | 12.142 | 3.6344 |  | 38.2218 | 2019 | 195 | 7.5 | 300 | 2816.7 | 63.8 | 562219 | -80.2036 | 26.0689 | 324 | 103 | 270 | 127&140&202&99 | 18 | N | MSW | N | Y | N | 9999 | N |  | Municipal Solid Waste | 8246 |  | 20528
50887_B_BLR3 | FL | 12011 | WHEELABRATOR SOUTH BROWARD, INC | Wheelabrator South Broward | 716911 | 46339913 |  |  | 50887 | BLR3 | 0112119 | 3 | 419.7863 | 25.3572 | 15.0643 | 15.0643 | 3.4245 | 0.22041 | 29.4634 | 445.7182 | 25.0123 | 12.6154 | 12.6154 | 3.7172 | 0.62145 | 38.0785 | 2019 | 195 | 7.5 | 300 | 2816.7 | 63.8 | 562219 | -80.2036 | 26.0689 | 324 | 103 | 270 | 127&140&202&99 | 18 | N | MSW | N | Y | N | 9999 | N |  | Municipal Solid Waste | 8019 |  | 20528
628_G_2GTA | FL | 12017 | DUKE ENERGY FLORIDA, LLC | Crystal River | 640611 | 134840013 | 628 | 2GTA | 628 | 2GTA | 0170004 | 42 | [7 empty] | 438.4 | 5.1 | 30.6745 | 30.6745 | 18.6283 |  | 354.7 | 2019 | 180 | 22 | 185 | 22570.7 | 59.4 | 2211 | -82.6726 | 28.9665 | 2940 | 125 | 140 |  | 244 | N | Natural Gas | Y | N | N | 9999 | N | 60138_G_2GTA;628_G_CC2ST;628_G_2GTA;60138_G_CC2ST | Combined Cycle |  | 6641.5396 | 7050
628_G_2GTB | FL | 12017 | DUKE ENERGY FLORIDA, LLC | Crystal River | 640611 | 134840113 | 628 | 2GTB | 628 | 2GTB | 0170004 | 43 | [7 empty] | 432.9 | 5.2 | 31.4375 | 31.4375 | 19.0916 |  | 326.4 | 2019 | 180 | 22 | 185 | 22570.7 | 59.4 | 2211 | -82.6726 | 28.9665 | 2940 | 125 | 140 |  | 244 | N | Natural Gas | Y | N | N | 9999 | N | 60138_G_2GTB;628_G_2GTB | Combined Cycle |  | 6797.4399 | 7050
628_G_1GTA | FL | 12017 | DUKE ENERGY FLORIDA, LLC | Crystal River | 640611 | 134840613 | 628 | 1GTA | 628 | 1GTA | 0170004 | 51 | [7 empty] | 457.7 | 5.3 | 32.2429 | 32.2429 | 19.5807 |  | 240.3 | 2019 | 180 | 22 | 185 | 22570.7 | 59.4 | 2211 | -82.6726 | 28.9665 | 2940 | 125 | 140 |  | 244 | N | Natural Gas | Y | N | N | 9999 | N | 60138_G_CC1ST;628_G_1GTA;628_G_CC1ST;60138_G_1GTA | Combined Cycle |  | 6828.3096 | 7050
628_G_1GTB | FL | 12017 | DUKE ENERGY FLORIDA, LLC | Crystal River | 640611 | 134840713 | 628 | 1GTB | 628 | 1GTB | 0170004 | 52 | [7 empty] | 468.8 | 5.3 | 32.2858 | 32.2858 | 19.6068 |  | 208.4 | 2019 | 180 | 22 | 185 | 22570.7 | 59.4 | 2211 | -82.6726 | 28.9665 | 2940 | 125 | 140 |  | 244 | N | Natural Gas | Y | N | N | 9999 | N | 60138_G_1GTB;628_G_1GTB | Combined Cycle |  | 6771.9707 | 7050
628_B_1 | FL | 12017 | DUKE ENERGY FLORIDA, LLC. (DEF) |  | 640611 | 46477413 | 628 | 1 |  |  | 0170004 | 1 | 1616.3 | 2957 | 72.2921 | 87.9085 | 9.9575 | 0.3345 | 83.8546 | [8 empty] | 499 | 15 | 291 | 23465.4 | 132.8 | 2211 | -82.7 | 28.957 | 3750 | 125 | 100 | 128 |  |  |  | Y | N | N |  | N |  |  | 5290 | 5421.3301
628_B_2 | FL | 12017 | DUKE ENERGY FLORIDA, LLC. (DEF) |  | 640611 | 46477913 | 628 | 2 |  |  | 0170004 | 2 | 1570.2 | 2804.1 | 76.9396 | 94.7907 | 10.5883 | 0.29232 | 88.9359 | [8 empty] | 502 | 16 | 300 | 32188.7 | 160.1 | 2211 | -82.7006 | 28.957 | 4800 | 125 | 100 | 128 |  |  |  | Y | N | N |  | N |  |  | 4665 | 4794.3403
628_B_4 | FL | 12017 | DUKE ENERGY FLORIDA, LLC | Crystal River | 640611 | 46478213 | 628 | 4 | 628 | 4 | 0170004 | 4 | 1407.9 | 2987.2 | 435.8321 | 491.2566 | 19.7543 | 0.63388 | 548.7 | 690 | 1990.2 | 302.8696 | 346.1516 | 3.0727 | 0.39191 | 211.5 | 2017 | 550 | 30.5 | 130 | 36753.3 | 50.3 | 2211 | -82.7003 | 28.9596 | 7200 | 125 | 100 | 128 | 712 | N | Bituminous | Y | N | N | 9999 | N |  | Coal Steam | 8160 | 7763.2598 | 10431
628_B_5 | FL | 12017 | DUKE ENERGY FLORIDA, LLC | Crystal River | 640611 | 46478413 | 628 | 5 | 628 | 5 | 0170004 | 3 | 1485.7 | 3067.6 | 442.4145 | 511.1841 | 19.5865 | 0.67902 | 236.4 | 461.4 | 1189.7 | 188.4954 | 209.6614 | 2.1095 | 0.37334 | 49.8 | 2019 | 550 | 30.5 | 130 | 36753.3 | 50.3 | 2211 | -82.6956 | 28.9675 | 7200 | 125 | 100 | 128 | 710 | N | Bituminous | Y | N | N | 9999 | N |  | Coal Steam | 7655 | 8222.6104 | 10391
56799_G_1 | FL | 12031 | JEA | Greenland Energy Center | 15032711 | 91837113 | 56799 | 1 | 56799 | 1 | 0310561 | 1 | 21.3 | 0.4 | 5.3245 | 5.3245 | 1.6942 |  | 0.80674 | 28.6 | 3.3 | 6.124 | 6.124 | 1.9379 |  | 1.1702 | 2019 | 115 | 20 | 1111 | 40479.8 | 128.9 | 2211 | -81.5178 | 30.1574 | 1810 | 125 | 120 | 205&213 | 148 | N | Natural Gas, Distillate Fuel Oil | Y | N | N | 9999 | N |  | Combustion Turbine | 1105 | 1103.8202 | 11206
56799_G_2 | FL | 12031 | JEA | Greenland Energy Center | 15032711 | 91837213 | 56799 | 2 | 56799 | 2 | 0310561 | 2 | 25.8 | 0.5 | 6.1935 | 6.1935 | 1.9707 |  | 0.93841 | 47.3 | 2.4 | 10.326 | 10.326 | 3.2817 |  | 1.6521 | 2019 | 115 | 20 | 1111 | 40479.8 | 128.9 | 2211 | -81.517 | 30.1579 | 1810 | 125 | 120 | 205&213 | 148 | N | Natural Gas, Distillate Fuel Oil | Y | N | N | 9999 | N |  | Combustion Turbine | 1275 | 1270.2598 | 11206
666_G_GT37 | FL | 12031 | JEA | J D Kennedy | 557811 | 48173713 | 666 | 7 | 666 | GT37 | 0310047 | 15 | 3 | 0 | 0.41037 | 0.41037 | 0.13057 |  | 0.073369 | 29.8 | 0.5 | 5.8027 | 5.8027 | 1.8463 |  | 2.9895 | 2019 | 90 | 24 | 1116 | 39633.3 | 87.6 | 2211 | -81.6245 | 30.3652 | 1820 | 125 | 120 | 205&213 | 158.6 | N | Natural Gas, Distillate Fuel Oil | Y | N | N | 9999 | N |  | Combustion Turbine | 119 | 118.22 | 12606
666_G_GT38 | FL | 12031 | JEA | J D Kennedy | 557811 | 67248313 | 666 | CT8 | 666 | GT38 | 0310047 | 16 | 5.9 | 0 | 0.79364 | 0.79364 | 0.25252 |  | 0.17195 | 10.6 | 0.2 | 2.0587 | 2.0587 | 0.65503 |  | 1.0106 | 2019 | 115 | 18 | 1110 | 39983.3 | 157.1 | 2211 | -81.6259 | 30.3648 | 1800 | 125 | 120 |  | 158.6 | N | Natural Gas, Distillate Fuel Oil | Y | N | N | 9999 | N |  | Combustion Turbine | 230 | 194.9699 | 12607
667_G_5 | FL | 12031 | JEA-NORTHSIDE/SJRPP | Northside Generating Station | 640211 | 46483313 | 667 | GT5 | 667 | 5 | 0310045 | 8 | 1.3 | 0 | [5 empty] | 2.1 | 0.006467 | [5 empty] | 2019 | 30 | 12.8 | 800 | 19021.7 | 147.8 | 2211 | -81.5541 | 30.4216 | 901 | 125 | 120 |  | 53 | N | Distillate Fuel Oil | Y | N | N | 9999 | N |  | Combustion Turbine | 33 | 24.68 | 18626
667_G_4 | FL | 12031 | JEA-NORTHSIDE/SJRPP | Northside Generating Station | 640211 | 46483413 | 667 | GT4 | 667 | 4 | 0310045 | 7 | 0.8 | 0 | [5 empty] | 2.2 | 0.007805 | [5 empty] | 2019 | 30 | 12.8 | 800 | 19021.7 | 147.8 | 2211 | -81.5541 | 30.4216 | 901 | 125 | 120 |  | 53 | N | Distillate Fuel Oil | Y | N | N | 9999 | N |  | Combustion Turbine | 22 | 16.62 | 18618
667_B_1 | FL | 12031 | JEA-NORTHSIDE/SJRPP | Northside Generating Station | 640211 | 46483513 | 667 | 1A | 667 | 1 | 0310045 | 27 | 470.02 | 1297.34 | 225.9339 | 225.9339 | 15.3547 |  | 318.84 | 774.14 | 1601.04 | 241.8978 | 241.8978 | 19.5128 |  | 247.14 | 2017 | 495 | 15 | 144 | 11663.3 | 66 | 2211 | -81.5508 | 30.4311 | 2760 | 125 | 100 | 119&127&140&41 | 293 | N | Bituminous, Petroleum Coke | Y | N | N | 9999 | N |  | Coal Steam | 6314 | 6312.29 | 10368
667_G_GT3 | FL | 12031 | JEA-NORTHSIDE/SJRPP | Northside Generating Station | 640211 | 46483713 | 667 | GT3 | 667 | GT3 | 0310045 | 6 | 1.4 | 0 | [5 empty] | 3.3 | 0.010035 | [5 empty] | 2019 | 30 | 12.8 | 800 | 19021.7 | 147.8 | 2211 | -81.5541 | 30.4216 | 901 | 125 | 120 |  | 53 | N | Distillate Fuel Oil | Y | N | N | 9999 | N |  | Combustion Turbine | 37 | 25.49 | 18626
667_G_ST3 | FL | 12031 | JEA-NORTHSIDE/SJRPP |  | 640211 | 46483913 | 667 | 3 |  |  | 0310045 | 3 | 1440.3 | 208.3 | 53.5045 | 54.1653 | 37.2532 |  | 113.5495 | 1956.5 | 23.7 | 68.5186 | 68.5581 | 49.498 |  | 148.9448 | 2019 | 300 | 15.5 | 260 | 28795 | 152.6 | 2211 | -81.5537 | 30.4173 | 5260 | 125 | 100 | 99 |  |  |  | Y | N | N |  | N | 667_G_ST3;667_B_3 |  | 5862 | 5857.3906
207_B_2 | FL | 12031 | JEA-NORTHSIDE/SJRPP |  | 640211 | 46484113 | 207 | 2 |  |  | 0310045 | 17 | 5174 | 1451.5 | 335.6129 | 335.6129 | 38.5909 |  | 1874 | [8 empty] | 640 | 22.3 | 156 | 28333.3 | 72.5 | 2211 | -81.5509 | 30.4308 | 6140 | 125 | 100 | 128&205&215 |  |  |  | Y | N | N |  | N |  |  | 6686 | 6684.3403
207_B_1 | FL | 12031 | JEA-NORTHSIDE/SJRPP |  | 640211 | 46484213 | 207 | 1 |  |  | 0310045 | 16 | 5084.8 | 1387.3 | 313.4564 | 313.4564 | 34.4445 |  | 1010 | [8 empty] | 640 | 22.3 | 156 | 30000 | 76.8 | 2211 | -81.5509 | 30.4308 | 6140 | 125 | 100 | 128&205&215 |  |  |  | Y | N | N |  | N |  |  | 6251 | 6197.9004
667_B_2 | FL | 12031 | JEA-NORTHSIDE/SJRPP | Northside Generating Station | 640211 | 46484313 | 667 | 2A | 667 | 2 | 0310045 | 26 | 644.7 | 1535.51 | 299.9371 | 300.5722 | 19.1569 |  | 353.67 | 133.17 | 292.2 | 53.3561 | 53.3561 | 5.914 |  | 49.94 | 2019 | 495 | 15 | 144 | 11663.3 | 66 | 2211 | -81.5552 | 30.4311 | 2760 | 125 | 100 | 119&127&140&41 | 293 | N | Bituminous, Petroleum Coke | Y | N | N | 9999 | N |  | Coal Steam | 7781 | 7779.9907 | 10386
667_G_6 | FL | 12031 | JEA-NORTHSIDE/SJRPP | Northside Generating Station | 640211 | 46484413 | 667 | GT6 | 667 | 6 | 0310045 | 9 | 1.4 | 0 | [5 empty] | 2.9 | 0.00446 | [5 empty] | 2019 | 30 | 12.8 | 800 | 19021.7 | 147.8 | 2211 | -81.5541 | 30.4216 | 901 | 125 | 120 |  | 53 | N | Distillate Fuel Oil | Y | N | N | 9999 | N |  | Combustion Turbine | 37 | 27.2 | 18626
7846_G_003 | FL | 12031 | JEA | Brandy Branch | 641211 | 46473813 | 7846 | 3 | 7846 | 003 | 0310485 | 3 | 50.2 | 3.3 | 36.5748 | 36.5748 | 11.6374 | 3.5467 | 27.31 | 65.4 | 3.8 | 41.5093 | 41.5093 | 13.2075 | 3.7107 | 19.9 | 2019 | 190 | 18 | 204 | 16820 | 66.1 | 2211 | -81.9472 | 30.3203 | 1910 | 125 | 120 | 205&213 | 189.8 | N | Natural Gas, Distillate Fuel Oil | Y | N | N | 9999 | N |  | Combined Cycle | 6808 | 6814.3003 | 7052
7846_G_002 | FL | 12031 | JEA | Brandy Branch | 641211 | 46474013 | 7846 | 2 | 7846 | 002 | 0310485 | 2 | 43 | 2 | 31.5469 | 31.5469 | 10.0376 | 3.2025 | 12.7 | 59.7 | 3.6 | 39.3581 | 39.3581 | 12.523 | 2.7431 | 22.32 | 2019 | 190 | 18 | 204 | 16820 | 66.1 | 2211 | -81.9479 | 30.3203 | 1910 | 125 | 120 | 205&213 | 189.8 | N | Natural Gas, Distillate Fuel Oil | Y | N | N | 9999 | N | 7846_G_002;7846_G_004 | Combined Cycle | 5815 | 5817.0298 | 7052
7846_G_001 | FL | 12031 | JEA | Brandy Branch | 641211 | 46474113 | 7846 | 1 | 7846 | 001 | 0310485 | 1 | 12.8 | 0.2 | 2.9061 | 2.9061 | 0.9113 |  | 1.3476 | 27.7 | 0.5 | 5.6851 | 5.6851 | 1.8008 |  | 3.1027 | 2019 | 90 | 18 | 1116 | 39888.3 | 156.8 | 2211 | -81.9484 | 30.3202 | 1620 | 125 | 120 | 205&213 | 158.6 | N | Natural Gas, Distillate Fuel Oil | Y | N | N | 9999 | N |  | Combustion Turbine | 604 | 591.22 | 11516
10672_B_CBC | FL | 12031 | CEDAR BAY GENERATING COMPANY, L.P. |  | 922611 | 46490013 | 10672 | CBC |  |  | 0310337 | 3 | 29.362 | 17.6415 | 4.0546 | 4.214 | 0.18197 | 0.02079 | 21.2405 | [8 empty] | 403 | 13.3 | 265 | 16733.3 | 120 | 2211 | -81.6075 | 30.4224 | 1060 | 125 | 100 | 127&140&41&99 |  |  |  | Y | N | N |  | N |  |  | 594 | 587.78
10672_B_CBA | FL | 12031 | CEDAR BAY GENERATING COMPANY, L.P. |  | 922611 | 46490613 | 10672 | CBA |  |  | 0310337 | 1 | 48.904 | 45.0564 | 6.7345 | 7.6356 | 0.13728 | 0.09838 | 34.251 | [8 empty] | 403 | 13.3 | 265 | 16733.3 | 120 | 2211 | -81.6072 | 30.4228 | 1060 | 125 | 100 | 127&140&41&99 |  |  |  | Y | N | N |  | N |  |  | 803 | 795.21
10672_B_CBB | FL | 12031 | CEDAR BAY GENERATING COMPANY, L.P. |  | 922611 | 46491413 | 10672 | CBB |  |  | 0310337 | 2 | 40.159 | 32.0759 | 5.4338 | 5.6376 | 0.18993 | 0.34167 | 36.2647 | [8 empty] | 403 | 13.3 | 265 | 16733.3 | 120 | 2211 | -81.6073 | 30.4226 | 1060 | 125 | 100 | 127&140&41&99 |  |  |  | Y | N | N |  | N |  |  | 768 | 763.3699
10416_G_GEN4 | FL | 12033 | ASCEND PERFORMANCE MATERIALS OPERATIONS | Pensacola Florida Plant | 751411 | 46321213 |  |  | 10416 | GEN4 | 0330040 | 32 | 246.9459 | 10.6243 | 45.9998 | 45.9998 | 3.1716 |  | 203.1876 | 251.87 | 10.7886 | 46.917 | 46.917 | 3.2349 |  | 207.2392 | 2019 | 100 | 15 | 332 | 13766.7 | 77.9 | 325220 | -87.2502 | 30.599 | 1190 | 173 | 120 | 213 | 82 | Y | Natural Gas | N | Y | N | 9999 | N |  | Combustion Turbine | 8460 |  | 8700
641_B_7 | FL | 12033 | FLORIDA POWER & LIGHT COMPANY | Crist | 752711 | 46305613 | 641 | 7 | 641 | 7 | 0330045 | 7 | 928.5556 | 459.6813 | 211.2071 | 245.883 | 26.7633 | 0.048659 | 211.6627 | 1389.1824 | 889.4763 | 211.2714 | 228.0788 | 30.8132 | 0.32586 | 239.2391 | 2019 | 490 | 35 | 131 | 54700 | 56.9 | 2211 | -87.2268 | 30.5668 | 6410 | 125 | 100 | 128&139&205&99 | 475 | N | Bituminous | Y | N | N | 9999 | N |  | Coal Steam | 6036 | 6022 | 10816
641_B_6 | FL | 12033 | FLORIDA POWER & LIGHT COMPANY | Crist | 752711 | 46305713 | 641 | 6 | 641 | 6 | 0330045 | 6 | 479.7111 | 237.481 | 107.8048 | 125.4193 | 14.8951 | 0.28756 | 113.8197 | 372.433 | 238.4643 | 56.3726 | 60.8422 | 10.6037 | 0.15893 | 75.2722 | 2019 | 490 | 35 | 131 | 54700 | 56.9 | 2211 | -87.2268 | 30.5668 | 3700 | 125 | 100 | 128&205&99 | 299 | N | Bituminous | Y | N | N | 9999 | N |  | Coal Steam | 5069 | 5050 | 11083
641_B_5 | FL | 12033 | FLORIDA POWER & LIGHT COMPANY | Crist | 752711 | 46305813 | 641 | 5 | 641 | 5 | 0330045 | 5 | 43.9719 | 21.7682 | 9.3433 | 10.8311 | 2.1782 | 0.007985 | 14.1485 | 30.2348 | 0.1574 | 1.6279 | 1.6284 | 1.1762 | 0.009784 | 5.1423 | 2019 | 490 | 35 | 131 | 54700 | 56.9 | 2211 | -87.2268 | 30.5668 | 1100 | 125 | 100 | 128&140&205 | 75 | N | Bituminous | Y | N | N | 9999 | N |  | Coal Steam | 1762 | 1737.25 | 11274
641_B_4 | FL | 12033 | FLORIDA POWER & LIGHT COMPANY | Crist | 752711 | 46305913 | 641 | 4 | 641 | 4 | 0330045 | 4 | 40.6924 | 20.1447 | 8.6642 | 10.0463 | 1.8516 | 0.00669 | 12.3485 | 25.4853 | 0.17758 | 1.3734 | 1.3747 | 0.98939 | 0.008108 | 4.3408 | 2019 | 490 | 35 | 131 | 54700 | 56.9 | 2211 | -87.2268 | 30.5668 | 1100 | 125 | 100 | 128&140&205 | 75 | N | Bituminous | Y | N | N | 9999 | N |  | Coal Steam | 1814 | 1797 | 11399
7380_G_CT1 | FL | 12049 | SEMINOLE ELECTRIC COOPERATIVE, INC. | Midulla Generating Station | 4390111 | 36250013 | 7380 | 1 | 7380 | CT1 | 0490340 | 1 | 175.9 | 4 | 39.2474 | 39.2474 | 5.3349 | 16.23 | 4.046 | 198.47 | 4.07 | 44.7961 | 44.7961 | 12.2112 | 12.9637 | 2.1263 | 2017 | 175 | 18 | 198 | 1693.8 | 6.6535 | 2211 | -81.9629 | 27.6419 | 1960 | 125 | 120 | 109&139&213 | 155 | N | Natural Gas, Distillate Fuel Oil | Y | N | N | 9999 | N |  | Combined Cycle | 7413 | 7414.2588 | 7417
7380_G_CT2 | FL | 12049 | SEMINOLE ELECTRIC COOPERATIVE, INC. | Midulla Generating Station | 4390111 | 36250113 | 7380 | 2 | 7380 | CT2 | 0490340 | 2 | 167.3 | 3.85 | 37.098 | 37.098 | 6.052 | 13.57 | 4.8891 | 175.22 | 3.6324 | 39.602 | 39.602 | 15.1991 | 10.7209 | 4.2027 | 2019 | 175 | 18 | 198 | 1693.8 | 6.6535 | 2211 | -81.9629 | 27.6419 | 1960 | 125 | 120 | 109&213 | 155 | N | Natural Gas, Distillate Fuel Oil | Y | N | N | 9999 | N | 7380_G_ST3;7380_G_CT2 | Combined Cycle | 6932 | 6933.6177 | 7417
7380_G_GT4 | FL | 12049 | SEMINOLE ELECTRIC COOPERATIVE, INC. | Midulla Generating Station | 4390111 | 67290113 | 7380 | 4A;4B; | 7380 | GT4;GT4 | 0490340 | 5 | 14.5 | 0.0124 | 0.80249 | 0.80249 | 1.642 |  | 3.8043 | 14.9035 | 0.11865 | 1.7565 | 1.7565 | 2.3278 |  | 4.4529 | 2019 | 60 | 9.5 | 891 | 7148.9 | 100.9 | 2211 | -81.962 | 27.6405 | 676 | 125 | 120 | 109&213&99 | 54 | N | Natural Gas, Distillate Fuel Oil | Y | N | N | 9999 | Y |  | Combustion Turbine | 815 | 634.09 | 11630
7380_G_GT5 | FL | 12049 | SEMINOLE ELECTRIC COOPERATIVE, INC. | Midulla Generating Station | 4390111 | 67290213 | 7380 | 5A;5B; | 7380 | GT5;GT5 | 0490340 | 6 | 7.11 | 0.00877 | 0.56936 | 0.56936 | 0.44657 |  | 2.8347 | 11.2625 | 0.084071 | 2.2675 | 2.2675 | 0.55954 |  | 3.4843 | 2019 | 60 | 9.5 | 891 | 7148.9 | 100.9 | 2211 | -81.962 | 27.6405 | 676 | 125 | 120 | 109&213&99 | 54 | N | Natural Gas, Distillate Fuel Oil | Y | N | N | 9999 | Y |  | Combustion Turbine | 570 | 419.6801 | 11630
7380_G_GT6 | FL | 12049 | SEMINOLE ELECTRIC COOPERATIVE, INC. | Midulla Generating Station | 4390111 | 67290313 | 7380 |  | 7380 | GT6;GT6 | 0490340 | 7 | 22.79 | 0.02231 | 1.4472 | 1.4472 | 5.6623 |  | 6.8771 | 12.811 | 0.097463 | 2.1004 | 2.1004 | 4.0961 |  | 4.6077 | 2019 | 60 | 9.5 | 891 | 7148.9 | 100.9 | 2211 | -81.962 | 27.6405 | 676 | 125 | 120 | 109&213&99 | 54 | N | Natural Gas, Distillate Fuel Oil | Y | N | N | 9999 | Y |  | Combustion Turbine | 1238 | 984.11 | 11630
7380_G_GT7 | FL | 12049 | SEMINOLE ELECTRIC COOPERATIVE, INC. | Midulla Generating Station | 4390111 | 67290413 | 7380 | 7B;7A; | 7380 | GT7;GT7 | 0490340 | 8 | 19.01 | 0.023096 | 1.4986 | 1.4986 | 1.832 |  | 7.3306 | 14.7067 | 0.11833 | 1.1556 | 1.1556 | 1.2932 |  | 5.2768 | 2019 | 60 | 9.5 | 891 | 7148.9 | 100.9 | 2211 | -81.962 | 27.6405 | 676 | 125 | 120 | 109&213&99 | 54 | N | Natural Gas, Distillate Fuel Oil | Y | N | N | 9999 | Y |  | Combustion Turbine | 1318 | 1044.0702 | 11630
7380_G_GT8 | FL | 12049 | SEMINOLE ELECTRIC COOPERATIVE, INC. | Midulla Generating Station | 4390111 | 67290513 | 7380 | 8A;8B; | 7380 | GT8;GT8 | 0490340 | 9 | 17.27 | 0.01925 | 1.2492 | 1.2492 | 1.8629 |  | 6.7553 | 14.97 | 0.11857 | 2.4258 | 2.4258 | 1.6751 |  | 4.6485 | 2019 | 60 | 9.5 | 891 | 7148.9 | 100.9 | 2211 | -81.962 | 27.6405 | 676 | 125 | 120 | 109&213&99 | 54 | N | Natural Gas, Distillate Fuel Oil | Y | N | N | 9999 | Y |  | Combustion Turbine | 1109 | 850.84 | 11630
55415_G_G201 | FL | 12049 | VANDOLAH POWER COMPANY, LLC | Vandolah Power Station | 588511 | 46158613 | 55415 | GT201 | 55415 | G201 | 0490043 | 2 | 62.3 | 0.1765 | 13.7065 | 13.7065 | 4.3607 |  | 1.4104 | 44.5 | 0.2319 | 7.3635 | 7.3635 | 2.3341 |  | 0.97716 | 2019 | 75 | 23 | 1113 | 44083.3 | 106.1 | 2211 | -81.9238 | 27.5242 | 1610 | 125 | 120 | 213&99 | 165.5 | N | Natural Gas, Distillate Fuel Oil | Y | N | N | 9999 | N |  | Combustion Turbine | 2661 | 2640.821 | 10745
55415_G_G301 | FL | 12049 | VANDOLAH POWER COMPANY, LLC | Vandolah Power Station | 588511 | 46158713 | 55415 | GT301 | 55415 | G301 | 0490043 | 3 | 74 | 0.20855 | 16.1946 | 16.1946 | 5.1524 |  | 1.7904 | 64.9 | 0.25419 | 8.3156 | 8.3156 | 2.6406 |  | 1.3561 | 2019 | 75 | 23 | 1113 | 44083.3 | 106.1 | 2211 | -81.9238 | 27.5242 | 1610 | 125 | 120 | 213&99 | 165.5 | N | Natural Gas, Distillate Fuel Oil | Y | N | N | 9999 | N |  | Combustion Turbine | 3140 | 3119.49 | 10745
55415_G_G401 | FL | 12049 | VANDOLAH POWER COMPANY, LLC | Vandolah Power Station | 588511 | 46159013 | 55415 | GT401 | 55415 | G401 | 0490043 | 4 | 63.1 | 0.16746 | 13.0218 | 13.0218 | 4.1377 |  | 1.4656 | 40.9 | 0.20011 | 6.0209 | 6.0209 | 1.902 |  | 1.2802 | 2019 | 75 | 23 | 1113 | 44083.3 | 106.1 | 2211 | -81.9238 | 27.5242 | 1610 | 125 | 120 | 213&99 | 165.5 | N | Natural Gas, Distillate Fuel Oil | Y | N | N | 9999 | N |  | Combustion Turbine | 2519 | 2488.2913 | 10745
55415_G_G101 | FL | 12049 | VANDOLAH POWER COMPANY, LLC | Vandolah Power Station | 588511 | 46159113 | 55415 | GT101 | 55415 | G101 | 0490043 | 1 | 72.1 | 0.20313 | 15.8242 | 15.8242 | 5.0199 |  | 2.2717 | 41.9 | 0.21613 | 6.9177 | 6.9177 | 2.1939 |  | 1.4946 | 2019 | 75 | 23 | 1113 | 44083.3 | 106.1 | 2211 | -81.9238 | 27.5242 | 1610 | 125 | 120 | 213&99 | 165.5 | N | Natural Gas, Distillate Fuel Oil | Y | N | N | 9999 | N |  | Combustion Turbine | 3105 | 3062.4114 | 10745
50949_G_GEN1 | FL | 12049 | HARDEE POWER PARTNERS LIMITED | Hardee Power Station | 769811 | 46276813 | 50949 | CT1A | 50949 | GEN1 | 0490015 | 1 | 158.8051 | 0.69637 | 7.6463 | 7.6463 | 2.5741 | 7.3988 | 3.9871 | 244.8431 | 0.93466 | 10.2656 | 10.2656 | 3.1377 |  | 4.6765 | 2019 | 90 | 14.5 | 250 | 12516.7 | 75.8 | 2211 | -81.9636 | 27.6364 | 1270 | 125 | 120 | 213 | 70 | N | Natural Gas, Distillate Fuel Oil | Y | N | N | 9999 | N | 50949_G_GEN1;50949_G_GEN3 | Combined Cycle | 3143 | 3142.7207 | 9235
50949_G_GEN4 | FL | 12049 | HARDEE POWER PARTNERS LIMITED | Hardee Power Station | 769811 | 46276913 | 50949 | CT2A | 50949 | GEN4 | 0490015 | 3 | 38.97 | 0.15404 | 0.88781 | 0.88781 | 0.68613 | 1.638 | 3.2681 | 12.259 | 0.052407 | 0.29707 | 0.29707 | 0.25417 |  | 1.6715 | 2019 | 75 | 9 | 986 | 23728.7 | 376.3 | 2211 | -81.9636 | 27.6364 | 1270 | 125 | 120 | 213 | 70 | N | Natural Gas, Distillate Fuel Oil | Y | N | N | 9999 | N |  | Combustion Turbine | 619 | 618.8099 | 13552
50949_G_GEN5 | FL | 12049 | HARDEE POWER PARTNERS LIMITED | Hardee Power Station | 769811 | 46277013 | 50949 | CT2B | 50949 | GEN5 | 0490015 | 5 | 8.6 | 0.125 | 0.72206 | 0.72206 | 0.5687 | 1.3322 | 4.5299 | 3.19 | 0.080132 | 0.02479 | 0.040447 | 0.40088 | 0.83242 | 5.5252 | 2019 | 85 | 14.8 | 999 | 24425.3 | 142 | 2211 | -81.9636 | 27.6364 | 1060 | 125 | 120 | 205&213 | 85 | N | Natural Gas, Distillate Fuel Oil | Y | N | N | 9999 | N |  | Combustion Turbine | 489 | 488.75 | 13534
50949_G_GEN2 | FL | 12049 | HARDEE POWER PARTNERS LIMITED | Hardee Power Station | 769811 | 46277113 | 50949 | CT1B | 50949 | GEN2 | 0490015 | 2 | 203.04 | 0.78985 | 8.6746 | 8.6746 | 2.8972 | 8.3856 | 3.8691 | 257.7302 | 0.95378 | 10.4781 | 10.4781 | 3.2118 |  | 4.2334 | 2019 | 90 | 14.5 | 250 | 12516.7 | 75.8 | 2211 | -81.9636 | 27.6364 | 1270 | 125 | 120 | 213 | 70 | N | Natural Gas, Distillate Fuel Oil | Y | N | N | 9999 | N |  | Combined Cycle | 3525 | 3524.1299 | 9235
50482_B_B2 | FL | 12051 | U.S. SUGAR CORPORATION |  | 769911 | 46275813 |  |  |  |  | 0510003 | 2 | 136.4435 | 6.514 | 54.4929 | 73.0971 | 1472.3273 |  | 2077.3532 | 45.7663 | 2.0265 | 17.3391 | 23.2779 | 455.6771 |  | 358.0456 | 2019 | 213 | 6.1 | 160 | 2565.6 | 87 | 311314 | -80.9381 | 26.7347 | 447 | 154 | 100 | 128&141 |  |  |  | N | Y | N |  | N |  |  | 4912
50482_B_B4 | FL | 12051 | U.S. SUGAR CORPORATION |  | 769911 | 46275913 |  |  |  |  | 0510003 | 9 | 234.5368 | 8.8654 | 86.6851 | 113.7458 | 70.8356 |  | 1451.7703 | 68.8589 | 2.6058 | 26.9582 | 35.5525 | 18.2381 |  | 392.0091 | 2019 | 150 | 8.2 | 160 | 4683.3 | 88.7 | 311314 | -80.9381 | 26.7347 | 633 | 154 | 100 | 141&99 |  |  |  | N | Y | N |  | N |  |  | 5418
50482_B_B7 | FL | 12051 | U.S. SUGAR CORPORATION | Clewiston Sugar House | 769911 | 46276413 |  |  | 50482 | B7 | 0510003 | 14 | 369.2422 | 53.9401 | 41.5134 | 45.3988 | 22.7974 |  | 640.3679 | 328.5041 | 48.302 | 38.0976 | 42.1306 | 37.7948 |  | 666.8483 | 2019 | 72 | 6.4 | 426 | 1936.3 | 60.1 | 311314 | -80.9387 | 26.7351 | 812 | 154 | 100 | 128 | 20 | Y | Biomass | N | Y | N | 9999 | N |  | Biomass | 6439 |  | 6956
50482_B_B1 | FL | 12051 | U.S. SUGAR CORPORATION |  | 769911 | 46276613 |  |  |  |  | 0510003 | 1 | 233.7977 | 7.4664 | 65.4192 | 87.9835 | 396.3091 |  | 1828.8066 | 51.9237 | 2.6456 | 19.9843 | 26.6603 | 139.6961 |  | 452.2428 | 2019 | 213 | 6.1 | 160 | 2335.6 | 79 | 311314 | -80.9381 | 26.7347 | 495 | 154 | 100 | 128&141 |  |  |  | N | Y | N |  | N |  |  | 5196
50482_B_B8 | FL | 12051 | U.S. SUGAR CORPORATION | Clewiston Sugar House | 769911 | 67299413 |  |  | 50482 | B8 | 0510003 | 28 | 392.96 | 97.9549 | 60.037 | 64.5911 | 25.9677 | 216.77 | 899.61 | 386.0065 | 93.0848 | 59.5402 | 65.4161 | 30.3483 | 179.5029 | 799.946 | 2019 | 199 | 13 | 330 | 6666.7 | 50.2 | 311314 | -80.9386 | 26.735 | 1030 | 154 | 100 | 128&140&85 | 20 | Y | Biomass | N | Y | N | 9999 | N |  | Biomass | 7629 |  | 6956
10333_B_1 | FL | 12053 | FLORIDA POWER DEVELOPMENT, LLC |  | 16592211 | 109076713 | 10333 | 1 |  |  | 0530380 | 2 | 366.7 | 2.9 | 34.328 | 36.7917 | 1.0119 | 2.7297 | 278.3 | [8 empty] | 165 | 12 | 340 | 6500 | 57.5 | 2211 | -82.4308 | 28.5823 | 900 | 125 | 100 | 109&128&139 |  |  |  | Y | N | N |  | N |  |  | 6133 | 6087.0801
624_G_P1 | FL | 12055 | DUKE ENERGY FLORIDA, LLC |  | 4288311 | 36198813 | 624 | P1 |  |  | 0550003 | 3 | 12.3 | 0 | 0.29103 | 0.29109 | 0.09228 | 0.29265 | 3.6015 | 6.2919 |  | 0.12977 | 0.12977 | 0.04129 |  | 1.6123 | 2019 | 55 | 10 | 850 | 33333.3 | 424 | 2211 | -81.4925 | 27.5792 | 563 | 125 | 120 |  |  |  |  | Y | N | N |  | N |  |  | 216 | 225.72
624_G_P2 | FL | 12055 | DUKE ENERGY FLORIDA, LLC |  | 4288311 | 36198913 | 624 | P2 |  |  | 0550003 | 4 | 0.6 | 0 | 0.013351 | 0.014021 | 0.000639 | 0.074475 | 0.005141 | 5.3511 | 0.16601 | 0.067315 | 0.068896 | 0.002493 |  | 0.020067 | 2019 | 55 | 10 | 850 | 33333.3 | 424.4 | 2211 | -81.4925 | 27.5792 | 563 | 125 | 120 |  |  |  |  | Y | N | N |  | N |  |  | 7 | 10.1
645_B_BB01 | FL | 12057 | TAMPA ELECTRIC COMPANY (TEC) | Big Bend | 538611 | 48397513 | 645 | BB01 | 645 | BB01 | 0570039 | 1 | 930.13 | 1855.14 | 181.2759 | 181.2759 | 0 | 22.6972 | 2040.596 | 295.7825 | 0.73 | 6.1415 | 6.1415 | 7.8764 | 6.4221 | 351.7181 | 2019 | 490 | 24 | 294 | 52453.3 | 115.9 | 2211 | -82.4033 | 27.7944 | 4040 | 125 | 100 | 128&139&205&42 | 385 | N | Bituminous, Natural Gas | Y | N | N | 2020 | N |  | Coal Steam | 7269 | 7257.25 | 10642
645_B_BB03 | FL | 12057 | TAMPA ELECTRIC COMPANY (TEC) | Big Bend | 538611 | 48398013 | 645 | BB03 | 645 | BB03 | 0570039 | 3 | 813.5 | 1089.1 | 62.1757 | 62.1757 | 0 | 9.3381 | 1501.7885 | 617.5 | 47.9 | 35.7833 | 35.7833 | 10.2922 | 8.9465 | 459.5909 | 2017 | 490 | 24 | 308 | 23162.3 | 51.2 | 2211 | -82.4033 | 27.7944 | 4120 | 125 | 100 | 128&139&205&42 | 395 | N | Bituminous, Natural Gas | Y | N | N | 9999 | N |  | Coal Steam | 6381 | 6381 | 10663
645_B_BB02 | FL | 12057 | TAMPA ELECTRIC COMPANY (TEC) |  | 538611 | 48398413 | 645 | BB02 |  |  | 0570039 | 2 | 688.37 | 1372.96 | 131.3036 | 131.3036 | 0 | 16.5097 | 1478.1948 | 397.4175 | 0.97 | 6.8966 | 6.8966 | 10.6095 | 8.7106 | 473.7608 | 2019 | 490 | 24 | 125 | 39631.2 | 87.6 | 2211 | -82.4033 | 27.7944 | 4000 | 125 | 100 | 128&139&205&42 |  |  |  | Y | N | N |  | N |  |  | 5335 | 5319.75
645_B_BB04 | FL | 12057 | TAMPA ELECTRIC COMPANY (TEC) | Big Bend | 538611 | 48398913 | 645 | BB04 | 645 | BB04 | 0570039 | 4 | 1045.8 | 1896 | 114.0424 | 114.0424 | 0 | 13.4695 | 2263.6055 | 662.2 | 1102.5 | 51.6 | 51.6 | 2.6234 | 23.72 | 1358.4024 | 2019 | 490 | 24 | 127 | 26904.2 | 59.5 | 2211 | -82.4033 | 27.7944 | 4330 | 125 | 100 | 128&139&141&205&42 | 437 | N | Bituminous, Natural Gas | Y | N | N | 9999 | N |  | Coal Steam | 7387 | 7379.75 | 10792
645_G_GT4 | FL | 12057 | TAMPA ELECTRIC COMPANY (TEC) | Big Bend | 538611 | 67261513 | 645 | CT4A | 645 | GT4 | 0570039 | 41 | 6.8 | 0.013021 | 0.20585 | 0.20585 | 0.12501 |  | 0.708 | 1.1 | 0.004682 | 0.050822 | 0.050822 | 0.030863 |  | 1.522 | 2019 | 60 | 9.5 | 893 | 7179 | 101.3 | 2211 | -82.4032 | 27.7953 | 343 | 125 | 160 | 109&213 | 56 | N | Natural Gas, Distillate Fuel Oil | Y | N | N | 9999 | N |  | Combustion Turbine | 503 | 409.86 | 11825
645_G_GT4x | FL | 12057 | TAMPA ELECTRIC COMPANY (TEC) |  | 538611 | 67261613 | 645 | CT4B |  |  | 0570039 | 42 | 6.5 | 0.013078 | 0.20676 | 0.20676 | 0.12556 |  | 0.697 | 1 | 0.004171 | 0.045273 | 0.045273 | 0.027493 |  | 1.424 | 2019 | 60 | 9.5 | 893 | 7179 | 101.3 | 2211 | -82.4032 | 27.7953 | 343 | 125 | 160 | 109&213 |  |  |  | Y | N | N |  | N |  |  | 505 | 413.1201
50875_B_4 | FL | 12057 | MCKAY BAY REFUSE-TO-ENERGY FACILITY | McKay Bay Facility | 640811 | 46476013 |  |  | 50875 | 4 | 0570127 | 106 | 75.6789 | 1.2589 | 1.3433 | 1.3433 | 1.1214 | 0.90897 | 6.5148 | 69.1638 | 2.2274 | 3.7694 | 3.7694 | 1.174 | 0.76984 | 6.9509 | 2019 | 201 | 4.2 | 315 | 1014.9 | 73.3 | 562219 | -82.421 | 27.9493 | 120 | 103 | 270 | 127&140&41&42&48 | 4.5 | N | MSW | N | Y | N | 9999 | N |  | Municipal Solid Waste | 7927 |  | 22303
50875_B_1 | FL | 12057 | MCKAY BAY REFUSE-TO-ENERGY FACILITY | McKay Bay Facility | 640811 | 46476113 |  |  | 50875 | 1 | 0570127 | 103 | 77.6676 | 1.2986 | 1.3369 | 1.3369 |  | 0.87005 | 6.4091 | 71.0609 | 2.2885 | 3.7322 | 3.7322 |  | 0.76412 | 7.1416 | 2019 | 201 | 4.2 | 315 | 1014.9 | 73.3 | 562219 | -82.421 | 27.9493 | 120 | 103 | 270 | 127&140&41&42&48 | 4.5 | N | MSW | N | Y | N | 9999 | N |  | Municipal Solid Waste | 8096 |  | 22303
50875_B_2 | FL | 12057 | MCKAY BAY REFUSE-TO-ENERGY FACILITY | McKay Bay Facility | 640811 | 46476213 |  |  | 50875 | 2 | 0570127 | 104 | 78.0031 | 1.3039 | 1.345 | 1.345 |  | 0.87728 | 6.452 | 71.5841 | 2.3053 | 3.8823 | 3.8823 |  | 0.7704 | 7.1942 | 2019 | 201 | 4.2 | 315 | 1014.9 | 73.3 | 562219 | -82.421 | 27.9493 | 120 | 103 | 270 | 127&140&41&42&48 | 4.5 | N | MSW | N | Y | N | 9999 | N |  | Municipal Solid Waste | 8148 |  | 22303
50875_B_3 | FL | 12057 | MCKAY BAY REFUSE-TO-ENERGY FACILITY | McKay Bay Facility | 640811 | 46476313 |  |  | 50875 | 3 | 0570127 | 105 | 74.9865 | 1.2493 | 1.3189 | 1.3189 | 1.1073 | 0.88242 | 6.3748 | 70.843 | 2.2814 | 3.8313 | 3.8313 | 1.1809 | 0.76581 | 7.1197 | 2019 | 201 | 4.2 | 315 | 1014.9 | 73.3 | 562219 | -82.421 | 27.9493 | 120 | 103 | 270 | 127&140&41&42&48 | 4.5 | N | MSW | N | Y | N | 9999 | N |  | Municipal Solid Waste | 7841 |  | 22303
7873_G_1A | FL | 12057 | TAMPA ELECTRIC COMPANY | H L Culbreath Bayside Power Station | 901211 | 67261713 | 7873 | CT1A | 7873 | 1A | 0570040 | 20 | 53.5 | 2.5 | 27.4487 | 27.4487 | 20.4337 | 4.6396 | 40 | 48.3 | 2.3 | 25.7519 | 25.7519 | 21.6938 | 3.9307 | 33.3 | 2019 | 150 | 19 | 212 | 16979.8 | 59.9 | 2211 | -82.4202 | 27.907 | 1820 | 125 | 120 | 65 | 156 | N | Natural Gas | Y | N | N | 9999 | N | 7873_G_1ST;7873_G_1A | Combined Cycle | 5590 | 5491.5 | 7524
7873_G_1B | FL | 12057 | TAMPA ELECTRIC COMPANY | H L Culbreath Bayside Power Station | 901211 | 67261813 | 7873 | CT1B | 7873 | 1B | 0570040 | 21 | 55.8 | 2.4 | 27.7951 | 27.7951 | 23.4939 | 5.8795 | 55.9 | 48.9 | 2.3 | 26.6191 | 26.6191 | 19.3697 | 3.4406 | 27.2 | 2019 | 150 | 19 | 212 | 16979.8 | 59.9 | 2211 | -82.4202 | 27.907 | 1820 | 125 | 120 | 65 | 156 | N | Natural Gas | Y | N | N | 9999 | N |  | Combined Cycle | 5584 | 5481 | 7524
7873_G_1C | FL | 12057 | TAMPA ELECTRIC COMPANY | H L Culbreath Bayside Power Station | 901211 | 67261913 | 7873 | CT1C | 7873 | 1C | 0570040 | 22 | 47.1 | 2.4 | 25.7496 | 25.7496 | 19.143 | 7.8634 | 36.3 | 49.6 | 2.2 | 25.7101 | 25.7101 | 21.8805 | 4.5324 | 31.12 | 2019 | 150 | 19 | 212 | 16979.8 | 59.9 | 2211 | -82.4202 | 27.907 | 1820 | 125 | 120 | 65 | 156 | N | Natural Gas | Y | N | N | 9999 | N |  | Combined Cycle | 5344 | 5255.25 | 7524
7873_G_2A | FL | 12057 | TAMPA ELECTRIC COMPANY | H L Culbreath Bayside Power Station | 901211 | 67262013 | 7873 | CT2A | 7873 | 2A | 0570040 | 23 | 53 | 2.6 | 29.0189 | 29.0189 | 24.0833 | 4.7481 | 37.2 | 49.5 | 2.3 | 26.5015 | 26.5015 | 25.1323 | 4.3679 | 24.2 | 2019 | 150 | 19 | 212 | 16979.8 | 59.9 | 2211 | -82.4202 | 27.907 | 1820 | 125 | 120 | 65 | 156 | N | Natural Gas | Y | N | N | 9999 | N | 7873_G_2ST;7873_G_2A | Combined Cycle | 5919 | 5804.5 | 7524
7873_G_2B | FL | 12057 | TAMPA ELECTRIC COMPANY | H L Culbreath Bayside Power Station | 901211 | 67262113 | 7873 | CT2B | 7873 | 2B | 0570040 | 24 | 56.7 | 2.5 | 27.6843 | 27.6843 | 27.5087 | 5.7845 | 50.4 | 48.6 | 2.3 | 26.4984 | 26.4984 | 24.4813 | 4.2999 | 25 | 2019 | 150 | 19 | 212 | 16979.8 | 59.9 | 2211 | -82.4202 | 27.907 | 1820 | 125 | 120 | 65 | 156 | N | Natural Gas | Y | N | N | 9999 | N |  | Combined Cycle | 5496 | 5359.5 | 7524
7873_G_2C | FL | 12057 | TAMPA ELECTRIC COMPANY | H L Culbreath Bayside Power Station | 901211 | 67262213 | 7873 | CT2C | 7873 | 2C | 0570040 | 25 | 56.9 | 2.6 | 28.9136 | 28.9136 | 24.2498 | 5.3168 | 42.7 | 53.6 | 2.6 | 30.1302 | 30.1302 | 11.1369 | 4.0512 | 16.7 | 2019 | 150 | 19 | 212 | 16979.8 | 59.9 | 2211 | -82.4202 | 27.907 | 1820 | 125 | 120 | 65 | 156 | N | Natural Gas | Y | N | N | 9999 | N |  | Combined Cycle | 5789 | 5671.75 | 7524
7873_G_2D | FL | 12057 | TAMPA ELECTRIC COMPANY | H L Culbreath Bayside Power Station | 901211 | 67262313 | 7873 | CT2D | 7873 | 2D | 0570040 | 26 | 52.7 | 2.6 | 28.6578 | 28.6578 | 26.3184 | 7.7634 | 48.1 | 54.6 | 2.8 | 30.7655 | 30.7655 | 11.989 | 5.1161 | 18.45 | 2019 | 150 | 19 | 212 | 16979.8 | 59.9 | 2211 | -82.4202 | 27.907 | 1820 | 125 | 120 | 65 | 156 | N | Natural Gas | Y | N | N | 9999 | N |  | Combined Cycle | 5782 | 5659 | 7524
7873_G_3a | FL | 12057 | TAMPA ELECTRIC COMPANY |  | 901211 | 67262413 | 7873 | CT3A |  |  | 0570040 | 31 | 3.9 | 0.012237 | 0.66862 | 0.66862 | 0.11689 |  | 0.796 | 0.5496 | 0.002047 | 0.077212 | 0.077212 | 0.013499 |  | 0.08 | 2019 | 60 | 9.5 | 893 | 7179 | 101.3 | 2211 | -82.4138 | 27.9075 | 343 | 125 | 120 | 109&213 |  |  |  | Y | N | N |  | N |  |  | 478 | 416
7873_G_3 | FL | 12057 | TAMPA ELECTRIC COMPANY | H L Culbreath Bayside Power Station | 901211 | 67262513 | 7873 | CT3B | 7873 | 3 | 0570040 | 32 | 4 | 0.012186 | 0.66584 | 0.66584 | 0.1164 |  | 0.695 | 0.5452 | 0.001947 | 0.073462 | 0.073462 | 0.012843 |  | 0.068 | 2019 | 60 | 9.5 | 893 | 7179 | 101.3 | 2211 | -82.4139 | 27.9076 | 343 | 125 | 120 | 109&213 | 56 | N | Natural Gas | Y | N | N | 9999 | N |  | Combustion Turbine | 477 | 414 | 11482
7873_G_4a | FL | 12057 | TAMPA ELECTRIC COMPANY |  | 901211 | 67262613 | 7873 | CT4A |  |  | 0570040 | 33 | 6.8 | 0.001964 | 1.0713 | 1.0713 | 0.18729 |  | 1.15 | 0.486 | 0.001734 | 0.065376 | 0.065376 | 0.011429 |  | 0.04 | 2019 | 60 | 9.5 | 893 | 7179 | 101.3 | 2211 | -82.4136 | 27.9075 | 343 | 125 | 120 | 109&213 |  |  |  | Y | N | N |  | N |  |  | 759 | 663
7873_G_4 | FL | 12057 | TAMPA ELECTRIC COMPANY | H L Culbreath Bayside Power Station | 901211 | 67262713 | 7873 | CT4B | 7873 | 4 | 0570040 | 34 | 6.5 | 0.019744 | 1.0784 | 1.0784 | 0.18852 |  | 1.555 | 0.4933 | 0.002163 | 0.081572 | 0.081572 | 0.014261 |  | 0.108 | 2019 | 60 | 9.5 | 893 | 7179 | 101.3 | 2211 | -82.4136 | 27.9076 | 343 | 125 | 120 | 109&213 | 56 | N | Natural Gas | Y | N | N | 9999 | N |  | Combustion Turbine | 764 | 669 | 11482
7873_G_5a | FL | 12057 | TAMPA ELECTRIC COMPANY |  | 901211 | 67262813 | 7873 | CT5A |  |  | 0570040 | 35 | 1.4 | 0.004311 | 0.23558 | 0.23558 | 0.041184 |  | 0.25 | 1.8173 | 0.009224 | 0.34807 | 0.34807 | 0.060851 |  | 0.488 | 2019 | 60 | 9.5 | 893 | 7179 | 101.3 | 2211 | -82.4128 | 27.9075 | 343 | 125 | 120 | 109 |  |  |  | Y | N | N |  | N |  |  | 170 | 150.25
7873_G_5 | FL | 12057 | TAMPA ELECTRIC COMPANY | H L Culbreath Bayside Power Station | 901211 | 67262913 | 7873 | CT5B | 7873 | 5 | 0570040 | 36 | 1.3 | 0.004232 | 0.23129 | 0.23129 | 0.040435 |  | 0.387 | 1.9368 | 0.009233 | 0.3484 | 0.3484 | 0.06091 |  | 0.58 | 2019 | 60 | 9.5 | 893 | 7179 | 101.3 | 2211 | -82.4128 | 27.9076 | 343 | 125 | 120 | 109&213 | 56 | N | Natural Gas | Y | N | N | 9999 | N |  | Combustion Turbine | 167 | 148.75 | 11482
7873_G_6a | FL | 12057 | TAMPA ELECTRIC COMPANY |  | 901211 | 67263013 | 7873 | CT6A |  |  | 0570040 | 37 | 1.6 | 0.005461 | 0.29849 | 0.29849 | 0.052183 |  | 0.318 | 1.5765 | 0.006849 | 0.25848 | 0.25848 | 0.04519 |  | 0.272 | 2019 | 60 | 9.5 | 893 | 7179 | 101.3 | 2211 | -82.4125 | 27.9075 | 343 | 125 | 120 | 109&213 |  |  |  | Y | N | N |  | N |  |  | 220 | 197.25
7873_G_6 | FL | 12057 | TAMPA ELECTRIC COMPANY | H L Culbreath Bayside Power Station | 901211 | 67263113 | 7873 | CT6B | 7873 | 6 | 0570040 | 38 | 1.7 | 0.005461 | 0.29849 | 0.29849 | 0.052183 |  | 0.412 | 1.6048 | 0.005934 | 0.22397 | 0.22397 | 0.039155 |  | 0.36 | 2019 | 60 | 9.5 | 893 | 7179 | 101.3 | 2211 | -82.4125 | 27.9076 | 343 | 125 | 120 | 109&213 | 56 | N | Natural Gas | Y | N | N | 9999 | N |  | Combustion Turbine | 220 | 195.25 | 11482
50858_B_MWC2C | FL | 12057 | HILLSBOROUGH CTY. RESOURCE RECOVERY FAC. | Hillsborough County Resource Recovery | 920211 | 46520613 |  |  | 50858 | MWC2C | 0570261 | 2 | 165.9121 | 4.1115 | 0.36953 | 0.48688 | 0.041367 |  | 5.1205 | 150.4889 | 7.9753 | 0.67526 | 0.84714 | 0.09797 |  | 11.0716 | 2019 | 220 | 5.4 | 290 | 1481.2 | 64.2 | 562219 | -82.3407 | 27.9547 | 172 | 103 | 270 | 112&119&127&140&42&48&99 | 10.5 | N | MSW | N | Y | N | 9999 | N |  | Municipal Solid Waste | 8053 |  | 21246
50858_B_MWC3D | FL | 12057 | HILLSBOROUGH CTY. RESOURCE RECOVERY FAC. | Hillsborough County Resource Recovery | 920211 | 46520813 |  |  | 50858 | MWC3D | 0570261 | 3 | 171.2605 | 2.1265 | 0.30677 | 0.49826 | 0.024116 |  | 5.9398 | 180.1644 | 6.4467 | 1.3219 | 2.1931 | 0.076323 |  | 14.3025 | 2019 | 220 | 5.4 | 290 | 1481.2 | 64.2 | 562219 | -82.3407 | 27.9547 | 172 | 103 | 270 | 112&119&127&140&42&48&99 | 10.5 | N | MSW | N | Y | N | 9999 | N |  | Municipal Solid Waste | 8043 |  | 21246
50858_B_MWC1B | FL | 12057 | HILLSBOROUGH CTY. RESOURCE RECOVERY FAC. | Hillsborough County Resource Recovery | 920211 | 46521113 |  |  | 50858 | MWC1B | 0570261 | 1 | 180.7053 | 4.0505 | 0.35738 | 0.46959 | 0.027298 |  | 6.6101 | 163.8833 | 9.3489 | 0.74694 | 0.94926 | 0.08676 |  | 11.9409 | 2019 | 220 | 5.4 | 290 | 1481.2 | 64.2 | 562219 | -82.3407 | 27.9547 | 172 | 103 | 270 | 112&119&127&140&42&48&99 | 10.5 | N | MSW | N | Y | N | 9999 | N |  | Municipal Solid Waste | 8243 |  | 21246
50858_B_MWC4E | FL | 12057 | HILLSBOROUGH CTY. RESOURCE RECOVERY FAC. |  | 920211 | 67270713 |  |  |  |  | 0570261 | 107 | 150.5429 | 6.064 | 0.62241 | 1.0155 | 0.046193 | 6.189 | 25.8715 | 140.7882 | 19.8415 | 1.0184 | 1.3692 | 0.040543 | 3.8222 | 17.9639 | 2019 | 220 | 7.4 | 270 | 2226.8 | 51.8 | 562219 | -82.3407 | 27.9547 | 288 | 103 | 270 |  |  |  |  | N | Y | N |  | N | 50858_G_GEN2;50858_B_MWC4E |  | 8104
50629_B_1 | FL | 12069 | COVANTA LAKE II, INC. | Covanta Lake County Energy | 552811 | 48257713 |  |  | 50629 | 1 | 0690046 | 1 | 241.7955 | 3.0614 | 0.58273 | 0.75044 | 0.71592 |  | 3.3937 | 220.0966 | 4.5141 | 0.40482 | 0.65979 | 0.02871 |  | 10.1765 | 2019 | 199 | 4.3 | 270 | 990 | 68.2 | 562219 | -81.8894 | 28.7397 | 120 | 103 | 270 | 127&140&141&41&42&48 | 6.2 | N | MSW | N | Y | N | 9999 | N |  | Municipal Solid Waste | 8000 |  | 20791
50629_B_2 | FL | 12069 | COVANTA LAKE II, INC. | Covanta Lake County Energy | 552811 | 48257813 |  |  | 50629 | 2 | 0690046 | 2 | 258.1263 | 2.6442 | 0.45697 | 0.76462 | 0.86927 |  | 3.441 | 221.8747 | 2.4849 | 0.43105 | 0.68236 | 0.033522 |  | 1.1259 | 2019 | 199 | 4.3 | 270 | 990 | 68.2 | 562219 | -81.8894 | 28.7397 | 120 | 103 | 270 | 127&140&141&42&48 | 6.2 | N | MSW | N | Y | N | 9999 | N |  | Municipal Solid Waste | 7756 |  | 20791
612_G_PFM3C | FL | 12071 | FLORIDA POWER & LIGHT | Fort Myers | 922311 | 125617813 | 612 | PFM3C | 612 | PFM3C | 0710002 | 34 | 16.5235 | 0.089227 | 0.464 | 0.48934 | 0.45495 |  | 0.055078 | 19 | 0.8 | 2.3703 | 2.3728 | 0.070855 |  | 3.5121 | 2019 | 100 | 23 | 1087 | 47776.5 | 115 | 2211 | -81.7831 | 26.6967 |  | 125 | 120 |  | 231 | N | Natural Gas, Distillate Fuel Oil | N | N | N | 9999 | N |  | Combustion Turbine | 133 |  | 10969
612_G_PFM3D | FL | 12071 | FLORIDA POWER & LIGHT | Fort Myers | 922311 | 125617913 | 612 | PFM3D | 612 | PFM3D | 0710002 | 35 | 11.9262 | 0.064401 | 0.3349 | 0.35319 | 0.032598 |  | 0.079508 | 20.1 | 0.9 | 2.5613 | 2.5633 | 0.068164 |  | 3.7381 | 2019 | 100 | 23 | 1087 | 47776.5 | 115 | 2211 | -81.7831 | 26.6967 |  | 125 | 120 |  | 231 | N | Natural Gas, Distillate Fuel Oil | N | N | N | 9999 | N |  | Combustion Turbine | 98 |  | 10969
612_G_GT2 | FL | 12071 | FLORIDA POWER & LIGHT |  | 922311 | 46493913 | 612 | GFM02 |  |  | 0710002 | 4 | 82.9 | 78.73 | 0.72343 | 0.72343 | 0.29719 |  | 11.8878 | [8 empty] | 32 | 11.4 | 975 | 19333.3 | 189.4 | 2211 | -81.7831 | 26.6967 | 895 | 125 | 120 |  |  |  |  | Y | N | N |  | N |  |  | 15 | 6
612_G_2E | FL | 12071 | FLORIDA POWER & LIGHT | Fort Myers | 922311 | 46494013 | 612 | FMCT2E | 612 | 2E | 0710002 | 22 | 164.4 | 3.6 | 39.6702 | 39.6702 | 0.011978 | 38.3489 | 4.2074 | 135.4 | 3 | 32.8551 | 32.8551 | 0.010553 | 31.5162 | 4.422 | 2019 | 125 | 19 | 220 | 19936 | 70.3 | 2211 | -81.7831 | 26.6967 | 1780 | 125 | 140 |  | 199.5 | N | Natural Gas | Y | N | N | 9999 | N |  | Combined Cycle | 7985 | 7951.8613 | 7225
612_G_2B | FL | 12071 | FLORIDA POWER & LIGHT | Fort Myers | 922311 | 46494213 | 612 | FMCT2B | 612 | 2B | 0710002 | 19 | 162.13 | 3.34 | 36.6964 | 36.6964 | 0.01136 | 35.4732 | 5.0041 | 132.4 | 2.9 | 32.5834 | 32.5834 | 0.010466 | 31.2389 | 3.8325 | 2019 | 125 | 19 | 220 | 19936 | 70.3 | 2211 | -81.7831 | 26.6967 | 1780 | 125 | 140 |  | 199.5 | N | Natural Gas | Y | N | N | 9999 | N |  | Combined Cycle | 7573 | 7479.2129 | 7225
612_G_2A | FL | 12071 | FLORIDA POWER & LIGHT | Fort Myers | 922311 | 46494313 | 612 | FMCT2A | 612 | 2A | 0710002 | 18 | 107.03 | 2.72 | 29.924 | 29.924 | 0.009206 | 28.9391 | 4.5339 | 144 | 3.4 | 37.7059 | 37.7059 | 0.012112 | 36.2163 | 4.4053 | 2019 | 125 | 19 | 220 | 19936 | 70.3 | 2211 | -81.7831 | 26.6967 | 1780 | 125 | 140 |  | 199.5 | N | Natural Gas | Y | N | N | 9999 | N | 612_G_ST1;612_G_2A | Combined Cycle | 6137 | 6038.9258 | 7225
612_G_2C | FL | 12071 | FLORIDA POWER & LIGHT | Fort Myers | 922311 | 46494413 | 612 | FMCT2C | 612 | 2C | 0710002 | 20 | 168.73 | 3.57 | 39.309 | 39.309 | 0.003 | 37.9989 | 5.3603 | 121 | 2.3 | 26.4602 | 26.4602 | 0.008499 | 25.475 | 8.5954 | 2019 | 125 | 19 | 220 | 19936 | 70.3 | 2211 | -81.7831 | 26.6967 | 1780 | 125 | 140 |  | 199.5 | N | Natural Gas | Y | N | N | 9999 | N |  | Combined Cycle | 8031 | 7985.3203 | 7225
612_G_2F | FL | 12071 | FLORIDA POWER & LIGHT | Fort Myers | 922311 | 46494513 | 612 | FMCT2F | 612 | 2F | 0710002 | 23 | 160.19 | 3.28 | 36.1086 | 36.1086 | 0.011308 | 34.9056 | 4.9239 | 139.2 | 3.1 | 34.2884 | 34.2884 | 0.011014 | 32.9719 | 4.0159 | 2019 | 125 | 19 | 220 | 19936 | 70.3 | 2211 | -81.7831 | 26.6967 | 1780 | 125 | 160 |  | 199.5 | N | Natural Gas | Y | N | N | 9999 | N |  | Combined Cycle | 7539 | 7445.9009 | 7225
612_G_2D | FL | 12071 | FLORIDA POWER & LIGHT | Fort Myers | 922311 | 46494613 | 612 | FMCT2D | 612 | 2D | 0710002 | 21 | 157.28 | 3.25 | 35.798 | 35.798 | 0.010978 | 34.6064 | 4.3392 | 132.4 | 3 | 33.4271 | 33.4271 | 0.010737 | 32.2223 | 4.8939 | 2019 | 125 | 19 | 220 | 19936 | 70.3 | 2211 | -81.7831 | 26.6967 | 1780 | 125 | 140 |  | 199.5 | N | Natural Gas | Y | N | N | 9999 | N | 612_G_2D;612_G_ST2 | Combined Cycle | 7319 | 7231.5674 | 7225
612_G_GT1 | FL | 12071 | FLORIDA POWER & LIGHT | Fort Myers | 922311 | 67301813 | 612 | GFM01 | 612 | GT1 | 0710002 | 3 | [7 empty] | 0.7748 | 0.79745 | 0.0070849 | 0.0070849 | 0.000654 |  | 0.12121 | 2017 | 32 | 11.4 | 975 | 19333.3 | 189.4 | 2211 | -81.7831 | 26.6967 | 895 | 125 | 120 |  | 54 | N | Distillate Fuel Oil | N | N | N | 9999 | N |  | Combustion Turbine |  |  | 11565
612_G_4 | FL | 12071 | FLORIDA POWER & LIGHT |  | 922311 | 67302013 | 612 | GFM04 |  |  | 0710002 | 6 |  |  |  |  | 0 | [10 empty] | 32 | 11.4 | 975 | 19333.3 | 189.4 | 2211 | -81.7831 | 26.6967 | 895 | 125 | 120 |  |  |  |  | Y | N | N |  | N |  |  | 65 | 55
612_G_6 | FL | 12071 | FLORIDA POWER & LIGHT |  | 922311 | 67302213 | 612 | GFM06 |  |  | 0710002 | 8 |  |  |  |  | 0 | [10 empty] | 32 | 11.4 | 975 | 19333.3 | 189.4 | 2211 | -81.7831 | 26.6967 | 895 | 125 | 120 |  |  |  |  | Y | N | N |  | N |  |  | 40 | 38
612_G_9 | FL | 12071 | FLORIDA POWER & LIGHT | Fort Myers | 922311 | 67302513 | 612 | GFM09 | 612 | 9 | 0710002 | 11 | [7 empty] | 2.042 | 2.1016 | 0.018672 | 0.018672 | 0.001723 |  | 0.31945 | 2017 | 32 | 11.4 | 975 | 19333.3 | 189.4 | 2211 | -81.7831 | 26.6967 | 895 | 125 | 120 |  | 54 | N | Distillate Fuel Oil | N | N | N | 9999 | N |  | Combustion Turbine |  |  | 11565
612_G_CT1 | FL | 12071 | FLORIDA POWER & LIGHT | Fort Myers | 922311 | 67302913 | 612 | PFM3A | 612 | CT1 | 0710002 | 27 | 21.99 | 0.54 | 3.7675 | 3.7685 | 0.4629 | 3.6244 | 0.01413 | 10.9 | 0.2 | 3.0255 | 3.0255 | 0.27587 | 2.2257 | 0.29045 | 2019 | 80 | 20.5 | 1116 | 39824.4 | 120.7 | 2211 | -81.7831 | 26.6967 | 1600 | 125 | 120 | 205&213 | 182 | N | Natural Gas, Distillate Fuel Oil | Y | N | N | 9999 | N |  | Combustion Turbine | 927 | 822.4496 | 11544
612_G_CT2 | FL | 12071 | FLORIDA POWER & LIGHT | Fort Myers | 922311 | 67303013 | 612 | PFM3B | 612 | CT2 | 0710002 | 28 | 18.27 | 0.62 | 2.8779 | 2.8799 | 1.8522 | 2.7499 | 0.36336 | 7.6 |  | 1.9765 | 1.9765 | 0.075204 | 1.4071 | 0.14673 | 2019 | 80 | 20.5 | 1116 | 39824.4 | 120.7 | 2211 | -81.7831 | 26.6967 | 1600 | 125 | 120 | 205&213 | 182 | N | Natural Gas, Distillate Fuel Oil | Y | N | N | 9999 | N |  | Combustion Turbine | 726 | 631.3202 | 11544
52010_B_BLR2 | FL | 12071 | LEE COUNTY DEPT. OF SOLID WASTE MGT. | Lee County Solid Waste Energy | 922411 | 46492913 |  |  | 52010 | BLR2 | 0710119 | 2 | 275.38 | 9.5 | 14.5735 | 14.764 |  | 1.01 | 31.82 | 268.48 | 21.3 | 14.5635 | 14.694 |  | 1 | 76.98 | 2019 | 275 | 6.2 | 240 | 1949.1 | 64.6 | 562219 | -81.7614 | 26.6319 | 275 | 103 | 270 | 119&127&140&48 | 19.5 | N | MSW | N | Y | N | 9999 | N |  | Municipal Solid Waste | 8114 |  | 17531
52010_B_BLR1 | FL | 12071 | LEE COUNTY DEPT. OF SOLID WASTE MGT. | Lee County Solid Waste Energy | 922411 | 46493013 |  |  | 52010 | BLR1 | 0710119 | 1 | 266.35 | 12.5 | 14.6824 | 14.822 |  | 0.95 | 6.8 | 246.6 | 13.8001 | 15.1035 | 15.285 |  | 0.96 | 9.85 | 2019 | 275 | 6.2 | 240 | 1949.1 | 64.6 | 562219 | -81.7614 | 26.6319 | 275 | 103 | 270 | 119&127&140&48 | 19.5 | N | MSW | N | Y | N | 9999 | N |  | Municipal Solid Waste | 8229 |  | 17531
52010_B_BLR3 | FL | 12071 | LEE COUNTY DEPT. OF SOLID WASTE MGT. | Lee County Solid Waste Energy | 922411 | 67305013 |  |  | 52010 | BLR3 | 0710119 | 6 | 194.26 | 10.8 | 15.1173 | 15.274 |  | 1.52 | 18.05 | 179.7 | 8.6 | 14.9696 | 15.145 |  | 1.1 | 15.2 | 2019 | 276 | 6.2 | 270 | 2596.7 | 86.8 | 562219 | -81.7614 | 26.6319 | 292 | 103 | 270 |  | 16 | N | MSW | N | Y | N | 9999 | N |  | Municipal Solid Waste | 8292 |  | 17737
688_G_GT2 | FL | 12073 | CITY OF TALLAHASSEE |  | 715111 | 46366113 | 688 | HC2 |  |  | 0730003 | 3 | 0.5 | 0 | 0.10966 | 0.18776 | 0.034893 |  | 1.3625 | [8 empty] | 30 | 14.7 | 874 | 11785.7 | 69.4 | 2211 | -84.4 | 30.4522 | 446 | 125 | 120 |  |  |  |  | Y | N | N |  | N |  |  | 134 | 161
688_G_GT1 | FL | 12073 | CITY OF TALLAHASSEE |  | 715111 | 46366213 |  |  |  |  | 0730003 | 2 | 1.5253 | 0.016207 | 0.031461 | 0.053864 | 0.01001 |  | 0.39087 | [8 empty] | 29 | 9.2 | 802 | 7605 | 114.4 | 2211 | -84.4 | 30.4522 | 228 | 125 | 120 |  |  |  |  | N | N | N |  | N |  |  | 68
688_B_1 | FL | 12073 | CITY OF TALLAHASSEE |  | 715111 | 46366313 | 688 | 1 |  |  | 0730003 | 1 | 201.6 | 0.7 | 7.8579 | 13.7513 | 5.6866 | 3.3086 | 86.85 | [8 empty] | 200 | 11 | 260 | 3729.3 | 39.2 | 2211 | -84.4 | 30.4522 | 903 | 125 | 100 |  |  |  |  | Y | N | N |  | N |  |  | 6310 | 6303.75
688_G_GT3 | FL | 12073 | CITY OF TALLAHASSEE | Arvah B Hopkins | 715111 | 67190413 | 688 | HC3 | 688 | GT3 | 0730003 | 31 | 9.9 | 0.4 | 3.7141 | 6.9615 | 1.3637 | 1.1408 | 7.4586 | 3.7326 | 0.1 | 1.5309 | 1.5309 | 0.48209 | 1.6466 | 6.1208 | 2019 | 85 | 10 | 825 | 10020 | 127.6 | 2211 | -84.3995 | 30.452 | 445 | 125 | 120 | 139&203&213 | 46 | N | Natural Gas, Distillate Fuel Oil | Y | N | N | 9999 | N |  | Combustion Turbine | 2739 | 3117.5 | 10745
688_G_GT4 | FL | 12073 | CITY OF TALLAHASSEE | Arvah B Hopkins | 715111 | 67190513 | 688 | HC4 | 688 | GT4 | 0730003 | 32 | 9.6 | 0.4 | 3.4729 | 6.4897 | 1.2691 | 0.089424 | 5.6892 | 4.525 | 0.1 | 1.5731 | 1.5731 | 0.49597 | 1.743 | 6.413 | 2019 | 85 | 10 | 825 | 10020 | 127.6 | 2211 | -84.3995 | 30.452 | 445 | 125 | 120 | 139&203 | 46 | N | Natural Gas, Distillate Fuel Oil | Y | N | N | 9999 | N |  | Combustion Turbine | 2484 | 2876.25 | 10745
688_G_CT 2A | FL | 12073 | CITY OF TALLAHASSEE | Arvah B Hopkins | 715111 | 67190613 | 688 | 2A | 688 | CT 2A | 0730003 | 33 | 89 | 3 | 35.332 | 60.6753 | 11.4137 | 0.20395 | 26.8 | 95.0106 | 3.2 | 42.5538 | 42.5538 | 13.6114 | 0.71672 | 14.7 | 2019 | 150 | 18 | 188 | 16935 | 66.6 | 2211 | -84.4 | 30.4522 | 1900 | 125 | 120 |  | 159 | N | Natural Gas, Distillate Fuel Oil | Y | N | N | 9999 | N | 688_G_2;688_G_CT 2A | Combined Cycle | 7580 | 7579.3804 | 7905
50774_B_1 | FL | 12077 | TELOGIA POWER LLC | Telogia Power | 3523911 | 36720713 |  |  | 50774 | 1 | 0770009 | 1 | [7 empty] | 224.4057 | 25.5032 | 32.6423 | 32.6423 | 4.783 |  | 612.0205 | 2019 | 81 | 7.2 | 350 | 2506.7 | 62.1 | 2211 | -84.8182 | 30.3348 | 230 | 125 | 100 |  | 13.7 | N | Biomass | N | N | N | 2020 | N |  | Biomass |  |  | 19637
50971_G_GEN1 | FL | 12081 | TROPICANA MANUFACTURING COMPANY, INC. | Tropicana Products Bradent | 537811 | 67275313 |  |  | 50971 | GEN1 | 0810007 | 26 | 72.7709 | 0.095343 | 10.9125 | 10.9125 | 2.0296 |  | 79.2097 | 78.7866 | 0.10323 | 11.8151 | 11.8151 | 2.1976 |  | 85.7607 | 2019 | 67 | 12 | 268 | 5731.3 | 50.7 | 311421 | -82.548 | 27.4833 | 456 |  | 120 |  | 31 | Y | Natural Gas | N | Y | N | 9999 | N |  | Combustion Turbine | 8013 |  | 8700
6042_B_PMT1 | FL | 12081 | FLORIDA POWER & LIGHT (PMT) |  | 537911 | 48407513 | 6042 | PMT1 |  |  | 0810010 | 1 | 256.8463 | 339.0811 | 28.3517 | 28.4087 | 19.5229 |  | 535.6754 | 368.1 | 209.9 | 57.9888 | 58.0254 | 41.1607 |  | 825.0455 | 2019 | 499 | 27.3 | 344 | 45652.4 | 78 | 2211 | -82.3451 | 27.6066 | 8650 | 125 | 100 | 128&25&26 |  |  |  | Y | N | N |  | N |  |  | 3455 | 3294.1296
6042_B_PMT2 | FL | 12081 | FLORIDA POWER & LIGHT (PMT) |  | 537911 | 48407613 | 6042 | PMT2 |  |  | 0810010 | 2 | 257.9917 | 371.3313 | 28.6304 | 28.6919 | 19.6444 |  | 556.6424 | 388.8 | 200 | 50.01 | 50.045 | 36.0404 |  | 728.6719 | 2019 | 499 | 26.2 | 325 | 44456.8 | 82.5 | 2211 | -82.3451 | 27.6066 | 8650 | 125 | 100 | 121&25&26 |  |  |  | Y | N | N |  | N |  |  | 3867 | 3623.949
6042_G_A | FL | 12081 | FLORIDA POWER & LIGHT (PMT) | Manatee | 537911 | 67276713 | 6042 | MTCT3A | 6042 | A | 0810010 | 5 | 60.18 | 3.55 | 27.8327 | 27.8327 | 7.3369 | 3.5493 | 29.2 | 51.6 | 4.1 | 44.595 | 44.595 | 6.8987 | 2.5601 | 59.95 | 2019 | 120 | 22 | 1116 | 39825 | 104.8 | 2211 | -82.3463 | 27.6056 | 1820 | 125 | 120 |  | 199 | N | Natural Gas | Y | N | N | 9999 | N | 6042_G_3;6042_G_A | Combined Cycle | 7193 | 7047.8857 | 7050
6042_G_B | FL | 12081 | FLORIDA POWER & LIGHT (PMT) | Manatee | 537911 | 67276813 | 6042 | MTCT3B | 6042 | B | 0810010 | 6 | 63.4 | 3.68 | 28.8746 | 28.8746 | 3.5386 | 4.1112 | 29.25 | 53.7 | 3.8 | 42.1006 | 42.1006 | 3.1129 | 2.6027 | 58.2167 | 2019 | 120 | 19 | 202 | 16735.8 | 59 | 2211 | -82.3463 | 27.6056 | 1820 | 125 | 120 |  | 199 | N | Natural Gas | Y | N | N | 9999 | N |  | Combined Cycle | 7372 | 7239.416 | 7050
6042_G_C | FL | 12081 | FLORIDA POWER & LIGHT (PMT) | Manatee | 537911 | 67276913 | 6042 | MTCT3C | 6042 | C | 0810010 | 7 | 60.66 | 3.68 | 28.8602 | 28.8602 | 6.7455 | 4.171 | 23.171 | 57 | 3.9 | 43.6142 | 43.6142 | 5.9474 | 3.6718 | 56.48 | 2019 | 120 | 19 | 202 | 16735.8 | 59 | 2211 | -82.3463 | 27.6056 | 1820 | 125 | 120 |  | 199 | N | Natural Gas | Y | N | N | 9999 | N |  | Combined Cycle | 7495 | 7384.813 | 7050
6042_G_D | FL | 12081 | FLORIDA POWER & LIGHT (PMT) | Manatee | 537911 | 67277013 | 6042 | MTCT3D | 6042 | D | 0810010 | 8 | 71.75 | 3.66 | 28.7371 | 28.7371 | 3.2538 | 2.9316 | 24.701 | 56.6 | 3.9 | 43.0878 | 43.0878 | 2.8856 | 1.8724 | 59.8016 | 2019 | 120 | 19 | 202 | 16735.8 | 59 | 2211 | -82.3463 | 27.6056 | 1820 | 125 | 120 |  | 173.5 | N | Natural Gas | Y | N | N | 9999 | N |  | Combined Cycle | 7395 | 7270.6499 | 7050
50976_B_AAB01 | FL | 12085 | INDIANTOWN COGENERATION, L.P. |  | 717611 | 46335713 | 50976 | 01 |  |  | 0850102 | 1 | 805.9 | 479.6 | 80.7865 | 80.7865 | 3.9201 | 0.23277 | 285.917 |  |  | 13.7554 | 13.7554 |  | 0.12311 |  | 2017 | 495 | 16 | 140 | 18728.3 | 93.2 | 2211 | -80.5147 | 27.0393 | 3420 | 125 | 100 | 127&65&67&99 |  |  |  | Y | N | N |  | N |  |  | 5038 | 5029.1606
6043_G_4GT2 | FL | 12085 | FLORIDA POWER & LIGHT (PMR) | Martin | 751511 | 46319513 | 6043 | HRSG4B | 6043 | 4GT2 | 0850001 | 6 | 87.18 | 1.65 | 18.3243 | 18.3243 | 1.1544 | 17.5356 | 4.9473 | 109.1 | 2.6 | 29.0028 | 29.0028 | 1.5424 | 27.9696 | 4.0626 | 2019 | 213 | 20 | 280 | 40338.5 | 128.4 | 2211 | -80.5651 | 27.0551 | 1970 | 125 | 120 | 205&213&25 | 165 | N | Natural Gas | Y | N | N | 9999 | N |  | Combined Cycle | 4005 | 3879.0469 | 7230
6043_G_4GT1 | FL | 12085 | FLORIDA POWER & LIGHT (PMR) | Martin | 751511 | 46319713 | 6043 | HRSG4A | 6043 | 4GT1 | 0850001 | 5 | 162.06 | 2.44 | 27.0876 | 27.0876 | 2.523 | 25.9622 | 9.7663 | 95.5 | 2.1 | 23.2634 | 23.2634 | 2.2065 | 22.1988 | 5.4009 | 2019 | 213 | 20 | 280 | 40338.5 | 128.4 | 2211 | -80.5647 | 27.0551 | 1970 | 125 | 120 | 205&213&25 | 165 | N | Natural Gas | Y | N | N | 9999 | N | 6043_G_4GT1;6043_G_4ST | Combined Cycle | 5897 | 5796.2783 | 7230
6043_G_8B | FL | 12085 | FLORIDA POWER & LIGHT (PMR) | Martin | 751511 | 46319813 | 6043 | PMR8B | 6043 | 8B | 0850001 | 12 | 56.01 | 3.62 | 34.6131 | 34.6131 | 13.3514 | 5.8856 | 8.6286 | 45.4 | 3.7 | 40.686 | 40.6869 | 6.8675 | 1.718 | 96.924 | 2019 | 120 | 19 | 202 | 16736.7 | 59 | 2211 | -80.5655 | 27.0541 | 1880 | 125 | 120 | 139 | 196.8 | N | Natural Gas, Distillate Fuel Oil | Y | N | N | 9999 | N |  | Combined Cycle | 7516 | 7334.5073 | 7230
6043_B_PMR1 | FL | 12085 | FLORIDA POWER & LIGHT (PMR) |  | 751511 | 46319913 | 6043 | PMR1 |  |  | 0850001 | 1 | 389.7833 | 261.7704 | 25.1028 | 25.1385 | 17.3447 |  | 249.2639 | [8 empty] | 499 | 36 | 338 | 43908.7 | 43.1 | 2211 | -80.5656 | 27.0594 | 9040 | 125 | 100 | 121&205&26 |  |  |  | Y | N | N |  | N |  |  | 3109 | 2760.6016
6043_G_8A | FL | 12085 | FLORIDA POWER & LIGHT (PMR) | Martin | 751511 | 46320013 | 6043 | PMR8A | 6043 | 8A | 0850001 | 11 | 49.41 | 3.78 | 39.6621 | 39.6621 | 13.5711 | 6.2411 | 12.1921 | 45.4 | 3.8 | 40.7157 | 40.7161 | 3.6696 | 2.1645 | 107.494 | 2019 | 120 | 19 | 202 | 16736.7 | 59 | 2211 | -80.565 | 27.0541 | 1880 | 125 | 120 | 139 | 196.8 | N | Natural Gas, Distillate Fuel Oil | Y | N | N | 9999 | N | 6043_G_8;6043_G_8A | Combined Cycle | 7643 | 7564.5718 | 7230
6043_B_PMR2 | FL | 12085 | FLORIDA POWER & LIGHT (PMR) |  | 751511 | 46320113 | 6043 | PMR2 |  |  | 0850001 | 2 | 407.9655 | 263.8005 | 29.4551 | 29.4925 | 20.4791 |  | 296.8773 | [8 empty] | 499 | 36 | 338 | 43908.7 | 43.1 | 2211 | -80.5656 | 27.0586 | 9040 | 125 | 100 | 121&205&26 |  |  |  | Y | N | N |  | N |  |  | 4769 | 4663.4507
6043_G_3GT2 | FL | 12085 | FLORIDA POWER & LIGHT (PMR) | Martin | 751511 | 46320213 | 6043 | HRSG3B | 6043 | 3GT2 | 0850001 | 4 | 99.37 | 1.53 | 17.0441 | 17.0441 | 0 | 16.3209 | 3.8372 | 108.5 | 2.6 | 29.36 | 29.36 | 0.36478 | 28.344 | 4.9852 | 2019 | 213 | 20 | 280 | 40338.5 | 128.4 | 2211 | -80.5641 | 27.0551 | 1970 | 125 | 120 | 205&213&25 | 165 | N | Natural Gas | Y | N | N | 9999 | N |  | Combined Cycle | 3725 | 3618.5688 | 7230
6043_G_3GT1 | FL | 12085 | FLORIDA POWER & LIGHT (PMR) | Martin | 751511 | 46320313 | 6043 | HRSG3A | 6043 | 3GT1 | 0850001 | 3 | 109.42 | 1.78 | 19.7119 | 19.7119 | 1.2457 | 18.9228 | 3.8557 | 95.9 | 2 | 22.0202 | 22.0202 | 0.97423 | 20.9852 | 3.8054 | 2019 | 213 | 20 | 280 | 40338.5 | 128.4 | 2211 | -80.5637 | 27.0551 | 1970 | 125 | 120 | 205&213&25 | 165 | N | Natural Gas | Y | N | N | 9999 | N | 6043_G_3GT1;6043_G_3ST | Combined Cycle | 4280 | 4158.8091 | 7230
6043_G_8C | FL | 12085 | FLORIDA POWER & LIGHT (PMR) | Martin | 751511 | 67227613 | 6043 | PMR8C | 6043 | 8C | 0850001 | 17 | 46.06 | 3.47 | 34.194 | 34.194 | 11.2529 | 5.3033 | 9.431 | 46.6 | 4.1 | 43.4182 | 43.4185 | 8.3198 | 3.3971 | 143.2933 | 2019 | 120 | 19 | 202 | 16736.7 | 59 | 2211 | -80.5637 | 27.0541 | 1810 | 125 | 120 | 139 | 196.8 | N | Natural Gas, Distillate Fuel Oil | Y | N | N | 9999 | N |  | Combined Cycle | 6342 | 6255.2612 | 7230
6043_G_8D | FL | 12085 | FLORIDA POWER & LIGHT (PMR) | Martin | 751511 | 67227713 | 6043 | PMR8D | 6043 | 8D | 0850001 | 18 | 50.98 | 3.41 | 33.3722 | 33.3722 | 11.314 | 5.1262 | 10.5085 | 46.7 | 3.9 | 42.6992 | 42.6999 | 8.1271 | 5.4411 | 131.549 | 2019 | 120 | 19 | 202 | 16736.7 | 59 | 2211 | -80.5642 | 27.0541 | 1810 | 125 | 120 | 139 | 196.8 | N | Natural Gas, Distillate Fuel Oil | Y | N | N | 9999 | N |  | Combined Cycle | 6372 | 6242.2817 | 7230
665_G_17 | FL | 12086 | HOMESTEAD CITY UTILITIES | G W Ivey | 3532711 | 36553813 |  |  | 665 | 17 | 0250013 | 17 | 5.064 | 0.33071 | 0.11836 | 0.12564 | 0.412 |  | 0.32946 |  |  | 0.0077389 | 0.0082158 |  |  |  | 2017 | 50 | 2 | 900 | 1035 | 329.3181 | 2211 | -80.4699 | 25.4754 | 23 | 125 | 160 |  | 1.8 | N | Natural Gas, Distillate Fuel Oil | N | N | N | 9999 | N |  | Combustion Turbine | 1822 |  | 16413
665_G_19 | FL | 12086 | HOMESTEAD CITY UTILITIES | G W Ivey | 3532711 | 36554113 |  |  | 665 | 19 | 0250013 | 19 | 2.8761 | 0.18792 | 0.067245 | 0.071387 | 0.23406 |  | 0.187 | 0.083654 | 0.005498 | 0.0019644 | 0.0020856 | 0.006828 |  | 0.005402 | 2019 | 50 | 2 | 900 | 1035 | 329.3181 | 2211 | -80.4699 | 25.4754 | 90 | 125 | 160 |  | 8 | N | Natural Gas, Distillate Fuel Oil | N | Y | N | 9999 | N |  | Combustion Turbine | 272 |  | 16415
665_G_21 | FL | 12086 | HOMESTEAD CITY UTILITIES | G W Ivey | 3532711 | 36554213 |  |  | 665 | 21 | 0250013 | 21 | 1.3167 | 0.086546 | 0.030919 | 0.032827 | 0.10747 |  | 0.08502 | [8 empty] | 50 | 2 | 900 | 1035 | -1 | 2211 | -80.4753 | 25.4755 | 65 | 125 | 160 |  | 6 | N | Natural Gas, Distillate Fuel Oil | N | N | N | 9999 | N |  | Combustion Turbine | 17 |  | 16414
665_G_16 | FL | 12086 | HOMESTEAD CITY UTILITIES | G W Ivey | 3532711 | 36554513 |  |  | 665 | 16 | 0250013 | 16 | [7 empty] | 0.22161 | 0.01451 | 0.0051894 | 0.0055092 | 0.018054 |  | 0.014374 | 2019 | 50 | 1.7 | 900 | 471.2 | 207.6 | 2211 | -80.4699 | 25.4754 | 23 | 125 | 160 |  | 1.8 | N | Natural Gas, Distillate Fuel Oil | N | N | N | 9999 | N |  | Combustion Turbine |  |  | 16413
665_G_13 | FL | 12086 | HOMESTEAD CITY UTILITIES | G W Ivey | 3532711 | 36554613 |  |  | 665 | 13 | 0250013 | 13 | 1.6379 | 0.1072 | 0.03834 | 0.040703 | 0.1334 |  | 0.1063 | [8 empty] | 50 | 2 | 900 | 1035 | -1 | 2211 | -80.4753 | 25.4755 | 23 | 125 | 160 |  | 1.8 | N | Natural Gas, Distillate Fuel Oil | N | N | N | 9999 | N |  | Combustion Turbine | 450 |  | 16413
10062_B_BLR2 | FL | 12086 | MIAMI-DADE CO. DEPT. OF SOLID WASTE MGMT | Miami Dade County Resource Recovery Fac | 3544911 | 36551613 |  |  | 10062 | BLR2 | 0250348 | 2 | 386 | 6.92 | 1.6797 | 1.6797 | 8.1673 |  | 186.1 | 343.632 | 4.6891 | 1.4676 | 1.4676 | 7.5885 |  | 223.3608 | 2019 | 250 | 8.4 | 300 | 3083 | 55.1 | 562219 | -80.3567 | 25.8369 | 302 | 103 | 270 | 119&127&25&48&99 | 17.9 | N | MSW | N | Y | N | 9999 | N |  | Municipal Solid Waste | 7705 |  | 25743
10062_B_BLR4 | FL | 12086 | MIAMI-DADE CO. DEPT. OF SOLID WASTE MGMT | Miami Dade County Resource Recovery Fac | 3544911 | 36552013 |  |  | 10062 | BLR4 | 0250348 | 4 | 381.9 | 6.7 | 1.9521 | 1.9521 | 2.148 |  | 185.3 | 316.5 | 8.8 | 2.2827 | 2.2827 | 2.1401 |  | 167.4 | 2019 | 250 | 8.4 | 294 | 2931.3 | 52.4 | 562219 | -80.357 | 25.8368 | 302 | 103 | 270 | 119&127&25&48&99 | 17.9 | N | MSW | N | Y | N | 9999 | N |  | Municipal Solid Waste | 7537 |  | 25743
10062_B_BLR1 | FL | 12086 | MIAMI-DADE CO. DEPT. OF SOLID WASTE MGMT | Miami Dade County Resource Recovery Fac | 3544911 | 36552113 |  |  | 10062 | BLR1 | 0250348 | 1 | 309.8 | 13.77 | 1.0997 | 1.0997 | 8.7595 |  | 187.1 | 286.6 | 10.3 | 0.61156 | 0.61156 | 7.8309 |  | 200.3 | 2019 | 250 | 8.4 | 300 | 3083 | 55.1 | 562219 | -80.3567 | 25.8369 | 302 | 103 | 270 | 119&127&25&48&99 | 17.9 | N | MSW | N | Y | N | 9999 | N |  | Municipal Solid Waste | 7584 |  | 25743
10062_B_BLR3 | FL | 12086 | MIAMI-DADE CO. DEPT. OF SOLID WASTE MGMT | Miami Dade County Resource Recovery Fac | 3544911 | 36552213 |  |  | 10062 | BLR3 | 0250348 | 3 | 377.8 | 8.2 | 1.5419 | 1.5419 | 8.6077 |  | 214.5 | 303.7 | 5.3 | 1.5742 | 1.5742 | 8.7457 |  | 193.5472 | 2019 | 250 | 8.4 | 294 | 2931.3 | 52.4 | 562219 | -80.357 | 25.8368 | 302 | 103 | 270 | 119&127&25&48&99 | 17.9 | N | MSW | N | Y | N | 9999 | N |  | Municipal Solid Waste | 7485 |  | 25743
621_G_IC1 | FL | 12086 | FLORIDA POWER & LIGHT (PTF) |  | 900011 | 46584713 |  |  |  |  | 0250003 | 5 | 16.1811 | 1.6497 | 1.9913 | 2.1142 | 0.7488 |  | 1.9071 | 9.9711 | 0.000471 | 1.7126 | 1.8322 | 0.2618 |  | 2.6407 | 2019 | 20 | 1.8 | 735 | 383.3 | 145.7 | 2211 | -80.3311 | 25.4358 | 25 | 125 | 160 |  |  |  |  | N | N | N |  | N |  |  | 234
621_G_IC2 | FL | 12086 | FLORIDA POWER & LIGHT (PTF) |  | 900011 | 46584813 |  |  |  |  | 0250003 | 7 | 0.36211 | 0.023812 | 0.025787 | 0.027378 | 0.028738 |  | 0.078004 | 0.068286 | 0.023026 | 0.0035762 | 0.0037968 | 0.028594 |  | 0.060989 | 2019 | 8 | 0.3 | 770 | -1 | 218.2 | 2211 | -80.3311 | 25.4358 | 6 | 125 | 160 |  |  |  |  | N | N | N |  | N |  |  | 79
621_B_PTP1 | FL | 12086 | FLORIDA POWER & LIGHT (PTF) |  | 900011 | 46585213 | 621 | PTP1 |  |  | 0250003 | 1 | 494.021 | 515.81 | 34.8055 | 34.8055 | 11.0734 |  | 135.6814 | [8 empty] | 400 | 18.1 | 275 | 20687.6 | 80.4 | 2211 | -80.3317 | 25.4356 | 4020 | 125 | 100 | 121&26&99 |  |  |  | Y | N | N |  | N |  |  | 4899 | 4871.04
621_G_5CTA | FL | 12086 | FLORIDA POWER & LIGHT (PTF) | Turkey Point | 900011 | 67219013 | 621 | TPCT5A | 621 | 5CTA | 0250003 | 9 | 45.31 | 3.41 | 26.5323 | 26.5323 | 1.3683 | 2.2591 | 16.43 | 34.8 | 2.8445 | 30.2722 | 30.2722 | 1.0487 | 1.933 | 33.97 | 2019 | 131 | 19 | 202 | 16735.8 | 59 | 2211 | -80.3311 | 25.4358 | 1910 | 125 | 120 | 139 | 196.7 | N | Natural Gas, Distillate Fuel Oil | Y | N | N | 9999 | N | 621_G_5CTA;621_G_5CA | Combined Cycle | 7398 | 7242.2583 | 7122
621_G_5CTB | FL | 12086 | FLORIDA POWER & LIGHT (PTF) | Turkey Point | 900011 | 67219113 | 621 | TPCT5B | 621 | 5CTB | 0250003 | 10 | 44.83 | 3.5 | 27.2632 | 27.2632 | 4.2665 | 1.7436 | 9.32 | 32.3 | 2.6 | 28.7011 | 28.7011 | 2.5601 | 1.5479 | 37.834 | 2019 | 131 | 19 | 650 | -1 | 61.9 | 2211 | -80.3311 | 25.4358 | 1910 | 125 | 120 | 139 | 196.7 | N | Natural Gas, Distillate Fuel Oil | Y | N | N | 9999 | N |  | Combined Cycle | 7601 | 7493.0913 | 7122
621_G_5CTC | FL | 12086 | FLORIDA POWER & LIGHT (PTF) | Turkey Point | 900011 | 67219213 | 621 | TPCT5C | 621 | 5CTC | 0250003 | 11 | 49.54 | 3.13 | 24.3324 | 24.3324 | 0.5831 | 3.6235 | 10.22 | 34.7 | 2.7 | 30.1848 | 30.1848 | 3.8691 | 2.066 | 31.6576 | 2019 | 131 | 19 | 202 | 16735.8 | 59 | 2211 | -80.3311 | 25.4358 | 1910 | 125 | 120 | 139 | 196.7 | N | Natural Gas, Distillate Fuel Oil | Y | N | N | 9999 | N |  | Combined Cycle | 6853 | 6696.6611 | 7122
621_G_5CTD | FL | 12086 | FLORIDA POWER & LIGHT (PTF) | Turkey Point | 900011 | 67219313 | 621 | TPCT5D | 621 | 5CTD | 0250003 | 12 | 48.34 | 3.43 | 26.7084 | 26.7084 | 0.8086 | 7.3869 | 10.285 | 31.3 | 2.418 | 26.615 | 26.615 | 1.2026 | 6.6822 | 26.6221 | 2019 | 131 | 19 | 202 | 16735.8 | 59 | 2211 | -80.3311 | 25.4358 | 1910 | 125 | 120 |  | 196.7 | N | Natural Gas, Distillate Fuel Oil | Y | N | N | 9999 | N |  | Combined Cycle | 7552 | 7442.1699 | 7122
696_G_3 | FL | 12087 | FLORIDA KEYS ELECTRIC COOP ASSOC |  | 1858311 | 41757713 |  |  |  |  | 0870004 | 3 | 0.805 | 0.0004 |  |  | 0.026 |  | 0.0027 | [8 empty] | 40 | 2.1 | 617 | -1 | 72.9 | 2211 | -81.0919 | 24.7104 | 30.6 | 125 | 160 |  |  |  |  | N | N | N |  | N |  |  | 13
696_G_11 | FL | 12087 | FLORIDA KEYS ELECTRIC COOP ASSOC | Marathon Generating Plant | 1858311 | 41757813 |  |  | 696 | 11 | 0870004 | 1 | 0.49 | 0.00024 |  |  | 0.016 |  | 0.0036 | 0.286 | 0.00014 |  |  | 0.009 |  | 0.00078 | 2019 | 20 | 3.5 | 730 | 311.7 | 32 | 2211 | -81.0919 | 24.7104 | 20.4 | 125 | 160 |  | 3.5 | N | Distillate Fuel Oil | N | N | N | 9999 | N |  | Combustion Turbine | 11 |  | 12283
696_G_7 | FL | 12087 | FLORIDA KEYS ELECTRIC COOP ASSOC |  | 1858311 | 41757913 |  |  |  |  | 0870004 | 7 | 0.46 | 0.0002 |  |  | 0.015 |  | 0.001 | [8 empty] | 25 | 2.5 | 735 | 383.3 | 78.1 | 2211 | -81.0919 | 24.7104 | 27 | 125 | 160 |  |  |  |  | N | N | N |  | N |  |  | 12
696_G_8 | FL | 12087 | FLORIDA KEYS ELECTRIC COOP ASSOC | Marathon Generating Plant | 1858311 | 41758013 |  |  | 696 | 8 | 0870004 | 8 | 0.15 | 0.0005 |  |  | 0.031 |  | 0.001 | 0.071 | 0.0003 |  |  | 0.019 |  | 0.0004 | 2019 | 45 | 2.3 | 598 | 531 | 124.5 | 2211 | -81.0919 | 24.7104 | 30 | 125 | 160 | 99 | 2 | N | Distillate Fuel Oil | N | N | N | 9999 | N |  | Combustion Turbine | 22 |  | 12283
696_G_9 | FL | 12087 | FLORIDA KEYS ELECTRIC COOP ASSOC | Marathon Generating Plant | 1858311 | 41758113 |  |  | 696 | 9 | 0870004 | 9 | 0.13 | 0.0004 |  |  | 0.03 |  | 0.0004 | 0.069 | 0.0003 |  |  | 0.019 |  | 0.0002 | 2019 | 55 | 2.3 | 598 | 531 | 124.5 | 2211 | -81.0919 | 24.7104 | 30.2 | 125 | 160 | 99 | 2 | N | Distillate Fuel Oil | N | N | N | 9999 | N |  | Combustion Turbine | 18 |  | 12283
696_G_10 | FL | 12087 | FLORIDA KEYS ELECTRIC COOP ASSOC | Marathon Generating Plant | 1858311 | 41758213 |  |  | 696 | 10 | 0870004 | 2 | 0.43 | 0.0002 |  |  | 0.014 |  | 0.004 | 0.286 | 0.00014 |  |  | 0.0092 |  | 0.001 | 2019 | 20 | 3.5 | 730 | 311.7 | 32 | 2211 | -81.0919 | 24.7104 | 20.4 | 125 | 160 |  | 3.5 | N | Distillate Fuel Oil | N | N | N | 9999 | N |  | Combustion Turbine | 11 |  | 12283
696_G_6 | FL | 12087 | FLORIDA KEYS ELECTRIC COOP ASSOC |  | 1858311 | 41758413 |  |  |  |  | 0870004 | 6 | 0.61 | 0.0003 |  |  | 0.02 |  | 0.001 | [8 empty] | 22 | 3.5 | 728 | 373.5 | 38 | 2211 | -81.0919 | 24.7104 | 26 | 125 | 160 |  |  |  |  | N | N | N |  | N |  |  | 13
6584_G_GT2 | FL | 12087 | FLORIDA MUNICIPAL POWER AGENCY | Stock Island | 554011 | 48240913 |  |  | 6584 | GT2 | 0870003 | 8 | 0.237 | 0.018005 | 0.0043862 | 0.0043862 |  |  | 0.07505 | 0.26316 | 0.001362 | 0.0048713 | 0.0048713 |  |  | 0.083335 | 2019 | 43 | 12.6 | 982 | 10126.1 | 81.2 | 2211 | -81.7342 | 24.5636 | 305 | 125 | 120 | 213 | 17 | N | Distillate Fuel Oil | N | N | N | 9999 | N |  | Combustion Turbine | 9 |  | 11974
6584_G_GT3 | FL | 12087 | FLORIDA MUNICIPAL POWER AGENCY | Stock Island | 554011 | 48241013 |  |  | 6584 | GT3 | 0870003 | 9 | 0.17566 | 0.013345 | 0.0032515 | 0.0032515 |  |  | 0.055627 | 0.56658 | 0.002933 | 0.010487 | 0.010487 |  |  | 0.17942 | 2019 | 43 | 12.6 | 982 | 10126.1 | 81.2 | 2211 | -81.7342 | 24.5636 | 305 | 125 | 120 | 213 | 17 | N | Distillate Fuel Oil | N | N | N | 9999 | N |  | Combustion Turbine | 7 |  | 11974
6584_G_MSD2 | FL | 12087 | FLORIDA MUNICIPAL POWER AGENCY | Stock Island | 554011 | 48241113 |  |  | 6584 | MSD2 | 0870003 | 6 | 0.989 | 0.000462 | 0.022748 | 0.026199 | 0.038352 |  | 0.0215 | 2.213 | 0.000887 | 0.048599 | 0.055971 | 0.081938 |  | 0.045295 | 2019 | 100 | 4 | 600 | 1216.7 | 96 | 2211 | -81.7341 | 24.5638 | 85.4 | 125 | 160 |  | 7.5 | N | Distillate Fuel Oil | N | Y | N | 9999 | N |  | Combustion Turbine | 15 |  | 10745
6584_G_MSD1 | FL | 12087 | FLORIDA MUNICIPAL POWER AGENCY | Stock Island | 554011 | 48241213 |  |  | 6584 | MSD1 | 0870003 | 5 | 1.305 | 0.000659 | 0.032457 | 0.037381 | 0.054723 |  | 0.039414 | 2.405 | 0.001023 | 0.056036 | 0.064538 | 0.094478 |  | 0.071529 | 2019 | 100 | 4 | 600 | 1216.7 | 96 | 2211 | -81.7341 | 24.5638 | 85.4 | 125 | 160 |  | 7.5 | N | Distillate Fuel Oil | N | Y | N | 9999 | N |  | Combustion Turbine | 22 |  | 10745
6584_G_GT1 | FL | 12087 | FLORIDA MUNICIPAL POWER AGENCY | Stock Island | 554011 | 48241313 |  |  | 6584 | GT1 | 0870003 | 7 | 0.27952 | 0.021235 | 0.0051736 | 0.0051736 |  |  | 0.088516 | 1.0048 | 0.005201 | 0.018597 | 0.018597 |  |  | 0.31817 | 2019 | 68 | 12.2 | 910 | 17003.4 | 145.5 | 2211 | -81.7341 | 24.5638 | 312 | 125 | 120 | 213 | 19 | N | Distillate Fuel Oil | N | N | N | 9999 | N |  | Combustion Turbine | 9 |  | 11975
6584_G_GT4 | FL | 12087 | FLORIDA MUNICIPAL POWER AGENCY | Stock Island | 554011 | 67305113 | 6584 | CT4 | 6584 | GT4 | 0870003 | 11 | 0.6 | 0 |  |  | 0.001656 | 0.023702 | 0.30691 | 1.054 |  |  |  | 0.002599 | 0.037183 | 0.48181 | 2019 | 60 | 10 | 837 | 9440 | 120.2 | 2211 | -81.7342 | 24.5636 | 434 | 125 | 120 | 139&213 | 44 | N | Distillate Fuel Oil | Y | N | N | 9999 | N |  | Combustion Turbine | 26 | 26.09 | 11972
60025_G_01 | FL | 12089 | EIGHT FLAGS ENERGY LLC | Eight Flags Energy | 17879311 | 125618613 |  |  | 60025 | 01 | 0890441 | 1 | 17.06 | 2.32 | 13.3588 | 13.3588 | 0.47 |  | 0.66 | 33.335 | 5.183 | 30.0955 | 30.0955 | 0.575 |  | 1.975 | 2019 | 65 | 7.5 | 224 | 2679.2 | 60.6 | 2211 | -81.4842 | 30.6622 | 353 | 125 | 120 |  | 21.3 | Y | Natural Gas | N | N | N | 9999 | N |  | Combustion Turbine | 3905 |  | 10062
10562_B_REC5 | FL | 12089 | RAYONIER PERFORMANCE FIBERS, LLC | Fernandina Plant | 845811 | 46189213 |  |  | 10562 | REC5 | 0890004 | 6 | 1907.2968 | 226.43 | 92.351 | 102.793 | 0.76619 |  | 503.87 | 1168.3789 | 136.1608 | 86.857 | 86.857 | 39.7843 |  | 410.764 | 2017 | 250 | 7.3 | 121 | 2368.2 | 56.1 | 3221 | -81.4728 | 30.6617 | 653 | 133 | 100 | 141&211&51 | 21 | Y | Biomass | N | N | N | 9999 | N |  | Biomass | 7608 |  | 7106
10562_B_PB6 | FL | 12089 | RAYONIER PERFORMANCE FIBERS, LLC | Fernandina Plant | 845811 | 67250813 |  |  | 10562 | PB6 | 0890004 | 22 | 227.4 | 19.5 | 46.14 | 48.92 | 1.827 |  | 193.6 | 210.34 | 37.87 | 40.21 | 42.51 | 1.9095 |  | 253.51 | 2019 | 190 | 10 | 353 | 3057 | 38.9 | 3221 | -81.47 | 30.6642 | 660 | 133 | 100 |  | 21 | Y | Biomass | N | N | N | 9999 | N |  | Biomass | 7998 |  | 7106
60345_G_1A | FL | 12093 | FLORIDA POWER & LIGHT COMPANY | Okeechobee Clean Energy Center | 18866311 | 134848113 | 60345 | OCEC1A | 60345 | 1A | 0930117 | 1 | [7 empty] | 64.495 | 5.3 | 29.6392 | 29.6753 | 0.30838 |  | 1.5611 | 2019 | 149 | 22 | 182 | 26016.1 | 68.4 | 2211 | -80.7911 | 27.6342 | 3100 | 125 | 120 |  | 376.6 | N | Natural Gas, Distillate Fuel Oil | Y | N | N | 9999 | N |  | Combined Cycle |  | 5124.3394 | 7050
60345_G_1B | FL | 12093 | FLORIDA POWER & LIGHT COMPANY | Okeechobee Clean Energy Center | 18866311 | 134848413 | 60345 | OCEC1B | 60345 | 1B | 0930117 | 2 | [7 empty] | 52.548 | 4.278 | 24.4947 | 24.5177 | 0.14172 |  | 4.037 | 2019 | 149 | 22 | 182 | 26600.3 | 70 | 2211 | -80.7911 | 27.6342 | 3100 | 125 | 120 |  | 376.6 | N | Natural Gas, Distillate Fuel Oil | Y | N | N | 9999 | N |  | Combined Cycle |  | 4160.479 | 7050
60345_G_1C | FL | 12093 | FLORIDA POWER & LIGHT COMPANY | Okeechobee Clean Energy Center | 18866311 | 134848513 | 60345 | OCEC1C | 60345 | 1C | 0930117 | 3 | [7 empty] | 76.7207 | 4.278 | 26.1955 | 26.2315 | 0.029052 |  | 0.6032 | 2019 | 149 | 22 | 182 | 26692.9 | 70.2 | 2211 | -80.7911 | 27.6342 | 3100 | 125 | 120 | 139&213 | 376.6 | N | Natural Gas, Distillate Fuel Oil | Y | N | N | 9999 | N |  | Combined Cycle |  | 4466.1104 | 7050
55821_G_A | FL | 12095 | NEXTERA ENERGY | Curtis H Stanton Energy Center | 18868811 | 134849313 | 55821 | 25 | 55821 | A | 0951378 | 1 | [7 empty] | 38 | 1.87 | 20.6186 | 20.6186 | 6.0634 | 13.8082 | 78.8703 | 2019 | 160 | 19 | 287 | 21335.5 | 75.2 | 2211 | -81.1692 | 28.4881 | 2400 | 125 | 120 |  | 188 | N | Natural Gas, Distillate Fuel Oil | Y | N | N | 9999 | N | 55821_G_A;55821_G_C | Combined Cycle |  | 4305.958 | 7461
55821_G_B | FL | 12095 | NEXTERA ENERGY | Curtis H Stanton Energy Center | 18868811 | 134849413 | 55821 | 26 | 55821 | B | 0951378 | 2 | [7 empty] | 34.3 | 1.618 | 17.7978 | 17.7978 | 11.3313 | 4.018 | 88.635 | 2019 | 160 | 19 | 287 | 21335.5 | 75.2 | 2211 | -81.1675 | 28.4881 | 2400 | 125 | 120 |  | 188 | N | Natural Gas, Distillate Fuel Oil | Y | N | N | 9999 | N |  | Combined Cycle |  | 3665.6179 | 7461
54466_G_GEN1 | FL | 12095 | ORLANDO COGEN LIMITED, L.P. | Orlando Cogen LP | 2694911 | 41375413 | 54466 | 1 | 54466 | GEN1 | 0950203 | 1 | 208.34 | 2.4 | 51.8802 | 51.8802 | 12.5472 | 25.7583 | 4.012 | 200.23 | 2.4 | 51.5435 | 51.5435 | 12.4375 | 25.5227 | 7.7978 | 2019 | 115 | 15.7 | 240 | 11135.8 | 57.5 | 221118 | -81.4126 | 28.4424 | 980 | 125 | 120 | 99 | 120 | Y | Natural Gas | Y | N | N | 9999 | N |  | Combined Cycle | 8610 | 8613.209 | 7694
564_B_2 | FL | 12095 | ORLANDO UTILITIES COMMISSION | Stanton Energy Center | 845411 | 46192013 | 564 | 2 | 564 | 2 | 0950137 | 2 | 1829.9 | 1701.2 | 300.71 | 343.61 | 44.11 | 2.196 | 722.54 | 1948.94 | 1590.51 | 279.5563 | 315.1563 | 39.5 | 2.43 | 1237.22 | 2019 | 550 | 19 | 124 | 21835.3 | 77 | 2211 | -81.165 | 28.4825 | 4800 | 125 | 100 | 127&128&141 | 466 | N | Bituminous | Y | N | N | 9999 | N |  | Coal Steam | 7966 | 7937.4492 | 10373
564_B_1 | FL | 12095 | ORLANDO UTILITIES COMMISSION | Stanton Energy Center | 845411 | 46192513 | 564 | 1 | 564 | 1 | 0950137 | 1 | 1932.87 | 928.2 | 163.2218 | 181.9218 | 20.98 | 0.168 | 601.352 | 2630.8 | 1040.31 | 225.3222 | 245.8222 | 31.17 | 0.247 | 741.2 | 2019 | 550 | 19 | 127 | 23666.7 | 83.5 | 2211 | -81.166 | 28.4825 | 4800 | 125 | 100 | 128&141&25&99 | 460 | N | Bituminous | Y | N | N | 9999 | N |  | Coal Steam | 5003 | 4977.5205 | 10643
55821_G_A | FL | 12095 | ORLANDO UTILITIES COMMISSION | Curtis H Stanton Energy Center | 845411 | 67201413 | 55821 | 25 | 55821 | A | 0950137 | 25 | 39.254 | 1.9627 | 21.5897 | 21.5897 | 11.8756 | 9.0089 | 57.1927 | [8 empty] | 160 | 19 | 287 | 21335.5 | 75.2 | 2211 | -81.1672 | 28.4885 | 2400 | 125 | 120 | 139&205 | 188 | N | Natural Gas, Distillate Fuel Oil | Y | N | N | 9999 | N |  | Combined Cycle | 4629 | 4590.2295 | 7461
55821_G_B | FL | 12095 | ORLANDO UTILITIES COMMISSION | Curtis H Stanton Energy Center | 845411 | 67201513 | 55821 | 26 | 55821 | B | 0950137 | 26 | 38.3232 | 1.8395 | 20.2346 | 20.2346 | 12.0323 | 5.0281 | 33.3517 | [8 empty] | 160 | 19 | 287 | 21335.5 | 75.2 | 2211 | -81.1672 | 28.4881 | 2400 | 125 | 120 | 139&205 | 188 | N | Natural Gas, Distillate Fuel Oil | Y | N | N | 9999 | N |  | Combined Cycle | 4412 | 4298.3384 | 7461
564_G_B | FL | 12095 | ORLANDO UTILITIES COMMISSION | Stanton Energy Center | 845411 | 89408913 | 564 | CCB | 564 | B | 0950137 | 37 | 23.2 | 3.4 | 39.0485 | 39.0485 | 7.81 | 1.37 | 17.906 | 23.4 | 3.4 | 39.5014 | 39.5014 | 8.06 | 2.56 | 17.7707 | 2019 | 205 | 20 | 212 | 17420.4 | 55.5 | 2211 | -81.1676 | 28.4846 | 1760 | 125 | 120 |  | 128 | N | Natural Gas, Distillate Fuel Oil | Y | N | N | 9999 | N | 564_G_B1;564_G_B | Combined Cycle | 7582 | 7583.9102 | 7558
7294_G_GTG | FL | 12095 | WALT DISNEY PARKS AND RESORTS US, INC | Central Energy Plant | 901111 | 46577813 | 7254 | 32432 | 7294 | GTG | 0950111 | 88 | [7 empty] | 4.82 | 0.042688 | 32.3542 | 32.3542 | 23.2351 |  | 0.78938 | 2019 | 65 | 11.1 | 285 | 5848.9 | 60.4 | 713110 | -81.5802 | 28.4261 | 505 |  | 120 |  | 48 | N | Natural Gas, Distillate Fuel Oil | Y | N | N | 9999 | N | 7294_G_STG;7294_G_GTG | Combined Cycle |  | 569.92 | 8526
8049_G_P5 | FL | 12097 | DUKE ENERGY FLORIDA, LLC | Intercession City | 1950911 | 41856813 | 8049 |  | 8049 | P5;P5 | 0970014 | 5 | 12.3 | 0 | 0.12822 | 0.13466 | 0.006134 | 0.71706 | 0.049374 | 6.3154 | 0.19377 | 0.079444 | 0.08131 | 0.002942 |  | 0.023683 | 2019 | 45 | 14.6 | 760 | 29400 | 174.9 | 2211 | -81.5485 | 28.2639 | 708 | 125 | 120 |  | 45 | N | Distillate Fuel Oil | Y | N | N | 9999 | N |  | Combustion Turbine | 54 | 57.63 | 13352
8049_G_P4 | FL | 12097 | DUKE ENERGY FLORIDA, LLC | Intercession City | 1950911 | 41856913 | 8049 |  | 8049 | P4;P4 | 0970014 | 4 | 2.8 | 0 | 0.044101 | 0.046313 | 0.00211 | 0.24662 | 0.016981 | 5.5265 | 0.16956 | 0.069521 | 0.071154 | 0.002575 |  | 0.020724 | 2019 | 45 | 14.6 | 760 | 29400 | 174.9 | 2211 | -81.5485 | 28.2639 | 708 | 125 | 120 |  | 46 | N | Distillate Fuel Oil | Y | N | N | 9999 | N |  | Combustion Turbine | 19 | 22.19 | 13352
8049_G_P13 | FL | 12097 | DUKE ENERGY FLORIDA, LLC | Intercession City | 1950911 | 41857013 | 8049 | **13 | 8049 | P13 | 0970014 | 19 | 15.4 | 0.2 | 4.7892 | 4.7892 | 1.4178 | 3.4537 | 8.5563 | 13.78 | 0.4 | 3.0303 | 3.0303 | 0.96302 |  | 14.1337 | 2019 | 56 | 16.1 | 993 | 23938.5 | 117.6 | 2211 | -81.5485 | 28.2639 | 905 | 125 | 120 | 205&213&25 | 75 | N | Natural Gas, Distillate Fuel Oil | Y | N | N | 9999 | N |  | Combustion Turbine | 1105 | 1146.45 | 13351
8049_G_P9 | FL | 12097 | DUKE ENERGY FLORIDA, LLC | Intercession City | 1950911 | 41857113 | 8049 | **9 | 8049 | P9 | 0970014 | 9 | 25.4 | 0.2 | 2.5603 | 2.5607 | 1.0593 | 1.9148 | 3.3489 | 18.74 | 0.14 | 1.7299 | 1.7824 | 0.42349 | 10.7212 | 1.0083 | 2019 | 50 | 13.8 | 1043 | 25855.3 | 174.1 | 2211 | -81.5485 | 28.2639 | 1140 | 125 | 120 | 213 | 79 | N | Natural Gas, Distillate Fuel Oil | Y | N | N | 9999 | N |  | Combustion Turbine | 706 | 732.8398 | 13352
8049_G_P14 | FL | 12097 | DUKE ENERGY FLORIDA, LLC | Intercession City | 1950911 | 41857213 | 8049 | **14 | 8049 | P14 | 0970014 | 20 | 15.3 | 0.2 | 4.6281 | 4.6281 | 0.12957 | 3.3336 | 5.4928 | 16.41 | 0.3 | 3.6797 | 3.6797 | 1.1689 |  | 3.345 | 2019 | 56 | 16.1 | 734 | 12571 | 61.7 | 2211 | -81.5485 | 28.2639 | 905 | 125 | 120 | 205&213&25 | 72 | N | Natural Gas, Distillate Fuel Oil | Y | N | N | 9999 | N |  | Combustion Turbine | 1121 | 1148.9796 | 13351
8049_G_P2 | FL | 12097 | DUKE ENERGY FLORIDA, LLC | Intercession City | 1950911 | 41857313 | 8049 |  | 8049 | P2;P2 | 0970014 | 2 | 3.1 | 0 | 0.05111 | 0.053675 | 0.002445 | 0.28582 | 0.019681 | 11.1806 | 0.34304 | 0.14065 | 0.14395 | 0.005209 |  | 0.041927 | 2019 | 45 | 14.6 | 760 | 29400 | 174.9 | 2211 | -81.5485 | 28.2639 | 708 | 125 | 120 |  | 46 | N | Distillate Fuel Oil | Y | N | N | 9999 | N |  | Combustion Turbine | 23 | 25.94 | 13352
8049_G_P7 | FL | 12097 | DUKE ENERGY FLORIDA, LLC | Intercession City | 1950911 | 41857413 | 8049 | **7 | 8049 | P7 | 0970014 | 7 | 21.1 | 0.2 | 2.0554 | 2.056 | 0.84958 | 1.5899 | 2.6308 | 8.2 | 0.06 | 0.58627 | 0.5863 | 0.18628 | 4.6431 | 0.62088 | 2019 | 50 | 13.8 | 1043 | 25855.3 | 174.1 | 2211 | -81.5485 | 28.2639 | 1140 | 125 | 120 | 213 | 78 | N | Natural Gas, Distillate Fuel Oil | Y | N | N | 9999 | N |  | Combustion Turbine | 565 | 586.0999 | 13352
8049_G_P11 | FL | 12097 | DUKE ENERGY FLORIDA, LLC | Intercession City | 1950911 | 41857613 | 8049 | **11 | 8049 | P11 | 0970014 | 11 | 4.9 | 0 | 0.20037 | 0.20183 | 0.012093 | 1.4136 | 0.058989 | 3.75 | 0.06 | 0.31533 | 0.32274 | 0.011679 |  | 0.051273 | 2019 | 75 | 19 | 1043 | 39510.5 | 139.4 | 2211 | -81.5485 | 28.2639 | 2030 | 125 | 120 | 213 | 140 | N | Distillate Fuel Oil | Y | N | N | 9999 | N |  | Combustion Turbine | 43 | 47.12 | 13338
8049_G_P10 | FL | 12097 | DUKE ENERGY FLORIDA, LLC | Intercession City | 1950911 | 41857713 | 8049 | **10 | 8049 | P10 | 0970014 | 10 | 27.4 | 0.2 | 2.8114 | 2.812 | 1.1988 | 2.1242 | 2.6935 | 22.27 | 0.16 | 2.0827 | 2.1457 | 0.50665 | 12.8392 | 1.206 | 2019 | 50 | 13.8 | 1043 | 25855.3 | 174.1 | 2211 | -81.5485 | 28.2639 | 1140 | 125 | 120 | 213 | 78 | N | Natural Gas, Distillate Fuel Oil | Y | N | N | 9999 | N |  | Combustion Turbine | 798 | 831.3196 | 13352
8049_G_P12 | FL | 12097 | DUKE ENERGY FLORIDA, LLC | Intercession City | 1950911 | 41857813 | 8049 | **12 | 8049 | P12 | 0970014 | 18 | 12.2 | 0.2 | 3.7026 | 3.7026 | 0.12069 | 2.7206 | 8.8403 | 15.18 | 0.3 | 3.2054 | 3.2054 | 1.019 |  | 12.1323 | 2019 | 56 | 16.1 | 993 | 23938.5 | 117.6 | 2211 | -81.5485 | 28.2639 | 905 | 125 | 120 | 205&213&25 | 73 | N | Natural Gas, Distillate Fuel Oil | Y | N | N | 9999 | N |  | Combustion Turbine | 905 | 928.6901 | 13352
8049_G_P1 | FL | 12097 | DUKE ENERGY FLORIDA, LLC | Intercession City | 1950911 | 41857913 | 8049 |  | 8049 | P1;P1 | 0970014 | 1 | 4.9 | 0 | 0.071943 | 0.075552 | 0.003442 | 0.40232 | 0.027703 | 6.8332 | 0.20965 | 0.085958 | 0.087977 | 0.003184 |  | 0.025624 | 2019 | 45 | 14.6 | 760 | 29400 | 174.9 | 2211 | -81.5485 | 28.2639 | 708 | 125 | 120 |  | 47 | N | Distillate Fuel Oil | Y | N | N | 9999 | N |  | Combustion Turbine | 30 | 33.06 | 13352
8049_G_P3 | FL | 12097 | DUKE ENERGY FLORIDA, LLC | Intercession City | 1950911 | 41858013 | 8049 |  | 8049 | P3;P3 | 0970014 | 3 | 4.9 | 0 | 0.07853 | 0.082471 | 0.003757 | 0.43916 | 0.030239 | 10.8256 | 0.33215 | 0.13618 | 0.13938 | 0.005044 |  | 0.040596 | 2019 | 45 | 14.6 | 760 | 29400 | 174.9 | 2211 | -81.5485 | 28.2639 | 708 | 125 | 120 |  | 46 | N | Distillate Fuel Oil | Y | N | N | 9999 | N |  | Combustion Turbine | 32 | 35.75 | 13352
8049_G_P8 | FL | 12097 | DUKE ENERGY FLORIDA, LLC | Intercession City | 1950911 | 41858113 | 8049 | **8 | 8049 | P8 | 0970014 | 8 | 20.6 | 0.2 | 2.0901 | 2.0912 | 0.85361 | 1.7276 | 2.6045 | 23.38 | 0.19 | 1.7544 | 1.7552 | 0.54892 |  | 1.1505 | 2019 | 50 | 13.8 | 1043 | 25855.3 | 174.1 | 2211 | -81.5485 | 28.2639 | 1140 | 125 | 120 | 213 | 79 | N | Natural Gas, Distillate Fuel Oil | Y | N | N | 9999 | N |  | Combustion Turbine | 567 | 593.3698 | 13352
8049_G_P6 | FL | 12097 | DUKE ENERGY FLORIDA, LLC | Intercession City | 1950911 | 41858213 | 8049 |  | 8049 | P6;P6 | 0970014 | 6 | 8.4 | 0 | 0.1064 | 0.11174 | 0.00509 | 0.59501 | 0.04097 | 7.3516 | 0.22556 | 0.09248 | 0.094652 | 0.003425 |  | 0.027569 | 2019 | 45 | 14.6 | 760 | 29400 | 174.9 | 2211 | -81.5485 | 28.2639 | 708 | 125 | 120 |  | 47 | N | Distillate Fuel Oil | Y | N | N | 9999 | N |  | Combustion Turbine | 44 | 46.81 | 13352
7238_G_3 | FL | 12097 | FMPA & KISSIMMEE UTILITY AUTHORITY | Cane Island | 558411 | 48171013 | 7238 | 3 | 7238 | 3 | 0970043 | 3 | 50.96 | 3.1362 | 34.4983 | 34.4983 | 2.441 | 1.1447 | 5.6504 | 48.38 | 1.1737 | 36.3686 | 36.3686 | 11.5718 | 2.4745 | 5.9746 | 2019 | 130 | 18 | 173 | 10585.9 | 41.6 | 2211 | -81.533 | 28.2764 | 1700 | 125 | 120 | 139 | 150 | N | Natural Gas, Distillate Fuel Oil | Y | N | N | 9999 | N | 7238_G_3A;7238_G_3 | Combined Cycle | 7019 | 7018.9199 | 7384
7238_G_1 | FL | 12097 | FMPA & KISSIMMEE UTILITY AUTHORITY | Cane Island | 558411 | 48171113 | 7238 | **1 | 7238 | 1 | 0970043 | 1 | 1.48 | 0.017613 | 0.011812 | 0.011812 | 0.02209 |  | 0.76199 | 1.03 | 0.01225 | 0.072009 | 0.072009 | 0.022262 |  | 0.47459 | 2019 | 40 | 10 | 718 | 7500 | 95 | 2211 | -81.533 | 28.2764 | 367 | 125 | 120 | 213&214 | 32 | N | Natural Gas, Distillate Fuel Oil | Y | N | N | 9999 | N |  | Combustion Turbine | 126 | 126.37 | 14064
7238_G_2 | FL | 12097 | FMPA & KISSIMMEE UTILITY AUTHORITY | Cane Island | 558411 | 48171213 | 7238 | 2 | 7238 | 2 | 0970043 | 2 | 26.58 | 0.76987 | 8.8111 | 8.8111 | 1.1971 | 8.1863 | 6.7235 | 33.98 | 0.32196 | 9.9763 | 9.9763 | 3.1743 | 8.3378 | 4.7463 | 2019 | 65 | 10 | 718 | 7500 | 95 | 2211 | -81.533 | 28.2764 | 869 | 125 | 120 | 213&214 | 69 | N | Natural Gas, Distillate Fuel Oil | Y | N | N | 9999 | N | 7238_G_2A;7238_G_2 | Combined Cycle | 3581 | 3581.4099 | 7384
7238_G_4 | FL | 12097 | FMPA & KISSIMMEE UTILITY AUTHORITY | Cane Island | 558411 | 89409413 | 7238 | 4 | 7238 | 4 | 0970043 | 9 | 38.08 | 4.0288 | 44.3165 | 44.3165 | 14.1007 | 0.38945 | 23.09 | 42.14 | 1.71 | 48.2 | 48.2 | 16.69 | 1.65 | 58.38 | 2019 | 160 | 18 | 166 | 17463.1 | 68.6 | 2211 | -81.533 | 28.2764 | 2560 | 125 | 120 |  | 160 | N | Natural Gas | Y | N | N | 9999 | N | 7238_G_4;7238_G_4A | Combined Cycle | 7961 | 7961.3389 | 7384
56407_G_1A | FL | 12099 | FLORIDA POWER AND LIGHT COMPANY | West County Energy Center | 14654911 | 89427313 | 56407 | WCCT1A | 56407 | 1A | 0990646 | 1 | 67.04 | 4.78 | 52.5806 | 52.5837 | 2.3874 | 31.8287 | 16.1146 | 63.1 | 4.8 | 51.686 | 51.6866 | 2.5153 | 18.0118 | 314.671 | 2017 | 149 | 22 | 188 | 21859.8 | 57.5 | 2211 | -80.3749 | 26.6986 | 2960 | 125 | 140 | 139 | 257.6 | N | Natural Gas, Distillate Fuel Oil | Y | N | N | 9999 | N | 56407_G_1ST;56407_G_1A | Combined Cycle | 7070 | 6895.4214 | 7060
56407_G_1B | FL | 12099 | FLORIDA POWER AND LIGHT COMPANY | West County Energy Center | 14654911 | 89427413 | 56407 | WCCT1B | 56407 | 1B | 0990646 | 2 | 66.27 | 4.77 | 52.9478 | 52.9497 | 8.0172 | 24.0516 | 21.03 | 60.2 | 4.7 | 53.1059 | 53.107 | 5.3383 | 17.9514 | 181.192 | 2019 | 149 | 22 | 188 | 21859.8 | 57.5 | 2211 | -80.3749 | 26.6971 | 2960 | 125 | 140 | 139 | 257.6 | N | Natural Gas, Distillate Fuel Oil | Y | N | N | 9999 | N |  | Combined Cycle | 7133 | 6963.6235 | 7060
56407_G_1C | FL | 12099 | FLORIDA POWER AND LIGHT COMPANY | West County Energy Center | 14654911 | 89427513 | 56407 | WCCT1C | 56407 | 1C | 0990646 | 3 | 60.98 | 4.27 | 46.9468 | 46.9495 | 7.103 | 17.0779 | 17.886 | 63.3 | 4.9 | 53.7791 | 53.7798 | 4.6585 | 14.4578 | 265.0768 | 2017 | 149 | 22 | 188 | 21859.8 | 57.5 | 2211 | -80.3749 | 26.6971 | 2960 | 125 | 140 |  | 257.6 | N | Natural Gas, Distillate Fuel Oil | Y | N | N | 9999 | N |  | Combined Cycle | 6515 | 6231.0854 | 7060
56407_G_2A | FL | 12099 | FLORIDA POWER AND LIGHT COMPANY | West County Energy Center | 14654911 | 89427613 | 56407 | WCCT2A | 56407 | 2A | 0990646 | 4 | 65.69 | 4.88 | 53.4531 | 53.4672 | 8.0563 | 18.5205 | 32.904 | 57.5 | 4.3 | 48.4945 | 48.4975 | 8.402 | 19.5608 | 204.322 | 2019 | 149 | 22 | 188 | 21859.8 | 57.5 | 2211 | -80.3749 | 26.6986 | 2330 | 125 | 140 |  | 257.7 | N | Natural Gas, Distillate Fuel Oil | Y | N | N | 9999 | N | 56407_G_2ST;56407_G_2A | Combined Cycle | 7213 | 6976.3169 | 7060
56407_G_2B | FL | 12099 | FLORIDA POWER AND LIGHT COMPANY | West County Energy Center | 14654911 | 89427713 | 56407 | WCCT2B | 56407 | 2B | 0990646 | 5 | 72.04 | 4.96 | 54.4193 | 54.4272 | 9.8597 | 16.4441 | 29.986 | 60.4 | 4.7 | 52.3139 | 52.3171 | 9.3295 | 17.8764 | 215.9 | 2019 | 149 | 22 | 188 | 21859.8 | 57.5 | 2211 | -80.3749 | 26.6971 | 2330 | 125 | 140 |  | 257.7 | N | Natural Gas, Distillate Fuel Oil | Y | N | N | 9999 | N |  | Combined Cycle | 7414 | 7228.2622 | 7060
56407_G_2C | FL | 12099 | FLORIDA POWER AND LIGHT COMPANY | West County Energy Center | 14654911 | 89427813 | 56407 | WCCT2C | 56407 | 2C | 0990646 | 6 | 61.04 | 5.03 | 55.2056 | 55.2104 | 2.5148 | 21.7514 | 31.3715 | 57 | 4.2 | 48.1088 | 48.1123 | 2.3032 | 19.9888 | 230.275 | 2017 | 149 | 22 | 650 | 21859.8 | 57.5 | 2211 | -80.3749 | 26.6986 | 2330 | 125 | 140 |  | 257.7 | N | Natural Gas, Distillate Fuel Oil | Y | N | N | 9999 | N |  | Combined Cycle | 7327 | 7199.0508 | 7060
56407_G_3A | FL | 12099 | FLORIDA POWER AND LIGHT COMPANY | West County Energy Center | 14654911 | 89428513 | 56407 | WCCT3A | 56407 | 3A | 0990646 | 13 | 59.96 | 4.17 | 46.4633 | 46.492 | 6.9278 | 12.5235 | 17.244 | 61.2 | 4.6 | 51.7493 | 51.7498 | 4.1079 | 19.5325 | 321.274 | 2019 | 149 | 22 | 195 | 22666.7 | 59.6 | 2211 | -80.3748 | 26.6951 | 2330 | 125 | 120 | 213 | 257.7 | N | Natural Gas, Distillate Fuel Oil | Y | N | N | 9999 | N | 56407_G_3ST;56407_G_3A | Combined Cycle | 6308 | 6063.8159 | 7060
56407_G_3B | FL | 12099 | FLORIDA POWER AND LIGHT COMPANY | West County Energy Center | 14654911 | 89428613 | 56407 | WCCT3B | 56407 | 3B | 0990646 | 14 | 58.83 | 4.41 | 48.3598 | 48.3645 | 7.3088 | 10.2434 | 14.4216 | 61.3 | 4.6 | 52.727 | 52.7282 | 4.017 | 10.611 | 203.406 | 2019 | 149 | 22 | 195 | 22666.7 | 59.6 | 2211 | -80.3748 | 26.6951 | 2330 | 125 | 120 | 139 | 257.7 | N | Natural Gas, Distillate Fuel Oil | Y | N | N | 9999 | N |  | Combined Cycle | 6677 | 6454.5317 | 7060
56407_G_3C | FL | 12099 | FLORIDA POWER AND LIGHT COMPANY | West County Energy Center | 14654911 | 89428713 | 56407 | WCCT3C | 56407 | 3C | 0990646 | 15 | 62.34 | 4.79 | 52.6236 | 52.6284 | 0.011272 | 14.3325 | 10.245 | 63.4 | 4.9 | 55.7545 | 55.756 | 0.4957 | 21.43 | 223.045 | 2019 | 149 | 22 | 195 | 22666.7 | 59.6 | 2211 | -80.3748 | 26.6951 | 2330 | 125 | 120 |  | 257.7 | N | Natural Gas, Distillate Fuel Oil | Y | N | N | 9999 | N |  | Combined Cycle | 7031 | 6885.4019 | 7060
50071_B_BLR1 | FL | 12099 | SOLID WASTE AUTHORITY OF PBC | Palm Beach Renewable Energy Facility 1 | 533611 | 48452113 |  |  | 50071 | BLR1 | 0990234 | 1 | 417.901 | 80.2344 | 18.3505 | 18.3505 | 0 | 0 | 97.3645 | 395.9053 | 77.7402 | 9.6074 | 9.6074 | 2e-06 |  | 79.273 | 2019 | 250 | 6.7 | 450 | 2891 | 81 | 562219 | -80.1417 | 26.7717 | 428 | 103 | 270 | 119 | 25 | N | MSW | N | Y | N | 9999 | N |  | Municipal Solid Waste | 8135 |  | 19181
50071_B_BLR2 | FL | 12099 | SOLID WASTE AUTHORITY OF PBC | Palm Beach Renewable Energy Facility 1 | 533611 | 48452613 |  |  | 50071 | BLR2 | 0990234 | 2 | 431.102 | 84.6071 | 13.7276 | 13.7276 | 0 | 0 | 127.935 | 415.1831 | 80.9957 | 9.579 | 9.579 | 2e-06 |  | 111.5897 | 2019 | 250 | 6.7 | 450 | 2891 | 81 | 562219 | -80.1416 | 26.7717 | 428 | 103 | 270 | 119 | 25 | N | MSW | N | Y | N | 9999 | N |  | Municipal Solid Waste | 8140 |  | 19181
57898_B_BLR3 | FL | 12099 | SOLID WASTE AUTHORITY OF PBC | Palm Beach Renewable Energy Facility 2 | 533611 | 91819113 |  |  | 57898 | BLR3 | 0990234 | 24 | 93.6384 | 86.7236 |  |  | 10.3903 | 5.8249 | 52.0737 | 96.0784 | 83.6122 |  |  | 5.9141 | 4.909 | 41.877 | 2019 | 310 | 8.1 | 285 | 3071.8 | 59.6 | 562219 | -80.1416 | 26.7725 | 458 | 103 | 270 | 119&127&139&207 | 28 | N | MSW | N | N | N | 9999 | N |  | Municipal Solid Waste | 7657 |  | 17814
57898_B_BLR4 | FL | 12099 | SOLID WASTE AUTHORITY OF PBC | Palm Beach Renewable Energy Facility 2 | 533611 | 91819213 |  |  | 57898 | BLR4 | 0990234 | 25 | 100.624 | 94.2406 |  |  | 8.5018 | 4.5377 | 60.689 | 127.8507 | 92.3452 |  |  | 4.9334 | 4.7603 | 63.1987 | 2019 | 310 | 8.1 | 285 | 3071.8 | 59.6 | 562219 | -80.1416 | 26.7725 | 458 | 103 | 270 | 119&127&139&207 | 28 | N | MSW | N | N | N | 9999 | N |  | Municipal Solid Waste | 7736 |  | 17814
57898_B_BLR5 | FL | 12099 | SOLID WASTE AUTHORITY OF PBC | Palm Beach Renewable Energy Facility 2 | 533611 | 91819313 |  |  | 57898 | BLR5 | 0990234 | 26 | 101.828 | 97.1849 |  |  | 3.7543 | 6.6342 | 63.0053 | 104.6063 | 78.347 |  |  | 1.7198 | 3.9324 | 48.0719 | 2019 | 310 | 8.1 | 285 | 3071.8 | 59.6 | 562219 | -80.1416 | 26.7725 | 458 | 103 | 270 | 119&127&139&207 | 28 | N | MSW | N | N | N | 9999 | N |  | Municipal Solid Waste | 7854 |  | 17814
673_G_GT2 | FL | 12099 | CITY OF LAKE WORTH UTILITIES | Tom G Smith | 919411 | 46529013 |  |  | 673 | GT2 | 0990045 | 6 | 3.2538 | 0.45849 | 0.047724 | 0.047724 | 0.001516 |  | 0.012202 | 3.2538 | 0.007469 | 0.047724 | 0.047724 | 0.001516 |  | 0.012202 | 2019 | 46 | 16 | 837 | 16393.2 | 81.5 | 221112 | -80.0675 | 26.6127 | 435 | 125 | 120 |  | 21 | N | Natural Gas, Distillate Fuel Oil | N | N | N | 9999 | N |  | Combined Cycle | 17 |  | 13992
673_G_MU3 | FL | 12099 | CITY OF LAKE WORTH UTILITIES | Tom G Smith | 919411 | 46529213 |  |  | 673 | MU3 | 0990045 | 3 | 0.0336 | 0.001302 | 0.0010637 | 0.0011294 | 4e-06 |  | 0.008925 | 0.0336 | 2.1e-05 | 0.0010637 | 0.0011294 | 0.000945 |  | 0.008925 | 2019 | 17 | 1.8 | 667 | 320.1 | 121.7 | 221112 | -80.0675 | 26.6127 | 21 | 125 | 160 |  | 2 | N | Distillate Fuel Oil | N | N | N | 9999 | N |  | Combustion Turbine | 1 |  | 17253
673_G_MU5 | FL | 12099 | CITY OF LAKE WORTH UTILITIES | Tom G Smith | 919411 | 46529313 |  |  | 673 | MU5 | 0990045 | 5 | 0.0336 | 0.001302 | 0.0010637 | 0.0011294 | 4e-06 |  | 0.008925 | 0.0336 | 2.1e-05 | 0.0010637 | 0.0011294 | 0.000945 |  | 0.008925 | 2019 | 17 | 1.8 | 667 | 320.1 | 121.7 | 221112 | -80.0675 | 26.6127 | 21 | 125 | 160 |  | 2 | N | Distillate Fuel Oil | N | N | N | 9999 | N |  | Combustion Turbine | 1 |  | 17253
673_G_MU4 | FL | 12099 | CITY OF LAKE WORTH UTILITIES | Tom G Smith | 919411 | 46529413 |  |  | 673 | MU4 | 0990045 | 4 | 0.1008 | 0.003906 | 0.0031912 | 0.0033881 | 1.3e-05 |  | 0.026775 | [8 empty] | 17 | 1.8 | 667 | 320.1 | 121.7 | 221112 | -80.0675 | 26.6127 | 21 | 125 | 160 |  | 2 | N | Distillate Fuel Oil | N | N | N | 9999 | N |  | Combustion Turbine | 3 |  | 17253
673_G_MU1 | FL | 12099 | CITY OF LAKE WORTH UTILITIES | Tom G Smith | 919411 | 46529513 |  |  | 673 | MU1 | 0990045 | 1 | 0.0336 | 0.001302 | 0.0010637 | 0.0011294 | 4e-06 |  | 0.008925 | 0.0336 | 2.1e-05 | 0.0010637 | 0.0011294 | 0.000945 |  | 0.008925 | 2019 | 17 | 1.8 | 667 | 320.1 | 121.7 | 221112 | -80.0675 | 26.6127 | 21 | 125 | 160 |  | 2 | N | Distillate Fuel Oil | N | N | N | 9999 | N |  | Combustion Turbine | 1 |  | 18384
673_G_GT1 | FL | 12099 | CITY OF LAKE WORTH UTILITIES | Tom G Smith | 919411 | 46529613 | 673 | GT1 | 673 | GT1 | 0990045 | 11 | 7.7157 | 0.082159 | 0.26806 | 0.26806 | 0.04654 |  | 1.817 | 10.1267 | 0.054716 | 0.35271 | 0.35271 | 0.061331 |  | 2.3951 | 2019 | 75 | 10 | 404 | 6874.4 | 87.5 | 221112 | -80.0675 | 26.6127 | 318 | 125 | 140 |  | 26 | N | Distillate Fuel Oil | Y | N | N | 9999 | N | 673_G_GT1;673_G_S5 | Combustion Turbine | 239 | 17.37 | 25000
673_B_S-3 | FL | 12099 | CITY OF LAKE WORTH UTILITIES | Tom G Smith | 919411 | 46529713 | 673 | S-3 | 673 | S-3 | 0990045 | 9 | 2.079 | 0.005306 | 0.17087 | 0.17473 | 0.048634 |  | 0.74277 | 2.468 | 0.006298 | 0.20742 | 0.20742 | 0.057734 |  | 0.88175 | 2019 | 113 | 7 | 293 | 1978.7 | 51.4 | 221112 | -80.0675 | 26.6127 | 325 | 125 | 100 |  | 26 | N | Natural Gas | Y | N | N | 9999 | N |  | O/G Steam | 201 | 327.5 | 14500
673_G_MU2 | FL | 12099 | CITY OF LAKE WORTH UTILITIES | Tom G Smith | 919411 | 46529813 |  |  | 673 | MU2 | 0990045 | 2 | 0.0336 | 0.001302 | 0.0010637 | 0.0011294 | 4e-06 |  | 0.008925 | [8 empty] | 17 | 1.8 | 667 | 320.1 | 121.7 | 221112 | -80.0675 | 26.6127 | 21 | 125 | 160 |  | 2 | N | Distillate Fuel Oil | N | N | N | 9999 | N |  | Combustion Turbine | 1 |  | 25000
54627_B_A | FL | 12099 | NEW HOPE POWER COMPANY | Okeelanta Cogeneration | 919611 | 46528013 |  |  | 54627 | A | 0990332 | 1 | 207.4613 | 34.3281 | 12.1901 | 13.4949 | 29.7093 | 13.5647 | 399.9974 | 154.6691 | 31.8011 | 9.7496 | 13.1232 | 27.2613 | 2.591 | 371.4949 | 2019 | 199 | 10 | 295 | 4100 | 52.2 | 2211 | -80.7467 | 26.5767 | 715 | 125 | 100 | 121&128&140 | 35 | Y | Biomass | N | Y | N | 9999 | N |  | Biomass | 5908 |  | 10723
54627_B_B | FL | 12099 | NEW HOPE POWER COMPANY | Okeelanta Cogeneration | 919611 | 46528113 |  |  | 54627 | B | 0990332 | 2 | 175.6735 | 25.0961 | 15.5928 | 17.2967 | 21.9658 | 9.2766 | 328.8916 | 120.7657 | 24.1531 | 13.0968 | 18.5626 | 16.9569 | 1.5005 | 279.9568 | 2019 | 199 | 10 | 295 | 4100 | 52.2 | 2211 | -80.7467 | 26.5767 | 715 | 125 | 100 | 121&128&140&48 | 35 | Y | Biomass | N | Y | N | 9999 | N |  | Biomass | 6182 |  | 10723
54627_B_C | FL | 12099 | NEW HOPE POWER COMPANY | Okeelanta Cogeneration | 919611 | 46528213 |  |  | 54627 | C | 0990332 | 3 | 229.3728 | 37.6826 | 15.4559 | 17.0928 | 13.7442 | 12.4305 | 476.7669 | 163.9883 | 30.4757 | 10.2644 | 13.9649 | 15.4955 | 2.2694 | 371.5133 | 2019 | 199 | 10 | 295 | 4100 | 52.2 | 2211 | -80.7467 | 26.5767 | 715 | 125 | 100 | 121&128&140 | 35 | Y | Biomass | N | Y | N | 9999 | N |  | Biomass | 7189 |  | 10723
619_G_5A | FL | 12099 | FLORIDA POWER & LIGHT (PRV) | Riviera | 921511 | 89404413 | 619 | RBCT5A | 619 | 5A | 0990042 | 7 | 50.01 | 3.71 | 40.8056 | 40.807 | 0.002318 | 13.6342 | 10.418 | 52.9 | 3.6 | 41.3203 | 41.3274 | 0.53768 | 10.8909 | 138.246 | 2019 | 149 | 22 | 185 | 23783.3 | 62.6 | 2211 | -80.0528 | 26.7653 | 2590 | 125 | 140 |  | 270.5 | N | Natural Gas, Distillate Fuel Oil | Y | N | N | 9999 | N | 619_G_5ST;619_G_5A | Combined Cycle | 5648 | 5426.2944 | 7050
619_G_5B | FL | 12099 | FLORIDA POWER & LIGHT (PRV) | Riviera | 921511 | 89404513 | 619 | RBCT5B | 619 | 5B | 0990042 | 8 | 50.78 | 3.83 | 42.0883 | 42.0914 | 0.004894 | 12.1907 | 14.211 | 50.3 | 3.9 | 41.8384 | 41.8384 | 0.54777 | 11.1479 | 204.123 | 2019 | 149 | 22 | 185 | 23783.3 | 62.6 | 2211 | -80.0528 | 26.7653 | 2590 | 125 | 140 |  | 270.5 | N | Natural Gas, Distillate Fuel Oil | Y | N | N | 9999 | N |  | Combined Cycle | 5832 | 5658.5879 | 7050
619_G_5C | FL | 12099 | FLORIDA POWER & LIGHT (PRV) | Riviera | 921511 | 89404613 | 619 | RBCT5C | 619 | 5C | 0990042 | 9 | 54.88 | 4.59 | 50.4973 | 50.4996 | 0.003659 | 11.541 | 16.7826 | 61.8 | 4.6 | 53.0319 | 53.0401 | 0.68736 | 8.5081 | 129.1665 | 2019 | 149 | 22 | 185 | 23783.3 | 62.6 | 2211 | -80.0528 | 26.7653 | 2590 | 125 | 140 |  | 270.5 | N | Natural Gas, Distillate Fuel Oil | Y | N | N | 9999 | N |  | Combined Cycle | 6729 | 6690.8989 | 7050
54424_G_ST1 | FL | 12101 | QUANTUM PASCO POWER, LP |  | 2712411 | 41364213 |  |  |  |  | 1010071 | 4 | 0.011 | 0.0007 | 0.00081047 | 0.00086047 | 0.0009 |  | 0.0024 | 0.08 | 0.005 | 0.0060785 | 0.0064535 | 0.006 |  | 0.017 | 2019 | 15 | 0.2 | 617 | -1 | 72.9 | 221118 | -82.1888 | 28.3748 | 31 | 125 | 160 |  |  |  |  | N | Y | N |  | N |  |  | 4
54424_G_GT1 | FL | 12101 | QUANTUM PASCO POWER, LP |  | 2712411 | 41364313 | 54424 | EU001 |  |  | 1010071 | 1 | 33.7 | 0.224 | 2.4604 | 4.1604 | 0.787 | 2.4217 | 11.2 | [8 empty] | 275 | 4.8 | 310 | 1174.4 | 64.9 | 221118 | -82.1888 | 28.3748 | 423 | 125 | 120 | 213 |  |  |  | Y | N | N |  | N |  |  | 1901 | 1942.0906
54424_G_GT2 | FL | 12101 | QUANTUM PASCO POWER, LP |  | 2712411 | 41364413 | 54424 | EU002 |  |  | 1010071 | 2 | 34.5 | 0.222 | 2.4221 | 4.1221 | 0.786 | 2.42 | 11.1944 | [8 empty] | 275 | 4.8 | 299 | 1174.4 | 64.9 | 221118 | -82.1888 | 28.3748 | 423 | 125 | 120 | 213 |  |  |  | Y | N | N |  | N |  |  | 1898 | 1953.0209
55414_G_G201 | FL | 12101 | SHADY HILLS POWER COMPANY, L.L.C. | Shady Hills Generating Station | 2712911 | 41363313 | 55414 | GT201 | 55414 | G201 | 1010373 | 2 | 54.4 | 1.113 | 12.22 | 12.22 | 0.217 | 11.6826 | 1.47 | 17.07 | 0.373 | 3.39 | 3.39 | 0.06 | 3.2156 | 0.57 | 2019 | 60 | 22 | 1113 | 44083.3 | 116 | 2211 | -82.5584 | 28.3658 | 1700 | 125 | 120 | 213&99 | 154.4 | N | Natural Gas, Distillate Fuel Oil | Y | N | N | 9999 | N |  | Combustion Turbine | 2408 | 2398.4395 | 10882
55414_G_G101 | FL | 12101 | SHADY HILLS POWER COMPANY, L.L.C. | Shady Hills Generating Station | 2712911 | 41363413 | 55414 | GT101 | 55414 | G101 | 1010373 | 1 | 53 | 1.101 | 12.2 | 12.2 | 0.213 | 11.4333 | 1 | 14.92 | 0.279 | 3.08 | 3.08 | 0.055 | 2.909 | 0.27 | 2019 | 60 | 22 | 1113 | 44083.3 | 116 | 2211 | -82.5589 | 28.3658 | 1700 | 125 | 120 | 213&99 | 154.4 | N | Natural Gas, Distillate Fuel Oil | Y | N | N | 9999 | N |  | Combustion Turbine | 2373 | 2363.76 | 10882
55414_G_G301 | FL | 12101 | SHADY HILLS POWER COMPANY, L.L.C. | Shady Hills Generating Station | 2712911 | 41363513 | 55414 | GT301 | 55414 | G301 | 1010373 | 3 | 50.7 | 1.038 | 11.5 | 11.5 | 0.211 | 11.0138 | 1.05 | 12.13 | 0.319 | 2.5 | 2.5 | 0.045 | 2.3206 | 0.23 | 2019 | 60 | 22 | 1113 | 44083.3 | 116 | 2211 | -82.558 | 28.3657 | 1700 | 125 | 120 | 213&99 | 154.4 | N | Natural Gas, Distillate Fuel Oil | Y | N | N | 9999 | N |  | Combustion Turbine | 2344 | 2333.3806 | 10882
8048_B_2 | FL | 12101 | DUKE ENERGY FLORIDA, LLC. | Anclote | 717211 | 46337913 | 8048 | 2 | 8048 | 2 | 1010017 | 2 | 1185.5 | 5.4 | 66.4469 | 99.6704 | 48.0866 |  | 72 | 728.5 | 4.36 | 53.7903 | 53.7903 | 38.9272 |  | 49.9 | 2019 | 499 | 24 | 350 | 57338.3 | 126.7 | 2211 | -82.7883 | 28.1844 | 4960 | 125 | 120 |  | 505 | N | Natural Gas, Residual Fuel Oil | Y | N | N | 9999 | N |  | O/G Steam | 6970 | 6970.3696 | 11026
8048_B_1 | FL | 12101 | DUKE ENERGY FLORIDA, LLC. | Anclote | 717211 | 46338013 | 8048 | 1 | 8048 | 1 | 1010017 | 1 | 1453.7 | 5.7 | 70.4409 | 105.6614 | 50.977 |  | 77 | 606.8 | 3.22 | 39.8287 | 39.8287 | 28.8234 |  | 29 | 2019 | 499 | 24 | 350 | 57338.3 | 126.7 | 2211 | -82.7883 | 28.1844 | 5070 | 125 | 120 |  | 498 | N | Natural Gas, Residual Fuel Oil | Y | N | N | 9999 | N |  | O/G Steam | 7203 | 7203.4507 | 10967
50666_B_B3 | FL | 12101 | PASCO COUNTY | Pasco Cnty Solid Waste Resource Recovery | 717311 | 46336813 |  |  | 50666 | B3 | 1010056 | 3 | 231.8152 | 9.974 | 0.50416 | 0.68507 | 0.00704 |  | 7.3743 | 271.6583 | 7.2237 | 1.9341 | 2.1586 | 0.37293 |  | 11.0099 | 2019 | 275 | 4.7 | 250 | 1421.7 | 81.9 | 562219 | -82.5602 | 28.3694 | 140 | 103 | 270 | 127&140&141 | 8.7 | N | MSW | N | Y | N | 9999 | N |  | Municipal Solid Waste | 8247 |  | 18381
50666_B_B2 | FL | 12101 | PASCO COUNTY | Pasco Cnty Solid Waste Resource Recovery | 717311 | 46336913 |  |  | 50666 | B2 | 1010056 | 2 | 246.6718 | 10.6136 | 0.97098 | 1.2523 | 0.00726 |  | 6.2971 | 251.7434 | 11.3446 | 1.9338 | 2.2542 | 0.23884 |  | 7.4482 | 2019 | 275 | 4.7 | 250 | 1421.7 | 81.9 | 562219 | -82.5602 | 28.3693 | 140 | 103 | 270 | 127&140&141 | 8.7 | N | MSW | N | Y | N | 9999 | N |  | Municipal Solid Waste | 8175 |  | 18381
50666_B_B1 | FL | 12101 | PASCO COUNTY | Pasco Cnty Solid Waste Resource Recovery | 717311 | 46337213 |  |  | 50666 | B1 | 1010056 | 1 | 235.3826 | 8.4813 | 0.81952 | 1.0539 | 0.009048 |  | 6.07 | 247.676 | 7.395 | 1.2165 | 1.4171 | 0.19079 |  | 7.8724 | 2019 | 275 | 4.7 | 250 | 1421.7 | 81.9 | 562219 | -82.5602 | 28.3694 | 140 | 103 | 270 | 127&140&141 | 8.7 | N | MSW | N | Y | N | 9999 | N |  | Municipal Solid Waste | 8171 |  | 18381
630_G_P3 | FL | 12103 | DUKE ENERGY FLORIDA, LLC |  | 2744411 | 41361513 | 630 | P3 |  |  | 1030012 | 6 | 43.8 | 0.04 | 0.73231 | 0.73231 | 0.13609 | 3.0848 | 5.3141 | 25.6831 | 0.028804 | 0.31684 | 0.31684 | 0.10081 |  | 3.9365 | 2019 | 55 | 15.1 | 850 | 16666.7 | 93.1 | 2211 | -82.6616 | 28.0031 | 631 | 125 | 120 |  |  |  |  | Y | N | N |  | N |  |  | 260 | 260.1
630_G_P1 | FL | 12103 | DUKE ENERGY FLORIDA, LLC |  | 2744411 | 41361613 | 630 | P1 |  |  | 1030012 | 4 | 4.27 | 0.0109 | 0.15373 | 0.15374 | 0.028435 | 0.64623 | 1.1097 | 0.18109 | 0.000402 | 0.004426 | 0.004426 | 0.001409 |  | 0.054999 | 2019 | 55 | 15.1 | 850 | 16666.7 | 93.1 | 2211 | -82.6609 | 28.003 | 566 | 125 | 120 |  |  |  |  | Y | N | N |  | N |  |  | 73 | 73.09
630_G_P4 | FL | 12103 | DUKE ENERGY FLORIDA, LLC |  | 2744411 | 41361813 | 630 | P4 |  |  | 1030012 | 7 | 26.9 | 0.04 | 0.81823 | 0.81823 | 0.15206 | 3.4467 | 5.9376 | 18.0985 | 0.030938 | 0.34031 | 0.34031 | 0.10828 |  | 4.2281 | 2019 | 55 | 15.1 | 850 | 16666.7 | 93.1 | 2211 | -82.662 | 28.0031 | 631 | 125 | 120 |  |  |  |  | Y | N | N |  | N |  |  | 279 | 279.04
630_G_P2 | FL | 12103 | DUKE ENERGY FLORIDA, LLC |  | 2744411 | 41361913 | 630 | P2 |  |  | 1030012 | 5 | 21.54 | 0.04 | 0.67639 | 0.67639 | 0.1257 | 2.8492 | 4.9083 | 10.0865 | 0.019031 | 0.20934 | 0.20934 | 0.066609 |  | 2.6009 | 2019 | 56 | 15.1 | 850 | 16666.7 | 93.1 | 2211 | -82.6612 | 28.0031 | 566 | 125 | 120 |  |  |  |  | Y | N | N |  | N |  |  | 283 | 282.8599
627_G_P3 | FL | 12103 | DUKE ENERGY FLORIDA, LLC | Bayboro | 2744511 | 41360913 | 627 |  | 627 | P3;P3 | 1030013 | 3 | 3.78 | 0 | 0.063884 | 0.065385 | 0.002366 |  | 0.019044 | 3.3316 | 0.016897 | 0.052914 | 0.054157 | 0.00196 |  | 0.015774 | 2019 | 40 | 22.9 | 900 | 8837.9 | 21 | 2211 | -82.6351 | 27.7581 | 774 | 125 | 120 |  | 43 | N | Distillate Fuel Oil | Y | N | N | 9999 | N |  | Combustion Turbine | 23 | 22.3 | 14615
627_G_P4 | FL | 12103 | DUKE ENERGY FLORIDA, LLC | Bayboro | 2744511 | 41361113 | 627 |  | 627 | P4;P4 | 1030013 | 4 | 4.76 | 0 | 0.071549 | 0.074328 | 0.00265 |  | 0.021329 | 4.7759 | 0.023001 | 0.072029 | 0.073721 | 0.002668 |  | 0.021472 | 2019 | 40 | 22.9 | 900 | 8837.9 | 21 | 2211 | -82.6351 | 27.7581 | 774 | 125 | 120 |  | 43 | N | Distillate Fuel Oil | Y | N | N | 9999 | N |  | Combustion Turbine | 25 | 24.17 | 14615
627_G_P1 | FL | 12103 | DUKE ENERGY FLORIDA, LLC | Bayboro | 2744511 | 41361313 | 627 |  | 627 | P1;P1 | 1030013 | 1 | 3.1 | 0 | 0.045741 | 0.047518 | 0.001694 |  | 0.013636 | 3.769 | 0.018251 | 0.057154 | 0.058496 | 0.002117 |  | 0.017038 | 2019 | 40 | 22.9 | 900 | 8837.9 | 21 | 2211 | -82.6351 | 27.7581 | 774 | 125 | 120 |  | 44 | N | Distillate Fuel Oil | Y | N | N | 9999 | N |  | Combustion Turbine | 17 | 17.37 | 14613
627_G_P2 | FL | 12103 | DUKE ENERGY FLORIDA, LLC | Bayboro | 2744511 | 41361413 | 627 |  | 627 | P2;P2 | 1030013 | 2 | 1.85 | 0 | 0.029035 | 0.030163 | 0.001075 |  | 0.008655 | 5.3787 | 0.026705 | 0.083626 | 0.08559 | 0.003097 |  | 0.024929 | 2019 | 40 | 22.9 | 900 | 8837.9 | 21 | 2211 | -82.6351 | 27.7581 | 774 | 125 | 120 |  | 41 | N | Distillate Fuel Oil | Y | N | N | 9999 | N |  | Combustion Turbine | 12 | 11.47 | 14615
634_G_P3 | FL | 12103 | DUKE ENERGY FLORIDA, LLC | P L Bartow | 751811 | 46315413 | 634 | P3 | 634 | P3 | 1030011 | 7 | 1.33 | 0.05 | 0.046589 | 0.093025 | 0.001046 |  | 0.1224 | 5.9325 | 0.19744 | 0.093322 | 0.31006 | 0.003485 |  | 0.40797 | 2019 | 45 | 17.9 | 930 | 17388.3 | 69.1 | 2211 | -82.6011 | 27.8614 | 714 | 125 | 120 |  | 41 | N | Distillate Fuel Oil | Y | N | N | 9999 | N |  | Combustion Turbine | 11 | 11.26 | 15776
634_G_P2 | FL | 12103 | DUKE ENERGY FLORIDA, LLC | P L Bartow | 751811 | 46315613 | 634 | P2 | 634 | P2 | 1030011 | 6 | 41.5 | 0.08 | 1.5098 | 1.5098 | 0.28059 |  | 10.9564 | 31.0049 | 0.074342 | 0.98137 | 1.0081 | 0.18207 |  | 7.0927 | 2019 | 45 | 17.9 | 930 | 17388.3 | 69.1 | 2211 | -82.6011 | 27.8614 | 714 | 125 | 120 |  | 41 | N | Natural Gas, Distillate Fuel Oil | Y | N | N | 9999 | N |  | Combustion Turbine | 458 | 457.5899 | 15779
634_G_P4 | FL | 12103 | DUKE ENERGY FLORIDA, LLC | P L Bartow | 751811 | 46315713 | 634 | P4 | 634 | P4 | 1030011 | 8 | 54.93 | 0.15 | 1.819 | 1.829 | 0.34549 |  | 13.1456 | 30.7378 | 0.05 | 0.83298 | 0.83299 | 0.15479 |  | 6.0444 | 2019 | 45 | 17.9 | 930 | 17388.3 | 69.1 | 2211 | -82.6011 | 27.8614 | 714 | 125 | 120 |  | 45 | N | Natural Gas, Distillate Fuel Oil | Y | N | N | 9999 | N |  | Combustion Turbine | 550 | 550.4702 | 15776
634_G_P1 | FL | 12103 | DUKE ENERGY FLORIDA, LLC | P L Bartow | 751811 | 46316313 | 634 | P1 | 634 | P1 | 1030011 | 5 | 1.35 | 0.06 | 0.050337 | 0.10051 | 0.00113 |  | 0.13225 | 12.9439 | 0.43078 | 0.20362 | 0.6765 | 0.007603 |  | 0.89013 | 2019 | 45 | 17.9 | 930 | 17388.3 | 69.1 | 2211 | -82.6011 | 27.8614 | 714 | 125 | 120 |  | 41 | N | Distillate Fuel Oil | Y | N | N | 9999 | N |  | Combustion Turbine | 13 | 12.78 | 15776
634_G_4AGT | FL | 12103 | DUKE ENERGY FLORIDA, LLC | P L Bartow | 751811 | 67282113 | 634 | 4A | 634 | 4AGT | 1030011 | 38 | 225.1 | 4.5 | 49.3681 | 49.3681 | 5.7908 | 0.011426 | 77.5192 | 188.7 | 3.56 | 39.136 | 39.136 | 4.6357 | 0.001062 | 132.7 | 2019 | 132 | 18 | 190 | 17780.2 | 69.9 | 2211 | -82.6011 | 27.8614 | 1970 | 125 | 140 |  | 189 | N | Natural Gas, Distillate Fuel Oil | Y | N | N | 9999 | N |  | Combined Cycle | 8328 | 8328.291 | 7814
634_G_4BGT | FL | 12103 | DUKE ENERGY FLORIDA, LLC | P L Bartow | 751811 | 67282213 | 634 | 4B | 634 | 4BGT | 1030011 | 39 | 182.2 | 3.5 | 39.0543 | 39.0543 | 4.3047 | 0.010795 | 85.0164 | 137 | 2.73 | 30.0155 | 30.0155 | 3.2003 | 0.000732 | 84.1 | 2019 | 132 | 18 | 190 | 17780.2 | 69.9 | 2211 | -82.6011 | 27.8614 | 1970 | 125 | 140 |  | 187 | N | Natural Gas, Distillate Fuel Oil | Y | N | N | 9999 | N |  | Combined Cycle | 6830 | 6830.1294 | 7814
634_G_4CGT | FL | 12103 | DUKE ENERGY FLORIDA, LLC | P L Bartow | 751811 | 67282313 | 634 | 4C | 634 | 4CGT | 1030011 | 40 | 213.1 | 4.2 | 46.0992 | 46.0992 | 3.0737 | 0.005088 | 98.8196 | 215.9 | 3.92 | 43.1465 | 43.1465 | 2.6741 | 0.000732 | 108.9 | 2019 | 132 | 18 | 650 | 17780.2 | 69.9 | 2211 | -82.6011 | 27.8614 | 1970 | 125 | 140 |  | 192 | N | Natural Gas, Distillate Fuel Oil | Y | N | N | 9999 | N |  | Combined Cycle | 7827 | 7826.8701 | 7814
634_G_4DGT | FL | 12103 | DUKE ENERGY FLORIDA, LLC | P L Bartow | 751811 | 67282413 | 634 | 4D | 634 | 4DGT | 1030011 | 41 | 204.6 | 3.7 | 40.7359 | 40.7359 | 2.8066 | 0.013767 | 62.7169 | 193.2 | 3.62 | 39.8023 | 39.8023 | 2.4649 | 0.000782 | 80.3 | 2019 | 132 | 18 | 190 | 17780.2 | 69.9 | 2211 | -82.6011 | 27.8614 | 1970 | 125 | 140 |  | 187 | N | Natural Gas, Distillate Fuel Oil | Y | N | N | 9999 | N | 634_G_4DGT;634_G_4ST | Combined Cycle | 6992 | 6992.1606 | 7814
50884_B_B101 | FL | 12103 | PINELLAS CO. BOARD OF CO. COMMISSIONERS | Pinellas County Resource Recovery | 843011 | 46213813 |  |  | 50884 | B101 | 1030117 | 1 | 397.104 | 55.1189 | 15.796 | 21.0654 | 3.1246 | 38.8944 | 45.4187 | 389.1277 | 26.2008 | 11.9438 | 11.9438 | 3.3129 | 38.894 | 39.9448 | 2019 | 165 | 8.5 | 270 | 4052 | 71.4 | 562219 | -82.6733 | 27.8735 | 458 | 103 | 270 | 127&140&41&48 | 20.6 | N | MSW | N | Y | N | 9999 | N |  | Municipal Solid Waste | 6584 |  | 20539
50884_B_B102 | FL | 12103 | PINELLAS CO. BOARD OF CO. COMMISSIONERS | Pinellas County Resource Recovery | 843011 | 46213913 |  |  | 50884 | B102 | 1030117 | 2 | 399.639 | 44.6195 | 23.0458 | 27.6128 | 3.1637 | 30.4055 | 42.3383 | 405.8292 | 28.3952 | 6.6007 | 6.6007 | 3.3549 | 30.396 | 35.9446 | 2019 | 165 | 8.5 | 270 | 4052 | 71.4 | 562219 | -82.6733 | 27.8735 | 458 | 103 | 270 | 127&140&41&48 | 20.6 | N | MSW | N | Y | N | 9999 | N |  | Municipal Solid Waste | 6632 |  | 20539
50884_B_B103 | FL | 12103 | PINELLAS CO. BOARD OF CO. COMMISSIONERS | Pinellas County Resource Recovery | 843011 | 46214613 |  |  | 50884 | B103 | 1030117 | 3 | 406.1318 | 48.2192 | 21.4463 | 22.0445 | 3.158 | 34.3002 | 49.4331 | 440.4321 | 26.1662 | 5.3075 | 5.3075 | 3.0219 | 34.3882 | 36.5266 | 2019 | 165 | 8.5 | 270 | 4052 | 71.4 | 562219 | -82.6733 | 27.8735 | 458 | 103 | 270 | 127&140&41&48 | 17 | N | MSW | N | Y | N | 9999 | N |  | Municipal Solid Waste | 6620 |  | 20560
7997_G_WD04 | FL | 12105 | LAKELAND ELECTRIC | Winston | 1889311 | 41747313 |  |  | 7997 | WD04 | 1050352 | 16 | 0.037081 | 0.000161 | 0.012333 | 0.012333 | 0.040377 | 0.000703 | 0.003619 | 0.008228 | 2.5e-05 | 0.0027406 | 0.0027406 | 0.008973 | 0.000156 | 0.000466 | 2019 | 34 | 2.3 | 740 | 355.8 | 85.6 | 2211 | -82.0151 | 28.0288 | 29 | 125 | 160 | 139 | 2.5 | N | Distillate Fuel Oil | N | N | N | 9999 | N |  | Combustion Turbine | 20 |  | 25000
7997_G_WD01 | FL | 12105 | LAKELAND ELECTRIC | Winston | 1889311 | 41747613 |  |  | 7997 | WD01 | 1050352 | 1 | 0.040658 | 0.000176 | 0.013522 | 0.013522 | 0.044271 | 0.00077 | 0.002883 | 0.025815 | 8e-05 | 0.0085982 | 0.0085982 | 0.02815 | 0.000489 | 0.001619 | 2019 | 34 | 2.3 | 740 | 355.8 | 85.6 | 2211 | -82.0151 | 28.0288 | 29 | 125 | 160 | 139 | 2.5 | N | Distillate Fuel Oil | N | N | N | 9999 | N |  | Combustion Turbine | 22 |  | 25000
7997_G_WD03 | FL | 12105 | LAKELAND ELECTRIC | Winston | 1889311 | 41747813 |  |  | 7997 | WD03 | 1050352 | 11 | 0.02008 | 8.7e-05 | 0.0066783 | 0.0066783 | 0.021865 | 0.000381 | 0.00196 | 0.039988 | 0.000124 | 0.013319 | 0.013319 | 0.043606 | 0.000757 | 0.001781 | 2019 | 34 | 2.3 | 740 | 355.8 | 85.6 | 2211 | -82.0151 | 28.0288 | 29 | 125 | 160 | 139 | 2.5 | N | Distillate Fuel Oil | N | N | N | 9999 | N |  | Combustion Turbine | 11 |  | 25000
7997_G_WD02 | FL | 12105 | LAKELAND ELECTRIC | Winston | 1889311 | 41748313 |  |  | 7997 | WD02 | 1050352 | 6 | 0.021506 | 9.3e-05 | 0.0071526 | 0.0071526 | 0.023418 | 0.000408 | 0.002049 | 0.041412 | 0.000128 | 0.013793 | 0.013793 | 0.045159 | 0.000784 | 0.002598 | 2019 | 34 | 2.3 | 740 | 355.8 | 85.6 | 2211 | -82.0151 | 28.0288 | 29 | 125 | 160 | 139 | 2.5 | N | Distillate Fuel Oil | N | N | N | 9999 | N |  | Combustion Turbine | 12 |  | 25000
54529_B_0001 | FL | 12105 | WHEELABRATOR RIDGE ENERGY INC. |  | 2312311 | 39754413 |  |  |  |  | 1050216 | 1 | 254.74 | 190.27 | 35.897 | 36.4301 | 47.15 |  | 476.38 | 29.237 | 16.089 | 0.47326 | 0.50814 | 0.44288 |  | 16.781 | 2019 | 325 | 10 | 276 | 5044.9 | 64.2 | 2211 | -81.8475 | 28.0278 | 630 | 125 | 100 | 127&140&42 |  |  |  | N | Y | N |  | N |  |  | 6371
54426_G_GT1 | FL | 12105 | POLK POWER PARTNERS, L.P. | Mulberry Cogeneration Facility | 2312411 | 39754313 | 54426 | 1 | 54426 | GT1 | 1050217 | 1 | 70.2 | 0.2028 | 10.5492 | 10.5492 | 3.3566 |  | 0.1228 | 65.1 | 0.3005 | 11.3436 | 11.3436 | 3.6093 |  | 0.5924 | 2019 | 125 | 15 | 220 | 11322.1 | 64.1 | 2211 | -81.8775 | 27.8489 | 970 | 125 | 120 | 99 | 76 | Y | Natural Gas, Distillate Fuel Oil | Y | N | N | 9999 | N | 54426_G_ST1;54426_G_GT1 | Combined Cycle | 3581 | 3580.9858 | 7782
54365_G_APC2 | FL | 12105 | ORANGE COGENERATION LIMITED PARTNERSHIP | Orange Cogeneration Facility | 3197811 | 39670713 | 54365 | 2 | 54365 | APC2 | 1050231 | 2 | 43.2 | 0.1173 | 6.8913 | 6.8913 | 7.9713 |  | 34.933 | 41.6 | 0.149 | 4.4435 | 4.4435 | 18.1977 |  | 52.4008 | 2019 | 100 | 11 | 230 | 4977.5 | 52.4 | 2211 | -81.8247 | 27.8705 | 410 | 125 | 120 | 205&99 | 43 | Y | Natural Gas | Y | N | N | 9999 | N |  | Combined Cycle | 4689 | 4686.665 | 7328
54365_G_APC1 | FL | 12105 | ORANGE COGENERATION LIMITED PARTNERSHIP | Orange Cogeneration Facility | 3197811 | 39670813 | 54365 | 1 | 54365 | APC1 | 1050231 | 1 | 43.1 | 0.1122 | 6.4119 | 6.4119 | 1.8272 |  | 22.1548 | 36.4 | 0.1338 | 3.5965 | 3.5965 | 9.7126 |  | 32.6507 | 2019 | 100 | 11 | 230 | 4977.5 | 52.4 | 2211 | -81.8247 | 27.8705 | 410 | 125 | 120 | 205&99 | 43 | Y | Natural Gas | Y | N | N | 9999 | N |  | Combined Cycle | 4568 | 4567.9736 | 7328
54365_G_APC3 | FL | 12105 | ORANGE COGENERATION LIMITED PARTNERSHIP | Orange Cogeneration Facility | 3197811 | 67212913 |  |  | 54365 | APC3 | 1050231 | 3 | 12.3025 | 0.052277 | 0.4303 | 0.4303 | 0 |  | 0 | 22.6371 | 0.086287 | 0.71032 | 0.71032 |  |  |  | 2019 | 65 | 3.7 | 305 | 495.5 | 46 | 2211 | -81.8247 | 27.8705 | 100 | 125 | 100 | 205&99 | 24.6 | Y | Natural Gas | N | Y | N | 9999 | N |  | Combined Cycle | 3515 |  | 7328
7302_G_1GT | FL | 12105 | DUKE ENERGY FLORIDA, LLC | Hines Energy Complex | 552011 | 48264613 | 7302 | 1A | 7302 | 1GT | 1050234 | 1 | 188.52 | 3.62 | 52.2566 | 52.2566 | 1.1412 | 11.4124 | 6.0065 | 186.41 | 3.03 | 44.1155 | 44.1155 | 0.96344 | 9.6344 | 6.0849 | 2019 | 125 | 19 | 190 | 16825 | 59.3 | 2211 | -81.8694 | 27.7888 | 2020 | 125 | 120 | 139&205&213&99 | 163 | N | Natural Gas, Distillate Fuel Oil | Y | N | N | 9999 | N |  | Combined Cycle | 7709 | 7709.4404 | 7166
7302_G_1GT2 | FL | 12105 | DUKE ENERGY FLORIDA, LLC | Hines Energy Complex | 552011 | 48264713 | 7302 | 1B | 7302 | 1GT2 | 1050234 | 2 | 161.8 | 3.42 | 52.0528 | 52.0528 | 2.365 | 19.2369 | 5.6579 | 175.49 | 2.86 | 44.196 | 44.196 | 2.008 | 16.3333 | 5.7647 | 2019 | 125 | 19 | 190 | 16825 | 59.3 | 2211 | -81.8712 | 27.7887 | 2020 | 125 | 120 | 139&205&213&99 | 169 | N | Natural Gas, Distillate Fuel Oil | Y | N | N | 9999 | N |  | Combined Cycle | 7209 | 7208.8804 | 7166
7302_G_2GT | FL | 12105 | DUKE ENERGY FLORIDA, LLC | Hines Energy Complex | 552011 | 67213413 | 7302 | 2A | 7302 | 2GT | 1050234 | 14 | 60.22 | 3.6 | 54.451 | 54.451 | 3.3508 | 4.0689 | 68.7 | 73.52 | 3.78 | 57.4091 | 57.4091 | 3.5329 | 4.8577 | 84.51 | 2019 | 125 | 19 | 190 | 16825 | 59.3 | 2211 | -81.8712 | 27.7887 | 2050 | 125 | 120 | 139&205&213&99 | 172 | N | Natural Gas, Distillate Fuel Oil | Y | N | N | 9999 | N |  | Combined Cycle | 7171 | 7171.1597 | 7166
7302_G_2GT2 | FL | 12105 | DUKE ENERGY FLORIDA, LLC | Hines Energy Complex | 552011 | 67213513 | 7302 | 2B | 7302 | 2GT2 | 1050234 | 15 | 55.01 | 3.4 | 51.3787 | 51.3787 | 5.2508 | 5.4202 | 83 | 71.48 | 3.62 | 55.106 | 55.106 | 5.6317 | 13.7462 | 110.71 | 2019 | 125 | 19 | 190 | 16825 | 59.3 | 2211 | -81.8712 | 27.7887 | 2050 | 125 | 120 | 139&205&213&99 | 175 | N | Natural Gas, Distillate Fuel Oil | Y | N | N | 9999 | N |  | Combined Cycle | 6789 | 6786.9297 | 7166
7302_G_3GT | FL | 12105 | DUKE ENERGY FLORIDA, LLC | Hines Energy Complex | 552011 | 67213613 | 7302 | 3A | 7302 | 3GT | 1050234 | 16 | 47.2 | 3.14 | 46.8691 | 46.8694 | 3.7674 | 12.2526 | 77.07 | 43.08 | 3.12 | 46.4279 | 46.4283 | 3.7345 | 13.9933 | 100.88 | 2019 | 125 | 19 | 190 | 16844.4 | 59.4 | 2211 | -81.8694 | 27.7886 | 2050 | 125 | 120 | 139&205&213&99 | 173 | N | Natural Gas, Distillate Fuel Oil | Y | N | N | 9999 | N |  | Combined Cycle | 6347 | 6346.7002 | 7166
7302_G_3GT2 | FL | 12105 | DUKE ENERGY FLORIDA, LLC | Hines Energy Complex | 552011 | 67213713 | 7302 | 3B | 7302 | 3GT2 | 1050234 | 17 | 50.5 | 3.65 | 54.0269 | 54.0269 | 4.1559 | 14.6644 | 63 | 41.47 | 3.47 | 49.2291 | 49.2291 | 3.7869 | 16.2294 | 80.8 | 2019 | 125 | 19 | 190 | 16844.4 | 59.4 | 2211 | -81.8694 | 27.7886 | 2050 | 125 | 120 | 139&205 | 173 | N | Natural Gas, Distillate Fuel Oil | Y | N | N | 9999 | N |  | Combined Cycle | 7307 | 7306.9507 | 7166
7302_G_4GT | FL | 12105 | DUKE ENERGY FLORIDA, LLC | Hines Energy Complex | 552011 | 67213813 | 7302 | 4A | 7302 | 4GT | 1050234 | 18 | 35.23 | 2.6 | 39.1433 | 39.1437 | 3.1503 | 1.8367 | 27.3 | 47.12 | 3.49 | 52.555 | 52.5555 | 4.2156 | 1.9634 | 21.64 | 2019 | 125 | 18 | 202 | 17271.2 | 67.9 | 2211 | -81.8712 | 27.7887 | 1920 | 125 | 120 | 25&65 | 176 | N | Natural Gas, Distillate Fuel Oil | Y | N | N | 9999 | N |  | Combined Cycle | 5340 | 5339.7495 | 7166
7302_G_4GT2 | FL | 12105 | DUKE ENERGY FLORIDA, LLC | Hines Energy Complex | 552011 | 67213913 | 7302 | 4B | 7302 | 4GT2 | 1050234 | 19 | 35.29 | 2.741 | 41.4545 | 41.4545 | 3.2804 | 0.69298 | 8.71 | 44.24 | 3.25 | 48.8716 | 48.8716 | 3.8667 | 0.80556 | 37.23 | 2019 | 125 | 18 | 202 | 17271.2 | 67.9 | 2211 | -81.8712 | 27.7887 | 1920 | 125 | 120 | 25&65 | 175 | N | Natural Gas, Distillate Fuel Oil | Y | N | N | 9999 | N | 7302_G_4ST;7302_G_4GT2 | Combined Cycle | 5611 | 5640.6899 | 7166
676_B_3 | FL | 12105 | C.D. MCINTOSH, JR. POWER PLANT | C D McIntosh Jr | 643111 | 46452713 | 676 | 3 | 676 | 3 | 1050004 | 6 | 1204.6 | 1270.5 | 53.9617 | 55.205 | 21.6581 | 1.9823 | 360.9594 | 971.5 | 843.5 | 137.69 | 137.69 | 17.5666 | 2.4999 | 292.9033 | 2019 | 250 | 18 | 125 | 21008.9 | 82.6 | 2211 | -81.9223 | 28.0801 | 3640 | 125 | 100 | 128&141&204&205&215&99 | 342 | N | Bituminous | Y | N | N | 2024 | N |  | Coal Steam | 6511 | 6512.8994 | 11263
676_B_2 | FL | 12105 | C.D. MCINTOSH, JR. POWER PLANT | C D McIntosh Jr | 643111 | 46452813 | 676 | 2 | 676 | 2 | 1050004 | 5 | 12.6 | 0.5 | 2.2981 | 2.3431 | 1.6375 | 0.95419 | 24.9261 |  |  | 0.48562 | 0.51688 |  |  |  | 2017 | 157 | 10.5 | 277 | 6336.7 | 73.2 | 2211 | -81.9253 | 28.0816 | 1180 | 125 | 100 | 26 | 106 | N | Natural Gas | Y | N | N | 9999 | N |  | O/G Steam | 1556 | 1557.5299 | 14500
676_G_GT1 | FL | 12105 | C.D. MCINTOSH, JR. POWER PLANT | C D McIntosh Jr | 643111 | 46452913 |  |  | 676 | GT1 | 1050004 | 4 | 0.30995 | 0.000229 | 0.006376 | 0.006376 | 0.002022 |  | 0.078922 | 0.66117 | 0.000349 | 0.013638 | 0.013638 | 0.00434 |  | 0.16942 | 2019 | 35 | 13.5 | 900 | 11372.2 | 79.5 | 2211 | -81.9253 | 28.0816 | 330 | 125 | 120 |  | 16 | N | Natural Gas, Distillate Fuel Oil | N | N | N | 9999 | N |  | Combustion Turbine | 10 |  | 10745
676_G_5CT | FL | 12105 | C.D. MCINTOSH, JR. POWER PLANT | C D McIntosh Jr | 643111 | 46453113 | 676 | 5 | 676 | 5CT | 1050004 | 28 | 142.3 | 3.5 | 41.2522 | 41.2522 | 1.5116 | 55.6211 | 10.6349 | 190.5 | 4.6 | 53.6739 | 53.6739 | 17.1771 | 72.5254 | 12.3366 | 2019 | 300 | 20 | 187 | 21190.5 | 67.5 | 2211 | -81.9278 | 28.0844 | 2410 | 125 | 140 | 109&205&213 | 215 | N | Natural Gas | Y | N | N | 9999 | N | 676_G_5CT;676_G_5ST | Combined Cycle | 6455 | 6456.2695 | 7296
676_G_IC1 | FL | 12105 | C.D. MCINTOSH, JR. POWER PLANT | C D McIntosh Jr | 643111 | 46453513 |  |  | 676 | IC1 | 1050004 | 2 | 0.37388 | 0.004677 | 0.009321 | 0.009321 | 0.030517 |  | 0.08047 | 0.43428 | 0.006971 | 0.010827 | 0.010827 | 0.035447 |  | 0.09347 | 2019 | 20 | 2.6 | 715 | 408.8 | 77 | 2211 | -81.9253 | 28.0816 | 28 | 125 | 160 |  | 2.5 | N | Distillate Fuel Oil | N | N | N | 9999 | N |  | Combustion Turbine | 7 |  | 11882
7242_G_2 | FL | 12105 | TAMPA ELECTRIC COMPANY-POLK | Polk | 751911 | 111793713 | 7242 | **2 | 7242 | 2 | 1050233 | 20 | [7 empty] | 36.4 | 2.9 | 33.6773 | 33.8858 | 5.3115 | 9.7047 | 5.4092 | 2019 | 130 | 19 | 210 | 17131.7 | 60.4 | 221112 | -81.9898 | 27.727 | 1950 | 125 | 120 |  | 150 | N | Natural Gas, Distillate Fuel Oil | Y | N | N | 9999 | N |  | Combined Cycle |  | 6458.25 | 7482
7242_G_3 | FL | 12105 | TAMPA ELECTRIC COMPANY-POLK | Polk | 751911 | 111793813 | 7242 | **3 | 7242 | 3 | 1050233 | 21 | [7 empty] | 38.4 | 3.2 | 36.6763 | 36.8525 | 12.2697 | 13.5884 | 7.0197 | 2019 | 130 | 19 | 210 | 17131.7 | 60.4 | 221112 | -81.9898 | 27.727 | 1950 | 125 | 120 |  | 150 | N | Natural Gas, Distillate Fuel Oil | Y | N | N | 9999 | N |  | Combined Cycle |  | 7049 | 7482
7242_G_4 | FL | 12105 | TAMPA ELECTRIC COMPANY-POLK | Polk | 751911 | 111793913 | 7242 | **4 | 7242 | 4 | 1050233 | 22 | [7 empty] | 43.2 | 3.3 | 37.797 | 37.797 | 3.9713 | 11.0852 | 6.7019 | 2019 | 130 | 19 | 210 | 17131.7 | 60.4 | 221112 | -81.9898 | 27.727 | 1950 | 125 | 120 |  | 150 | N | Natural Gas, Distillate Fuel Oil | Y | N | N | 9999 | N |  | Combined Cycle |  | 7245 | 7482
7242_G_5 | FL | 12105 | TAMPA ELECTRIC COMPANY-POLK | Polk | 751911 | 111794013 | 7242 | **5 | 7242 | 5 | 1050233 | 23 | [7 empty] | 41.6 | 2.9 | 36.5348 | 36.5348 | 7.9405 | 8.6454 | 6.1102 | 2019 | 130 | 19 | 210 | 17131.7 | 60.4 | 221112 | -81.9898 | 27.727 | 1950 | 125 | 120 |  | 150 | N | Natural Gas, Distillate Fuel Oil | Y | N | N | 9999 | N |  | Combined Cycle |  | 7113.25 | 7482
7242_G_3 | FL | 12105 | TAMPA ELECTRIC COMPANY | Polk | 751911 | 46314213 | 7242 | **3 | 7242 | 3 | 1050233 | 10 | 13.954 | 0.245 | 2.7897 | 2.7899 | 1.6407 |  | 17.0207 | [8 empty] | 114 | 29 | 1117 | 39734.2 | 60.2 | 2211 | -81.9898 | 27.727 | 1950 | 125 | 120 |  | 150 | N | Natural Gas, Distillate Fuel Oil | Y | N | N | 9999 | N |  | Combined Cycle | 709 | 951 | 7482
7242_G_1CT | FL | 12105 | TAMPA ELECTRIC COMPANY-POLK | Polk | 751911 | 46314613 | 7242 | **1 | 7242 | 1CT | 1050233 | 1 | 403.6 | 938.2 | 106.4102 | 109.5268 | 25.5967 |  | 82.3346 | 353.2 | 1.66 | 18.4058 | 29.8397 | 9.5564 |  | 13.488 | 2019 | 150 | 19 | 340 | 21500 | 75.8 | 2211 | -81.9895 | 27.7288 | 1640 | 125 | 140 |  | 161 | N | Bituminous | Y | N | N | 9999 | N | 7242_G_1CT;7242_G_1CA | IGCC | 6082 | 7087.25 | 10105
7242_G_2 | FL | 12105 | TAMPA ELECTRIC COMPANY | Polk | 751911 | 46314713 | 7242 | **2 | 7242 | 2 | 1050233 | 9 | 11.66 | 0.22 | 3.7084 | 3.7085 | 1.2625 |  | 15.5673 | [8 empty] | 114 | 29 | 1117 | 39734.2 | 60.2 | 2211 | -81.9898 | 27.727 | 1950 | 125 | 120 |  | 150 | N | Natural Gas, Distillate Fuel Oil | Y | N | N | 9999 | N |  | Combined Cycle | 634 | 1209.75 | 7482
7242_G_4 | FL | 12105 | TAMPA ELECTRIC COMPANY | Polk | 751911 | 67213113 | 7242 | **4 | 7242 | 4 | 1050233 | 13 | 15.481 | 0.28 | 3.4949 | 3.4949 |  |  | 15.1 | [8 empty] | 114 | 18 | 1117 | 39893.1 | 156.8 | 2211 | -81.9898 | 27.727 | 1950 | 125 | 120 | 205 | 150 | N | Natural Gas, Distillate Fuel Oil | Y | N | N | 9999 | N |  | Combined Cycle | 790 | 1371.5 | 7482
7242_G_5 | FL | 12105 | TAMPA ELECTRIC COMPANY | Polk | 751911 | 67213213 | 7242 | **5 | 7242 | 5 | 1050233 | 14 | 9.326 | 0.203 | 3.9301 | 3.9301 | 2.1206 |  | 16.6 | [8 empty] | 114 | 18 | 1117 | 39893.1 | 156.8 | 2211 | -81.9898 | 27.727 | 1950 | 125 | 120 | 205 | 150 | N | Natural Gas, Distillate Fuel Oil | Y | N | N | 9999 | N |  | Combined Cycle | 580 | 1139.5 | 7482
675_G_2 | FL | 12105 | LAKELAND ELECTRIC | Larsen Memorial | 752011 | 46313413 |  |  | 675 | 2 | 1050003 | 5 | 0.18573 | 0.000257 | 0.003795 | 0.003797 | 0.001192 |  | 0.046477 | 0.59496 | 0.000422 | 0.012251 | 0.012252 | 0.00389 |  | 0.15186 | 2019 | 31 | 11.8 | 800 | 11040 | 101 | 2211 | -81.9247 | 28.0494 | 209 | 125 | 120 |  | 10 | N | Natural Gas, Distillate Fuel Oil | N | N | N | 9999 | N |  | Combustion Turbine | 8 |  | 19923
675_G_3 | FL | 12105 | LAKELAND ELECTRIC | Larsen Memorial | 752011 | 46313513 |  |  | 675 | 3 | 1050003 | 6 | 0.050292 | 0.002067 | 0.000655 | 0.000669 | 4.1e-05 |  | 0.000928 | [8 empty] | 31 | 11.8 | 800 | 11040 | 101 | 2211 | -81.9246 | 28.0494 | 209 | 125 | 120 |  | 9 | N | Natural Gas, Distillate Fuel Oil | N | N | N | 9999 | N |  | Combustion Turbine | 1 |  | 19931
675_G_8 | FL | 12105 | LAKELAND ELECTRIC | Larsen Memorial | 752011 | 46313613 | 675 | **8 | 675 | 8 | 1050003 | 8 | 18.8 | 0.3 | 3.0964 | 3.0965 | 0.98395 | 2.9882 | 9.3353 | 36.3 | 0.5 | 5.481 | 5.4811 | 1.7427 | 5.2916 | 14.6714 | 2019 | 155 | 16 | 481 | 17234.2 | 85.7 | 2211 | -81.9235 | 28.049 | 1160 | 125 | 120 | 213 | 76 | N | Natural Gas, Distillate Fuel Oil | Y | N | N | 9999 | N |  | Combined Cycle | 1406 | 1406.5305 | 11430
7699_G_CT1 | FL | 12105 | DUKE ENERGY FLORIDA, LLC | Tiger Bay | 8514711 | 959813 | 7699 | 1 | 7699 | CT1 | 1050223 | 1 | 117.57 | 2.24 | 24.6134 | 24.6134 | 7.8315 | 23.9366 | 3.7293 | 70.6 | 1.6 | 17.4826 | 17.4826 | 5.0064 | 16.8998 | 2.6489 | 2019 | 180 | 19 | 205 | 17866.7 | 63 | 2211 | -81.8492 | 27.7473 | 1710 | 125 | 120 |  | 130 | N | Natural Gas | Y | N | N | 9999 | N | 7699_G_CW1;7699_G_CT1 | Combined Cycle | 5009 | 5009.3599 | 7777
55412_G_OEC1 | FL | 12105 | DUKE ENERGY FLORIDA, LLC | Osprey Energy Center Power Plant | 9740311 | 57508013 | 55412 | CT1 | 55412 | OEC1 | 1050334 | 1 | 59.64 | 2.99 | 46.6958 | 46.6958 | 25.3 | 11.4 | 107.9 | 49.82 | 2.68 | 41.9704 | 41.9704 | 11.1814 | 4.25 | 131.43 | 2019 | 142 | 18.5 | 200 | 17018.3 | 63.3 | 2211 | -81.8083 | 28.0525 | 1880 | 125 | 140 | 139 | 171 | N | Natural Gas | Y | N | N | 9999 | N | 55412_G_OEC1;55412_G_OECS | Combined Cycle | 5751 | 5751.1504 | 7384
55412_G_OEC2 | FL | 12105 | DUKE ENERGY FLORIDA, LLC | Osprey Energy Center Power Plant | 9740311 | 57508113 | 55412 | CT2 | 55412 | OEC2 | 1050334 | 2 | 63.84 | 3.46 | 53.9986 | 53.9986 | 27.2 | 10.3 | 113.9 | 35.78 | 1.86 | 29.1063 | 29.1063 | 2.6364 | 3.71 | 302.54 | 2019 | 142 | 18.5 | 200 | 17018.3 | 63.3 | 2211 | -81.8083 | 28.0525 | 1880 | 125 | 140 | 139 | 180 | N | Natural Gas | Y | N | N | 9999 | N |  | Combined Cycle | 6767 | 6767.1104 | 7384
136_B_1 | FL | 12107 | SEMINOLE ELECTRIC COOPERATIVE, INC. | Seminole (FL) | 2474411 | 40414713 | 136 | 1 | 136 | 1 | 1070025 | 1 | 1265.99 | 3164.7023 | 518.1739 | 676.1288 | 18.4279 | 2.2138 | 1562.66 | 1089.324 | 2264.0001 | 426.3949 | 532.9811 | 15.5986 | 2.4307 | 1563.42 | 2019 | 675 | 36 | 128 | 26666.7 | 26 | 2211 | -81.6327 | 29.7337 | 7170 | 125 | 100 | 128&141&29&67&99 | 652 | N | Bituminous | Y | N | N | 2023 | N |  | Coal Steam | 7870 | 7889.2002 | 9889
136_B_2 | FL | 12107 | SEMINOLE ELECTRIC COOPERATIVE, INC. | Seminole (FL) | 2474411 | 40414813 | 136 | 2 | 136 | 2 | 1070025 | 2 | 1083.4395 | 2679.503 | 451.6568 | 585.2488 | 15.5556 | 1.8314 | 1682.38 | 1114.078 | 2299.4248 | 471.0123 | 597.5965 | 16.284 | 2.7314 | 1000.06 | 2017 | 675 | 36 | 128 | 26666.7 | 26 | 2211 | -81.6326 | 29.7337 | 7170 | 125 | 100 | 128&141&29&67&99 | 657 | N | Bituminous | Y | N | N | 9999 | N |  | Coal Steam | 6990 | 6990.9111 | 9871
56400_G_CT1 | FL | 12111 | FLORIDA MUNICIPAL POWER AGENCY | Treasure Coast Energy Center | 12779711 | 67328113 | 56400 | 1 | 56400 | CT1 | 1110121 | 1 | 35.2 | 3.9 | 42.4908 | 42.4908 | 13.5198 | 1.5833 | 18.1035 | 38.02 | 4 | 43.0834 | 43.0834 | 13.7084 | 1.6469 | 15.7 | 2019 | 170 | 18 | 170 | 15971.7 | 62.8 | 2211 | -80.3776 | 27.3847 | 1790 | 125 | 120 | 139&205 | 158.8 | N | Natural Gas, Distillate Fuel Oil | Y | N | N | 9999 | N | 56400_G_ST1;56400_G_CT1 | Combined Cycle | 7947 | 7946.6108 | 7050
55242_G_CT01 | FL | 12113 | SANTA ROSA ENERGY CTR, LLC | Santa Rosa Energy Center | 2492411 | 40405313 | 55242 | CT-1 | 55242 | CT01 | 1130168 | 1 | 167.7 | 3.6 | 36.5983 | 36.5983 | 11.6449 |  | 166.356 | 155.35 | 3.1 | 32.8193 | 32.8193 | 10.4425 |  | 9.9452 | 2019 | 200 | 19 | 205 | 17886.7 | 63.1 | 2211 | -87.1156 | 30.5661 | 1780 | 125 | 120 |  | 161.4 | N | Natural Gas | Y | N | N | 9999 | N | 55242_G_ST01;55242_G_CT01 | Combined Cycle | 6686 | 6685.7466 | 7686
7715_G_3 | FL | 12113 | FLORIDA POWER AND LIGHT COMPANY | Pea Ridge | 2492511 | 40405113 |  |  | 7715 | 3 | 1130173 | 1 | 119.38 | 2.2142 | 4.2752 | 4.2752 | 0.86419 |  | 7.5006 | 118.96 | 0.064641 | 4.517 | 4.517 | 0.93736 |  | 8.2145 | 2019 | 60 | 4 | 325 | 684.3 | 54.5 | 2211 | -87.1353 | 30.5923 | 450 | 125 | 100 | 19&99 | 4 | N | Natural Gas | N | Y | N | 9999 | N | 7715_G_3;7715_G_2;7715_G_1 | Combustion Turbine | 5650 |  | 13791
638_B_3 | FL | 12121 | DUKE ENERGY FLORIDA, LLC |  | 642811 | 46454913 | 638 | 3 |  |  | 1210003 | 3 | 559.1 | 1.18 | 15.254 | 22.881 | 11.039 | 6.4227 | 168.596 | [8 empty] | 135 | 7.7 | 300 | 5084.5 | 109 | 2211 | -83.1801 | 30.3754 | 881 | 125 | 100 |  |  |  |  | Y | N | N |  | N |  |  | 7406 | 7406.23
638_B_2 | FL | 12121 | DUKE ENERGY FLORIDA, LLC |  | 642811 | 46455013 | 638 | 2 |  |  | 1210003 | 2 | 97.3 | 0.27 | 3.4756 | 5.2134 | 2.5153 | 1.4634 | 38.4149 | [8 empty] | 110 | 7 | 340 | 3283.3 | 85 | 2211 | -83.1801 | 30.3754 | 450 | 125 | 100 |  |  |  |  | Y | N | N |  | N |  |  | 3716 | 3716.3799
638_G_P2 | FL | 12121 | DUKE ENERGY FLORIDA, LLC | Suwannee River | 642811 | 46455113 | 638 |  | 638 | P2;P2 | 1210003 | 5 | 4.67 | 0.95 | 0.19285 | 0.19738 | 0.007143 | 0.83071 | 0.05749 | 2.64 | 0.653 | 0.1322 | 0.1353 | 0.004896 |  | 0.039409 | 2019 | 22 | 11.4 | 830 | 10462.5 | 102.5 | 2211 | -83.1801 | 30.3754 | 739 | 125 | 120 | 213 | 50 | N | Distillate Fuel Oil | Y | N | N | 9999 | N |  | Combustion Turbine | 66 | 66.2 | 14271
638_G_P3 | FL | 12121 | DUKE ENERGY FLORIDA, LLC | Suwannee River | 642811 | 46455213 | 638 |  | 638 | P3;P3 | 1210003 | 6 | 38.38 | 0.38 | 1.266 | 1.2673 | 0.38721 | 1.4169 | 5.5188 | 43.92 | 0.4 | 1.4392 | 1.4405 | 0.44236 |  | 6.3066 | 2019 | 22 | 11.4 | 830 | 10462.5 | 102.5 | 2211 | -83.1801 | 30.3754 | 739 | 125 | 120 | 213 | 50 | N | Natural Gas, Distillate Fuel Oil | Y | N | N | 9999 | N |  | Combustion Turbine | 653 | 646.7504 | 14270
638_B_1 | FL | 12121 | DUKE ENERGY FLORIDA, LLC |  | 642811 | 46455313 | 638 | 1 |  |  | 1210003 | 1 | 26.64 | 0.12 | 1.5802 | 2.3702 | 1.1435 | 0.66533 | 4.99 | [8 empty] | 110 | 7 | 318 | 2394.5 | 62 | 2211 | -83.1801 | 30.3754 | 460 | 125 | 100 |  |  |  |  | Y | N | N |  | N |  |  | 1833 | 1833.28
638_G_P1 | FL | 12121 | DUKE ENERGY FLORIDA, LLC | Suwannee River | 642811 | 46455413 | 638 |  | 638 | P1;P1 | 1210003 | 4 | 44.82 | 0.49 | 1.564 | 1.5657 | 0.47768 | 1.7582 | 6.8076 | 42.8 | 0.123 | 1.3533 | 1.3533 | 0.4306 |  | 6.1513 | 2019 | 22 | 11.4 | 830 | 10462.5 | 102.5 | 2211 | -83.1801 | 30.3754 | 739 | 125 | 120 | 213 | 49 | N | Natural Gas, Distillate Fuel Oil | Y | N | N | 9999 | N |  | Combustion Turbine | 783 | 775.4999 | 14268
50466_G_GEN6 | FL | 12123 | FOLEY CELLULOSE LLC |  | 752411 | 46309213 |  |  |  |  | 1230001 | 2 | 239.7552 | 105.89 | 6.5076 | 6.5076 | 4.7095 |  | 71.9266 | 175.0632 | 69.8201 | 5.6022 | 5.6022 |  |  | 51.1372 | 2019 | 225 | 13 | 150 | 350 | 2.6 | 3221 | -83.5252 | 30.0685 | 249 | 133 | 100 |  |  |  |  | N | Y | N |  | N |  |  | 8336
629_G_P4 | FL | 12127 | DUKE ENERGY FLORIDA, INC. |  | 2797211 | 40826113 | 629 | P4 |  |  | 1270020 | 10 | 2.6 | 0.1 | 0.007113 | 0.00747 | 0.00034 | 0.040051 | 0.002739 | [8 empty] | 41 | 12.3 | 960 | 15900 | 133.8 | 2211 | -81.2756 | 28.8689 | 930 | 125 | 120 |  |  |  |  | N | N | N |  | N |  |  | 2
6046_G_4 | FL | 12127 | DUKE ENERGY FLORIDA, LLC | DeBary | 2797311 | 40825013 | 6046 | P4 | 6046 | 4 | 1270028 | 9 | 8.5 | 0.8 | 0.15196 | 0.15958 | 0.00727 | 0.85636 | 0.058514 | 7.2903 | 0.22368 | 0.091709 | 0.093863 | 0.003397 | 0.17484 | 0.027339 | 2019 | 45 | 17.7 | 1050 | 42750 | 173.7 | 2211 | -81.3333 | 28.9041 | 825 | 125 | 120 | 46 | 50 | N | Distillate Fuel Oil | Y | N | N | 9999 | N |  | Combustion Turbine | 73 | 76.06 | 13802
6046_G_3 | FL | 12127 | DUKE ENERGY FLORIDA, LLC | DeBary | 2797311 | 40825113 | 6046 | P3 | 6046 | 3 | 1270028 | 7 | 9.1 | 0.8 | 0.16459 | 0.17285 | 0.007874 | 0.92796 | 0.063378 | 8.1773 | 0.25089 | 0.10287 | 0.10528 | 0.00381 | 0.19616 | 0.030665 | 2019 | 45 | 17.7 | 1050 | 42750 | 173.7 | 2211 | -81.3333 | 28.9041 | 825 | 125 | 120 | 46 | 50 | N | Distillate Fuel Oil | Y | N | N | 9999 | N |  | Combustion Turbine | 84 | 86.04 | 13804
6046_G_6 | FL | 12127 | DUKE ENERGY FLORIDA, LLC | DeBary | 2797311 | 40825213 | 6046 | P6 | 6046 | 6 | 1270028 | 13 | 5 | 0.5 | 0.10468 | 0.10993 | 0.005008 | 0.59014 | 0.040308 | 8.4608 | 0.25959 | 0.10643 | 0.10893 | 0.003942 | 0.20296 | 0.031728 | 2019 | 45 | 17.7 | 1050 | 42750 | 173.7 | 2211 | -81.3333 | 28.9041 | 825 | 125 | 120 | 46 | 51 | N | Distillate Fuel Oil | Y | N | N | 9999 | N |  | Combustion Turbine | 54 | 55.97 | 13802
6046_G_10 | FL | 12127 | DUKE ENERGY FLORIDA, LLC | DeBary | 2797311 | 40825313 | 6046 | **10 | 6046 | 10 | 1270028 | 18 | 3.1 | 0.9 | 0.1941 | 0.38143 | 0.006342 | 1.0938 | 0.027179 | 2.5 | 0.4 | 0.16795 | 0.17189 | 0.00622 | 0.73098 | 0.027309 | 2019 | 50 | 13.8 | 1043 | 25855.3 | 174.1 | 2211 | -81.3333 | 28.9041 | 1160 | 125 | 120 | 213 | 75 | N | Distillate Fuel Oil | Y | N | N | 9999 | N |  | Combustion Turbine | 61 | 64.05 | 13806
6046_G_P1 | FL | 12127 | DUKE ENERGY FLORIDA, INC. |  | 2797311 | 40825413 | 6046 | P1 |  |  | 1270028 | 3 | 7.7 | 0.7 | 0.14588 | 0.1532 | 0.006979 | 0.82258 | 0.056172 | [8 empty] | 45 | 17.7 | 1050 | 42750 | 173.7 | 2211 | -81.3333 | 28.9041 | 825 | 125 | 120 | 46 |  |  |  | Y | N | N |  | N |  |  | 74 | 76.41
6046_G_9 | FL | 12127 | DUKE ENERGY FLORIDA, LLC | DeBary | 2797311 | 40825513 | 6046 | **9 | 6046 | 9 | 1270028 | 17 | 24.4 | 0.5 | 4.4762 | 4.5384 | 1.1745 | 2.4165 | 7.683 | 24.9 | 0.2 | 2.1981 | 2.1985 | 0.69473 | 2.1836 | 14.8771 | 2019 | 50 | 13.8 | 1043 | 25855.3 | 174.1 | 2211 | -81.3333 | 28.9041 | 1160 | 125 | 120 | 213 | 80 | N | Natural Gas, Distillate Fuel Oil | Y | N | N | 9999 | N |  | Combustion Turbine | 780 | 805.89 | 13801
6046_G_5 | FL | 12127 | DUKE ENERGY FLORIDA, LLC | DeBary | 2797311 | 40825613 | 6046 | P5 | 6046 | 5 | 1270028 | 11 | 6.9 | 0.7 | 0.135 | 0.14178 | 0.006459 | 0.76099 | 0.051986 | 3.3922 | 0.10408 | 0.042672 | 0.043674 | 0.00158 | 0.08136 | 0.012721 | 2019 | 45 | 17.7 | 1050 | 42750 | 173.7 | 2211 | -81.3333 | 28.9041 | 825 | 125 | 120 | 46 | 50 | N | Distillate Fuel Oil | Y | N | N | 9999 | N |  | Combustion Turbine | 69 | 72.17 | 13800
6046_G_7 | FL | 12127 | DUKE ENERGY FLORIDA, LLC | DeBary | 2797311 | 40825713 | 6046 | **7 | 6046 | 7 | 1270028 | 15 | 23.8 | 0.5 | 2.5982 | 3.9757 | 1.0581 | 2.2364 | 7.4918 | 20.5 | 0.2 | 1.7441 | 1.7442 | 0.55322 | 4.627 | 7.9015 | 2019 | 50 | 13.8 | 1043 | 25855.3 | 174.1 | 2211 | -81.3333 | 28.9041 | 1160 | 125 | 120 | 213 | 79 | N | Natural Gas, Distillate Fuel Oil | Y | N | N | 9999 | N |  | Combustion Turbine | 703 | 728.0601 | 13805
6046_G_8 | FL | 12127 | DUKE ENERGY FLORIDA, LLC | DeBary | 2797311 | 40825813 | 6046 | **8 | 6046 | 8 | 1270028 | 16 | 28.1 | 0.3 | 3.18 | 4.8397 | 1.2646 | 2.4362 | 6.2353 | 22.2 | 0.2 | 1.8617 | 1.8628 | 0.58619 | 1.8052 | 7.3683 | 2019 | 50 | 13.8 | 1043 | 25855.3 | 174.1 | 2211 | -81.3333 | 28.9041 | 1160 | 125 | 120 | 213 | 78 | N | Natural Gas, Distillate Fuel Oil | Y | N | N | 9999 | N |  | Combustion Turbine | 841 | 872.9093 | 13806
6046_G_2 | FL | 12127 | DUKE ENERGY FLORIDA, LLC | DeBary | 2797311 | 40825913 | 6046 | P2 | 6046 | 2 | 1270028 | 5 | 9 | 0.8 | 0.16032 | 0.16836 | 0.00767 | 0.90335 | 0.061733 | 13.5103 | 0.41913 | 0.16995 | 0.17394 | 0.006295 | 0.32399 | 0.050663 | 2019 | 45 | 17.7 | 1050 | 42750 | 173.7 | 2211 | -81.3333 | 28.9041 | 825 | 125 | 120 | 46 | 48 | N | Distillate Fuel Oil | Y | N | N | 9999 | N |  | Combustion Turbine | 77 | 79.9 | 13806
7954_G_1 | FL | 12127 | UTILITIES COMMISSION, CITY OF NEW SMYRNA | Field Street | 2798211 | 40823513 |  |  | 7954 | 1 | 1270164 | 1 | 0.594 | 3e-05 | 7.5291e-06 | 7.5291e-06 | 0.0187 |  | 0.583 | 0.324 | 0.03 | 0.032268 | 0.032268 | 0.0102 |  | 0.318 | 2019 | 42 | 13.5 | 894 | 9571.5 | 66.9 | 2211 | -80.9308 | 29.0156 | 366 | 125 | 120 | 213 | 22 | N | Distillate Fuel Oil | N | N | N | 9999 | N |  | Combustion Turbine | 11 |  | 25000
620_G_5B | FL | 12127 | FLORIDA POWER & LIGHT (PSN) | Sanford | 845211 | 46194013 | 620 | SNCT5B | 620 | 5B | 1270009 | 10 | 134.9 | 2.49 | 27.3479 | 27.3479 | 0.015272 | 26.4446 | 2.4862 | 111.5 | 2.2 | 23.5962 | 23.5962 | 0.011635 | 22.6908 | 3.1242 | 2019 | 125 | 19 | 220 | 19936 | 70.3 | 2211 | -81.3283 | 28.8417 | 1780 | 125 | 140 | 205&213 | 197 | N | Natural Gas | Y | N | N | 9999 | N |  | Combined Cycle | 6109 | 5979.6113 | 7438
620_G_5A | FL | 12127 | FLORIDA POWER & LIGHT (PSN) | Sanford | 845211 | 46194113 | 620 | SNCT5A | 620 | 5A | 1270009 | 9 | 138.46 | 2.61 | 28.7164 | 28.7164 | 0.012694 | 27.7679 | 3.0457 | 84.2 | 1.8 | 18.6209 | 18.6209 | 0.007262 | 17.7594 | 2.2851 | 2019 | 125 | 19 | 220 | 19936 | 70.3 | 2211 | -81.3283 | 28.8417 | 1780 | 125 | 140 | 205&213 | 197 | N | Natural Gas | Y | N | N | 9999 | N | 620_G_5A;620_G_5 | Combined Cycle | 6347 | 6205.0181 | 7438
620_G_5D | FL | 12127 | FLORIDA POWER & LIGHT (PSN) | Sanford | 845211 | 46194613 | 620 | SNCT5D | 620 | 5D | 1270009 | 12 | 144.1 | 2.62 | 28.7908 | 28.7908 | 0.012762 | 27.8429 | 1.7449 | 101.6 | 2 | 21.7904 | 21.7904 | 0.008498 | 20.9074 | 2.2056 | 2019 | 125 | 19 | 220 | 19936 | 70.3 | 2211 | -81.3283 | 28.8417 | 1780 | 125 | 140 | 205&213 | 197 | N | Natural Gas | Y | N | N | 9999 | N |  | Combined Cycle | 6381 | 6231.5908 | 7438
620_G_5C | FL | 12127 | FLORIDA POWER & LIGHT (PSN) | Sanford | 845211 | 46194713 | 620 | SNCT5C | 620 | 5C | 1270009 | 11 | 130.82 | 2.48 | 27.2566 | 27.2566 | 0.011998 | 26.3438 | 2.4779 | 87.1 | 1.7 | 19.037 | 19.037 | 0.007382 | 18.2297 | 2.2243 | 2019 | 125 | 19 | 220 | 19936 | 70.3 | 2211 | -81.3283 | 28.8417 | 1780 | 125 | 140 | 205&213 | 197 | N | Natural Gas | Y | N | N | 9999 | N |  | Combined Cycle | 5999 | 5913.3706 | 7438
620_G_4A | FL | 12127 | FLORIDA POWER & LIGHT (PSN) | Sanford | 845211 | 67203913 | 620 | SNCT4A | 620 | 4A | 1270009 | 5 | 117.2 | 2.14 | 23.5665 | 23.5665 | 0.016185 | 22.7828 | 1.4283 | 132.1 | 2.6 | 29.5366 | 29.5366 | 0.017751 | 28.2221 | 2.8024 | 2019 | 125 | 19 | 220 | 19936 | 70.3 | 2211 | -81.3283 | 28.8417 | 1780 | 125 | 140 | 205 | 197 | N | Natural Gas | Y | N | N | 9999 | N | 620_G_4;620_G_4A | Combined Cycle | 5395 | 5191.0249 | 7438
620_G_4B | FL | 12127 | FLORIDA POWER & LIGHT (PSN) | Sanford | 845211 | 67204013 | 620 | SNCT4B | 620 | 4B | 1270009 | 6 | 117.45 | 2.14 | 23.5361 | 23.5361 | 0.018704 | 22.7543 | 2.1397 | 139.7 | 2.8 | 31.6511 | 31.6511 | 0.022194 | 30.3803 | 3.6639 | 2019 | 125 | 19 | 220 | 19936 | 70.3 | 2211 | -81.3283 | 28.8417 | 1780 | 125 | 140 | 205 | 197 | N | Natural Gas | Y | N | N | 9999 | N |  | Combined Cycle | 5344 | 5147.5908 | 7438
620_G_4C | FL | 12127 | FLORIDA POWER & LIGHT (PSN) | Sanford | 845211 | 67204113 | 620 | SNCT4C | 620 | 4C | 1270009 | 7 | 123.24 | 2.31 | 25.4116 | 25.4116 | 0.011282 | 24.5677 | 1.9251 | 156.6 | 3.3 | 35.7956 | 35.7956 | 0.014396 | 34.4823 | 3.4974 | 2019 | 125 | 19 | 220 | 19936 | 70.3 | 2211 | -81.3283 | 28.8417 | 1780 | 125 | 140 | 205 | 197 | N | Natural Gas | Y | N | N | 9999 | N |  | Combined Cycle | 5641 | 5547.3691 | 7438
620_G_4D | FL | 12127 | FLORIDA POWER & LIGHT (PSN) | Sanford | 845211 | 67204213 | 620 | SNCT4D | 620 | 4D | 1270009 | 8 | 131.85 | 2.48 | 27.2397 | 27.2397 | 0.018078 | 26.339 | 1.2382 | 139.1 | 2.8 | 31.5286 | 31.5286 | 0.018921 | 30.2253 | 3.032 | 2019 | 125 | 19 | 220 | 19936 | 70.3 | 2211 | -81.3283 | 28.8417 | 1780 | 125 | 140 | 205 | 197 | N | Natural Gas | Y | N | N | 9999 | N |  | Combined Cycle | 6026 | 5950.4399 | 7438
689_G_8 | FL | 12129 | TALLAHASSEE CITY PURDOM GENERATING STA. | S O Purdom | 2731711 | 41201313 | 689 | 8 | 689 | 8 | 1290001 | 14 | 162.3472 | 8.4 | 23.5287 | 40.4023 | 8.0066 | 18.8547 | 59.0035 | 153.1187 | 2.5 | 33.9778 | 33.9778 | 12.1217 | 27.0181 | 168.7807 | 2019 | 200 | 16.5 | 171 | 18333.3 | 85.7 | 2211 | -84.2016 | 30.1632 | 1700 | 125 | 120 | 213&99 | 154 | N | Natural Gas, Distillate Fuel Oil | Y | N | N | 9999 | N |  | Combined Cycle | 6141 | 5827 | 7781
689_G_9 | FL | 12129 | TALLAHASSEE CITY PURDOM GENERATING STA. | S O Purdom | 2731711 | 41201813 |  |  | 689 | 9 | 1290001 | 11 | 0.7784 | 0.00467 | 0.059159 | 0.10353 | 0.042812 |  | 0.65386 | 0.15805 | 0.000948 | 0.012012 | 0.012012 | 0.008693 |  | 0.13276 | 2019 | 30 | 2 | 420 | 66.7 | 21.2 | 2211 | -84.2016 | 30.1632 | 16.7 | 125 | 100 |  | 72 | N | Natural Gas, Distillate Fuel Oil | N | N | N | 9999 | N |  | Combined Cycle | 2442 |  | 7781
703_B_2BLR | GA | 13015 | Ga Power Company - Plant Bowen | Bowen | 2813011 | 40818813 | 703 | 2BLR | 703 | 2BLR | 01500011 | SG02 | 1334.754 | 2423.68 | 115.1309 | 137.1343 | 38.7751 | 0.9371 | 323.446 | 1029.08 | 1778 | 73.3089 | 83.1055 | 28.9233 |  | 241.4123 | 2017 | 675 | 31 | 133 | 43333 | 58 | 221112 | -84.9255 | 34.1272 | 789000 | 125 | 100 |  | 724 | N | Bituminous | Y | N | N | 9999 | N |  | Coal Steam | 70 | 5969 | 9954
703_B_1BLR | GA | 13015 | Ga Power Company - Plant Bowen | Bowen | 2813011 | 40818913 | 703 | 1BLR | 703 | 1BLR | 01500011 | SG01 | 1418.288 | 2411.61 | 121.3361 | 143.2757 | 40.7769 | 1.0011 | 343.3444 | 1994.07 | 3026 | 108.322 | 120.768 | 40.6565 |  | 339.231 | 2019 | 675 | 31 | 133 | 43333 | 58 | 221112 | -84.9255 | 34.1272 | 806000 | 125 | 100 |  | 724 | N | Bituminous | Y | N | N | 9999 | N |  | Coal Steam | 69 | 6716 | 10032
703_B_4BLR | GA | 13015 | Ga Power Company - Plant Bowen | Bowen | 2813011 | 40819013 | 703 | 4BLR | 703 | 4BLR | 01500011 | SG04 | 2108.39 | 3157.61 | 239.0022 | 306.0444 | 63.5516 | 1.4943 | 529.9599 | 1835.04 | 2678 | 103.9911 | 123.1745 | 42.1097 |  | 351.4625 | 2017 | 675 | 34 | 133 | 53333 | 58 | 221112 | -84.9187 | 34.126 | 952000 | 125 | 100 |  | 892 | N | Bituminous | Y | N | N | 9999 | N |  | Coal Steam | 66 | 7718.25 | 9726
703_B_3BLR | GA | 13015 | Ga Power Company - Plant Bowen | Bowen | 2813011 | 40819213 | 703 | 3BLR | 703 | 3BLR | 01500011 | SG03 | 1778.122 | 2460.5001 | 144.6568 | 176.1857 | 49.0915 | 1.268 | 410.1473 | 874.28 | 1749 | 58.2359 | 68.6735 | 23.7136 |  | 198.0913 | 2019 | 675 | 34 | 133 | 53333 | 58 | 221112 | -84.9187 | 34.126 | 952000 | 125 | 100 |  | 892 | N | Bituminous | Y | N | N | 9999 | N |  | Coal Steam | 15 | 5925.5 | 9780
54464_B_B004 | GA | 13021 | Graphic Packaging Macon Mill | Riverwood International Macon Mill | 7414811 | 108742413 |  |  | 54464 | B004 | 02100001 | B005 | 304.12 | 6.3632 | 4.0639 | 6.0555 | 18.1405 |  | 164.604 | 335.6615 | 6.1685 | 0.8757 | 1.2631 | 19.4229 |  | 208.0309 | 2019 | 316 | 8.5 | 314 | 4023 | 70.9 | 322130 | -83.6286 | 32.772 | 625 | 133 | 100 | 26 | 40 | Y | Biomass | N | N | N | 9999 | N |  | Biomass | 8500 |  | 4883
54464_B_D001 | GA | 13021 | Graphic Packaging Macon Mill | Riverwood International Macon Mill | 7414811 | 9231513 |  |  | 54464 | D001 | 02100001 | D001 | 476.323 | 15.4399 | 62.947 | 66.5204 | 34.4974 |  | 9.8551 | 470.48 | 14.6523 | 30.8263 | 32.5802 | 35.7178 |  | 39.309 | 2019 | 300 | 11 | 380 | 6452 | 67.9 | 322130 | -83.6289 | 32.7717 | 1050 | 133 | 100 | 25 | 12.3 | Y | Non-Fossil Waste | N | N | N | 9999 | N |  | Non-Fossil Waste | 8575 |  | 4883
54464_B_B002 | GA | 13021 | Graphic Packaging Macon Mill | Riverwood International Macon Mill | 7414811 | 9232713 |  |  | 54464 | B002 | 02100001 | B002 | 20.01 | 0.043 | 0.3536 | 0.3536 | 0.393 |  | 1.72 | 25.5 | 0.0546 | 0.44954 | 0.44954 | 0.5005 |  | 2.184 | 2019 | 65 | 3 | 370 | 1273 | 180.1 | 322130 | -83.6285 | 32.7721 | 198 | 133 | 100 | 205 | 12.3 | Y | Natural Gas | N | N | N | 9999 | N |  | O/G Steam | 1696 |  | 8300
54464_B_B003 | GA | 13021 | Graphic Packaging Macon Mill | Riverwood International Macon Mill | 7414811 | 9232813 |  |  | 54464 | B003 | 02100001 | B003 | 354.5 | 0.8552 | 108.2175 | 108.2182 | 28.9997 |  | 1134.1874 | 347.9641 | 5.6769 | 155.9134 | 155.9183 | 28.5394 |  | 274.2362 | 2019 | 300 | 10 | 138 | 3573 | 45.5 | 322130 | -83.6289 | 32.7721 | 520 | 133 | 100 |  | 12.3 | Y | Biomass | N | N | N | 9999 | N |  | Biomass | 8222 |  | 4883
6258_G_5A | GA | 13033 | Southern Nuclear - Allen B. Wilson Plant | Wilson | 15028311 | 91734613 | 6258 | 1A | 6258 | 5A | 03300008 | CT-1A | 7.6126 | 0.2855 | 0.1038 | 0.1038 | 0.0035 |  | 0.026 | 2.5749 | 0.096558 | 0.035112 | 0.035112 | 0.00117 |  | 0.008778 | 2019 | 34 | 16.3 | 800 | 21216 | 102 | 221112 | -81.7481 | 33.1383 | 60 | 125 | 120 |  | 41 | N | Distillate Fuel Oil | Y | N | N | 9999 | N |  | Combustion Turbine | 21 | 26 | 25000
6258_G_5B | GA | 13033 | Southern Nuclear - Allen B. Wilson Plant | Wilson | 15028311 | 91734713 | 6258 | 1B | 6258 | 5B | 03300008 | CT-1B | 7.5224 | 0.2821 | 0.1026 | 0.1026 | 0.0035 |  | 0.0256 | 3.9978 | 0.14992 | 0.054516 | 0.054516 | 0.001817 |  | 0.013629 | 2019 | 34 | 16.3 | 800 | 21216 | 102 | 221112 | -81.7481 | 33.138 | 60 | 125 | 120 |  | 56 | N | Distillate Fuel Oil | Y | N | N | 9999 | N |  | Combustion Turbine | 19 | 20 | 25000
6258_G_5C | GA | 13033 | Southern Nuclear - Allen B. Wilson Plant | Wilson | 15028311 | 91734813 | 6258 | 1C | 6258 | 5C | 03300008 | CT-1C | 5.7213 | 0.2145 | 0.078 | 0.078 | 0.0027 |  | 0.0195 | 3.1614 | 0.11855 | 0.04311 | 0.04311 | 0.001437 |  | 0.010778 | 2019 | 34 | 16.3 | 800 | 21216 | 102 | 221112 | -81.7481 | 33.1378 | 60 | 125 | 120 |  | 49 | N | Distillate Fuel Oil | Y | N | N | 9999 | N |  | Combustion Turbine | 17 | 29 | 25000
6258_G_5D | GA | 13033 | Southern Nuclear - Allen B. Wilson Plant | Wilson | 15028311 | 91734913 | 6258 | 1D | 6258 | 5D | 03300008 | CT-1D | 5.744 | 0.2154 | 0.0783 | 0.0783 | 0.0027 |  | 0.0196 | 3.4179 | 0.12817 | 0.046608 | 0.046608 | 0.001554 |  | 0.011652 | 2019 | 34 | 16.3 | 800 | 21216 | 102 | 221112 | -81.7481 | 33.1376 | 60 | 125 | 120 |  | 41 | N | Distillate Fuel Oil | Y | N | N | 9999 | N |  | Combustion Turbine | 16 | 22 | 25000
6258_G_5E | GA | 13033 | Southern Nuclear - Allen B. Wilson Plant | Wilson | 15028311 | 91735013 | 6258 | 1E | 6258 | 5E | 03300008 | CT-1E | 6.1581 | 0.2309 | 0.084 | 0.084 | 0.0029 |  | 0.021 | 2.9603 | 0.11101 | 0.040368 | 0.040368 | 0.001346 |  | 0.010092 | 2019 | 34 | 16.3 | 800 | 21216 | 102 | 221112 | -81.7481 | 33.1373 | 60 | 125 | 120 |  | 54 | N | Distillate Fuel Oil | Y | N | N | 9999 | N |  | Combustion Turbine | 17 | 24 | 25000
6258_G_5F | GA | 13033 | Southern Nuclear - Allen B. Wilson Plant | Wilson | 15028311 | 91735113 | 6258 | 1F | 6258 | 5F | 03300008 | CT-1F | 6.3183 | 0.2369 | 0.0862 | 0.0862 | 0.0029 |  | 0.0215 | 3.12 | 0.117 | 0.042546 | 0.042546 | 0.001418 |  | 0.010636 | 2019 | 34 | 16.3 | 800 | 21216 | 102 | 221112 | -81.7481 | 33.1371 | 60 | 125 | 120 |  | 54 | N | Distillate Fuel Oil | Y | N | N | 9999 | N |  | Combustion Turbine | 17 | 24 | 25000
732_G_1 | GA | 13051 | Ga Power Company - Plant Boulevard | Boulevard | 15504311 | 97066413 |  |  | 732 | 1 | 05100017 | CT01 | 0.8365 | 0.0313 | 0.0114 | 0.0114 | 0.001 |  | 0.0031 | 0.7741 | 0.029 | 0.0105 | 0.0105 | 0.0003 |  | 0.0029 | 2019 | 33.1 | 10.7 | 1000 | 18000 | 200 | 221112 | -81.1443 | 32.0411 | 15600 | 125 | 120 |  | 14 | N | Natural Gas, Distillate Fuel Oil | N | N | N | 9999 | N |  | Combustion Turbine | 10 |  | 25000
57026_G_GEN1 | GA | 13051 | Superior Landfill & Recycling Center | Superior Landfill Gas Recovery | 3678711 | 112010313 |  |  | 57026 | GEN1 | 05100205 | LF | [7 empty] | 67.03 | 45.08 | 28.7403 | 129.192 | 7.27 |  | 124.3 | 2017 | 37.7 | 1.3 | 1400 | 4.1 | 3.2 | 562212 | -81.2792 | 32.0266 |  | 104 | 690 |  | 0.8 | N | Landfill Gas | N | N | N | 9999 | N | 57026_G_GEN1;57026_G_GEN4;57026_G_GEN 5;57026_G_GEN6;57026_G_GEN2;57026_G_GEN8;57026_G_GEN3;57026_G_GEN7 | Landfill Gas |  |  | 13500
710_G_CT4A | GA | 13067 | Ga Power Company - Plant McDonough/Atkinson | Jack McDonough | 3699211 | 105654313 | 710 | 4A | 710 | CT4A | 06700003 | CT4A | 77.367 | 6.047 | 67.333 | 67.333 | 21.424 | 38.824 | 18.8 | 86.68 | 6.91 | 77.7408 | 77.7408 | 24.7357 | 52.19 | 4.7 | 2019 | 160 | 24 | 184 | 23898.6 | 52.9 | 221112 | -84.4695 | 33.8295 | 921 | 125 | 140 |  | 230.5 | N | Natural Gas, Distillate Fuel Oil | Y | N | N | 9999 | N | 710_G_CT4A;710_G_4 | Combined Cycle | 7896 | 7895.6304 | 7050
710_G_CT4B | GA | 13067 | Ga Power Company - Plant McDonough/Atkinson | Jack McDonough | 3699211 | 105654413 | 710 | 4B | 710 | CT4B | 06700003 | CT4B | 80.875 | 6.237 | 69.452 | 69.452 | 22.098 | 40.046 | 21.9 | 84.47 | 6.76 | 76.0072 | 76.0072 | 24.1841 | 51.03 | 6.3 | 2019 | 160 | 24 | 184 | 23898.6 | 52.9 | 221112 | -84.4695 | 33.8293 | 921 | 125 | 140 |  | 230.5 | N | Natural Gas, Distillate Fuel Oil | Y | N | N | 9999 | N |  | Combined Cycle | 8061 | 8061.1494 | 7050
710_G_5ACT | GA | 13067 | Ga Power Company - Plant McDonough/Atkinson | Jack McDonough | 3699211 | 105654513 | 710 | 5A | 710 | 5ACT | 06700003 | CT5A | 69.978 | 5.395 | 63.001 | 63.001 | 19.987 | 36.841 | 11.901 | 78.16 | 6.31 | 69.9302 | 69.9302 | 22.2505 | 47.67 | 5.6 | 2019 | 160 | 24 | 184 | 23898.6 | 52.9 | 221112 | -84.468 | 33.8295 | 921 | 125 | 140 |  | 231.5 | N | Natural Gas, Distillate Fuel Oil | Y | N | N | 9999 | N | 710_G_5ACT;710_G_5 | Combined Cycle | 7417 | 7417.27 | 7050
710_G_5BCT | GA | 13067 | Ga Power Company - Plant McDonough/Atkinson | Jack McDonough | 3699211 | 105654613 | 710 | 5B | 710 | 5BCT | 06700003 | CT5B | 76.736 | 6.238 | 68.291 | 68.291 | 21.729 | 40.054 | 16.6 | 80.23 | 6.67 | 73.8484 | 73.8484 | 23.4972 | 50.34 | 4.7 | 2019 | 160 | 24 | 184 | 23898.6 | 52.9 | 221112 | -84.468 | 33.8293 | 921 | 125 | 140 |  | 231.5 | N | Natural Gas, Distillate Fuel Oil | Y | N | N | 9999 | N |  | Combined Cycle | 7917 | 7916.5103 | 7050
710_G_6ACT | GA | 13067 | Ga Power Company - Plant McDonough/Atkinson | Jack McDonough | 3699211 | 105654713 | 710 | 6A | 710 | 6ACT | 06700003 | CT6A | 71.601 | 6.238 | 63.962 | 63.962 | 20.352 | 37.148 | 1.8 | 76.49 | 6.26 | 70.87 | 70.87 | 22.5495 | 47.25 | 6.9 | 2019 | 160 | 24 | 184 | 23898.6 | 52.9 | 221112 | -84.4737 | 33.8272 | 921 | 125 | 140 |  | 233 | N | Natural Gas | Y | N | N | 9999 | N | 710_G_6ACT;710_G_6 | Combined Cycle | 7587 | 7587.0825 | 7050
710_G_6BCT | GA | 13067 | Ga Power Company - Plant McDonough/Atkinson | Jack McDonough | 3699211 | 105654813 | 710 | 6B | 710 | 6BCT | 06700003 | CT6B | 74 | 5.778 | 63.88 | 63.88 | 20.325 | 37.1 | 11.3 | 75.11 | 6.16 | 69.7928 | 69.7928 | 22.2068 | 46.53 | 3.5 | 2019 | 160 | 24 | 184 | 23898.6 | 52.9 | 221112 | -84.4738 | 33.8273 | 921 | 125 | 140 |  | 233 | N | Natural Gas | Y | N | N | 9999 | N |  | Combined Cycle | 7635 | 7634.9497 | 7050
710_G_3Bx | GA | 13067 | Ga Power Company - Plant McDonough/Atkinson |  | 3699211 | 36889713 | 710 | 3BB |  |  | 06700003 | CT8M | 1.507 | 0.563 | 0.0033 | 0.0033 | 0.0008 |  | 0.0173 | 1.18 | 0.25 | 0.009918 | 0.009918 | 0.002063 |  | 0.076498 | 2019 | 33 | 14.6 | 850 | 30500 | 182.1 | 221112 | -84.4766 | 33.8233 | 20900 | 125 | 120 |  |  |  |  | Y | N | N |  | N |  |  | 99 | 99
710_G_3Ax | GA | 13067 | Ga Power Company - Plant McDonough/Atkinson |  | 3699211 | 36889913 | 710 | 3AB |  |  | 06700003 | CT6M | 0.303 | 0.087 | 0.0007 | 0.0007 | 0.001 |  | 0.0033 | 1.55 | 0.41 | 0.014195 | 0.014195 | 0.001887 |  | 0.063882 | 2019 | 33 | 14.6 | 850 | 30500 | 182.1 | 221112 | -84.4766 | 33.8234 | 20900 | 125 | 120 |  |  |  |  | Y | N | N |  | N |  |  | 9 | 9
710_G_3B | GA | 13067 | Ga Power Company - Plant McDonough/Atkinson | Jack McDonough | 3699211 | 36890113 | 710 | 3BA | 710 | 3B | 06700003 | CT7M | 1.547 | 0.607 | 0.0033 | 0.0033 | 0.0014 |  | 0.0172 | 1 | 0.17 | 0.008758 | 0.008758 | 0.001822 |  | 0.067559 | 2019 | 33 | 14.6 | 850 | 30500 | 182.1 | 221112 | -84.4767 | 33.8233 | 20900 | 125 | 120 |  | 32 | N | Natural Gas, Distillate Fuel Oil | Y | N | N | 9999 | N |  | Combustion Turbine | 10 | 10 | 25000
710_G_3A | GA | 13067 | Ga Power Company - Plant McDonough/Atkinson | Jack McDonough | 3699211 | 36890213 | 710 | 3AA | 710 | 3A | 06700003 | CT5M | 1.045 | 0.371 | 0.0024 | 0.0024 | 0.0002 |  | 0.0053 | 1.25 | 0.37 | 0.011088 | 0.011088 | 0.001474 |  | 0.049917 | 2019 | 33 | 14.6 | 850 | 30500 | 182.1 | 221112 | -84.4767 | 33.8233 | 20900 | 125 | 120 |  | 32 | N | Natural Gas, Distillate Fuel Oil | Y | N | N | 9999 | N |  | Combustion Turbine | 11 | 11 | 25000
728_B_Y7BR | GA | 13077 | Ga Power Company - Plant Yates | Yates | 3703111 | 36868213 | 728 | Y7BR | 728 | Y7BR | 07700001 | SG07 | 207.011 | 0.993 | 11.97 | 11.97 | 1.036 | 0 | 27.77 | 395.47 | 3.4033 | 41.7173 | 41.7173 | 3.6124 |  | 96.7732 | 2017 | 805 | 16.4 | 279 | 17589.3 | 84 | 221112 | -84.8985 | 33.4623 | 404000 | 125 | 100 |  | 358 | N | Natural Gas | Y | N | N | 9999 | N |  | O/G Steam | 3414 | 3414.26 | 11498
728_B_Y6BR | GA | 13077 | Ga Power Company - Plant Yates | Yates | 3703111 | 36868513 | 728 | Y6BR | 728 | Y6BR | 07700001 | SG06 | 199.045 | 0.946 | 11.47 | 11.47 | 0.37 | 0 | 26.61 | 419.39 | 3.3222 | 40.7239 | 40.7239 | 1.3128 |  | 94.4687 | 2019 | 805 | 16.4 | 279 | 17589 | 84 | 221112 | -84.8985 | 33.4623 | 404000 | 125 | 100 |  | 356 | N | Natural Gas | Y | N | N | 9999 | N |  | O/G Steam | 3224 | 3224.1499 | 11068
56015_G_SEG1 | GA | 13087 | Bainbridge Power Facility | Walton Bainbridge Power Facility | 15498211 | 97049513 | 56015 |  | 56015 | SEG1;SEG1 | 08700053 | G01 | 0.2 | 0.2 | 0.015 | 0.015 | 0.001 |  | 0.26 | 0.035 | 0.034 | 0.004 | 0.004 |  |  | 0.08 | 2019 | 43 | 17.8 | 780 | 620 | 2.5 | 221112 | -84.5472 | 30.9111 | 40 | 125 | 120 |  | 37 | N | Distillate Fuel Oil | Y | N | N | 9999 | Y |  | Combustion Turbine | 12 | 10.89 | 25000
56015_G_SEGC | GA | 13087 | Bainbridge Power Facility | Walton Bainbridge Power Facility | 15498211 | 97049613 | 56015 |  | 56015 | SEGC;SEGC | 08700053 | G02 | 0.6 | 0.2 | 0.016 | 0.016 | 0.001 |  | 0.26 | 0.032 | 0.034 | 0.004 | 0.004 |  |  | 0.07 | 2017 | 43 | 17.8 | 780 | 620 | 2.5 | 221112 | -84.5472 | 30.9111 | 40 | 125 | 120 |  | 37 | N | Distillate Fuel Oil | Y | N | N | 9999 | Y |  | Combustion Turbine | 12 | 10.77 | 25000
60340_B_1 | GA | 13095 | Albany Green Energy, LLC | Albany Green Energy | 17945711 | 127308013 | 60340 | B0004 | 60340 | 1 | 09500109 | B004 | [7 empty] | 133.036 | 2.904 | 2.86 | 2.86 | 0.395 | 65.92 | 27.6 | 2017 | 299 | 12 | 350 | 8785.8 | 77.8 | 221117 | -84.1076 | 31.554 | 1040 | 125 | 100 |  | 54 | Y | Biomass | Y | N | N | 9999 | N | 60340_G_1;60340_B_1 | Biomass |  | 6512.0303 | 10994
6124_G_CT4 | GA | 13103 | Ga Power Co Plt McIntosh | McIntosh | 3711211 | 36851013 | 6124 | CT4 | 6124 | CT4 | 10300003 | CT04 | 44.242 | 0.931 | 0.3851 | 0.3851 | 0.1205 |  | 4.6065 | 46.76 | 2.19 | 0.4338 | 0.4338 | 0.1263 |  | 4.8882 | 2019 | 64 | 15 | 984 | 25412 | 143.8 | 221112 | -81.1711 | 32.3568 | 101000 | 125 | 120 |  | 82.2 | N | Natural Gas, Distillate Fuel Oil | Y | N | N | 9999 | N |  | Combustion Turbine | 205 | 205 | 15981
6124_B_1 | GA | 13103 | Ga Power Co Plt McIntosh |  | 3711211 | 36851113 | 6124 | 1 |  |  | 10300003 | SG01 | 139 | 117.08 | 0.89028 | 1.4244 | 0.8721 |  | 7.653 | 71.82 | 60.33 | 0.81275 | 1.621 | 0.47293 |  | 3.9777 | 2019 | 400 | 11.5 | 307 | 8261 | 79 | 221112 | -81.1677 | 32.3567 | 178000 | 125 | 120 |  |  |  |  | Y | N | N |  | N |  |  | 1129 | 1129
6124_G_CT3 | GA | 13103 | Ga Power Co Plt McIntosh | McIntosh | 3711211 | 36851213 | 6124 | CT3 | 6124 | CT3 | 10300003 | CT03 | 30.882 | 2.933 | 0.2676 | 0.2676 | 0.0719 |  | 2.6451 | 21.55 | 2.74 | 0.20052 | 0.20052 | 0.047894 |  | 1.8108 | 2019 | 64 | 15 | 984 | 25412 | 143.8 | 221112 | -81.1713 | 32.3566 | 101000 | 125 | 120 |  | 82.2 | N | Natural Gas, Distillate Fuel Oil | Y | N | N | 9999 | N |  | Combustion Turbine | 146 | 146 | 15981
6124_G_CT6 | GA | 13103 | Ga Power Co Plt McIntosh | McIntosh | 3711211 | 36851313 | 6124 | CT6 | 6124 | CT6 | 10300003 | CT06 | 52.302 | 0.892 | 0.4498 | 0.4498 | 0.1406 |  | 5.3507 | 39.33 | 2.33 | 0.36462 | 0.36462 | 0.10354 |  | 3.9965 | 2019 | 64 | 15 | 984 | 25412 | 143.8 | 221112 | -81.1707 | 32.3573 | 101000 | 125 | 120 |  | 82.2 | N | Natural Gas, Distillate Fuel Oil | Y | N | N | 9999 | N |  | Combustion Turbine | 233 | 233 | 15981
6124_G_CT8 | GA | 13103 | Ga Power Co Plt McIntosh | McIntosh | 3711211 | 36851413 | 6124 | CT8 | 6124 | CT8 | 10300003 | CT08 | 33.516 | 1.203 | 0.2929 | 0.2929 | 0.0906 |  | 3.4091 | 17.94 | 2.18 | 0.16504 | 0.16504 | 0.040816 |  | 1.5501 | 2019 | 64 | 15 | 984 | 25412 | 143.8 | 221112 | -81.1704 | 32.3577 | 101000 | 125 | 120 |  | 82.2 | N | Natural Gas, Distillate Fuel Oil | Y | N | N | 9999 | N |  | Combustion Turbine | 144 | 144 | 15981
6124_G_CT5 | GA | 13103 | Ga Power Co Plt McIntosh | McIntosh | 3711211 | 36851513 | 6124 | CT5 | 6124 | CT5 | 10300003 | CT05 | 40.3 | 0.789 | 0.3503 | 0.3503 | 0.1103 |  | 4.2108 | 47.17 | 2.17 | 0.43912 | 0.43912 | 0.12912 |  | 5.0023 | 2019 | 64 | 15 | 984 | 25412 | 143.8 | 221112 | -81.1709 | 32.3571 | 101000 | 125 | 120 |  | 82.2 | N | Natural Gas, Distillate Fuel Oil | Y | N | N | 9999 | N |  | Combustion Turbine | 180 | 180 | 15981
6124_G_CT7 | GA | 13103 | Ga Power Co Plt McIntosh | McIntosh | 3711211 | 36851613 | 6124 | CT7 | 6124 | CT7 | 10300003 | CT07 | 34.79 | 0.974 | 0.3018 | 0.3018 | 0.0903 |  | 3.6178 | 30.47 | 2.52 | 0.28103 | 0.28103 | 0.075345 |  | 2.8896 | 2019 | 64 | 15 | 984 | 25412 | 143.8 | 221112 | -81.1705 | 32.3575 | 101000 | 125 | 120 |  | 82.2 | N | Natural Gas, Distillate Fuel Oil | Y | N | N | 9999 | N |  | Combustion Turbine | 158 | 158 | 15981
6124_G_CT1 | GA | 13103 | Ga Power Co Plt McIntosh | McIntosh | 3711211 | 36851713 | 6124 | CT1 | 6124 | CT1 | 10300003 | CT01 | 33.79 | 1.105 | 0.3002 | 0.3002 | 0.0907 |  | 3.4493 | 29.43 | 2.5 | 0.27244 | 0.27244 | 0.072853 |  | 2.7932 | 2019 | 64 | 15 | 984 | 25412 | 143.8 | 221112 | -81.1717 | 32.3562 | 101000 | 125 | 120 |  | 82.2 | N | Natural Gas, Distillate Fuel Oil | Y | N | N | 9999 | N |  | Combustion Turbine | 156 | 156 | 15980
6124_G_CT2 | GA | 13103 | Ga Power Co Plt McIntosh | McIntosh | 3711211 | 36851813 | 6124 | CT2 | 6124 | CT2 | 10300003 | CT02 | 38.228 | 1.363 | 0.3421 | 0.3421 | 0.101 |  | 3.8861 | 34.57 | 2.33 | 0.32191 | 0.32191 | 0.091277 |  | 3.5226 | 2019 | 64 | 15 | 984 | 25412 | 143.8 | 221112 | -81.1715 | 32.3564 | 101000 | 125 | 120 |  | 82.2 | N | Natural Gas, Distillate Fuel Oil | Y | N | N | 9999 | N |  | Combustion Turbine | 182 | 182 | 15981
56150_G_C10A | GA | 13103 | Ga Power Company - McIntosh Combined Cycle Facility | McIntosh Combined Cycle Facility | 9736811 | 57649613 | 56150 | 10A | 56150 | C10A | 10300014 | CT10A | 45.62 | 4.9 | 51.7612 | 51.7612 | 16.47 | 29.12 | 2.1003 | 37.34 | 3.8586 | 42.4448 | 42.4448 | 13.5052 | 13.16 | 1.76 | 2019 | 160 | 19 | 287 | 16800.6 | 59.3 | 221112 | -81.1829 | 32.3477 | 688000 | 125 | 140 |  | 183 | N | Natural Gas, Distillate Fuel Oil | Y | N | N | 9999 | N |  | Combined Cycle | 8162 | 8161.291 | 7050
56150_G_C10B | GA | 13103 | Ga Power Company - McIntosh Combined Cycle Facility | McIntosh Combined Cycle Facility | 9736811 | 57649713 | 56150 | 10B | 56150 | C10B | 10300014 | CT10B | 45.31 | 4.81 | 52.2112 | 52.2112 | 16.61 | 29.38 | 1.9003 | 38.49 | 3.9769 | 43.7458 | 43.7458 | 13.9191 | 13.57 | 3.78 | 2019 | 160 | 19 | 287 | 16800.6 | 59.3 | 221112 | -81.1825 | 32.3476 | 688000 | 125 | 140 |  | 183 | N | Natural Gas, Distillate Fuel Oil | Y | N | N | 9999 | N | 56150_G_10ST;56150_G_C10B | Combined Cycle | 7845 | 7844.2148 | 7050
56150_G_C11A | GA | 13103 | Ga Power Company - McIntosh Combined Cycle Facility | McIntosh Combined Cycle Facility | 9736811 | 57649813 | 56150 | 11A | 56150 | C11A | 10300014 | CT11A | 43.84 | 4.75 | 50.4 | 50.4 | 16.04 | 29.08 | 4.6 | 46.11 | 4.9979 | 54.9767 | 54.9767 | 17.4926 | 17.23 | 2.33 | 2019 | 160 | 19 | 287 | 16800.6 | 59.3 | 221112 | -81.1813 | 32.3474 | 688000 | 125 | 140 |  | 181.3 | N | Natural Gas, Distillate Fuel Oil | Y | N | N | 9999 | N |  | Combined Cycle | 7931 | 7931.0093 | 7050
56150_G_C11B | GA | 13103 | Ga Power Company - McIntosh Combined Cycle Facility | McIntosh Combined Cycle Facility | 9736811 | 57649913 | 56150 | 11B | 56150 | C11B | 10300014 | CT11B | 43.87 | 4.48 | 47.53 | 47.53 | 15.12 | 27.43 | 6.7 | 53.1 | 4.9001 | 53.901 | 53.901 | 17.1503 | 16.89 | 4.57 | 2019 | 160 | 19 | 287 | 16800.6 | 59.3 | 221112 | -81.1809 | 32.3474 | 688000 | 125 | 140 |  | 181.3 | N | Natural Gas, Distillate Fuel Oil | Y | N | N | 9999 | N | 56150_G_11ST;56150_G_C11B | Combined Cycle | 7470 | 7470.3701 | 7050
55406_G_UNT1 | GA | 13103 | Effingham County Power, LLC | Effingham County Power Project | 9736911 | 57649213 | 55406 | 1 | 55406 | UNT1 | 10300012 | CTG1 | 34.142 | 1.942 | 0.61509 | 1.0036 | 6.5718 | 20.5247 | 262.8712 | 35.18 | 2.491 | 0.78863 | 1.2867 | 8.4259 | 26.3153 | 337.0346 | 2019 | 165 | 19 | 230 | 15310.5 | 54 | 221112 | -81.2819 | 32.2747 | 1940 | 125 | 140 | 139&205 | 169 | N | Natural Gas | Y | N | N | 9999 | N |  | Combined Cycle |  | 3861.6665 | 7197
55406_G_UNT2 | GA | 13103 | Effingham County Power, LLC | Effingham County Power Project | 9736911 | 57649313 | 55406 | 2 | 55406 | UNT2 | 10300012 | CTG2 | 32.532 | 1.984 | 0.62815 | 1.0249 | 6.7113 | 20.9604 | 268.4517 | 36.619 | 2.236 | 0.708 | 1.1552 | 7.5644 | 23.6249 | 302.5773 | 2019 | 165 | 19 | 230 | 15310.5 | 54 | 221112 | -81.2819 | 32.2747 | 1940 | 125 | 140 | 139&205 | 164 | N | Natural Gas | Y | N | N | 9999 | N |  | Combined Cycle |  | 3934.9712 | 7197
708_B_4 | GA | 13115 | Ga Power Company - Plant Hammond |  | 3713211 | 36847813 | 708 | 4 |  |  | 11500003 | SG04 | 637.44 | 484.49 | 61.2324 | 65.06 | 10.911 | 0.9 | 91.8 | 212.4 | 25 | 7.2134 | 8.6159 | 2.0775 | 8.8e-05 | 17.5972 | 2019 | 675 | 33 | 133 | 43333 | 51 | 221112 | -85.3444 | 34.2534 | 578000 | 125 | 100 |  |  |  |  | Y | N | N |  | N |  |  | 65 | 3309.75
708_B_3 | GA | 13115 | Ga Power Company - Plant Hammond |  | 3713211 | 36847913 | 708 | 3 |  |  | 11500003 | SG03 | 71.31 | 90.01 | 6.7574 | 7.471 | 1.101 | 0.091 | 9.5 | [8 empty] | 675 | 33 | 133 | 43333 | 51 | 221112 | -85.3457 | 34.2528 | 125000 | 125 | 100 |  |  |  |  | Y | N | N |  | N |  |  | 80 | 1674.5
708_B_1 | GA | 13115 | Ga Power Company - Plant Hammond |  | 3713211 | 36848013 | 708 | 1 |  |  | 11500003 | SG01 | 71.1957 | 91.656 | 6.7855 | 7.5484 | 1.0844 | 0.0938 | 9.5919 | [8 empty] | 675 | 33 | 133 | 43333 | 51 | 221112 | -85.3457 | 34.2528 | 125000 | 125 | 100 |  |  |  |  | Y | N | N |  | N |  |  | 81 | 1579.75
708_B_2 | GA | 13115 | Ga Power Company - Plant Hammond |  | 3713211 | 36848113 | 708 | 2 |  |  | 11500003 | SG02 | 84.93 | 106.32 | 8.0036 | 8.811 | 1.321 | 0.111 | 11.19 | [8 empty] | 675 | 33 | 133 | 43333 | 51 | 221112 | -85.3457 | 34.2528 | 125000 | 125 | 100 |  |  |  |  | Y | N | N |  | N |  |  | 94 | 1898.5
715_G_4B | GA | 13127 | Ga Power Company - Plant McManus | McManus | 3721111 | 36833213 | 715 | 4B | 715 | 4B | 12700004 | CT4B | 1.663 | 0.062 | 0.023 | 0.023 | 0.0011 |  | 0.009 | 2.9 | 1.21 | 0.027156 | 0.027156 | 0.000928 |  | 0.007468 | 2019 | 33 | 14 | 850 | 17515 | 113 | 221112 | -81.5448 | 31.2143 | 55400 | 125 | 120 |  | 46 | N | Distillate Fuel Oil | Y | N | N | 9999 | N |  | Combustion Turbine | 17 | 14 | 16959
715_G_4C | GA | 13127 | Ga Power Company - Plant McManus | McManus | 3721111 | 36833313 | 715 | 4C | 715 | 4C | 12700004 | CT4C | 2.646 | 0.099 | 0.036 | 0.036 | 0.001 |  | 0.01 | 3.52 | 1.47 | 0.032874 | 0.032874 | 0.001123 |  | 0.00904 | 2019 | 33 | 14 | 850 | 17515 | 113 | 221112 | -81.5445 | 31.2145 | 55400 | 125 | 120 |  | 46 | N | Distillate Fuel Oil | Y | N | N | 9999 | N |  | Combustion Turbine | 25 | 25 | 16959
715_G_4D | GA | 13127 | Ga Power Company - Plant McManus | McManus | 3721111 | 36833413 | 715 | 4D | 715 | 4D | 12700004 | CT4D | 1.257 | 0.047 | 0.017 | 0.017 | 0.001 |  | 0.005 | 3.91 | 1.63 | 0.036762 | 0.036762 | 0.001256 |  | 0.01011 | 2019 | 33 | 14 | 850 | 17515 | 113 | 221112 | -81.5443 | 31.2145 | 55400 | 125 | 120 |  | 46 | N | Distillate Fuel Oil | Y | N | N | 9999 | N |  | Combustion Turbine | 8 | 5 | 16959
715_G_4A | GA | 13127 | Ga Power Company - Plant McManus | McManus | 3721111 | 36833513 | 715 | 4A | 715 | 4A | 12700004 | CT4A | 1.983 | 0.074 | 0.027 | 0.027 | 0.0011 |  | 0.0091 | 2.88 | 1.2 | 0.026976 | 0.026976 | 0.000922 |  | 0.007418 | 2019 | 33 | 14 | 850 | 17515 | 113 | 221112 | -81.5449 | 31.2143 | 55400 | 125 | 120 |  | 46 | N | Distillate Fuel Oil | Y | N | N | 9999 | N |  | Combustion Turbine | 25 | 25 | 16959
715_G_3B | GA | 13127 | Ga Power Company - Plant McManus | McManus | 3721111 | 36833613 | 715 | 3B | 715 | 3B | 12700004 | CT3B | 12.383 | 0.464 | 0.169 | 0.169 | 0.006 |  | 0.046 | 29.11 | 12.13 | 0.27101 | 0.27101 | 0.009259 |  | 0.074527 | 2019 | 39 | 16.7 | 850 | 17600 | 80 | 221112 | -81.5454 | 31.214 | 55400 | 125 | 120 |  | 46 | N | Distillate Fuel Oil | Y | N | N | 9999 | N |  | Combustion Turbine | 56 | 56 | 16959
715_G_4F | GA | 13127 | Ga Power Company - Plant McManus | McManus | 3721111 | 36833713 | 715 | 4F | 715 | 4F | 12700004 | CT4F | 1.634 | 0.061 | 0.022 | 0.022 | 0.001 |  | 0.006 | 4.47 | 1.86 | 0.042042 | 0.042042 | 0.001436 |  | 0.011562 | 2019 | 33 | 14 | 850 | 17515 | 113 | 221112 | -81.5439 | 31.2147 | 55400 | 125 | 120 |  | 46 | N | Distillate Fuel Oil | Y | N | N | 9999 | N |  | Combustion Turbine | 11 | 8 | 16959
715_G_3A | GA | 13127 | Ga Power Company - Plant McManus | McManus | 3721111 | 36833813 | 715 | 3A | 715 | 3A | 12700004 | CT3A | 15.76 | 0.591 | 0.215 | 0.215 | 0.007 |  | 0.0591 | 17.29 | 7.21 | 0.16229 | 0.16229 | 0.005545 |  | 0.044629 | 2019 | 39 | 16.7 | 850 | 17600 | 80 | 221112 | -81.5458 | 31.2138 | 55400 | 125 | 120 |  | 46 | N | Distillate Fuel Oil | Y | N | N | 9999 | N |  | Combustion Turbine | 73 | 70 | 16959
715_G_4E | GA | 13127 | Ga Power Company - Plant McManus | McManus | 3721111 | 36834113 | 715 | 4E | 715 | 4E | 12700004 | CT4E | 1.253 | 0.047 | 0.017 | 0.017 | 0.001 |  | 0.005 | 3.63 | 1.51 | 0.034746 | 0.034746 | 0.001187 |  | 0.009555 | 2019 | 33 | 14 | 850 | 17515 | 113 | 221112 | -81.544 | 31.2147 | 55400 | 125 | 120 |  | 46 | N | Distillate Fuel Oil | Y | N | N | 9999 | N |  | Combustion Turbine | 12 | 12 | 16959
715_G_3C | GA | 13127 | Ga Power Company - Plant McManus | McManus | 3721111 | 36834213 | 715 | 3C | 715 | 3C | 12700004 | CT3C | 9.722 | 0.365 | 0.133 | 0.133 | 0.001 |  | 0.036 | 36.62 | 15.26 | 0.35366 | 0.35366 | 0.012083 |  | 0.097256 | 2019 | 39 | 16.7 | 850 | 17600 | 80 | 221112 | -81.5451 | 31.2141 | 55400 | 125 | 120 |  | 46 | N | Distillate Fuel Oil | Y | N | N | 9999 | N |  | Combustion Turbine | 47 | 47 | 16959
54538_G_MAG1 | GA | 13147 | Hartwell Energy Facility | Hartwell Energy Facility | 2612411 | 97989113 | 70454 | MAG1 | 54538 | MAG1 | 14700021 | H101 | 3.3 | 1.01 |  |  |  |  | 2.4 | 74.29 | 0.731 |  |  |  |  | 27.3 | 2019 | 79 | 22.5 | 1105 | 46758 | 117 | 221112 | -82.8196 | 34.3393 | 159 | 125 | 120 |  | 149.5 | N | Natural Gas, Distillate Fuel Oil | Y | N | N | 9999 | N |  | Combustion Turbine | 17 | 126.04 | 12906
54538_G_MAG2 | GA | 13147 | Hartwell Energy Facility | Hartwell Energy Facility | 2612411 | 97989213 | 70454 | MAG2 | 54538 | MAG2 | 14700021 | H102 | 13.1 | 1.8 |  |  |  |  | 11.3 | 86.285 | 0.728 |  |  |  |  | 6.3 | 2019 | 79 | 22.5 | 1105 | 46758 | 117 | 221112 | -82.82 | 34.3391 | 159 | 125 | 120 |  | 148.6 | N | Natural Gas, Distillate Fuel Oil | Y | N | N | 9999 | N |  | Combustion Turbine | 30 | 235.64 | 12910
7917_G_1 | GA | 13149 | Chattahoochee Energy Facility | Chattahoochee Energy Facility | 13645711 | 82358813 | 7917 | 8A | 7917 | 1 | 14900006 | 8A | 41.53 | 3.017 | 0.96104 | 1.568 | 10.268 | 32.0685 | 410.7197 | 53.631 | 3.446 | 1.0952 | 1.7869 | 11.7011 | 36.5444 | 468.0453 | 2019 | 130 | 18 | 199 | 16540 | 65 | 221112 | -85.0384 | 33.407 | 261 | 125 | 140 | 109&139&65 | 142.8 | N | Natural Gas | Y | N | N | 9999 | N | 7917_G_1;7917_G_3 | Combined Cycle |  | 6446 | 7101
7917_G_2 | GA | 13149 | Chattahoochee Energy Facility | Chattahoochee Energy Facility | 13645711 | 82358913 | 7917 | 8B | 7917 | 2 | 14900006 | 8B | 51.015 | 3.39 | 1.0752 | 1.7543 | 11.4877 | 35.8778 | 459.507 | 48.95 | 3.523 | 1.1241 | 1.834 | 12.0098 | 37.5083 | 480.3899 | 2019 | 130 | 18 | 199 | 16540 | 65 | 221112 | -85.0387 | 33.4071 | 261 | 125 | 140 | 109&139 | 149.1 | N | Natural Gas | Y | N | N | 9999 | N |  | Combined Cycle |  | 7191.5 | 7101
55061_G_GTG1 | GA | 13149 | Tenaska Georgia Generating Station | Tenaska Georgia Generation Facility | 15558711 | 97956613 | 55061 | CT1 | 55061 | GTG1 | 14900004 | CT01 | 3.45 | 0.1277 | 0.3345 | 0.3457 | 0.1968 |  | 0.096 | 2.246 | 0.048 | 0.34719 | 0.34919 | 0.2096 |  | 0.1002 | 2017 | 70 | 20 | 1134 | 38533 | 123 | 221112 | -84.9997 | 33.3526 | 185 | 125 | 120 |  | 157.5 | N | Natural Gas, Distillate Fuel Oil | Y | N | N | 9999 | N |  | Combustion Turbine | 4 | 79.25 | 11628
55061_G_GTG2 | GA | 13149 | Tenaska Georgia Generating Station | Tenaska Georgia Generation Facility | 15558711 | 97956713 | 55061 | CT2 | 55061 | GTG2 | 14900004 | CT02 | 3.178 | 0.0661 | 0.26581 | 0.27461 | 0.1583 |  | 0.0765 | 4.972 | 0.1 | 0.24665 | 0.24985 | 0.1489 |  | 0.0712 | 2019 | 70 | 20 | 1134 | 38533 | 123 | 221112 | -84.9997 | 33.3523 | 185 | 125 | 120 |  | 157.5 | N | Natural Gas, Distillate Fuel Oil | Y | N | N | 9999 | N |  | Combustion Turbine | 2 | 114.5 | 11628
55061_G_GTG3 | GA | 13149 | Tenaska Georgia Generating Station | Tenaska Georgia Generation Facility | 15558711 | 97956813 | 55061 | CT3 | 55061 | GTG3 | 14900004 | CT03 | 2.038 | 0.0433 | 0.22132 | 0.22282 | 0.1329 |  | 0.0643 | 4.259 | 0.093 | 0.29592 | 0.29712 | 0.1788 |  | 0.0855 | 2017 | 70 | 20 | 1134 | 38533 | 123 | 221112 | -84.9996 | 33.3519 | 185 | 125 | 120 |  | 157.5 | N | Natural Gas, Distillate Fuel Oil | Y | N | N | 9999 | N |  | Combustion Turbine | 1 | 111.75 | 11628
55061_G_GTG4 | GA | 13149 | Tenaska Georgia Generating Station | Tenaska Georgia Generation Facility | 15558711 | 97956913 | 55061 | CT4 | 55061 | GTG4 | 14900004 | CT04 | 1.809 | 0.4849 | 0.22092 | 0.25772 | 0.1017 |  | 0.0746 | 4.656 | 0.083 | 0.31181 | 0.33711 | 0.167 |  | 0.0976 | 2019 | 70 | 20 | 1134 | 38533 | 123 | 221112 | -84.9996 | 33.3516 | 185 | 125 | 120 |  | 157.5 | N | Natural Gas, Distillate Fuel Oil | Y | N | N | 9999 | N |  | Combustion Turbine | 21 | 129.5 | 11632
55061_G_GTG5 | GA | 13149 | Tenaska Georgia Generating Station | Tenaska Georgia Generation Facility | 15558711 | 97957013 | 55061 | CT5 | 55061 | GTG5 | 14900004 | CT05 | 3.105 | 0.166 | 0.29392 | 0.30692 | 0.1691 |  | 0.088 | 4.573 | 0.064 | 0.25318 | 0.25418 | 0.153 |  | 0.0735 | 2017 | 70 | 20 | 1134 | 38533 | 123 | 221112 | -84.9996 | 33.3512 | 185 | 125 | 120 |  | 157.5 | N | Natural Gas, Distillate Fuel Oil | Y | N | N | 9999 | N |  | Combustion Turbine | 6 | 75.75 | 11632
55061_G_GTG6 | GA | 13149 | Tenaska Georgia Generating Station | Tenaska Georgia Generation Facility | 15558711 | 97957113 | 55061 | CT6 | 55061 | GTG6 | 14900004 | CT06 | 2.776 | 0.0728 | 0.27518 | 0.27998 | 0.1647 |  | 0.0793 | 2.88 | 0.064 | 0.25453 | 0.25613 | 0.1537 |  | 0.0735 | 2017 | 70 | 20 | 1134 | 38533 | 123 | 221112 | -84.9995 | 33.3509 | 185 | 125 | 120 |  | 157.5 | N | Natural Gas, Distillate Fuel Oil | Y | N | N | 9999 | N |  | Combustion Turbine | 2 | 138 | 11632
55141_G_CT1 | GA | 13149 | Hawk Road Energy Facility | Hawk Road Facility | 15559111 | 97988813 | 55141 | CT1 | 55141 | CT1 | 14900005 | CT1 | 90.415 | [5 empty] | 13.4 | 43.2 | 0.554 | 10.01 | 10.01 |  |  | 6.1 | 2019 | 117 | 29 | 1102 | 66759 | 105 | 221112 | -84.9911 | 33.3588 | 179 | 125 | 120 |  | 153 | N | Natural Gas | Y | N | N | 9999 | N |  | Combustion Turbine |  | 2295.9802 | 10983
55141_G_CT2 | GA | 13149 | Hawk Road Energy Facility | Hawk Road Facility | 15559111 | 97988913 | 55141 | CT2 | 55141 | CT2 | 14900005 | CT2 | 84.544 | [5 empty] | 12.9 | 60.867 | 0.774 | 9.646 | 9.646 |  |  | 5.9 | 2019 | 90 | 25 | 1102 | 66759 | 136 | 221112 | -84.9911 | 33.3585 | 179 | 125 | 120 |  | 150.3 | N | Natural Gas | Y | N | N | 9999 | N |  | Combustion Turbine |  | 2302.0286 | 10983
55141_G_CT3 | GA | 13149 | Hawk Road Energy Facility | Hawk Road Facility | 15559111 | 97989013 | 55141 | CT3 | 55141 | CT3 | 14900005 | CT3 | 48.628 | [5 empty] | 37.7 | 46.448 | 0.583 | 7.098 | 7.098 |  |  | 4.4 | 2019 | 90 | 25 | 1102 | 66759 | 136 | 221112 | -84.9911 | 33.358 | 208 | 125 | 120 |  | 153 | N | Natural Gas | Y | N | N | 9999 | N |  | Combustion Turbine |  | 1379.3203 | 10983
55965_G_CT6A | GA | 13149 | Southern Power - Wansley Combined Cycle | Wansley Combined Cycle | 16658111 | 105656413 | 55965 | 6A | 55965 | CT6A | 14900011 | CT6A | 56.85 | 3.95 | 51.506 | 51.506 | 13.82 | 18.2 | 98.72 | 68.11 | 4.65 | 60.4242 | 60.6242 | 16.27 | 21 | 116.2 | 2019 | 132 | 16.8 | 198 | 19167 | 87 | 221112 | -85.0371 | 33.4059 | 620000 | 125 | 140 |  | 176.8 | N | Natural Gas | Y | N | N | 9999 | N |  | Combined Cycle | 7444 | 7407.9102 | 7050
55965_G_CT6B | GA | 13149 | Southern Power - Wansley Combined Cycle | Wansley Combined Cycle | 16658111 | 105656513 | 55965 | 6B | 55965 | CT6B | 14900011 | CT6B | 61.42 | 4.07 | 53.0712 | 53.0712 | 14.24 | 18.2 | 101.73 | 66.36 | 4.6 | 59.9872 | 59.9872 | 16.1 | 21 | 114.97 | 2019 | 132 | 16.8 | 198 | 19167 | 87 | 221112 | -85.0369 | 33.4057 | 620000 | 125 | 140 |  | 176.8 | N | Natural Gas | Y | N | N | 9999 | N |  | Combined Cycle | 7448 | 7415.0605 | 7050
55965_G_CT7A | GA | 13149 | Southern Power - Wansley Combined Cycle | Wansley Combined Cycle | 16658111 | 105656613 | 55965 | 7A | 55965 | CT7A | 14900011 | CT7A | 54.39 | 3.39 | 44.2988 | 44.2988 | 11.89 | 15.6 | 84.89 | 66.1 | 4.53 | 59.1682 | 59.1682 | 15.88 | 20.69 | 113.4 | 2019 | 132 | 16.8 | 198 | 19167 | 87 | 221112 | -85.0381 | 33.4067 | 620000 | 125 | 140 |  | 175.6 | N | Natural Gas | Y | N | N | 9999 | N |  | Combined Cycle | 6687 | 6654.1504 | 7050
55965_G_CT7B | GA | 13149 | Southern Power - Wansley Combined Cycle | Wansley Combined Cycle | 16658111 | 105656713 | 55965 | 7B | 55965 | CT7B | 14900011 | CT7B | 54.39 | 3.39 | 44.2988 | 44.2988 | 11.89 | 15.6 | 84.89 | 66.55 | 4.58 | 59.7142 | 59.7142 | 16.03 | 20.7 | 114.47 | 2019 | 132 | 16.8 | 198 | 19167 | 87 | 221112 | -85.0378 | 33.4065 | 620000 | 125 | 140 |  | 175.6 | N | Natural Gas | Y | N | N | 9999 | N |  | Combined Cycle | 6687 | 6662.4805 | 7050
6052_B_1 | GA | 13149 | Ga Power Company - Plant Wansley | Wansley | 7415011 | 9227113 | 6052 | 1 | 6052 | 1 | 14900001 | SG01 | 1280.29 | 2764.13 | 122.1441 | 141.3593 | 35.0882 | 21.45 | 293.035 | 534.94 | 978.2 | 44.2272 | 50.299 | 16.0172 |  | 133.9731 | 2019 | 675 | 34 | 133 | 53333 | 58 | 221112 | -85.0349 | 33.4119 | 8240 | 125 | 100 |  | 872 | N | Bituminous | Y | N | N | 9999 | N |  | Coal Steam | 64 | 5788 | 10009
6052_B_2 | GA | 13149 | Ga Power Company - Plant Wansley | Wansley | 7415011 | 9227213 | 6052 | 2 | 6052 | 2 | 14900001 | SG02 | 765.83 | 2091.59 | 75.2774 | 85.4556 | 23.4328 | 13.64 | 195.51 | 442.17 | 676.25 | 30.2001 | 34.3305 | 10.778 |  | 90.0846 | 2019 | 675 | 34 | 133 | 53333 | 58 | 221112 | -85.0349 | 33.4119 | 8240 | 125 | 100 |  | 872 | N | Bituminous | Y | N | N | 9999 | N |  | Coal Steam | 64 | 3841.5 | 10033
6052_G_5A | GA | 13149 | Ga Power Company - Plant Wansley | Wansley | 7415011 | 9227313 | 6052 | 5A | 6052 | 5A | 14900001 | CT5A | 0.994 | 0.414 | 0.0107 | 0.0107 | 0.0003 | 0.039749 | 0.0029 | 3.6 | 1.5 | 0.024395 | 0.024395 | 0.000834 | 0.14402 | 0.006709 | 2019 | 32 | 21.5 | 1049 | 30233 | 81 | 221112 | -85.0259 | 33.4148 | 52800 | 125 | 120 |  | 49 | N | Distillate Fuel Oil | Y | N | N | 9999 | N |  | Combustion Turbine | 13 | 13 | 25000
7946_G_CT1 | GA | 13149 | Municipal Electric Authority Of Ga-Wansley | Wansley Unit 9 | 9765611 | 57654213 | 7946 | CT9A | 7946 | CT1 | 14900007 | CT9A | 56.221 | 3.072 | 5.3508 | 5.3508 | 1.47 | 1.47 | 54.01 | 56.234 | 3.057 | 23.24 | 23.24 | 2.04 | 2.18 | 8.15 | 2019 | 132 | 19 | 181 | 15200 | 54 | 221112 | -85.0397 | 33.4082 | 171 | 125 | 120 |  | 143.4 | N | Natural Gas | Y | N | N | 9999 | N |  | Combined Cycle |  | 6060.5479 | 7219
7946_G_CT2 | GA | 13149 | Municipal Electric Authority Of Ga-Wansley | Wansley Unit 9 | 9765611 | 57654313 | 7946 | CT9B | 7946 | CT2 | 14900007 | CT9B | 59.334 | 2.818 | 10.4104 | 10.4104 | 0.57 | 1.66 | 46 | 60.794 | 3.291 | 33.98 | 33.98 | 1.01 | 3.25 | 10.14 | 2017 | 132 | 19 | 181 | 15200 | 54 | 221112 | -85.0399 | 33.4085 | 171 | 125 | 120 |  | 140.6 | N | Natural Gas | Y | N | N | 9999 | N |  | Combined Cycle |  | 5405.9561 | 7219
55040_G_ST1 | GA | 13153 | Mid-Georgia Cogen LP | Mid-Georgia Cogeneration Facility | 15560111 | 98129413 |  |  | 55040 | ST1 | 15300042 | B1 | 6.4 | 0.82 | 0.34 | 0.34 | 0.68 |  | 6.83 | 9.3 | 1.15 | 0.96 | 0.96 | 0.96 |  | 9.58 | 2019 | 160 | 3 | 330 | 461 | 65.2 | 221112 | -83.6041 | 32.485 | 70 | 125 | 100 |  | 100 | Y | Natural Gas, Distillate Fuel Oil | N | Y | N | 9999 | N |  | Combined Cycle | 8253 |  | 6585
55040_G_CT1 | GA | 13153 | Mid-Georgia Cogen LP | Mid-Georgia Cogeneration Facility | 15560111 | 98129513 | 55040 | 1 | 55040 | CT1 | 15300042 | T1 | 53.1 | 1 | 7.065 | 7.065 | 5.599 | 0.8005 | 23.59 | 16 | 0.543 | 6.68 | 6.68 | 0.98512 | 0.371 | 38.4611 | 2019 | 160 | 17 | 225 | 10057 | 44.3 | 221112 | -83.6039 | 32.4854 | 106 | 125 | 120 |  | 101.5 | Y | Natural Gas, Distillate Fuel Oil | Y | N | N | 9999 | N |  | Combined Cycle | 1722 | 1745.65 | 6585
55040_G_CT2 | GA | 13153 | Mid-Georgia Cogen LP | Mid-Georgia Cogeneration Facility | 15560111 | 98129613 | 55040 | 2 | 55040 | CT2 | 15300042 | T2 | 55.9 | 1.3 | 7.285 | 7.285 | 6.041 | 0.8385 | 25.04 | 68.3 | 0.328 | 7.15 | 7.15 | 1.0523 | 0.406 | 41.076 | 2019 | 160 | 17 | 225 | 10057 | 44.3 | 221112 | -83.6039 | 32.4851 | 106 | 125 | 120 |  | 101.5 | Y | Natural Gas, Distillate Fuel Oil | Y | N | N | 9999 | N |  | Combined Cycle | 29 | 1819.5995 | 6585
7348_G_1 | GA | 13153 | Ga Power Company - Robins | Robins | 2654411 | 41054813 | 7348 | CT1 | 7348 | 1 | 15300040 | CT1 | 29.8 | 1.36 | 0.241 | 0.241 | 0.0707 |  | 2.7058 | 51.598 | 2.575 | 0.4225 | 0.4225 | 0.1304 |  | 5.1232 | 2019 | 56 | 12.9 | 1044 | 24312.5 | 186 | 221112 | -83.5824 | 32.5792 | 1160 | 125 | 120 |  | 80 | N | Natural Gas, Distillate Fuel Oil | Y | N | N | 9999 | N |  | Combustion Turbine | 126 | 126 | 14041
7348_G_2 | GA | 13153 | Ga Power Company - Robins | Robins | 2654411 | 41054913 | 7348 | CT2 | 7348 | 2 | 15300040 | CT2 | 24.83 | 0.53 | 0.2165 | 0.2165 | 0.0702 |  | 2.566 | 60.747 | 3.547 | 0.5588 | 0.5588 | 0.1709 |  | 6.5623 | 2017 | 56 | 12.9 | 1044 | 24312.5 | 186 | 221112 | -83.5824 | 32.5789 | 1160 | 125 | 120 |  | 80 | N | Natural Gas, Distillate Fuel Oil | Y | N | N | 9999 | N |  | Combustion Turbine | 111 | 111 | 14042
7765_G_8 | GA | 13157 | Dahlberg Combustion Turbine Electric Generating Plant |  | 8500711 | 964413 | 7765 | 8 |  |  | 15700034 | CT08 | 5.4 | 0.1 | 0.59741 | 0.59741 | 0.357 |  | 2.7267 | 4.7432 | 0.1001 | 0.57519 | 0.57519 | 0.3491 |  | 2.5029 | 2019 | 65 | 15.4 | 952 | 31925 | 171 | 221112 | -83.3976 | 34.0413 | 75 | 125 | 120 |  |  |  |  | Y | N | N |  | N | 7709_G_8;7765_G_8 |  | 5 | 378.72
7765_G_7 | GA | 13157 | Dahlberg Combustion Turbine Electric Generating Plant |  | 8500711 | 964513 | 7765 | 7 |  |  | 15700034 | CT07 | 18.6998 | 0.5 | 2.1567 | 2.1567 | 1.2893 |  | 9.8323 | 12.5015 | 0.2583 | 1.4854 | 1.4854 | 0.9017 |  | 6.454 | 2019 | 65 | 15.4 | 952 | 31925 | 171 | 221112 | -83.3976 | 34.0416 | 75 | 125 | 120 |  |  |  |  | Y | N | N |  | N | 7765_G_7;7709_G_7 |  | 18 | 1371.7094
7765_G_6 | GA | 13157 | Dahlberg Combustion Turbine Electric Generating Plant |  | 8500711 | 964613 | 7765 | 6 |  |  | 15700034 | CT06 | 4.9 | 0.1 | 0.55353 | 0.55353 | 0.3323 |  | 2.4932 | 4.842 | 0.1018 | 0.58431 | 0.58431 | 0.3544 |  | 2.5452 | 2019 | 65 | 15.4 | 952 | 31925 | 171 | 221112 | -83.3977 | 34.0418 | 75 | 125 | 120 |  |  |  |  | Y | N | N |  | N | 7709_G_6;7765_G_6 |  | 4 | 356.0098
7765_G_1 | GA | 13157 | Dahlberg Combustion Turbine Electric Generating Plant |  | 8500711 | 964713 | 7765 | 1 |  |  | 15700034 | CT01 | 25.217 | 0.6811 | 2.1427 | 2.1427 | 1.2436 |  | 10.132 | 12.0489 | 0.2813 | 1.6188 | 1.6188 | 0.9828 |  | 7.0307 | 2019 | 65 | 15.4 | 952 | 31925 | 171 | 221112 | -83.398 | 34.0433 | 75 | 125 | 120 |  |  |  |  | Y | N | N |  | N | 7709_G_1;7765_G_1 |  | 18 | 1300.859
7765_G_9 | GA | 13157 | Dahlberg Combustion Turbine Electric Generating Plant |  | 8500711 | 964813 | 7765 | 9 |  |  | 15700034 | CT09 | 19.9996 | 0.6 | 2.039 | 2.039 | 1.2206 |  | 9.2574 | 11.1301 | 0.2413 | 1.3877 | 1.3877 | 0.8423 |  | 6.0306 | 2019 | 65 | 15.4 | 952 | 31925 | 171 | 221112 | -83.3974 | 34.0409 | 75 | 125 | 120 |  |  |  |  | Y | N | N |  | N | 7765_G_9;7709_G_9 |  | 16 | 1301.4398
7765_G_10 | GA | 13157 | Dahlberg Combustion Turbine Electric Generating Plant |  | 8500711 | 964913 | 7765 | 10 |  |  | 15700034 | CT10 | 4.6 | 0.1 | 0.49531 | 0.49531 | 0.2965 |  | 2.2481 | 5.034 | 0.1126 | 0.64603 | 0.64603 | 0.3918 |  | 2.8147 | 2019 | 65 | 15.4 | 952 | 31925 | 171 | 221112 | -83.3974 | 34.0406 | 75 | 125 | 120 |  |  |  |  | Y | N | N |  | N | 7709_G_10;7765_G_10 |  | 4 | 315.66
7765_G_5 | GA | 13157 | Dahlberg Combustion Turbine Electric Generating Plant |  | 8500711 | 965013 | 7765 | 5 |  |  | 15700034 | CT05 | 20.4992 | 0.4 | 2.2357 | 2.2357 | 1.3421 |  | 10.0601 | 12.8613 | 0.2801 | 1.6115 | 1.6115 | 0.9784 |  | 6.9986 | 2019 | 65 | 15.4 | 952 | 31925 | 171 | 221112 | -83.3978 | 34.0422 | 75 | 125 | 120 |  |  |  |  | Y | N | N |  | N | 7765_G_5;7709_G_5 |  | 14 | 1403.4692
7765_G_3 | GA | 13157 | Dahlberg Combustion Turbine Electric Generating Plant |  | 8500711 | 965113 | 7765 | 3 |  |  | 15700034 | CT03 | 19.8995 | 0.6 | 2.0482 | 2.0482 | 1.2222 |  | 9.3912 | 12.0072 | 0.2745 | 1.5793 | 1.5793 | 0.9588 |  | 6.8589 | 2019 | 65 | 15.4 | 952 | 31925 | 171 | 221112 | -83.3979 | 34.0427 | 75 | 125 | 120 |  |  |  |  | Y | N | N |  | N | 7709_G_3;7765_G_3 |  | 19 | 1285.9794
7765_G_2 | GA | 13157 | Dahlberg Combustion Turbine Electric Generating Plant |  | 8500711 | 965213 | 7765 | 2 |  |  | 15700034 | CT02 | 4.7 | 0.1 | 0.5413 | 0.5413 | 0.3136 |  | 2.7003 | 5.26 | 0.1181 | 0.095638 | 0.095638 | 0.0438 |  | 0.7773 | 2019 | 65 | 15.4 | 952 | 31925 | 171 | 221112 | -83.3979 | 34.043 | 75 | 125 | 120 |  |  |  |  | Y | N | N |  | N | 7765_G_2;7709_G_2 |  | 4 | 321.29
7765_G_4 | GA | 13157 | Dahlberg Combustion Turbine Electric Generating Plant |  | 8500711 | 965313 | 7765 | 4 |  |  | 15700034 | CT04 | 5.1 | 0.3 | 0.39082 | 0.39082 | 0.2335 |  | 1.7862 | 3.6561 | 0.0853 | 0.48957 | 0.48957 | 0.2969 |  | 2.1323 | 2019 | 65 | 15.4 | 952 | 31925 | 171 | 221112 | -83.3978 | 34.0424 | 75 | 125 | 120 |  |  |  |  | Y | N | N |  | N | 7765_G_4;7709_G_4 |  | 3 | 238.0599
57909_B_BLR1 | GA | 13171 | Piedmont Green Power, LLC | Piedmont Green Power | 17021811 | 112112113 |  |  | 57909 | BLR1 | 17100014 | B1 | [7 empty] | 220 | 0.103 | 33.33 | 33.33 | 0.154 |  | 164.5 | 2017 | 150 | 9 | 337 | 4750.9 | 74.7 | 221117 | -84.1256 | 33.0451 | 700 | 125 | 100 |  | 55 | N | Biomass | N | N | N | 9999 | N | 57909_G_GEN1;57909_B_BLR1 | Biomass |  |  | 13500
54004_B_PB2 | GA | 13175 | Green Power Solutions of Georgia, LLC | WestRock Southeast, LLC. | 17678111 | 122424713 |  |  | 54004 | PB2 | 17500073 | PB2 | 425.5 | 1046.9 | 99.7969 | 111.809 | 30.8131 |  | 187.4536 | 342.9 | 1841.9 | 36.5318 | 42.4524 | 35.7654 |  | 109.2441 | 2019 | 180 | 9.3 | 330 | 4006 | 59 | 221117 | -82.8444 | 32.503 | 850 |  | 100 |  | 22 | Y | Biomass | N | N | N | 9999 | N |  | Biomass | 2190 |  | 4937
54004_B_HRSG | GA | 13175 | SP Fiber Technologies Southeast, LLC | WestRock Southeast, LLC. | 2613811 | 40723513 |  |  | 54004 | HRSG | 17500004 | HRSG | 1.21 | 0.004 | 0.61 | 0.61 | 0.03 |  | 7.44 | 0.74083 | 0.004445 | 0.05594 | 0.05594 | 0.040746 |  | 0.6229 | 2019 | 121 | 12.5 | 310 | 9567 | 78 | 322130 | -82.8432 | 32.5043 | 99 | 133 | 150 |  | 22 | Y | Biomass | N | N | N | 9999 | N |  | Biomass | 21 |  | 4937
54004_G_GEN2 | GA | 13175 | SP Fiber Technologies Southeast, LLC | WestRock Southeast, LLC. | 2613811 | 40723613 |  |  | 54004 | GEN2 | 17500004 | GT | 33.4 | 18.15 | 9.08 | 9.08 | 0.19 |  | 7.44 | 24.5205 | 0.64131 | 1.2449 | 1.2449 | 0.3961 |  | 5.6586 | 2019 | 121 | 12.5 | 310 | 9567 | 78 | 322130 | -82.8432 | 32.5043 | 545 | 133 | 140 |  | 40 | Y | Natural Gas, Distillate Fuel Oil | N | N | N | 9999 | N |  | Combustion Turbine | 108 |  | 8700
60084_B_7040 | GA | 13185 | PCA Valdosta Mill | PCA-Valdosta Mill | 555311 | 98190613 |  |  | 60084 | 7040 | 18500001 | 7040 | 427.882 | 446.18 | 15.17 | 19.93 | 80.9457 |  | 1583.8276 | 427.505 | 453.0832 | 39.5667 | 44.3992 | 81.8536 |  | 1605.4041 | 2019 | 300 | 10 | 375 | 5833 | 74.3 | 322130 | -83.3031 | 30.6923 |  | 133 | 200 |  | 57 | Y | Non-Fossil Waste | N | N | N | 9999 | N |  | Non-Fossil Waste | 8612 |  | 7182
50465_B_PB | GA | 13193 | International Paper - Flint River Mill | Flint River Operations | 8352311 | 432113 |  |  | 50465 | PB | 19300013 | U400 | 475.311 | 25.551 | 90.2148 | 90.2148 | 44.64 |  | 1482.001 | 451.29 | 27.51 | 63.4222 | 63.4222 | 42.8908 |  | 774 | 2019 | 350 | 19.6 | 240 | 13757 | 45 | 322110 | -84.0697 | 32.2527 | 400 | 133 | 100 |  | 39 | Y | Biomass | N | N | N | 9999 | N |  | Biomass | 8586 |  | 4413
50465_B_RB | GA | 13193 | International Paper - Flint River Mill | Flint River Operations | 8352311 | 433113 |  |  | 50465 | RB | 19300013 | U500 | 638.04 | 10.741 | 81.875 | 110.03 | 7.45 |  | 110.008 | 549.345 | 34.217 | 55.2653 | 65.11 | 6.65 |  | 125.091 | 2019 | 350 | 19.6 | 240 | 13757 | 45 | 322110 | -84.0697 | 32.2527 | 715 | 133 | 200 |  | 39 | Y | Non-Fossil Waste | N | N | N | 9999 | N |  | Non-Fossil Waste | 8525 |  | 4413
55304_G_CT1 | GA | 13205 | Baconton Power LLC | Baconton Power Plant | 15578811 | 98197613 | 55304 | CT1 | 55304 | CT1 | 20500044 | CT1 | 4.24 | 0.022 | 0.24 | 0.24 | 0.08 |  |  | 33.496 | 0.203 | [5 empty] | 2019 | 45 | 10 | 820 | 9676 | 125 | 221112 | -84.0823 | 31.3869 | 50 | 125 | 120 |  | 49 | N | Natural Gas, Distillate Fuel Oil | Y | N | N | 9999 | N |  | Combustion Turbine | 8760 | 462.6899 | 10745
55304_G_CT4 | GA | 13205 | Baconton Power LLC | Baconton Power Plant | 15578811 | 98197713 | 55304 | CT4 | 55304 | CT4 | 20500044 | CT4 | 4.82 | 0.0266 | 0.3 | 0.3 | 0.09 |  |  | 29.951 | 0.188 | [5 empty] | 2019 | 45 | 10 | 820 | 9676 | 125 | 221112 | -84.0806 | 31.3869 | 50 | 125 | 120 |  | 49 | N | Natural Gas, Distillate Fuel Oil | Y | N | N | 9999 | N |  | Combustion Turbine | 1200 | 355.0901 | 10745
55304_G_CT5 | GA | 13205 | Baconton Power LLC | Baconton Power Plant | 15578811 | 98197813 | 55304 | CT5 | 55304 | CT5 | 20500044 | CT5 | 5.31 | 0.03 | 0.29 | 0.29 | 0.09 |  |  | 36.1 | 0.212 | [5 empty] | 2019 | 45 | 10 | 820 | 9676 | 125 | 221112 | -84.0803 | 31.3869 | 50 | 125 | 120 |  | 49 | N | Natural Gas, Distillate Fuel Oil | Y | N | N | 9999 | N |  | Combustion Turbine | 1200 | 375.8201 | 10745
55304_G_CT6 | GA | 13205 | Baconton Power LLC | Baconton Power Plant | 15578811 | 98197913 | 55304 | CT6 | 55304 | CT6 | 20500044 | CT6 | 4.05 | 0.023 | 0.25 | 0.25 | 0.08 |  |  | 19.436 | 0.119 | [5 empty] | 2019 | 55 | 12.7 | 820 | 15043 | 125 | 221112 | -84.0794 | 31.3868 | 50 | 125 | 120 |  | 49 | N | Natural Gas, Distillate Fuel Oil | Y | N | N | 9999 | N |  | Combustion Turbine | 1200 | 362.6299 | 10745
7768_G_CTG2 | GA | 13205 | Sowega Power LLC | Sowega Power | 15580111 | 98199113 | 7768 | CT2 | 7768 | CTG2 | 20500043 | CT02 | 15.63 | 0.101 | 1.11 | 1.11 | 0.35 |  |  | 27.563 | 0.158 | 0.701 | 0.701 | 0.223 |  |  | 2019 | 45 | 10 | 820 | 9676 | 125 | 221112 | -84.0809 | 31.387 | 50 | 125 | 140 |  | 48.5 | N | Natural Gas, Distillate Fuel Oil | Y | N | N | 9999 | N |  | Combustion Turbine | 1220 | 1381.7397 | 10745
7768_G_CTG3 | GA | 13205 | Sowega Power LLC | Sowega Power | 15580111 | 98199213 | 7768 | CT3 | 7768 | CTG3 | 20500043 | CT03 | 16.27 | 0.101 | 1.11 | 1.11 | 0.35 |  |  | 27.78 | 0.176 | 0.717 | 0.717 | 0.228 |  |  | 2019 | 45 | 10 | 820 | 9676 | 125 | 221112 | -84.0802 | 31.387 | 50 | 125 | 140 |  | 48.5 | N | Natural Gas, Distillate Fuel Oil | Y | N | N | 9999 | N |  | Combustion Turbine | 1200 | 1245.0803 | 10745
7829_G_1 | GA | 13207 | Smarr EMC | Smarr Energy Center | 15578911 | 98198413 | 7829 | 1 | 7829 | 1 | 20700030 | T1 | 25.277 | 0.366 | 3.822 | 3.822 |  |  |  | 40.964 | 0.571 | 18.564 | 18.564 |  |  |  | 2019 | 90 | 17.9 | 1015 | 25415 | 101 | 221112 | -83.8467 | 32.9838 | 108 | 125 | 120 |  | 93.6 | N | Natural Gas | Y | N | N | 9999 | N |  | Combustion Turbine |  | 1016.5604 | 12724
7829_G_2 | GA | 13207 | Smarr EMC | Smarr Energy Center | 15578911 | 98198513 | 7829 | 2 | 7829 | 2 | 20700030 | T2 | 23.258 | 0.349 | 3.64 | 3.64 |  |  |  | 36.828 | 0.511 | 15.47 | 15.47 |  |  |  | 2019 | 90 | 17.9 | 1015 | 24500 | 101 | 221112 | -83.8467 | 32.9841 | 108 | 125 | 120 |  | 93.8 | N | Natural Gas | Y | N | N | 9999 | N |  | Combustion Turbine |  | 1133.3699 | 12724
6257_B_4 | GA | 13207 | Ga Power Company - Plant Scherer | Scherer | 8354711 | 419913 | 6257 | 4 | 6257 | 4 | 20700008 | SG04 | 3068.67 | 600.36 | 30.2375 | 50.1852 | 82.8631 | 3.68 | 1049.8463 | 3091.15 | 364.75 | 34.912 | 58.8249 | 76.8004 |  | 974.6174 | 2017 | 847 | 34 | 133 | 51667 | 57 | 221112 | -83.8064 | 33.0613 | 891000 | 125 | 100 |  | 860 | N | Subbituminous | Y | N | N | 2022 | N |  | Coal Steam | 95 | 7499.5 | 10615
6257_G_1 | GA | 13207 | Ga Power Company - Plant Scherer |  | 8354711 | 420013 | 6257 | 1 |  |  | 20700008 | SG01 | 3823.99 | 448.97 | 26.4388 | 44.0629 | 79.2864 | 3.27 | 660.8386 | 2946.73 | 198.89 | 23.1224 | 38.9998 | 55.5046 |  | 462.7044 | 2017 | 870 | 48.1 | 133 | 103522.5 | 57 | 221112 | -83.8074 | 33.0595 | 891000 | 125 | 100 |  |  |  |  | Y | N | N |  | N | 6257_G_1;6257_B_1 |  | 65 | 8709.75
6257_B_2 | GA | 13207 | Ga Power Company - Plant Scherer | Scherer | 8354711 | 420113 | 6257 | 2 | 6257 | 2 | 20700008 | SG02 | 2512.58 | 461.73 | 32.3468 | 54.259 | 73.0594 | 3.28 | 609.3145 | 1983.67 | 378.36 | 20.2635 | 33.6902 | 57.1231 |  | 476.7473 | 2019 | 870 | 48.1 | 133 | 103522.5 | 57 | 221112 | -83.8069 | 33.057 | 891000 | 125 | 100 |  | 860 | N | Subbituminous | Y | N | N | 9999 | N |  | Coal Steam | 72 | 7469 | 10756
6257_B_3 | GA | 13207 | Ga Power Company - Plant Scherer | Scherer | 8354711 | 420213 | 6257 | 3 | 6257 | 3 | 20700008 | SG03 | 3341.97 | 473.46 | 39.899 | 67.3327 | 77.1667 | 3.4 | 1057.0387 | 2046.711 | 278.52 | 16.9689 | 28.1553 | 52.1282 |  | 609.5771 | 2019 | 847 | 34 | 133 | 51667 | 57 | 221112 | -83.8064 | 33.0634 | 891000 | 125 | 100 |  | 860 | N | Subbituminous | Y | N | N | 9999 | N |  | Coal Steam | 72 | 8168.25 | 10740
55382_G_1GT1 | GA | 13213 | Thomas A. Smith Energy Facility | Thomas A Smith Energy Facility | 9751411 | 57647813 | 55382 | CCCT1 | 55382 | 1GT1 | 21300034 | CT1 | 50.5 | 3.7 | 49.2 | 49.2 | 35.7 | 86.1 | 32.8 | 46.3 | 3.29 | 34.6 | 34.6 | 8.12 | 74.7 | 42.5 | 2019 | 160.1 | 18 | 211 | 15333 | 60 | 221112 | -84.9177 | 34.7093 | 177 | 125 | 140 |  | 210 | N | Natural Gas | Y | N | N | 9999 | N |  | Combined Cycle | 7215 | 7215.5098 | 7403
55382_G_1GT2 | GA | 13213 | Thomas A. Smith Energy Facility | Thomas A Smith Energy Facility | 9751411 | 57647913 | 55382 | CCCT2 | 55382 | 1GT2 | 21300034 | CT2 | 46.1 | 3.6 | 48.4 | 48.4 | 35.1 | 84.8 | 30.3 | 49 | 3.21 | 33.7 | 33.7 | 7.92 | 72.8 | 29.8 | 2019 | 160.1 | 18 | 211 | 15333 | 60 | 221112 | -84.9183 | 34.7093 | 177 | 125 | 140 |  | 210 | N | Natural Gas | Y | N | N | 9999 | N |  | Combined Cycle | 7045 | 7044.7002 | 7403
55382_G_2GT1 | GA | 13213 | Thomas A. Smith Energy Facility | Thomas A Smith Energy Facility | 9751411 | 57648013 | 55382 | CCCT3 | 55382 | 2GT1 | 21300034 | CT3 | 53 | 3.6 | 46.3 | 46.3 | 33.6 | 81.1 | 54.8 | 50.4 | 3.78 | 39.7 | 39.7 | 9.33 | 85.8 | 23.4 | 2019 | 160.1 | 18 | 211 | 15333 | 60 | 221112 | -84.919 | 34.7093 | 177 | 125 | 140 |  | 210 | N | Natural Gas | Y | N | N | 9999 | N |  | Combined Cycle | 6967 | 6966.79 | 7403
55382_G_2GT2 | GA | 13213 | Thomas A. Smith Energy Facility | Thomas A Smith Energy Facility | 9751411 | 57648113 | 55382 | CCCT4 | 55382 | 2GT2 | 21300034 | CT4 | 33.5 | 3.3 | 44.4 | 44.4 | 32.2 | 77.7 | 33.5 | 50.8 | 3.72 | 39 | 39 | 9.17 | 84.3 | 25.6 | 2019 | 160.1 | 18 | 211 | 15333 | 60 | 221112 | -84.9194 | 34.7093 | 177 | 125 | 140 |  | 210 | N | Natural Gas | Y | N | N | 9999 | N |  | Combined Cycle | 6503 | 6502.7095 | 7403
7813_G_1 | GA | 13233 | Sewell Creek Energy Facility | Sewell Creek Energy | 15602211 | 98380813 | 7813 | 1 | 7813 | 1 | 23300042 | CT1 | 28.138 | 0.469 |  |  |  |  | 1.5 | 19.661 | 0.349 |  |  |  |  | 1.9 | 2019 | 90 | 17.9 | 993 | 27681 | 111 | 221112 | -85.2763 | 33.9479 | 99.5 | 125 | 120 |  | 97.2 | N | Natural Gas | Y | N | N | 9999 | N |  | Combustion Turbine |  | 1468.3904 | 11096
7813_G_2 | GA | 13233 | Sewell Creek Energy Facility | Sewell Creek Energy | 15602211 | 98380913 | 7813 | 2 | 7813 | 2 | 23300042 | CT2 | 29.172 | 0.467 |  |  |  |  | 1.4 | 21.585 | 0.359 |  |  |  |  | 2.3 | 2017 | 90 | 17.9 | 993 | 27681 | 111 | 221112 | -85.2766 | 33.9479 | 99.5 | 125 | 120 |  | 92.8 | N | Natural Gas | Y | N | N | 9999 | N |  | Combustion Turbine |  | 1469.6097 | 11088
7813_G_3 | GA | 13233 | Sewell Creek Energy Facility | Sewell Creek Energy | 15602211 | 98381013 | 7813 | 3 | 7813 | 3 | 23300042 | CT3 | 45.35 | 0.35 |  |  |  |  | 0.8 | 83.59 | 0.671 |  |  |  |  | 2.5 | 2017 | 90 | 20.8 | 998 | 33560 | 98 | 221112 | -85.2771 | 33.9479 | 139 | 125 | 120 |  | 129.8 | N | Natural Gas | Y | N | N | 9999 | N |  | Combustion Turbine |  | 902.6301 | 11087
7813_G_4 | GA | 13233 | Sewell Creek Energy Facility | Sewell Creek Energy | 15602211 | 98381113 | 7813 | 4 | 7813 | 4 | 23300042 | CT4 | 44.364 | 0.317 |  |  |  |  | 0.6 | 88.514 | 0.657 |  |  |  |  | 3.5 | 2019 | 90 | 20.8 | 998 | 33560 | 98 | 221112 | -85.2776 | 33.9479 | 139 | 125 | 120 |  | 131.3 | N | Natural Gas | Y | N | N | 9999 | N |  | Combustion Turbine |  | 802.6499 | 11091
50201_B_WB1 | GA | 13241 | Multitrade Rabun Gap, LLC | Multitrade Rabun Gap, LLC | 15652211 | 99876813 |  |  | 50201 | WB1 | 24100018 | WB | [7 empty] | 194.14 | 28.1 | 10.481 | 11.064 | 19 |  | 152.14 | 2017 | 75 | 6.8 | 430 | 2666.6667 | 73.5 | 221117 | -83.3777 | 34.9548 | 377 |  | 100 |  | 18 | N | Biomass | N | N | N | 9999 | N |  | Biomass |  |  | 19439
7916_G_1 | GA | 13263 | Talbot Energy Facility | Talbot County Energy | 15040211 | 91997313 | 7916 | 1 | 7916 | 1 | 26300013 | T1 | 23.8 | 0.4 | 15.2 | 15.2 | 5.7 |  | 16.3 | 16.6 | 0.324 | 10.2 | 10.2 | 1.09 |  | 18 | 2019 | 90 | 18.4 | 994 | 30313 | 114 | 221112 | -84.6918 | 32.5896 | 113 | 125 | 120 |  | 97 | N | Natural Gas | Y | N | N | 9999 | N |  | Combustion Turbine | 1206 | 1206.7798 | 12029
7916_G_2 | GA | 13263 | Talbot Energy Facility | Talbot County Energy | 15040211 | 91997413 | 7916 | 2 | 7916 | 2 | 26300013 | T2 | 26 | 0.4 | 16.7 | 16.7 | 6.2 |  | 19.2 | 16 | 0.328 | 10.2 | 10.2 | 1.1 |  | 19 | 2019 | 90 | 18.4 | 994 | 30313 | 114 | 221112 | -84.6918 | 32.5893 | 113 | 125 | 120 |  | 95.8 | N | Natural Gas | Y | N | N | 9999 | N |  | Combustion Turbine | 1323 | 1323.0701 | 12029
7916_G_3 | GA | 13263 | Talbot Energy Facility | Talbot County Energy | 15040211 | 91997513 | 7916 | 3 | 7916 | 3 | 26300013 | T3 | 31.3 | 0.6 | 21.2 | 21.2 | 7.9 |  | 26.4 | 16.2 | 0.323 | 10.1 | 10.1 | 1.09 |  | 19.5 | 2019 | 90 | 18.4 | 994 | 30313 | 114 | 221112 | -84.6918 | 32.5891 | 113 | 125 | 120 |  | 96.2 | N | Natural Gas | Y | N | N | 9999 | N |  | Combustion Turbine | 1710 | 1710.5901 | 12028
7916_G_4 | GA | 13263 | Talbot Energy Facility | Talbot County Energy | 15040211 | 91997613 | 7916 | 4 | 7916 | 4 | 26300013 | T4 | 30.1 | 0.5 | 20.5 | 20.5 | 7.7 |  | 23.9 | 18.2 | 0.336 | 10.4 | 10.4 | 1.13 |  | 21 | 2019 | 90 | 18.4 | 994 | 30313 | 114 | 221112 | -84.6918 | 32.5888 | 113 | 125 | 120 |  | 97.3 | N | Natural Gas | Y | N | N | 9999 | N |  | Combustion Turbine | 1638 | 1638.2499 | 12029
7916_G_5 | GA | 13263 | Talbot Energy Facility | Talbot County Energy | 15040211 | 91997713 | 7916 | 5 | 7916 | 5 | 26300013 | T5 | 18.93 | 0.3131 | 11.4148 | 11.4148 | 4.3096 |  | 14.8016 | 13.389 | 0.273 | 8.0713 | 8.0713 | 0.8773 |  | 12.041 | 2019 | 90 | 18.4 | 996 | 32041 | 120.5 | 221112 | -84.6918 | 32.5885 | 113 | 125 | 120 |  | 96.5 | N | Natural Gas, Distillate Fuel Oil | Y | N | N | 9999 | N |  | Combustion Turbine | 914 | 915.54 | 12029
7916_G_6 | GA | 13263 | Talbot Energy Facility | Talbot County Energy | 15040211 | 91997813 | 7916 | 6 | 7916 | 6 | 26300013 | T6 | 15 | 0.2 | 9.2 | 9.2 | 3.4 |  | 12.3 | 15.6 | 0.229 | 7.21 | 7.21 | 0.768 |  | 18.1 | 2019 | 90 | 18.4 | 996 | 32041 | 120.5 | 221112 | -84.6918 | 32.5883 | 113 | 125 | 120 |  | 96.3 | N | Natural Gas, Distillate Fuel Oil | Y | N | N | 9999 | N |  | Combustion Turbine | 739 | 739.67 | 12029
55267_G_712 | GA | 13293 | Edward L. Addison Generating Plant | Edward L. Addison Generating Plant | 15525911 | 97468713 | 55267 | 1 | 55267 | 712 | 29300027 | T001 | 26.8998 | 0.8 | 2.6571 | 2.6571 | 1.5942 |  | 11.9782 | 2.245 | 0.039 | 0.12712 | 0.12712 | 0.0677 |  | 0.7736 | 2017 | 95 | 20 | 1123 | 41552 | 132.2 | 221112 | -84.306 | 32.9106 | 167 | 125 | 120 |  | 148.5 | N | Natural Gas, Distillate Fuel Oil | Y | N | N | 9999 | N |  | Combustion Turbine | 19 | 1482.8198 | 11114
55267_G_713 | GA | 13293 | Edward L. Addison Generating Plant | Edward L. Addison Generating Plant | 15525911 | 97468813 | 55267 | 2 | 55267 | 713 | 29300027 | T002 | 21.3992 | 0.9 | 2.0991 | 2.0991 | 1.2443 |  | 9.8168 | 35.348 | 0.616 | 0.19845 | 0.19845 | 0.1142 |  | 1.0089 | 2019 | 95 | 20 | 1123 | 41552 | 132.2 | 221112 | -84.3059 | 32.911 | 167 | 125 | 120 |  | 149 | N | Natural Gas, Distillate Fuel Oil | Y | N | N | 9999 | N |  | Combustion Turbine | 23 | 41.73 | 11113
55267_G_714 | GA | 13293 | Edward L. Addison Generating Plant | Edward L. Addison Generating Plant | 15525911 | 97468913 | 55267 | 3 | 55267 | 714 | 29300027 | T003 | 21.8998 | 0.7 | 2.4667 | 2.4667 | 1.4841 |  | 11.0227 | 2.186 | 0.038 | 0.096915 | 0.096915 | 0.057 |  | 0.4629 | 2017 | 95 | 20 | 1123 | 41552 | 132.2 | 221112 | -84.3059 | 32.9114 | 167 | 125 | 120 |  | 148.5 | N | Natural Gas, Distillate Fuel Oil | Y | N | N | 9999 | N |  | Combustion Turbine | 14 | 1372.3202 | 11114
55267_G_715 | GA | 13293 | Edward L. Addison Generating Plant | Edward L. Addison Generating Plant | 15525911 | 97469013 | 55267 | 4 | 55267 | 715 | 29300027 | T004 | 18.802 | 0.6034 | 2.1477 | 2.1477 | 1.2856 |  | 9.6957 | 31.628 | 0.572 | 0.17189 | 0.17189 | 0.1064 |  | 0.7946 | 2017 | 95 | 20 | 1123 | 41552 | 132.2 | 221112 | -84.3058 | 32.9118 | 167 | 125 | 120 |  | 145.7 | N | Natural Gas, Distillate Fuel Oil | Y | N | N | 9999 | N |  | Combustion Turbine | 23 | 54.7 | 11114
55128_G_101G | GA | 13297 | Walton County Power LLC | Walton County Power LLC | 15508211 | 97087913 | 55128 | T1 | 55128 | 101G | 29700042 | T1 | 37.214 | 0.424 | 0.9 | 0.9 | 0.11 |  | 0.37 | 39.824 | 0.453 | 0.99 | 0.99 | 0.12 |  | 0.41 | 2019 | 70 | 18.5 | 1035 | 37041 | 137.8 | 221112 | -83.695 | 33.8151 | 176 | 125 | 120 |  | 151.5 | N | Natural Gas | Y | N | N | 9999 | N |  | Combustion Turbine |  | 946.4695 | 10745
55128_G_102G | GA | 13297 | Walton County Power LLC | Walton County Power LLC | 15508211 | 97088013 | 55128 | T2 | 55128 | 102G | 29700042 | T2 | 40.551 | 0.391 | 1.04 | 1.04 | 0.05 |  | 0.62 | 40.333 | 0.487 | 1.06 | 1.06 | 0.05 |  | 0.63 | 2019 | 70 | 18.5 | 1035 | 37041 | 137.8 | 221112 | -83.6954 | 33.8149 | 176 | 125 | 120 |  | 151.5 | N | Natural Gas | Y | N | N | 9999 | N |  | Combustion Turbine |  | 883.1393 | 10745
55128_G_103G | GA | 13297 | Walton County Power LLC | Walton County Power LLC | 15508211 | 97088113 | 55128 | T3 | 55128 | 103G | 29700042 | T3 | 22.786 | 0.265 | 0.79 | 0.79 | 0.01 |  | 0.21 | 35.113 | 0.481 | 1.02 | 1.02 | 0.01 |  | 0.27 | 2017 | 70 | 18.5 | 1035 | 37041 | 137.8 | 221112 | -83.6958 | 33.8148 | 176 | 125 | 120 |  | 151.5 | N | Natural Gas | Y | N | N | 9999 | N |  | Combustion Turbine |  | 597.2802 | 10745
7764_G_1 | GA | 13297 | MPC Generating LLC | MPC Generating | 15604711 | 98451713 | 7764 | 1 | 7764 | 1 | 29700040 | CT01 | 2.3 | 0.42 | 0.27 | 0.27 | 0.11 |  | 1.77 | 3.429 | 0.018 | 0.2 | 0.2 | 0.13 |  | 1.96 | 2017 | 50 | 23 | 999 | 35460 | 88.7 | 221112 | -83.6957 | 33.8118 | 1980 | 125 | 120 |  | 147.5 | N | Natural Gas, Distillate Fuel Oil | Y | N | N | 9999 | N |  | Combustion Turbine | 11 | 87.99 | 11038
7764_G_2 | GA | 13297 | MPC Generating LLC | MPC Generating | 15604711 | 98451813 | 7764 | 2 | 7764 | 2 | 29700040 | CT02 | 2 | 0.35 | 0.23 | 0.23 | 0.1 |  | 4.58 | 3.414 | 0.018 | 0.36 | 0.36 | 0.27 |  | 1.39 | 2019 | 50 | 23 | 999 | 35460 | 88.7 | 221112 | -83.6952 | 33.812 | 1980 | 125 | 120 |  | 155 | N | Natural Gas, Distillate Fuel Oil | Y | N | N | 9999 | N |  | Combustion Turbine | 11 | 53.58 | 11038
55244_G_CTG1 | GA | 13297 | Doyle Generating Facility | Doyle Energy Facility | 15640311 | 99507813 | 55244 | CTG-1 | 55244 | CTG1 | 29700041 | CTG1 | 0.6 | [14 empty] | 50 | 20 | 1057 | 62800 | 200 | 221112 | -83.6997 | 33.8383 | 64 | 125 | 120 |  | 56 | N | Natural Gas | Y | N | N | 9999 | N |  | Combustion Turbine | 24 | 277.9201 | 12425
55244_G_CTG2 | GA | 13297 | Doyle Generating Facility | Doyle Energy Facility | 15640311 | 99507913 | 55244 | CTG-2 | 55244 | CTG2 | 29700041 | CTG2 | 3 | [6 empty] | 11.401 | 0.068 |  |  |  |  | 3.2 | 2019 | 50 | 13.4 | 999 | 19713 | 140 | 221112 | -83.6997 | 33.838 | 72 | 125 | 120 |  | 56 | N | Natural Gas | Y | N | N | 9999 | N |  | Combustion Turbine | 52 | 406.44 | 12411
55244_G_CTG3 | GA | 13297 | Doyle Generating Facility | Doyle Energy Facility | 15640311 | 99508013 | 55244 | CTG-3 | 55244 | CTG3 | 29700041 | CTG3 | 1.5 | [6 empty] | 11.399 | 0.07 |  |  |  |  | 3.4 | 2017 | 50 | 13.4 | 999 | 19713 | 140 | 221112 | -83.6996 | 33.8377 | 72 | 125 | 120 |  | 58 | N | Natural Gas | Y | N | N | 9999 | N |  | Combustion Turbine | 46 | 282.86 | 12406
55244_G_CTG4 | GA | 13297 | Doyle Generating Facility | Doyle Energy Facility | 15640311 | 99508113 | 55244 | CTG-4 | 55244 | CTG4 | 29700041 | CTG4 | 1.1 | [6 empty] | 5.822 | 0.121 |  |  |  |  | 6.7 | 2017 | 50 | 13.4 | 998 | 23675 | 168 | 221112 | -83.6996 | 33.8375 | 100 | 125 | 120 |  | 75 | N | Natural Gas | Y | N | N | 9999 | N |  | Combustion Turbine | 84 | 628.2502 | 12392
55244_G_CTG5 | GA | 13297 | Doyle Generating Facility | Doyle Energy Facility | 15640311 | 99508213 | 55244 | CTG-5 | 55244 | CTG5 | 29700041 | CTG5 | 1.5 | [6 empty] | 5.118 | 0.113 |  |  |  |  | 6.9 | 2019 | 50 | 13.4 | 998 | 23675 | 168 | 221112 | -83.6995 | 33.8371 | 100 | 125 | 120 |  | 75 | N | Natural Gas | Y | N | N | 9999 | N |  | Combustion Turbine | 57 | 627.0301 | 12393
55672_G_CT1 | GA | 13303 | AL Sandersville | AL Sandersville LLC | 15502311 | 97057213 | 55672 | CT1 | 55672 | CT1 | 30300040 | T1 | 0.2 | 0.001 | 0.11 | 0.11 | 0.02 |  | 0.48 | 1.325 | 0.029 | 0.02 | 0.02 |  |  | 0.09 | 2019 | 90 | 15 | 999 | 24550.9 | 139 | 221112 | -82.8604 | 33.1181 | 1150 | 125 | 120 |  | 72.1 | N | Natural Gas | Y | N | N | 9999 | N |  | Combustion Turbine | 28 | 11.63 | 11699
55672_G_CT2 | GA | 13303 | AL Sandersville | AL Sandersville LLC | 15502311 | 97057313 | 55672 | CT2 | 55672 | CT2 | 30300040 | T2 | 0.3 | 0.001 | 0.1 | 0.1 | 0.02 |  | 0.44 | 1.67 | 0.033 | 0.02 | 0.02 |  |  | 0.08 | 2019 | 90 | 15 | 999 | 24550.9 | 139 | 221112 | -82.8606 | 33.1182 | 1150 | 125 | 120 |  | 72.1 | N | Natural Gas | Y | N | N | 9999 | N |  | Combustion Turbine | 25 | 11.07 | 11698
55672_G_CT3 | GA | 13303 | AL Sandersville | AL Sandersville LLC | 15502311 | 97057413 | 55672 | CT3 | 55672 | CT3 | 30300040 | T3 | 0.2 | 0.001 | 0.06 | 0.06 | 0.01 |  | 0.27 | 1.772 | 0.048 |  |  |  |  | 0.02 | 2017 | 90 | 15 | 999 | 24550.9 | 139 | 221112 | -82.8608 | 33.1185 | 1150 | 125 | 120 |  | 72 | N | Natural Gas | Y | N | N | 9999 | N |  | Combustion Turbine | 16 | 11.32 | 11698
55672_G_CT4 | GA | 13303 | AL Sandersville | AL Sandersville LLC | 15502311 | 97057513 | 55672 | CT4 | 55672 | CT4 | 30300040 | T4 | 0.2 | 0.001 | 0.06 | 0.06 | 0.01 |  | 0.27 | 2.055 | 0.051 |  |  |  |  | 0.01 | 2017 | 90 | 15 | 999 | 24550.9 | 139 | 221112 | -82.861 | 33.1187 | 1150 | 125 | 120 |  | 72 | N | Natural Gas | Y | N | N | 9999 | N |  | Combustion Turbine | 16 | 14.6 | 11698
55672_G_CT5 | GA | 13303 | AL Sandersville | AL Sandersville LLC | 15502311 | 97057613 | 55672 | CT5 | 55672 | CT5 | 30300040 | T5 | 0.1 | 0.001 | 0.04 | 0.04 | 0.01 |  | 0.19 | 1.288 | 0.037 |  |  |  |  | 0.01 | 2019 | 90 | 15 | 999 | 24550.9 | 139 | 221112 | -82.8613 | 33.119 | 1150 | 125 | 120 |  | 72.1 | N | Natural Gas | Y | N | N | 9999 | N |  | Combustion Turbine | 11 | 12.48 | 11698
55672_G_CT6 | GA | 13303 | AL Sandersville | AL Sandersville LLC | 15502311 | 97057713 | 55672 | CT6 | 55672 | CT6 | 30300040 | T6 | 0.1 | 0.001 | 0.04 | 0.04 | 0.01 |  | 0.17 | 1.564 | 0.038 |  |  |  |  | 0.01 | 2017 | 90 | 15 | 999 | 24550.9 | 139 | 221112 | -82.8615 | 33.1192 | 1150 | 125 | 120 |  | 72.1 | N | Natural Gas | Y | N | N | 9999 | N |  | Combustion Turbine | 11 | 14.8 | 11698
55672_G_CT7 | GA | 13303 | AL Sandersville | AL Sandersville LLC | 15502311 | 97057813 | 55672 | CT7 | 55672 | CT7 | 30300040 | T7 | 0.2 | 0.001 | 0.06 | 0.06 | 0.01 |  | 0.26 | 0.848 | 0.021 |  |  |  |  | 0.01 | 2019 | 90 | 15 | 999 | 24550.9 | 139 | 221112 | -82.8618 | 33.1195 | 1150 | 125 | 120 |  | 72 | N | Natural Gas | Y | N | N | 9999 | N |  | Combustion Turbine | 16 | 14.7 | 11698
55672_G_CT8 | GA | 13303 | AL Sandersville | AL Sandersville LLC | 15502311 | 97057913 | 55672 | CT8 | 55672 | CT8 | 30300040 | T8 | 0.2 | 0.001 | 0.07 | 0.07 | 0.01 |  | 0.28 | 0.872 | 0.019 |  |  |  |  | 0.02 | 2017 | 90 | 15 | 999 | 24550.9 | 139 | 221112 | -82.8619 | 33.1197 | 1150 | 125 | 120 |  | 72 | N | Natural Gas | Y | N | N | 9999 | N |  | Combustion Turbine | 16 | 14.08 | 11698
55332_G_1 | GA | 13303 | Washington County Power, LLC | Washington County Power LLC | 15504111 | 97063513 | 55332 | T1 | 55332 | 1 | 30300039 | T1 | 2.3 | 0.001 | 0.59 | 0.59 | 0.1 |  | 1.03 | 9.496 | 0.168 | 0.38 | 0.38 | 0.06 |  | 0.66 | 2019 | 90 | 18.5 | 1113 | 41821 | 160 | 221112 | -82.9796 | 33.0917 | 1940 | 125 | 120 |  | 151 | N | Natural Gas | Y | N | N | 9999 | N |  | Combustion Turbine | 76 | 33.53 | 10745
55332_G_2 | GA | 13303 | Washington County Power, LLC | Washington County Power LLC | 15504111 | 97063613 | 55332 | T2 | 55332 | 2 | 30300039 | T2 | 4.8 | 0.001 | 1 | 1 | 0.17 |  | 1.74 | 13.81 | 0.186 | 2.97 | 2.97 | 0.5 |  | 5.15 | 2017 | 90 | 18.5 | 1113 | 42350 | 160 | 221112 | -82.98 | 33.0918 | 1940 | 125 | 120 |  | 157.9 | N | Natural Gas | Y | N | N | 9999 | N |  | Combustion Turbine | 124 | 428.4699 | 10745
55332_G_3 | GA | 13303 | Washington County Power, LLC | Washington County Power LLC | 15504111 | 97063713 | 55332 | T3 | 55332 | 3 | 30300039 | T3 | 4.5 | 0.001 | 1.05 | 1.05 | 0.18 |  | 1.83 | 12.347 | 0.176 | 2.43 | 2.43 | 0.41 |  | 4.22 | 2019 | 90 | 18.5 | 1113 | 43079 | 160 | 221112 | -82.9806 | 33.0921 | 1940 | 125 | 120 |  | 150 | N | Natural Gas | Y | N | N | 9999 | N |  | Combustion Turbine | 132 | 321.2999 | 10745
55332_G_4 | GA | 13303 | Washington County Power, LLC | Washington County Power LLC | 15504111 | 97063813 | 55332 | T4 | 55332 | 4 | 30300039 | T4 | 1.7 | 0.001 | 0.45 | 0.45 | 0.08 |  | 0.78 | 7.955 | 0.18 | 0.39 | 0.39 | 0.07 |  | 0.67 | 2019 | 90 | 18.5 | 1113 | 43125 | 160 | 221112 | -82.981 | 33.0922 | 1940 | 125 | 120 |  | 156.6 | N | Natural Gas | Y | N | N | 9999 | N |  | Combustion Turbine | 59 | 63.08 | 10745
753_B_ST | GA | 13321 | Crisp County Power Commission | Crisp Plant | 17944811 | 127266313 |  |  | 753 | ST | 32100004 | B001 | [7 empty] | 29.4 | 33.8 | 0.28 | 0.28 |  |  | 0.99 | 2017 | 90 | 6 | 320 | 1156 | 40 | 221112 | -83.9404 | 31.8446 | 169 | 125 | 100 |  | 10 | N | Natural Gas | N | N | N | 9999 | N |  | O/G Steam |  |  | 14500
753_G_GT1 | GA | 13321 | Crisp County Power Commission | Crisp Plant | 17944811 | 127266413 |  |  | 753 | GT1 | 32100004 | CT01 | [7 empty] | 0.01 | 0.005 | 0.01 | 0.01 |  |  | 0.11 | 2019 | 25 | 6 | 300 | 1156 | 40 | 221112 | -83.9404 | 31.8447 |  | 125 | 290 |  | 4 | N | Natural Gas | N | N | N | 9999 | N |  | Combustion Turbine |  |  | 25000
50099_G_GEN1 | ID | 16003 | TAMARACK MILL, LLC dba EVERGREEN FOREST AND TAMARACK ENERGY PARTNERSHIP | Tamarack Energy Partnership | 947111 | 47918513 |  |  | 50099 | GEN1 | 00300001 | 010 | [7 empty] | 38.9062 | 4.4212 | 20.3374 | 23.6444 | 3.0082 |  | 45.8032 | 2017 | 75 | 7.2 | 145 | 916.1 | 22.5 | 321113 | -116.3863 | 44.9532 | 72 | 135 | 100 |  | 5.8 | Y | Biomass | N | Y | N | 9999 | N |  | Biomass |  |  | 5454
55733_G_1 | ID | 16039 | IDAHO POWER CO - BENNETT MOUNTAIN | Bennett Mountain | 15472411 | 96576813 | 55733 | CT01 | 55733 | 1 | 03900025 | 010 | 43.824 | 0.331 | 2.5289 | 2.5289 | 0.80414 |  | 54.9 | 139.363 | 1.031 | 3.1261 | 3.1261 | 0.99403 |  | 80.6 | 2019 | 70 | 16.5 | 1050 | 45973.6 | 215 | 221121 | -115.6673 | 43.1472 | 1910 | 125 | 120 |  | 164 | N | Natural Gas | Y | N | N | 9999 | N |  | Combustion Turbine |  | 677.7601 | 10745
7953_G_2 | ID | 16039 | IDAHO POWER CO - EVANDER ANDREWS COMPLEX | Evander Andrews Power Complex | 8355111 | 418513 | 7953 | CT2 | 7953 | 2 | 03900024 | 010 | 3.488 | 0.027 | 0.051485 | 0.051485 | 0.016371 |  | 0.5 | 13.189 | 0.084 | 0.099604 | 0.099604 | 0.031672 |  | 7.1 | 2019 | 75 | 9.5 | 950 | 15240.1 | 215 | 221112 | -115.7339 | 43.1793 | 750 | 125 | 120 | 205 | 41.4 | N | Natural Gas | Y | N | N | 9999 | N |  | Combustion Turbine |  | 196.07 | 10745
7953_G_3 | ID | 16039 | IDAHO POWER CO - EVANDER ANDREWS COMPLEX | Evander Andrews Power Complex | 8355111 | 418613 | 7953 | CT3 | 7953 | 3 | 03900024 | 020 | 3.935 | 0.028 | 0.056868 | 0.056868 | 0.018083 |  | 0.6 | 10.835 | 0.09 | 0.12181 | 0.12181 | 0.038734 |  | 8 | 2019 | 75 | 9.5 | 950 | 15240.1 | 215 | 221112 | -115.7337 | 43.1789 | 750 | 125 | 120 | 205 | 39 | N | Natural Gas | Y | N | N | 9999 | N |  | Combustion Turbine |  | 206.38 | 10745
7953_G_1 | ID | 16039 | IDAHO POWER CO - EVANDER ANDREWS COMPLEX | Evander Andrews Power Complex | 8355111 | 96577013 | 7953 | CT1 | 7953 | 1 | 03900024 | 040 | 36.69 | 0.581 | 1.843 | 1.843 | 0.58604 |  | 57.4 | 42.428 | 0.791 | 2.1809 | 2.1809 | 0.69347 |  | 28 | 2017 | 60 | 26.2 | 1050 | 26957.2 | 50 | 221112 | -115.733 | 43.1796 | 2250 | 125 | 120 |  | 171 | N | Natural Gas | Y | N | N | 9999 | N |  | Combustion Turbine |  | 1169.1101 | 10745
7456_G_1 | ID | 16055 | AVISTA CORP | Rathdrum | 15472711 | 96584113 | 7456 | 1 | 7456 | 1 | 05500040 | 010 | 2.213 | 0.013831 | 0.19775 | 0.19775 | 0.048364 |  | 0.34578 | 11.539 | 0.186 | 1.5 | 1.5 | 0.4 |  | 3 | 2017 | 52 | 13.8 | 955 | 25128.7 | 168 | 221112 | -116.8674 | 47.8041 | 80 | 125 | 120 | 205 | 66 | N | Natural Gas | Y | N | N | 9999 | N |  | Combustion Turbine | 58 | 264.76 | 12093
7456_G_2 | ID | 16055 | AVISTA CORP | Rathdrum | 15472711 | 96584213 | 7456 | 2 | 7456 | 2 | 05500040 | 020 | 5.4444 | 0.034027 | 0.4865 | 0.4865 | 0.11898 |  | 0.85068 | 19.495 | 0.321 | 2.4 | 2.4 | 0.59999 |  | 4 | 2017 | 52 | 13.8 | 955 | 25128.7 | 168 | 221112 | -116.8674 | 47.8043 | 80 | 125 | 120 | 205 | 66 | N | Natural Gas | Y | N | N | 9999 | N |  | Combustion Turbine | 138 | 350.04 | 12093
50637_B_2PWR | ID | 16069 | CLEARWATER PAPER CORP - PPD & CPD |  | 7321711 | 8310913 |  |  |  |  | 06900001 | 253 | 48.4 | 0.048 | 0.10096 | 0.10816 | 0.44 |  | 6.72 | [8 empty] | 83 | 6.9 | 348 | 2206.2369 | 59 | 322130 | -116.9737 | 46.4282 | 336 | 133 | 100 |  |  |  |  | N | Y | N |  | N |  |  | 1159
50637_B_4PWR | ID | 16069 | CLEARWATER PAPER CORP - PPD & CPD | Clearwater Paper IPP Lewiston | 7321711 | 8312513 |  |  | 50637 | 4PWR | 06900001 | 781 | 494 | 43 | 2.3054 | 3.4072 | 13.0538 |  | 2139.776 | 379.9327 | 43.9452 | 27.9639 | 28.4152 | 12.2405 |  | 962.5496 | 2019 | 300 | 13.5 | 410 | 6155.1 | 43 | 322130 | -116.9674 | 46.4258 | 1050 | 133 | 100 | 121&128 | 22.5 | Y | Biomass | N | Y | N | 9999 | N |  | Biomass | 8181 |  | 4593
50637_B_5REC | ID | 16069 | CLEARWATER PAPER CORP - PPD & CPD | Clearwater Paper IPP Lewiston | 7321711 | 8312613 |  |  | 50637 | 5REC | 06900001 | 721 | 404.253 | 2.6465 | 28.6722 | 34.6781 | 27.1233 |  | 438.157 | 422.4847 | 4.6512 | 14.7133 | 20.3828 | 27.067 |  | 832.4388 | 2019 | 350 | 9 | 350 | 6998.1 | 110 | 322130 | -116.9729 | 46.429 | 1310 | 133 | 100 | 128 | 27 | Y | Non-Fossil Waste | N | Y | N | 9999 | N |  | Non-Fossil Waste | 8450 |  | 4592
50637_B_1PWR | ID | 16069 | CLEARWATER PAPER CORP - PPD & CPD |  | 7321711 | 8314013 |  |  |  |  | 06900001 | 250 | 50.8445 | 0.1533 | 0.32244 | 0.34544 | 1.4053 |  | 21.462 | 36.815 | 0.111 | 0.07955 | 0.0962 | 1.0175 |  | 15.54 | 2019 | 83 | 7.9 | 475 | 1176.4 | 24 | 322130 | -116.9733 | 46.4282 | 376 | 133 | 100 |  |  |  |  | N | Y | N |  | N |  |  | 4200
50637_B_4REC | ID | 16069 | CLEARWATER PAPER CORP - PPD & CPD |  | 7321711 | 8314113 |  |  |  |  | 06900001 | 189 | 148.992 | 1.2817 | 26.7539 | 32.3618 | 7.2427 |  | 65.1532 | 174.3154 | 1.4407 | 14.3305 | 20.342 | 8.5669 |  | 173.2549 | 2019 | 325 | 9 | 350 | 2735.6 | 43 | 322130 | -116.9732 | 46.4285 | 419 | 133 | 100 | 128 |  |  |  | N | Y | N |  | N |  |  | 8450
57028_G_GTG | ID | 16075 | IDAHO POWER CO - LANGLEY GULCH POWER PLANT | Langley Gulch Power Plant | 16971311 | 111578313 | 57028 | CT1 | 57028 | GTG | 07500012 | 020 | 25.7 | 2.3 | 23.8178 | 23.8178 | 7.5736 |  | 11.5 | 36.594 | 3.135 | 30.8999 | 30.8999 | 9.7998 |  | 4.2001 | 2019 | 160 | 18.6 | 200 | 13368.8 | 49.2 | 221112 | -116.8198 | 43.9043 | 2130 | 125 | 140 |  | 176.9 | N | Natural Gas | Y | N | N | 9999 | N | 57028_G_STG;57028_G_GTG | Combined Cycle | 3998 | 5470.3018 | 7050
957_G_8 | IL | 17011 | Princeton Municipal Electric Utility | Princeton (IL) | 2363611 | 40498313 |  |  | 957 | 8 | 011085AAA | 0010 | 0.49129 | 5.2e-05 | 0.0234 | 0.0235 | 0.12231 | 0.002047 | 0.059055 | 0.31682 | 6.9e-05 | 0.012085 | 0.01218 | 0.056674 | 0.00218 | 0.034009 | 2019 | 45 | 1.67 | 800 | 191.6666 | 87.4679 | 221112 | -89.4647 | 41.3756 | 25.5 | 125 | 120 | 203 | 8.7 | N | Natural Gas, Distillate Fuel Oil | N | N | N | 9999 | N |  | Combustion Turbine | 3 |  | 16041
876_B_1 | IL | 17021 | Kincaid Generation LLC | Kincaid Generation LLC | 1929211 | 41602913 | 876 | 1 | 876 | 1 | 021814AAB | 0008 | 707.6959 | 1020.815 | 8.2311 | 17.6199 | 73.1505 | 12.3842 | 332.9931 | 536.7972 | 784.0272 | 11.5961 | 20.2671 | 58.8105 |  | 84.841 | 2019 | 613 | 29.6 | 288 | 60550.0012 | 87.9561 | 221112 | -89.4966 | 39.5906 | 6630 | 125 | 100 | 128&139 | 554 | N | Subbituminous | Y | N | N | 9999 | N |  | Coal Steam | 5902 | 5894.5 | 10924
876_B_2 | IL | 17021 | Kincaid Generation LLC | Kincaid Generation LLC | 1929211 | 41603313 | 876 | 2 | 876 | 2 | 021814AAB | 0009 | 770.6612 | 1111.6289 | 23.5131 | 50.3526 | 78.4244 | 0.38514 | 357.3584 | 478.8148 | 706.9908 | 10.2807 | 17.9535 | 52.6942 |  | 75.2913 | 2017 | 613 | 29.6 | 288 | 60550.0012 | 87.9561 | 221112 | -89.4966 | 39.5906 | 6410 | 125 | 100 | 128&139 | 554 | N | Subbituminous | Y | N | N | 9999 | N |  | Coal Steam | 6375 | 6370.4805 | 10767
949_G_10 | IL | 17023 | Marshall Municipal Utilities | Marshall (IL) | 1845411 | 41691713 |  |  | 949 | 10 | 023010AAK | 0009 | 0.3167 | 0.000176 | 0.0046 | 0.0046 | 0.007043 | 0.006855 | 0.007325 | 0.15854 | 8.9e-05 | 0.00235 | 0.00235 | 0.003525 | 0.01014 | 0.003659 | 2017 | 13 | 1 | 922 | 66.6666 | 84.8484 | 221112 | -87.6862 | 39.3924 | 17 | 125 | 160 | 203 | 1.8 | N | Distillate Fuel Oil | N | N | N | 9999 | N |  | Combustion Turbine | 16 |  | 10745
949_G_6 | IL | 17023 | Marshall Municipal Utilities | Marshall (IL) | 1845411 | 41692013 |  |  | 949 | 6 | 023010AAK | 0005 | 0.33491 | 0.000186 | 0.0049 | 0.0049 | 0.007448 | 0.00725 | 0.007746 | 0.16917 | 9.4e-05 | 0.002508 | 0.002508 | 0.003762 | 0.005863 | 0.003905 | 2017 | 13 | 1 | 922 | 66.6666 | 84.8484 | 221112 | -87.6862 | 39.3924 | 17 | 125 | 160 | 203 | 1.8 | N | Distillate Fuel Oil | N | N | N | 9999 | N |  | Combustion Turbine | 15 |  | 10745
949_G_11 | IL | 17023 | Marshall Municipal Utilities | Marshall (IL) | 1845411 | 41692113 |  |  | 949 | 11 | 023010AAK | 0010 | 0.32505 | 0.000181 | 0.0048 | 0.0048 | 0.007229 | 0.007036 | 0.007518 | 0.15801 | 8.8e-05 | 0.002342 | 0.002342 | 0.003514 | 0.00725 | 0.003647 | 2017 | 13 | 1 | 922 | 66.6666 | 84.8484 | 221112 | -87.6862 | 39.3924 | 17 | 125 | 160 | 203 | 1.8 | N | Distillate Fuel Oil | N | N | N | 9999 | N |  | Combustion Turbine | 16 |  | 10745
949_G_7 | IL | 17023 | Marshall Municipal Utilities | Marshall (IL) | 1845411 | 41692213 |  |  | 949 | 7 | 023010AAK | 0006 | 0.33571 | 0.000187 | 0.0049 | 0.0049 | 0.007466 | 0.007267 | 0.007765 | 0.16687 | 9.3e-05 | 0.002474 | 0.002474 | 0.003711 | 0.007562 | 0.003852 | 2019 | 13 | 1 | 922 | 66.6666 | 84.8484 | 221112 | -87.6862 | 39.3924 | 17 | 125 | 160 | 203 | 1.8 | N | Distillate Fuel Oil | N | N | N | 9999 | N |  | Combustion Turbine | 15 |  | 10745
949_G_5 | IL | 17023 | Marshall Municipal Utilities | Marshall (IL) | 1845411 | 41692313 |  |  | 949 | 5 | 023010AAK | 0004 | 0.24902 | 0.000117 | 0.0042 | 0.0044 | 0.007004 | 0.004545 | 0.066146 | [5 empty] | 0.001476 |  | 2017 | 42 | 1.83 | 650 | 216.6666 | 82.3427 | 221112 | -87.6862 | 39.3924 | 27.1 | 125 | 160 |  | 2.5 | N | Distillate Fuel Oil | N | N | N | 9999 | N |  | Combustion Turbine | 6 |  | 10745
949_G_8 | IL | 17023 | Marshall Municipal Utilities | Marshall (IL) | 1845411 | 41692413 |  |  | 949 | 8 | 023010AAK | 0007 | 0.28162 | 0.000157 | 0.0041 | 0.0041 | 0.006263 | 0.006096 | 0.006514 | 0.165 | 9.2e-05 | 0.002446 | 0.002446 | 0.003669 | 0.0093 | 0.003808 | 2017 | 13 | 1 | 922 | 66.6666 | 84.8484 | 221112 | -87.6862 | 39.3924 | 17 | 125 | 160 | 203 | 1.8 | N | Distillate Fuel Oil | N | N | N | 9999 | N |  | Combustion Turbine | 13 |  | 10745
949_G_9 | IL | 17023 | Marshall Municipal Utilities | Marshall (IL) | 1845411 | 41692513 |  |  | 949 | 9 | 023010AAK | 0008 | 0.31331 | 0.000174 | 0.0046 | 0.0046 | 0.006968 | 0.006782 | 0.007247 | 0.1607 | 9e-05 | 0.002382 | 0.002382 | 0.003574 | 0.009598 | 0.003709 | 2017 | 13 | 1 | 922 | 66.6666 | 84.8484 | 221112 | -87.6862 | 39.3924 | 17 | 125 | 160 | 203 | 1.8 | N | Distillate Fuel Oil | N | N | N | 9999 | N |  | Combustion Turbine | 15 |  | 10745
56053_G_2 | IL | 17023 | City of Casey | Casey City of | 1929611 | 41598513 |  |  | 56053 | 2 | 023405AAB | 0001 | 0.25449 | 0.000141 | 0.0038 | 0.0038 | 0.005652 | 0.005483 | 0.005876 | 0.17032 | 9.5e-05 | 0.00257 | 0.00257 | 0.003782 | 0.010337 | 0.003932 | 2017 | 20 | 1 | 922 | 66.6666 | 84.8484 | 221112 | -87.9926 | 39.3105 | 17.5 | 125 | 160 | 203 | 1.8 | N | Distillate Fuel Oil | N | Y | N | 9999 | N |  | Combustion Turbine | 11 |  | 10745
56116_G_8 | IL | 17025 | Illinois Municipal Electric Agency | IMEA Flora | 1944711 | 41588713 |  |  | 56116 | 8 | 025010ABM | 0001 | 0.1625 | 0.00015 | 0.0015 | 0.0017 | 0.008 |  | 0.0032 | 0.1625 | 0.00015 | 0.00155 | 0.0017 | 0.008 |  | 0.00235 | 2019 | 10 | 1.5 | 895 | 135.65 | 76.7313 | 221112 | -88.4627 | 38.6659 | 17.6 | 125 | 120 | 203 | 1.8 | N | Distillate Fuel Oil | N | N | N | 9999 | N |  | Combustion Turbine | 10 |  | 11365
56118_G_5 | IL | 17025 | City of Flora | Flora Site B | 1944811 | 41588213 |  |  | 56118 | 5 | 025010ABO | 0005 | 0.17686 | 9.8e-05 | 0.0026 | 0.0026 | 0.003928 | 0.003811 | 0.004083 | 0.12878 | 7.2e-05 | 0.001943 | 0.001943 | 0.00286 | 0.009141 | 0.002973 | 2019 | 10 | 1 | 808 | 66.6666 | 84.8484 | 221112 | -88.4894 | 38.6715 | 17.6 | 125 | 120 | 203 | 1.8 | N | Distillate Fuel Oil | N | N | N | 9999 | N |  | Combustion Turbine | 7 |  | 10745
56117_G_2 | IL | 17025 | City of Flora | Flora Site A | 1944811 | 41588313 |  |  | 56117 | 2 | 025010ABO | 0002 | 0.15864 | 8.8e-05 | 0.0023 | 0.0023 | 0.003523 | 0.003418 | 0.003663 | 0.11844 | 6.6e-05 | 0.001787 | 0.001787 | 0.00263 | 0.009239 | 0.002734 | 2019 | 10 | 1 | 808 | 66.6666 | 84.8484 | 221112 | -88.4894 | 38.6715 | 17.6 | 125 | 120 | 203 | 1.8 | N | Distillate Fuel Oil | N | N | N | 9999 | N |  | Combustion Turbine | 7 |  | 10814
56117_G_3 | IL | 17025 | City of Flora | Flora Site A | 1944811 | 41588413 |  |  | 56117 | 3 | 025010ABO | 0003 | 0.17351 | 9.6e-05 | 0.0026 | 0.0026 | 0.003854 | 0.003738 | 0.004006 | 0.14711 | 8.2e-05 | 0.002219 | 0.002219 | 0.003267 | 0.00926 | 0.003396 | 2017 | 10 | 1 | 808 | 66.6666 | 84.8484 | 221112 | -88.4894 | 38.6715 | 17.6 | 125 | 120 | 203 | 1.8 | N | Distillate Fuel Oil | N | N | N | 9999 | N |  | Combustion Turbine | 7 |  | 10814
56117_G_1 | IL | 17025 | City of Flora | Flora Site A | 1944811 | 41588513 |  |  | 56117 | 1 | 025010ABO | 0001 | 0.16486 | 9.1e-05 | 0.0024 | 0.0024 | 0.003661 | 0.003552 | 0.003806 | 0.14474 | 8e-05 | 0.002184 | 0.002184 | 0.003214 | 0.01071 | 0.003341 | 2019 | 10 | 1 | 808 | 66.6666 | 84.8484 | 221112 | -88.4894 | 38.6715 | 17.6 | 125 | 120 | 203 | 1.8 | N | Distillate Fuel Oil | N | N | N | 9999 | N |  | Combustion Turbine | 7 |  | 10745
56118_G_4 | IL | 17025 | City of Flora | Flora Site B | 1944811 | 41588613 |  |  | 56118 | 4 | 025010ABO | 0004 | 0.15461 | 8.6e-05 | 0.0023 | 0.0023 | 0.003434 | 0.003331 | 0.00357 | 0.13018 | 7.2e-05 | 0.001964 | 0.001964 | 0.002891 | 0.00963 | 0.003005 | 2017 | 10 | 1 | 808 | 66.6666 | 84.8484 | 221112 | -88.4894 | 38.6715 | 17.6 | 125 | 120 | 203 | 1.8 | N | Distillate Fuel Oil | N | N | N | 9999 | N |  | Combustion Turbine | 6 |  | 10745
55417_G_CT01 | IL | 17025 | Ameren Services | Raccoon Creek Energy Center | 1945711 | 41586213 | 55417 | CT-01 | 55417 | CT01 | 025803AAD | 0002 | 0.51948 | 0.0104 | 0.1557 | 0.1557 | 0.15574 |  | 0.95264 |  | 0.0014 | 0.021245 | 0.021245 | 0.021245 |  | 0.12974 | 2017 | 55 | 15 | 973 | 15533.3336 | 87.8653 | 221112 | -88.5392 | 38.7004 | 1080 | 125 | 120 | 205 | 75 | N | Natural Gas | Y | N | N | 9999 | N |  | Combustion Turbine | 52 | 51.7 | 13551
55417_G_CT02 | IL | 17025 | Ameren Services | Raccoon Creek Energy Center | 1945711 | 88610613 | 55417 | CT-02 | 55417 | CT02 | 025803AAD | 0005 | 0.36722 | 0.008385 | 0.127 | 0.127 | 0.12707 |  | 0.77658 | 0.10186 | 0.00242 | 0.0363 | 0.0363 | 0.0363 |  | 0.22171 | 2019 | 55 | 15 | 973 | 15533.3336 | 87.8653 | 221112 | -88.5392 | 38.6999 | 1080 | 125 | 120 | 205 | 75 | N | Natural Gas | Y | N | N | 9999 | N |  | Combustion Turbine | 43 | 42.67 | 13554
55417_G_CT03 | IL | 17025 | Ameren Services | Raccoon Creek Energy Center | 1945711 | 88610713 | 55417 | CT-03 | 55417 | CT03 | 025803AAD | 0006 | 0.1931 | 0.004 | 0.0599 | 0.0599 | 0.0599 |  | 0.3663 | 0.1043 | 0.00205 | 0.0311 | 0.0311 | 0.0311 |  | 0.1902 | 2019 | 55 | 15 | 973 | 15533.3336 | 87.8653 | 221112 | -88.5392 | 38.6995 | 1080 | 125 | 120 | 205 | 75 | N | Natural Gas | Y | N | N | 9999 | N |  | Combustion Turbine | 20 | 19.69 | 13554
55417_G_CT04 | IL | 17025 | Ameren Services | Raccoon Creek Energy Center | 1945711 | 88610813 | 55417 | CT-04 | 55417 | CT04 | 025803AAD | 0007 | 0.25569 | 0.005265 | 0.0793 | 0.0793 | 0.07938 |  | 0.48492 | 0.09825 | 0.003075 | 0.04575 | 0.04575 | 0.04575 |  | 0.27937 | 2017 | 55 | 15 | 973 | 15533.3336 | 87.8653 | 221112 | -88.5392 | 38.6991 | 1080 | 125 | 120 | 205 | 75 | N | Natural Gas | Y | N | N | 9999 | N |  | Combustion Turbine | 27 | 27.13 | 13554
934_G_2 | IL | 17027 | Breese Municipal Power Plant | Breese | 1946811 | 41583313 |  |  | 934 | 2 | 027025AAB | 0002 | 0.24823 | 0.000116 | 0.0042 | 0.0044 | 0.006982 | 0.00453 | 0.065937 | 0.16856 | 7.9e-05 | 0.002902 | 0.003018 | 0.00474 | 0.00415 | 0.044772 | 2019 | 31 | 1.83 | 750 | 87.45 | 33.2347 | 221112 | -89.5243 | 38.6071 | 37.4 | 125 | 160 |  | 3 | N | Natural Gas, Distillate Fuel Oil | N | N | N | 9999 | N |  | Combustion Turbine | 15 |  | 12953
934_G_IC3 | IL | 17027 | Breese Municipal Power Plant | Breese | 1946811 | 41583513 |  |  | 934 | IC3 | 027025AAB | 0001 | 1.4956 | 0.0007 | 0.0257 | 0.0267 | 0.042063 | 0.027294 | 0.11918 | 1.0595 | 0.000501 | 0.018243 | 0.018972 | 0.029799 | 0.019793 | 0.08443 | 2019 | 41 | 1.83 | 750 | 230 | 87.4099 | 221112 | -89.5242 | 38.6071 | 29 | 125 | 160 | 203 | 3 | N | Natural Gas, Distillate Fuel Oil | N | N | N | 9999 | N |  | Combustion Turbine | 1 |  | 12963
934_G_6 | IL | 17027 | Breese Municipal Power Plant | Breese | 1946811 | 41583713 |  |  | 934 | 6 | 027025AAB | 0006 | 1.3715 | 0.000644 | 0.0236 | 0.0245 | 0.038573 | 0.02503 | 0.10929 | 1.0166 | 0.000481 | 0.017504 | 0.018203 | 0.028592 | 0.020514 | 0.081012 | 2019 | 32 | 1.83 | 750 | 220.7666 | 83.9009 | 221112 | -89.5244 | 38.6073 | 26.3 | 125 | 160 | 203 | 2.5 | N | Distillate Fuel Oil | N | N | N | 9999 | N |  | Combustion Turbine | 39 |  | 12948
936_G_8 | IL | 17027 | Carlyle Municipal Electric Plant | Carlyle | 2612711 | 40726113 |  |  | 936 | 8 | 027030AAA | 0008 | 0.25774 | 0.000121 | 0.0044 | 0.0046 | 0.007249 | 0.004704 | 0.068461 | 1.023 | 0.000484 | 0.017615 | 0.018317 | 0.028772 | 0.004318 | 0.08152 | 2017 | 30 | 3 | 545 | 70.5333 | 9.9744 | 221112 | -89.3584 | 38.6108 | 23 | 125 | 160 |  | 2.5 | N | Distillate Fuel Oil | N | Y | N | 9999 | N |  | Combustion Turbine | 1 |  | 12815
936_G_9 | IL | 17027 | Carlyle Municipal Electric Plant | Carlyle | 2612711 | 40726213 |  |  | 936 | 9 | 027030AAA | 0009 | 1.0404 | 0.000487 | 0.0179 | 0.0186 | 0.02926 | 0.018987 | 0.082902 | 1.3018 | 0.000617 | 0.022415 | 0.023311 | 0.036613 | 0.024915 | 0.10374 | 2019 | 37 | 3 | 530 | 230 | 32.5252 | 221112 | -89.3584 | 38.611 | 27.5 | 125 | 160 |  | 2.5 | N | Distillate Fuel Oil | N | N | N | 9999 | N |  | Combustion Turbine | 28 |  | 12815
936_G_1 | IL | 17027 | Carlyle Municipal Electric Plant |  | 2612711 | 40726313 |  |  |  |  | 027030AAA | 0012 | 1.1631 | 0.000545 | 0.02 | 0.0208 | 0.032712 | 0.021226 | 0.092683 | [8 empty] | 40 | 2.2 | 675 | 333.3333 | -1 | 221112 | -89.3584 | 38.6108 | 35 | 125 | 120 |  |  |  |  | N | N | N |  | N |  |  | 27
936_G_7 | IL | 17027 | Carlyle Municipal Electric Plant | Carlyle | 2612711 | 40726413 |  |  | 936 | 7 | 027030AAA | 0011 | 1.1411 | 0.000535 | 0.0196 | 0.0204 | 0.032093 | 0.020824 | 0.090929 | 1.3412 | 0.000635 | 0.023093 | 0.024015 | 0.037719 | 0.023465 | 0.10687 | 2017 | 37 | 3 | 750 | 178.3333 | 25.2188 | 221112 | -89.3584 | 38.611 | 27.4 | 125 | 160 |  | 2 | N | Natural Gas, Distillate Fuel Oil | N | N | N | 9999 | N |  | Combustion Turbine | 31 |  | 12791
886_B_19 | IL | 17031 | Fisk Electric Generating Station |  | 1731811 | 41553513 | 886 | 19 |  |  | 031600AMI | 0010 | 0 | 0 | 0 | 0 | 0 | 0 | 0 | [8 empty] | 450 | 14 | 290 | 9608.9833 | -1 | 221112 | -87.6533 | 41.8508 | 2900 | 125 | 100 | 128&205 |  |  |  | N | N | N |  | N |  |  | 1
886_G_322 | IL | 17031 | Fisk Electric Generating Station | Fisk Street | 1731811 | 41553613 | 886 | ;312;311;321;322 | 886 | 322;322;322;322 | 031600AMI | 0012 | 26.9881 | 11.0951 | 0.23909 | 0.23909 | 0.008522 |  | 0.068609 | 30.2 | 12.6 | 0.3376 | 0.3376 | 0.012038 |  | 0.096876 | 2019 | 48 | 3.7 | 750 | 759.7 | 70.6275 | 221112 | -87.6553 | 41.8512 | 1920 | 125 | 120 |  | 25.4 | N | Distillate Fuel Oil | Y | N | N | 9999 | Y | 886_G_311;886_G_312;886_G_322;886_G_321 | Combustion Turbine | 91 | 48.06 | 17436
886_G_342 | IL | 17031 | Fisk Electric Generating Station | Fisk Street | 1731811 | 41554613 | 886 | ;331;332;342;341 | 886 | 342;342;342;342 | 031600AMI | 0013 | 2.4779 | 0.9292 | 0.026656 | 0.026656 | 0.00095 |  | 0.007649 | 2.9 | 1.4 | 0.031047 | 0.031047 | 0.001107 |  | 0.008909 | 2019 | 48 | 3.7 | 750 | 759.7 | 70.6275 | 221112 | -87.6553 | 41.8508 | 1920 | 125 | 120 |  | 22.8 | N | Distillate Fuel Oil | Y | N | N | 9999 | Y | 886_G_341;886_G_332;886_G_342;886_G_331 | Combustion Turbine | 7 |  | 17438
972_B_5 | IL | 17031 | Winnetka Electric Plant | Winnetka | 2701711 | 41212413 |  |  | 972 | 5 | 031333AAD | 0005 | 3.2871 | 0.007044 | 0.0892 | 0.0892 | 0.064567 | 0.037566 | 0.98612 | 2.6545 | 0.005683 | 0.072049 | 0.072049 | 0.052137 | 0.046856 | 0.79515 | 2019 | 248 | 10.5 | 280 | 450 | 5.1948 | 221112 | -87.7309 | 42.1154 | 174 | 125 | 100 |  | 7 | N | Natural Gas | N | N | N | 9999 | N |  | O/G Steam | 366 |  | 14500
54556_G_TG03 | IL | 17031 | Ingredion Inc | Ingredion Incorporated | 946411 | 47923013 |  |  | 54556 | TG03 | 031012ABI | 0154 | 1.1012 | 0.007182 | 0.2368 | 0.2368 | 0.038304 |  | 1.3343 | [7 empty] | 2017 | 32 | 3.5 | 795 | 833.3333 | 86.58 | 311221 | -87.821 | 41.7785 | 130 | 159 | 120 |  | 4.4 | N | Natural Gas | N | Y | N | 9999 | N |  | Combustion Turbine | 252 |  | 12369
54556_B_BLR5 | IL | 17031 | Ingredion Inc |  | 946411 | 47924013 | 54556 | B05 |  |  | 031012ABI | 0046 | 8.0001 | 0.032877 | 0.1053 | 0.1053 | 0.29927 | 0.17914 | 4.5859 | [7 empty] | 2017 | 119 | 5.54 | 351 | 2120 | 87.9127 | 311221 | -87.8231 | 41.7776 | 312 | 159 | 100 |  |  |  |  | Y | N | N |  | N |  |  | 843 | 842.5601
54556_B_BLR6 | IL | 17031 | Ingredion Inc | Ingredion Incorporated | 946411 | 47926013 | 54556 | B06 | 54556 | BLR6 | 031012ABI | 0160 | 13.8714 | 0.17418 | 1.3654 | 2.2021 | 1.5884 | 0 | 35.4412 | 16.6991 | 0.2186 | 2.7681 | 2.7681 | 2.0049 |  | 44.6128 | 2019 | 200 | 10 | 320 | 3500 | 44.5454 | 311221 | -87.823 | 41.7775 | 600 | 159 | 100 |  | 10.6 | Y | Bituminous | Y | N | N | 9999 | N |  | Coal Steam | 1805 | 1804.6401 | 10986
54556_B_BLR10 | IL | 17031 | Ingredion Inc | Ingredion Incorporated | 946411 | 59371113 | 54556 | B10 | 54556 | BLR10 | 031012ABI | 0234 | 380.163 | 996.734 | 29.6814 | 29.6814 | 2.8478 | 0 | 168.101 | 339.1938 | 777.3619 | 49.4871 | 49.4871 | 2.2711 |  | 124.1391 | 2019 | 250 | 12 | 301 | 5552.5834 | 49.0758 | 311221 | -87.8211 | 41.778 | 1670 | 159 | 100 | 127 | 10.6 | Y | Bituminous | Y | N | N | 9999 | N |  | Coal Steam | 8022 | 8021.4692 | 10986
54556_G_TG04 | IL | 17031 | Ingredion Inc | Ingredion Incorporated | 946411 | 59371913 |  |  | 54556 | TG04 | 031012ABI | 0198 | 0.8621 | 0.005624 | 0.185 | 0.185 | 0.02997 |  | 1.0441 | [7 empty] | 2017 | 32 | 3.5 | 812 | 845 | 87.7922 | 311221 | -87.821 | 41.7785 | 66.7 | 159 | 120 |  | 4.4 | N | Natural Gas | N | Y | N | 9999 | N |  | Combustion Turbine | 148 |  | 12369
54556_B_BLR7 | IL | 17031 | Ingredion Inc | Ingredion Incorporated | 946411 | 59373413 | 54556 | B07 | 54556 | BLR7 | 031012ABI | 0233 | 20.8411 | 1.4647 | 0.6853 | 0.6853 | 1.2692 | 0 | 10.7125 | 28.0092 | 1.6222 | 1.831 | 1.831 | 1.4019 |  | 11.8732 | 2019 | 175 | 7.51 | 344 | 2676.6667 | 60.4017 | 311221 | -87.8226 | 41.7774 | 240 | 159 | 100 |  | 10.6 | Y | Bituminous | Y | N | N | 9999 | N |  | Coal Steam | 5077 | 5044.0698 | 10986
55438_G_CT01 | IL | 17031 | Elgin Energy Center LLC | Elgin Energy Center LLC | 9723111 | 53530213 | 55438 | CT01 | 55438 | CT01 | 031438ABC | 0001 | 21.6011 | 0.23391 | 2.6238 | 2.6238 | 2.1154 |  | 36.2764 | 21.9005 | 0.20119 | 1.9016 | 1.9016 | 1.9989 |  | 20.1028 | 2019 | 51 | 24.2 | 951 | 3050 | 6.6283 | 221112 | -88.2437 | 41.9996 | 1470 | 125 | 120 |  | 124.8 | N | Natural Gas | Y | N | N | 9999 | N |  | Combustion Turbine | 1 | 679.84 | 11979
55438_G_CT03 | IL | 17031 | Elgin Energy Center LLC | Elgin Energy Center LLC | 9723111 | 88706113 | 55438 | CT03 | 55438 | CT03 | 031438ABC | 0003 | 19.5938 | 0.19387 | 2.1697 | 2.1697 | 1.8851 |  | 31.8698 | 20.4081 | 0.21052 | 1.7493 | 1.7493 | 1.8502 |  | 19.0679 | 2019 | 51 | 24.2 | 951 | 3050 | 6.6283 | 221112 | -88.2449 | 41.9996 | 1470 | 125 | 120 |  | 123.5 | N | Natural Gas | Y | N | N | 9999 | N |  | Combustion Turbine | 1 | 576.4498 | 11980
55438_G_CT02 | IL | 17031 | Elgin Energy Center LLC | Elgin Energy Center LLC | 9723111 | 88706213 | 55438 | CT02 | 55438 | CT02 | 031438ABC | 0002 | 21.4989 | 0.23218 | 2.5638 | 2.5638 | 2.0303 |  | 34.9554 | 20.5985 | 0.2191 | 1.8185 | 1.8185 | 1.8905 |  | 19.3184 | 2017 | 51 | 24.2 | 951 | 3050 | 6.6283 | 221112 | -88.2443 | 41.9996 | 1470 | 125 | 120 |  | 122.9 | N | Natural Gas | Y | N | N | 9999 | N |  | Combustion Turbine | 1 | 672.96 | 11980
55438_G_CT04 | IL | 17031 | Elgin Energy Center LLC | Elgin Energy Center LLC | 9723111 | 88706313 | 55438 | CT04 | 55438 | CT04 | 031438ABC | 0004 | 17.6128 | 0.16698 | 1.8513 | 1.8513 | 1.5791 |  | 26.7785 | 20.8937 | 0.42955 | 3.5302 | 3.5302 | 3.9779 |  | 41.8085 | 2019 | 51 | 24.2 | 951 | 3050 | 6.6283 | 221112 | -88.2455 | 41.9997 | 1470 | 125 | 120 |  | 123.8 | N | Natural Gas | Y | N | N | 9999 | N |  | Combustion Turbine | 1 | 481.3698 | 11979
55281_G_GT05 | IL | 17031 | Exelon Generation Co LLC | Southeast Chicago Energy Project | 9725911 | 54104213 | 55281 | CTG5 | 55281 | GT05 | 031600GKE | 0001 | 1.496 | 0.018 | 0.304 | 0.304 | 0.221 |  | 0.724 | 1.5473 | 0.02244 | 0.33252 | 0.33252 | 0.1836 |  | 0.76398 | 2019 | 84 | 12.14 | 1050 | 10183.3335 | 87.9403 | 221112 | -87.5455 | 41.7183 | 467 | 125 | 120 | 205 | 37 | N | Natural Gas | Y | N | N | 9999 | N |  | Combustion Turbine | 200 | 196.23 | 12452
55281_G_GT06 | IL | 17031 | Exelon Generation Co LLC | Southeast Chicago Energy Project | 9725911 | 59522013 | 55281 | CTG6 | 55281 | GT06 | 031600GKE | 0005 | 1.3937 | 0.01805 | 0.3002 | 0.3002 | 0.1976 |  | 0.703 | 0.65748 | 0.008925 | 0.13132 | 0.13132 | 0.09775 |  | 0.32682 | 2019 | 84 | 12.14 | 1050 | 10183.3335 | 87.9403 | 221112 | -87.5455 | 41.718 | 467 | 125 | 120 | 205 | 37 | N | Natural Gas | Y | N | N | 9999 | N |  | Combustion Turbine | 190 | 185.34 | 12454
55281_G_GT08 | IL | 17031 | Exelon Generation Co LLC | Southeast Chicago Energy Project | 9725911 | 59522113 | 55281 | CTG8 | 55281 | GT08 | 031600GKE | 0007 | 1.4041 | 0.0182 | 0.303 | 0.303 | 0.19474 |  | 0.70798 | 0.44688 | 0.00627 | 0.090915 | 0.090915 | 0.0627 |  | 0.22173 | 2017 | 84 | 12.14 | 1050 | 10183.3335 | 87.9403 | 221112 | -87.5455 | 41.7176 | 467 | 125 | 120 | 205 | 37 | N | Natural Gas | Y | N | N | 9999 | N |  | Combustion Turbine | 182 | 179.36 | 12454
55281_G_GT10 | IL | 17031 | Exelon Generation Co LLC | Southeast Chicago Energy Project | 9725911 | 59522213 | 55281 | CTG10 | 55281 | GT10 | 031600GKE | 0009 | 1.1535 | 0.01431 | 0.2472 | 0.2472 | 0.17013 |  | 0.58353 | 1.7029 | 0.02486 | 0.36612 | 0.36612 | 0.20679 |  | 0.84298 | 2017 | 84 | 12.14 | 1050 | 10183.3335 | 87.9403 | 221112 | -87.5449 | 41.7181 | 467 | 125 | 120 | 205 | 37 | N | Natural Gas | Y | N | N | 9999 | N |  | Combustion Turbine | 159 | 154.66 | 12454
55281_G_GT12 | IL | 17031 | Exelon Generation Co LLC | Southeast Chicago Energy Project | 9725911 | 59522313 | 55281 | CTG12 | 55281 | GT12 | 031600GKE | 0011 | 1.1318 | 0.01449 | 0.2423 | 0.2423 | 0.16825 |  | 0.57235 | 1.7137 | 0.025185 | 0.37011 | 0.37011 | 0.20367 |  | 0.84862 | 2019 | 84 | 12.14 | 1050 | 10183.3335 | 87.9403 | 221112 | -87.5449 | 41.7176 | 467 | 125 | 120 | 205 | 37 | N | Natural Gas | Y | N | N | 9999 | N |  | Combustion Turbine | 161 | 157.44 | 12454
55281_G_GT11 | IL | 17031 | Exelon Generation Co LLC | Southeast Chicago Energy Project | 9725911 | 59522413 | 55281 | CTG11 | 55281 | GT11 | 031600GKE | 0010 | 1.0902 | 0.01359 | 0.2302 | 0.2302 | 0.17893 |  | 0.55417 | 1.6394 | 0.02387 | 0.35263 | 0.35263 | 0.20072 |  | 0.81158 | 2019 | 84 | 12.14 | 1050 | 10183.3335 | 87.9403 | 221112 | -87.5449 | 41.7178 | 467 | 125 | 120 | 205 | 37 | N | Natural Gas | Y | N | N | 9999 | N |  | Combustion Turbine | 151 | 147.67 | 12454
55281_G_GT09 | IL | 17031 | Exelon Generation Co LLC | Southeast Chicago Energy Project | 9725911 | 59522513 | 55281 | CTG9 | 55281 | GT09 | 031600GKE | 0008 | 1.1664 | 0.01449 | 0.2503 | 0.2503 | 0.16744 |  | 0.58926 | 1.6995 | 0.02486 | 0.36612 | 0.36612 | 0.2034 |  | 0.84072 | 2017 | 84 | 12.14 | 1050 | 10183.3335 | 87.9403 | 221112 | -87.5449 | 41.7183 | 467 | 125 | 120 | 205 | 37 | N | Natural Gas | Y | N | N | 9999 | N |  | Combustion Turbine | 161 | 157.52 | 12454
55281_G_GT07 | IL | 17031 | Exelon Generation Co LLC | Southeast Chicago Energy Project | 9725911 | 59522613 | 55281 | CTG7 | 55281 | GT07 | 031600GKE | 0006 | 1.3059 | 0.0162 | 0.2808 | 0.2808 | 0.1872 |  | 0.6597 | 1.4354 | 0.02101 | 0.30942 | 0.30942 | 0.1719 |  | 0.71052 | 2017 | 84 | 12.14 | 1050 | 10183.3335 | 87.9403 | 221112 | -87.5455 | 41.7178 | 467 | 125 | 120 | 205 | 37 | N | Natural Gas | Y | N | N | 9999 | N |  | Combustion Turbine | 180 | 171.92 | 12454
55296_G_CT11 | IL | 17031 | Calumet Energy Team LLC | Calumet Energy Team LLC | 9728111 | 54102613 | 55296 | **1 | 55296 | CT11 | 031600GHA | 0001 | 5.2992 | 0.05445 | 0.1696 | 0.1696 | 0.0432 |  | 0.23085 | 3.6875 | 0.031075 | 0.097075 | 0.097075 | 0.024832 |  | 0.132 | 2019 | 90 | 20 | 997 | 27633.3338 | 87.9242 | 221112 | -87.5569 | 41.6836 | 2080 | 125 | 120 | 205 | 157.2 | N | Natural Gas | Y | N | N | 9999 | N |  | Combustion Turbine | 90 | 74.11 | 10745
55296_G_CT12 | IL | 17031 | Calumet Energy Team LLC | Calumet Energy Team LLC | 9728111 | 88616913 | 55296 | **2 | 55296 | CT12 | 031600GHA | 0004 | 4.9016 | 0.048585 | 0.1512 | 0.1512 | 0.03871 |  | 0.20579 | 2.8214 | 0.0282 | 0.088125 | 0.088125 | 0.02256 |  | 0.11985 | 2017 | 90 | 20 | 997 | 27633.3338 | 87.9242 | 221112 | -87.5564 | 41.6836 | 2080 | 125 | 120 | 213 | 162.5 | N | Natural Gas | Y | N | N | 9999 | N |  | Combustion Turbine | 1 | 65.18 | 10745
55245_B_1 | IL | 17041 | DTE Tuscola LLC |  | 2599311 | 40760613 | 55245 | 1 |  |  | 041030ABG | 0001 | 68.9214 | 0.2958 | 3.7344 | 3.7344 | 2.6992 | 1.5751 | 41.338 | [8 empty] | 190 | 16.75 | 365 | 6000 | -1 | 221112 | -88.3501 | 39.7984 | 286 | 125 | 100 | 128 |  |  |  | Y | N | N |  | N |  |  | 7395 | 7386.1597
55245_B_4 | IL | 17041 | DTE Tuscola LLC |  | 2599311 | 59645213 | 55245 | 4 |  |  | 041030ABG | 0008 | 60.3169 | 0.27279 | 3.2734 | 3.2734 | 2.3642 | 1.3943 | 36.1901 | [8 empty] | 190 | 16.75 | 365 | 6000 | -1 | 221112 | -88.3501 | 39.7984 | 286 | 125 | 100 | 128 |  |  |  | Y | N | N |  | N |  |  | 6062 | 6051.4199
55245_B_3 | IL | 17041 | DTE Tuscola LLC |  | 2599311 | 59645313 | 55245 | 3 |  |  | 041030ABG | 0007 | 77.8165 | 0.34175 | 4.2035 | 4.2035 | 3.0758 | 1.7771 | 46.683 | [8 empty] | 190 | 16.75 | 365 | 6000 | -1 | 221112 | -88.3501 | 39.7984 | 286 | 125 | 100 | 128 |  |  |  | Y | N | N |  | N |  |  | 6835 | 6830.9004
55279_G_CTG1 | IL | 17043 | Aurora Generation LLC | Aurora | 3220911 | 39465213 | 55279 | AGS01 | 55279 | CTG1 | 043407AAF | 0001 | 15.203 | 0.07665 | 1.5987 | 1.5987 | 0.53436 |  | 0.53436 | 20.5992 | 0.30745 | 1.9845 | 1.9845 | 0.4472 |  | 4.0807 | 2017 | 75 | 16 | 1052 | 17683.3336 | 87.9143 | 221112 | -88.2285 | 41.8155 | 1880 | 125 | 120 | 205 | 168.2 | N | Natural Gas | Y | N | N | 9999 | N |  | Combustion Turbine | 438 | 437.93 | 10796
55279_G_CTG2 | IL | 17043 | Aurora Generation LLC | Aurora | 3220911 | 39465313 | 55279 | AGS02 | 55279 | CTG2 | 043407AAF | 0002 | 10.8155 | 0.05505 | 1.1487 | 1.1487 | 0.38535 |  | 0.38535 | 22.08 | 0.4048 | 2.4288 | 2.4288 | 0.5152 |  | 3.9744 | 2019 | 75 | 16 | 1052 | 17683.3336 | 87.9143 | 221112 | -88.2281 | 41.8155 | 1880 | 125 | 120 | 205 | 166 | N | Natural Gas | Y | N | N | 9999 | N |  | Combustion Turbine | 367 | 366.4701 | 10796
55279_G_CTG10 | IL | 17043 | Aurora Generation LLC | Aurora | 3220911 | 39465413 | 55279 | AGS10 | 55279 | CTG10 | 043407AAF | 0010 | 9.5063 | 0.02412 | 0.3618 | 0.3618 | 0.47637 |  | 9.0028 | 20.1259 | 0.1286 | 0.8359 | 0.8359 | 0.5787 |  | 14.9176 | 2019 | 60 | 10 | 732 | 5583.3334 | 71.0606 | 221112 | -88.2244 | 41.8151 | 444 | 125 | 120 | 213 | 49 | N | Natural Gas | Y | N | N | 9999 | N |  | Combustion Turbine | 603 | 602.6802 | 10766
55279_G_CTG8 | IL | 17043 | Aurora Generation LLC | Aurora | 3220911 | 39465513 | 55279 | AGS08 | 55279 | CTG8 | 043407AAF | 0008 | 9.7953 | 0.02472 | 0.3769 | 0.3769 | 0.49749 |  | 9.3936 | 22.274 | 0.1295 | 0.84175 | 0.84175 | 0.58275 |  | 9.842 | 2019 | 60 | 10 | 732 | 5583.3334 | 71.0606 | 221112 | -88.2251 | 41.8151 | 444 | 125 | 120 | 213 | 49 | N | Natural Gas | Y | N | N | 9999 | N |  | Combustion Turbine | 618 | 618.2201 | 10801
55279_G_CTG9 | IL | 17043 | Aurora Generation LLC | Aurora | 3220911 | 39465713 | 55279 | AGS09 | 55279 | CTG9 | 043407AAF | 0009 | 8.1952 | 0.0208 | 0.3172 | 0.3172 | 0.4186 |  | 7.8832 | 19.9869 | 0.1261 | 0.7566 | 0.7566 | 0.56745 |  | 20.113 | 2019 | 60 | 10 | 732 | 5583.3334 | 71.0606 | 221112 | -88.2248 | 41.8151 | 444 | 125 | 120 | 213 | 49 | N | Natural Gas | Y | N | N | 9999 | N |  | Combustion Turbine | 520 | 520.3301 | 10763
55279_G_CTG7 | IL | 17043 | Aurora Generation LLC | Aurora | 3220911 | 39465813 | 55279 | AGS07 | 55279 | CTG7 | 043407AAF | 0007 | 10.5952 | 0.02464 | 0.3696 | 0.3696 | 0.48972 |  | 9.24 | 19.921 | 0.1211 | 0.78715 | 0.78715 | 0.54495 |  | 19.2549 | 2017 | 60 | 10 | 732 | 5583.3334 | 71.0606 | 221112 | -88.2254 | 41.8151 | 444 | 125 | 120 | 213 | 49 | N | Natural Gas | Y | N | N | 9999 | N |  | Combustion Turbine | 616 | 616.0499 | 10799
55279_G_CTG4 | IL | 17043 | Aurora Generation LLC | Aurora | 3220911 | 39465913 | 55279 | AGS04 | 55279 | CTG4 | 043407AAF | 0004 | 6.6076 | 0.03451 | 0.7186 | 0.7186 | 0.24055 |  | 0.24055 | 15.4991 | 0.21315 | 1.8575 | 1.8575 | 0.39585 |  | 2.8623 | 2017 | 75 | 16 | 1052 | 17683.3336 | 87.9143 | 221112 | -88.2272 | 41.8154 | 1880 | 125 | 120 | 205 | 163.9 | N | Natural Gas | Y | N | N | 9999 | N |  | Combustion Turbine | 203 | 202.78 | 10798
55279_G_CTG3 | IL | 17043 | Aurora Generation LLC | Aurora | 3220911 | 39466013 | 55279 | AGS03 | 55279 | CTG3 | 043407AAF | 0003 | 22.1128 | 0.10285 | 2.1689 | 2.1689 | 0.726 |  | 0.726 | 16.1881 | 0.31295 | 1.7354 | 1.7354 | 0.36985 |  | 3.101 | 2019 | 75 | 16 | 1052 | 17683.3336 | 87.9143 | 221112 | -88.2276 | 41.8155 | 1880 | 125 | 120 | 205 | 163.9 | N | Natural Gas | Y | N | N | 9999 | N |  | Combustion Turbine | 605 | 604.6801 | 10798
55279_G_CTG6 | IL | 17043 | Aurora Generation LLC | Aurora | 3220911 | 39466113 | 55279 | AGS06 | 55279 | CTG6 | 043407AAF | 0006 | 8.9948 | 0.0226 | 0.3305 | 0.3305 | 0.43788 |  | 8.2688 | 19.8152 | 0.1183 | 0.76895 | 0.76895 | 0.53235 |  | 13.9002 | 2017 | 60 | 10 | 732 | 5583.3334 | 71.0606 | 221112 | -88.2257 | 41.8151 | 444 | 125 | 120 | 213 | 49 | N | Natural Gas | Y | N | N | 9999 | N |  | Combustion Turbine | 565 | 565.35 | 10797
55279_G_CTG5 | IL | 17043 | Aurora Generation LLC | Aurora | 3220911 | 39466213 | 55279 | AGS05 | 55279 | CTG5 | 043407AAF | 0005 | 8.7972 | 0.02132 | 0.3198 | 0.3198 | 0.42373 |  | 7.9843 | 20.7929 | 0.1234 | 0.8021 | 0.8021 | 0.5553 |  | 15.1782 | 2017 | 60 | 10 | 732 | 5583.3334 | 71.0606 | 221112 | -88.2261 | 41.8152 | 444 | 125 | 120 | 213 | 49 | N | Natural Gas | Y | N | N | 9999 | N |  | Combustion Turbine | 533 | 533.16 | 10801
7842_G_CT1 | IL | 17051 | Freedom Power Station | Freedom Power Project | 2670611 | 41043513 | 7842 | CT1 | 7842 | CT1 | 051808AAK | 0001 | 1.5848 | 0.010125 | 0.1109 | 0.1109 | 0.035235 |  | 1.2316 | 0.078875 | 0.0005 | 0.0056 | 0.0056 | 0.001775 |  | 0.080175 | 2019 | 41 | 10 | 801 | 3333.3334 | 42.4242 | 221112 | -88.8589 | 39.1033 | 436 | 125 | 120 | 213 | 45 | N | Natural Gas | Y | N | N | 9999 | N |  | Combustion Turbine | 81 | 81.25 | 10745
55201_G_1 | IL | 17053 | Gibson City Energy Center LLC | Gibson City Energy Center LLC | 2622911 | 41402513 | 55201 | GCTG1 | 55201 | 1 | 053803AAL | 0001 | 36.4991 | 0.22626 | 4.1271 | 4.1271 | 1.9274 |  | 21.3858 | 11.6147 | 0.10808 | 1.9744 | 1.9744 | 0.89745 |  | 10.2271 | 2019 | 50 | 12.5 | 956 | 6900.0001 | 56.2036 | 221112 | -88.3981 | 40.4711 | 1460 | 125 | 120 | 205 | 114 | N | Natural Gas, Distillate Fuel Oil | Y | N | N | 9999 | N |  | Combustion Turbine | 838 | 764.8699 | 12178
55201_G_2 | IL | 17053 | Gibson City Energy Center LLC | Gibson City Energy Center LLC | 2622911 | 88707213 | 55201 | GCTG2 | 55201 | 2 | 053803AAL | 0002 | 20.5002 | 0.16498 | 3.0344 | 3.0344 | 1.3781 |  | 15.7221 | 18.9025 | 0.10584 | 1.9631 | 1.9631 | 0.89208 |  | 10.1732 | 2017 | 50 | 12.5 | 956 | 6900.0001 | 56.2036 | 221112 | -88.3981 | 40.4707 | 1460 | 125 | 120 | 213 | 114 | N | Natural Gas, Distillate Fuel Oil | Y | N | N | 9999 | N |  | Combustion Turbine | 1 | 569.9701 | 12179
6016_B_1 | IL | 17057 | Illinois Power Resources Generating LLC |  | 3206511 | 39272713 | 6016 | 1 |  |  | 057801AAA | 0001 | 1070.49 | 9.9043 | 8.7559 | 20.275 | 43.5644 | 0 | 312.2 | 1210.866 | 44.001 | 29.031 | 50.8217 | 45.3802 |  | 378.8022 | 2017 | 588 | 21.75 | 133 | 24383.6004 | 65.6016 | 221112 | -89.9824 | 40.4662 | 3710 | 125 | 100 | 128&205&215 |  |  |  | Y | N | N |  | N |  |  | 7177 | 7177.0508
55216_G_UNT1 | IL | 17063 | Morris Cogeneration LLC | Morris Cogeneration LLC | 3348811 | 38906113 | 55216 | CTG1 | 55216 | UNT1 | 063800AAJ | 0006 | 44.737 | 0.88396 | 1.4014 | 1.4014 | 0.08624 |  | 18.1535 | 56.3104 | 1.1515 | 1.8255 | 1.8255 | 0.33702 |  | 34.348 | 2019 | 80 | 8.66 | 246 | 3166.6667 | 53.7405 | 221112 | -88.3302 | 41.4136 | 560 | 125 | 120 | 205 | 44 | Y | Natural Gas | Y | N | N | 9999 | N |  | Combined Cycle | 4312 | 4338.0684 | 7083
55216_G_STG1x | IL | 17063 | Morris Cogeneration LLC |  | 3348811 | 38906313 |  |  |  |  | 063800AAJ | 0007 | 6.7232 | 0.12888 | 0.6444 | 0.6444 | 0.08592 | 0.38664 | 18.1721 | 8.1029 | 0.16707 | 0.8632 | 0.8632 | 0.027845 | 0.34155 | 0.80751 | 2019 | 80 | 8.66 | 246 | 3166.6667 | 53.7405 | 221112 | -88.3302 | 41.4136 | 260 | 125 | 100 |  |  |  |  | N | Y | N |  | N |  |  | 4296
55216_B_5 | IL | 17063 | Morris Cogeneration LLC |  | 3348811 | 59609013 | 55216 | B-5 |  |  | 063800AAJ | 0011 | 0.57362 | 0.006003 | 0.08 | 0.08 | 0.06003 | 0.03335 | 0.87377 | 4.4323 | 0.045144 | 0.6156 | 0.6156 | 0.45144 | 0.20347 | 6.9358 | 2017 | 50 | 7 | 300 | 764.85 | 19.8662 | 221112 | -88.3331 | 41.412 | 312 | 125 | 100 |  |  |  |  | Y | N | N |  | N |  |  | 1334 | 91.21
55216_B_6 | IL | 17063 | Morris Cogeneration LLC |  | 3348811 | 59609113 | 55216 | B-6 |  |  | 063800AAJ | 0012 | 7.3106 | 0.064624 | 0.8078 | 0.8078 | 0.56546 | 0.32312 | 8.805 | 4.1181 | 0.043142 | 0.54908 | 0.54908 | 0.3922 | 0.25803 | 6.1575 | 2019 | 46 | 6.33 | 270 | 730.4333 | 23.201 | 221112 | -88.3325 | 41.4122 | 312 | 125 | 100 |  |  |  |  | Y | N | N |  | N |  |  | 8078 | 2944.75
55216_G_UNT2 | IL | 17063 | Morris Cogeneration LLC | Morris Cogeneration LLC | 3348811 | 91319613 | 55216 | CTG2 | 55216 | UNT2 | 063800AAJ | 0014 | 42.6433 | 0.89061 | 0.8906 | 0.8906 | 0.36048 |  | 12.2353 | 61.864 | 1.335 | 1.335 | 1.335 | 0.39072 |  | 39.6581 | 2017 | 80 | 8.66 | 246 | 3166.6667 | 53.7405 | 221112 | -88.3302 | 41.4133 | 560 | 125 | 120 | 205 | 44 | Y | Natural Gas | Y | N | N | 9999 | N |  | Combined Cycle | 4241 | 4249.8696 | 7083
55216_G_UNT3 | IL | 17063 | Morris Cogeneration LLC | Morris Cogeneration LLC | 3348811 | 91319713 | 55216 | CTG3 | 55216 | UNT3 | 063800AAJ | 0015 | 85.2937 | 1.3852 | 1.3852 | 1.3852 | 0.13852 |  | 24.9336 | 58.4241 | 1.1438 | 1.1438 | 1.1438 | 0.3612 |  | 34.7354 | 2019 | 80 | 8.66 | 246 | 3166.6667 | 53.7405 | 221112 | -88.3302 | 41.4129 | 560 | 125 | 120 | 205 | 44 | Y | Natural Gas | Y | N | N | 9999 | N |  | Combined Cycle | 6926 | 6907.4004 | 7083
55216_G_STG1y | IL | 17063 | Morris Cogeneration LLC |  | 3348811 | 91319813 |  |  |  |  | 063800AAJ | 0016 | 7.695 | 0.14798 | 0.8244 | 0.8244 | 0.1057 | 0.48622 | 23.1694 | 8.0888 | 0.16243 | 0.90958 | 0.90958 | 0.032485 | 0.32545 | 0.84461 | 2017 | 80 | 8.66 | 246 | 3166.6667 | 53.7405 | 221112 | -88.3302 | 41.4133 | 260 | 125 | 100 |  |  |  |  | N | Y | N |  | N |  |  | 4228
55216_G_STG1 | IL | 17063 | Morris Cogeneration LLC | Morris Cogeneration LLC | 3348811 | 91319913 |  |  | 55216 | STG1 | 063800AAJ | 0017 | 13.2653 | 0.20727 | 1.1054 | 1.1054 | 0.13818 | 0.65636 | 31.6087 | 7.9372 | 0.15032 | 0.81176 | 0.81176 | 0.030065 | 0.2159 | 0.75162 | 2017 | 80 | 8.66 | 246 | 3166.6667 | 53.7405 | 221112 | -88.3302 | 41.4129 | 260 | 125 | 100 |  | 62 | Y | Natural Gas | N | Y | N | 9999 | N |  | Combined Cycle | 6909 |  | 7083
948_G_7 | IL | 17065 | McLeansboro Power Plant | McLeansboro | 3351111 | 38897713 |  |  | 948 | 7 | 065020AAW | 0007 | 0.029575 | 1.9e-05 | 0.0002 | 0.0002 | 0.00037 | 0.00072 | 0.00074 | 0.1871 | 0.000118 | 0.001558 | 0.001558 | 0.002338 | 0.000709 | 0.004677 | 2019 | 27 | 1.5 | 852 | 155 | 87.6767 | 221112 | -88.5414 | 38.0947 | 21.4 | 125 | 160 |  | 1 | N | Distillate Fuel Oil | N | Y | N | 9999 | N |  | Combustion Turbine | 5 |  | 10745
862_G_1 | IL | 17077 | Grand Tower Energy Center LLC | Grand Tower Energy Center LLC | 2585811 | 59829913 | 862 | CT01 | 862 | 1 | 077806AAA | 0008 | 51.8984 | 0.40063 | 3.3708 | 3.3708 | 3.9004 |  | 39.0182 | 144.414 | 1.1978 | 10.2604 | 10.2604 | 12.1023 |  | 119.7348 | 2019 | 150 | 22.5 | 400 | 20666.667 | 51.9566 | 221112 | -89.5109 | 37.6573 | 2350 | 125 | 120 | 139 | 161 | N | Natural Gas | Y | N | N | 9999 | N | 862_G_1;862_G_3 | Combined Cycle | 921 | 921.2901 | 15000
862_G_2 | IL | 17077 | Grand Tower Energy Center LLC | Grand Tower Energy Center LLC | 2585811 | 59830013 | 862 | CT02 | 862 | 2 | 077806AAA | 0009 | 77.6909 | 0.67905 | 5.8549 | 5.8549 | 6.6019 |  | 66.0489 | 152.628 | 1.0976 | 10.6361 | 10.6361 | 12.7181 |  | 126.1962 | 2017 | 150 | 19.5 | 225 | 17166.667 | 57.4582 | 221112 | -89.5112 | 37.6573 | 2380 | 125 | 120 | 139 | 159 | N | Natural Gas | Y | N | N | 9999 | N | 862_G_4;862_G_2 | Combined Cycle | 1509 | 1509.1204 | 15000
6017_B_1 | IL | 17079 | Illinois Power Generating Co | Newton | 2587011 | 40794613 | 6017 | 1 | 6017 | 1 | 079808AAA | 0003 | 1069.64 | 4826.94 | 20.375 | 117.328 | 40.7172 | 0.49215 | 339.78 | 1813.017 | 5000.624 | 45.9383 | 80.7231 | 106.1068 |  | 2244.899 | 2017 | 530 | 20 | 324 | 27633.3338 | 87.9242 | 221112 | -88.2774 | 38.9366 | 5500 | 125 | 100 | 128&215 | 595 | N | Subbituminous | Y | N | N | 9999 | N |  | Coal Steam | 6562 | 6562.3599 | 10492
6017_B_2 | IL | 17079 | Illinois Power Generating Co |  | 2587011 | 40794913 | 6017 | 2 |  |  | 079808AAA | 0013 | 548.659 | 2915.78 | 9.7752 | 62.6311 | 21.7146 | 0 | 181.621 | [8 empty] | 499 | 30 | 138 | 28426.6666 | -1 | 221112 | -88.2763 | 38.9372 | 5500 | 125 | 100 | 128&215 |  |  |  | Y | N | N |  | N |  |  | 3668 | 3667.6404
55109_G_TG1 | IL | 17089 | Rocky Road Power LLC | Rocky Road Power LLC | 1786811 | 42008313 | 55109 | T1 | 55109 | TG1 | 089425AAC | 0001 | 15.0756 | 0.2423 | 1.8014 | 1.8014 | 0.88193 |  | 11.7691 | 14.2843 | 0.072475 | 1.3168 | 1.3168 | 0.62886 |  | 6.0924 | 2017 | 60 | 21.7 | 928 | 32000.0006 | 86.4899 | 221112 | -88.2397 | 42.0934 | 1440 | 125 | 120 |  | 102.2 | N | Natural Gas | Y | N | N | 9999 | N |  | Combustion Turbine | 1 | 301.27 | 12087
55109_G_T4 | IL | 17089 | Rocky Road Power LLC | Rocky Road Power LLC | 1786811 | 42008413 | 55109 | T4 | 55109 | T4 | 089425AAC | 0004 | 7.2002 | 0.12943 | 0.9385 | 0.9385 | 0.48597 |  | 6.5297 | 4.4128 | 0.031155 | 0.55893 | 0.55893 | 0.07347 |  | 1.6029 | 2019 | 60 | 21.7 | 928 | 32000.0006 | 86.4899 | 221112 | -88.2397 | 42.0942 | 1480 | 125 | 120 |  | 104 | N | Natural Gas | Y | N | N | 9999 | N |  | Combustion Turbine | 1 | 167.39 | 12090
55109_G_TG3 | IL | 17089 | Rocky Road Power LLC | Rocky Road Power LLC | 1786811 | 42008513 | 55109 | T3 | 55109 | TG3 | 089425AAC | 0003 | 10.1084 | 0.16274 | 2.5255 | 2.5255 | 0.2163 |  | 7.8774 | 4.0687 | 0.05025 | 0.91875 | 0.91875 | 0.099 |  | 3.4973 | 2019 | 60 | 11.1 | 806 | 6633.3334 | 68.5206 | 221112 | -88.2387 | 42.0929 | 367 | 125 | 120 |  | 28.2 | N | Natural Gas | Y | N | N | 9999 | N |  | Combustion Turbine | 1 | 412.27 | 12084
55109_G_TG2 | IL | 17089 | Rocky Road Power LLC | Rocky Road Power LLC | 1786811 | 42008613 | 55109 | T2 | 55109 | TG2 | 089425AAC | 0002 | 13.7732 | 0.194 | 1.3544 | 1.3544 | 0.71939 |  | 9.9111 | 9.558 | 0.0559 | 1.0243 | 1.0243 | 0.53148 |  | 2.6591 | 2019 | 60 | 21.7 | 928 | 32000.0006 | 86.4899 | 221112 | -88.2397 | 42.0938 | 1440 | 125 | 120 |  | 103.6 | N | Natural Gas | Y | N | N | 9999 | N |  | Combustion Turbine | 1 | 241.27 | 12087
56462_G_GEN 1 | IL | 17089 | Geneva Generating Plant | Geneva Generation Facility | 9731711 | 53868813 |  |  | 56462 | GEN 1 | 089035ABY | 0001 | 1.7702 | 0.00545 | 0.0534 | 0.0534 | 0.16568 | 0.01744 | 0.20056 | 1.1603 | 0.0054 | 0.03645 | 0.03645 | 0.14783 | 0.00976 | 0.18022 | 2019 | 65 | 3.33 | 500 | 308.6166 | 35.4214 | 221112 | -88.2711 | 41.8915 | 46 | 125 | 120 | 109 | 5.4 | N | Natural Gas | N | N | N | 9999 | N |  | Combustion Turbine | 218 |  | 10745
56462_G_GEN 2 | IL | 17089 | Geneva Generating Plant | Geneva Generation Facility | 9731711 | 53868913 |  |  | 56462 | GEN 2 | 089035ABY | 0002 | 1.8641 | 0.005725 | 0.0561 | 0.0561 | 0.15801 | 0.01832 | 0.18205 | 1.224 | 0.003725 | 0.03725 | 0.03725 | 1.224 | 0.01024 | 0.12814 | 2019 | 65 | 3.33 | 500 | 279.7166 | 32.1044 | 221112 | -88.2711 | 41.8915 | 46 | 125 | 120 | 109 | 5.4 | N | Natural Gas | N | N | N | 9999 | N |  | Combustion Turbine | 229 |  | 10745
56462_G_GEN 3 | IL | 17089 | Geneva Generating Plant | Geneva Generation Facility | 9731711 | 53869013 |  |  | 56462 | GEN 3 | 089035ABY | 0003 | 1.6976 | 0.005625 | 0.0551 | 0.0551 | 0.16312 | 0.018 | 0.20025 | 1.0855 | 0.00438 | 0.03577 | 0.03577 | 0.11607 | 0.00992 | 0.14235 | 2017 | 65 | 3.33 | 500 | 281.3833 | 32.2957 | 221112 | -88.271 | 41.8915 | 46 | 125 | 120 | 109 | 5.4 | N | Natural Gas | N | N | N | 9999 | N |  | Combustion Turbine | 225 |  | 10745
56462_G_GEN 4 | IL | 17089 | Geneva Generating Plant | Geneva Generation Facility | 9731711 | 53869113 |  |  | 56462 | GEN 4 | 089035ABY | 0004 | 1.3951 | 0.005325 | 0.0521 | 0.0521 | 0.15655 | 0.01704 | 0.19276 | 0.98415 | 0.003725 | 0.03725 | 0.03725 | 0.98415 | 0.0096 | 0.13708 | 2019 | 65 | 3.33 | 500 | 280.8333 | 32.2326 | 221112 | -88.2709 | 41.8915 | 46 | 125 | 120 | 109 | 5.4 | N | Natural Gas | N | N | N | 9999 | N |  | Combustion Turbine | 213 |  | 10745
56462_G_GEN 5 | IL | 17089 | Geneva Generating Plant | Geneva Generation Facility | 9731711 | 53869213 |  |  | 56462 | GEN 5 | 089035ABY | 0005 | 0.16986 | 0.0057 | 0.0558 | 0.0558 | 0.16986 | 0.01824 | 0.1824 | 1.0264 | 0.0037 | 0.03626 | 0.03626 | 1.0264 | 0.00928 | 0.12358 | 2019 | 65 | 3.33 | 500 | 278.3333 | 31.9456 | 221112 | -88.2708 | 41.8915 | 46 | 125 | 120 | 109 | 5.4 | N | Natural Gas | N | N | N | 9999 | N |  | Combustion Turbine | 228 |  | 10745
55131_G_CTG1 | IL | 17093 | Dynegy Kendall Energy LLC | Kendall County Generation Facility | 9692211 | 53682413 | 55131 | GTG-1 | 55131 | CTG1 | 093808AAD | 0001 | 62.4465 | 4.229 | 44.6316 | 44.6316 | 88.4997 | 8.9282 | 23.2072 | 70.9754 | 3.6196 | 36.5327 | 36.5327 | 3.765 | 18.9743 | 40.2771 | 2019 | 199 | 18 | 175 | 16260.0003 | 63.872 | 221112 | -88.2584 | 41.4806 | 2520 | 125 | 120 | 139 | 160 | N | Natural Gas | Y | N | N | 9999 | N |  | Combined Cycle | 4531 | 7977.77 | 7532
55131_G_CTG2 | IL | 17093 | Dynegy Kendall Energy LLC | Kendall County Generation Facility | 9692211 | 59763413 | 55131 | GTG-2 | 55131 | CTG2 | 093808AAD | 0005 | 68.4344 | 4.1772 | 31.3076 | 31.3076 | 89.2174 | 7.1497 | 17.537 | 82.8944 | 3.9303 | 29.3528 | 29.3528 | 4.0909 | 17.237 | 30.4053 | 2019 | 199 | 18 | 175 | 16260.0003 | 63.872 | 221112 | -88.2575 | 41.4806 | 2520 | 125 | 120 | 139 | 160 | N | Natural Gas | Y | N | N | 9999 | N |  | Combined Cycle | 4888 | 7669.6309 | 7532
55131_G_CTG4 | IL | 17093 | Dynegy Kendall Energy LLC | Kendall County Generation Facility | 9692211 | 59763513 | 55131 | GTG-4 | 55131 | CTG4 | 093808AAD | 0007 | 57.5459 | 3.6533 | 32.7344 | 32.7344 | 78.6274 | 6.718 | 17.738 | 88.8152 | 4.0764 | 35.767 | 35.767 | 4.2382 | 17.1779 | 28.3392 | 2017 | 199 | 18 | 175 | 15960.0003 | 62.6936 | 221112 | -88.2561 | 41.4806 | 2520 | 125 | 120 | 139 | 160 | N | Natural Gas | Y | N | N | 9999 | N |  | Combined Cycle | 4266 | 6919.6792 | 7532
55131_G_CTG3 | IL | 17093 | Dynegy Kendall Energy LLC | Kendall County Generation Facility | 9692211 | 59763613 | 55131 | GTG-3 | 55131 | CTG3 | 093808AAD | 0006 | 77.6421 | 4.2044 | 37.4008 | 37.4008 | 63.1466 | 18.1339 | 19.7772 | 86.0261 | 3.8404 | 33.6616 | 33.6616 | 3.9754 | 17.548 | 30.8691 | 2017 | 199 | 18 | 175 | 16260.0003 | 63.872 | 221112 | -88.2571 | 41.4806 | 2520 | 125 | 120 | 139 | 160 | N | Natural Gas | Y | N | N | 9999 | N |  | Combined Cycle | 845 | 7816.7886 | 7532
55392_G_CTG1 | IL | 17097 | Zion Energy Center | Zion Energy Center | 5390311 | 59808713 | 55392 | CT-1 | 55392 | CTG1 | 097200ABB | 0004 | 23.2634 | 0.4609 | 4.8691 | 4.8691 | 0.29392 |  | 0.29452 | 48.6424 | 0.87028 | 9.5564 | 9.5564 | 2.1165 |  | 17.3699 | 2019 | 75 | 18 | 1100 | 22383.3337 | 87.9255 | 221112 | -87.895 | 42.478 | 1720 | 125 | 120 | 205 | 152 | N | Natural Gas, Distillate Fuel Oil | Y | N | N | 9999 | N |  | Combustion Turbine | 962 | 963.1301 | 11286
55392_G_CTG2 | IL | 17097 | Zion Energy Center | Zion Energy Center | 5390311 | 59808813 | 55392 | CT-2 | 55392 | CTG2 | 097200ABB | 0005 | 24.4322 | 0.60357 | 3.7463 | 3.7463 | 0.6115 |  | 0.76456 | 39.9781 | 0.74374 | 6.0179 | 6.0179 | 2.6278 |  | 19.7952 | 2019 | 75 | 18 | 1100 | 22383.3337 | 87.9255 | 221112 | -87.8951 | 42.4777 | 1720 | 125 | 120 | 213 | 152 | N | Natural Gas, Distillate Fuel Oil | Y | N | N | 9999 | N |  | Combustion Turbine | 1 | 985.9302 | 11286
55392_G_CTG3 | IL | 17097 | Zion Energy Center | Zion Energy Center | 5390311 | 59808913 | 55392 | CT-3 | 55392 | CTG3 | 097200ABB | 0006 | 29.1013 | 0.14263 | 8.9581 | 8.9581 | 0.029605 |  | 1.8473 | 34.5427 | 0.59604 | 9.5319 | 9.5319 | 1.2858 |  | 15.1161 | 2017 | 75 | 18 | 1100 | 22383.3337 | 87.9255 | 221112 | -87.8951 | 42.4773 | 1930 | 125 | 120 | 213 | 152 | N | Natural Gas, Distillate Fuel Oil | Y | N | N | 9999 | N |  | Combustion Turbine | 1 | 1184.9496 | 11286
883_G_322 | IL | 17097 | Waukegan Electric Generating Station | Waukegan | 7792311 | 2285513 | 883 | ;311;312;321;322 | 883 | 322;322;322;322 | 097190AAC | 0035 | 1.6667 | 0.78431 | 0.016602 | 0.016602 | 0.000592 |  | 0.004764 | 2.3 | 1 | 0.022464 | 0.022464 | 0.00080101 |  | 0.006446 | 2019 | 43 | 10.7 | 750 | 6382.9001 | 70.9554 | 221112 | -87.8168 | 42.382 | 2210 | 125 | 120 |  | 26.7 | N | Distillate Fuel Oil | Y | N | N | 9999 | Y | 883_G_312;883_G_311;883_G_321;883_G_322 | Combustion Turbine | 5 | 1.39 | 17376
883_B_7 | IL | 17097 | Waukegan Electric Generating Station | Waukegan | 7792311 | 2286113 | 883 | 7 | 883 | 7 | 097190AAC | 0036 | 404.631 | 1142.19 | 32.3494 | 37.209 | 0.51349 | 0.13352 | 640.263 | 391.3 | 342.6008 | 39.326 | 43.907 | 0.47625 | 0.14439 | 521.8758 | 2017 | 450 | 14.1 | 300 | 13733.3336 | 87.917 | 221112 | -87.8138 | 42.3827 | 874 | 125 | 100 | 128&205 | 328 | N | Subbituminous | Y | N | N | 9999 | N |  | Coal Steam | 3551 | 3782.5 | 10666
883_B_8 | IL | 17097 | Waukegan Electric Generating Station | Waukegan | 7792311 | 2286713 | 883 | 8 | 883 | 8 | 097190AAC | 0033 | 624.841 | 1591.1 | 103.121 | 127.139 | 1.0585 | 0.18525 | 533.89 | 427.5001 | 410.5 | 87.4466 | 126.0654 | 0.65456 | 0.19665 | 387.8568 | 2017 | 450 | 13.5 | 279 | 12583.3335 | 87.8746 | 221112 | -87.8138 | 42.3822 | 3270 | 125 | 100 | 128&205 | 361 | N | Subbituminous | Y | N | N | 9999 | N |  | Coal Steam | 1 | 4316.25 | 10890
955_G_IC1 | IL | 17099 | City Of Peru Generating Station |  | 5431911 | 27563313 |  |  |  |  | 099085AAH | 0003 | 0.43956 | 0.002018 | 0.0055 | 0.0056 | 0.001998 | 0.029171 | 0.001649 | 0.25922 | 0.00119 | 0.003261 | 0.003337 | 0.001178 | 0.063191 | 0.000972 | 2017 | 80 | 9 | 656 | 4695.2334 | 73.7747 | 221112 | -89.1249 | 41.324 | 125 | 125 | 120 |  |  |  |  | N | N | N |  | N |  |  | 6
55183_G_CT1 | IL | 17103 | Invenergy Nelson LLC | Nelson Energy Center | 10824211 | 105888013 | 55183 | 1 | 55183 | CT1 | 103814AAC | 0001 | 27.0187 | 0.23741 | 3.6034 | 3.6034 | 3.7846 | 4.2105 | 2.6531 | 113.5476 | 4.2201 | 16.1912 | 16.1912 | 14.7827 | 25.7621 | 12.114 | 2019 | 160 | 18 | 173 | 15827.9503 | 62.1748 | 221112 | -89.608 | 41.7749 | 2170 | 125 | 120 | 139&205 | 168 | N | Natural Gas | Y | N | N | 9999 | N | 58573_G_ST1;58573_G_CT1;55183_G_ST1;55183_G_CT1 | Combined Cycle | 1893 | 2544.0693 | 7332
55183_G_CT2 | IL | 17103 | Invenergy Nelson LLC | Nelson Energy Center | 10824211 | 105888113 | 55183 | 2 | 55183 | CT2 | 103814AAC | 0002 | 26.012 | 1.0486 | 2.9715 | 2.9715 | 4.3697 | 4.6688 | 3.3623 | 110.6946 | 4.135 | 11.7105 | 11.7105 | 17.2217 | 26.2222 | 12.4726 | 2017 | 160 | 18 | 173 | 15827.9503 | 62.1748 | 221112 | -89.6066 | 41.7749 | 2170 | 125 | 120 | 139&205 | 168 | N | Natural Gas | Y | N | N | 9999 | N | 58573_G_CT2;55183_G_ST2;55183_G_CT2;58573_G_ST2 | Combined Cycle | 1788 | 2471.0193 | 7332
55236_G_CT1 | IL | 17103 | Lee County Generating Station LLC | Lee Energy Facility | 5483011 | 26772913 | 55236 | CT1 | 55236 | CT1 | 103817AAH | 0001 | 1.3296 | 0.03366 | 0.3702 | 0.3702 | 0.00561 |  | 2.1103 | 3.4611 | 0.076725 | 0.80305 | 0.80305 | 0.015345 |  | 4.595 | 2019 | 100 | 15.75 | 920 | 24.0666 | 0.1234 | 221112 | -89.405 | 41.8287 | 985 | 125 | 120 | 205 | 84.9 | N | Natural Gas | Y | N | N | 9999 | N |  | Combustion Turbine | 187 | 153.02 | 12699
55236_G_CT7 | IL | 17103 | Lee County Generating Station LLC | Lee Energy Facility | 5483011 | 88662613 | 55236 | CT7 | 55236 | CT7 | 103817AAH | 0009 | 0.97996 | 0.020706 | 0.2243 | 0.2243 | 0.00363 |  | 1.2697 | 2.4421 | 0.05346 | 0.55768 | 0.55768 | 0.01215 |  | 3.1918 | 2019 | 100 | 15.75 | 920 | 24.0666 | 0.1234 | 221112 | -89.405 | 41.8287 | 985 | 125 | 120 | 205 | 83.9 | N | Natural Gas | Y | N | N | 9999 | N |  | Combustion Turbine | 119 | 99.39 | 12698
55236_G_CT8 | IL | 17103 | Lee County Generating Station LLC | Lee Energy Facility | 5483011 | 88662813 | 55236 | CT8 | 55236 | CT8 | 103817AAH | 0010 | 1.2701 | 0.027004 | 0.2932 | 0.2932 | 0.004789 |  | 1.6697 | 3.472 | 0.072 | 0.752 | 0.752 | 0.016 |  | 4.3072 | 2017 | 100 | 15.75 | 920 | 24.0666 | 0.1234 | 221112 | -89.405 | 41.8287 | 985 | 125 | 120 | 205 | 83.9 | N | Natural Gas | Y | N | N | 9999 | N |  | Combustion Turbine | 157 | 132.84 | 12698
55236_G_CT2 | IL | 17103 | Lee County Generating Station LLC | Lee Energy Facility | 5483011 | 88663313 | 55236 | CT2 | 55236 | CT2 | 103817AAH | 0004 | 1.2498 | 0.029829 | 0.3253 | 0.3253 | 0.005239 |  | 1.8497 | 4.2532 | 0.09408 | 0.97608 | 0.97608 | 0.0196 |  | 5.5899 | 2019 | 100 | 15.75 | 920 | 24.0666 | 0.1234 | 221112 | -89.405 | 41.8287 | 985 | 125 | 120 | 205 | 84.9 | N | Natural Gas | Y | N | N | 9999 | N |  | Combustion Turbine | 169 | 139.03 | 12699
55236_G_CT3 | IL | 17103 | Lee County Generating Station LLC | Lee Energy Facility | 5483011 | 88663413 | 55236 | CT3 | 55236 | CT3 | 103817AAH | 0005 | 1.1799 | 0.024081 | 0.2635 | 0.2635 | 0.004278 |  | 1.5097 | 2.8583 | 0.060845 | 0.62543 | 0.62543 | 0.012735 |  | 3.5856 | 2017 | 100 | 15.75 | 920 | 24.0666 | 0.1234 | 221112 | -89.405 | 41.8287 | 985 | 125 | 120 | 205 | 84.9 | N | Natural Gas | Y | N | N | 9999 | N |  | Combustion Turbine | 138 | 113.07 | 12699
55236_G_CT4 | IL | 17103 | Lee County Generating Station LLC | Lee Energy Facility | 5483011 | 88663513 | 55236 | CT4 | 55236 | CT4 | 103817AAH | 0006 | 1.1599 | 0.02346 | 0.2593 | 0.2593 | 0.00414 |  | 1.4801 | 2.2746 | 0.045715 | 0.47722 | 0.47722 | 0.010035 |  | 2.7351 | 2019 | 100 | 15.75 | 920 | 24.0666 | 0.1234 | 221112 | -89.405 | 41.8287 | 985 | 125 | 120 | 205 | 84.1 | N | Natural Gas | Y | N | N | 9999 | N |  | Combustion Turbine | 138 | 113.53 | 12698
55236_G_CT6 | IL | 17103 | Lee County Generating Station LLC | Lee Energy Facility | 5483011 | 88663613 | 55236 | CT6 | 55236 | CT6 | 103817AAH | 0008 | 1.1968 | 0.024186 | 0.262 | 0.262 | 0.00424 |  | 1.4998 | 2.9432 | 0.068625 | 0.72895 | 0.72895 | 0.01525 |  | 4.1785 | 2019 | 100 | 15.75 | 920 | 24.0666 | 0.1234 | 221112 | -89.405 | 41.8287 | 985 | 125 | 120 | 205 | 85.1 | N | Natural Gas | Y | N | N | 9999 | N |  | Combustion Turbine | 139 | 118.04 | 12699
55236_G_CT5 | IL | 17103 | Lee County Generating Station LLC | Lee Energy Facility | 5483011 | 88663713 | 55236 | CT5 | 55236 | CT5 | 103817AAH | 0007 | 0.9 | 0.022125 | 0.24 | 0.24 | 0.00375 |  | 1.38 | 3.5978 | 0.078975 | 0.83011 | 0.83011 | 0.01755 |  | 4.4823 | 2017 | 100 | 15.75 | 920 | 24.0666 | 0.1234 | 221112 | -89.405 | 41.8287 | 985 | 125 | 120 | 205 | 85.1 | N | Natural Gas | Y | N | N | 9999 | N |  | Combustion Turbine | 125 | 105.42 | 12699
935_G_1 | IL | 17109 | Bushnell Municipal Power Plant | Bushnell | 4702711 | 27765013 |  |  | 935 | 1 | 109015AAH | 0007 | 0.34748 | 0.000163 | 0.0059 | 0.0062 | 0.009773 | 0.006341 | 0.02769 | 0.36551 | 0.000173 | 0.006293 | 0.006545 | 0.01028 | 0.014509 | 0.029126 | 2017 | 35 | 2.5 | 650 | 216.6666 | 44.1212 | 221112 | -90.5137 | 40.5487 | 27.1 | 125 | 160 | 203 | 0.2 | N | Distillate Fuel Oil | N | Y | N | 9999 | N |  | Combustion Turbine | 9 |  | 10944
935_G_7 | IL | 17109 | Bushnell Municipal Power Plant | Bushnell | 4702711 | 27765113 |  |  | 935 | 7 | 109015AAH | 0008 | 0.35646 | 0.000167 | 0.0061 | 0.0063 | 0.010026 | 0.006506 | 0.028406 | 0.39961 | 0.000189 | 0.00688 | 0.007155 | 0.011239 | 0.015379 | 0.031843 | 2017 | 35 | 2.5 | 650 | 70.5333 | 14.3631 | 221112 | -90.5137 | 40.5487 | 27.1 | 125 | 160 | 203 | 2.5 | N | Distillate Fuel Oil | N | Y | N | 9999 | N |  | Combustion Turbine | 9 |  | 10745
7891_G_2 | IL | 17113 | Corn Belt Energy Corp |  | 4907511 | 31538013 |  |  |  |  | 113020AFM | 0001 | 0.65 | 0.01 | 0.0036 | 0.0036 | 0.01 | 0.002812 | 0.02 | 0.6524 | 0.013242 | 0.003662 | 0.003662 | 0.01661 | 0.002812 | 0.027596 | 2019 | 16 | 0.67 | 686 | 30 | 85.0564 | 221112 | -88.9313 | 40.4193 | 30.4 | 125 | 160 |  |  |  |  | N | N | N |  | N | 7891_G_2;7891_G_1 |  | 59
10865_B_FBC1 | IL | 17115 | Archer Daniels Midland Co |  | 8139911 | 4636213 | 10865 | FBC1 |  |  | 115015AAE | 0223 | 134.501 | 420.8 | 33.8004 | 33.8004 | 1.4016 | 1.2001 | 27.1998 | 163.4266 | 741.2011 | 17.5463 | 30.4585 | 1.7432 |  | 30.4016 | 2019 | 322 | 13.5 | 320 | 1120 | 7.8214 | 311221 | -88.891 | 39.87 | 492 | 127 | 100 | 127 |  |  |  | Y | N | N |  | N |  |  | 8760 | 6611
10865_B_FBC9 | IL | 17115 | Archer Daniels Midland Co |  | 8139911 | 4636413 | 10865 | FBC9 |  |  | 115015AAE | 0222 | 251 | 1395 | 32.2017 | 32.2017 | 4.4983 | 3.8982 | 99.9998 | 286.0008 | 1754.602 | 19.4951 | 33.8403 | 4.9323 |  | 94.5513 | 2017 | 322 | 8 | 320 | 280 | 5.5681 | 311221 | -88.891 | 39.87 | 207 | 127 | 100 | 127 |  |  |  | Y | N | N |  | N |  |  | 8760 | 8021.0703
10865_B_FBC2 | IL | 17115 | Archer Daniels Midland Co |  | 8139911 | 4638013 | 10865 | FBC2 |  |  | 115015AAE | 0224 | 166.401 | 693.902 | 38.2987 | 38.2987 | 1.6994 | 1.4892 | 37.7994 | 171.1222 | 802.9022 | 18.5274 | 32.158 | 1.8308 |  | 36.7789 | 2017 | 322 | 13.5 | 320 | 1120 | 7.8214 | 311221 | -88.891 | 39.87 | 492 | 127 | 100 | 127 |  |  |  | Y | N | N |  | N |  |  | 8760 | 7422.9199
10865_B_FBC6 | IL | 17115 | Archer Daniels Midland Co |  | 8139911 | 4639713 | 10865 | FBC6 |  |  | 115015AAE | 0228 | 135.202 | 585.698 | 26.3982 | 26.3982 | 1.4016 | 1.2395 | 23.3016 | 149.5463 | 599.4994 | 11.1997 | 19.4428 | 1.625 |  | 13.9196 | 2017 | 322 | 13.5 | 320 | 840 | 5.866 | 311221 | -88.891 | 39.87 | 700 | 127 | 100 | 127 |  |  |  | Y | N | N |  | N |  |  | 8760 | 6672.1504
10865_B_FBC8 | IL | 17115 | Archer Daniels Midland Co |  | 8139911 | 4639913 | 10865 | FBC8 |  |  | 115015AAE | 0230 | 404.502 | 1338.9 | 18.0018 | 18.0018 | 3.8982 | 3.3507 | 62.4019 | 481.3984 | 1760.1 | 16.4732 | 28.5948 | 4.5829 |  | 42.3982 | 2017 | 322 | 8 | 320 | 280 | 5.5681 | 311221 | -88.891 | 39.87 | 1500 | 127 | 100 | 127 |  |  |  | Y | N | N |  | N |  |  | 8760 | 7882.0298
10865_B_FBC5 | IL | 17115 | Archer Daniels Midland Co |  | 8139911 | 4640013 | 10865 | FBC5 |  |  | 115015AAE | 0227 | 172.699 | 752.401 | 31.1987 | 31.1987 | 1.9009 | 1.5899 | 43.3007 | 163.8427 | 755.5982 | 12.3998 | 21.5277 | 1.8002 |  | 29.9986 | 2017 | 322 | 13.5 | 320 | 840 | 5.866 | 311221 | -88.891 | 39.87 | 492 | 127 | 100 | 127 |  |  |  | Y | N | N |  | N |  |  | 8760 | 8224.8301
10865_B_FBC3 | IL | 17115 | Archer Daniels Midland Co |  | 8139911 | 4640213 | 10865 | FBC3 |  |  | 115015AAE | 0225 | 163.9 | 663.898 | 44.0978 | 44.0978 | 1.8002 | 1.5199 | 58.1007 | 141.6711 | 636.5016 | 15.4483 | 26.8144 | 1.5242 |  | 37.5016 | 2019 | 322 | 13.5 | 320 | 1120 | 7.8214 | 311221 | -88.891 | 39.87 | 492 | 127 | 100 | 127 |  |  |  | Y | N | N |  | N |  |  | 8760 | 7315.6309
10865_B_FBC7 | IL | 17115 | Archer Daniels Midland Co |  | 8139911 | 4640313 | 10865 | FBC7 |  |  | 115015AAE | 0229 | 185.9 | 636.799 | 39.5995 | 39.5995 | 1.8002 | 1.5812 | 27.502 | 155.7791 | 698.7983 | 16.9156 | 29.3635 | 1.6732 |  | 17.4499 | 2017 | 322 | 13.5 | 320 | 1120 | 7.8214 | 311221 | -88.891 | 39.87 | 750 | 127 | 100 | 127 |  |  |  | Y | N | N |  | N |  |  | 8760 | 7561.6499
10865_B_FBC4 | IL | 17115 | Archer Daniels Midland Co |  | 8139911 | 4640713 | 10865 | FBC4 |  |  | 115015AAE | 0226 | 169.9 | 731.399 | 31.7988 | 31.7988 | 1.9009 | 1.5987 | 34.199 | 158.7093 | 645.1214 | 12.045 | 20.9101 | 1.7476 |  | 16.2191 | 2019 | 322 | 13.5 | 320 | 840 | 5.866 | 311221 | -88.891 | 39.87 | 492 | 127 | 100 | 127 |  |  |  | Y | N | N |  | N |  |  | 8760 | 8220.9395
946_G_IC5 | IL | 17119 | Highland Electric Light Plant | Highland | 3955311 | 33702813 |  |  | 946 | IC5 | 119055AAD | 0009 | 0.61341 | 0.000286 | 0.0105 | 0.0109 | 0.017254 |  | 0.048879 | 0.52315 | 0.00025 | 0.009 | 0.00935 | 0.0147 |  | 0.13895 | 2017 | 57 | 11.45 | 734 | 644.3333 | 6.2551 | 221112 | -89.685 | 38.7416 | 48.8 | 125 | 120 | 203 | 2 | N | Natural Gas, Distillate Fuel Oil | N | N | N | 9999 | N |  | Combustion Turbine | 11 |  | 10745
913_G_GT3 | IL | 17119 | Union Electric Co | Venice | 7338011 | 60146813 | 913 | CT03 | 913 | GT3 | 119105AAA | 0017 | 6.2221 | 0.08853 | 0.7264 | 0.7264 | 0.2304 |  | 3.422 | 3.1043 | 0.0399 | 0.3276 | 0.3276 | 0.10395 |  | 1.544 | 2017 | 38 | 3.4 | 603 | 680.6 | 74.9323 | 221112 | -90.1758 | 38.6609 | 2120 | 125 | 120 | 205 | 168 | N | Natural Gas | Y | N | N | 9999 | N |  | Combustion Turbine | 227 | 227.3299 | 11411
913_G_GT4 | IL | 17119 | Union Electric Co | Venice | 7338011 | 60146913 | 913 | CT04 | 913 | GT4 | 119105AAA | 0018 | 7.6327 | 0.09801 | 0.7961 | 0.7961 | 0.25289 |  | 3.751 | 3.1872 | 0.033495 | 0.27492 | 0.27492 | 0.087435 |  | 1.295 | 2019 | 38 | 3.4 | 603 | 680.6 | 74.9323 | 221112 | -90.1754 | 38.661 | 2120 | 125 | 120 | 205 | 168 | N | Natural Gas | Y | N | N | 9999 | N |  | Combustion Turbine | 242 | 242.32 | 11411
913_G_GT5 | IL | 17119 | Union Electric Co | Venice | 7338011 | 60147013 | 913 | CT05 | 913 | GT5 | 119105AAA | 0019 | 3.1916 | 0.02958 | 0.2405 | 0.2405 | 0.07656 |  | 2.2242 | 0.50979 | 0.00416 | 0.03393 | 0.03393 | 0.01079 |  | 0.3135 | 2019 | 38 | 3.4 | 603 | 680.6 | 74.9323 | 221112 | -90.1779 | 38.6671 | 1520 | 125 | 120 | 205 | 103 | N | Natural Gas | Y | N | N | 9999 | N |  | Combustion Turbine | 87 | 87.32 | 11411
913_G_GT2 | IL | 17119 | Union Electric Co | Venice | 7338011 | 60147113 | 913 | CT2A | 913 | GT2 | 119105AAA | 0015 | 1.7015 | 0.00996 | 0.1701 | 0.1701 | 0.15355 |  | 3.0976 | 0.20274 | 0.00124 | 0.020925 | 0.020925 | 0.018755 |  | 0.38083 | 2017 | 30 | 11.45 | 850 | 1943.1333 | 18.8637 | 221112 | -90.1774 | 38.6671 | 581 | 125 | 120 | 213 | 48 | N | Natural Gas, Distillate Fuel Oil | Y | N | N | 9999 | N |  | Combustion Turbine | 166 | 166.14 | 11411
913_G_GT1 | IL | 17119 | Union Electric Co |  | 7338011 | 8266713 | 913 | CT1 |  |  | 119105AAA | 0001 | 0 | 0 | 0 | 0 | 0 |  | 0 | [8 empty] | 45 | 14 | 803 | 7886.6333 | -1 | 221112 | -90.1774 | 38.6677 | 518 | 125 | 120 |  |  |  |  | N | N | N |  | N |  |  | 1
913_G_GT2B | IL | 17119 | Union Electric Co |  | 7338011 | 96537913 | 913 | CT2B |  |  | 119105AAA | 0022 | 1.9122 | 0.01056 | 0.1821 | 0.1821 | 0.16368 |  | 3.315 | 0.39468 | 0.00132 | 0.02211 | 0.02211 | 0.019965 |  | 0.40309 | 2019 | 30 | 11.45 | 850 | 1943.1333 | 18.8637 | 221112 | -90.1775 | 38.6671 | 581 | 125 | 120 | 213 |  |  |  | Y | N | N |  | N |  |  | 176 | 176.37
898_B_4 | IL | 17119 | Wood River |  | 7791011 | 2330413 | 898 | 4 |  |  | 119020AAE | 0003 | 104.114 | 359.108 | 8.0946 | 10.8308 | 2.5153 | 0 | 20.9489 | [8 empty] | 250 | 17 | 347 | 6338.1666 | -1 | 221112 | -90.134 | 38.8635 | 1030 | 125 | 100 | 121&128 |  |  |  | Y | N | N |  | N |  |  |  | 2346.2598
898_B_5 | IL | 17119 | Wood River |  | 7791011 | 2330613 | 898 | 5 |  |  | 119020AAE | 0001 | 498.735 | 1812.966 | 40.3155 | 53.9432 | 12.5276 | 0 | 104.3374 | [8 empty] | 350 | 15 | 325 | 11478.25 | -1 | 221112 | -90.1339 | 38.8633 | 3920 | 125 | 100 | 128 |  |  |  | Y | N | N |  | N |  |  |  | 3510.3398
57072_B_PB-1 | IL | 17119 | Granite City Works of United States Steel Corp | Granite City Works | 8191211 | 91730213 |  |  | 57072 | PB-1 | 119813AAI | 0230 | 0.68766 | 9.5002 | 1.66 | 1.66 | 1.1432 | 3.5916 | 0.14892 | 104.8213 | 64.1518 | 37.2483 | 37.2483 | 4.4689 |  |  | 2019 | 137 | 6 | 442 | 1758 | 62.1515 | 331110 | -90.1279 | 38.697 | 476 | 138 | 100 | 127 | 78 | Y | Non-Fossil Waste | N | Y | N | 9999 | N |  | Non-Fossil Waste | 1 |  | 9205
55204_G_2 | IL | 17121 | Kinmundy Power Plant | Kinmundy | 9701511 | 105901513 | 55204 | KCTG2 | 55204 | 2 | 121803AAA | 0002 | 1.7093 | 0.013515 | 0.2473 | 0.2473 | 0.11245 |  | 1.2819 | 0.51344 | 0.00456 | 0.08424 | 0.08424 | 0.03832 |  | 0.43656 | 2019 | 50 | 12.5 | 957 | 10783.3335 | 87.8351 | 221112 | -89.0132 | 38.7608 | 1460 | 125 | 120 | 205 | 103 | N | Natural Gas, Distillate Fuel Oil | Y | N | N | 9999 | N |  | Combustion Turbine | 51 | 50.73 | 14724
55204_G_1 | IL | 17121 | Kinmundy Power Plant | Kinmundy | 9701511 | 53871313 | 55204 | KCTG1 | 55204 | 1 | 121803AAA | 0001 | 1.94 | 0.01458 | 0.2667 | 0.2667 | 0.12123 |  | 1.3821 | 0.38928 | 0.00324 | 0.0597 | 0.0597 | 0.02712 |  | 0.30948 | 2017 | 50 | 12.5 | 957 | 10783.3335 | 87.8351 | 221112 | -89.0132 | 38.7612 | 1460 | 125 | 120 | 205 | 103 | N | Natural Gas, Distillate Fuel Oil | Y | N | N | 9999 | N |  | Combustion Turbine | 54 | 54.16 | 14721
891_B_9 | IL | 17125 | Dynegy Midwest Generation LLC |  | 7337411 | 8279713 | 891 | 9 |  |  | 125804AAB | 0023 | 1188.26 | 1141.22 | 55.155 | 95.7162 | 49.1218 | 4.5657 | 409.484 | 732.4401 | 632.2999 | 0.45581 | 0.64565 | 32.1828 |  | 268.8721 | 2017 | 500 | 20 | 192 | 27633.3338 | 87.9242 | 221112 | -90.079 | 40.2815 | 1530 | 125 | 100 | 128 |  |  |  | Y | N | N |  | N |  |  | 8153 | 8153.5396
891_B_8 | IL | 17125 | Dynegy Midwest Generation LLC Havana Power Station |  | 7337411 | 8279913 |  |  |  |  | 125804AAB | 0013 | 0 | 0 | 0 | 0 | 0 | 0 | 0 | [8 empty] | 225 | 12 | 370 | 7079.4 | -1 | 221112 | -90.0798 | 40.281 | 1360 | 125 | 100 |  |  |  |  | N | N | N |  | N | 891_B_8;891_B_1;891_B_2;891_B_3;891_B_4;891_B_5;891_B_6;891_B_7 |  | 1
7858_G_1 | IL | 17127 | Midwest Electric Power Inc | MEPI GT Facility | 5535711 | 26973813 | 7858 | 1 | 7858 | 1 | 127899AAA | 0001 | 0.33458 | 0.000765 | 0.004 | 0.004 | 0.002625 |  | 0.00636 | 2.4839 | 0.011799 | 0.062929 | 0.062929 | 0.041297 |  | 0.098326 | 2019 | 53 | 14.04 | 1018 | 13616.6669 | 87.9168 | 221112 | -88.866 | 37.2183 | 936 | 125 | 120 | 213 | 55 | N | Natural Gas | Y | N | N | 9999 | N |  | Combustion Turbine | 3 | 2.69 | 13467
7858_G_2 | IL | 17127 | Midwest Electric Power Inc | MEPI GT Facility | 5535711 | 26973913 | 7858 | 2 | 7858 | 2 | 127899AAA | 0002 | 0.30888 | 0.00184 | 0.01 | 0.01 | 0.00632 |  | 0.01544 | 2.1129 | 0.010112 | 0.053935 | 0.053935 | 0.035394 |  | 0.084273 | 2019 | 53 | 14.04 | 1018 | 13616.6669 | 87.9168 | 221112 | -88.8662 | 37.2181 | 936 | 125 | 120 | 213 | 55 | N | Natural Gas | Y | N | N | 9999 | N |  | Combustion Turbine | 8 | 7.77 | 13471
7858_G_3 | IL | 17127 | Midwest Electric Power Inc | MEPI GT Facility | 5535711 | 26974013 | 7858 | 3 | 7858 | 3 | 127899AAA | 0003 | 0.60046 | 0.0035 | 0.0186 | 0.0186 | 0.01225 |  | 0.02919 | 2.3931 | 0.011227 | 0.059878 | 0.059878 | 0.039295 |  | 0.09356 | 2019 | 53 | 14.04 | 1018 | 13616.6669 | 87.9168 | 221112 | -88.8663 | 37.2179 | 936 | 125 | 120 | 213 | 55 | N | Natural Gas | Y | N | N | 9999 | N |  | Combustion Turbine | 14 | 13.99 | 13471
7858_G_5 | IL | 17127 | Midwest Electric Power Inc | MEPI GT Facility | 5535711 | 26974113 | 7858 | 5 | 7858 | 5 | 127899AAA | 0005 | 0.09502 | 0.00038 | 0.0034 | 0.0034 | 0.00128 |  | 0.0211 | 0.10526 | 0.00042 | 0.003782 | 0.003782 | 0.001471 |  | 0.023117 | 2017 | 46 | 11 | 928 | 8333.3335 | 87.6533 | 221112 | -88.8664 | 37.2172 | 622 | 125 | 120 | 213 | 37 | N | Natural Gas | Y | N | N | 9999 | N |  | Combustion Turbine | 4 | 4.21 | 13471
7858_G_4 | IL | 17127 | Midwest Electric Power Inc | MEPI GT Facility | 5535711 | 26974313 | 7858 | 4 | 7858 | 4 | 127899AAA | 0004 | 0.1087 | 0.000575 | 0.0051 | 0.0051 | 0.00195 |  | 0.0312 | 0.10169 | 0.000312 | 0.002814 | 0.002814 | 0.001094 |  | 0.017199 | 2019 | 46 | 11 | 928 | 8333.3335 | 87.6533 | 221112 | -88.8667 | 37.2173 | 622 | 125 | 120 | 213 | 37 | N | Natural Gas | Y | N | N | 9999 | N |  | Combustion Turbine | 5 | 4.6 | 13471
887_B_6 | IL | 17127 | Electric Energy Inc | Joppa Steam | 7808911 | 2230513 | 887 | 6 | 887 | 6 | 127855AAC | 0006 | 263.58 | 1249.81 | 16.8471 | 37.3405 | 8.5663 | 0.068092 | 61.1066 | 449.7245 | 1746.815 | 53.9881 | 94.5993 | 14.7549 | 0.20352 | 628.6837 | 2017 | 550 | 18 | 310 | 21666.6671 | 85.1103 | 221112 | -88.8577 | 37.2105 | 1800 | 125 | 100 | 128 | 158 | N | Subbituminous | Y | N | N | 9999 | N |  | Coal Steam | 4393 | 4393.1699 | 10992
887_B_5 | IL | 17127 | Electric Energy Inc | Joppa Steam | 7808911 | 2230613 | 887 | 5 | 887 | 5 | 127855AAC | 0005 | 215.232 | 1003.2 | 13.5158 | 31.008 | 6.8765 | 0.05472 | 49.0838 | 280.7879 | 1090.633 | 33.6925 | 59.0484 | 9.2012 | 0.17712 | 392.3541 | 2017 | 550 | 18 | 310 | 21666.6671 | 85.1103 | 221112 | -88.8577 | 37.2105 | 1800 | 125 | 100 | 128 | 150 | N | Subbituminous | Y | N | N | 9999 | N |  | Coal Steam | 3648 | 3647.9097 | 10982
887_B_4 | IL | 17127 | Electric Energy Inc | Joppa Steam | 7808911 | 2230713 | 887 | 4 | 887 | 4 | 127855AAC | 0004 | 342.108 | 1378.49 | 24.1488 | 53.664 | 12.2756 | 0.10062 | 87.6065 | 566.9707 | 2267.654 | 87.6879 | 153.2897 | 18.6016 | 0.20335 | 623.9115 | 2019 | 550 | 18 | 310 | 21666.6671 | 85.1103 | 221112 | -88.8582 | 37.2094 | 1800 | 125 | 100 | 128 | 160 | N | Subbituminous | Y | N | N | 9999 | N |  | Coal Steam | 6708 | 6707.771 | 10873
887_B_1 | IL | 17127 | Electric Energy Inc | Joppa Steam | 7808911 | 2230813 | 887 | 1 | 887 | 1 | 127855AAC | 0001 | 432.673 | 1585.29 | 26.5987 | 60.2905 | 13.5122 | 0.10994 | 96.5357 | 506.4789 | 1885.351 | 29.3861 | 51.3375 | 15.4802 | 0.24746 | 584.7446 | 2017 | 550 | 18 | 310 | 21666.6671 | 85.1103 | 221112 | -88.8587 | 37.2084 | 1800 | 125 | 100 | 128 | 162 | N | Subbituminous | Y | N | N | 9999 | N |  | Coal Steam | 7093 | 7092.9395 | 10983
887_B_3 | IL | 17127 | Electric Energy Inc | Joppa Steam | 7808911 | 2230913 | 887 | 3 | 887 | 3 | 127855AAC | 0003 | 217.756 | 866.58 | 15.154 | 33.33 | 7.6881 | 0.062216 | 54.9723 | 424.4153 | 1697.489 | 65.2937 | 114.4009 | 13.6735 | 0.21266 | 463.2104 | 2019 | 550 | 18 | 310 | 21666.6671 | 85.1103 | 221112 | -88.8582 | 37.2094 | 1800 | 125 | 100 | 128 | 161 | N | Subbituminous | Y | N | N | 9999 | N |  | Coal Steam | 4444 | 4444.0303 | 10985
887_B_2 | IL | 17127 | Electric Energy Inc | Joppa Steam | 7808911 | 2231013 | 887 | 2 | 887 | 2 | 127855AAC | 0002 | 423.856 | 1551.74 | 26.042 | 57.472 | 13.2186 | 0.10776 | 94.5414 | 469.5826 | 1748.006 | 27.0858 | 47.4381 | 14.237 | 0.2291 | 540.3832 | 2017 | 550 | 18 | 310 | 21666.6671 | 85.1103 | 221112 | -88.8587 | 37.2084 | 1800 | 125 | 100 | 128 | 158 | N | Subbituminous | Y | N | N | 9999 | N |  | Coal Steam | 7184 | 7183.6494 | 10919
971_G_2 | IL | 17133 | Waterloo City Light Plant | Waterloo | 5546111 | 27441413 |  |  | 971 | 2 | 133030AAO | 0006 | 0 | 0 | 0 | 0 | 0 | 0 | 0 | [8 empty] | 26 | 1.33 | 330 | 35.75 | -1 | 221112 | -90.1589 | 38.3347 | 2.2 | 125 | 160 |  | 0.2 | N | Distillate Fuel Oil | N | N | N | 9999 | N |  | Combustion Turbine | 1 |  | 19228
971_G_8 | IL | 17133 | Waterloo City Light Plant | Waterloo | 5546111 | 27441513 |  |  | 971 | 8 | 133030AAO | 0013 | 0.1437 | 6.7e-05 | 0.0024 | 0.0025 | 0.004042 | 0.002623 | 0.03817 | 0.3216 | 0.000152 | 0.005537 | 0.005758 | 0.009045 | 0.006251 | 0.085426 | 2019 | 27 | 2.3 | 680 | 350 | 84.2069 | 221112 | -90.1589 | 38.3347 | 33 | 125 | 160 |  | 2.4 | N | Distillate Fuel Oil | N | Y | N | 9999 | N |  | Combustion Turbine | 5 |  | 25000
971_G_7 | IL | 17133 | Waterloo City Light Plant | Waterloo | 5546111 | 27441613 |  |  | 971 | 7 | 133030AAO | 0012 | 0.085175 | 4e-05 | 0.0014 | 0.0015 | 0.002396 | 0.001554 | 0.022625 | 0.24913 | 0.000117 | 0.004289 | 0.004461 | 0.007007 | 0.00337 | 0.066174 | 2017 | 33 | 2 | 750 | 266.6666 | 84.8484 | 221112 | -90.1589 | 38.3347 | 17 | 125 | 160 |  | 1.5 | N | Natural Gas, Distillate Fuel Oil | N | Y | N | 9999 | N |  | Combustion Turbine | 1 |  | 25000
971_G_5 | IL | 17133 | Waterloo City Light Plant | Waterloo | 5546111 | 27441713 |  |  | 971 | 5 | 133030AAO | 0010 | 0.14653 | 6.9e-05 | 0.0025 | 0.0026 | 0.004121 | 0.002674 | 0.038922 | 0.41981 | 0.000198 | 0.007228 | 0.007517 | 0.011807 | 0.00514 | 0.11151 | 2017 | 29 | 2.33 | 750 | 57.9833 | 13.5933 | 221112 | -90.1589 | 38.3347 | 31 | 125 | 160 |  | 0.4 | N | Distillate Fuel Oil | N | Y | N | 9999 | N |  | Combustion Turbine | 5 |  | 20565
971_G_4 | IL | 17133 | Waterloo City Light Plant | Waterloo | 5546111 | 27441813 |  |  | 971 | 4 | 133030AAO | 0009 | 0 | 0 | 0 | 0 | 0 | 0 | 0 | [8 empty] | 32 | 1.33 | 400 | 97.75 | -1 | 221112 | -90.1589 | 38.3347 | 6.1 | 125 | 160 |  | 1.8 | N | Natural Gas, Distillate Fuel Oil | N | N | N | 9999 | N |  | Combustion Turbine | 1 |  | 25000
971_G_3 | IL | 17133 | Waterloo City Light Plant | Waterloo | 5546111 | 27441913 |  |  | 971 | 3 | 133030AAO | 0007 | 0 | 0 | 0 | 0 | 0 | 0 | 0 | [8 empty] | 28 | 1.33 | 365 | 57.9833 | -1 | 221112 | -90.1589 | 38.3347 | 3.2 | 125 | 160 |  | 0.2 | N | Distillate Fuel Oil | N | N | N | 9999 | N |  | Combustion Turbine | 1 |  | 19228
971_G_1 | IL | 17133 | Waterloo City Light Plant | Waterloo | 5546111 | 27442013 |  |  | 971 | 1 | 133030AAO | 0005 | 0 | 0 | 0 | 0 | 0 | 0 | 0 | [8 empty] | 32 | 1.33 | 470 | 105.7 | -1 | 221112 | -90.1589 | 38.3347 | 6.1 | 125 | 160 |  | 2.7 | N | Natural Gas, Distillate Fuel Oil | N | N | N | 9999 | N |  | Combustion Turbine | 1 |  | 25000
971_G_6 | IL | 17133 | Waterloo City Light Plant | Waterloo | 5546111 | 27442213 |  |  | 971 | 6 | 133030AAO | 0011 | 0.090207 | 1.1e-05 | 0.0041 | 0.0041 | 0.021511 | 0.000436 | 0.035566 | 0.20237 | 5e-06 | 0.011018 | 0.011018 | 0.059962 | 0.000486 | 0.086946 | 2017 | 37 | 2.5 | 680 | 431.6666 | 87.903 | 221112 | -90.1589 | 38.3347 | 20.5 | 125 | 160 |  | 0.5 | N | Distillate Fuel Oil | N | Y | N | 9999 | N |  | Combustion Turbine | 2 |  | 20900
861_B_01 | IL | 17135 | Illinois Power Generating Co |  | 7340311 | 8199413 | 861 | 01 |  |  | 135803AAA | 0003 | 490.4361 | 12.8919 | 2.8658 | 6.0498 | 34.1816 | 0 | 244.3908 | 156.424 | 1.0995 | 3.1172 | 5.4119 | 8.6069 |  | 14.3817 | 2017 | 575 | 26 | 133 | 31263.3339 | 58.8604 | 221112 | -89.4045 | 39.0584 | 434 | 125 | 100 | 128&139&215 |  |  |  | Y | N | N |  | N |  |  | 5911 | 5910.5498
861_B_02 | IL | 17135 | Illinois Power Generating Co |  | 7340311 | 8200213 | 861 | 02 |  |  | 135803AAA | 0001 | 1206.69 | 20.5029 | 6.2043 | 13.1169 | 68.4585 | 0 | 489.4555 | 1492.009 | 40.8975 | 18.4536 | 32.2786 | 87.0775 |  | 88.1199 | 2017 | 575 | 26 | 133 | 31263.3339 | 58.8604 | 221112 | -89.4045 | 39.0583 | 5540 | 125 | 100 | 128&139&215 |  |  |  | Y | N | N |  | N |  |  | 7241 | 7241.0498
969_G_5 | IL | 17139 | Sullivan Power Plant | Sullivan (IL) | 4657211 | 28182213 |  |  | 969 | 5 | 139030AAE | 0009 | 0.12315 | 5.8e-05 | 0.0021 | 0.0022 | 0.003464 | 0.002248 | 0.032712 | 0.004384 | 2e-06 | 7.5e-05 | 7.8e-05 | 0.000123 | 0.00015 | 0.001164 | 2017 | 40 | 2 | 375 | 264.85 | 84.2704 | 221112 | -88.613 | 39.5974 | 16.5 | 125 | 160 |  | 1.1 | N | Distillate Fuel Oil | N | Y | N | 9999 | N |  | Combustion Turbine | 6 |  | 19444
969_G_12 | IL | 17139 | Sullivan Power Plant | Sullivan (IL) | 4657211 | 28182313 |  |  | 969 | 12 | 139030AAE | 0016 | 0.38876 | 0.000182 | 0.0066 | 0.0069 | 0.010934 | 0.007095 | 0.03098 | 0.28519 | 0.000135 | 0.00491 | 0.005106 | 0.008021 | 0.01021 | 0.022726 | 2017 | 37 | 2.7 | 620 | 275 | 48.0109 | 221112 | -88.613 | 39.5974 | 26.4 | 125 | 160 |  | 1 | N | Distillate Fuel Oil | N | Y | N | 9999 | N |  | Combustion Turbine | 1 |  | 19444
969_G_6 | IL | 17139 | Sullivan Power Plant | Sullivan (IL) | 4657211 | 28182413 |  |  | 969 | 6 | 139030AAE | 0011 | 0.57211 | 0.000268 | 0.0098 | 0.0102 | 0.016091 | 0.010441 | 0.04559 | 0.60166 | 0.000284 | 0.010359 | 0.010773 | 0.016921 | 0.025219 | 0.047945 | 2019 | 35 | 3.5 | 800 | 550 | 57.1428 | 221112 | -88.613 | 39.5974 | 49.5 | 125 | 160 |  | 0.6 | N | Distillate Fuel Oil | N | Y | N | 9999 | N |  | Combustion Turbine | 10 |  | 19444
969_G_10 | IL | 17139 | Sullivan Power Plant | Sullivan (IL) | 4657211 | 28182513 |  |  | 969 | 10 | 139030AAE | 0013 | 0.18479 | 8.7e-05 | 0.0031 | 0.0033 | 0.005197 | 0.003373 | 0.014725 | 0.1459 | 6.9e-05 | 0.002512 | 0.002612 | 0.004103 | 0.001609 | 0.011626 | 2017 | 37 | 1.7 | 620 | 197.5 | 86.977 | 221112 | -88.613 | 39.5974 | 12.5 | 125 | 160 |  | 2.2 | N | Distillate Fuel Oil | N | Y | N | 9999 | N |  | Combustion Turbine | 1 |  | 19444
969_G_11 | IL | 17139 | Sullivan Power Plant | Sullivan (IL) | 4657211 | 28182613 |  |  | 969 | 11 | 139030AAE | 0014 | [14 empty] | 2017 | 27 | 1.67 | 385 | 135.6333 | 61.8968 | 221112 | -88.613 | 39.5974 | 7.6 | 125 | 160 |  | 2 | N | Distillate Fuel Oil | N | N | N | 9999 | N |  | Combustion Turbine | 1 |  | 19444
969_G_9 | IL | 17139 | Sullivan Power Plant | Sullivan (IL) | 4657211 | 28182713 |  |  | 969 | 9 | 139030AAE | 0012 | 0.33699 | 0.000158 | 0.0058 | 0.006 | 0.009478 | 0.00615 | 0.026854 | 0.39423 | 0.000186 | 0.006787 | 0.007059 | 0.011087 | 0.006799 | 0.031415 | 2017 | 37 | 2.7 | 660 | 266.6666 | 46.556 | 221112 | -88.613 | 39.5974 | 227 | 125 | 160 |  | 2.2 | N | Distillate Fuel Oil | N | Y | N | 9999 | N |  | Combustion Turbine | 1 |  | 19444
969_G_1 | IL | 17139 | Sullivan Power Plant | Sullivan (IL) | 4657211 | 28182813 |  |  | 969 | 1 | 139030AAE | 0001 | 0.10402 | 4.9e-05 | 0.0017 | 0.0018 | 0.002926 | 0.001898 | 0.02763 | 0.004384 | 2e-06 | 7.5e-05 | 7.8e-05 | 0.000123 |  | 0.001164 | 2019 | 28 | 1.33 | 69 | 121.6666 | 87.5394 | 221112 | -88.613 | 39.5974 | 12.4 | 125 | 160 |  | 4.3 | N | Distillate Fuel Oil | N | Y | N | 9999 | N |  | Combustion Turbine | 6 |  | 19444
969_G_4 | IL | 17139 | Sullivan Power Plant | Sullivan (IL) | 4657211 | 28182913 |  |  | 969 | 4 | 139030AAE | 0007 | 0.15735 | 7.4e-05 | 0.0027 | 0.0028 | 0.004426 | 0.002872 | 0.041797 | 0.004384 | 2e-06 | 7.5e-05 | 7.8e-05 | 0.000123 | 0.00015 | 0.001164 | 2019 | 40 | 2 | 375 | 275 | 87.5 | 221112 | -88.613 | 39.5974 | 22 | 125 | 160 |  | 0.9 | N | Distillate Fuel Oil | N | Y | N | 9999 | N |  | Combustion Turbine | 1 |  | 19444
969_G_3 | IL | 17139 | Sullivan Power Plant | Sullivan (IL) | 4657211 | 28183013 |  |  | 969 | 3 | 139030AAE | 0005 | 0.3608 | 0.000169 | 0.0062 | 0.0064 | 0.010148 | 0.006585 | 0.028751 | 0.27422 | 0.000129 | 0.004721 | 0.00491 | 0.007712 | 0.005191 | 0.021852 | 2019 | 37 | 2.7 | 660 | 275 | 48.0109 | 221112 | -88.613 | 39.5974 | 26.4 | 125 | 160 |  | 1.3 | N | Distillate Fuel Oil | N | Y | N | 9999 | N |  | Combustion Turbine | 11 |  | 19444
969_G_2 | IL | 17139 | Sullivan Power Plant | Sullivan (IL) | 4657211 | 28183113 |  |  | 969 | 2 | 139030AAE | 0003 | 0.080499 | 3.8e-05 | 0.0013 | 0.0014 | 0.002264 | 0.001469 | 0.021383 | 0.002557 | 1e-06 | 4.4e-05 | 4.5e-05 | 7.1e-05 | 0.00015 | 0.000679 | 2017 | 35 | 2 | 400 | 172.2 | 54.7909 | 221112 | -88.613 | 39.5974 | 12.4 | 125 | 160 |  | 2 | N | Distillate Fuel Oil | N | Y | N | 9999 | N |  | Combustion Turbine | 6 |  | 19444
960_G_8 | IL | 17141 | Rochelle Municipal Diesel Plant | North Ninth Street | 5039111 | 29821813 |  |  | 960 | 8 | 141050AAV | 0008 | 0 | 0 | 0 | 0 | 0 | 0 | 0 | [8 empty] | 34 | 1.29 | 620 | 115 | -1 | 221112 | -89.0699 | 41.9205 | 10.6 | 125 | 120 |  | 0.5 | N | Distillate Fuel Oil | N | N | N | 9999 | N |  | Combustion Turbine | 1 |  | 10745
960_G_4 | IL | 17141 | Rochelle Municipal Utilities | North Ninth Street | 5039111 | 29822013 |  |  | 960 | 4 | 141050AAV | 0006 | 0.013371 | 6e-06 | 0.0002 | 0.0002 | 0.000376 | 0.000244 | 0.003552 | 0.25923 | 0.000122 | 0.004463 | 0.004641 | 0.007291 | 0.0006 | 0.068858 | 2017 | 36 | 1.67 | 470 | 186.6666 | 85.1861 | 221112 | -89.0702 | 41.9204 | 11.2 | 125 | 120 |  | 0.7 | N | Distillate Fuel Oil | N | N | N | 9999 | N |  | Combustion Turbine | 2 |  | 10745
960_G_9 | IL | 17141 | Rochelle Municipal Utilities | North Ninth Street | 5039111 | 29822213 |  |  | 960 | 9 | 141050AAV | 0011 | 2.3747 | 0.01311 | 0.0749 | 0.0749 | 0.28496 | 0.005236 | 0.28496 | 1.7298 | 0.009547 | 0.05459 | 0.05459 | 0.20757 | 0.004098 | 0.20757 | 2019 | 50 | 2 | 900 | 166.6666 | 53.0303 | 221112 | -89.0702 | 41.9203 | 26.5 | 125 | 160 | 203 | 3 | N | Natural Gas, Distillate Fuel Oil | N | N | N | 9999 | N |  | Combustion Turbine | 157 |  | 10745
960_G_3 | IL | 17141 | Rochelle Municipal Utilities | North Ninth Street | 5039111 | 29822313 |  |  | 960 | 3 | 141050AAV | 0001 | 3.3525 | 0.0031 | 0.182 | 0.182 | 0.99014 | 0.004055 | 0.43151 | 3.3177 | 0.000114 | 0.17884 | 0.17888 | 0.97017 | 0.007655 | 0.42525 | 2017 | 36 | 2.5 | 420 | 108.3333 | 22.0606 | 221112 | -89.0706 | 41.9203 | 26.5 | 125 | 160 | 203 | 2 | N | Natural Gas, Distillate Fuel Oil | N | N | N | 9999 | N |  | Combustion Turbine | 119 |  | 10745
960_G_10 | IL | 17141 | Rochelle Municipal Utilities | North Ninth Street | 5039111 | 29822513 |  |  | 960 | 10 | 141050AAV | 0012 | 3.3845 | 0.018681 | 0.1068 | 0.1068 | 0.40614 | 0.008798 | 0.40614 | 2.8625 | 0.0158 | 0.09034 | 0.09034 | 0.3435 | 0.007034 | 0.3435 | 2019 | 50 | 2 | 900 | 166.6666 | 53.0303 | 221112 | -89.0702 | 41.9204 | 37.2 | 125 | 160 | 203 | 2 | N | Natural Gas, Distillate Fuel Oil | N | N | N | 9999 | N |  | Combustion Turbine | 153 |  | 10745
960_G_7 | IL | 17141 | Rochelle Municipal Utilities | North Ninth Street | 5039111 | 29822613 |  |  | 960 | 7 | 141050AAV | 0003 | 8.4197 | 0.007769 | 0.4563 | 0.4563 | 2.4803 | 0.010585 | 1.0826 | 8.2869 | 0.000286 | 0.44634 | 0.44643 | 2.4205 | 0.051955 | 1.0617 | 2019 | 36 | 2.5 | 420 | 108.3333 | 22.0606 | 221112 | -89.0709 | 41.9203 | 39.8 | 125 | 160 | 203 | 3.5 | N | Natural Gas, Distillate Fuel Oil | N | N | N | 9999 | N |  | Combustion Turbine | 170 |  | 10745
856_B_1 | IL | 17143 | Illinois Power Resources Generating LLC |  | 5422711 | 26814513 | 856 | 1 |  |  | 143805AAG | 0001 | 0 | 0 | 0 | 0 | 0 | 0 | 0 | [8 empty] | 503 | 21 | 322 | 21961.7166 | -1 | 221112 | -89.6622 | 40.5954 | 1520 | 125 | 100 | 128 |  |  |  | N | N | N |  | N |  |  | 1
856_B_3 | IL | 17143 | Illinois Power Resources Generating LLC | E D Edwards | 5422711 | 26814713 | 856 | 3 | 856 | 3 | 143805AAG | 0004 | 609.172 | 3584.3 | 14.3887 | 54.8663 | 31.2765 | 0 | 260.966 | 786.6865 | 3765.134 | 14.842 | 56.5844 | 32.4412 |  | 270.7079 | 2019 | 503 | 25 | 309 | 22066.4504 | 44.9353 | 221112 | -89.6619 | 40.5961 | 4590 | 125 | 100 | 128 | 315 | N | Subbituminous | Y | N | N | 2022 | N |  | Coal Steam | 7573 | 7573.1992 | 10627
856_B_2 | IL | 17143 | Illinois Power Resources Generating LLC | E D Edwards | 5422711 | 26814813 | 856 | 2 | 856 | 2 | 143805AAG | 0003 | 1153.36 | 2306.15 | 8.6643 | 32.9003 | 18.7526 | 0 | 156.565 | 1383.763 | 3171.844 | 11.8402 | 45.1602 | 25.8941 |  | 216.0513 | 2017 | 503 | 21 | 322 | 21961.7171 | 63.3815 | 221112 | -89.6622 | 40.5954 | 3320 | 125 | 100 | 128 | 245 | N | Subbituminous | Y | N | N | 2022 | N |  | Coal Steam | 6059 | 6058.6509 | 10606
55202_G_5 | IL | 17145 | Pinckneyville Power Plant | Pinckneyville | 4533911 | 28450813 | 55202 | CT05 | 55202 | 5 | 145842AAA | 0002 | 0.17192 | 0.00308 | 0.0457 | 0.0457 | 0.17192 |  | 0.07588 |  | 0.000945 | 0.014175 | 0.014175 | 0.053325 |  | 0.023535 | 2019 | 45 | 11 | 974 | 8333.3335 | 87.6533 | 221112 | -89.3469 | 38.1136 | 552 | 125 | 120 | 205 | 35 | N | Natural Gas | Y | N | N | 9999 | N |  | Combustion Turbine | 28 | 27.81 | 10745
55202_G_1 | IL | 17145 | Pinckneyville Power Plant | Pinckneyville | 4533911 | 28450913 | 55202 | CT01 | 55202 | 1 | 145842AAA | 0001 | 13.5828 | 0.077 | 1.4168 | 1.4168 | 0.85008 |  | 3.773 | 9.7045 | 0.06048 | 1.139 | 1.139 | 0.68292 |  | 3.0316 | 2019 | 45 | 9 | 738 | 900 | 14.1414 | 221112 | -89.3465 | 38.112 | 444 | 125 | 120 | 213 | 44 | N | Natural Gas | Y | N | N | 9999 | N |  | Combustion Turbine | 616 | 616.0102 | 10745
55202_G_2 | IL | 17145 | Pinckneyville Power Plant | Pinckneyville | 4533911 | 60256313 | 55202 | CT02 | 55202 | 2 | 145842AAA | 0004 | 14.0187 | 0.07872 | 1.476 | 1.476 | 0.8856 |  | 3.9294 | 7.5986 | 0.04836 | 0.89063 | 0.89063 | 0.53397 |  | 2.3717 | 2019 | 45 | 9 | 738 | 900 | 14.1414 | 221112 | -89.3464 | 38.1118 | 444 | 125 | 120 | 213 | 44 | N | Natural Gas | Y | N | N | 9999 | N |  | Combustion Turbine | 656 | 655.5701 | 10745
55202_G_7 | IL | 17145 | Pinckneyville Power Plant | Pinckneyville | 4533911 | 60256413 | 55202 | CT07 | 55202 | 7 | 145842AAA | 0008 | 0.16149 | 0.00252 | 0.0384 | 0.0384 | 0.14448 |  | 0.063735 | 0.2057 | 0.00221 | 0.033235 | 0.033235 | 0.12478 |  | 0.05508 | 2019 | 45 | 11 | 974 | 8333.3335 | 87.6533 | 221112 | -89.3462 | 38.1136 | 552 | 125 | 120 | 205 | 35 | N | Natural Gas | Y | N | N | 9999 | N |  | Combustion Turbine | 21 | 20.6 | 10745
55202_G_8 | IL | 17145 | Pinckneyville Power Plant | Pinckneyville | 4533911 | 60256813 | 55202 | CT08 | 55202 | 8 | 145842AAA | 0009 | 0.06952 | 0.00121 | 0.0179 | 0.0179 | 0.06754 |  | 0.02981 | 0.10029 | 0.001365 | 0.02106 | 0.02106 | 0.079105 |  | 0.034905 | 2019 | 45 | 11 | 974 | 8333.3335 | 87.6533 | 221112 | -89.3458 | 38.1136 | 552 | 125 | 120 | 205 | 35 | N | Natural Gas | Y | N | N | 9999 | N |  | Combustion Turbine | 11 | 11.3 | 10745
55202_G_6 | IL | 17145 | Pinckneyville Power Plant | Pinckneyville | 4533911 | 60256913 | 55202 | CT06 | 55202 | 6 | 145842AAA | 0007 | 0.1815 | 0.00275 | 0.0411 | 0.0411 | 0.15425 |  | 0.068125 |  | 0.00084 | 0.01288 | 0.01288 | 0.04844 |  | 0.02136 | 2017 | 45 | 11 | 974 | 8333.3335 | 87.6533 | 221112 | -89.3465 | 38.1136 | 552 | 125 | 120 | 205 | 35 | N | Natural Gas | Y | N | N | 9999 | N |  | Combustion Turbine | 25 | 24.63 | 10745
55202_G_3 | IL | 17145 | Pinckneyville Power Plant | Pinckneyville | 4533911 | 60257013 | 55202 | CT03 | 55202 | 3 | 145842AAA | 0005 | 13.6363 | 0.07284 | 1.3718 | 1.3718 | 0.82249 |  | 3.6541 | 9.1065 | 0.05808 | 1.0842 | 1.0842 | 0.65098 |  | 2.8871 | 2019 | 45 | 9 | 738 | 900 | 14.1414 | 221112 | -89.3464 | 38.1115 | 444 | 125 | 120 | 213 | 44 | N | Natural Gas | Y | N | N | 9999 | N |  | Combustion Turbine | 607 | 606.6602 | 10745
55202_G_4 | IL | 17145 | Pinckneyville Power Plant | Pinckneyville | 4533911 | 60257113 | 55202 | CT04 | 55202 | 4 | 145842AAA | 0006 | 12.4836 | 0.0732 | 1.3511 | 1.3511 | 0.8113 |  | 3.6021 | 8.7932 | 0.0558 | 1.0602 | 1.0602 | 0.63705 |  | 2.8272 | 2019 | 45 | 9 | 738 | 900 | 14.1414 | 221112 | -89.3464 | 38.1112 | 444 | 125 | 120 | 213 | 44 | N | Natural Gas | Y | N | N | 9999 | N |  | Combustion Turbine | 610 | 610.3202 | 10745
55496_G_CT01 | IL | 17147 | Ameren Services | Goose Creek Energy Center | 9686711 | 53829513 | 55496 | CT-01 | 55496 | CT01 | 147803AAC | 0001 | 0.7661 | 0.01786 | 0.265 | 0.265 | 0.26508 |  | 1.6206 | 0.09955 | 0.00231 | 0.034595 | 0.034595 | 0.034595 |  | 0.21142 | 2019 | 55 | 15 | 973 | 15533.3336 | 87.8653 | 221112 | -88.5994 | 40.1081 | 1080 | 125 | 120 | 205 | 72 | N | Natural Gas | Y | N | N | 9999 | N |  | Combustion Turbine | 94 | 94.3 | 13483
55496_G_CT02 | IL | 17147 | Ameren Services | Goose Creek Energy Center | 9686711 | 88686913 | 55496 | CT-02 | 55496 | CT02 | 147803AAC | 0005 | 0.6435 | 0.01755 | 0.2646 | 0.2646 | 0.2646 |  | 1.6168 |  | 0.002535 | 0.037765 | 0.037765 | 0.037765 |  | 0.23075 | 2019 | 55 | 15 | 973 | 15533.3336 | 87.8653 | 221112 | -88.5994 | 40.1076 | 1080 | 125 | 120 | 205 | 72 | N | Natural Gas | Y | N | N | 9999 | N |  | Combustion Turbine | 90 | 89.6 | 13485
55496_G_CT03 | IL | 17147 | Ameren Services | Goose Creek Energy Center | 9686711 | 88687013 | 55496 | CT-03 | 55496 | CT03 | 147803AAC | 0006 | 0.65475 | 0.018 | 0.2677 | 0.2677 | 0.26775 |  | 1.6366 | 0.10343 | 0.002775 | 0.042075 | 0.042075 | 0.042075 |  | 0.25725 | 2019 | 55 | 15 | 973 | 15533.3336 | 87.8653 | 221112 | -88.5994 | 40.1072 | 1080 | 125 | 120 | 205 | 72 | N | Natural Gas | Y | N | N | 9999 | N |  | Combustion Turbine | 90 | 90.19 | 13485
55496_G_CT04 | IL | 17147 | Ameren Services | Goose Creek Energy Center | 9686711 | 88687113 | 55496 | CT-04 | 55496 | CT04 | 147803AAC | 0007 | 0.67005 | 0.01755 | 0.2623 | 0.2623 | 0.26235 |  | 1.6024 | 0.099 | 0.00205 | 0.0311 | 0.0311 | 0.0311 |  | 0.1901 | 2019 | 55 | 15 | 973 | 15533.3336 | 87.8653 | 221112 | -88.5994 | 40.1068 | 1080 | 125 | 120 | 205 | 72 | N | Natural Gas | Y | N | N | 9999 | N |  | Combustion Turbine | 90 | 89.73 | 13485
55496_G_CT05 | IL | 17147 | Ameren Services | Goose Creek Energy Center | 9686711 | 88687213 | 55496 | CT-05 | 55496 | CT05 | 147803AAC | 0008 | 0.78624 | 0.0182 | 0.272 | 0.272 | 0.27209 |  | 1.6635 | 0.10186 | 0.0022 | 0.03267 | 0.03267 | 0.03267 |  | 0.19981 | 2019 | 55 | 15 | 973 | 15533.3336 | 87.8653 | 221112 | -88.5994 | 40.1064 | 1080 | 125 | 120 | 205 | 72 | N | Natural Gas | Y | N | N | 9999 | N |  | Combustion Turbine | 91 | 90.67 | 13485
55496_G_CT06 | IL | 17147 | Ameren Services | Goose Creek Energy Center | 9686711 | 88687313 | 55496 | CT-06 | 55496 | CT06 | 147803AAC | 0009 | 0.43063 | 0.011115 | 0.1684 | 0.1684 | 0.16844 |  | 1.0297 | 0.0987 | 0.00315 | 0.047475 | 0.047475 | 0.047475 |  | 0.29032 | 2019 | 55 | 15 | 973 | 15533.3336 | 87.8653 | 221112 | -88.5994 | 40.106 | 1080 | 125 | 120 | 205 | 72 | N | Natural Gas | Y | N | N | 9999 | N |  | Combustion Turbine | 57 | 57.12 | 13485
6238_B_1A | IL | 17149 | Prairie Power Inc |  | 7807411 | 2246313 |  |  |  |  | 149817AAB | 0002 | 0 | 0 | 0 | 0 | 0 | 0 | 0 | [8 empty] | 203 | 6 | 120 | 1100 | -1 | 221112 | -90.6138 | 39.4488 | 278 | 125 | 100 | 121&141 |  |  |  | N | N | N |  | N |  |  | 1
6238_G_GT1 | IL | 17149 | Prairie Power Inc | Pearl Station | 7807411 | 2246613 |  |  | 6238 | GT1 | 149817AAB | 0003 | 0 | 0 | 0 | 0 | 0 | 0 | 0 | [8 empty] | 116 | 1.25 | 290 | 0.0333 | -1 | 221112 | -90.6141 | 39.4486 | 3.5 | 125 | 100 |  | 20.1 | N | Distillate Fuel Oil | N | N | N | 9999 | N |  | Combustion Turbine | 1 |  | 17928
892_B_2 | IL | 17155 | Dynegy Midwest Generation LLC |  | 4685311 | 27779013 | 892 | 2 |  |  | 155010AAA | 0001 | 884.2322 | 2992.6568 | 16.4903 | 28.5675 | 20.1206 | 0.26245 | 167.0851 | 981.9401 | 2193.093 | 28.0912 | 48.2066 | 16.0488 | 0.33704 | 131.4692 | 2017 | 277 | 14.44 | 354 | 14400.0002 | 87.8948 | 221112 | -89.3153 | 41.3032 | 717 | 125 | 100 | 128 |  |  |  | Y | N | N |  | N |  |  | 35 | 6921.46
892_B_1 | IL | 17155 | Dynegy Midwest Generation LLC |  | 4685311 | 27779113 | 892 | 1 |  |  | 155010AAA | 0002 | 323.2695 | 1089.4219 | 5.987 | 10.3733 | 7.8324 | 0.08959 | 65.0698 | 180.1957 | 402.4543 | 2.5086 | 4.1738 | 3.3443 | 0.092539 | 27.1547 | 2017 | 277 | 14.44 | 354 | 14400.0002 | 87.8948 | 221112 | -89.3153 | 41.3032 | 239 | 125 | 100 | 128 |  |  |  | Y | N | N |  | N |  |  | 12 | 7975.3906
959_G_7 | IL | 17157 | City Of Red Bud | Red Bud | 4707611 | 27742013 |  |  | 959 | 7 | 157045AAJ | 0007 | 0.59522 | 0.000279 | 0.0102 | 0.0106 | 0.016741 | 0.010863 | 0.047432 | 0.44263 | 0.000209 | 0.007621 | 0.007926 | 0.012448 | 0.01757 | 0.035272 | 2017 | 40 | 1.83 | 650 | 230 | 87.4099 | 921110 | -89.9997 | 38.2164 | 13.3 |  | 160 | 203 | 3 | N | Distillate Fuel Oil | N | Y | N | 9999 | N |  | Combustion Turbine | 18 |  | 10745
959_G_3 | IL | 17157 | City Of Red Bud | Red Bud | 4707611 | 27742113 |  |  | 959 | 3 | 157045AAJ | 0003 | 0.44398 | 0.000208 | 0.0076 | 0.0079 | 0.012487 | 0.008103 | 0.03538 | 0.34573 | 0.000163 | 0.005952 | 0.00619 | 0.009723 | 0.001085 | 0.02755 | 2019 | 30 | 1.7 | 800 | 198.3333 | 87.344 | 921110 | -89.9999 | 38.2166 | 26.5 |  | 160 | 203 | 2.2 | N | Distillate Fuel Oil | N | Y | N | 9999 | N |  | Combustion Turbine | 14 |  | 10745
959_G_2 | IL | 17157 | City Of Red Bud | Red Bud | 4707611 | 27742213 |  |  | 959 | 2 | 157045AAJ | 0002 | 0.74572 | 0.000349 | 0.0128 | 0.0133 | 0.020974 | 0.013609 | 0.059424 | 0.60818 | 0.000288 | 0.010472 | 0.01089 | 0.017105 | 0.022239 | 0.048464 | 2017 | 40 | 2.5 | 800 | 431.6666 | 87.903 | 921110 | -89.9998 | 38.2167 | 38.5 |  | 160 | 203 | 0.9 | N | Distillate Fuel Oil | N | Y | N | 9999 | N |  | Combustion Turbine | 17 |  | 10745
959_G_1 | IL | 17157 | City Of Red Bud | Red Bud | 4707611 | 27742313 |  |  | 959 | 1 | 157045AAJ | 0001 | 0.095609 | 4.5e-05 | 0.0016 | 0.0017 | 0.002689 | 0.001745 | 0.025396 | 0.064256 | 3e-05 | 0.001106 | 0.00115 | 0.001807 | 0.008897 | 0.017068 | 2017 | 35 | 1.2 | 650 | 98.3333 | 86.9107 | 921110 | -89.9999 | 38.2165 | 12.5 |  | 160 |  | 2.2 | N | Distillate Fuel Oil | N | Y | N | 9999 | N |  | Combustion Turbine | 6 |  | 10745
889_B_1 | IL | 17157 | Dynegy Midwest Generation LLC | Baldwin Energy Complex | 7954611 | 3024213 | 889 | 1 | 889 | 1 | 157851AAA | 0001 | 1207.09 | 1268.59 | 13.7674 | 23.8852 | 106.381 | 4.5891 | 483.631 | 1390.942 | 1092.56 | 12.9412 | 22.7959 | 104.354 |  | 474.8958 | 2017 | 605 | 19.5 | 181 | 26266.6671 | 87.9166 | 221112 | -89.8559 | 38.2051 | 5790 | 125 | 100 | 128 | 576 | N | Subbituminous | Y | N | N | 9999 | N |  | Coal Steam | 7227 | 7239.75 | 10318
889_B_2 | IL | 17157 | Dynegy Midwest Generation LLC | Baldwin Energy Complex | 7954611 | 3024313 | 889 | 2 | 889 | 2 | 157851AAA | 0002 | 1430.16 | 1579.46 | 9.8617 | 17.1304 | 122.585 | 5.2649 | 556.543 | 1419.393 | 1184.45 | 13.4512 | 23.7455 | 104.9704 |  | 478.0954 | 2019 | 605 | 19.5 | 185 | 26266.6671 | 87.9166 | 221112 | -89.8559 | 38.2045 | 5790 | 125 | 100 | 128 | 581 | N | Subbituminous | Y | N | N | 9999 | N |  | Coal Steam | 7858 | 7857.5195 | 10270
889_B_3 | IL | 17157 | Dynegy Midwest Generation LLC | Baldwin Energy Complex | 7954611 | 3025413 | 889 | 3 | 889 | 3 | 157851AAA | 0013 | 1395.6 | 1168.08 | 27.6142 | 47.9281 | 50.4097 | 0.47322 | 419.956 | [7 empty] | 2017 | 605 | 19.5 | 180 | 26266.6671 | 87.9166 | 221112 | -89.8559 | 38.204 | 6050 | 125 | 100 | 128 | 621 | N | Subbituminous | Y | N | N | 9999 | N |  | Coal Steam | 5771 | 5770.6592 | 10103
899_G_GT1 | IL | 17161 | Moline Combustion Turbines | Moline | 4574611 | 28253113 |  |  | 899 | GT1 | 161045AAV | 0001 | 0.44825 | 0.000605 | 0.0077 | 0.0077 | 0.024475 | 0.003245 | 0.083545 | 0.47264 | 0.00064 | 0.00816 | 0.00816 | 0.02576 | 0.00516 | 0.08808 | 2017 | 35 | 11 | 1020 | 7508.7334 | 78.9799 | 221112 | -90.5328 | 41.5098 | 163 | 125 | 120 |  | 16 | N | Natural Gas | N | N | N | 9999 | N |  | Combustion Turbine | 1 |  | 25000
899_G_GT3 | IL | 17161 | Moline Combustion Turbines | Moline | 4574611 | 28253213 |  |  | 899 | GT3 | 161045AAV | 0002 | 0.64253 | 0.00091 | 0.0111 | 0.0111 | 0.03507 | 0.00469 | 0.11977 | 0.484 | 0.00064 | 0.00832 | 0.00832 | 0.0264 | 0.00665 | 0.09016 | 2017 | 35 | 11 | 1020 | 7508.7334 | 78.9799 | 221112 | -90.5331 | 41.5098 | 240 | 125 | 120 |  | 16.9 | N | Natural Gas | N | N | N | 9999 | N |  | Combustion Turbine | 14 |  | 25000
899_G_GT2 | IL | 17161 | Moline Combustion Turbines | Moline | 4574611 | 28253313 |  |  | 899 | GT2 | 161045AAV | 0004 | 0.49334 | 0.000675 | 0.0085 | 0.0085 | 0.02691 | 0.0036 | 0.091935 | 0.58344 | 0.0008 | 0.01008 | 0.01008 | 0.03184 | 0.005175 | 0.10872 | 2017 | 35 | 11 | 1020 | 7508.7334 | 78.9799 | 221112 | -90.5329 | 41.5098 | 240 | 125 | 120 |  | 17.1 | N | Natural Gas | N | N | N | 9999 | N |  | Combustion Turbine | 1 |  | 25000
899_G_GT4 | IL | 17161 | Moline Combustion Turbines | Moline | 4574611 | 28253413 |  |  | 899 | GT4 | 161045AAV | 0005 | 0.33344 | 0.000455 | 0.0057 | 0.0057 | 0.0182 | 0.002415 | 0.062125 | 0.59432 | 0.0008 | 0.01024 | 0.01024 | 0.0324 | 0.0032 | 0.1108 | 2019 | 35 | 11 | 1020 | 7508.7334 | 78.9799 | 221112 | -90.5333 | 41.5098 | 313 | 125 | 120 |  | 16.7 | N | Natural Gas | N | N | N | 9999 | N |  | Combustion Turbine | 1 |  | 25000
55188_G_PT11 | IL | 17161 | Cordova Energy Co LLC | Cordova Energy | 4594711 | 28237213 | 55188 | 1 | 55188 | PT11 | 161807AAN | 0001 | 0.9828 | 0.0378 | 0.1302 | 0.1302 | 0.3402 | 0.6006 | 0.063 | 38.4846 | 1.6979 | 2.8298 | 5.8482 | 15.2806 | 1.4014 | 2.8298 | 2017 | 175 | 18.5 | 195 | 19150.0003 | 71.2132 | 221112 | -90.2793 | 41.7122 | 2050 | 125 | 120 | 65 | 165 | N | Natural Gas | Y | N | N | 9999 | N |  | Combined Cycle | 84 | 80.44 | 7335
55188_G_PT21 | IL | 17161 | Cordova Energy Co LLC | Cordova Energy | 4594711 | 28237313 | 55188 | 2 | 55188 | PT21 | 161807AAN | 0002 | 1.6425 | 0.0665 | 0.7115 | 0.7115 | 0.6118 | 0.09975 | 0.1729 | 29.5191 | 1.5269 | 6.2771 | 16.2864 | 13.9113 | 0.147 | 3.9019 | 2019 | 175 | 18.5 | 197 | 18641.667 | 69.3228 | 221112 | -90.2798 | 41.7122 | 2050 | 125 | 120 | 65 | 165 | N | Natural Gas | Y | N | N | 9999 | N |  | Combined Cycle | 133 | 127.84 | 7335
55188_G_PT31 | IL | 17161 | Cordova Energy Co LLC | Cordova Energy | 4594711 | 28237413 |  |  | 55188 | PT31 | 161807AAN | 0004 | 0.1829 | 0.002055 | 0.0267 | 0.0267 | 0.02055 | 0.011714 | 0.30619 | 0.41139 | 0.00653 | 0.0653 | 0.0653 | 0.04571 | 0.008514 | 0.68565 | 2017 | 120 | 3 | 330 | 460.8666 | 65.173 | 221112 | -90.2791 | 41.7124 | 47 | 125 | 100 | 205 | 191.2 | N | Natural Gas | N | N | N | 9999 | N |  | Combined Cycle | 411 |  | 7335
943_G_6 | IL | 17163 | Village of Freeburg | Freeburg | 4909511 | 31529113 |  |  | 943 | 6 | 163060AAF | 0005 | 0.1096 | 5.1e-05 | 0.0018 | 0.0019 | 0.003083 | 0.002 | 0.029113 | [8 empty] | 25 | 1 | 500 | 43.3333 | -1 | 221112 | -89.9145 | 38.4259 | 20.2 | 125 | 160 |  | 1.8 | N | Distillate Fuel Oil | N | N | N | 9999 | N |  | Combustion Turbine | 1 |  | 10745
943_G_1 | IL | 17163 | Village of Freeburg | Freeburg | 4909511 | 31529213 |  |  | 943 | 1 | 163060AAF | 0001 | 0.23783 | 0.000112 | 0.004 | 0.0042 | 0.006689 | 0.004341 | 0.018952 | 0.12248 | 5.7e-05 | 0.002109 | 0.002193 | 0.003444 | 0.003975 | 0.009759 | 2019 | 24 | 1.8 | 750 | 61.6666 | 24.2237 | 221112 | -89.9145 | 38.4259 | 17.9 | 125 | 160 | 203 | 0.4 | N | Distillate Fuel Oil | N | Y | N | 9999 | N |  | Combustion Turbine | 10 |  | 10745
943_G_2 | IL | 17163 | Village of Freeburg | Freeburg | 4909511 | 31529313 |  |  | 943 | 2 | 163060AAF | 0002 | 0.1096 | 5.1e-05 | 0.0018 | 0.0019 | 0.003083 | 0.002 | 0.029113 | [8 empty] | 25 | 1.3 | 550 | 116.6666 | -1 | 221112 | -89.9145 | 38.4259 | 12.5 | 125 | 160 |  | 0.4 | N | Distillate Fuel Oil | N | N | N | 9999 | N |  | Combustion Turbine | 1 |  | 10745
943_G_8 | IL | 17163 | Village of Freeburg | Freeburg | 4909511 | 31529413 |  |  | 943 | 8 | 163060AAF | 0007 | 0.74693 | 0.000413 | 0.0112 | 0.0112 | 0.016589 | 0.016093 | 0.017246 | 0.33486 | 0.000187 | 0.005052 | 0.005052 | 0.007437 | 0.016419 | 0.007731 | 2017 | 33 | 1.33 | 1400 | 121.6666 | 87.5394 | 221112 | -89.9145 | 38.4259 | 14.1 | 125 | 160 | 203 | 1.8 | N | Distillate Fuel Oil | N | N | N | 9999 | N |  | Combustion Turbine | 37 |  | 10745
943_G_4 | IL | 17163 | Village of Freeburg | Freeburg | 4909511 | 31529513 |  |  | 943 | 4 | 163060AAF | 0004 | 0.12178 | 5.7e-05 | 0.002 | 0.0021 | 0.003425 | 0.002222 | 0.032347 | [8 empty] | 30 | 1 | 500 | 31.6666 | -1 | 221112 | -89.9145 | 38.4259 | 4.9 | 125 | 160 |  | 1 | N | Distillate Fuel Oil | N | N | N | 9999 | N |  | Combustion Turbine | 1 |  | 10745
943_G_3 | IL | 17163 | Village of Freeburg | Freeburg | 4909511 | 31529613 |  |  | 943 | 3 | 163060AAF | 0003 | 0 | 0 | 0 | 0 | 0 | 0 | 0 | [8 empty] | 22 | 2.7 | 900 | 108.3333 | -1 | 221112 | -89.9145 | 38.4259 | 18.6 | 125 | 160 |  | 0.6 | N | Distillate Fuel Oil | N | N | N | 9999 | N |  | Combustion Turbine | 1 |  | 10745
7425_G_1 | IL | 17167 | City Water Light & Power | Interstate | 4541611 | 28055113 | 7425 | 1 | 7425 | 1 | 167822ABG | 0001 | 23.8095 | 0.19889 | 12.6027 | 12.6027 | 1.162 |  | 23.2977 | 7.4626 | 0.03996 | 5.0365 | 5.0365 | 0.67905 |  | 8.4002 | 2019 | 50 | 21.4 | 990 | 11067.9002 | 30.759 | 221112 | -89.5884 | 39.8233 | 1370 | 125 | 120 | 213 | 112 | N | Natural Gas, Distillate Fuel Oil | Y | N | N | 9999 | N |  | Combustion Turbine | 8 | 536.94 | 12948
963_B_33 | IL | 17167 | City Water Light & Power | Dallman | 7377311 | 10532813 | 963 | 33 | 963 | 33 | 167120AAO | 0011 | 190.322 | 362.446 | 5.9757 | 51.7071 | 8.5465 | 0 | 403.532 | 294.1968 | 553.1754 | 19.734 | 52.9489 | 10.7468 |  | 62.1527 | 2017 | 500 | 16.5 | 130 | 1083.3333 | 5.0644 | 221112 | -89.6025 | 39.7549 | 2120 | 125 | 100 | 128&139&215 | 188 | N | Bituminous | Y | N | N | 2024 | N |  | Coal Steam | 4510 | 4509.5298 | 11452
963_G_1 | IL | 17167 | City Water Light & Power |  | 7377311 | 10532913 | 963 | 31 |  |  | 167120AAO | 0003 | 176.236 | 165.023 | 16.7701 | 21.8261 | 8.7104 | 0 | 105.201 | 108.2404 | 90.2386 | 10.1414 | 14.7034 | 5.0215 |  | 62.7683 | 2019 | 450 | 13 | 350 | 11666.6669 | 87.8608 | 221112 | -89.6012 | 39.7543 | 882 | 125 | 100 | 128&139&215 |  |  |  | Y | N | N |  | N | 963_G_1;963_B_31 |  | 5006 | 5005.5005
963_G_2 | IL | 17167 | City Water Light & Power |  | 7377311 | 10533113 | 963 | 32 |  |  | 167120AAO | 0006 | 145.874 | 136.596 | 13.8708 | 18.0734 | 7.2799 | 0 | 87.8182 | 81.7723 | 68.1755 | 7.653 | 11.1096 | 3.7882 |  | 47.2318 | 2017 | 450 | 13 | 350 | 11666.6669 | 87.8608 | 221112 | -89.6012 | 39.7543 | 882 | 125 | 100 | 128&139&215 |  |  |  | Y | N | N |  | N | 963_G_2;963_B_32 |  | 4593 | 4593.4004
963_B_41 | IL | 17167 | City Water Light & Power | Dallman | 7377311 | 91371513 | 963 | 4 | 963 | 41 | 167120AAO | 0015 | 260.801 | 454.994 | 16.0792 | 17.098 | 1.9422 | 0 | 181.361 | 351.008 | 487.5212 | 6.1936 | 6.1936 | 2.4992 |  | 218.5153 | 2019 | 450 | 15 | 135 | 10416.6668 | 58.9225 | 221112 | -89.605 | 39.7545 | 2440 | 125 | 100 | 127&139&146&215 | 208 | N | Bituminous | Y | N | N | 9999 | N |  | Coal Steam | 6368 | 6368.1211 | 11450
7818_G_6 | IL | 17171 | Prairie Power Inc | Alsey | 5457411 | 123323613 | 7818 | ACT6 | 7818 | 6 | 171851AAA | 0007 | 0 | 0 | 0 | 0 | 0 |  | 0 | 5.0535 | 0.087945 | 0.41745 | 0.41745 | 0.08791 |  | 3.1702 | 2017 | 70 | 9 | 804 | 5583.3334 | 87.7291 | 221112 | -90.4362 | 39.5689 | 467 | 125 | 120 | 213 | 42 | N | Natural Gas, Distillate Fuel Oil | N | N | N | 9999 | N |  | Combustion Turbine | 1 |  | 10973
7818_G_4 | IL | 17171 | Prairie Power Inc | Alsey | 5457411 | 27026513 |  |  | 7818 | 4 | 171851AAA | 0004 | 3.7865 | 0.001125 | 0.0795 | 0.0795 | 0.02535 |  | 0.3618 | 1.5514 | 0.000525 | 0.03643 | 0.03643 | 0.011404 |  | 0.071735 | 2017 | 30 | 11.28 | 930 | 203.3333 | 2.0338 | 221112 | -90.4365 | 39.57 | 229 | 125 | 120 |  | 18 | N | Natural Gas, Distillate Fuel Oil | N | N | N | 9999 | N |  | Combustion Turbine | 1 |  | 13411
7818_G_3 | IL | 17171 | Prairie Power Inc | Alsey | 5457411 | 27026613 |  |  | 7818 | 3 | 171851AAA | 0003 | 3.5661 | 0.001238 | 0.0888 | 0.0888 | 0.028298 |  | 0.40367 | 2.2947 | 0.0006 | 0.039955 | 0.039955 | 0.012586 |  | 0.10205 | 2017 | 30 | 11.28 | 930 | 203.3333 | 2.0338 | 221112 | -90.4365 | 39.57 | 229 | 125 | 120 |  | 18 | N | Natural Gas, Distillate Fuel Oil | N | N | N | 9999 | N |  | Combustion Turbine | 1 |  | 13411
7818_G_1 | IL | 17171 | Prairie Power Inc | Alsey | 5457411 | 27026713 | 7818 | ACT1 | 7818 | 1 | 171851AAA | 0001 | 3.6978 | 0.001674 | 0.119 | 0.119 | 0.037854 |  | 0.54113 | 1.8177 | 0.00114 | 0.07068 | 0.07068 | 0.022515 |  | 0.32062 | 2017 | 30 | 20.3 | 930 | 300 | 0.9265 | 221112 | -90.4357 | 39.57 | 450 | 125 | 120 |  | 30 | N | Natural Gas | Y | N | N | 9999 | N |  | Combustion Turbine | 1 | 90.27 | 13410
7818_G_5 | IL | 17171 | Prairie Power Inc | Alsey | 5457411 | 27026813 | 7818 | ACT5 | 7818 | 5 | 171851AAA | 0005 | 1.8314 | 0.000555 | 0.0384 | 0.0384 | 0.012247 |  | 0.47826 | 1.3188 | 0.000448 | 0.03108 | 0.03108 | 0.00994 |  | 0.06594 | 2019 | 30 | 11.5 | 930 | 251.6666 | 2.4219 | 221112 | -90.4369 | 39.5701 | 306 | 125 | 120 | 205 | 25 | N | Natural Gas | Y | N | N | 9999 | N |  | Combustion Turbine | 37 | 32.72 | 13411
7818_G_2 | IL | 17171 | Prairie Power Inc | Alsey | 5457411 | 27026913 | 7818 | ACT2 | 7818 | 2 | 171851AAA | 0002 | 4.05 | 0.001881 | 0.131 | 0.131 | 0.041667 |  | 0.59559 | 0.76337 | 0.000472 | 0.033615 | 0.033615 | 0.010665 |  | 0.15268 | 2017 | 30 | 20.25 | 930 | 300 | 0.9311 | 221112 | -90.4361 | 39.57 | 450 | 125 | 120 | 213 | 30 | N | Natural Gas | Y | N | N | 9999 | N |  | Combustion Turbine | 114 | 97.29 | 13411
55237_G_CTG1 | IL | 17173 | Shelby County Energy Center | Energy Shelby County | 4725911 | 28334513 | 55237 | SCE1 | 55237 | CTG1 | 173801AAA | 0001 | 9.8982 | 0.026285 | 0.6421 | 0.6421 | 0.003755 |  | 3.6386 | 14.7018 | 0.03436 | 0.89765 | 0.89765 | 0.004295 |  | 4.7889 | 2019 | 60 | 9 | 821 | 5583.3334 | 87.7291 | 221112 | -88.4788 | 39.2792 | 444 | 125 | 120 | 213 | 42 | N | Natural Gas | Y | N | N | 9999 | N |  | Combustion Turbine | 751 | 629.2504 | 10745
55237_G_CTG4 | IL | 17173 | Shelby County Energy Center | Energy Shelby County | 4725911 | 28334613 | 55237 | SCE4 | 55237 | CTG4 | 173801AAA | 0004 | 8.101 | 0.02352 | 0.5779 | 0.5779 | 0.00336 |  | 4.7342 | 14.0007 | 0.03304 | 0.83839 | 0.83839 | 0.00413 |  | 6.3437 | 2017 | 60 | 9 | 821 | 5583.3334 | 87.7291 | 221112 | -88.4779 | 39.2792 | 444 | 125 | 120 | 213 | 42 | N | Natural Gas | Y | N | N | 9999 | N |  | Combustion Turbine | 672 | 565.8702 | 10745
55237_G_CTG3 | IL | 17173 | Shelby County Energy Center | Energy Shelby County | 4725911 | 28334713 | 55237 | SCE3 | 55237 | CTG3 | 173801AAA | 0003 | 8.1004 | 0.02156 | 0.5051 | 0.5051 | 0.00308 |  | 4.6416 | 14.401 | 0.03352 | 0.86314 | 0.86314 | 0.00419 |  | 7.7347 | 2019 | 60 | 9 | 821 | 5583.3334 | 87.7291 | 221112 | -88.4782 | 39.2792 | 444 | 125 | 120 | 213 | 42 | N | Natural Gas | Y | N | N | 9999 | N |  | Combustion Turbine | 616 | 505.1398 | 10745
55237_G_CTG2 | IL | 17173 | Shelby County Energy Center | Energy Shelby County | 4725911 | 28334913 | 55237 | SCE2 | 55237 | CTG2 | 173801AAA | 0002 | 6.3001 | 0.01757 | 0.4091 | 0.4091 | 0.00251 |  | 4.0461 | 15.5006 | 0.03544 | 0.90815 | 0.90815 | 0.00443 |  | 8.953 | 2019 | 60 | 9 | 821 | 5583.3334 | 87.7291 | 221112 | -88.4785 | 39.2792 | 444 | 125 | 120 | 213 | 42 | N | Natural Gas | Y | N | N | 9999 | N |  | Combustion Turbine | 502 | 409.1199 | 10745
55237_G_CTG7 | IL | 17173 | Shelby County Energy Center | Energy Shelby County | 4725911 | 28335013 | 55237 | SCE7 | 55237 | CTG7 | 173801AAA | 0007 | 6.8998 | 0.01995 | 0.4959 | 0.4959 | 0.00285 |  | 3.078 | 8.1011 | 0.019 | 0.475 | 0.475 | 0.002375 |  | 2.9806 | 2019 | 60 | 9 | 821 | 5583.3334 | 87.7291 | 221112 | -88.477 | 39.2792 | 444 | 125 | 120 | 213 | 42 | N | Natural Gas | Y | N | N | 9999 | N |  | Combustion Turbine | 570 | 468.6699 | 10745
55237_G_CTG6 | IL | 17173 | Shelby County Energy Center | Energy Shelby County | 4725911 | 28335113 | 55237 | SCE6 | 55237 | CTG6 | 173801AAA | 0006 | 6.1987 | 0.01848 | 0.4514 | 0.4514 | 0.00264 |  | 3.6881 | 8.9989 | 0.02016 | 0.5166 | 0.5166 | 0.02016 |  | 3.9312 | 2019 | 60 | 9 | 821 | 5583.3334 | 87.7291 | 221112 | -88.4773 | 39.2792 | 444 | 125 | 120 | 213 | 42 | N | Natural Gas | Y | N | N | 9999 | N |  | Combustion Turbine | 528 | 440.53 | 10745
55237_G_CTG5 | IL | 17173 | Shelby County Energy Center | Energy Shelby County | 4725911 | 28335213 | 55237 | SCE5 | 55237 | CTG5 | 173801AAA | 0005 | 6.7998 | 0.02065 | 0.4985 | 0.4985 | 0.00295 |  | 3.4987 | 11.7008 | 0.02776 | 0.69053 | 0.69053 | 0.00347 |  | 4.3965 | 2019 | 60 | 9 | 821 | 5583.3334 | 87.7291 | 221112 | -88.4776 | 39.2792 | 444 | 125 | 120 | 213 | 42 | N | Natural Gas | Y | N | N | 9999 | N |  | Combustion Turbine | 590 | 487.2401 | 10745
55237_G_CTG8 | IL | 17173 | Shelby County Energy Center | Energy Shelby County | 4725911 | 28335413 | 55237 | SCE8 | 55237 | CTG8 | 173801AAA | 0008 | 6.3993 | 0.01925 | 0.473 | 0.473 | 0.00275 |  | 2.5823 | 7.3997 | 0.018765 | 0.42534 | 0.42534 | 0.002085 |  | 2.306 | 2017 | 60 | 9 | 821 | 5583.3334 | 87.7291 | 221112 | -88.4767 | 39.2792 | 444 | 125 | 120 | 213 | 42 | N | Natural Gas | Y | N | N | 9999 | N |  | Combustion Turbine | 550 | 457.32 | 10745
55334_G_CTG1 | IL | 17173 | Holland Energy LLC | Holland Energy Facility | 9698311 | 59933313 | 55334 | CTG1 | 55334 | CTG1 | 173807AAG | 0006 | 39.7508 | 1.5527 | 23.8562 | 23.8562 | 0.05459 |  | 3.0874 | 40.7025 | 1.5375 | 24.3553 | 24.3553 | 0.05448 |  | 2.9 | 2017 | 130 | 19 | 184 | 16134.0503 | 56.8815 | 221112 | -88.7597 | 39.2244 | 2540 | 125 | 120 | 139 | 151.7 | N | Natural Gas | Y | N | N | 9999 | N | 55334_G_STG1;55334_G_CTG1 | Combined Cycle | 2781 | 3296.3201 | 7684
55334_G_CTG2 | IL | 17173 | Holland Energy LLC | Holland Energy Facility | 9698311 | 59933413 | 55334 | CTG2 | 55334 | CTG2 | 173807AAG | 0007 | 39.3784 | 1.554 | 25.8556 | 25.8556 | 0.86496 |  | 2.5854 | 39.2088 | 1.5302 | 25.4169 | 25.4169 | 0.8503 |  | 2.5028 | 2019 | 130 | 19 | 278 | 19275.5337 | 67.957 | 221112 | -88.7597 | 39.2244 | 2540 | 125 | 120 | 139 | 146.2 | N | Natural Gas | Y | N | N | 9999 | N |  | Combined Cycle | 2744 | 3328.8315 | 7684
879_B_62 | IL | 17179 | Midwest Generation LLC | Powerton | 8199411 | 5804813 | 879 |  | 879 | 62;62 | 179801AAA | 0031 | 1384.95 | 3845.78 | 309.978 | 349.568 | 19.238 | 53.4992 | 51.4821 | 638.9388 | 626.9696 | 50.4659 | 73.0204 | 9.0782 |  | 24.4111 | 2017 | 494 | 34 | 308 | 29732.4505 | 32.7346 | 221112 | -89.6787 | 40.5407 | 8230 | 125 | 100 | 128&204 | 384 | N | Subbituminous | Y | N | N | 9999 | Y | 879_B_61;879_B_62 | Coal Steam | 1 | 3847.75 | 11525
879_B_52 | IL | 17179 | Midwest Generation LLC | Powerton | 8199411 | 5805313 | 879 |  | 879 | 52;52 | 179801AAA | 0029 | 1571.12 | 4362.74 | 261.918 | 306.823 | 21.8315 | 58.7323 | 59.8696 | 941.1612 | 923.5304 | 74.2622 | 107.4509 | 13.4078 |  | 38.5943 | 2017 | 494 | 34 | 308 | 29732.4505 | 32.7346 | 221112 | -89.6787 | 40.5407 | 3650 | 125 | 100 | 128&204 | 384 | N | Subbituminous | Y | N | N | 9999 | Y | 879_B_51;879_B_52 | Coal Steam | 4150 | 4054 | 11380
7760_G_1 | IL | 17183 | Tilton Energy Center | Tilton | 5553011 | 26964713 | 7760 | 1 | 7760 | 1 | 183090AAE | 0001 | 15.1038 | 0.09443 | 1.0486 | 1.0486 | 0.16401 | 0 | 22.36 | 13.5531 |  | 0.7733 | 0.7733 | 0.2442 |  | 13.4717 | 2019 | 45 | 10 | 835 | 969.1666 | 12.3348 | 221112 | -87.6536 | 40.1064 | 410 | 125 | 120 | 213 | 45.1 | N | Natural Gas | Y | N | N | 9999 | N |  | Combustion Turbine | 994 | 993.8702 | 10831
7760_G_2 | IL | 17183 | Tilton Energy Center | Tilton | 5553011 | 60331613 | 7760 | 2 | 7760 | 2 | 183090AAE | 0002 | 14.0019 | 0.09139 | 1.0101 | 1.0101 | 0.15873 | 0 | 23.1794 | 11.123 | 0.05256 | 0.58801 | 0.58801 | 0.18724 |  | 14.2372 | 2017 | 45 | 10 | 835 | 969.1666 | 12.3348 | 221112 | -87.6536 | 40.1062 | 410 | 125 | 120 | 213 | 45.2 | N | Natural Gas | Y | N | N | 9999 | N |  | Combustion Turbine | 962 | 961.7402 | 10831
7760_G_3 | IL | 17183 | Tilton Energy Center | Tilton | 5553011 | 60331713 | 7760 | 3 | 7760 | 3 | 183090AAE | 0003 | 15.604 | 0.08685 | 0.9505 | 0.9505 | 0.14958 | 0 | 23.1455 | 12.6073 | 0.0556 | 0.62897 | 0.62897 | 0.20155 |  | 15.1927 | 2017 | 45 | 10 | 835 | 969.1666 | 12.3348 | 221112 | -87.6536 | 40.1059 | 410 | 125 | 120 | 213 | 45.1 | N | Natural Gas | Y | N | N | 9999 | N |  | Combustion Turbine | 965 | 964.7204 | 10832
7760_G_4 | IL | 17183 | Tilton Energy Center | Tilton | 5553011 | 60331813 | 7760 | 4 | 7760 | 4 | 183090AAE | 0004 | 14.2019 | 0.08613 | 0.9665 | 0.9665 | 0.15312 | 0 | 23.7671 | 10.9992 | 0.05542 | 0.59332 | 0.59332 | 0.18908 |  | 14.7743 | 2017 | 45 | 10 | 835 | 969.1666 | 12.3348 | 221112 | -87.6536 | 40.1057 | 410 | 125 | 120 | 213 | 45 | N | Natural Gas | Y | N | N | 9999 | N |  | Combustion Turbine | 957 | 956.7903 | 10832
55856_B_PC1 | IL | 17189 | Prairie State Generating Station | Prairie State Generating Station | 10857911 | 96564813 | 55856 | 01 | 55856 | PC1 | 189808AAB | 0004 | 1895.13 | 4504.75 | 114.353 | 178.138 | 14.7252 | 0 | 114.569 | 1992.303 | 5260.378 | 117.6966 | 418.4438 | 15.1556 |  | 126.2724 | 2017 | 700 | 28 | 134 | 37409.0674 | 60.729 | 221112 | -89.667 | 38.2793 | 7450 | 125 | 100 | 128&139&205&215 | 815 | N | Bituminous | Y | N | N | 9999 | N | 55856_B_PC1;55856_G_PC1 | Coal Steam | 7183 | 7182.9404 | 9391
55856_B_PC2 | IL | 17189 | Prairie State Generating Station | Prairie State Generating Station | 10857911 | 96564913 | 55856 | 02 | 55856 | PC2 | 189808AAB | 0005 | 1652.11 | 4125.71 | 109.895 | 292.996 | 8.6643 | 0 | 247.068 | 2144.566 | 5467.922 | 132.1204 | 945.2287 | 10.4166 |  | 198.2417 | 2017 | 700 | 28 | 134 | 37409.0674 | 60.729 | 221112 | -89.6669 | 38.2793 | 7450 | 125 | 100 | 128&139&205&215 | 815 | N | Bituminous | Y | N | N | 9999 | N | 55856_B_PC2;55856_G_PC2 | Coal Steam | 6769 | 6769.3296 | 9346
940_G_IC6 | IL | 17191 | Fairfield Municipal Light | Fairfield | 5573711 | 26943813 |  |  | 940 | IC6 | 191010AAI | 0005 | 0.9303 | 0.01204 | 0.018 | 0.018 | 0.02408 | 0.00301 | 0.24682 | 0.33225 | 0.0043 | 0.00645 | 0.00645 | 0.0086 | 0.00516 | 0.08815 | 2017 | 42 | 1.67 | 890 | 191.6666 | 87.4679 | 221112 | -88.366 | 38.3808 | 22.3 | 125 | 160 |  | 2.4 | N | Distillate Fuel Oil | N | N | N | 9999 | N |  | Combustion Turbine | 28 |  | 10745
55253_G_GT1 | IL | 17197 | Crete Energy Park | Crete Energy Venture LLC | 4106911 | 34121313 | 55253 | GT1 | 55253 | GT1 | 197030AAO | 0002 | 3.42 | 0.02052 | 0.8396 | 0.8396 | 0.08892 |  | 1.2466 | 3.4002 | 0.01976 | 0.83144 | 0.83144 | 0.08816 |  | 1.2342 | 2019 | 56 | 13.91 | 960 | 13133.3335 | 86.3885 | 221112 | -87.618 | 41.4291 | 930 | 125 | 120 | 205 | 75 | N | Natural Gas | Y | N | N | 9999 | N |  | Combustion Turbine | 342 | 341.52 | 13065
55253_G_GT4 | IL | 17197 | Crete Energy Park | Crete Energy Venture LLC | 4106911 | 88709513 | 55253 | GT4 | 55253 | GT4 | 197030AAO | 0007 | 3.9782 | 0.02502 | 1.0612 | 1.0612 | 0.11259 |  | 2.8127 | 2.3883 | 0.01534 | 0.6254 | 0.6254 | 0.06726 |  | 1.6709 | 2017 | 56 | 13.91 | 960 | 13133.3335 | 86.3885 | 221112 | -87.6197 | 41.4291 | 930 | 125 | 120 | 205 | 75 | N | Natural Gas | Y | N | N | 9999 | N |  | Combustion Turbine | 417 | 416.7301 | 13065
55253_G_GT3 | IL | 17197 | Crete Energy Park | Crete Energy Venture LLC | 4106911 | 88709613 | 55253 | GT3 | 55253 | GT3 | 197030AAO | 0006 | 4.0191 | 0.025675 | 1.0289 | 1.0289 | 0.10862 |  | 3.2588 | 2.6672 | 0.01612 | 0.682 | 0.682 | 0.07192 |  | 2.144 | 2017 | 56 | 13.91 | 960 | 13133.3335 | 86.3885 | 221112 | -87.6192 | 41.4291 | 930 | 125 | 120 | 205 | 75 | N | Natural Gas | Y | N | N | 9999 | N |  | Combustion Turbine | 395 | 394.8801 | 13065
55253_G_GT2 | IL | 17197 | Crete Energy Park | Crete Energy Venture LLC | 4106911 | 88709713 | 55253 | GT2 | 55253 | GT2 | 197030AAO | 0005 | 3.9583 | 0.0267 | 1.1414 | 1.1414 | 0.12015 |  | 4.3921 | 2.7274 | 0.01872 | 0.78192 | 0.78192 | 0.08352 |  | 3.011 | 2019 | 56 | 13.91 | 960 | 13133.3335 | 86.3885 | 221112 | -87.6186 | 41.4291 | 930 | 125 | 120 | 205 | 75 | N | Natural Gas | Y | N | N | 9999 | N |  | Combustion Turbine | 445 | 444.6499 | 13065
55199_G_GT1 | IL | 17197 | Elwood Energy LLC | Elwood Energy LLC | 4506411 | 88700413 | 55199 | 1 | 55199 | GT1 | 197808AAG | 0008 | 7.895 | 0.0512 | 0.9395 | 0.9395 | 0.09728 |  | 0.0768 | 5.0846 | 0.05742 | 0.51348 | 0.51348 | 0.25014 |  | 0.12936 | 2019 | 125 | 19 | 1095 | 24933.3338 | 87.9039 | 221112 | -88.1238 | 41.4374 | 2060 | 125 | 120 | 205 | 150 | N | Natural Gas | Y | N | N | 9999 | N |  | Combustion Turbine | 256 | 256.1601 | 11361
55199_G_GT9 | IL | 17197 | Elwood Energy LLC | Elwood Energy LLC | 4506411 | 88700513 | 55199 | 9 | 55199 | GT9 | 197808AAG | 0016 | 8.4112 | 0.0704 | 1.2608 | 1.2608 | 0.1312 |  | 0.1024 | 8.2024 | 0.12978 | 1.1757 | 1.1757 | 0.30282 |  | 0.17304 | 2019 | 125 | 19 | 1059 | 24933.3338 | 87.9039 | 221112 | -88.1154 | 41.4427 | 2080 | 125 | 120 | 205 | 150 | N | Natural Gas | Y | N | N | 9999 | N |  | Combustion Turbine | 320 | 319.57 | 11361
55199_G_GT8 | IL | 17197 | Elwood Energy LLC | Elwood Energy LLC | 4506411 | 88700613 | 55199 | 8 | 55199 | GT8 | 197808AAG | 0015 | 47.1071 | 0.39192 | 6.9523 | 6.9523 | 0.7242 |  | 0.57084 | 5.6898 | 0.09512 | 0.85608 | 0.85608 | 0.21576 |  | 0.18328 | 2019 | 125 | 19 | 1059 | 24933.3338 | 87.9039 | 221112 | -88.1155 | 41.4422 | 2080 | 125 | 120 | 205 | 150 | N | Natural Gas | Y | N | N | 9999 | N |  | Combustion Turbine | 1704 | 1703.8824 | 11361
55199_G_GT7 | IL | 17197 | Elwood Energy LLC | Elwood Energy LLC | 4506411 | 88700713 | 55199 | 7 | 55199 | GT7 | 197808AAG | 0014 | 46.3 | 0.40561 | 7.0766 | 7.0766 | 0.73355 |  | 0.57821 | 9.309 | 0.14007 | 1.2703 | 1.2703 | 0.33166 |  | 0.18354 | 2017 | 125 | 19 | 1059 | 24933.3338 | 87.9039 | 221112 | -88.1155 | 41.4418 | 2080 | 125 | 120 | 205 | 150 | N | Natural Gas | Y | N | N | 9999 | N |  | Combustion Turbine | 1726 | 1725.8613 | 11361
55199_G_GT6 | IL | 17197 | Elwood Energy LLC | Elwood Energy LLC | 4506411 | 88700813 | 55199 | 6 | 55199 | GT6 | 197808AAG | 0013 | 40.2031 | 0.3792 | 6.5491 | 6.5491 | 0.6794 |  | 0.5372 | 7.1137 | 0.11653 | 1.0515 | 1.0515 | 0.27777 |  | 0.14092 | 2019 | 125 | 19 | 1059 | 24933.3338 | 87.9039 | 221112 | -88.1155 | 41.4407 | 1990 | 125 | 120 | 205 | 150 | N | Natural Gas | Y | N | N | 9999 | N |  | Combustion Turbine | 1580 | 1579.762 | 11361
55199_G_GT5 | IL | 17197 | Elwood Energy LLC | Elwood Energy LLC | 4506411 | 88700913 | 55199 | 5 | 55199 | GT5 | 197808AAG | 0012 | 52.9962 | 0.38184 | 6.5469 | 6.5469 | 0.68413 |  | 0.53299 | 8.8077 | 0.1357 | 1.2213 | 1.2213 | 0.2992 |  | 0.18966 | 2019 | 125 | 19 | 1095 | 24933.3338 | 87.9039 | 221112 | -88.1154 | 41.4404 | 2080 | 125 | 120 | 205 | 150 | N | Natural Gas | Y | N | N | 9999 | N |  | Combustion Turbine | 1591 | 1591.0319 | 11361
55199_G_GT2 | IL | 17197 | Elwood Energy LLC | Elwood Energy LLC | 4506411 | 88701013 | 55199 | 2 | 55199 | GT2 | 197808AAG | 0009 | 7.2873 | 0.04995 | 0.9436 | 0.9436 | 0.09855 |  | 0.07695 | 4.7866 | 0.0576 | 0.5148 | 0.5148 | 0.2268 |  | 0.10944 | 2019 | 125 | 19 | 1095 | 24933.3338 | 87.9039 | 221112 | -88.1238 | 41.4378 | 2060 | 125 | 120 | 205 | 150 | N | Natural Gas | Y | N | N | 9999 | N |  | Combustion Turbine | 270 | 270.4901 | 11361
55199_G_GT3 | IL | 17197 | Elwood Energy LLC | Elwood Energy LLC | 4506411 | 88701113 | 55199 | 3 | 55199 | GT3 | 197808AAG | 0010 | 8.2085 | 0.05733 | 1.0642 | 1.0642 | 0.11025 |  | 0.08673 | 5.2847 | 0.059925 | 0.52311 | 0.52311 | 0.21573 |  | 0.10998 | 2019 | 125 | 19 | 1095 | 24933.3338 | 87.9039 | 221112 | -88.1239 | 41.4388 | 2060 | 125 | 120 | 205 | 150 | N | Natural Gas | Y | N | N | 9999 | N |  | Combustion Turbine | 294 | 293.71 | 11361
55199_G_GT4 | IL | 17197 | Elwood Energy LLC | Elwood Energy LLC | 4506411 | 88701213 | 55199 | 4 | 55199 | GT4 | 197808AAG | 0011 | 7.1984 | 0.050895 | 0.9396 | 0.9396 | 0.097875 |  | 0.076995 | 5.5064 | 0.07832 | 0.6853 | 0.6853 | 0.33553 |  | 0.09968 | 2019 | 125 | 19 | 1095 | 24933.3338 | 87.9039 | 221112 | -88.1239 | 41.4392 | 2060 | 125 | 120 | 205 | 150 | N | Natural Gas | Y | N | N | 9999 | N |  | Combustion Turbine | 261 | 261.08 | 11361
55222_G_CTG6 | IL | 17197 | Lincoln Generating Facility | Lincoln Generating Facility | 4590011 | 28414513 | 55222 | CTG-6 | 55222 | CTG6 | 197811AAH | 0006 | 0.67716 | 0.02079 | 0.1039 | 0.1039 | 0.03465 |  | 0.79844 | 0.39609 | 0.00888 | 0.04403 | 0.04403 | 0.014615 |  | 0.33726 | 2019 | 71 | 19.1 | 992 | 15050.0003 | 52.5055 | 221112 | -87.9429 | 41.3933 | 1000 | 125 | 120 | 205 | 77.3 | N | Natural Gas | Y | N | N | 9999 | N |  | Combustion Turbine | 99 | 98.86 | 12857
55222_G_CTG1 | IL | 17197 | Lincoln Generating Facility | Lincoln Generating Facility | 4590011 | 28414613 | 55222 | CTG-1 | 55222 | CTG1 | 197811AAH | 0001 | 2.4775 | 0.06279 | 0.3125 | 0.3125 | 0.10374 |  | 2.3956 | 0.27975 | 0.00615 | 0.03105 | 0.03105 | 0.01035 |  | 0.23805 | 2019 | 71 | 19.1 | 992 | 15050.0003 | 52.5055 | 221112 | -87.9455 | 41.3933 | 1000 | 125 | 120 | 205 | 77.5 | N | Natural Gas | Y | N | N | 9999 | N |  | Combustion Turbine | 273 | 273.5699 | 12857
55222_G_CTG2 | IL | 17197 | Lincoln Generating Facility | Lincoln Generating Facility | 4590011 | 28414713 | 55222 | CTG-2 | 55222 | CTG2 | 197811AAH | 0002 | 1.5234 | 0.04635 | 0.2296 | 0.2296 | 0.07622 |  | 1.7634 | 0.42646 | 0.009555 | 0.047385 | 0.047385 | 0.015795 |  | 0.36309 | 2017 | 71 | 19.1 | 992 | 15050.0003 | 52.5055 | 221112 | -87.945 | 41.3933 | 1000 | 125 | 120 | 205 | 77.8 | N | Natural Gas | Y | N | N | 9999 | N |  | Combustion Turbine | 206 | 206.69 | 12857
55222_G_CTG3 | IL | 17197 | Lincoln Generating Facility | Lincoln Generating Facility | 4590011 | 28414813 | 55222 | CTG-3 | 55222 | CTG3 | 197811AAH | 0003 | 1.4627 | 0.03806 | 0.1885 | 0.1885 | 0.063145 |  | 1.4454 | 0.24988 | 0.0055 | 0.02775 | 0.02775 | 0.00925 |  | 0.21275 | 2019 | 71 | 19.1 | 992 | 15050.0003 | 52.5055 | 221112 | -87.9445 | 41.3933 | 1000 | 125 | 120 | 205 | 78 | N | Natural Gas | Y | N | N | 9999 | N |  | Combustion Turbine | 173 | 173.62 | 12857
55222_G_CTG4 | IL | 17197 | Lincoln Generating Facility | Lincoln Generating Facility | 4590011 | 28414913 | 55222 | CTG-4 | 55222 | CTG4 | 197811AAH | 0004 | 1.1762 | 0.03432 | 0.1716 | 0.1716 | 0.05694 |  | 1.3143 | 0.25738 | 0.00575 | 0.028625 | 0.028625 | 0.0095 |  | 0.21925 | 2019 | 71 | 19.1 | 992 | 15050.0003 | 52.5055 | 221112 | -87.944 | 41.3933 | 1000 | 125 | 120 | 205 | 78 | N | Natural Gas | Y | N | N | 9999 | N |  | Combustion Turbine | 156 | 156.0999 | 12857
55222_G_CTG7 | IL | 17197 | Lincoln Generating Facility | Lincoln Generating Facility | 4590011 | 28415313 | 55222 | CTG-7 | 55222 | CTG7 | 197811AAH | 0007 | 0.65095 | 0.01927 | 0.0972 | 0.0972 | 0.03243 |  | 0.74495 | 0.22165 | 0.00495 | 0.02464 | 0.02464 | 0.00825 |  | 0.18865 | 2017 | 71 | 19.1 | 992 | 15050.0003 | 52.5055 | 221112 | -87.9424 | 41.3933 | 1000 | 125 | 120 | 205 | 78.2 | N | Natural Gas | Y | N | N | 9999 | N |  | Combustion Turbine | 94 | 94.51 | 12857
55222_G_CTG5 | IL | 17197 | Lincoln Generating Facility | Lincoln Generating Facility | 4590011 | 28415413 | 55222 | CTG-5 | 55222 | CTG5 | 197811AAH | 0005 | 0.81477 | 0.02079 | 0.1039 | 0.1039 | 0.03465 |  | 0.79695 | 0.2926 | 0.00644 | 0.03248 | 0.03248 | 0.01078 |  | 0.2492 | 2017 | 71 | 19.1 | 992 | 15050.0003 | 52.5055 | 221112 | -87.9434 | 41.3933 | 1000 | 125 | 120 | 205 | 77.5 | N | Natural Gas | Y | N | N | 9999 | N |  | Combustion Turbine | 99 | 99.05 | 12857
55222_G_CTG8 | IL | 17197 | Lincoln Generating Facility | Lincoln Generating Facility | 4590011 | 28415513 | 55222 | CTG-8 | 55222 | CTG8 | 197811AAH | 0008 | 0.58098 | 0.01785 | 0.0901 | 0.0901 | 0.030175 |  | 0.69063 | 0.25938 | 0.00575 | 0.028875 | 0.028875 | 0.009625 |  | 0.22087 | 2019 | 71 | 19.1 | 992 | 15050.0003 | 52.5055 | 221112 | -87.9418 | 41.3933 | 1000 | 125 | 120 | 205 | 78.6 | N | Natural Gas | Y | N | N | 9999 | N |  | Combustion Turbine | 85 | 85.26 | 12857
55250_G_UPG1 | IL | 17197 | University Park Energy LLC | University Park South | 4688511 | 28348613 | 55250 | UP1 | 55250 | UPG1 | 197899AAB | 0001 | 9.0963 | 0 | 0.0045 | 0.0045 | 0.050105 |  | 1.1205 | 7.6271 | 0.05775 | 0.73425 | 0.73425 | 0.09075 |  | 2.442 | 2019 | 46 | 9.5 | 950 | 5566.6667 | 78.5024 | 221112 | -87.7529 | 41.4412 | 272 | 125 | 120 | 203&213 | 50 | N | Natural Gas | Y | N | N | 9999 | N |  | Combustion Turbine | 911 | 911.3704 | 11823
55250_G_UPG2 | IL | 17197 | University Park Energy LLC | University Park South | 4688511 | 60403513 | 55250 | UP2 | 55250 | UPG2 | 197899AAB | 0002 | 8.6016 | 0 | 0.0045 | 0.0045 | 0.04972 |  | 1.9978 | 6.9453 | 0.05213 | 0.66967 | 0.66967 | 0.08421 |  | 2.2897 | 2017 | 46 | 9.5 | 950 | 5566.6667 | 78.5024 | 221112 | -87.753 | 41.4412 | 272 | 125 | 120 | 203&213 | 50 | N | Natural Gas | Y | N | N | 9999 | N |  | Combustion Turbine | 904 | 903.6202 | 11824
55250_G_UPG12 | IL | 17197 | University Park Energy LLC |  | 4688511 | 60403613 | 55250 | UP12 |  |  | 197899AAB | 0012 | 8.6967 | 0 | 0.0045 | 0.0045 | 0.05027 |  | 1.243 | 6.9027 | 0.05187 | 0.66633 | 0.66633 | 0.0798 |  | 2.1706 | 2019 | 46 | 9.5 | 950 | 5566.6667 | 78.5024 | 221112 | -87.753 | 41.4399 | 272 | 125 | 120 | 203&213 |  |  |  | Y | N | N |  | N |  |  | 914 | 914.1802
55250_G_UPG11 | IL | 17197 | University Park Energy LLC |  | 4688511 | 60403713 | 55250 | UP11 |  |  | 197899AAB | 0011 | 9.1011 | 0 | 0.0047 | 0.0047 | 0.052305 |  | 1.4503 | 7.8651 | 0.06097 | 0.76213 | 0.76213 | 0.10017 |  | 2.7001 | 2017 | 46 | 9.5 | 950 | 5566.6667 | 78.5024 | 221112 | -87.7529 | 41.4399 | 272 | 125 | 120 | 203&213 |  |  |  | Y | N | N |  | N |  |  | 951 | 950.6003
55250_G_UPG10 | IL | 17197 | University Park Energy LLC |  | 4688511 | 60403813 | 55250 | UP10 |  |  | 197899AAB | 0010 | 9.1 | 0 | 0.0046 | 0.0046 | 0.05115 |  | 0.8742 | 4.7538 | 0.03619 | 0.47564 | 0.47564 | 0.074965 |  | 2.1249 | 2019 | 46 | 9.5 | 950 | 5566.6667 | 78.5024 | 221112 | -87.753 | 41.4401 | 272 | 125 | 120 | 203&213 |  |  |  | Y | N | N |  | N |  |  | 930 | 929.9301
55250_G_UPG3 | IL | 17197 | University Park Energy LLC | University Park South | 4688511 | 60403913 | 55250 | UP3 | 55250 | UPG3 | 197899AAB | 0003 | 7.1019 | 0 | 0.0037 | 0.0037 | 0.04103 |  | 1.3279 | 8.4879 | 0.06706 | 0.81909 | 0.81909 | 0.10059 |  | 2.783 | 2019 | 46 | 9.5 | 950 | 5566.6667 | 78.5024 | 221112 | -87.7529 | 41.4409 | 272 | 125 | 120 | 203&213 | 50 | N | Natural Gas | Y | N | N | 9999 | N |  | Combustion Turbine | 746 | 745.7001 | 11824
55250_G_UPG4 | IL | 17197 | University Park Energy LLC | University Park South | 4688511 | 60404013 | 55250 | UP4 | 55250 | UPG4 | 197899AAB | 0004 | 6.9027 | 0 | 0.0035 | 0.0035 | 0.03872 |  | 0.47168 | 8.6313 | 0.064155 | 0.83895 | 0.83895 | 0.10857 |  | 2.9857 | 2019 | 46 | 9.5 | 950 | 5566.6667 | 78.5024 | 221112 | -87.753 | 41.4409 | 272 | 125 | 120 | 203&213 | 50 | N | Natural Gas | Y | N | N | 9999 | N |  | Combustion Turbine | 704 | 703.7097 | 11824
55250_G_UPG5 | IL | 17197 | University Park Energy LLC | University Park South | 4688511 | 60404113 | 55250 | UP5 | 55250 | UPG5 | 197899AAB | 0005 | 8.1959 | 0 | 0.0042 | 0.0042 | 0.04664 |  | 1.1448 | 8.3414 | 0.06594 | 0.81012 | 0.81012 | 0.10362 |  | 2.8637 | 2017 | 46 | 9.5 | 950 | 5566.6667 | 78.5024 | 221112 | -87.7529 | 41.4406 | 272 | 125 | 120 | 203&213 | 50 | N | Natural Gas | Y | N | N | 9999 | N |  | Combustion Turbine | 848 | 848.3897 | 11824
55250_G_UPG6 | IL | 17197 | University Park Energy LLC | University Park South | 4688511 | 60404213 | 55250 | UP6 | 55250 | UPG6 | 197899AAB | 0006 | 7.6946 | 0 | 0.0039 | 0.0039 | 0.04345 |  | 1.0704 | 8.381 | 0.06409 | 0.81345 | 0.81345 | 0.10353 |  | 2.7805 | 2017 | 46 | 9.5 | 950 | 5566.6667 | 78.5024 | 221112 | -87.753 | 41.4406 | 272 | 125 | 120 | 203&213 | 50 | N | Natural Gas | Y | N | N | 9999 | N |  | Combustion Turbine | 790 | 790.4301 | 11824
55250_G_UPG7 | IL | 17197 | University Park Energy LLC |  | 4688511 | 60404313 | 55250 | UP7 |  |  | 197899AAB | 0007 | 9.4007 | 0 | 0.0046 | 0.0046 | 0.05604 |  | 1.7606 | 7.9522 | 0.05992 | 0.7704 | 0.7704 | 0.09416 |  | 2.598 | 2019 | 46 | 9.5 | 950 | 5566.6667 | 78.5024 | 221112 | -87.7529 | 41.4404 | 272 | 125 | 120 | 203&213 |  |  |  | Y | N | N |  | N |  |  | 934 | 933.7596
55250_G_UPG8 | IL | 17197 | University Park Energy LLC |  | 4688511 | 60404413 | 55250 | UP8 |  |  | 197899AAB | 0008 | 9.1009 | 0 | 0.0047 | 0.0047 | 0.05694 |  | 1.0914 | 8.7159 | 0.06657 | 0.84164 | 0.84164 | 0.10461 |  | 2.8625 | 2017 | 46 | 9.5 | 950 | 5566.6667 | 78.5024 | 221112 | -87.753 | 41.4404 | 272 | 125 | 120 | 203&213 |  |  |  | Y | N | N |  | N |  |  | 949 | 948.6293
55250_G_UPG9 | IL | 17197 | University Park Energy LLC |  | 4688511 | 60404513 | 55250 | UP9 |  |  | 197899AAB | 0009 | 9.099 | 0 | 0.0045 | 0.0045 | 0.0495 |  | 1.1745 | 7.0024 | 0.05187 | 0.70025 | 0.70025 | 0.10744 |  | 3.0529 | 2019 | 46 | 9.5 | 950 | 5566.6667 | 78.5024 | 221112 | -87.7529 | 41.4401 | 272 | 125 | 120 | 203&213 |  |  |  | Y | N | N |  | N |  |  | 900 | 899.8699
384_B_82 | IL | 17197 | Midwest Generation LLC | Joliet 29 | 7973011 | 2980313 | 384 |  | 384 | 82;82 | 197809AAO | 0033 | 314.6452 | 1157.11 | 68.8531 | 115.7292 | 3.1595 | 0.58383 | 399.5134 | 329.4 | 3.3 | 1.4729 | 1.7812 | 0.35894 |  | 193.8442 | 2017 | 550 | 17 | 350 | 19966.667 | 87.9312 | 221112 | -88.124 | 41.4952 | 6390 | 125 | 100 | 128&205 | 259 | N | Natural Gas | Y | N | N | 9999 | Y | 384_B_82;384_B_81 | O/G Steam | 875 | 1801.5 | 11615
384_B_72 | IL | 17197 | Midwest Generation LLC | Joliet 29 | 7973011 | 2981413 | 384 |  | 384 | 72;72 | 197809AAO | 0031 | 467.868 | 1576.828 | 106.1429 | 183.5687 | 3.419 | 1.1081 | 580.734 | 301.7 | 4.7 | 1.554 | 1.8793 | 0.7575 |  | 45.4483 | 2019 | 550 | 17 | 350 | 19966.667 | 87.9312 | 221112 | -88.1245 | 41.4947 | 6030 | 125 | 100 | 128&205 | 259 | N | Natural Gas | Y | N | N | 9999 | Y | 384_B_71;384_B_72 | O/G Steam | 1676 | 3321.5 | 11615
874_B_5 | IL | 17197 | Midwest Generation LLC | Joliet 9 | 7973011 | 2982713 | 874 | 5 | 874 | 5 | 197809AAO | 0009 | 178.2399 | 468.109 | 32.7407 | 51.5957 | 2.2164 | 5.7887 | 145.6932 | 6.2 | 0.070001 | 0.025515 | 0.030857 | 0.32638 |  | 4.9847 | 2019 | 450 | 13.5 | 288 | 12583.3335 | 87.8746 | 221112 | -88.1151 | 41.4932 | 3540 | 125 | 100 | 128&204 | 314 | N | Natural Gas | Y | N | N | 9999 | N |  | O/G Steam | 980 | 1692 | 11615
884_B_3 | IL | 17197 | Will County Generating Station |  | 8018111 | 3978013 | 884 | 3 |  |  | 197810AAK | 0014 | 0 | 0 | 0 | 0 | 0 | 0 | 0 | [8 empty] | 448 | 14.88 | 300 | 12819.9333 | -1 | 221112 | -88.0619 | 41.6332 | 2710 | 125 | 100 | 128&205 |  |  |  | N | N | N |  | N |  |  | 1
884_B_4 | IL | 17197 | Will County Generating Station | Will County | 8018111 | 3978313 | 884 | 4 | 884 | 4 | 197810AAK | 0016 | 1052.24 | 4506.58 | 277.123 | 490.107 | 0.98296 | 0.65105 | 1395.52 | 411.3001 | 521.5927 | 53.9688 | 76.3902 | 0.38505 | 0.17469 | 556.8638 | 2019 | 500 | 16.5 | 325 | 18205.8503 | 85.1095 | 221112 | -88.0618 | 41.6327 | 5020 | 125 | 100 | 128&205 | 510 | N | Subbituminous | Y | N | N | 9999 | N |  | Coal Steam | 1 | 5719.75 | 10252
55640_G_1 | IL | 17197 | LSP University Park LLC | University Park North | 9701111 | 53540313 | 55640 | CT01 | 55640 | 1 | 197899AAC | 0001 | 7.6944 | 0.22747 | 2.7494 | 2.7494 | 1.3253 | 0 | 2.0769 | 3.6972 | 0.13225 | 1.702 | 1.702 | 0.30475 |  | 1.2765 | 2017 | 85 | 10 | 847 | 6150.0001 | 78.2727 | 221112 | -87.7531 | 41.4432 | 457 | 125 | 120 | 139 | 45 | N | Natural Gas | Y | N | N | 9999 | N |  | Combustion Turbine | 1978 | 1978.4095 | 10745
55640_G_2 | IL | 17197 | LSP University Park LLC | University Park North | 9701111 | 53540413 | 55640 | CT02 | 55640 | 2 | 197899AAC | 0002 | 7.9021 | 0.23977 | 2.846 | 2.846 | 1.3657 | 0 | 2.1059 | 3.1988 | 0.10395 | 1.3324 | 1.3324 | 0.2457 |  | 1.2616 | 2019 | 85 | 10 | 847 | 6150.0001 | 78.2727 | 221112 | -87.7529 | 41.4432 | 457 | 125 | 120 | 139 | 45 | N | Natural Gas | Y | N | N | 9999 | N |  | Combustion Turbine | 2085 | 2085.0093 | 10745
55640_G_3 | IL | 17197 | LSP University Park LLC | University Park North | 9701111 | 53540513 | 55640 | CT03 | 55640 | 3 | 197899AAC | 0003 | 6.4974 | 0.2093 | 2.457 | 2.457 | 1.183 | 0 | 1.9019 | 4.9034 | 0.16043 | 2.0576 | 2.0576 | 0.36967 |  | 1.2694 | 2017 | 85 | 10 | 847 | 6150.0001 | 78.2727 | 221112 | -87.7527 | 41.4432 | 457 | 125 | 120 | 139 | 45 | N | Natural Gas | Y | N | N | 9999 | N |  | Combustion Turbine | 1820 | 1820.2592 | 10745
55640_G_4 | IL | 17197 | LSP University Park LLC | University Park North | 9701111 | 53540613 | 55640 | CT04 | 55640 | 4 | 197899AAC | 0004 | 7.7025 | 0.22712 | 2.686 | 2.686 | 1.2936 | 0 | 2.9032 | 4.2 | 0.154 | 2.037 | 2.037 | 0.364 |  | 1.316 | 2019 | 85 | 10 | 847 | 6150.0001 | 78.2727 | 221112 | -87.7525 | 41.4432 | 457 | 125 | 120 | 139 | 45 | N | Natural Gas | Y | N | N | 9999 | N |  | Combustion Turbine | 1975 | 1975.09 | 10745
55640_G_5 | IL | 17197 | LSP University Park LLC | University Park North | 9701111 | 53540713 | 55640 | CT05 | 55640 | 5 | 197899AAC | 0005 | 7.5012 | 0.2068 | 2.5004 | 2.5004 | 1.1938 | 0 | 2.6978 | 3.2991 | 0.13828 | 1.7779 | 1.7779 | 0.32266 |  | 1.3104 | 2019 | 85 | 10 | 847 | 6150.0001 | 78.2727 | 221112 | -87.7522 | 41.4432 | 457 | 125 | 120 | 139 | 45 | N | Natural Gas | Y | N | N | 9999 | N |  | Combustion Turbine | 1880 | 1879.6504 | 10745
55640_G_6 | IL | 17197 | LSP University Park LLC | University Park North | 9701111 | 53540813 | 55640 | CT06 | 55640 | 6 | 197899AAC | 0006 | 6.9954 | 0.19481 | 2.3731 | 2.3731 | 1.1423 | 0 | 2.4883 | 4.2989 | 0.14663 | 1.8862 | 1.8862 | 0.34658 |  | 1.453 | 2017 | 85 | 10 | 847 | 6150.0001 | 78.2727 | 221112 | -87.752 | 41.4432 | 457 | 125 | 120 | 139 | 45 | N | Natural Gas | Y | N | N | 9999 | N |  | Combustion Turbine | 1771 | 1771.08 | 10745
55640_G_7 | IL | 17197 | LSP University Park LLC | University Park North | 9701111 | 53540913 | 55640 | CT07 | 55640 | 7 | 197899AAC | 0007 | 7.0994 | 0.20539 | 2.4736 | 2.4736 | 1.1877 | 0 | 2.0718 | 4.6 | 0.12463 | 1.6485 | 1.6485 | 0.30024 |  | 0.69113 | 2019 | 85 | 10 | 847 | 6150.0001 | 78.2727 | 221112 | -87.7517 | 41.4432 | 457 | 125 | 120 | 139 | 45 | N | Natural Gas | Y | N | N | 9999 | N |  | Combustion Turbine | 1786 | 1785.76 | 10745
55640_G_8 | IL | 17197 | LSP University Park LLC | University Park North | 9701111 | 53541013 | 55640 | CT08 | 55640 | 8 | 197899AAC | 0008 | 6.0019 | 0.16423 | 1.9632 | 1.9632 | 0.94059 | 0 | 1.5676 | 4.5026 | 0.12138 | 1.6184 | 1.6184 | 0.30056 |  | 0.90168 | 2017 | 85 | 10 | 847 | 6150.0001 | 78.2727 | 221112 | -87.7515 | 41.4432 | 457 | 125 | 120 | 139 | 45 | N | Natural Gas | Y | N | N | 9999 | N |  | Combustion Turbine | 1493 | 1492.8497 | 10745
55640_G_9 | IL | 17197 | LSP University Park LLC | University Park North | 9701111 | 53541113 | 55640 | CT09 | 55640 | 9 | 197899AAC | 0009 | 6.3972 | 0.19096 | 2.3088 | 2.3088 | 1.1024 | 0 | 2.5606 | 3.7031 | 0.11854 | 1.5693 | 1.5693 | 0.2879 |  | 1.1967 | 2017 | 85 | 10 | 847 | 6150.0001 | 78.2727 | 221112 | -87.7513 | 41.4434 | 457 | 125 | 120 | 139 | 45 | N | Natural Gas | Y | N | N | 9999 | N |  | Combustion Turbine | 1736 | 1736.2896 | 10745
55640_G_10 | IL | 17197 | LSP University Park LLC | University Park North | 9701111 | 53541213 | 55640 | CT10 | 55640 | 10 | 197899AAC | 0010 | 6.898 | 0.19906 | 2.3887 | 2.3887 | 1.1425 | 0 | 1.8954 | 3.2029 | 0.1073 | 1.4217 | 1.4217 | 0.26825 |  | 0.7511 | 2017 | 85 | 10 | 847 | 6150.0001 | 78.2727 | 221112 | -87.751 | 41.4434 | 457 | 125 | 120 | 139 | 45 | N | Natural Gas | Y | N | N | 9999 | N |  | Combustion Turbine | 1731 | 1730.7903 | 10745
55640_G_11 | IL | 17197 | LSP University Park LLC | University Park North | 9701111 | 53541313 | 55640 | CT11 | 55640 | 11 | 197899AAC | 0011 | 5.5025 | 0.20413 | 2.4672 | 2.4672 | 1.1804 | 0 | 1.5176 | 2.8996 | 0.11748 | 1.5433 | 1.5433 | 0.28836 |  | 0.80634 | 2019 | 85 | 10 | 847 | 6150.0001 | 78.2727 | 221112 | -87.7508 | 41.4434 | 457 | 125 | 120 | 139 | 45 | N | Natural Gas | Y | N | N | 9999 | N |  | Combustion Turbine | 1775 | 1775.1107 | 10745
55640_G_12 | IL | 17197 | LSP University Park LLC | University Park North | 9701111 | 53541413 | 55640 | CT12 | 55640 | 12 | 197899AAC | 0012 | 7.0991 | 0.22212 | 2.6655 | 2.6655 | 1.2794 | 0 | 1.3772 | 3.1012 | 0.12024 | 1.5681 | 1.5681 | 0.13527 |  | 1.012 | 2017 | 85 | 10 | 847 | 6150.0001 | 78.2727 | 221112 | -87.7506 | 41.4434 | 457 | 125 | 120 | 139 | 45 | N | Natural Gas | Y | N | N | 9999 | N |  | Combustion Turbine | 1777 | 1776.8798 | 10745
976_B_4 | IL | 17199 | Southern Illinois Power Coop | Marion | 8164511 | 5925213 | 976 | 4 | 976 | 4 | 199856AAC | 0004 | 533.582 | 2081.3335 | 19.5426 | 41.7975 | 25.3577 | 0.14286 | 151.7885 | 805.0502 | 3797.6654 | 0.57132 | 43.1789 | 26.1919 |  | 156.7825 | 2017 | 400 | 15 | 125 | 8793.0001 | 49.7381 | 221112 | -88.9534 | 37.6189 | 1680 | 125 | 100 | 128 | 170 | N | Bituminous, Waste Coal | Y | N | N | 2022 | N |  | Coal Steam | 10 | 7131.7705 | 11483
976_G_5 | IL | 17199 | Southern Illinois Power Coop | Marion | 8164511 | 60406313 | 976 | 5 | 976 | 5 | 199856AAC | 0012 | 0.8718 | 0.12215 | 0.0183 | 0.0215 | 0.00826 |  | 0.0417 | 0.81512 | 0.058355 | 0.03495 | 0.04097 | 0.01552 |  | 0.0784 | 2019 | 38 | 3.4 | 603 | 680.6 | 74.9323 | 221112 | -88.9614 | 37.6197 | 969 | 125 | 120 |  | 70 | N | Natural Gas, Distillate Fuel Oil | Y | N | N | 9999 | N |  | Combustion Turbine | 41 | 40.28 | 13433
976_G_6 | IL | 17199 | Southern Illinois Power Coop | Marion | 8164511 | 60406413 | 976 | 6 | 976 | 6 | 199856AAC | 0013 | 0.67949 | 0.051085 | 0.0155 | 0.0182 | 0.00666 |  | 0.0337 | 3.1656 | 0.697 | 0.10875 | 0.12755 | 0.03766 |  | 0.1927 | 2017 | 38 | 3.4 | 603 | 680.6 | 74.9323 | 221112 | -88.9621 | 37.6196 | 969 | 125 | 120 |  | 70 | N | Natural Gas, Distillate Fuel Oil | Y | N | N | 9999 | N |  | Combustion Turbine | 2 | 34.51 | 13434
976_B_123 | IL | 17199 | Southern Illinois Power Coop | Marion | 8164511 | 60406513 | 976 | 123 | 976 | 123 | 199856AAC | 0014 | 379.621 | 1620.06 | 2.8849 | 28.1086 | 27.3386 | 0 | 808.605 | 388.9081 | 2038.07 | 0.27979 | 29.1781 | 28.3787 |  | 839.37 | 2017 | 194 | 10.8 | 246 | 3671.65 | 40.0635 | 221112 | -88.9523 | 37.6193 | 1400 | 125 | 100 | 127 | 120 | N | Bituminous, Waste Coal | Y | N | N | 9999 | N |  | Coal Steam | 7701 | 7700.7495 | 11487
55238_G_0001 | IL | 17201 | Rockford Energy Center | NRG Rockford I | 9698111 | 53429113 | 55238 | 0001 | 55238 | 0001 | 201030BCG | 0001 | 27.2516 | 0.3177 | 3.4241 | 3.4241 | 1.0943 |  | 0.4942 | 19.3104 | 0.20115 | 2.1009 | 2.1009 | 0.6705 |  | 4.47 | 2019 | 82 | 21 | 1008 | 30466.6672 | 87.9268 | 221112 | -89.103 | 42.2407 | 1560 | 125 | 120 | 205 | 151 | N | Natural Gas | Y | N | N | 9999 | N |  | Combustion Turbine | 706 | 706.2401 | 10984
55238_G_0002 | IL | 17201 | Rockford Energy Center | NRG Rockford I | 9698111 | 53429213 | 55238 | 0002 | 55238 | 0002 | 201030BCG | 0002 | 16.8861 | 0.21285 | 2.3886 | 2.3886 | 0.7568 |  | 0.473 | 22.4295 | 0.228 | 2.5935 | 2.5935 | 1.14 |  | 4.845 | 2019 | 82 | 21 | 1008 | 30466.6672 | 87.9268 | 221112 | -89.1025 | 42.2407 | 1560 | 125 | 120 | 205 | 149.1 | N | Natural Gas | Y | N | N | 9999 | N |  | Combustion Turbine | 473 | 476.27 | 10985
55936_G_GT3 | IL | 17201 | Rockford Energy Center | NRG Rockford II Energy Center | 9698111 | 53429313 | 55936 | U1 | 55936 | GT3 | 201030BCG | 0003 | 30.6683 | 0.3627 | 4.1106 | 4.1106 | 1.8135 |  | 1.9344 | 24.319 | 0.2637 | 2.93 | 2.93 | 1.6408 |  | 2.6077 | 2019 | 88 | 21 | 1008 | 30466.6672 | 87.9268 | 221112 | -89.1009 | 42.2386 | 1720 | 125 | 120 | 205 | 160.9 | N | Natural Gas | Y | N | N | 9999 | N |  | Combustion Turbine | 806 | 805.6399 | 10745
55502_G_1100 | IN | 18029 | Lawrenceberg Power LLC | Lawrenceburg Power, LLC | 10715711 | 58635713 | 55502 | 1 | 55502 | 1100 | 00033 | 001 | 75.05 | 4.0944 | 24.26 | 24.26 | 1.2 | 13.19 | 22.7 | 72 | 4.2134 | 25.39 | 25.39 | 1.54 | 9 | 37.3 | 2017 | 195 | 18 | 177 | 17570.8836 | 69 | 221112 | -84.8666 | 39.0908 | 2250 | 125 | 140 |  | 166 | N | Natural Gas | Y | N | N | 9999 | N | 55502_G_1100;55502_G_0100 | Combined Cycle |  | 7532.6299 | 7098
55502_G_1200 | IN | 18029 | Lawrenceberg Power LLC | Lawrenceburg Power, LLC | 10715711 | 58635813 | 55502 | 2 | 55502 | 1200 | 00033 | 002 | 70.25 | 3.8844 | 22.78 | 22.78 | 0.6934 | 15.42 | 18.8 | 70 | 4.2144 | 21.94 | 23.82 | 1.55 | 9.21 | 31.1 | 2019 | 195 | 18 | 177 | 17570.8836 | 69 | 221112 | -84.8666 | 39.0908 | 2250 | 125 | 140 |  | 171 | N | Natural Gas | Y | N | N | 9999 | N |  | Combined Cycle |  | 7629.6597 | 7098
55502_G_2100 | IN | 18029 | Lawrenceberg Power LLC | Lawrenceburg Power, LLC | 10715711 | 58635913 | 55502 | 3 | 55502 | 2100 | 00033 | 003 | 72.49 | 3.8295 | 17.08 | 17.08 | 1.1211 | 17.17 | 28.1 | 61.7 | 3.6591 | 15.82 | 17.46 | 1.35 | 12.46 | 36.1 | 2019 | 195 | 18 | 177 | 17570.8836 | 69 | 221112 | -84.8666 | 39.0908 | 2250 | 125 | 140 |  | 166 | N | Natural Gas | Y | N | N | 9999 | N | 55502_G_2100;55502_G_0200 | Combined Cycle |  | 6984.9004 | 7098
55502_G_2200 | IN | 18029 | Lawrenceberg Power LLC | Lawrenceburg Power, LLC | 10715711 | 58636013 | 55502 | 4 | 55502 | 2200 | 00033 | 004 | 72.02 | 3.9042 | 37.08 | 37.08 | 1.8212 | 9.3 | 13.5 | 60.4 | 3.5917 | 15.52 | 17.16 | 1.35 | 9.82 | 23.71 | 2019 | 195 | 18 | 177 | 17570.8836 | 69 | 221112 | -84.8666 | 39.0908 | 2250 | 125 | 140 |  | 166 | N | Natural Gas | Y | N | N | 9999 | N |  | Combined Cycle |  | 7267.1885 | 7098
6225_B_1 | IN | 18037 | JASPER MUNICIPAL ELECTRIC UTILITY |  | 7224911 | 65418613 |  |  |  |  | 00002 | 001 | 0 | 0 | 0 | 0 | 0 | 0 | 0 | [8 empty] | 177 | 8 | 420 | 1800 | 35.8 | 221122 | -86.9141 | 38.3998 | 14 | 125 | 100 |  |  |  |  | N | N | N |  | N
1002_G_2B | IN | 18041 | Duke Energy Indiana LLC - Connersville |  | 8198011 | 5820313 | 1002 | 2B |  |  | 00009 | 004 | 1.3 | 0.3234 | 0.0035574 | 0.0036267 | 0.0001386 |  | 0.0010596 | [8 empty] | 35 | 13 | 870 | 6366.6666 | 49 | 221112 | -85.1747 | 39.6561 | 582 | 125 | 120 |  |  |  |  | Y | N | N |  | N |  |  |  | 3.69
1002_G_1B | IN | 18041 | Duke Energy Indiana LLC - Connersville |  | 8198011 | 5820413 | 1002 | 1B |  |  | 00009 | 002 | 0.6 | 0.2499 | 0.0027489 | 0.0028025 | 0.0001071 |  | 0.00081878 | [8 empty] | 35 | 13 | 870 | 6366.6666 | 49 | 221112 | -85.1747 | 39.6561 | 582 | 125 | 120 |  |  |  |  | Y | N | N |  | N |  |  |  | 1.71
1002_G_1 | IN | 18041 | Duke Energy Indiana LLC - Connersville |  | 8198011 | 5820513 | 1002 | 1A |  |  | 00009 | 001 | 0.6 | 0.2499 | 0.0027489 | 0.0028025 | 0.0001071 |  | 0.00081878 | [8 empty] | 35 | 13 | 870 | 6366.6666 | 49 | 221112 | -85.1747 | 39.6561 | 582 | 125 | 120 |  |  |  |  | Y | N | N |  | N |  |  |  | 1.71
1002_G_2 | IN | 18041 | Duke Energy Indiana LLC - Connersville |  | 8198011 | 5820613 | 1002 | 2A |  |  | 00009 | 003 | 1.3 | 0.3234 | 0.0035574 | 0.0036267 | 0.0001386 |  | 0.0010596 | [8 empty] | 35 | 13 | 870 | 6366.6666 | 49 | 221112 | -85.1747 | 39.6561 | 582 | 125 | 120 |  |  |  |  | Y | N | N |  | N |  |  |  | 3.72
1008_B_4 | IN | 18043 | Duke Energy Indiana, LLC-Gallagher Gene |  | 7742411 | 1881613 | 1008 | 4 |  |  | 00004 | 004 | 328.2 | 755.2 | 27.7641 | 38.4872 | 2.7744 | 0.14697 | 23.6251 | 40.68 | 79.92 | 3.1093 | 4.0865 | 0.32783 | 0.14456 | 3.3228 | 2017 | 550 | 12.25 | 285 | 19500.0003 | 165.5 | 221112 | -85.8376 | 38.2625 | 1460 | 125 | 100 |  |  |  |  | Y | N | N |  | N |  |  |  | 2038.3699
1008_B_2 | IN | 18043 | Duke Energy Indiana, LLC-Gallagher Gene |  | 7742411 | 1881913 | 1008 | 2 |  |  | 00004 | 002 | 320.4 | 702.2 | 25.8998 | 35.9429 | 2.5888 | 0.1728 | 22.1928 | 43.43 | 90.33 | 3.5086 | 4.6188 | 0.36876 | 0.14928 | 3.682 | 2019 | 550 | 12.25 | 285 | 19500.0003 | 165.5 | 221112 | -85.8376 | 38.2634 | 1460 | 125 | 100 |  |  |  |  | Y | N | N |  | N |  |  |  | 1971.9401
6113_B_2 | IN | 18051 | Duke Energy Indiana LLC - Gibson Genera | Gibson | 7363111 | 10573413 | 6113 | 2 | 6113 | 2 | 00013 | 002 | 2953.112 | 2339.929 | 487.4572 | 598.184 | 51.7457 | 0.64244 | 431.8621 | 1593.31 | 1461.97 | 400.4127 | 412.3727 | 42.7022 | 0.73933 | 357.2601 | 2017 | 620 | 25 | 130 | 34361.1673 | 70 | 221112 | -87.7658 | 38.3703 | 6800 | 125 | 100 |  | 630 | N | Bituminous | Y | N | N | 9999 | N |  | Coal Steam |  | 8055.6401 | 10508
6113_B_1 | IN | 18051 | Duke Energy Indiana LLC - Gibson Genera | Gibson | 7363111 | 10573513 | 6113 | 1 | 6113 | 1 | 00013 | 001 | 1886.4 | 1807.1 | 341.6161 | 369.4854 | 38.294 | 0.54517 | 319.8882 | 2009.75 | 1070.49 | 379.2938 | 395.3638 | 39.0544 | 0.63995 | 326.5902 | 2017 | 620 | 25 | 130 | 34361.1673 | 70 | 221112 | -87.7658 | 38.3703 | 6500 | 125 | 100 |  | 630 | N | Bituminous | Y | N | N | 9999 | N |  | Coal Steam |  | 6173.3096 | 10394
6113_B_5 | IN | 18051 | Duke Energy Indiana LLC - Gibson Genera | Gibson | 7363111 | 10573613 | 6113 | 5 | 6113 | 5 | 00013 | 005 | 3272.77 | 5494.939 | 417.2843 | 468.8738 | 46.0606 | 0.80283 | 384.719 | 1433.68 | 4269.15 | 386.59 | 415.77 | 36.037 | 0.79297 | 301.3897 | 2019 | 500 | 23.5 | 145 | 30450.0006 | 70 | 221112 | -87.7681 | 38.3721 | 6700 | 125 | 100 |  | 620 | N | Bituminous | Y | N | N | 9999 | N |  | Coal Steam |  | 7568.7695 | 10559
6113_B_3 | IN | 18051 | Duke Energy Indiana LLC - Gibson Genera | Gibson | 7363111 | 10574013 | 6113 | 3 | 6113 | 3 | 00013 | 003 | 3018.736 | 2113.837 | 410.051 | 453.9279 | 45.5341 | 0.54488 | 379.9353 | 1458.26 | 772.09 | 337.8401 | 363.1101 | 31.5638 | 0.61517 | 264.3594 | 2019 | 620 | 25 | 130 | 36324.6673 | 74 | 221112 | -87.7681 | 38.3712 | 7300 | 125 | 100 |  | 630 | N | Bituminous | Y | N | N | 9999 | N |  | Coal Steam |  | 7395.7891 | 10586
6113_B_4 | IN | 18051 | Duke Energy Indiana LLC - Gibson Genera | Gibson | 7363111 | 10574213 | 6113 | 4 | 6113 | 4 | 00013 | 004 | 2059.007 | 3206.844 | 416.4898 | 461.3835 | 46.2399 | 0.75552 | 386.0957 | 1625.67 | 2092.62 | 305.3767 | 316.0167 | 32.1189 | 0.64861 | 268.483 | 2019 | 500 | 23.5 | 130 | 30361.5339 | 70 | 221112 | -87.7681 | 38.3721 | 7100 | 125 | 100 |  | 622 | N | Bituminous | Y | N | N | 9999 | N |  | Coal Steam |  | 7263.3296 | 10404
55148_G_2 | IN | 18055 | Worthington Generating Station | Worthington Generation LLC | 4560611 | 28032213 | 55148 | 2 | 55148 | 2 | 00034 | 002 | 0.5 | 0.00387 | 0.043215 | 0.07353 | 0.013545 | 0.058695 | 0.387 | 6.69 | 0.047 | 0.42177 | 0.42177 | 0.32105 | 0.20144 | 3.777 | 2019 | 45 | 9 | 821 | 9350.0001 | 147 | 221122 | -87.0128 | 39.0717 | 460 | 125 | 120 |  | 41.5 | N | Natural Gas | Y | N | N | 9999 | N |  | Combustion Turbine |  | 477.6902 | 11170
55148_G_3 | IN | 18055 | Worthington Generating Station | Worthington Generation LLC | 4560611 | 28032313 | 55148 | 3 | 55148 | 3 | 00034 | 003 | 1.1 | 0.00951 | 0.10619 | 0.18069 | 0.033285 | 0.14424 | 0.951 | 6.28 | 0.046 | 0.29105 | 0.29105 | 0.22154 | 0.13901 | 2.6064 | 2019 | 45 | 9 | 821 | 9350.0001 | 147 | 221122 | -87.0128 | 39.0717 | 460 | 125 | 120 |  | 41.5 | N | Natural Gas | Y | N | N | 9999 | N |  | Combustion Turbine |  | 362.0701 | 11172
55148_G_4 | IN | 18055 | Worthington Generating Station | Worthington Generation LLC | 4560611 | 28032413 | 55148 | 4 | 55148 | 4 | 00034 | 004 | 0.8 | 0.00873 | 0.097485 | 0.16587 | 0.030555 | 0.1324 | 0.873 | 7.419 | 0.05 | 0.47269 | 0.47269 | 0.3598 | 0.22576 | 4.233 | 2019 | 45 | 9 | 821 | 9350.0001 | 147 | 221122 | -87.0128 | 39.0717 | 460 | 125 | 120 |  | 41.5 | N | Natural Gas | Y | N | N | 9999 | N |  | Combustion Turbine |  | 429.7601 | 11173
55148_G_1 | IN | 18055 | Worthington Generating Station | Worthington Generation LLC | 4560611 | 28032513 | 55148 | 1 | 55148 | 1 | 00034 | 001 | 0.6 | 0.00588 | 0.06566 | 0.11172 | 0.02058 | 0.08918 | 0.588 | 7.871 | 0.058 | 0.45593 | 0.45593 | 0.34706 | 0.21776 | 4.083 | 2019 | 45 | 9 | 821 | 9350.0001 | 147 | 221122 | -87.0128 | 39.0717 | 460 | 125 | 120 |  | 41.5 | N | Natural Gas | Y | N | N | 9999 | N |  | Combustion Turbine |  | 574.6401 | 11168
1007_G_3 | IN | 18057 | Duke Energy Indiana LLC - Noblesville G | Noblesville | 4561111 | 91185813 | 1007 | CT3 | 1007 | 3 | 00004 | 008 | 24 | 1 | 9.0711 | 9.0711 | 2.8432 | 12.3205 | 9.2 | 21.03 | 1.1447 | 12.7829 | 12.7829 | 4.0066 | 17.3619 | 3.62 | 2019 | 175 | 13 | 241 | 5396.0001 | 40.7 | 221112 | -85.9707 | 40.0959 | 834 | 125 | 140 |  | 59 | N | Natural Gas | Y | N | N | 9999 | N |  | Combined Cycle |  | 4582.3184 | 8887
1007_G_4 | IN | 18057 | Duke Energy Indiana LLC - Noblesville G | Noblesville | 4561111 | 91185913 | 1007 | CT4 | 1007 | 4 | 00004 | 009 | 19.6 | 1 | 8.8567 | 8.8567 | 2.776 | 12.0293 | 6.6 | 23.72 | 1.1757 | 13.1283 | 13.1283 | 4.1148 | 17.831 | 6.08 | 2017 | 175 | 13 | 241 | 5396.0001 | 40.7 | 221112 | -85.9707 | 40.0959 | 834 | 125 | 140 |  | 60 | N | Natural Gas | Y | N | N | 9999 | N |  | Combined Cycle |  | 4345.4541 | 8887
1007_G_5 | IN | 18057 | Duke Energy Indiana LLC - Noblesville G | Noblesville | 4561111 | 91186013 | 1007 | CT5 | 1007 | 5 | 00004 | 010 | 22.8 | 0.9 | 8.316 | 8.316 | 2.6065 | 11.2949 | 10.8 | 15.15 | 0.70605 | 7.8842 | 7.8842 | 2.4712 | 10.7084 | 3.64 | 2019 | 175 | 13 | 241 | 5396.0001 | 40.7 | 221112 | -85.9707 | 40.0959 | 834 | 125 | 140 |  | 58 | N | Natural Gas | Y | N | N | 9999 | N |  | Combined Cycle |  | 4285.7617 | 8887
7763_G_3 | IN | 18065 | Duke Energy Indiana LLC - Henry County | Henry County | 4664211 | 27969413 | 7763 | 3 | 7763 | 3 | 00032 | 003 | 23.4 | 0.15423 | 1.7222 | 1.7222 | 2.2106 | 0.82256 | 21.1 | 38.149 | 0.25463 | 2.8433 | 2.8433 | 3.6496 | 1.358 | 38.66 | 2019 | 90 | 9 | 840 | 8800.0001 | 138.3 | 221112 | -85.5039 | 39.9527 | 450 | 125 | 120 |  | 43 | N | Natural Gas | Y | N | N | 9999 | N |  | Combustion Turbine |  | 1274.8807 | 11037
7763_G_1 | IN | 18065 | Duke Energy Indiana LLC - Henry County | Henry County | 4664211 | 27969513 | 7763 | 1 | 7763 | 1 | 00032 | 001 | 19.3 | 0.12724 | 1.4209 | 1.4209 | 1.8238 | 1.9299 | 17.5 | 32.805 | 0.21512 | 2.4021 | 2.4021 | 3.0834 | 3.2626 | 25.12 | 2019 | 90 | 9 | 840 | 8800.0001 | 138.3 | 221112 | -85.5039 | 39.9527 | 450 | 125 | 120 |  | 43 | N | Natural Gas | Y | N | N | 9999 | N |  | Combustion Turbine |  | 1134.74 | 11037
7763_G_2 | IN | 18065 | Duke Energy Indiana LLC - Henry County | Henry County | 4664211 | 27969613 | 7763 | 2 | 7763 | 2 | 00032 | 002 | 26.5 | 0.1732 | 1.9341 | 1.9341 | 2.4826 | 0.92376 | 26.6 | 37.21 | 0.25272 | 2.8221 | 2.8221 | 3.6224 | 1.3479 | 34.26 | 2019 | 90 | 9 | 840 | 8800.0001 | 138.3 | 221112 | -85.5039 | 39.9527 | 450 | 125 | 120 |  | 43 | N | Natural Gas | Y | N | N | 9999 | N |  | Combustion Turbine |  | 1403.361 | 11037
6085_B_15 | IN | 18073 | Northern Indiana Public Service Company LLC - RM Schahfer Generating Station | R M Schahfer | 7957011 | 3008913 | 6085 | 15 | 6085 | 15 | 00008 | 002 | 773.9744 | 103.2953 | 126.5427 | 129.2019 | 20.4442 | 0.8535 | 172.1676 | 1227.7061 | 131.726 | 207.8471 | 218.2222 | 30.9693 | 0.73104 | 261.922 | 2019 | 500 | 28 | 129 | 29267.6005 | 47.53 | 221112 | -87.0239 | 41.2175 | 5700 | 125 | 100 |  | 472 | N | Subbituminous | Y | N | N | 2023 | N |  | Coal Steam |  | 3596.8198 | 11293
6085_B_14 | IN | 18073 | Northern Indiana Public Service Company LLC - RM Schahfer Generating Station | R M Schahfer | 7957011 | 3009313 | 6085 | 14 | 6085 | 14 | 00008 | 001 | 280.5859 | 58.132 | 25.4363 | 26.7024 | 12.7089 | 0.0385 | 58.8903 | 676.449 | 114.99 | 112.461 | 142.66 | 41.826 | 0.096098 | 192.4422 | 2019 | 500 | 25 | 128 | 23484.1004 | 47.84 | 221112 | -87.0238 | 41.2173 | 5200 | 125 | 100 |  | 431 | N | Bituminous, Subbituminous | Y | N | N | 2023 | N |  | Coal Steam |  | 1642.4299 | 11529
6085_G_16A | IN | 18073 | Northern Indiana Public Service Company LLC - RM Schahfer Generating Station | R M Schahfer | 7957011 | 3009713 | 6085 | 16A | 6085 | 16A | 00008 | 003 | 13.57 | 0.029 | 0.43999 | 0.43999 | 0.14 | 0.31462 | 5.4665 | 5.417 | 0.015 | 0.17523 | 0.17523 | 0.055754 | 0.16074 | 2.1771 | 2017 | 50 | 23.9 | 1007 | 4205 | 9.4 | 221112 | -87.0239 | 41.2175 | 1450 | 125 | 120 |  | 78 | N | Natural Gas | Y | N | N | 9999 | N |  | Combustion Turbine |  | 142.12 | 16270
6085_G_16B | IN | 18073 | Northern Indiana Public Service Company LLC - RM Schahfer Generating Station | R M Schahfer | 7957011 | 3009813 | 6085 | 16B | 6085 | 16B | 00008 | 004 | 0 | 0 | 0 | 0 | 0 |  | 0 | 8.829 | 0.023 | 0.23877 | 0.23877 | 0.075972 |  | 2.9665 | 2017 | 50 | 23.9 | 1007 | 4205 | 9.4 | 221112 | -87.0239 | 41.2175 | 1450 | 125 | 120 |  | 77 | N | Natural Gas | N | N | N | 9999 | N |  | Combustion Turbine |  |  | 16270
6085_B_18 | IN | 18073 | Northern Indiana Public Service Company LLC - RM Schahfer Generating Station | R M Schahfer | 7957011 | 3009913 | 6085 | 18 | 6085 | 18 | 00008 | 006 | 1557.1123 | 526.1594 | 183.2819 | 192.2871 | 22.0154 | 0 | 182.9373 | 1619.9148 | 458.355 | 196.5035 | 207.9002 | 23.0176 |  | 191.2513 | 2019 | 500 | 22.5 | 131 | 20879.967 | 52.51 | 221112 | -87.0262 | 41.2164 | 4950 | 125 | 100 |  | 361 | N | Bituminous | Y | N | N | 2023 | N |  | Coal Steam |  | 5361.7192 | 11469
6085_B_17 | IN | 18073 | Northern Indiana Public Service Company LLC - RM Schahfer Generating Station | R M Schahfer | 7957011 | 3010013 | 6085 | 17 | 6085 | 17 | 00008 | 005 | 1771.3216 | 753.3237 | 219.8573 | 236.3339 | 24.362 | 0 | 202.7354 | 1447.1459 | 462.47 | 167.1249 | 172.9787 | 20.8705 |  | 173.6069 | 2019 | 500 | 22.5 | 130 | 21445.2004 | 53.94 | 221112 | -87.0239 | 41.2175 | 4950 | 125 | 100 |  | 361 | N | Bituminous | Y | N | N | 2023 | N |  | Coal Steam |  | 6470.9004 | 11629
983_B_1 | IN | 18077 | Indiana-Kentucky Electric Corporation - | Clifty Creek | 7744211 | 1875813 | 983 | 1 | 983 | 1 | 00001 | 001 | 1180.97 | 734.48 | 6.7635 | 10.1897 | 7.4493 | 0.3079 | 93.3098 | 712.6444 | 683.4788 | 30.2896 | 32.7903 | 9.198 | 0.20482 | 115.2093 | 2019 | 982 | 31.17 | 133 | 37788.034 | 50.76 | 221112 | -85.4192 | 38.7383 | 2800 | 125 | 100 |  | 196 | N | Bituminous, Subbituminous | Y | N | N | 9999 | N |  | Coal Steam |  | 5980.5801 | 10819
983_B_2 | IN | 18077 | Indiana-Kentucky Electric Corporation - | Clifty Creek | 7744211 | 1875913 | 983 | 2 | 983 | 2 | 00001 | 002 | 1420.71 | 883.58 | 8.1434 | 12.2687 | 8.9661 | 0.3589 | 112.2689 | 817.9444 | 784.3088 | 34.2211 | 36.7018 | 10.5558 | 0.224 | 132.1826 | 2019 | 982 | 31.17 | 133 | 37788.034 | 50.76 | 221112 | -85.4192 | 38.7383 | 2800 | 125 | 100 |  | 196 | N | Bituminous, Subbituminous | Y | N | N | 9999 | N |  | Coal Steam |  | 6997.8701 | 10723
983_B_4 | IN | 18077 | Indiana-Kentucky Electric Corporation - | Clifty Creek | 7744211 | 1876113 | 983 | 4 | 983 | 4 | 00001 | 004 | 1151.53 | 730.99 | 7.4626 | 11.2429 | 8.2177 | 0.3339 | 102.9139 | 290.5444 | 784.6088 | 31.9531 | 34.5138 | 9.7462 | 0.21257 | 122.0626 | 2019 | 982 | 31.17 | 133 | 38714.6007 | 50.76 | 221112 | -85.4192 | 38.7383 | 2800 | 125 | 100 |  | 196 | N | Bituminous, Subbituminous | Y | N | N | 9999 | N |  | Coal Steam |  | 6172.2002 | 10734
983_B_3 | IN | 18077 | Indiana-Kentucky Electric Corporation - | Clifty Creek | 7744211 | 1876213 | 983 | 3 | 983 | 3 | 00001 | 003 | 1385.42 | 861.64 | 7.9472 | 11.973 | 8.7504 | 0.3509 | 109.5729 | 779.8444 | 747.8088 | 31.9237 | 33.7644 | 10.0644 | 0.21706 | 126.0396 | 2019 | 982 | 31.17 | 133 | 37788.034 | 50.76 | 221112 | -85.4192 | 38.7383 | 2800 | 125 | 100 |  | 196 | N | Bituminous, Subbituminous | Y | N | N | 9999 | N |  | Coal Steam |  | 6736.3799 | 10846
983_B_5 | IN | 18077 | Indiana-Kentucky Electric Corporation - | Clifty Creek | 7744211 | 1876313 | 983 | 5 | 983 | 5 | 00001 | 005 | 1096.15 | 695.84 | 7.0897 | 10.6811 | 7.8078 | 0.3199 | 97.7909 | 270.6444 | 730.9088 | 29.971 | 32.5117 | 9.0788 | 0.20314 | 113.7196 | 2019 | 982 | 31.17 | 133 | 38714.6007 | 50.76 | 221112 | -85.4192 | 38.7383 | 2800 | 125 | 100 |  | 196 | N | Bituminous, Subbituminous | Y | N | N | 9999 | N |  | Coal Steam |  | 5950.2803 | 10727
983_B_6 | IN | 18077 | Indiana-Kentucky Electric Corporation - | Clifty Creek | 7744211 | 1876413 | 983 | 6 | 983 | 6 | 00001 | 006 | 3120.72 | 654.47 | 76.7666 | 115.6545 | 7.3524 | 0.1659 | 92.0987 | 2511.3444 | 473.4088 | 19.0463 | 20.407 | 5.877 | 0.15791 | 73.6968 | 2019 | 982 | 31.17 | 133 | 38714.6007 | 50.76 | 221112 | -85.4192 | 38.7383 | 2800 | 125 | 100 |  | 196 | N | Bituminous, Subbituminous | Y | N | N | 9999 | N |  | Coal Steam |  | 5744.2202 | 10694
1004_G_CT1 | IN | 18083 | Duke Energy Indiana LLC Edwardsport Gen | Edwardsport | 4478911 | 28309713 | 1004 | CTG1 | 1004 | CT1 | 00003 | 002 | 416.8 | 27.6954 | 16.1751 | 16.1751 | 6.8639 | 6.9087 | 12.1148 | 360.94 | 28.3 | 13.3621 | 13.3621 | 3.5192 | 4.8654 | 24.5 | 2019 | 175 | 18.5 | 264 | 15860.6836 | 59.055 | 221112 | -87.2476 | 38.806 | 3200 | 125 | 140 |  | 174.9 | N | Bituminous | Y | N | N | 9999 | N | 1004_G_ST;1004_G_CT1 | IGCC |  | 6472.0898 | 11371
1004_G_CT2 | IN | 18083 | Duke Energy Indiana LLC Edwardsport Gen | Edwardsport | 4478911 | 28309813 | 1004 | CTG2 | 1004 | CT2 | 00003 | 003 | 344.7 | 33.5733 | 12.862 | 12.862 | 6.1367 | 3.7893 | 14.1687 | 408.25 | 26.74 | 16.9127 | 16.9127 | 4.7109 | 4.5823 | 13.47 | 2019 | 175 | 18.5 | 264 | 15860.6836 | 59.055 | 221112 | -87.2476 | 38.806 | 3200 | 125 | 140 |  | 174.9 | N | Bituminous | Y | N | N | 9999 | N |  | IGCC |  | 6414.6602 | 11371
55224_G_CTG3 | IN | 18083 | Duke Energy Indiana LLC. - Wheatland Ge | Wheatland Generating Facility | 4479311 | 28308013 | 55224 | EU-03 | 55224 | CTG3 | 00041 | 003 | 2.302 | 0.011 | 0.80062 | 0.80062 | 0.14934 | 0.22124 | 5.8076 | 29.274 | 0.097 | 1.3219 | 1.3219 | 0.24657 | 0.3653 | 13.93 | 2017 | 55 | 16.56 | 1003 | 32240.0506 | 149.7 | 221112 | -87.2931 | 38.6716 | 1600 | 125 | 120 |  | 114 | N | Natural Gas | Y | N | N | 9999 | N |  | Combustion Turbine |  | 36.86 | 13721
55224_G_CTG4 | IN | 18083 | Duke Energy Indiana LLC. - Wheatland Ge | Wheatland Generating Facility | 4479311 | 28308113 | 55224 | EU-04 | 55224 | CTG4 | 00041 | 004 | 27.007 | 0.148 | 0.90752 | 0.90752 | 0.16928 | 0.71316 | 6.5831 | 22.979 | 0.106 | 1.2427 | 1.2427 | 0.2318 | 0.97657 | 8.9 | 2017 | 55 | 16.56 | 1003 | 32240.0506 | 149.7 | 221112 | -87.2931 | 38.6716 | 1600 | 125 | 120 |  | 111 | N | Natural Gas | Y | N | N | 9999 | N |  | Combustion Turbine |  | 435.9398 | 13727
55224_G_CTG1 | IN | 18083 | Duke Energy Indiana LLC. - Wheatland Ge | Wheatland Generating Facility | 4479311 | 28308213 | 55224 | EU-01 | 55224 | CTG1 | 00041 | 001 | 31.274 | 0.14 | 0.94027 | 0.94027 | 0.17539 | 0.7389 | 6.8206 | 46.544 | 0.146 | 1.4892 | 1.4892 | 0.27778 | 1.1703 | 26.08 | 2019 | 55 | 16.56 | 1003 | 32240.0506 | 149.7 | 221112 | -87.2931 | 38.6716 | 1600 | 125 | 120 |  | 111 | N | Natural Gas | Y | N | N | 9999 | N |  | Combustion Turbine |  | 446.4001 | 13727
55224_G_CTG2 | IN | 18083 | Duke Energy Indiana LLC. - Wheatland Ge | Wheatland Generating Facility | 4479311 | 28308313 | 55224 | EU-02 | 55224 | CTG2 | 00041 | 002 | 32.309 | 0.169 | 0.8234 | 0.8234 | 0.15359 | 0.64706 | 5.9728 | 34.893 | 0.138 | 1.7221 | 1.7221 | 0.32122 | 1.3533 | 22.01 | 2017 | 55 | 16.56 | 1003 | 32240.0506 | 149.7 | 221112 | -87.2931 | 38.6716 | 1600 | 125 | 120 |  | 114 | N | Natural Gas | Y | N | N | 9999 | N |  | Combustion Turbine |  | 501.7 | 13721
10397_B_8HPB | IN | 18089 | Cleveland-Cliffs Steel LLC | ArcelorMittal Indiana Harbor West | 3986611 | 32566313 |  |  | 10397 | 8HPB | 00318 | 024 | 259.381 | 465.4936 | 168.6718 | 168.6718 | 28.7335 | 2.6432 | 474.63 | 219.3422 | 347.2948 | 126.5242 | 126.5242 | 21.9419 | 2.2672 | 361.8114 | 2019 | 150 | 11.5 | 780 | 13508.7669 | 130.06 | 331110 | -87.4592 | 41.6512 |  | 138 | 100 |  | 24 | Y | Fossil Waste | N | N | N | 9999 | N |  | Fossil Waste |  |  | 5172
10397_B_7HPB | IN | 18089 | Cleveland-Cliffs Steel LLC | ArcelorMittal Indiana Harbor West | 3986611 | 32566813 |  |  | 10397 | 7HPB | 00318 | 023 | 102.9936 | 221.82 | 79.8327 | 79.8327 | 13.2898 | 1.024 | 220.029 | 77.0602 | 149.4072 | 53.9744 | 53.9744 | 9.1015 | 0.7776 | 150.4935 | 2019 | 150 | 9.5 | 770 | 7076.0168 | 99.83 | 331110 | -87.4592 | 41.6512 |  | 138 | 100 |  | 11.1 | Y | Fossil Waste | N | N | N | 9999 | N |  | Fossil Waste |  |  | 5172
10397_B_6HPB | IN | 18089 | Cleveland-Cliffs Steel LLC | ArcelorMittal Indiana Harbor West | 3986611 | 32566913 |  |  | 10397 | 6HPB | 00318 | 022 | 44.4983 | 11.318 | 5.1093 | 5.1093 | 1.4447 | 0.5008 | 22.9278 | 52.2842 | 63.7148 | 23.5301 | 23.5301 | 4.2607 | 0.5536 | 69.969 | 2019 | 150 | 9.5 | 770 | 7076.0168 | 99.83 | 331110 | -87.4592 | 41.6512 |  | 138 | 100 |  | 11.1 | Y | Fossil Waste | N | N | N | 9999 | N |  | Fossil Waste |  |  | 5172
55259_G_CT1 | IN | 18089 | Whiting Clean Energy Inc | Whiting Clean Energy | 3988511 | 32560413 | 55259 | CT1 | 55259 | CT1 | 00449 | 001 | 58.4 | 3.9 | 45.4202 | 45.4202 | 16.8 | 14.3 | 37.8 | 49.3 | 3.7 | 50.0114 | 50.4114 | 16.5 | 8 | 43.8 | 2019 | 145 | 16.5 | 190 | 16303.8003 | 76.2 | 221112 | -87.4775 | 41.6739 | 2990 | 125 | 140 |  | 150 | Y | Natural Gas | Y | N | N | 9999 | N |  | Combined Cycle |  | 8024.1401 | 7985
55259_G_CT2 | IN | 18089 | Whiting Clean Energy Inc | Whiting Clean Energy | 3988511 | 32560513 | 55259 | CT2 | 55259 | CT2 | 00449 | 002 | 52.5 | 3.8 | 74.9017 | 74.9017 | 16 | 13.7 | 17.3 | 49.8 | 3.6268 | 68.5686 | 74.0694 | 15.9732 | 7.8 | 26.9 | 2019 | 145 | 16.5 | 190 | 16320.4669 | 76.3 | 221112 | -87.4775 | 41.6739 | 2990 | 125 | 140 |  | 150 | Y | Natural Gas | Y | N | N | 9999 | N |  | Combined Cycle |  | 7887.1899 | 7985
997_B_12 | IN | 18091 | Northern Indiana Public Service Company LLC - Michigan City Generating Station | Michigan City | 8011511 | 4010013 | 997 | 12 | 997 | 12 | 00021 | 007 | 815.4008 | 1901.0275 | 194.3578 | 200.2369 | 53.1718 | 1.36 | 248.3249 | 534.129 | 485.251 | 119.7185 | 121.1731 | 35.1601 | 1.032 | 170.3215 | 2019 | 505 | 20.92 | 280 | 26727.7838 | 77.76 | 221112 | -86.9086 | 41.7208 | 5200 | 125 | 100 |  | 469 | N | Bituminous, Subbituminous | Y | N | N | 9999 | N |  | Coal Steam |  | 5238.5098 | 10791
7948_G_1 | IN | 18093 | Lawrence Generating Station | Lawrence County Station | 10714911 | 58598713 | 7948 | 1 | 7948 | 1 | 00028 | 001 | 2.7 | 0.0219 | 0.24455 | 0.4161 | 0.07665 | 0.33215 | 3.285 | 3.195 | 0.02 | 0.18191 | 0.18191 | 0.057015 | 0.08688 | 2.4435 | 2017 | 45 | 9 | 841 | 9350.0001 | 147 | 221112 | -86.4506 | 38.8008 | 460 | 125 | 120 |  | 43.8 | N | Natural Gas | Y | N | N | 9999 | N |  | Combustion Turbine |  | 247.96 | 11069
7948_G_2 | IN | 18093 | Lawrence Generating Station | Lawrence County Station | 10714911 | 58598813 | 7948 | 2 | 7948 | 2 | 00028 | 002 | 2.8 | 0.02265 | 0.25293 | 0.43035 | 0.079275 | 0.34353 | 3.3975 | 3.431 | 0.025 | 0.20469 | 0.20469 | 0.064155 | 0.09776 | 2.7495 | 2017 | 45 | 9 | 841 | 9350.0001 | 147 | 221112 | -86.4506 | 38.8008 | 460 | 125 | 120 |  | 43.8 | N | Natural Gas | Y | N | N | 9999 | N |  | Combustion Turbine |  | 216.0501 | 11073
7948_G_3 | IN | 18093 | Lawrence Generating Station | Lawrence County Station | 10714911 | 58598913 | 7948 | 3 | 7948 | 3 | 00028 | 003 | 2.4 | 0.01845 | 0.20603 | 0.35055 | 0.064575 | 0.27982 | 2.7675 | 3.181 | 0.022 | 0.19229 | 0.19229 | 0.06027 | 0.09184 | 2.583 | 2019 | 45 | 9 | 841 | 9350.0001 | 147 | 221112 | -86.4506 | 38.8008 | 460 | 125 | 120 |  | 43.8 | N | Natural Gas | Y | N | N | 9999 | N |  | Combustion Turbine |  | 219.28 | 11070
7948_G_4 | IN | 18093 | Lawrence Generating Station | Lawrence County Station | 10714911 | 58599013 | 7948 | 4 | 7948 | 4 | 00028 | 004 | 2.2 | 0.01605 | 0.17922 | 0.30495 | 0.056175 | 0.24343 | 2.4075 | 3.439 | 0.022 | 0.20569 | 0.20569 | 0.06447 | 0.09824 | 2.763 | 2017 | 45 | 9 | 841 | 9350.0001 | 147 | 221112 | -86.4506 | 38.8008 | 460 | 125 | 120 |  | 43.8 | N | Natural Gas | Y | N | N | 9999 | N |  | Combustion Turbine |  | 201.87 | 11070
7948_G_5 | IN | 18093 | Lawrence Generating Station | Lawrence County Station | 10714911 | 58599113 | 7948 | 5 | 7948 | 5 | 00028 | 005 | 1.9 | 0.01389 | 0.1551 | 0.26391 | 0.048615 | 0.21066 | 2.0835 | 3.274 | 0.021 | 0.33299 | 0.33299 | 0.10437 | 0.15904 | 4.473 | 2017 | 45 | 9 | 841 | 9350.0001 | 147 | 221112 | -86.4506 | 38.8008 | 460 | 125 | 120 |  | 43.8 | N | Natural Gas | Y | N | N | 9999 | N |  | Combustion Turbine |  | 192.83 | 11070
7948_G_6 | IN | 18093 | Lawrence Generating Station | Lawrence County Station | 10714911 | 58599213 | 7948 | 6 | 7948 | 6 | 00028 | 006 | 1.9 | 0.01428 | 0.15946 | 0.27132 | 0.04998 | 0.21658 | 2.142 | 3.849 | 0.023 | 0.37955 | 0.37955 | 0.11897 | 0.18128 | 5.0985 | 2017 | 45 | 9 | 841 | 9350.0001 | 147 | 221112 | -86.4506 | 38.8008 | 460 | 125 | 120 |  | 43.8 | N | Natural Gas | Y | N | N | 9999 | N |  | Combustion Turbine |  | 268.7301 | 11067
7336_G_ACT3 | IN | 18095 | Indiana Municipal Power Agency Anderson | Anderson | 7956711 | 3011413 | 7336 | ;ACT1;ACT3;ACT2 | 7336 | ACT3;ACT3;ACT3 | 00051 | 001 | 4.9173 | 0.060112 | 0.93088 | 0.93088 | 0.16258 | 0.51193 | 1.5138 | 3.967 | 0.084458 | 0.31066 | 0.31066 | 0.067478 | 0.66492 | 1.4033 | 2019 | 34 | 14 | 990 | 11068.1502 | 71.9 | 221112 | -85.7391 | 40.0529 | 560 | 125 | 120 |  | 72 | N | Natural Gas, Distillate Fuel Oil | Y | N | N | 9999 | Y | 7336_G_ACT2;7336_G_ACT3;7336_G_ACT1 | Combustion Turbine |  | 151.25 | 12613
992_B_11 | IN | 18097 | Citizens Thermal | CC Perry K | 4885311 | 100805313 | 992 | 11 | 992 | 11 | 00034 | 11 | 158.7 | 0.3954 | 4.2021 | 4.2021 | 5.9 | 2.1088 | 3.24 | 142.17 | 0.32911 | 3.9622 | 3.9622 | 5.85 | 1.7552 | 2.86 | 2019 | 272 | 15.2 | 420 | 3166.6667 | 17.45 | 22133 | -86.1665 | 39.7629 | 382 | 125 | 100 |  | 2.1 | Y | Natural Gas | Y | N | N | 9999 | N |  | O/G Steam |  | 7080.3486 | 8300
992_B_12 | IN | 18097 | Citizens Thermal | CC Perry K | 4885311 | 100805413 | 992 | 12 | 992 | 12 | 00034 | 12 | 243.806 | 0.52244 | 6.6176 | 6.6176 | 4.789 | 2.7864 | 73.1417 | 102.8433 | 0.44076 | 5.5829 | 5.5829 | 4.0403 | 2.3507 | 61.706 | 2019 | 272 | 15.23 | 375 | 2833.3333 | 15.5 | 22133 | -86.1665 | 39.7629 | 382 | 125 | 100 |  | 2.1 | Y | Natural Gas | Y | N | N | 9999 | N |  | O/G Steam |  | 7978.0273 | 8300
992_B_13 | IN | 18097 | Citizens Thermal | CC Perry K | 4885311 | 100805513 | 992 | 13 | 992 | 13 | 00034 | 13 | 47.9 | 0.13828 | 1.6179 | 1.6179 | 2.36 | 0.73749 | 3.78 | 88.17 | 0.22084 | 2.6993 | 2.6993 | 4.01 | 1.1778 | 5.1 | 2019 | 272 | 15.23 | 375 | 2833.3333 | 15.5 | 22133 | -86.1665 | 39.7629 | 394 | 125 | 100 |  | 0.38 | N | Natural Gas | Y | N | N | 9999 | N |  | O/G Steam |  | 2904.0696 | 14500
992_B_14 | IN | 18097 | Citizens Thermal | CC Perry K | 4885311 | 100805613 | 992 | 14 | 992 | 14 | 00034 | 14 | 55.33 | 0.163 | 2.2462 | 2.2462 | 3.45 | 0.86934 | 12.73 | 44.79 | 0.11638 | 1.3985 | 1.3985 | 2.06 | 0.6207 | 1.56 | 2019 | 272 | 15.2 | 420 | 3166.6667 | 17.45 | 22133 | -86.1665 | 39.7629 | 394 | 125 | 100 |  | 0.38 | N | Natural Gas | Y | N | N | 9999 | N |  | O/G Steam |  | 3479.5696 | 14500
992_B_16 | IN | 18097 | Citizens Thermal | CC Perry K | 4885311 | 100805813 | 992 | 16 | 992 | 16 | 00034 | 16 | 8.98 | 0.02526 | 0.31996 | 0.31996 | 0.23155 | 0.13472 | 3.5364 | 4.28 | 0.02385 | 0.3021 | 0.3021 | 0.21863 | 0.1272 | 3.339 | 2019 | 272 | 14.5 | 560 | 2500 | 15.1 | 22133 | -86.1665 | 39.7629 | 340 | 125 | 100 |  | 0.38 | N | Natural Gas | Y | N | N | 9999 | N |  | O/G Steam |  | 589.28 | 14500
992_B_17 | IN | 18097 | Citizens Thermal | CC Perry K | 4885311 | 100805913 |  |  | 992 | 17 | 00034 | 17 | 13.294 | 0.02571 | 0.40936 | 0.44986 | 0.24647 | 0.18032 | 3.8694 | 3.9411 | 0.016884 | 0.21396 | 0.21401 | 0.15478 | 0.090099 | 2.3641 | 2019 | 272 | 14.5 | 560 | 2500 | 15.1 | 22133 | -86.1665 | 39.7629 |  | 125 | 100 |  | 0.38 | N | Natural Gas | N | N | N | 9999 | N |  | O/G Steam |  |  | 14500
992_B_18 | IN | 18097 | Citizens Thermal | CC Perry K | 4885311 | 100806013 |  |  | 992 | 18 | 00034 | 18 | 10.8246 | 0.019827 | 0.35267 | 0.40179 | 0.19485 | 0.15814 | 3.1033 | 2.8309 | 0.012132 | 0.15368 | 0.15368 | 0.11121 | 0.064707 | 1.6985 | 2019 | 272 | 14.5 | 560 | 2500 | 15.1 | 22133 | -86.1665 | 39.7629 |  | 125 | 999 |  | 0.38 | N | Natural Gas | N | N | N | 9999 | N |  | O/G Steam |  |  | 14500
7759_G_GT1 | IN | 18097 | Georgetown Substation Generating Plant | Georgetown | 5544111 | 100832913 | 7759 | GT1 | 7759 | GT1 | 00352 | GT1 | 6.6 | 0.1 | 2.9997 | 2.9997 | 0.57157 |  | 16.9364 | 3 | 0.0744 | 1.2983 | 1.2983 | 0.24738 |  | 7.3303 | 2017 | 56 | 14.8 | 1063 | 8726.9168 | 50.7 | 221112 | -86.2439 | 39.9022 | 1100 | 125 | 120 |  | 69 | N | Natural Gas | Y | N | N | 9999 | N |  | Combustion Turbine |  | 796.1505 | 13177
7759_G_GT2 | IN | 18097 | Georgetown Substation Generating Plant | Georgetown | 5544111 | 100833013 | 7759 | GT2 | 7759 | GT2 | 00352 | GT2 | 10.4 | 0.3 | 4.1147 | 4.1147 | 0.78404 |  | 23.2322 | 5.4 | 0.1194 | 2.0835 | 2.0835 | 0.397 |  | 11.7639 | 2017 | 56 | 14.8 | 1063 | 8726.9168 | 50.7 | 221112 | -86.2439 | 39.9022 | 1100 | 125 | 120 |  | 69 | N | Natural Gas | Y | N | N | 9999 | N |  | Combustion Turbine |  | 968.1302 | 13177
7759_G_GT3 | IN | 18097 | Georgetown Substation Generating Plant | Georgetown | 5544111 | 100833113 | 7759 | GT3 | 7759 | GT3 | 00352 | GT3 | 8 | 0.3 | 3.9399 | 3.9399 | 0.75072 |  | 22.245 | 5.9 | 0.1134 | 1.9788 | 1.9788 | 0.37705 |  | 11.1727 | 2017 | 56 | 14.8 | 1063 | 8726.9168 | 50.7 | 221112 | -86.2439 | 39.9022 | 1100 | 125 | 120 |  | 69 | N | Natural Gas | Y | N | N | 9999 | N |  | Combustion Turbine |  | 992.4003 | 13177
7759_G_GT4 | IN | 18097 | Georgetown Substation Generating Plant | Georgetown | 5544111 | 100833213 | 7759 | GT4 | 7759 | GT4 | 00352 | GT4 | 7 | 0.1 | 3.1776 | 3.1776 | 0.60548 |  | 17.9414 | 6.2 | 0.13545 | 2.3636 | 2.3636 | 0.45037 |  | 13.3452 | 2017 | 56 | 14.8 | 1063 | 8726.9168 | 50.7 | 221112 | -86.2439 | 39.9022 | 1150 | 125 | 120 |  | 69 | N | Natural Gas | Y | N | N | 9999 | N |  | Combustion Turbine |  | 819.3804 | 13177
990_G_GT4 | IN | 18097 | IPL - Harding Street Station | Harding Street | 7255211 | 91188213 | 990 | GT4 | 990 | GT4 | 00033 | GT4 | 53.4 | 0.2 | 2.2653 | 2.2657 | 0.70431 |  | 0.0061925 | 21.6 | 0.0825 | 0.92125 | 0.92125 | 0.28875 |  |  | 2017 | 66 | 13.8 | 1030 | 28166.6672 | 188.3 | 221112 | -86.1975 | 39.7119 | 1120 | 125 | 120 |  | 67 | N | Natural Gas, Distillate Fuel Oil | Y | N | N | 2030 | N |  | Combustion Turbine |  | 916.8398 | 11798
990_G_GT5 | IN | 18097 | IPL - Harding Street Station | Harding Street | 7255211 | 91188313 | 990 | GT5 | 990 | GT5 | 00033 | GT5 | 38.8 | 0.3 | 2.0406 | 2.0414 | 0.62935 |  | 0.011123 | 27.3 | 0.1053 | 1.1759 | 1.1759 | 0.36855 |  |  | 2019 | 66 | 13.8 | 1020 | 30500.0006 | 203.9 | 221112 | -86.1975 | 39.7119 | 1110 | 125 | 120 |  | 67 | N | Natural Gas, Distillate Fuel Oil | Y | N | N | 2030 | N |  | Combustion Turbine |  | 874.64 | 11798
990_G_3 | IN | 18097 | INDIANAPOLIS POWER & LIGHT CO HARDIN |  | 7255211 | 91188413 | 990 | 9 |  |  | 00033 | Unit 3 | 0 | 0 | 0 | 0 | 0 | 0 | 0 | [8 empty] | 209 | 7 | 377 | 2652.9833 | 68.9 | 221112 | -86.1975 | 39.7119 | 527 | 125 | 100 |  |  |  |  | N | N | N |  | N
990_B_10 | IN | 18097 | INDIANAPOLIS POWER & LIGHT CO HARDIN |  | 7255211 | 91188513 | 990 | 10 |  |  | 00033 | Unit 4 | 0 | 0 | 0 | 0 | 0 | 0 | 0 | [8 empty] | 209 | 7 | 377 | 2652.9833 | 68.9 | 221112 | -86.1975 | 39.7119 | 527 | 125 | 100 |  |  |  |  | N | N | N |  | N
990_G_5 | IN | 18097 | IPL - Harding Street Station | Harding Street | 7255211 | 91188613 | 990 | 50 | 990 | 50 | 00033 | Unit 5 | 81.9 | 1.2 | 15.428 | 15.428 | 5.8485 | 6.496 | 37.964 | 19.5 | 0.3078 | 3.8988 | 3.8988 | 0.19 |  | 0.08 | 2019 | 261 | 6.5 | 334 | 7166.6668 | 216 | 221112 | -86.1975 | 39.7119 | 1020 | 125 | 100 |  | 101 | N | Natural Gas | Y | N | N | 9999 | N | 990_G_5;990_B_50 | O/G Steam |  | 5388.1997 | 10586
990_G_6 | IN | 18097 | IPL - Harding Street Station | Harding Street | 7255211 | 91188713 | 990 | 60 | 990 | 60 | 00033 | Unit 6 | 71.7 | 1.2 | 13.8587 | 13.8587 | 4.8139 | 5.8352 | 32.951 | 19.8 | 0.324 | 4.104 | 4.104 | 0.2 |  | 1.18 | 2019 | 261 | 6.5 | 350 | 6916.6668 | 208.4 | 221112 | -86.1975 | 39.7119 | 1020 | 125 | 100 |  | 99 | N | Natural Gas | Y | N | N | 9999 | N | 990_G_6;990_B_60 | O/G Steam |  | 5001.4307 | 10560
990_B_70 | IN | 18097 | IPL - Harding Street Station | Harding Street | 7255211 | 91188813 | 990 | 70 | 990 | 70 | 00033 | Unit 7 | 762.7 | 271.3 | 36.7224 | 42.4934 | 25.9643 | 12.6558 | 288.1377 | 380.7 | 2.2743 | 28.8078 | 28.8078 | 11.98 |  | 22.61 | 2019 | 565 | 20 | 133 | 25052.7838 | 79.75 | 221112 | -86.1975 | 39.7119 | 4120 | 125 | 100 |  | 418 | N | Natural Gas | Y | N | N | 9999 | N |  | O/G Steam |  | 4786.6216 | 10744
990_G_GT1 | IN | 18097 | IPL - Harding Street Station | Harding Street | 7255211 | 91608213 |  |  | 990 | GT1 | 00033 | GT1 | 3.843 | 0.1323 | 0.04851 | 0.049455 | 0.00189 |  | 0.014449 | 1.769 | 0.0406 | 0.02233 | 0.022765 | 0.00087 |  | 0.0066511 | 2017 | 32 | 12.5 | 965 | 2876.8167 | 23.5 | 221112 | -86.1975 | 39.7119 |  | 125 | 120 |  | 19.1 | N | Distillate Fuel Oil | N | N | N | 9999 | N |  | Combustion Turbine |  |  | 11798
990_G_GT2 | IN | 18097 | IPL - Harding Street Station | Harding Street | 7255211 | 91608313 |  |  | 990 | GT2 | 00033 | GT2 | 3.233 | 0.1113 | 0.04081 | 0.041605 | 0.00159 |  | 0.012156 | 1.83 | 0.042 | 0.0231 | 0.02355 | 0.0009 |  | 0.0068805 | 2019 | 31 | 12.5 | 965 | 2876.8167 | 23.5 | 221112 | -86.1975 | 39.7119 |  | 125 | 120 |  | 17.9 | N | Distillate Fuel Oil | N | N | N | 9999 | N |  | Combustion Turbine |  |  | 11798
990_G_GT3 | IN | 18097 | INDIANAPOLIS POWER & LIGHT CO HARDIN |  | 7255211 | 91608413 |  |  |  |  | 00033 | GT3 | 0 | 0 | 0 | 0 | 0 |  | 0 | [8 empty] | 31 | 12.5 | 965 | 2876.8166 | 23.5 | 221112 | -86.1975 | 39.7119 |  | 125 | 120 |  |  |  |  | N | N | N |  | N
990_G_GT6 | IN | 18097 | IPL - Harding Street Station | Harding Street | 7255211 | 91608513 | 990 | GT6 | 990 | GT6 | 00033 | GT6 | 27.8 | 0.5 | 6.0032 | 6.0032 | 1.8816 |  |  | 22.7 | 0.345 | 3.8525 | 3.8525 | 1.2075 |  |  | 2019 | 75 | 18 | 1000 | 41666.6675 | 163.74 | 221112 | -86.1975 | 39.7119 | 2000 | 125 | 120 |  | 154 | N | Natural Gas | Y | N | N | 2030 | N |  | Combustion Turbine |  | 1215.37 | 11798
50647_G_GEN1 | IN | 18097 | COVANTA INDIANAPOLIS INC | Covanta Indianapolis Energy | 7744611 | 1875013 |  |  | 50647 | GEN1 | 00123 | 001 | 335.7078 | 19.9025 | 1.8314 | 1.8314 | 0.022742 | 0.013232 | 26.2773 | 381.164 | 46.0012 | 24.1412 | 39.0156 | 0.011275 | 0.00656 | 125.9922 | 2019 | 275 | 8 | 305 | 3221.5833 | 64.1 | 562213 | -86.1895 | 39.7342 |  | 103 | 100 |  | 5 | Y | MSW | N | Y | N | 9999 | N |  | Municipal Solid Waste |  |  | 7014
50647_G_GEN1C | IN | 18097 | COVANTA INDIANAPOLIS INC |  | 7744611 | 1875113 |  |  |  |  | 00123 | 003 | 365.9828 | 19.2517 | 1.991 | 1.991 | 0.01518 | 0.008832 | 51.4118 | 390.496 | 20.401 | 24.7299 | 39.9749 | 0.00935 | 0.00544 | 54.0328 | 2019 | 275 | 8 | 305 | 3112.2667 | 61.9 | 562213 | -86.1895 | 39.7342 |  | 103 | 100 |  |  |  |  | N | Y | N |  | N
50647_G_GEN1B | IN | 18097 | COVANTA INDIANAPOLIS INC |  | 7744611 | 1875213 |  |  |  |  | 00123 | 002 | 375.9532 | 28.5222 | 2.048 | 2.048 | 0.020295 | 0.011808 | 41.4272 | 350.406 | 7.4212 | 22.188 | 35.8688 | 0.010725 | 0.00624 | 121.7696 | 2019 | 275 | 8 | 302 | 3355.95 | 66.8 | 562213 | -86.1895 | 39.7342 |  | 103 | 100 |  |  |  |  | N | Y | N |  | N
1037_B_2 | IN | 18103 | PERU UTILITIES POWER PLANT |  | 4552711 | 28437313 |  |  |  |  | 00001 | 001 | [7 empty] | 4.29 | 16.5243 | 0.016506 | 0.059522 | 0.0117 |  |  | 2019 | 165 | 7 | 310 | 2077.4 | 53.98 | 221112 | -86.0573 | 40.7551 |  | 125 | 100 |  |  |  |  | N | N | N |  | N
1024_B_5 | IN | 18107 | Crawfordsville Energy LLC | Crawfordsville Power Plant | 8224711 | 4243413 |  |  | 1024 | 5 | 00003 | 002 | 0 | 0 | 0 | 0 | 0 | 0 | 0 | [8 empty] | 192 | 7 | 380 | 1116.6666 | 29 | 221122 | -86.9062 | 40.0488 |  | 125 | 100 |  | 10.6 | N | Bituminous | N | N | N | 9999 | N |  | Coal Steam |  |  | 14500
1024_B_6 | IN | 18107 | Crawfordsville Energy LLC | Crawfordsville Power Plant | 8224711 | 4243513 |  |  | 1024 | 6 | 00003 | 001 | 0 | 0 | 0 | 0 | 0 | 0 | 0 | [8 empty] | 198 | 8 | 390 | 1266.6666 | 25.2 | 221122 | -86.9062 | 40.0488 |  | 125 | 100 |  | 12.6 | N | Bituminous | N | N | N | 9999 | N |  | Coal Steam |  |  | 14500
1024_B_5x | IN | 18107 | Crawfordsville Energy LLC |  | 8224711 | 4243713 |  |  |  |  | 00003 | 003 | 0 | 0 | 0 | 0 | 0 | 0 | 0 | [8 empty] | 192 | 7 | 380 | 1116.6666 | 29 | 221122 | -86.9062 | 40.0488 |  | 125 | 100 |  |  |  |  | N | N | N |  | N
991_G_GT1 | IN | 18109 | IPL Eagle Valley Generating Station | Eagle Valley (IN) | 8225111 | 128403813 | 991 | GT1 | 991 | GT1 | 00004 | GT1 | [7 empty] | 58.6 | 5.1 | 54.7202 | 54.7202 | 17.1511 |  | 124.958 | 2017 | 150 | 20 | 190 | 22462.3837 | 71.5 | 221112 | -86.4185 | 39.4851 |  | 125 | 999 |  | 207 | N | Natural Gas | Y | N | N | 9999 | N |  | Combined Cycle |  | 8213.1094 | 7050
991_G_GT2 | IN | 18109 | IPL Eagle Valley Generating Station | Eagle Valley (IN) | 8225111 | 128403913 | 991 | GT2 | 991 | GT2 | 00004 | GT2 | [7 empty] | 56.5 | 5.3 | 56.41 | 56.41 | 17.6807 |  | 128.8169 | 2019 | 150 | 20 | 190 | 22462.3837 | 71.5 | 221112 | -86.4185 | 39.4851 |  | 125 | 999 |  | 207 | N | Natural Gas | Y | N | N | 9999 | N |  | Combined Cycle |  | 8499.2305 | 7050
991_G_2 | IN | 18109 | Indianapolis Power & Light AES Eagle Valley |  | 8225111 | 4234313 | 991 | 2 |  |  | 00004 | 002 | 0 | 0 | 0 | 0 | 0 | 0 | 0 | [8 empty] | 250 | 15 | 363 | 5194.4666 | 29.39 | 221112 | -86.4186 | 39.4861 | 524 | 125 | 100 |  |  |  |  | N | N | N |  | N
991_G_ST1 | IN | 18109 | IPL Eagle Valley Generating Station |  | 8225111 | 4234513 | 991 | 1 |  |  | 00004 | 001 | 0 | 0 | 0 | 0 | 0 | 0 | 0 | 0.0145 | 8.7e-05 | 0.001102 | 0.001102 | 0.0007975 | 0.000464 | 0.01218 | 2019 | 150 | 20 | 190 | 22462.3837 | 71.5 | 221112 | -86.4185 | 39.4851 | 524 | 125 | 100 |  |  |  |  | N | N | N |  | N
991_G_5 | IN | 18109 | Indianapolis Power & Light AES Eagle Valley |  | 8225111 | 4234613 | 991 | 5 |  |  | 00004 | 005 | 54.59 | 362.22 | 0.7366 | 2.2488 | 0.55128 | 0.0097405 | 4.613 | [8 empty] | 282 | 15 | 357 | 11750 | 66.49 | 221112 | -86.4186 | 39.4852 | 741 | 125 | 100 |  |  |  |  | Y | N | N |  | N |  |  |  | 854.05
991_G_3 | IN | 18109 | Indianapolis Power & Light AES Eagle Valley |  | 8225111 | 4234713 | 991 | 3 |  |  | 00004 | 003 | 0 | 0 | 0 | 0 | 0 | 0 | 0 | [8 empty] | 282 | 15 | 340 | 7666.6666 | 43.38 | 221112 | -86.4186 | 39.4852 | 524 | 125 | 100 |  |  |  |  | N | N | N |  | N
991_B_6 | IN | 18109 | Indianapolis Power & Light AES Eagle Valley |  | 8225111 | 4235013 | 991 | 6 |  |  | 00004 | 006 | 118.71 | 787.68 | 2.3245 | 7.1241 | 1.135 | 0.016953 | 9.4842 | [8 empty] | 282 | 15 | 357 | 11750 | 66.49 | 221112 | -86.4186 | 39.4852 | 1020 | 125 | 100 |  |  |  |  | Y | N | N |  | N |  |  |  | 1188.1499
991_G_4 | IN | 18109 | Indianapolis Power & Light AES Eagle Valley |  | 8225111 | 4235113 | 991 | 4 |  |  | 00004 | 004 | 9.6 | 67.5 | 0.062173 | 0.18221 | 0.0957 | 0.003535 | 0.8085 | [8 empty] | 282 | 15 | 340 | 7666.6666 | 43.38 | 221112 | -86.4186 | 39.4852 | 741 | 125 | 100 |  |  |  |  | Y | N | N |  | N |  |  |  | 183.4
994_B_4 | IN | 18125 | Indianapolis Power and Light Petersburg | AES Petersburg | 7362411 | 10578713 | 994 | 4 | 994 | 4 | 00002 | 004 | 4019.4 | 3410.8 | 35.5374 | 81.5224 | 37.1805 | 0.44709 | 310.2425 | 2807.5 | 2467.3 | 31.0127 | 74.1763 | 34.9452 | 0.06812 | 292.3687 | 2017 | 625 | 22 | 157 | 32833.3339 | 86.4 | 221112 | -87.2529 | 38.5278 | 5550 | 125 | 100 |  | 530 | N | Bituminous | Y | N | N | 9999 | N |  | Coal Steam |  | 7276.3101 | 10617
994_B_2 | IN | 18125 | Indianapolis Power and Light Petersburg | AES Petersburg | 7362411 | 10578813 | 994 | 2 | 994 | 2 | 00002 | 002 | 1708.4 | 3083.4 | 8.4746 | 19.4185 | 30.2228 | 0.47359 | 252.646 | 1255.9 | 1160.6 | 9.5127 | 22.7529 | 36.4085 | 0.12258 | 303.9838 | 2019 | 621 | 20.6 | 124 | 26083.3338 | 78.3 | 221112 | -87.2529 | 38.5278 | 4140 | 125 | 100 |  | 422 | N | Bituminous | Y | N | N | 2023 | N |  | Coal Steam |  | 6582.7188 | 10642
994_B_3 | IN | 18125 | Indianapolis Power and Light Petersburg | AES Petersburg | 7362411 | 10579113 | 994 | 3 | 994 | 3 | 00002 | 003 | 3112.9 | 5094.1 | 150.1804 | 344.5097 | 39.8873 | 0.56276 | 333.1755 | 1108.3 | 2374.8 | 118.5384 | 283.5225 | 33.8775 | 0.12297 | 283.2043 | 2019 | 623 | 22 | 156 | 32166.6673 | 84.6 | 221112 | -87.2529 | 38.5278 | 5540 | 125 | 100 |  | 528 | N | Bituminous | Y | N | N | 9999 | N |  | Coal Steam |  | 7670.4097 | 10632
994_B_1 | IN | 18125 | Indianapolis Power and Light Petersburg | AES Petersburg | 7362411 | 10579213 | 994 | 1 | 994 | 1 | 00002 | 001 | 1972.7 | 1249.2 | 47.2071 | 108.2618 | 22.6959 | 0.24584 | 189.267 | 1774.9 | 583.3 | 36.6518 | 87.665 | 18.9585 | 0.06812 | 158.321 | 2019 | 621 | 15.3 | 123 | 14000.0002 | 76.1 | 221112 | -87.2529 | 38.5278 | 2200 | 125 | 100 |  | 222 | N | Bituminous | Y | N | N | 2021 | N |  | Coal Steam |  | 8470.75 | 10879
55096_G_ST2 | IN | 18127 | PORTSIDE ENERGY LLC |  | 4691211 | 28341313 | 55096 | BLR2 |  |  | 00067 | 003 | 8.28 | 0.077985 | 0.98781 | 0.98781 | 0.71486 | 0.41592 | 10.9179 | 10.7 | 0.17419 | 2.2064 | 2.2064 | 1.5967 | 0.92901 | 24.3865 | 2019 | 90 | 5.5 | 308 | 1208.3666 | 50.7 | 221112 | -87.1729 | 41.6315 | 260 | 125 | 140 |  |  |  |  | Y | N | N |  | N |  |  |  | 3564.4402
55096_B_HRSG1 | IN | 18127 | PORTSIDE ENERGY LLC |  | 4691211 | 28341413 | 55096 | BLR1 |  |  | 00067 | 002 | 0.67 | 0.012465 | 0.15789 | 0.15789 | 0.11426 | 0.06648 | 1.7451 | 5.5 | 0.14533 | 1.8409 | 1.8409 | 1.3322 | 0.77512 | 20.3469 | 2019 | 90 | 5.5 | 308 | 1208.3666 | 50.7 | 221112 | -87.1729 | 41.6315 | 260 | 125 | 140 |  |  |  |  | Y | N | N |  | N |  |  |  | 221.64
55096_G_GT | IN | 18127 | PORTSIDE ENERGY LLC | Portside Energy | 4691211 | 28341513 | 55096 | CT | 55096 | GT | 00067 | 001 | 94.53 | 0.96719 | 10.8003 | 10.8003 | 3.3852 | 5.1584 | 24.1798 | 99.9 | 0.88287 | 9.8587 | 9.8587 | 3.0901 | 4.7087 | 22.0718 | 2017 | 75 | 9.04 | 278 | 7168.8334 | 112.1 | 221112 | -87.1729 | 41.6315 | 498 | 125 | 140 |  | 34 | Y | Natural Gas | Y | N | N | 9999 | N |  | Combustion Turbine |  | 3587.5601 | 8700
995_G_10 | IN | 18127 | Northern Indiana Public Service Company LLC - Bailly Generating Station | Bailly | 7376611 | 10538413 | 995 | 10 | 995 | 10 | 00002 | 003 | 2.717 | 0.0040194 | 0.045098 | 0.045098 | 0.014349 | 0 | 0.5603 |  | 3e-08 | 3.4e-07 | 3.3e-07 | 1.1e-07 |  | 4.18e-06 | 2017 | 40 | 14 | 829 | 9494.9001 | 61.68 | 221112 | -87.1225 | 41.6433 | 435 | 125 | 120 |  | 31 | N | Natural Gas | Y | N | N | 2020 | N |  | Combustion Turbine |  | 82.08 | 21362
995_B_8 | IN | 18127 | NIPSCO BAILLY STATION |  | 7376611 | 10538513 | 995 | 8 |  |  | 00002 | 002 | 770.8369 | 464.4471 | 124.9375 | 134.9516 | 27.4752 | 0.5973 | 130.2094 | [8 empty] | 480 | 33 | 129 | 28694.65 | 33.55 | 221112 | -87.1225 | 41.6451 | 5010 | 125 | 100 |  |  |  |  | Y | N | N |  | N |  |  |  | 4667.4004
995_B_7 | IN | 18127 | NIPSCO BAILLY STATION |  | 7376611 | 10538613 | 995 | 7 |  |  | 00002 | 001 | 571.6903 | 343.3021 | 92.4943 | 99.9038 | 20.3462 | 0.4427 | 96.8218 | [8 empty] | 480 | 33 | 129 | 28694.65 | 33.55 | 221112 | -87.1225 | 41.6451 | 5010 | 125 | 100 |  |  |  |  | Y | N | N |  | N |  |  |  | 6344.7305
6137_G_5 | IN | 18129 | Sigeco AB Brown South Indiana Gas & Ele | A B Brown | 8166111 | 5887413 | 6137 | 4 | 6137 | 5 | 00010 | 008 | 2.89 | 0.3026 | 0.4459 | 0.4459 | 0.1532 |  | 4.6374 |  |  | 0.4976 | 0.4976 |  |  |  | 2019 | 75 | 14.75 | 810 | 22833.3333 | 133.63 | 221112 | -87.7154 | 37.9047 | 1410 | 125 | 120 |  | 80 | N | Natural Gas | Y | N | N | 9999 | N |  | Combustion Turbine |  | 250.05 | 13384
6137_B_1 | IN | 18129 | Sigeco AB Brown South Indiana Gas & Ele | A B Brown | 8166111 | 5887813 | 6137 | 1 | 6137 | 1 | 00010 | 001 | 681 | 1673.6031 | 124.2998 | 145.5598 | 12.9 | 0.64 | 111.1 | 1127.2 | 2061.7 | 177.1758 | 204.6667 | 17.4113 | 2.074e-05 | 147.823 | 2019 | 497 | 14 | 130 | 13893.3336 | 90.25 | 221112 | -87.7154 | 37.9047 | 3630 | 125 | 100 |  | 245 | N | Bituminous | Y | N | N | 9999 | N |  | Coal Steam |  | 5345.0103 | 11185
6137_B_2 | IN | 18129 | Sigeco AB Brown South Indiana Gas & Ele | A B Brown | 8166111 | 5887913 | 6137 | 2 | 6137 | 2 | 00010 | 002 | 1007.5 | 2181.1023 | 181.2075 | 222.7175 | 19.72 | 1.525 | 167.1 | 1286.8 | 1896.6 | 195.5212 | 246.212 | 18.9858 | 1.22e-05 | 159.82 | 2019 | 497 | 14 | 130 | 15000.0003 | 97.44 | 221112 | -87.7097 | 37.9038 | 4470 | 125 | 100 |  | 245 | N | Bituminous | Y | N | N | 9999 | N |  | Coal Steam |  | 7938.6001 | 10985
6137_G_4 | IN | 18129 | Sigeco AB Brown South Indiana Gas & Ele | A B Brown | 8166111 | 5888013 | 6137 | 3 | 6137 | 4 | 00010 | 003 | 15.3065 | 0.2468 | 0.479 | 0.479 | 0.1524 | 0.46972 | 2.1773 | 5.951 | 0.1578 | 0.3021 | 0.3021 | 0.095833 | 0.29514 | 3.7475 | 2019 | 32 | 7.1 | 1069 | 5780.4167 | 146 | 221112 | -87.715 | 37.9053 | 1110 | 125 | 120 |  | 80 | N | Natural Gas, Distillate Fuel Oil | Y | N | N | 9999 | N |  | Combustion Turbine |  | 269.89 | 13384
57794_G_CT1 | IN | 18141 | St. Joseph Energy Center LLC | St Joseph Energy Center | 17995911 | 128411613 |  |  | 57794 | CT1 | 00579 | CTG01A | [7 empty] | 57.7626 | 5.7976 | 64.7401 | 64.7401 | 20.2917 | 0.067639 | 5.1211 | 2019 | 203 | 20 | 170 | 20608.8504 | 65.6 | 221112 | -86.4817 | 41.7017 | 0.01 | 125 | 999 |  | 237 | N | Natural Gas | N | N | N | 9999 | N | 57794_G_ST1;57794_G_CT1 | Combined Cycle |  |  | 7050
57794_G_CT2 | IN | 18141 | St. Joseph Energy Center LLC | St Joseph Energy Center | 17995911 | 128411713 | 57794 | CTG01B | 57794 | CT2 | 00579 | CTG01B | [7 empty] | 57.6378 | 5.7688 | 64.4186 | 64.4186 | 20.1909 | 0.067303 | 7.5703 | 2019 | 203 | 20 | 170 | 20608.8504 | 65.6 | 221112 | -86.4817 | 41.7017 |  | 125 | 999 |  | 237 | N | Natural Gas | Y | N | N | 9999 | N |  | Combined Cycle |  | 8119.7603 | 7050
6166_B_MB1 | IN | 18147 | INDIANA MICHIGAN POWER DBA AEP ROCKPO | Rockport | 8017211 | 3994813 | 6166 | MB1 | 6166 | MB1 | 00020 | 001 | 6043.0422 | 11401.4687 | 358.1737 | 389.2551 | 90.479 | 1.2279 | 755.5606 | 2479.2401 | 7076.1443 | 294.2082 | 340.5593 | 69.609 | 0.95257 | 581.316 | 2017 | 1038 | 42.5 | 314 | 156289.9697 | 110.17 | 221112 | -87.0364 | 37.9258 | 12400 | 125 | 100 |  | 1300 | N | Bituminous, Subbituminous | Y | N | N | 2028 | N |  | Coal Steam |  | 6102.9106 | 10007
6166_B_MB2 | IN | 18147 | INDIANA MICHIGAN POWER DBA AEP ROCKPO | Rockport | 8017211 | 3995513 | 6166 | MB2 | 6166 | MB2 | 00020 | 002 | 6845.0414 | 12939.5622 | 434.3304 | 470.9614 | 109.9631 | 1.2953 | 917.4454 | 3614.1517 | 7265.3041 | 300.8832 | 348.9351 | 71.012 | 1.1904 | 593.9461 | 2019 | 1038 | 42.5 | 314 | 156289.9697 | 110.17 | 221112 | -87.0364 | 37.9258 | 12400 | 125 | 100 |  | 1300 | N | Bituminous, Subbituminous | Y | N | N | 9999 | N |  | Coal Steam |  | 7381.8003 | 10032
6213_B_2SG1 | IN | 18153 | HOOSIER ENERGY REC INC MEROM GENERA | Merom | 8396211 | 1479613 | 6213 | 2SG1 | 6213 | 2SG1 | 00005 | 002 | 904.4 | 1329.6 | 17.6322 | 25.3754 | 39.5601 | 0.2936 | 330.0392 | 653.4133 | 1226.5506 | 12.758 | 16.6963 | 29.7584 | 0.26072 | 248.4332 | 2019 | 704 | 19 | 130 | 29264.2339 | 103 | 221112 | -87.5108 | 39.0694 | 7000 | 125 | 100 |  | 492 | N | Bituminous | Y | N | N | 2023 | N |  | Coal Steam |  | 7318.6406 | 10408
6213_B_1SG1 | IN | 18153 | HOOSIER ENERGY REC INC MEROM GENERA | Merom | 8396211 | 1479713 | 6213 | 1SG1 | 6213 | 1SG1 | 00005 | 001 | 1038.3 | 1814.2 | 20.366 | 31.1312 | 43.9992 | 0.32352 | 367.061 | 827.5188 | 1672.8972 | 14.8897 | 19.5153 | 34.9378 | 0.24772 | 291.4284 | 2019 | 704 | 19 | 130 | 29264.2339 | 103 | 221112 | -87.5109 | 39.0692 | 5800 | 125 | 100 |  | 496 | N | Bituminous | Y | N | N | 2023 | N |  | Coal Steam |  | 8066.0894 | 10352
50240_B_2 | IN | 18157 | PURDUE UNIVERSITY |  | 4912511 | 30461713 | 50240 | 2 |  |  | 00012 | 002 | 105.9 | 0.43828 | 5.5516 | 5.5516 | 4.0176 | 0.35793 | 0.99 | 101.3 | 0.3888 | 4.9248 | 4.9248 | 3.564 | 0.31752 | 0.99 | 2019 | 200 | 6 | 350 | 1895 | 67 | 61131 | -86.9121 | 40.4172 | 274 | 148 | 100 |  |  |  |  | Y | N | N |  | N |  |  |  | 7957.8901
50240_G_3 | IN | 18157 | PURDUE UNIVERSITY |  | 4912511 | 30461813 | 50240 | 3 |  |  | 00012 | 003 | 38.6 | 0.129 | 1.634 | 1.634 | 1.1825 | 0.10535 | 18.06 | 47.3 | 0.1992 | 2.5232 | 2.5232 | 1.826 | 0.16268 | 27.888 | 2019 | 200 | 6.58 | 334 | 1329.1 | 39.09 | 61131 | -86.9121 | 40.4172 | 286 | 148 | 100 |  |  |  |  | Y | N | N |  | N |  |  |  | 3764.8503
50240_G_5 | IN | 18157 | PURDUE UNIVERSITY |  | 4912511 | 30462313 | 50240 | 5 |  |  | 00012 | 005 | 120.5525 | 276.3003 | 11.3383 | 11.4824 | 0.0028875 | 0.012553 | 15.6141 | 118.0985 | 221.0006 | 11.8001 | 11.95 | 0.0054175 | 0.013276 | 10.2927 | 2019 | 202 | 6 | 340 | 1833.3333 | 64.8 | 61131 | -86.9121 | 40.4172 | 279 | 148 | 100 |  |  |  |  | Y | N | N |  | N |  |  |  | 7030.8901
1011_G_1 | IN | 18163 | SIGECO Broadway Ave Generating Station |  | 4917811 | 28994913 | 1011 | 1 |  |  | 00001 | 001 | 0 | 0 | 0 | 0 | 0 |  | 0 | [8 empty] | 40 | 16.8 | 865 | 1666.6666 | 7.5 | 54184 | -87.6045 | 37.9693 | 770 | 125 | 120 |  |  |  |  | N | N | N |  | N
1011_G_2 | IN | 18163 | SIGECO Broadway Ave Generating Station | Broadway (IN) | 4917811 | 28995013 | 1011 | 2 | 1011 | 2 | 00001 | 002 | 15.3 | 0.2598 | 0.5043 | 0.5091 | 0.1605 |  | 2.29 | [8 empty] | 40 | 16.8 | 865 | 1666.6666 | 7.5 | 54184 | -87.6045 | 37.9693 | 1500 | 125 | 120 |  | 65 | N | Natural Gas | Y | N | N | 2019 | N |  | Combustion Turbine |  | 223.16 | 14292
55111_G_CT1 | IN | 18165 | Duke Energy Indiana LLC Vermillion Gene | Vermillion Energy Facility | 4133511 | 33175413 | 55111 | 1 | 55111 | CT1 | 00022 | 001 | 1.1 | 0.013575 | 0.15158 | 0.15158 | 0.047511 | 0.072398 | 1.9005 | 3.591 | 0.059 | 0.043181 | 0.043181 | 0.013534 | 0.020624 | 2.78 | 2017 | 900 | 14.75 | 929 | 27480.1672 | 160.8 | 221112 | -87.4464 | 39.9224 | 1270 | 125 | 120 |  | 72 | N | Natural Gas | Y | N | N | 9999 | N |  | Combustion Turbine |  | 323.6199 | 13654
55111_G_CT7 | IN | 18165 | Duke Energy Indiana LLC Vermillion Gene | Vermillion Energy Facility | 4133511 | 33175613 | 55111 | 7 | 55111 | CT7 | 00022 | 007 | 0.7 | 0.010754 | 0.12009 | 0.12009 | 0.03764 | 0.16311 | 1.5056 | 2.806 | 0.053 | 0.39577 | 0.39577 | 0.12405 | 0.53754 | 2.79 | 2017 | 900 | 14.75 | 929 | 27480.1672 | 160.8 | 221112 | -87.4464 | 39.9224 | 1270 | 125 | 120 |  | 72 | N | Natural Gas | Y | N | N | 9999 | N |  | Combustion Turbine |  | 281.9 | 13654
55111_G_CT2 | IN | 18165 | Duke Energy Indiana LLC Vermillion Gene | Vermillion Energy Facility | 4133511 | 33175713 | 55111 | 2 | 55111 | CT2 | 00022 | 002 | 0.6 | 0.0090269 | 0.1008 | 0.1008 | 0.031594 | 0.13691 | 1.2638 | 3.229 | 0.055 | 0.19366 | 0.19366 | 0.0607 | 0.26304 | 1.77 | 2019 | 900 | 14.75 | 929 | 27480.1672 | 160.8 | 221112 | -87.4464 | 39.9224 | 1270 | 125 | 120 |  | 72 | N | Natural Gas | Y | N | N | 9999 | N |  | Combustion Turbine |  | 438.8199 | 13654
55111_G_CT4 | IN | 18165 | Duke Energy Indiana LLC Vermillion Gene | Vermillion Energy Facility | 4133511 | 33175813 | 55111 | 4 | 55111 | CT4 | 00022 | 004 | 0.6 | 0.041937 | 0.46829 | 0.46829 | 0.14678 | 0.22366 | 5.8711 | 1.746 | 0.032 | 0.31235 | 0.31235 | 0.097902 | 0.14918 | 2.05 | 2019 | 900 | 14.75 | 929 | 27480.1672 | 160.8 | 221112 | -87.4464 | 39.9224 | 1270 | 125 | 120 |  | 73 | N | Natural Gas | Y | N | N | 9999 | N |  | Combustion Turbine |  | 371.02 | 13650
55111_G_CT8 | IN | 18165 | Duke Energy Indiana LLC Vermillion Gene | Vermillion Energy Facility | 4133511 | 33175913 | 55111 | 8 | 55111 | CT8 | 00022 | 008 | 0.6 | 0.0075136 | 0.083902 | 0.083902 | 0.026298 | 0.040072 | 1.0519 | 2.127 | 0.039 | 0.16043 | 0.16043 | 0.050285 | 0.076624 | 1.12 | 2019 | 900 | 14.75 | 929 | 27480.1672 | 160.8 | 221112 | -87.4464 | 39.9224 | 1270 | 125 | 120 |  | 73 | N | Natural Gas | Y | N | N | 9999 | N |  | Combustion Turbine |  | 261.76 | 13650
55111_G_CT6 | IN | 18165 | Duke Energy Indiana LLC Vermillion Gene | Vermillion Energy Facility | 4133511 | 33176013 | 55111 | 6 | 55111 | CT6 | 00022 | 006 | 0.6 | 0.0054754 | 0.061142 | 0.061142 | 0.019164 | 0.083044 | 0.76656 | 3.619 | 0.058 | 0.035543 | 0.035543 | 0.01114 | 0.048275 | 2.1 | 2017 | 900 | 14.75 | 929 | 27480.1672 | 160.8 | 221112 | -87.4464 | 39.9224 | 1270 | 125 | 120 |  | 72 | N | Natural Gas | Y | N | N | 9999 | N |  | Combustion Turbine |  | 334.0699 | 13654
55111_G_CT3 | IN | 18165 | Duke Energy Indiana LLC Vermillion Gene | Vermillion Energy Facility | 4133511 | 33176113 | 55111 | 3 | 55111 | CT3 | 00022 | 003 | 1.4 | 0.014407 | 0.16088 | 0.16088 | 0.050426 | 0.21851 | 2.017 | 3.79 | 0.063 | 0.29175 | 0.29175 | 0.091444 | 0.39626 | 2.83 | 2019 | 900 | 14.75 | 929 | 27480.1672 | 160.8 | 221112 | -87.4464 | 39.9224 | 1270 | 125 | 120 |  | 71 | N | Natural Gas | Y | N | N | 9999 | N |  | Combustion Turbine |  | 238.87 | 13659
55111_G_CT5 | IN | 18165 | Duke Energy Indiana LLC Vermillion Gene | Vermillion Energy Facility | 4133511 | 33176213 | 55111 | 5 | 55111 | CT5 | 00022 | 005 | 0.7 | 0.007984 | 0.089155 | 0.089155 | 0.027944 | 0.12109 | 1.1178 | 2.68 | 0.038 | 0.39058 | 0.39058 | 0.12242 | 0.53048 | 2.97 | 2019 | 900 | 14.75 | 929 | 27480.1672 | 160.8 | 221112 | -87.4464 | 39.9224 | 1270 | 125 | 120 |  | 71 | N | Natural Gas | Y | N | N | 9999 | N |  | Combustion Turbine |  | 430.6898 | 13659
1001_B_1 | IN | 18165 | Duke Energy Indiana LLC - Cayuga Genera | Cayuga | 7248511 | 7458513 | 1001 | 1 | 1001 | 1 | 00001 | 001 | 5322 | 1350.5 | 308.3327 | 389.8229 | 32.2187 | 0.38937 | 268.8487 | 2833.96 | 1251.43 | 323.0726 | 332.8726 | 34.402 | 0.41312 | 287.0561 | 2019 | 500 | 19.5 | 290 | 26966.6672 | 90 | 221112 | -87.4271 | 39.9237 | 5300 | 125 | 100 |  | 500 | N | Bituminous | Y | N | N | 9999 | N |  | Coal Steam |  | 5803.4302 | 10203
1001_B_2 | IN | 18165 | Duke Energy Indiana LLC - Cayuga Genera | Cayuga | 7248511 | 7458613 | 1001 | 2 | 1001 | 2 | 00001 | 002 | 7047.3 | 1468.2 | 478.7176 | 604.3429 | 50.0528 | 0.49614 | 417.2104 | 1568.53 | 550.57 | 165.2347 | 169.3547 | 17.8614 | 0.24965 | 149.1853 | 2019 | 500 | 19.5 | 290 | 26966.6672 | 90 | 221112 | -87.4271 | 39.9237 | 5300 | 125 | 100 |  | 495 | N | Bituminous | Y | N | N | 9999 | N |  | Coal Steam |  | 8687.2803 | 10254
1001_G_4 | IN | 18165 | Duke Energy Indiana LLC - Cayuga Genera | Cayuga | 7248511 | 91183713 | 1001 | 4 | 1001 | 4 | 00001 | 004 | 1.51 | 0.09925 | 0.037645 | 0.037645 | 0.12325 | 0.019374 | 0.325 | 1.5342 | 0.10084 | 0.038248 | 0.038248 | 0.12522 | 0.59338 | 0.3302 | 2019 | 21 | 3 | 670 | 396.6666 | 56.12 | 221112 | -87.4272 | 39.9239 | 1300 | 125 | 120 |  | 80 | N | Natural Gas, Distillate Fuel Oil | Y | N | N | 9999 | N |  | Combustion Turbine |  | 7.02 | 14236
57842_G_1A | IN | 18167 | Wabash River Highland Plant | Wabash Valley Power IGCC | 12766611 | 65429313 | 57842 | 1 | 57842 | 1A | 00147 | 1A | 163.086 | 241.142 | 39.6588 | 84.5031 | 1.1363 | 49.3534 | 18.8704 | 19.028 | 0.273 | 8.4158 | 10.2978 | 1.3398 | 0.89885 | 0.57582 | 2019 | 225 | 18 | 450 | 16013.3336 | 62.93 | 221112 | -87.4248 | 39.5308 | 2000 | 125 | 120 |  | 138 | N | Natural Gas | N | N | N | 9999 | N | 1010_G_1A;57842_G_1A | Combustion Turbine |  |  | 12189
1010_B_6 | IN | 18167 | Duke Energy Indiana, LLC- Wabash River |  | 4147311 | 33173213 | 1010 | 6 |  |  | 00021 | 006 | 778.8 | 6842.8 | 443.8925 | 472.2771 | 7.3938 | 0.10884 | 61.7792 | [8 empty] | 450 | 25 | 280 | 55198.3333 | 112 | 221112 | -87.4235 | 39.5273 | 3700 | 125 | 100 |  |  |  |  | Y | N | N |  | N |  |  |  | 1977.6001
55364_G_CT02 | IN | 18167 | Northern Indiana Public Service Company LLC - Sugar Creek Generating Station | Sugar Creek Power | 4148011 | 33171213 | 55364 | ;CT11;CT12 | 55364 | CT02;CT02 | 00123 | 001 | 82.3156 | 4.7076 | 59.3431 | 60.3931 | 41.8002 | 14.17 | 30.8353 | 114.931 | 7.84 | 91.6067 | 91.6328 | 66.2767 | 20.8043 | 67.6278 | 2019 | 170 | 16.75 | 195 | 9806.3835 | 44.5 | 221112 | -87.5119 | 39.3929 |  | 125 | 120 |  | 166.6 | N | Natural Gas | Y | N | N | 9999 | Y | 55364_G_ST1;55364_G_CT01;55364_G_CT02 | Combined Cycle |  | 7945.5981 | 7050
1006_G_4 | IN | 18169 | Duke Energy Indiana LLC - Miami Wabash |  | 8181711 | 5862413 |  |  |  |  | 00034 | 004 | 0 | 0 | 0 | 0 | 0 |  | 0 | [8 empty] | 29 | 10.4 | 985 | 2000 | 23.54 | 221112 | -85.8196 | 40.7897 |  | 125 | 120 |  |  |  |  | N | N | N |  | N
1006_G_3 | IN | 18169 | Duke Energy Indiana LLC - Miami Wabash |  | 8181711 | 5862513 |  |  |  |  | 00034 | 003 | 0.07686 | 0.0882 | 0.00072576 | 0.0009891 | 3.78e-05 |  | 0.00028898 | 0.1037 | 0.119 | 0.0009792 | 0.0013345 | 5.1e-05 |  | 0.0003899 | 2017 | 29 | 10.4 | 985 | 2000 | 23.54 | 221112 | -85.8176 | 40.7883 |  | 125 | 120 |  |  |  |  | N | N | N |  | N
1006_G_6 | IN | 18169 | Duke Energy Indiana LLC - Miami Wabash |  | 8181711 | 5862713 |  |  |  |  | 00034 | 006 | 0.10248 | 0.1176 | 0.00096768 | 0.0013188 | 5.04e-05 |  | 0.00038531 | 0.1342 | 0.154 | 0.0012672 | 0.001727 | 6.6e-05 |  | 0.00050457 | 2017 | 27 | 11.2 | 797 | 2541.6667 | 25.8 | 221112 | -85.8176 | 40.7883 |  | 125 | 120 |  |  |  |  | N | N | N |  | N
1006_G_2 | IN | 18169 | Duke Energy Indiana LLC - Miami Wabash |  | 8181711 | 5862813 |  |  |  |  | 00034 | 002 | 0.07686 | 0.0882 | 0.00072576 | 0.0009891 | 3.78e-05 |  | 0.00028898 | 0.1098 | 0.126 | 0.0010368 | 0.001413 | 5.4e-05 |  | 0.00041283 | 2017 | 29 | 10.4 | 985 | 2000 | 23.54 | 221112 | -85.8176 | 40.7883 |  | 125 | 120 |  |  |  |  | N | N | N |  | N
1006_G_1 | IN | 18169 | Duke Energy Indiana LLC - Miami Wabash |  | 8181711 | 5862913 |  |  |  |  | 00034 | 001 | 0 | 0 | 0 | 0 | 0 |  | 0 | 0.0976 | 0.112 | 0.0009216 | 0.001256 | 4.8e-05 |  | 0.00036696 | 2017 | 29 | 10.4 | 985 | 2000 | 23.54 | 221112 | -85.8176 | 40.7883 |  | 125 | 120 |  |  |  |  | N | N | N |  | N
1006_G_5 | IN | 18169 | Duke Energy Indiana LLC - Miami Wabash |  | 8181711 | 5863013 |  |  |  |  | 00034 | 005 | 0.63531 | 0.72905 | 0.005999 | 0.0081758 | 0.00031245 |  | 0.0023887 | 0.1159 | 0.133 | 0.0010944 | 0.0014915 | 5.7e-05 |  | 0.00043577 | 2017 | 27 | 11.2 | 797 | 2541.6667 | 25.8 | 221112 | -85.8176 | 40.7883 |  | 125 | 120 |  |  |  |  | N | N | N |  | N
1012_B_3 | IN | 18173 | SIGECO - Culley, Newburgh | F B Culley | 8183011 | 5839813 | 1012 | 3 | 1012 | 3 | 00001 | 004 | 753.282 | 1165.0064 | 131.3054 | 149.0053 | 17.88 | 0.5042 | 156.7639 | [8 empty] | 499 | 20 | 128 | 19293.3333 | 61 | 221112 | -87.325 | 37.9096 | 3780 | 125 | 100 |  | 270 | N | Bituminous | Y | N | N | 9999 | N |  | Coal Steam |  | 5752.3203 | 10808
1012_B_2 | IN | 18173 | SIGECO - Culley, Newburgh | F B Culley | 8183011 | 5839913 | 1012 | 2 | 1012 | 2 | 00001 | 003 | 365.3 | 145.8009 | 41.1601 | 83.2949 | 3.36 | 0.0045 | 29.06 | [8 empty] | 499 | 20 | 128 | 19293.3333 | 61 | 221112 | -87.325 | 37.9096 | 3780 | 125 | 100 |  | 90 | N | Bituminous | Y | N | N | 9999 | N |  | Coal Steam |  | 3005.5898 | 11727
1012_B_2 | IN | 18173 | SIGECO - Culley, Newburgh | F B Culley | 8183011 | 5840013 | 1012 |  | 1012 | 2 | 00001 | 002 | 0 | 0 | 0 | 0 | 0 | 0 | 0 | 1002.6 | 1047.7 | 21.0304 | 24.7988 | 2.2595 | 0.020902 | 19.1074 | 2019 | 499 | 20 | 128 | 19293.3337 | 61 | 221112 | -87.325 | 37.9096 | 2740 | 125 | 100 |  | 90 | N | Bituminous | Y | N | N | 9999 | Y | 1012_B_3;1012_B_2 | Coal Steam |  | 3005.5898 | 11727
6705_B_1 | IN | 18173 | ALCOA Warrick Power Plant AGC Div of Al | Warrick | 8183111 | 91184413 | 6705 | 1 | 6705 | 1 | 00002 | 007 | 1304.71 | 615.08 | 179.04 | 179.04 | 6.549 | 0.042544 | 359.249 | 2147.4248 | 608.0052 | 146.5658 | 146.5658 | 9.3376 | 0.027712 | 581.1374 | 2019 | 380 | 13.83 | 131 | 9299.0001 | 61.93 | 221112 | -87.3329 | 37.9147 | 2200 | 125 | 100 |  | 154 | Y | Bituminous | Y | N | N | 9999 | N |  | Coal Steam |  | 6344.1807 | 10809
6705_B_2 | IN | 18173 | ALCOA Warrick Power Plant AGC Div of Al | Warrick | 8183111 | 91184513 | 6705 | 2 | 6705 | 2 | 00002 | 008 | 1235 | 671.2 | 113.42 | 113.42 | 6.05 | 0.038864 | 175.09 | 1227.4056 | 386.018 | 92.2282 | 92.2282 | 9.3111 | 0.096064 | 246.3517 | 2019 | 380 | 13.5 | 130 | 9259.2835 | 64.72 | 221112 | -87.3329 | 37.9147 | 2870 | 125 | 100 |  | 146 | Y | Bituminous | Y | N | N | 9999 | N |  | Coal Steam |  | 6011.98 | 10809
6705_B_3 | IN | 18173 | ALCOA Warrick Power Plant AGC Div of Al | Warrick | 8183111 | 91184613 | 6705 | 3 | 6705 | 3 | 00002 | 009 | 1234 | 468.01 | 196.98 | 196.98 | 6.18 | 0.051682 | 208 | 1949.3132 | 563.0028 | 201.6356 | 201.6356 | 9.4758 | 0.015008 | 299.394 | 2019 | 380 | 13.5 | 130 | 9324.6335 | 65.18 | 221112 | -87.3329 | 37.9147 | 2870 | 125 | 100 |  | 149 | Y | Bituminous | Y | N | N | 9999 | N |  | Coal Steam |  | 5650.1606 | 10809
6705_B_4 | IN | 18173 | ALCOA Warrick Power Plant AGC Div of Al | Warrick | 8183111 | 91184713 | 6705 | 4 | 6705 | 4 | 00002 | 010 | 2993 | 1702.08 | 1160.38 | 1160.38 | 17.83 | 0.69 | 189.52 | 3144.46 | 646.0228 | 149.3888 | 149.3888 | 20.209 | 0.6516 | 215.912 | 2019 | 500 | 19 | 129 | 18746.167 | 66.15 | 221112 | -87.3333 | 37.9145 | 4460 | 125 | 100 |  | 295 | N | Bituminous | Y | N | N | 9999 | N |  | Coal Steam |  | 7340.291 | 11131
1040_B_1 | IN | 18177 | Indiana Municipal Power Agency | Whitewater Valley | 5506011 | 27516313 | 1040 | 1 | 1040 | 1 | 00009 | 001 | 43.8978 | 605.5876 | 32.024 | 32.1258 | 0.37518 | 0.014101 | 3.1706 | 33.6381 | 229.2282 | 10.6345 | 10.7142 | 0.24285 | 0.010204 | 2.0568 | 2019 | 325 | 11.75 | 330 | 6937.5501 | 63.98 | 221112 | -84.8953 | 39.8028 | 399 | 125 | 100 |  | 35 | N | Bituminous | Y | N | N | 9999 | N |  | Coal Steam |  | 1414.7001 | 13048
1040_B_2 | IN | 18177 | Indiana Municipal Power Agency | Whitewater Valley | 5506011 | 27516713 | 1040 | 2 | 1040 | 2 | 00009 | 002 | 80.6338 | 1121.075 | 60.0147 | 60.2059 | 0.70339 | 0.027702 | 5.9496 | 68.2942 | 465.3585 | 21.7066 | 21.8694 | 0.49575 | 0.021102 | 4.1999 | 2019 | 325 | 11.75 | 330 | 6937.5501 | 63.98 | 221112 | -84.8953 | 39.8028 | 729 | 125 | 100 |  | 65 | N | Bituminous | Y | N | N | 9999 | N |  | Coal Steam |  | 1373.3499 | 12947
7335_G_RCT2 | IN | 18177 | Indiana Municipal Power Agency Richmond | Richmond | 5506111 | 27516013 | 7335 | ;RCT2;RCT1 | 7335 | RCT2;RCT2 | 00040 | 001 | 2.6043 | 0.017821 | 0.27254 | 0.27254 | 0.046996 | 0.16341 | 0.69612 | 1.9283 | 0.038439 | 0.11151 | 0.11151 | 0.031573 | 0.15519 | 0.53539 | 2019 | 34 | 14 | 990 | 11068.1502 | 71.9 | 221112 | -84.9667 | 39.8383 | 1120 | 125 | 120 |  | 34 | N | Natural Gas, Distillate Fuel Oil | Y | N | N | 9999 | Y | 7335_G_RCT1;7335_G_RCT2 | Combustion Turbine |  | 60.25 | 13592
55229_G_GT2 | IN | 18179 | Montpelier Generating Station LLC | Montpelier Electric Generating Station | 5507411 | 27512613 | 55229 | G2CT1 | 55229 | GT2 | 00026 | 003 | 17.544 | 0.064 | 0.15 | 0.15 | 0.05 | 0 | 3.4 | 15.229 | 0.074 | [5 empty] | 2017 | 60 | 9.5 | 957 | 7782.8668 | 109.8 | 221112 | -85.3079 | 40.6207 | 304 | 125 | 120 |  | 59 | N | Natural Gas | Y | N | N | 9999 | N |  | Combustion Turbine |  | 938.0099 | 11139
55229_G_GT1x | IN | 18179 | Montpelier Generating Station LLC |  | 5507411 | 27512713 | 55229 | G1CT2 |  |  | 00026 | 002 | 8.237 | 0.033 | 0.18 | 0.18 | 0.06 | 0 | 4.5 | 12.889 | 0.135 | [5 empty] | 2017 | 60 | 9.5 | 957 | 7782.8668 | 109.8 | 221112 | -85.3079 | 40.6207 | 305 | 125 | 120 |  |  |  |  | Y | N | N |  | N |  |  |  | 472.1099
55229_G_GT2x | IN | 18179 | Montpelier Generating Station LLC |  | 5507411 | 27512813 | 55229 | G2CT2 |  |  | 00026 | 004 | 24.368 | 0.108 | 0.13 | 0.13 | 0.04 | 0 | 3.3 | 17.338 | 0.175 | [5 empty] | 2019 | 60 | 9.5 | 957 | 7782.8668 | 109.8 | 221112 | -85.3079 | 40.6207 | 305 | 125 | 120 |  |  |  |  | Y | N | N |  | N |  |  |  | 1562.4403
55229_G_GT1 | IN | 18179 | Montpelier Generating Station LLC | Montpelier Electric Generating Station | 5507411 | 27512913 | 55229 | G1CT1 | 55229 | GT1 | 00026 | 001 | 15.87 | 0.071 | 0.15 | 0.15 | 0.05 | 0 | 4 | 12.805 | 0.051 | [5 empty] | 2017 | 60 | 9.5 | 957 | 7782.8668 | 109.8 | 221112 | -85.3079 | 40.6207 | 304 | 125 | 120 |  | 59 | N | Natural Gas | Y | N | N | 9999 | N |  | Combustion Turbine |  | 1051.9196 | 11138
55229_G_GT3x | IN | 18179 | Montpelier Generating Station LLC |  | 5507411 | 27513013 | 55229 | G3CT2 |  |  | 00026 | 006 | 22.545 | 0.125 | 0.15 | 0.15 | 0.05 | 0 | 5.2 | 15.942 | 0.532 | [5 empty] | 2017 | 60 | 9.5 | 957 | 7782.8668 | 109.8 | 221112 | -85.3079 | 40.6207 | 304 | 125 | 120 |  |  |  |  | Y | N | N |  | N |  |  |  | 1693.4601
55229_G_GT4 | IN | 18179 | Montpelier Generating Station LLC | Montpelier Electric Generating Station | 5507411 | 27513113 | 55229 | G4CT1 | 55229 | GT4 | 00026 | 007 | 16.125 | 0.07 | 0.15 | 0.15 | 0.05 | 0 | 3.8 | 15.07 | 0.069 | [5 empty] | 2017 | 60 | 9.5 | 957 | 7782.8668 | 109.8 | 221112 | -85.3079 | 40.6207 | 304 | 125 | 120 |  | 59 | N | Natural Gas | Y | N | N | 9999 | N |  | Combustion Turbine |  | 1176.9302 | 11139
55229_G_GT4x | IN | 18179 | Montpelier Generating Station LLC |  | 5507411 | 27513213 | 55229 | G4CT2 |  |  | 00026 | 008 | 22.063 | 0.104 | 0.14 | 0.14 | 0.05 | 0 | 3.6 | 14.396 | 0.066 | [5 empty] | 2019 | 60 | 9.5 | 957 | 7782.8668 | 109.8 | 221112 | -85.3079 | 40.6207 | 307 | 125 | 120 |  |  |  |  | Y | N | N |  | N |  |  |  | 1466.9103
55229_G_GT3 | IN | 18179 | Montpelier Generating Station LLC | Montpelier Electric Generating Station | 5507411 | 27513313 | 55229 | G3CT1 | 55229 | GT3 | 00026 | 005 | 15.343 | 0.068 | 0.16 | 0.16 | 0.05 | 0 | 4.18 | 18.777 | 0.543 | [5 empty] | 2017 | 60 | 9.5 | 957 | 7782.8668 | 109.8 | 221112 | -85.3079 | 40.6207 | 304 | 125 | 120 |  | 59 | N | Natural Gas | Y | N | N | 9999 | N |  | Combustion Turbine |  | 982.7402 | 11139
1047_B_4 | IA | 19005 | IPL - LANSING GENERATING STATION | Lansing | 5509311 | 27501713 | 1047 | 4 | 1047 | 4 | 03-03-001 | LB4 | 224.5 | 245.8 | 34.0697 | 39.5691 | 18.6842 | 15.8308 | 116.2072 | 108.9 | 127.3 | 23.81 | 27.5313 | 9.6435 | 15.6469 | 102.8 | 2019 | 499 | 15.33 | 170 | 16048.0003 | 86.9454 | 221112 | -91.1661 | 43.3368 | 2600 | 125 | 100 | 127&128&207 | 248 | N | Subbituminous | Y | N | N | 2022 | N |  | Coal Steam |  | 5795.1299 | 12042
1105_G_3 | IA | 19007 | IPL - CENTERVILLE COMBUSTION TURBINES AND DIESELS |  | 5523711 | 27493213 |  |  |  |  | 04-01-003 | EU16 | 0.048837 | 2.3192e-05 | 0.00084183 | 0.00087528 | 0.0012822 |  | 0.012934 | [8 empty] | 55 | 2 | 450 | 109.6666 | -1 | 221112 | -92.8737 | 40.7473 |  | 125 | 160 |  |  |  |  | N | N | N |  | N |  |  | 2
1105_G_2 | IA | 19007 | IPL - CENTERVILLE COMBUSTION TURBINES AND DIESELS |  | 5523711 | 27493313 |  |  |  |  | 04-01-003 | EU15 | 0.050151 | 2.3816e-05 | 0.00086447 | 0.00089883 | 0.0013167 |  | 0.013282 | [8 empty] | 55 | 2 | 450 | 109.6666 | -1 | 221112 | -92.8737 | 40.7472 |  | 125 | 160 |  |  |  |  | N | N | N |  | N |  |  | 2
1105_G_1 | IA | 19007 | IPL - CENTERVILLE COMBUSTION TURBINES AND DIESELS |  | 5523711 | 27493413 |  |  |  |  | 04-01-003 | EU14 | 0.007884 | 3.744e-06 | 0.0001359 | 0.0001413 | 0.000207 |  | 0.002088 | [8 empty] | 55 | 2 | 450 | 109.6666 | -1 | 221112 | -92.8737 | 40.7472 |  | 125 | 160 |  |  |  |  | N | N | N |  | N |  |  | 1
1105_G_GT2 | IA | 19007 | IPL - CENTERVILLE COMBUSTION TURBINES AND DIESELS |  | 5523711 | 27493713 | 1105 | 2 |  |  | 04-01-003 | EU6 | 0.5208 | 0.217 | 0.0048294 | 0.0049235 | 0.00017875 |  | 0.0014394 | [8 empty] | 33.2 | 14.71 | 875 | 10916.6666 | 64 | 221112 | -92.8732 | 40.748 | 377 | 125 | 120 |  |  |  |  | Y | N | N |  | N |  |  | 4 | 5
1105_G_GT1 | IA | 19007 | IPL - CENTERVILLE COMBUSTION TURBINES AND DIESELS |  | 5523711 | 27493913 | 1105 | 1 |  |  | 04-01-003 | EU1 | 0.7483 | 0.3118 | 0.0069385 | 0.0070736 | 0.00025681 |  | 0.002068 | [8 empty] | 33.2 | 14.71 | 875 | 10916.6666 | 64 | 221112 | -92.8732 | 40.7478 | 377 | 125 | 120 |  |  |  |  | Y | N | N |  | N |  |  | 4 | 7
56013_G_U1 | IA | 19009 | WESTERN MINNESOTA MUNICIPAL POWER AGENCY | Exira | 9661311 | 67654313 | 56013 | U-1 | 56013 | U1 | 05-04-002 | U-1 | 5.44 | 0.24761 | 0.46539 | 0.46539 | 0.14686 |  | 2.123 | 16.27 | 0.77553 | 1.2827 | 1.2827 | 0.39042 |  | 5.9417 | 2019 | 45 | 10 | 791 | 9716.8869 | 123.6694 | 221112 | -94.9192 | 41.5138 | 44000 | 125 | 120 |  | 46.7 | N | Natural Gas, Distillate Fuel Oil | Y | N | N | 9999 | N |  | Combustion Turbine | 5 | 474.8701 | 10745
56013_G_U2 | IA | 19009 | WESTERN MINNESOTA MUNICIPAL POWER AGENCY | Exira | 9661311 | 67654413 | 56013 | U-2 | 56013 | U2 | 05-04-002 | U-2 | 5.55 | 0.26174 | 0.48288 | 0.48288 | 0.15164 |  | 2.2075 | 16.06 | 0.75265 | 1.2664 | 1.2664 | 0.3875 |  | 5.8538 | 2019 | 45 | 10 | 791 | 9716.8869 | 123.6694 | 221112 | -94.9196 | 41.5138 | 44000 | 125 | 120 |  | 46.7 | N | Natural Gas, Distillate Fuel Oil | Y | N | N | 9999 | N |  | Combustion Turbine | 4 | 476.7 | 10745
56013_G_U3 | IA | 19009 | WESTERN MINNESOTA MUNICIPAL POWER AGENCY | Exira | 9661311 | 67654513 | 56013 | U-3 | 56013 | U3 | 05-04-002 | U-3 | 5.3 | 0.26338 | 0.49045 | 0.49045 | 0.1544 |  | 2.2397 | 16.45 | 0.77653 | 1.3027 | 1.3027 | 0.39821 |  | 6.0235 | 2019 | 46.2 | 10 | 791 | 9716.8869 | 123.6694 | 221112 | -94.9189 | 41.5138 | 495 | 125 | 120 |  | 46.6 | N | Natural Gas, Distillate Fuel Oil | Y | N | N | 9999 | N |  | Combustion Turbine | 471 | 474.3499 | 10745
1131_B_6 | IA | 19013 | CEDAR FALLS MUNICIPAL ELECTRIC UTILITY | Streeter Station | 12806211 | 67676513 |  |  | 1131 | 6 | 07-02-005-01 | 10.2A | 1.1798 | 10.96 | 0.0024196 | 0.0060918 | 0.0053625 | 0 | 0.53625 | 0.2926 | 2.72 | 0.0006001 | 0.0015109 | 0.00133 |  | 0.133 | 2019 | 305 | 8.38 | 351 | -1 | 55.2083 | 221112 | -92.4401 | 42.5269 |  | 125 | 100 | 127&99 | 19.6 | N | Natural Gas | N | N | N | 9999 | N |  | O/G Steam |  |  | 14500
1131_B_6x | IA | 19013 | CEDAR FALLS MUNICIPAL ELECTRIC UTILITY |  | 12806211 | 67677213 |  |  |  |  | 07-02-005-01 | 10.2B | 3.0187 | 0.0064686 | 0.00032774 | 0.00032774 | 0.059296 | 0.034499 | 0.9056 | 2.1763 |  | 0.00023628 | 0.00023628 | 0.042749 | 0.024872 | 0.65289 | 2017 | 305 | 8.38 | 351 | -1 | 55.2083 | 221112 | -92.4401 | 42.5269 |  | 125 | 100 | 127&99 |  |  |  | N | N | N |  | N
1131_B_7 | IA | 19013 | CEDAR FALLS MUNICIPAL ELECTRIC UTILITY | Streeter Station | 12806211 | 67677813 | 1131 | 7 | 1131 | 7 | 07-02-005-01 | 10.1A | 2.2 | 4.97 | 0.0067532 | 0.075027 | 0.005931 | 0 | 0.049425 | [7 empty] | 2017 | 305 | 8.38 | 351 | -1 | 55.2083 | 221112 | -92.4401 | 42.5269 | 500 | 125 | 100 | 128 | 37 | N | Natural Gas | Y | N | N | 9999 | N |  | O/G Steam | 17 | 649.8101 | 14500
1131_B_7x | IA | 19013 | CEDAR FALLS MUNICIPAL ELECTRIC UTILITY |  | 12806211 | 67677913 |  |  |  |  | 07-02-005-01 | 10.1B | 14.5 | 0.027417 | 0.34728 | 0.34728 | 0.25132 | 0.14622 | 3.8383 | 4.6 |  | 0.10325 | 0.10325 | 0.074717 | 0.043472 | 1.1411 | 2019 | 305 | 8.38 | 337 | 2606.6667 | 47.2615 | 221112 | -92.4393 | 42.5272 |  | 125 | 100 | 128 |  |  |  | N | N | N |  | N
6063_G_1 | IA | 19013 | MIDAMERICAN ENERGY CO - ELECTRIFARM TURBINES | Electrifarm | 5524311 | 27492213 | 6063 | 1 | 6063 | 1 | 07-01-038 | 001 | 8.37 | 0.02 | 0.15653 | 0.15653 | 0.049805 |  | 1.9448 | 8.37 | 0.02 | 0.041587 | 0.041587 | 0.013232 |  | 0.51669 | 2019 | 32 | 14.6 | 1072 | 23333.3338 | 139.3738 | 221112 | -92.4199 | 42.4407 | 844 | 125 | 120 |  | 56.4 | N | Natural Gas, Distillate Fuel Oil | Y | N | N | 9999 | N |  | Combustion Turbine |  | 131 | 19079
6063_G_2 | IA | 19013 | MIDAMERICAN ENERGY CO - ELECTRIFARM TURBINES | Electrifarm | 5524311 | 27492313 | 6063 | 2 | 6063 | 2 | 07-01-038 | 002 | 7.89 | 0.02 | 0.23734 | 0.23734 | 0.075517 | 0.24025 | 1.0788 | 7.89 | 0.02 | 0.12604 | 0.12604 | 0.040104 | 0.12739 | 0.57291 | 2019 | 32 | 14.6 | 1072 | 23980.8338 | 143.2414 | 221112 | -92.4198 | 42.4408 | 903 | 125 | 120 |  | 65.6 | N | Natural Gas, Distillate Fuel Oil | Y | N | N | 9999 | N |  | Combustion Turbine | 152 | 189 | 19091
6063_G_3 | IA | 19013 | MIDAMERICAN ENERGY CO - ELECTRIFARM TURBINES | Electrifarm | 5524311 | 27492413 | 6063 | 3 | 6063 | 3 | 07-01-038 | 003 | 10.47 | 0.03 | 0.27282 | 0.27282 | 0.086808 | 0.27617 | 1.2401 | 10.47 | 0.03 | 0.073083 | 0.073083 | 0.023254 | 0.063239 | 0.33219 | 2019 | 32 | 14.6 | 1072 | 24689.0004 | 147.4714 | 221112 | -92.4199 | 42.4411 | 925 | 125 | 120 |  | 67.8 | N | Natural Gas, Distillate Fuel Oil | Y | N | N | 9999 | N |  | Combustion Turbine |  | 222 | 19087
8031_G_12 | IA | 19033 | IPL - EMERY GENERATING STATION | Emery Station | 10702411 | 58602113 | 8031 | 12 | 8031 | 12 | 17-02-016 | EU-2 | 33 | 1.9 | 17.365 | 17.365 | 0 | 10.4994 | 19.06 | 40.6 | 3.2 | 29.3994 | 29.3994 |  | 8.6703 | 12.61 | 2019 | 200 | 20 | 157 | 22273.3337 | 70.8696 | 221112 | -93.2937 | 43.0939 | 2050 | 125 | 100 |  | 144.4 | N | Natural Gas | Y | N | N | 9999 | N |  | Combined Cycle |  | 3905.4414 | 7056
8031_G_11 | IA | 19033 | IPL - EMERY GENERATING STATION | Emery Station | 10702411 | 58602213 | 8031 | 11 | 8031 | 11 | 17-02-016 | EU-1 | 35.7 | 2 | 16.1197 | 16.1197 | 0 | 10.9648 | 24.64 | 30.3 | 2.6 | 20.3278 | 20.3278 |  | 6.319 | 10.51 | 2019 | 200 | 20 | 157 | 22273.3337 | 70.8696 | 221112 | -93.2932 | 43.0939 | 2050 | 125 | 100 |  | 143.4 | N | Natural Gas | Y | N | N | 9999 | N |  | Combined Cycle | 4009 | 4009.2795 | 7056
7155_G_1 | IA | 19033 | IPL - LIME CREEK COMBUSTION TURBINES STATION | Lime Creek | 5494511 | 27288213 | 7155 | **1 | 7155 | 1 | 17-01-066 | LCT1 | 1.1 | 0.1 | 0.053754 | 0.054802 | 0.0019896 |  | 0.36874 | 3 |  | 0.099202 | 0.10114 | 0.0036718 |  | 0.6805 | 2019 | 35.4 | 11.87 | 1000 | 10789.3083 | 97.4602 | 221112 | -93.2042 | 43.2478 | 509 | 125 | 120 | 100&153&75&99 | 35.6 | N | Distillate Fuel Oil | Y | N | N | 9999 | N |  | Combustion Turbine | 46 | 34.71 | 22308
7155_G_2 | IA | 19033 | IPL - LIME CREEK COMBUSTION TURBINES STATION | Lime Creek | 5494511 | 27288313 | 7155 | **2 | 7155 | 2 | 17-01-066 | LCT2 | 0.8 | 0.1 | 0.041777 | 0.04259 | 0.0015463 |  | 0.28658 | 0.4 |  | 0.011811 | 0.012041 | 0.00043716 |  | 0.081021 | 2019 | 35.4 | 11.87 | 1000 | 10789.3083 | 97.4602 | 221112 | -93.2042 | 43.2476 | 488 | 125 | 120 | 100&153&75&99 | 34.4 | N | Distillate Fuel Oil | Y | N | N | 9999 | N |  | Combustion Turbine | 45 | 33.34 | 22428
1217_B_1 | IA | 19041 | CORN BELT POWER - WISDOM GENERATING STATION | Earl F Wisdom | 5509511 | 27280613 | 1217 | 1 | 1217 | 1 | 21-01-003 | 1.01 | 2 | 0.013653 | 0.17294 | 0.17294 | 0.12515 | 0.072816 | 0.017772 | 3.4 | 0.024071 | 0.3049 | 0.3049 | 0.22065 | 0.12838 | 0.031332 | 2017 | 93 | 0.17 | 300 | 0.0333 | 1.53 | 221112 | -95.2571 | 43.1606 | 480 | 125 | 100 |  | 38 | N | Natural Gas, Distillate Fuel Oil | Y | N | N | 9999 | N |  | O/G Steam | 8 | 357.49 | 14500
1217_G_2 | IA | 19041 | CORN BELT POWER - WISDOM GENERATING STATION | Earl F Wisdom | 5509511 | 67735713 | 1217 | 2 | 1217 | 2 | 21-01-003 | 1.47 | 3.1 | 0.09 | 4.2804 | 4.2804 | 0.20785 | 0.60596 | 1.11 | 4.4 | 0.14419 | 5.0369 | 5.0369 | 0.24362 | 0.76142 | 1.3341 | 2019 | 110 | 12.33 | 955 | 14728.4594 | 123.3009 | 221112 | -95.2568 | 43.1613 | 1100 | 125 | 120 |  | 76 | N | Natural Gas, Distillate Fuel Oil | Y | N | N | 9999 | N |  | Combustion Turbine | 51 | 294.64 | 13763
1048_B_2 | IA | 19045 | IPL - M.L. KAPP GENERATING STATION |  | 5509811 | 27197513 | 1048 | 2 |  |  | 23-01-014 | KB2 | 11.3 | 0 | 0.65056 | 0.65056 | 0.4708 | 0.27392 | 0 | [8 empty] | 245 | 13 | 350 | 23065.1032 | -1 | 221112 | -90.2341 | 41.8077 | 1930 | 125 | 100 | 128 |  |  |  | Y | N | N |  | N |  |  | 311 | 311.1
1104_G_GT1 | IA | 19057 | IPL - BURLINGTON GENERATING STATION | Burlington (IA) | 5511811 | 27179313 |  |  | 1104 | GT1 | 29-01-013 | 01 | 0.44019 | 0.0019747 | 0.022149 | 0.022149 | 0.007043 |  | 0.27514 | 0.33845 | 0.0015183 | 0.01703 | 0.01703 | 0.0054153 | 0.0080976 | 0.21155 | 2019 | 37 | 7.82 | 960 | 6445.8177 | 134.1528 | 221112 | -91.117 | 40.7413 | 288 | 125 | 120 |  | 12.7 | N | Natural Gas | N | N | N | 9999 | N |  | Combustion Turbine | 39 |  | 12369
1104_G_GT2 | IA | 19057 | IPL - BURLINGTON GENERATING STATION | Burlington (IA) | 5511811 | 27179513 |  |  | 1104 | GT2 | 29-01-013 | 02 | 0.80761 | 0.0036229 | 0.040637 | 0.040637 | 0.012922 |  | 0.50479 | 0.36647 | 0.001644 | 0.01844 | 0.01844 | 0.0058636 | 0.008768 | 0.22906 | 2019 | 37 | 7.82 | 960 | 6445.8177 | 134.1528 | 221112 | -91.1171 | 40.741 | 288 | 125 | 120 |  | 11.9 | N | Natural Gas | N | N | N | 9999 | N |  | Combustion Turbine |  |  | 12369
1104_G_GT3 | IA | 19057 | IPL - BURLINGTON GENERATING STATION | Burlington (IA) | 5511811 | 27179713 |  |  | 1104 | GT3 | 29-01-013 | 03 | 0.66364 | 0.0029771 | 0.033393 | 0.033393 | 0.010618 |  | 0.41481 | 0.34735 | 0.0015582 | 0.017478 | 0.017478 | 0.0055576 | 0.0083104 | 0.21711 | 2019 | 37 | 7.82 | 960 | 6445.8177 | 134.1528 | 221112 | -91.1188 | 40.7416 | 288 | 125 | 120 |  | 13 | N | Natural Gas | N | N | N | 9999 | N |  | Combustion Turbine | 64 |  | 12369
1104_G_GT4 | IA | 19057 | IPL - BURLINGTON GENERATING STATION | Burlington (IA) | 5511811 | 27181713 |  |  | 1104 | GT4 | 29-01-013 | 04 | 0.74015 | 0.0033203 | 0.037243 | 0.037243 | 0.011842 |  | 0.46263 | 0.31364 | 0.001407 | 0.015782 | 0.015782 | 0.0050183 | 0.007504 | 0.19604 | 2019 | 37 | 7.82 | 960 | 6445.8177 | 134.1528 | 221112 | -91.1188 | 40.7416 | 288 | 125 | 120 |  | 9.4 | N | Natural Gas | N | N | N | 9999 | N |  | Combustion Turbine |  |  | 12369
1104_B_1 | IA | 19057 | IPL - BURLINGTON GENERATING STATION | Burlington (IA) | 5511811 | 27182013 | 1104 | 1 | 1104 | 1 | 29-01-013 | 17 | 827 | 3044 | 193.7756 | 193.7756 | 19.6767 | 0.23177 | 74.0094 | 930.9 | 3129 | 158.8908 | 158.8908 | 21.5195 | 0.32536 | 273.2025 | 2019 | 306 | 11.75 | 400 | 12442.9562 | 114.7052 | 221112 | -91.1188 | 40.7416 | 2080 | 125 | 100 | 128 | 214 | N | Natural Gas | Y | N | N | 9999 | N |  | O/G Steam | 125 | 7150.4404 | 10991
1046_B_6 | IA | 19061 | IPL - DUBUQUE GENERATING STATION |  | 5335511 | 26892513 | 1046 | 6 |  |  | 31-01-017 | DB6 | 0.3 | 0 | 0.018419 | 0.018419 | 0.013329 | 0.0077552 | 0.20357 | [8 empty] | 158 | 9 | 350 | 4145.8793 | -1 | 221112 | -90.6581 | 42.503 | 218 | 125 | 100 | 100&75&99 |  |  |  | Y | N | N |  | N |  |  | 70 | 70.11
1046_B_1 | IA | 19061 | IPL - DUBUQUE GENERATING STATION |  | 5335511 | 26892613 | 1046 | 1 |  |  | 31-01-017 | DB1 | 6.7 | 0.2 | 0.33467 | 0.33467 | 0.24219 | 0.14091 | 3.699 | [8 empty] | 158 | 9 | 350 | 4145.8793 | -1 | 221112 | -90.6585 | 42.5029 | 528 | 125 | 100 | 128 |  |  |  | Y | N | N |  | N |  |  |  | 612.5
1046_B_5 | IA | 19061 | IPL - DUBUQUE GENERATING STATION |  | 5335511 | 26892713 | 1046 | 5 |  |  | 31-01-017 | DB5 | 6.6 | 0.5 | 0.23075 | 0.23075 | 0.16699 | 0.097157 | 2.5504 | [8 empty] | 158 | 9 | 350 | 4145.8793 | -1 | 221112 | -90.6581 | 42.503 | 258 | 125 | 100 | 128 |  |  |  | Y | N | N |  | N |  |  | 514 | 514.3701
1097_G_1 | IA | 19067 | MIDAMERICAN ENERGY CO - MERL PARR TURBINES | Merl Parr | 5382011 | 26865313 |  |  | 1097 | 1 | 34-01-023 | 001 | 0.74554 | 0.0013705 | 0.015377 | 0.015377 | 0.0048926 |  | 0.19104 | 0.086661 | 0.0001593 | 0.0017874 | 0.0017874 | 0.00056871 |  | 0.022207 | 2019 | 29.5 | 8.2 | 1020 | 7508.7334 | 142.1834 | 22112 | -92.6745 | 43.0535 |  | 125 | 120 |  | 16.6 | N | Natural Gas | N | N | N | 9999 | N |  | Combustion Turbine | 21 |  | 25000
1097_G_2 | IA | 19067 | MIDAMERICAN ENERGY CO - MERL PARR TURBINES | Merl Parr | 5382011 | 26865413 |  |  | 1097 | 2 | 34-01-023 | 002 | 0.6743 | 0.0012395 | 0.013907 | 0.013907 | 0.0044251 |  | 0.17279 | 0.075479 | 0.00013875 | 0.0015567 | 0.0015567 | 0.00049533 |  | 0.019341 | 2019 | 29.5 | 8.2 | 1020 | 7508.7334 | 142.1834 | 22112 | -92.6745 | 43.0534 |  | 125 | 120 |  | 16 | N | Natural Gas | N | N | N | 9999 | N |  | Combustion Turbine | 20 |  | 25000
54775_B_BLR11 | IA | 19103 | UNIVERSITY OF IOWA MAIN POWER PLANT | University of Iowa Main Power Plant | 12807411 | 123689013 |  |  | 54775 | BLR11 | 52-01-005-02 | EU-PP07 | 114.3 | 114.3 | 3.0181 | 6.9232 | 44.7664 | 0.021003 | 20.4791 | 111.594 | 136.769 | 5.2829 | 6.903 | 40.7755 | 0.016969 | 23.0087 | 2019 | 198 | 5 | 325 | 1234.2767 | 62.8359 | 611310 | -91.54 | 41.6574 | 223 | 148 | 100 |  | 5.2 | Y | Bituminous | N | N | N | 9999 | N |  | Coal Steam | 7266 |  | 8300
54775_B_BLR10 | IA | 19103 | UNIVERSITY OF IOWA MAIN POWER PLANT | University of Iowa Main Power Plant | 12807411 | 123689413 |  |  | 54775 | BLR10 | 52-01-005-02 | EU-PP06 | 107.48 | 157.38 | 8.5586 | 9.6248 | 1.0665 | 0.055182 | 79.3 | 164.705 | 38.2321 | 3.7474 | 4.2698 | 5.5925 | 0.0037392 | 121.852 | 2019 | 198 | 6.67 | 330 | 1401.1321 | 40.0832 | 611310 | -91.54 | 41.6574 |  | 148 | 100 |  | 5.2 | Y | Bituminous | N | N | N | 9999 | N |  | Coal Steam | 7008 |  | 8300
1079_G_1 | IA | 19103 | MIDAMERICAN ENERGY CO - CORALVILLE TURBINES | Coralville GT | 3925111 | 37692113 |  |  | 1079 | 1 | 52-02-001 | EU-1 | 0.95317 | 0.0017522 | 0.019659 | 0.019659 | 0.0062552 |  | 0.24425 | 0.20097 | 0.00036944 | 0.0041451 | 0.0041451 | 0.0013189 |  | 0.051499 | 2019 | 28 | 11 | 1030 | 10833.3335 | 113.9952 | 221112 | -91.5638 | 41.6717 |  | 125 | 120 |  | 16.5 | N | Natural Gas | N | N | N | 9999 | N |  | Combustion Turbine | 27 |  | 25000
1079_G_2 | IA | 19103 | MIDAMERICAN ENERGY CO - CORALVILLE TURBINES | Coralville GT | 3925111 | 37692213 |  |  | 1079 | 2 | 52-02-001 | EU-2 | 0.87758 | 0.0016132 | 0.0181 | 0.0181 | 0.0057592 |  | 0.22488 | 0.28971 | 0.00053255 | 0.0059752 | 0.0059752 | 0.0019012 |  | 0.074237 | 2019 | 28 | 11 | 1030 | 10833.3335 | 113.9952 | 221112 | -91.5639 | 41.6718 |  | 125 | 120 |  | 17.2 | N | Natural Gas | N | N | N | 9999 | N |  | Combustion Turbine | 20 |  | 25000
1079_G_3 | IA | 19103 | MIDAMERICAN ENERGY CO - CORALVILLE TURBINES | Coralville GT | 3925111 | 37692313 |  |  | 1079 | 3 | 52-02-001 | EU-3 | 0.53994 | 0.00099253 | 0.011136 | 0.011136 | 0.0035433 |  | 0.13836 | 0.27786 | 0.00051076 | 0.0057308 | 0.0057308 | 0.0018234 |  | 0.0712 | 2019 | 28 | 11 | 1030 | 10833.3335 | 113.9952 | 221112 | -91.5639 | 41.6719 |  | 125 | 120 |  | 16.2 | N | Natural Gas | N | N | N | 9999 | N |  | Combustion Turbine | 12 |  | 25000
1079_G_4 | IA | 19103 | MIDAMERICAN ENERGY CO - CORALVILLE TURBINES | Coralville GT | 3925111 | 37692413 |  |  | 1079 | 4 | 52-02-001 | EU-4 | 0.59008 | 0.0010847 | 0.01217 | 0.01217 | 0.0038724 |  | 0.15121 | 0.27346 | 0.00050269 | 0.0056401 | 0.0056401 | 0.0017946 |  | 0.070074 | 2019 | 28 | 11 | 1030 | 10833.3335 | 113.9952 | 221112 | -91.564 | 41.6721 |  | 125 | 120 |  | 16.5 | N | Natural Gas | N | N | N | 9999 | N |  | Combustion Turbine | 12 |  | 25000
57953_B_COGEN | IA | 19111 | ROQUETTE AMERICA, INC | Roquette America | 3939711 | 68052813 |  |  | 57953 | COGEN | 56-01-009 | 121-NG | 175.53 | 129.4 | 0.064144 | 0.064144 | 0.04642 | 0.027008 | 50.9 | 114.481 | 130 | 0.12497 | 0.12497 | 0.090442 | 0.052621 | 34 | 2019 | 350 | 10 | 185 | 4075.4334 | 51.89 | 311221 | -91.4064 | 40.3867 | 996 | 159 | 100 |  | 32 | Y | Bituminous, Petroleum Coke | N | N | N | 9999 | N |  | Coal Steam | 8736 |  | 8300
57953_G_GT | IA | 19111 | ROQUETTE AMERICA, INC | Roquette America | 3939711 | 68055913 |  |  | 57953 | GT | 56-01-009 | CG-1 | 4.56 | 0.2749 | 1.07 | 1.07 | 3.0285 | 0.34 | 3.4478 | 4.758 | 0.13919 | 0.54424 | 0.54424 | 1.5381 | 0.33177 | 1.751 | 2019 | 170 | 10.83 | 273 | 6548.0001 | 71.0537 | 311221 | -91.3992 | 40.3883 | 166 | 159 | 120 |  | 38 | Y | Natural Gas | N | N | N | 9999 | N |  | Combined Cycle | 8736 |  | 5500
1073_B_2 | IA | 19113 | IPL - PRAIRIE CREEK GENERATING STATION | Prairie Creek | 3940211 | 111692913 |  |  | 1073 | 2 | 57-01-042 | 301-302 | [7 empty] | 209.9135 |  | 9.3413 | 9.3413 | 2.1214 | 0.045214 |  | 2019 | 327 | 16 | 470 | 5342.0001 | 26.5689 | 221112 | -91.6384 | 41.9437 | 304 | 125 | 100 |  | 1.9 | Y | Subbituminous | N | Y | N | 9999 | N |  | Coal Steam | 1118 |  | 10908
1073_B_5 | IA | 19113 | IPL - PRAIRIE CREEK GENERATING STATION |  | 3940211 | 37605213 |  |  |  |  | 57-01-042 | 500 | 17.218 | 0.11951 | 0.59753 | 0.59753 | 1.0955 | 0.63736 | 5.4853 | 17.77 | 0.13767 | 0.68836 | 0.68836 | 1.262 | 0.73425 | 6.3191 | 2019 | 106.5 | 6.5 | 470 | 1327.3333 | 40.0003 | 221112 | -91.638 | 41.9443 |  | 125 | 100 |  |  |  |  | N | N | N |  | N |  |  | 3729
1073_B_1 | IA | 19113 | IPL - PRAIRIE CREEK GENERATING STATION |  | 3940211 | 37605713 |  |  |  |  | 57-01-042 | 301-301 | 103.6555 | 520.5 | 12.8398 | 12.8398 | 1.8264 | 0.022594 | 251.16 | 171.9533 | 462.138 | 8.0309 | 8.0309 | 1.8419 | 0.049551 | 225.977 | 2019 | 327 | 16 | 470 | 5342.0001 | 26.5689 | 221112 | -91.6384 | 41.9437 |  | 125 | 100 | 128 |  |  |  | N | N | N |  | N |  |  | 7549
1073_B_3 | IA | 19113 | IPL - PRAIRIE CREEK GENERATING STATION | Prairie Creek | 3940211 | 37605913 | 1073 | 3 | 1073 | 3 | 57-01-042 | 302-303 | 427.9 | 513.7 | 84.8771 | 84.8771 | 4.4089 | 0.06069 | 153.9 | 380 | 515.7 | 23.952 | 23.952 | 4.1898 | 0.10618 | 77.6 | 2019 | 201 | 12.44 | 450 | 3331.25 | 27.4079 | 221112 | -91.638 | 41.9443 | 611 | 125 | 100 | 128 | 26 | Y | Subbituminous | Y | N | N | 9999 | N |  | Coal Steam | 7627 | 7626.9702 | 12146
1073_B_4 | IA | 19113 | IPL - PRAIRIE CREEK GENERATING STATION | Prairie Creek | 3940211 | 37606013 | 1073 | 4 | 1073 | 4 | 57-01-042 | 303-304 | 468.1 | 695.3 | 19.8543 | 22.5949 | 6.0667 | 0.55998 | 119.9979 | 9.7 | 2.7 | 0.42255 | 0.42255 | 0.30579 | 0.17792 | 4.6703 | 2017 | 201 | 13 | 329 | 9522.5668 | 71.8 | 221112 | -91.6398 | 41.9439 | 1370 | 125 | 100 | 128 | 110 | Y | Natural Gas | Y | N | N | 9999 | N |  | O/G Steam | 3872 | 3872.2209 | 9822
10864_G_GEN7 | IA | 19113 | ADM CORN PROCESSING - CEDAR RAPIDS | Archer Daniels Midland Cedar Rapids | 8121311 | 125661413 |  |  | 10864 | GEN7 | 57-01-080 | EU-545 | 9.59 | 1.48 | 4.36 | 4.36 | 7.68 | 3.8941 | 5.95 | 13.6269 | 5.7807 | 11.9014 | 11.9014 | 2.3758 | 5.0174 | 25.72 | 2019 | 225 | 11 | 250 | 5605.517 | 58.9611 | 311221 | -91.6862 | 41.9192 | 475 | 127 | 120 |  | 35 | N | Natural Gas | N | N | N | 9999 | N |  | Combustion Turbine | 2104 |  | 12369
10864_B_1 | IA | 19113 | ADM CORN PROCESSING - CEDAR RAPIDS | Archer Daniels Midland Cedar Rapids | 8121311 | 4736213 |  |  | 10864 | 1 | 57-01-080 | EU-501A | 119.03 | 350.79 | 1.42 | 2.67 | 4.64 | 16.7922 | 20.5 | 112.021 | 330.482 | 5.8235 | 10.9878 | 4.3951 | 16.1585 | 10.1426 | 2019 | 350 | 11.52 | 358 | 6719.6363 | 64.469 | 311221 | -91.6874 | 41.9228 | 552 | 127 | 100 | 127&140&41 | 40 | Y | Bituminous, Subbituminous | N | N | N | 9999 | N |  | Coal Steam | 7637 |  | 8300
10864_B_2 | IA | 19113 | ADM CORN PROCESSING - CEDAR RAPIDS | Archer Daniels Midland Cedar Rapids | 8121311 | 4738213 |  |  | 10864 | 2 | 57-01-080 | EU-501B | 108.99 | 327.64 | 1.3 | 2.46 | 4.26 | 15.4455 | 18.86 | 122.633 | 358.035 | 6.3743 | 12.027 | 4.8108 | 17.6753 | 11.1018 | 2019 | 350 | 11.52 | 358 | 6719.6363 | 64.469 | 311221 | -91.6874 | 41.9228 | 552 | 127 | 100 | 127&140&41 | 40 | Y | Bituminous, Subbituminous | N | N | N | 9999 | N |  | Coal Steam | 7203 |  | 8300
10864_B_3 | IA | 19113 | ADM CORN PROCESSING - CEDAR RAPIDS | Archer Daniels Midland Cedar Rapids | 8121311 | 4751013 |  |  | 10864 | 3 | 57-01-080 | EU-502A | 114.4 | 348.53 | 3.2 | 6.04 | 4.49 | 16.2665 | 29.36 | 115.747 | 369.93 | 1.8478 | 3.4863 | 4.5322 | 16.651 | 16.5601 | 2019 | 350 | 11.52 | 362 | 6682.6138 | 64.337 | 311221 | -91.6874 | 41.9228 | 552 | 127 | 100 | 127&140&41 | 40 | Y | Bituminous, Subbituminous | N | N | N | 9999 | N |  | Coal Steam | 7605 |  | 8300
10864_B_5 | IA | 19113 | ADM CORN PROCESSING - CEDAR RAPIDS | Archer Daniels Midland Cedar Rapids | 8121311 | 4761213 |  |  | 10864 | 5 | 57-01-080 | EU-530A | 306.53 | 741.6 | 10.42 | 19.65 | 9.83 | 12.0838 | 88.44 | 284.62 | 603.724 | 6.9585 | 13.1292 | 8.7528 | 10.9438 | 48.1403 | 2019 | 412 | 12.01 | 310 | 7801.4341 | 68.865 | 311221 | -91.6846 | 41.9228 | 1500 | 127 | 100 | 127&140&41 | 100 | Y | Bituminous, Subbituminous | N | N | N | 9999 | N |  | Coal Steam | 8035 |  | 8300
10864_B_4 | IA | 19113 | ADM CORN PROCESSING - CEDAR RAPIDS | Archer Daniels Midland Cedar Rapids | 8121311 | 4762413 |  |  | 10864 | 4 | 57-01-080 | EU-502B | 128.02 | 342.8 | 3.61 | 6.8 | 5.05 | 18.3104 | 33.05 | 115.007 | 266.59 | 1.85 | 3.4905 | 4.5377 | 16.7941 | 16.5799 | 2019 | 350 | 11.52 | 362 | 6682.6138 | 64.337 | 311221 | -91.6874 | 41.9228 | 552 | 127 | 100 | 127&140&41 | 40 | Y | Bituminous, Subbituminous | N | N | N | 9999 | N |  | Coal Steam | 8380 |  | 8300
6664_B_101 | IA | 19115 | MIDAMERICAN ENERGY CO - LOUISA STATION | Louisa | 3942411 | 37581213 | 6664 | 101 | 6664 | 101 | 58-07-001 | EU-1 | 3114.56 | 5129.26 | 87.6847 | 128.5633 | 3.3929 | 0.83003 | 2939.1988 | 2960 | 5286.4 | 183.8216 | 298.3916 | 3.3511 | 0.78921 | 2575.1017 | 2019 | 610 | 30 | 180 | 59773.5861 | 84.5283 | 221112 | -91.0933 | 41.318 | 8000 | 125 | 100 | 100&128&204&205&215 | 746 | N | Subbituminous | Y | N | N | 9999 | N |  | Coal Steam |  | 6327.3799 | 10591
58236_G_CTG2 | IA | 19127 | IPL - MARSHALLTOWN GENERATING STATION |  | 3779111 | 124117513 | 58236 | CT2 |  |  | 64-01-012 | EU-402 | 15.4204 | 0.028346 | 0.31805 | 0.31805 | 0.1012 | 0.42992 | 3.9496 | 32.3 | 3.9 | 12.4422 | 12.4422 | 0.62211 | 9.3316 | 41.691 | 2019 | 199 | 23.5 | 210 | 21936.6642 | 50.5557 | 221112 | -92.8596 | 42.0475 | 2410 | 125 | 140 |  |  |  |  | N | N | N |  | N |  |  | 121
58236_G_CTG1 | IA | 19127 | IPL - MARSHALLTOWN GENERATING STATION |  | 3779111 | 124118013 | 58236 | CT1 |  |  | 64-01-012 | EU-401 | 15.4204 | 0.028346 | 0.31805 | 0.31805 | 0.1012 | 0.42992 | 3.9496 | 34.8 | 4.1 | 19.5019 | 19.5019 | 1.9502 | 16.2516 | 46.469 | 2019 | 199 | 23.5 | 210 | 21936.6642 | 50.5557 | 221112 | -92.8596 | 42.0475 | 2410 | 125 | 140 |  |  |  |  | N | N | N |  | N |  |  | 121
1077_G_3 | IA | 19127 | IPL - MARSHALLTOWN GENERATING STATION |  | 3779111 | 37005713 | 1077 | 3 |  |  | 64-01-012 | EU-003 | 5 | 0.2 | 0.13179 | 0.13179 | 0.095378 | 0.055493 | 1.4567 | [8 empty] | 249 | 10 | 325 | 12996.0441 | -1 | 221112 | -92.8633 | 42.0489 | 868 | 125 | 100 | 121&128&140&204 |  |  |  | Y | N | N |  | N |  |  |  | 153.49
1077_B_1 | IA | 19127 | IPL - MARSHALLTOWN GENERATING STATION |  | 3779111 | 37005913 | 1077 | 1 |  |  | 64-01-012 | EU-001 | 1.8 | 0.1 | 0.12554 | 0.12554 | 0.090852 | 0.052859 | 1.3876 | [8 empty] | 249 | 9.5 | 350 | 7188.254 | -1 | 221112 | -92.8633 | 42.0489 | 444 | 125 | 100 | 128&205 |  |  |  | Y | N | N |  | N |  |  |  | 251.79
1068_G_3B | IA | 19127 | IPL - MARSHALLTOWN GENERATING STATION |  | 3779111 | 37006313 | 1068 | 3B |  |  | 64-01-012 | EU-016 | 0.2 | 0 | 0.016894 | 0.016894 | 0.00012984 |  | 0.0019149 | 9.7 |  | 0.22583 | 0.22583 | 0.071809 |  | 2.8052 | 2019 | 31 | 9 | 850 | 13437.0575 | 211.1322 | 221112 | -92.8596 | 42.0475 | 402 | 125 | 120 |  |  |  |  | Y | N | N |  | N |  |  | 2 | 4.08
1068_G_3 | IA | 19127 | IPL - MARSHALLTOWN GENERATING STATION | Marshalltown | 3779111 | 37006413 | 1068 | 3A | 1068 | 3 | 64-01-012 | EU-015 | 0.2 | 0 | 0.026025 | 0.026025 | 0.0032313 |  | 0.1232 | 10.4 |  | 0.23646 | 0.23646 | 0.07519 |  | 2.9373 | 2019 | 31 | 9 | 850 | 9729.5102 | 152.8767 | 221112 | -92.8596 | 42.0475 | 402 | 125 | 120 |  | 61.7 | N | Natural Gas | Y | N | N | 9999 | N |  | Combustion Turbine | 2 | 4.35 | 17054
1068_G_2B | IA | 19127 | IPL - MARSHALLTOWN GENERATING STATION |  | 3779111 | 37006513 | 1068 | 2B |  |  | 64-01-012 | EU-014 | 5.7 | 0.5 | 0.60791 | 0.60791 | 0.0036823 |  | 0.029652 | 8.7 |  | 0.212 | 0.212 | 0.067411 |  | 2.6334 | 2019 | 31 | 9 | 850 | 9729.5102 | 152.8767 | 221112 | -92.8596 | 42.0475 | 402 | 125 | 120 |  |  |  |  | Y | N | N |  | N |  |  | 76 | 75.85
1068_G_2 | IA | 19127 | IPL - MARSHALLTOWN GENERATING STATION | Marshalltown | 3779111 | 37006613 | 1068 | 2A | 1068 | 2 | 64-01-012 | EU-013 | 4 | 0.4 | 0.46428 | 0.46428 | 0.0028123 |  | 0.022647 | 9.4 |  | 0.23133 | 0.23133 | 0.073557 |  | 2.8735 | 2019 | 31 | 9 | 850 | 9729.5102 | 152.8767 | 221112 | -92.8596 | 42.0475 | 402 | 125 | 120 |  | 56.2 | N | Natural Gas | Y | N | N | 9999 | N |  | Combustion Turbine | 62 | 62.1 | 17054
1068_G_1B | IA | 19127 | IPL - MARSHALLTOWN GENERATING STATION |  | 3779111 | 37006713 | 1068 | 1B |  |  | 64-01-012 | EU-012 | 2.3 | 0.2 | 0.28769 | 0.28769 | 0.0017427 |  | 0.014033 | 6 |  | 0.14214 | 0.14214 | 0.045196 |  | 1.7656 | 2019 | 31 | 9 | 850 | 9729.5102 | 152.8767 | 221112 | -92.8596 | 42.0475 | 402 | 125 | 120 |  |  |  |  | Y | N | N |  | N |  |  | 35 | 35.39
1068_G_1 | IA | 19127 | IPL - MARSHALLTOWN GENERATING STATION | Marshalltown | 3779111 | 37006813 | 1068 | 1A | 1068 | 1 | 64-01-012 | EU-011 | 2.3 | 0.1 | 0.28032 | 0.28032 | 0.001698 |  | 0.013673 | 4.8 |  | 0.13025 | 0.13025 | 0.041417 |  | 1.618 | 2019 | 31 | 9 | 850 | 9729.5102 | 152.8767 | 221112 | -92.8596 | 42.0475 | 402 | 125 | 120 |  | 55.9 | N | Natural Gas | Y | N | N | 9999 | N |  | Combustion Turbine | 36 | 35.47 | 17054
1167_B_9 | IA | 19139 | MUSCATINE POWER & WATER | Muscatine Plant #1 | 7892811 | 2592613 | 1167 | 9 | 1167 | 9 | 70-01-011 | EU90 | 666.9 | 58.8 | 41.65 | 46.05 | 15.0625 | 0.020076 | 21.03 | 601.4 | 48.5 | 22.8822 | 28.1108 | 12.3237 | 0.019168 | 7.785 | 2017 | 300 | 10.5 | 180 | 8666.6668 | 100.0481 | 221112 | -91.0577 | 41.3893 | 1560 | 125 | 100 | 128&204&99 | 163 | N | Subbituminous | Y | N | N | 9999 | N |  | Coal Steam | 7560 | 7518.1792 | 8800
1167_B_7 | IA | 19139 | MUSCATINE POWER & WATER | Muscatine Plant #1 | 7892811 | 2592713 |  |  | 1167 | 7 | 70-01-011 | EU70 | 48.5842 | 62 | 2.0772 | 2.2272 | 0.33643 |  | 6.2603 | 24.8151 | 36.3 | 0.75348 | 0.82519 | 0.17276 |  | 3.981 | 2017 | 220 | 8.86 | 350 | 1655.6604 | 26.8435 | 221112 | -91.0566 | 41.3916 | 310 | 125 | 100 | 121&128 | 20.7 | N | Subbituminous | N | N | N | 9999 | N |  | Coal Steam | 384 |  | 8800
1167_B_8 | IA | 19139 | MUSCATINE POWER & WATER | Muscatine Plant #1 | 7892811 | 2594313 | 1167 | 8 | 1167 | 8 | 70-01-011 | EU80 | 2029.3 | 1648.5 | 32.57 | 36.49 | 15.3959 | 0 | 87 | 1941.8 | 1630.1 | 24.9357 | 26.2331 | 14.5168 |  | 94.332 | 2019 | 225 | 8.53 | 350 | 5833.0189 | 102.0306 | 221112 | -91.0577 | 41.3893 | 1080 | 125 | 100 | 128&204 | 44 | Y | Subbituminous | Y | N | N | 9999 | N |  | Coal Steam | 36 | 8172.0303 | 8300
1084_G_8 | IA | 19153 | MIDAMERICAN ENERGY CO - RIVER HILLS TURBINES | River Hills | 3163711 | 38794213 |  |  | 1084 | 8 | 77-01-054 | 008 | 0.4867 | 0.00089466 | 0.010038 | 0.010038 | 0.0031939 |  | 0.12472 | 0.17064 | 0.00031367 | 0.0035194 | 0.0035194 | 0.0011198 |  | 0.043726 | 2019 | 37.3 | 10.34 | 950 | 7174.6001 | 85.41 | 221112 | -93.6192 | 41.5901 |  | 125 | 120 |  | 16 | N | Natural Gas | N | N | N | 9999 | N |  | Combustion Turbine | 16 |  | 25000
1084_G_1 | IA | 19153 | MIDAMERICAN ENERGY CO - RIVER HILLS TURBINES | River Hills | 3163711 | 38794513 |  |  | 1084 | 1 | 77-01-054 | 001 | 0.51799 | 0.00095219 | 0.010684 | 0.010684 | 0.0033993 |  | 0.13274 | 0.21582 | 0.00039673 | 0.0044513 | 0.0044513 | 0.0014163 |  | 0.055304 | 2019 | 37.3 | 10.34 | 950 | 7174.6001 | 85.41 | 221112 | -93.6199 | 41.5903 |  | 125 | 120 |  | 16 | N | Natural Gas | N | N | N | 9999 | N |  | Combustion Turbine | 24 |  | 25000
1084_G_2 | IA | 19153 | MIDAMERICAN ENERGY CO - RIVER HILLS TURBINES | River Hills | 3163711 | 38794613 |  |  | 1084 | 2 | 77-01-054 | 002 | 0.41802 | 0.00076841 | 0.0086216 | 0.0086216 | 0.0027432 |  | 0.10712 | 0.21698 | 0.00039886 | 0.0044752 | 0.0044752 | 0.0014239 |  | 0.055601 | 2019 | 37.3 | 10.34 | 950 | 7174.6001 | 85.41 | 221112 | -93.6197 | 41.5903 |  | 125 | 120 |  | 16 | N | Natural Gas | N | N | N | 9999 | N |  | Combustion Turbine | 16 |  | 25000
1084_G_3 | IA | 19153 | MIDAMERICAN ENERGY CO - RIVER HILLS TURBINES | River Hills | 3163711 | 38794713 |  |  | 1084 | 3 | 77-01-054 | 003 | 0.52705 | 0.00096885 | 0.01087 | 0.01087 | 0.0034556 |  | 0.13506 | 0.095306 | 0.0001752 | 0.0019657 | 0.0019657 | 0.00062486 |  | 0.024422 | 2019 | 34.3 | 10.34 | 950 | 7174.6001 | 85.41 | 221112 | -93.6198 | 41.59 |  | 125 | 120 |  | 16 | N | Natural Gas | N | N | N | 9999 | N |  | Combustion Turbine | 16 |  | 25000
1084_G_4 | IA | 19153 | MIDAMERICAN ENERGY CO - RIVER HILLS TURBINES | River Hills | 3163711 | 38794813 |  |  | 1084 | 4 | 77-01-054 | 004 | 0.49686 | 0.00091336 | 0.010248 | 0.010248 | 0.0032607 |  | 0.12732 | 0.093003 | 0.00017096 | 0.0019182 | 0.0019182 | 0.00061033 |  | 0.023832 | 2019 | 34.3 | 10.34 | 950 | 7174.6001 | 85.41 | 221112 | -93.6196 | 41.5901 |  | 125 | 120 |  | 16 | N | Natural Gas | N | N | N | 9999 | N |  | Combustion Turbine | 14 |  | 25000
1084_G_5 | IA | 19153 | MIDAMERICAN ENERGY CO - RIVER HILLS TURBINES | River Hills | 3163711 | 38794913 |  |  | 1084 | 5 | 77-01-054 | 005 | 0.55656 | 0.0010231 | 0.011479 | 0.011479 | 0.0036524 |  | 0.14262 | 0.17971 | 0.00033034 | 0.0037065 | 0.0037065 | 0.0011793 |  | 0.04605 | 2019 | 37.3 | 10.34 | 950 | 7174.6001 | 85.41 | 221112 | -93.6195 | 41.5904 |  | 125 | 120 |  | 16 | N | Natural Gas | N | N | N | 9999 | N |  | Combustion Turbine | 20 |  | 25000
1084_G_6 | IA | 19153 | MIDAMERICAN ENERGY CO - RIVER HILLS TURBINES | River Hills | 3163711 | 38795013 |  |  | 1084 | 6 | 77-01-054 | 006 | 0.50821 | 0.00093421 | 0.010482 | 0.010482 | 0.0033351 |  | 0.13023 | 0.17445 | 0.00032067 | 0.003598 | 0.003598 | 0.0011448 |  | 0.044702 | 2019 | 37.3 | 10.34 | 950 | 7174.6001 | 85.41 | 221112 | -93.6193 | 41.5904 |  | 125 | 120 |  | 16 | N | Natural Gas | N | N | N | 9999 | N |  | Combustion Turbine | 18 |  | 25000
1084_G_7 | IA | 19153 | MIDAMERICAN ENERGY CO - RIVER HILLS TURBINES | River Hills | 3163711 | 38795113 |  |  | 1084 | 7 | 77-01-054 | 007 | 0.33572 | 0.00061713 | 0.0069242 | 0.0069242 | 0.0022032 |  | 0.086028 | 0.17471 | 0.00032116 | 0.0036035 | 0.0036035 | 0.0011466 |  | 0.04477 | 2019 | 37.3 | 10.34 | 950 | 7174.6001 | 85.41 | 221112 | -93.6195 | 41.5901 |  | 125 | 120 |  | 16 | N | Natural Gas | N | N | N | 9999 | N |  | Combustion Turbine | 10 |  | 25000
8029_G_1 | IA | 19153 | MIDAMERICAN ENERGY CO - SYCAMORE TURBINES | Sycamore (IA) | 3164611 | 38776413 | 8029 | 1 | 8029 | 1 | 77-09-002 | 001 | 13.67 | 1.98 | 0.28225 | 0.28225 | 0.080196 |  | 3.0956 | 13.67 | 1.98 | 0.063011 | 0.063011 | 0.020049 |  | 0.78287 | 2019 | 100 | 11 | 910 | 25372.3005 | 266.9836 | 221112 | -93.6763 | 41.672 | 947 | 125 | 120 |  | 76.2 | N | Natural Gas, Distillate Fuel Oil | Y | N | N | 9999 | N |  | Combustion Turbine | 132 | 155.4 | 20633
8029_G_2 | IA | 19153 | MIDAMERICAN ENERGY CO - SYCAMORE TURBINES | Sycamore (IA) | 3164611 | 38776513 | 8029 | 2 | 8029 | 2 | 77-09-002 | 002 | 11.07 | 1.45 | 0.22866 | 0.22866 | 0.065153 |  | 2.5157 | 11.07 | 1.45 | 0.044061 | 0.044061 | 0.014019 |  | 0.54742 | 2019 | 100 | 11 | 910 | 25372.3005 | 266.9836 | 221112 | -93.6767 | 41.672 | 947 | 125 | 120 |  | 74.1 | N | Natural Gas, Distillate Fuel Oil | Y | N | N | 9999 | N |  | Combustion Turbine | 8 | 120.89 | 20637
7145_G_1 | IA | 19153 | MIDAMERICAN ENERGY CO - PLEASANT HILL/GDMEC | Pleasant Hill | 3164811 | 38775213 | 7145 | 1 | 7145 | 1 | 77-13-002 | EU-001 | 5.98 | 0.02 | 0.26465 | 0.26465 | 0.084208 |  | 1.203 | 1.3 |  | 0.031916 | 0.031916 | 0.010155 |  | 0.14508 | 2019 | 35.5 | 13.43 | 1071 | 11933.3335 | 84.2 | 221112 | -93.5293 | 41.5576 | 507 | 125 | 120 |  | 38 | N | Natural Gas, Distillate Fuel Oil | Y | N | N | 9999 | N |  | Combustion Turbine | 222 | 251 | 16482
7145_G_2 | IA | 19153 | MIDAMERICAN ENERGY CO - PLEASANT HILL/GDMEC | Pleasant Hill | 3164811 | 38775413 | 7145 | 2 | 7145 | 2 | 77-13-002 | EU-002 | 4.4 | 0.15 | 0.19375 | 0.19375 | 0.060711 |  | 0.88661 | 2.5 |  | 0.065112 | 0.065112 | 0.020717 |  | 0.29596 | 2019 | 35.5 | 13.43 | 1071 | 11933.3335 | 84.19 | 221112 | -93.5293 | 41.5576 | 507 | 125 | 120 |  | 37.8 | N | Natural Gas, Distillate Fuel Oil | Y | N | N | 9999 | N |  | Combustion Turbine | 159 | 216 | 16482
7145_G_3 | IA | 19153 | MIDAMERICAN ENERGY CO - PLEASANT HILL/GDMEC | Pleasant Hill | 3164811 | 38775713 | 7145 | 3 | 7145 | 3 | 77-13-002 | EU-005 | 10.83 | 0.06 | 0.72154 | 0.72154 | 0.22872 |  | 3.2851 | 2.5 | 0.01 | 0.11202 | 0.11202 | 0.035643 |  | 0.50918 | 2019 | 52 | 13.83 | 1052 | 8340.1501 | 55.5 | 221112 | -93.5293 | 41.5576 | 1390 | 125 | 120 |  | 79.7 | N | Natural Gas, Distillate Fuel Oil | Y | N | N | 9999 | N |  | Combustion Turbine | 416 | 423.13 | 16463
7985_G_GT1 | IA | 19153 | MIDAMERICAN ENERGY CO - PLEASANT HILL/GDMEC | Greater Des Moines | 3164811 | 67980413 | 7985 | 1 | 7985 | GT1 | 77-13-002 | GDMEC-EU 1 | 9.32 | 0.57 | 10.0086 | 10.0086 | 0.87779 | 7.6601e-06 | 19.12 | 7.4 | 0.5 | 7.8416 | 7.8416 | 0.68774 | 6e-06 | 24.5 | 2019 | 200 | 18.5 | 202 | 19597.6985 | 72.878 | 221112 | -93.5285 | 41.5567 | 2140 | 125 | 120 |  | 155.4 | N | Natural Gas | Y | N | N | 9999 | N |  | Combined Cycle | 1248 | 1229.5601 | 7823
7985_G_GT2 | IA | 19153 | MIDAMERICAN ENERGY CO - PLEASANT HILL/GDMEC | Greater Des Moines | 3164811 | 67980513 | 7985 | 2 | 7985 | GT2 | 77-13-002 | GDMEC-EU 2 | 8.67 | 0.59 | 10.534 | 10.534 | 0.92386 | 9.6089e-06 | 25.12 | 8.5 | 0.5 | 8.6976 | 8.6976 | 0.76281 | 7.93e-06 | 26.2 | 2019 | 200 | 18.5 | 202 | 19597.6985 | 72.878 | 221112 | -93.5293 | 41.5576 | 2140 | 125 | 120 |  | 154.4 | N | Natural Gas | Y | N | N | 9999 | N |  | Combined Cycle | 1248 | 1253.1104 | 7823
1082_B_3 | IA | 19155 | WALTER SCOTT JR ENERGY CTR | Walter Scott Jr Energy Center | 2992611 | 38070713 | 1082 | 3 | 1082 | 3 | 78-01-026 | 003 | 4330.39 | 7373.5 | 194.26 | 238.6424 | 75.4491 | 1.178 | 3831.98 | 4466.3 | 7520.3 | 156.3662 | 256.1592 | 69.7917 | 0.97965 | 3411.91 | 2019 | 550 | 25 | 180 | 46844.4509 | 95.4307 | 221112 | -95.839 | 41.1806 | 7700 | 125 | 100 | 127&204&205&215 | 708 | Y | Subbituminous | Y | N | N | 9999 | N |  | Coal Steam | 7056 | 7054.5 | 9926
1082_B_4 | IA | 19155 | WALTER SCOTT JR ENERGY CTR | Walter Scott Jr Energy Center | 2992611 | 67981913 | 1082 | 4 | 1082 | 4 | 78-01-026 | 141 | 1141.5 | 1601.17 | 41.6235 | 236.0127 | 8.5088 | 6.7711 | 990.36 | 1126 | 1374.8 | 156.2639 | 340.1883 | 8.191 | 6.6347 | 623.88 | 2019 | 551 | 24.67 | 165 | 46403.4842 | 97.0783 | 221112 | -95.836 | 41.1818 | 7680 | 125 | 100 |  | 814 | N | Subbituminous | Y | N | N | 9999 | N |  | Coal Steam | 6384 | 6341.5 | 9977
7137_G_1 | IA | 19157 | IPL - GRINNELL COMBUSTION TURBINES STATION |  | 2993611 | 38058713 | 7137 | 1 |  |  | 79-01-022 | EU1 | 0.3969 | 0.03402 | 0.0023555 | 0.0023555 | 0.000749 |  | 0.02926 | [8 empty] | 35 | 13.2 | 875 | 9000 | 64.3933 | 221112 | -92.7488 | 41.7528 | 378 | 125 | 120 |  |  |  |  | Y | N | N |  | N |  |  | 3 | 3
7137_G_2 | IA | 19157 | IPL - GRINNELL COMBUSTION TURBINES STATION |  | 2993611 | 38058913 | 7137 | 2 |  |  | 79-01-022 | EU8 | 20.2419 | 1.735 | 0.11098 | 0.11098 | 0.035289 |  | 1.3786 | [8 empty] | 35 | 13.2 | 875 | 9000 | 64.3933 | 221112 | -92.7488 | 41.753 | 378 | 125 | 120 |  |  |  |  | Y | N | N |  | N |  |  | 154 | 153
1081_B_9 | IA | 19163 | MIDAMERICAN ENERGY CO - RIVERSIDE STATION | Riverside | 2995011 | 38035113 | 1081 | 9 | 1081 | 9 | 82-02-006 | EU-1 | 11.12 | 0.04 | 0.49453 | 0.49453 | 0.35789 | 0.20822 | 1.5617 | 5.5 | 0.01 | 0.24415 | 0.24415 | 0.17669 | 0.1028 | 0.771 | 2019 | 346.3 | 13.4 | 297 | 10950.3146 | 77.6161 | 221112 | -90.4477 | 41.5404 | 1200 | 125 | 100 | 128&204 | 107 | N | Natural Gas | Y | N | N | 9999 | N |  | O/G Steam |  | 303.89 | 10784
6463_G_GT1 | IA | 19169 | CITY OF AMES COMBUSTION TURBINE | Ames GT | 12806511 | 68177513 |  |  | 6463 | GT1 | 85-01-006-01 | EU-1 | [7 empty] | 0.34078 | [6 empty] | 2019 | 31.9 | 8.93 | 820 | 8274.9184 | 132.0675 | 221112 | -93.5824 | 42.027 | 0.01 | 125 | 120 |  | 15.5 | N | Distillate Fuel Oil | N | N | N | 9999 | N |  | Combustion Turbine | 4 |  | 15553
6463_G_GT2 | IA | 19169 | CITY OF AMES COMBUSTION TURBINE | Ames GT | 12806511 | 68177613 | 6463 | GT2 | 6463 | GT2 | 85-01-006-01 | EU-3 | 0.9 | 0.2 | 0.048492 | 0.049631 |  |  | 0.33292 | 0.6 | 0.1 | 0.0222 | 0.0222 |  |  | 0.1406 | 2019 | 60 | 9 | 939 | 6775.0001 | 106.4534 | 221112 | -93.5831 | 42.0269 | 320 | 125 | 120 |  | 26.1 | N | Distillate Fuel Oil | Y | N | N | 9999 | N |  | Combustion Turbine | 32 | 37 | 15706
1122_B_8 | IA | 19169 | CITY OF AMES STEAM ELECTRIC PLANT | Ames Electric Services Power Plant | 12806611 | 68177713 | 1122 | 8 | 1122 | 8 | 85-01-006-02 | EU-1 | 169.1 | 9.2 | 10.0626 | 10.0781 | 5.3528 | 3.2799 | 1.7023 | 96.4 | 6.2 | 6.6113 | 6.6193 | 4.4312 | 2.2357 | 65.2357 | 2019 | 210 | 11 | 240 | 5327.0441 | 56.032 | 221112 | -93.6079 | 42.0253 | 975 | 125 | 100 | 128 | 63 | N | Natural Gas | Y | N | N | 9999 | N |  | O/G Steam | 5040 | 5496.75 | 12538
1122_B_7 | IA | 19169 | CITY OF AMES STEAM ELECTRIC PLANT | Ames Electric Services Power Plant | 12806611 | 68177813 | 1122 | 7 | 1122 | 7 | 85-01-006-02 | EU-2 | 192.7 | 177.1 | 5.5303 | 8.6117 | 2.2887 | 0.46541 | 36.6259 | 0.8 | 0.2 | 0.075609 | 0.075651 | 0.05 | 0.027269 | 0.75211 | 2017 | 200 | 8 | 252 | 3179.3711 | 63.2261 | 221112 | -93.6079 | 42.0254 | 525 | 125 | 100 | 128 | 32 | N | Natural Gas | Y | N | N | 9999 | N |  | O/G Steam | 3360 | 3932 | 13684
1206_G_GT1 | IA | 19175 | CENTRAL IOWA POWER COOP - SUMMIT LAKE | Summit Lake | 3731711 | 68192713 | 1206 | 1G | 1206 | GT1 | 88-01-004 | EU1G | 18.9 | 0 | 0.29982 | 0.30116 | 0.095337 | 0.29537 | 3.7262 | 17.4 |  | 0.17707 | 0.17786 | 0.056303 | 0.17443 | 2.2006 | 2019 | 45 | 9.57 | 990 | 11950.0002 | 159 | 221112 | -94.347 | 41.1134 | 480 | 125 | 120 |  | 27.5 | N | Natural Gas, Distillate Fuel Oil | Y | N | N | 9999 | N |  | Combustion Turbine | 228 | 235.17 | 12889
1206_G_GT2 | IA | 19175 | CENTRAL IOWA POWER COOP - SUMMIT LAKE | Summit Lake | 3731711 | 68192813 | 1206 | 2G | 1206 | GT2 | 88-01-004 | EU2G | 17.7 | 0 | 0.27189 | 0.2731 | 0.086456 | 0.26785 | 3.3791 | 12.8 |  | 0.13988 | 0.14051 | 0.04448 | 0.1378 | 1.7385 | 2019 | 45 | 9.01 | 490 | 7833.3334 | 118 | 221112 | -94.3471 | 41.1133 | 480 | 125 | 120 |  | 27.9 | N | Natural Gas, Distillate Fuel Oil | Y | N | N | 9999 | N |  | Combustion Turbine | 215 | 222.43 | 12889
6254_B_1 | IA | 19179 | IPL - OTTUMWA GENERATING STATION | Ottumwa | 3732211 | 124299813 | 6254 | 1 | 6254 | 1 | 90-07-001 | 1 | 2851 | 1013.5 | 183.7062 | 209.9565 | 0.073398 | 0.82771 | 1677.3 | 2063.1 | 1355.6 | 50.6574 | 57.9037 | 0.093273 | 19.5597 | 1452.8 | 2019 | 600 | 25 | 205 | 44478.7768 | 90.5749 | 221112 | -92.555 | 41.0977 | 6370 | 125 | 100 | 128 | 725 | N | Subbituminous | Y | N | N | 9999 | N |  | Coal Steam | 100 | 7689.0898 | 10369
1150_G_8 | IA | 19181 | INDIANOLA MUNICIPAL UTILITIES | Indianola | 15474111 | 98111513 |  |  | 1150 | 8 | 91-01-002 | EU9 | 0.032928 | 0 | 0.0014406 | 0.0014406 | 0.0009261 |  | 0.0087465 | 0.024864 | 1.177e-05 | 0.0010878 | 0.0010878 | 0.0006993 |  | 0.0066045 | 2019 | 32 | 1 | 840 | 184.9842 | 235.4345 | 221112 | -93.5624 | 41.3601 | 10.5 | 125 | 160 |  | 22.8 | N | Distillate Fuel Oil | N | N | N | 9999 | N |  | Combustion Turbine | 2 |  | 25000
1091_B_1 | IA | 19193 | MIDAMERICAN ENERGY CO - GEORGE NEAL NORTH |  | 2943411 | 38611513 | 1091 | 1 |  |  | 97-04-010 | 001 | 47.53 | 30.27 | 2.7197 | 4.3582 | 0.41828 | 0.022896 | 0.3 | [8 empty] | 225 | 9.42 | 320 | 13222.791 | -1 | 221112 | -96.3793 | 42.3242 | 1360 | 125 | 100 | 128&204 |  |  |  | Y | N | N |  | N |  |  | 170 | 165
1091_B_2 | IA | 19193 | MIDAMERICAN ENERGY CO - GEORGE NEAL NORTH |  | 2943411 | 38611613 | 1091 | 2 |  |  | 97-04-010 | 002 | 103.55 | 217.42 | 13.2187 | 24.9658 | 1.6425 | 0.041082 | 59.4 | [8 empty] | 300 | 15.25 | 290 | 9452.3733 | 51.7501 | 221112 | -96.3788 | 42.3235 | 3080 | 125 | 100 | 128&204&205 |  |  |  | Y | N | N |  | N |  |  | 504 | 563.5
1091_B_3 | IA | 19193 | MIDAMERICAN ENERGY CO - GEORGE NEAL NORTH | George Neal North | 2943411 | 38611713 | 1091 | 3 | 1091 | 3 | 97-04-010 | 003 | 1898.9 | 3042.8 | 59.2062 | 64.934 | 32.1546 | 0.56082 | 1956.5 | 1835.9 | 3112.6 | 117.1527 | 118.7917 | 29.6573 | 0.81613 | 1455.9 | 2019 | 400 | 20 | 180 | 19920.8003 | 63.3843 | 221112 | -96.3813 | 42.3258 | 5020 | 125 | 100 | 127&128&207&215&65 | 515 | N | Subbituminous | Y | N | N | 9999 | N |  | Coal Steam | 4600 | 4576.25 | 10462
7343_B_4 | IA | 19193 | MIDAMERICAN ENERGY CO - GEORGE NEAL SOUTH | George Neal South | 2943511 | 38608513 | 7343 | 4 | 7343 | 4 | 97-04-011 | 003 | 2737.08 | 4887.49 | 138.6063 | 164.955 | 48.1603 | 1.6971 | 3562.5 | 1381.7 | 2617.2 | 114.4064 | 129.7453 | 27.5876 | 1.0902 | 1331.7 | 2019 | 469 | 25.75 | 180 | 43634.7178 | 83.7554 | 221112 | -96.3627 | 42.2997 | 6900 | 125 | 100 | 127&128&140&207&215 | 645 | Y | Subbituminous | Y | N | N | 9999 | N |  | Coal Steam | 5852 | 5815.75 | 10033
1235_B_3 | KS | 20009 | Sunflower Electric - Great Bend | Great Bend - Sunflower | 3773211 | 37523813 | 1235 | 3 | 1235 | 3 | 0002 | 001 | 1.6 | 0 | 0.068552 | 0.068552 | 0.04961 | 0.028864 | 0.21648 | 2 |  | 0.10123 | 0.10123 | 0.07326 | 0.042624 | 0.31968 | 2019 | 146 | 6.5 | 290 | 3050 | 91.9143 | 221112 | -98.8697 | 38.41 | 1050 | 125 | 100 |  | 93 | N | Natural Gas | Y | N | N | 9999 | N |  | O/G Steam | 69 | 67.53 | 13329
1261_G_6 | KS | 20015 | Augusta Mun. Power Plant #1 | Augusta Electric Plant No 1 | 3670411 | 37387913 |  |  | 1261 | 6 | 0009 | 006 | 0 | 0 | 0 | 0 | 0 |  | 0 | [8 empty] | 45 | 1.5 | 840 | 360 | 204 | 221112 | -96.9719 | 37.6786 | 2250 | 125 | 160 |  | 2.2 | N | Natural Gas, Distillate Fuel Oil | N | N | N | 9999 | N |  | Combustion Turbine |  |  | 12283
1261_G_7 | KS | 20015 | Augusta Mun. Power Plant #1 | Augusta Electric Plant No 1 | 3670411 | 37388013 |  |  | 1261 | 7 | 0009 | 007 | 0 | 0 | 0 | 0 | 0 |  | 0 | [8 empty] | 55 | 2 | 750 | 7.3303 | 2.3333 | 221112 | -96.9719 | 37.6786 | 2000 | 125 | 160 |  | 2 | N | Natural Gas, Distillate Fuel Oil | N | N | N | 9999 | N |  | Combustion Turbine |  |  | 12283
1261_G_5 | KS | 20015 | Augusta Mun. Power Plant #1 | Augusta Electric Plant No 1 | 3670411 | 37388113 |  |  | 1261 | 5 | 0009 | 005 | 0 | 0 | 0 | 0 | 0 |  | 0 | [8 empty] | 45 | 1.5 | 840 | 360 | 204 | 221112 | -96.9719 | 37.6786 | 2250 | 125 | 160 |  | 2.2 | N | Natural Gas, Distillate Fuel Oil | N | N | N | 9999 | N |  | Combustion Turbine |  |  | 12283
1261_G_3 | KS | 20015 | Augusta Mun. Power Plant #1 | Augusta Electric Plant No 1 | 3670411 | 37388213 |  |  | 1261 | 3 | 0009 | 003 | 0 | 0 | 0 | 0 | 0 |  | 0 | [8 empty] | 45 | 1.33 | 800 | 161.3333 | 116 | 221112 | -96.9719 | 37.6786 | 1000 | 125 | 160 |  | 1 | N | Natural Gas, Distillate Fuel Oil | N | N | N | 9999 | N |  | Combustion Turbine |  |  | 12283
1261_G_1 | KS | 20015 | Augusta Mun. Power Plant #1 | Augusta Electric Plant No 1 | 3670411 | 37388313 |  |  | 1261 | 1 | 0009 | 001 | 0 | 0 | 0 | 0 | 0 |  | 0 | [8 empty] | 35 | 1.16 | 840 | 176.1666 | 167 | 221112 | -96.9719 | 37.6786 | 1140 | 125 | 160 |  | 1.1 | N | Natural Gas, Distillate Fuel Oil | N | N | N | 9999 | N |  | Combustion Turbine |  |  | 12283
6791_G_1 | KS | 20015 | Augusta Mun. Power Plant 2 | Augusta Electric Plant No 2 | 3670511 | 37387613 |  |  | 6791 | 1 | 0010 | 001 | 1.5656 | 0.00030297 | 0.032239 | 0.033225 | 0.11597 |  | 0.29225 | 3.4765 | 0.00067278 | 0.071591 | 0.07378 | 0.25752 |  | 0.64897 | 2019 | 60 | 2.66 | 860 | 703.3333 | 127 | 221112 | -96.9648 | 37.686 | 4 | 125 | 160 | 203 | 4 | N | Natural Gas, Distillate Fuel Oil | N | Y | N | 9999 | N |  | Combustion Turbine | 41 |  | 18000
6791_G_2 | KS | 20015 | Augusta Mun. Power Plant 2 | Augusta Electric Plant No 2 | 3670511 | 37387713 |  |  | 6791 | 2 | 0010 | 002 | 1.9885 | 0.00038481 | 0.040949 | 0.042201 | 0.1473 |  | 0.3712 | 5.3045 | 0.0010265 | 0.10923 | 0.11257 | 0.39293 |  | 0.9902 | 2019 | 60 | 2.66 | 860 | 703.3333 | 127 | 221112 | -96.9648 | 37.686 | 4 | 125 | 160 | 203 | 4 | N | Natural Gas, Distillate Fuel Oil | N | Y | N | 9999 | N |  | Combustion Turbine | 48 |  | 18000
6791_G_3 | KS | 20015 | Augusta Mun. Power Plant 2 | Augusta Electric Plant No 2 | 3670511 | 37387813 |  |  | 6791 | 3 | 0010 | 003 | 3.3964 | 0.00065727 | 0.069941 | 0.072079 | 0.25159 |  | 0.63401 | 11.236 | 0.0021744 | 0.23138 | 0.23845 | 0.8323 |  | 2.0974 | 2019 | 60 | 2.66 | 910 | 977.1666 | 176 | 221112 | -96.9648 | 37.686 | 6 | 125 | 160 | 203 | 6 | N | Natural Gas, Distillate Fuel Oil | N | Y | N | 9999 | N |  | Combustion Turbine | 52 |  | 18000
1239_G_11 | KS | 20021 | Empire District Electric - Riverton | Riverton | 3878111 | 37460613 |  |  | 1239 | 11 | 0002 | 004 | 0.221 | 0.0011479 | 0.01612 | 0.01612 | 0.005129 |  | 0.205 | 0.98 | 0.0038208 | 0.053654 | 0.053654 | 0.017072 |  | 2.1 | 2019 | 35 | 8.3 | 600 | 7683.0668 | 142 | 221112 | -94.6986 | 37.0719 | 16 | 125 | 120 |  | 15 | N | Natural Gas, Distillate Fuel Oil | N | N | N | 9999 | N |  | Combustion Turbine | 1 |  | 11010
1239_G_9 | KS | 20021 | Empire District Electric - Riverton |  | 3878111 | 37460713 |  |  |  |  | 0002 | 005 | 0.259 | 0.0015377 | 0.021593 | 0.021593 | 0.0068705 |  | 0.41 | 1.071 | 0.0036039 | 0.050608 | 0.050608 | 0.016102 |  | 2.5 | 2019 | 30 | 9.6 | 751 | 7784.9668 | 107.5534 | 221112 | -94.6986 | 37.0719 | 12 | 125 | 120 |  |  |  |  | N | N | N |  | N |  |  | 1
1239_G_12 | KS | 20021 | Empire District Electric - Riverton | Riverton | 3878111 | 63964213 | 1239 | 12 | 1239 | 12 | 0002 | 008 | 149.3 | 1.7 | 15 | 15 | 0.42 |  | 12 | 162.1 | 2.9 | 19 | 19 | 0.79 |  | 22 | 2019 | 199.9 | 17 | 199 | 21827.917 | 96.1666 | 221112 | -94.6986 | 37.0719 | 2020 | 125 | 140 |  | 149 | N | Natural Gas | Y | N | N | 9999 | N | 1239_G_12-2;1239_G_12 | Combined Cycle | 4204 | 4203.6011 | 7432
1270_G_IC2 | KS | 20027 | Clay Center Mun. Power Plant | Clay Center | 4499711 | 28276813 |  |  | 1270 | IC2 | 0007 | 002 | 0.2072 | 0.00023386 | 0.0025804 | 0.0026593 | 0.015206 |  | 0.0864 | 0.50846 | 7.312e-05 | 0.01342 | 0.01383 | 0.037664 |  | 0.21845 | 2019 | 34 | 1.66 | 708 | 132.35 | 61.153 | 221112 | -97.1278 | 39.3739 | 2 | 125 | 160 |  | 2 | N | Natural Gas, Distillate Fuel Oil | N | Y | N | 9999 | N |  | Combustion Turbine | 8736 |  | 12283
1270_G_IC3 | KS | 20027 | Clay Center Mun. Power Plant | Clay Center | 4499711 | 28276913 |  |  | 1270 | IC3 | 0007 | 003 | 0.768 | 0.00086795 | 0.0075711 | 0.0078025 | 0.056438 |  | 0.32067 | 2.9252 | 0.00042068 | 0.068233 | 0.070319 | 0.21668 |  | 1.2567 | 2019 | 49 | 3.3 | 962 | 832.75 | 97.3636 | 221112 | -97.1278 | 39.3739 | 5 | 125 | 160 |  | 5 | N | Natural Gas, Distillate Fuel Oil | N | Y | N | 9999 | N |  | Combustion Turbine | 8736 |  | 12283
1270_G_IC5 | KS | 20027 | Clay Center Mun. Power Plant | Clay Center | 4499711 | 28277013 |  |  | 1270 | IC5 | 0007 | 005 | 0.6351 | 0.00071674 | 0.005416 | 0.0055816 | 0.046606 |  | 0.26481 | 2.2572 | 0.00032462 | 0.052492 | 0.054097 | 0.1672 |  | 0.96975 | 2019 | 55 | 2.2 | 506 | 577.1666 | 151.8329 | 221112 | -97.1278 | 39.3739 | 4 | 125 | 160 |  | 3.5 | N | Natural Gas, Distillate Fuel Oil | N | Y | N | 9999 | N |  | Combustion Turbine | 8736 |  | 12283
1270_G_IC1 | KS | 20027 | Clay Center Mun. Power Plant | Clay Center | 4499711 | 28277113 |  |  | 1270 | IC1 | 0007 | 001 | 0.1151 | 0.00049274 | 0.0012955 | 0.0013351 | 0.0068706 |  | 0.04368 | 0.12768 | 1.836e-05 | 0.0039054 | 0.0040247 | 0.009458 |  | 0.054856 | 2019 | 20 | 1.33 | 555 | 157.5833 | 113.4271 | 221112 | -97.1278 | 39.3739 | 1 | 125 | 160 |  | 0.9 | N | Natural Gas, Distillate Fuel Oil | N | Y | N | 9999 | N |  | Combustion Turbine | 8736 |  | 12283
1270_G_IC4 | KS | 20027 | Clay Center Mun. Power Plant | Clay Center | 4499711 | 28277313 |  |  | 1270 | IC4 | 0007 | 004 | 1.5184 | 0.0010975 | 0.021826 | 0.022493 | 0.10956 |  | 0.62762 | 3.6107 | 0.00051928 | 0.081727 | 0.084226 | 0.26746 |  | 1.5513 | 2019 | 55 | 2.2 | 506 | 577.1666 | 151.8329 | 221112 | -97.1278 | 39.3739 | 4 | 125 | 160 |  | 3.5 | N | Natural Gas, Distillate Fuel Oil | N | Y | N | 9999 | N |  | Combustion Turbine | 8736 |  | 12283
7013_B_4 | KS | 20035 | Winfield Mun. Power Plant 2 | East 12th Street | 4476411 | 27688313 | 7013 | 4 | 7013 | 4 | 0012 | 001 | 10.6 | 0.015623 | 0.19789 | 0.19789 | 0.14321 | 0.083323 | 2.1872 | 19.486 | 0.041756 | 0.52891 | 0.52891 | 0.38276 | 0.2227 | 5.8458 | 2019 | 160 | 5 | 350 | 3828.8 | 195 | 221112 | -96.9625 | 37.2367 | 333 | 125 | 100 |  | 26 | N | Natural Gas | Y | N | N | 9999 | N |  | O/G Steam | 407 | 407 | 13598
57489_G_G1 | KS | 20037 | Oak Grove Power Producers | Oak Grove Power Producers | 16605111 | 106452313 |  |  | 57489 | G1 | 7039 | 001 | 11.1073 | 0.64494 | 2.0065 | 2.0065 | 4.2279 |  | 48.048 | 11.2043 | 0.49693 | 2.0416 | 2.0416 | 1.1533 |  | 33.6833 | 2019 | 25 | 2 | 900 | 208.3333 | 65 | 221118 | -94.6392 | 37.6315 | 2230 | 125 | 160 |  | 1.5 | N | Landfill Gas | N | N | N | 9999 | N |  | Landfill Gas | 7166 |  | 13500
57489_G_G1x | KS | 20037 | Oak Grove Power Producers |  | 16605111 | 108774013 |  |  |  |  | 7039 | 002 | 14.6796 | 0.78386 | 2.4941 | 2.4941 | 5.0595 |  | 83.1961 | 17.3964 | 0.69324 | 2.8482 | 2.8482 | 2.3708 |  | 76.4853 | 2019 | 25 | 2 | 900 | 208.3333 | 65 | 221118 | -94.6394 | 37.6315 | 2740 | 125 | 160 |  |  |  |  | N | N | N |  | N |  |  | 7126
1250_B_5 | KS | 20045 | Evergy - Lawrence | Lawrence Energy Center | 4827111 | 28459513 | 1250 | 5 | 1250 | 5 | 0014 | 004 | 1459.58 | 223.936 | 32.1456 | 37.639 | 37.4125 | 0.46826 | 1424.234 | 1451.19 | 387.226 | 38.7438 | 49.2373 | 37.233 | 0.50448 | 2927.463 | 2019 | 355 | 18 | 143 | 20103.3337 | 79 | 221112 | -95.2695 | 39.0081 | 4320 | 125 | 100 | 1 | 373 | N | Subbituminous | Y | N | N | 9999 | N |  | Coal Steam | 8760 | 7510.4995 | 10930
1250_B_4 | KS | 20045 | Evergy - Lawrence | Lawrence Energy Center | 4827111 | 28459613 | 1250 | 4 | 1250 | 4 | 0014 | 003 | 356.963 | 37.006 | 8.3595 | 10.4212 | 8.3014 | 0.17045 | 26.1656 | 440.711 | 84.482 | 15.0431 | 20.5094 | 10.7021 | 0.59395 | 333.7216 | 2019 | 170 | 7.7 | 170 | 3825.65 | 83 | 221112 | -95.2695 | 39.0081 | 1410 | 125 | 100 |  | 111 | N | Subbituminous | Y | N | N | 9999 | N |  | Coal Steam | 8760 | 5319.6885 | 11593
56497_G_3 | KS | 20051 | Midwest Energy - Hays (Goodman Energy Center) | Goodman Energy Center | 12657411 | 108775013 |  |  | 56497 | 3 | 0057 | 003 | 0 | 0 | 0 | 0 | 0 |  | 0 | 0.6544 | 0.022918 | 0.38969 | 0.38969 | 0.50601 |  | 0.11708 | 2019 | 52 | 4 | 702 | 428.2166 | 34 | 221112 | -99.3621 | 38.9303 |  | 125 | 160 |  | 8.2 | N | Natural Gas | N | N | N | 9999 | N |  | Combustion Turbine | 1 |  | 10745
56497_G_8 | KS | 20051 | Midwest Energy - Hays (Goodman Energy Center) | Goodman Energy Center | 12657411 | 108775113 |  |  | 56497 | 8 | 0057 | 008 | 0 | 0 | 0 | 0 | 0 |  | 0 | 0.55376 | 0.018006 | 0.30617 | 0.30617 | 0.46523 |  | 0.10459 | 2019 | 52 | 4 | 702 | 428.2166 | 34 | 221112 | -99.3621 | 38.9303 |  | 125 | 160 |  | 8.2 | N | Natural Gas | N | N | N | 9999 | N |  | Combustion Turbine | 1 |  | 10745
56497_G_9 | KS | 20051 | Midwest Energy - Hays (Goodman Energy Center) | Goodman Energy Center | 12657411 | 108775213 |  |  | 56497 | 9 | 0057 | 009 | 0 | 0 | 0 | 0 | 0 |  | 0 | 0.66658 | 0.025687 | 0.43677 | 0.43677 | 0.64157 |  | 0.10585 | 2019 | 52 | 4 | 702 | 428.2166 | 34 | 221112 | -99.3621 | 38.9303 |  | 125 | 160 |  | 8.2 | N | Natural Gas | N | N | N | 9999 | N |  | Combustion Turbine | 1 |  | 10745
56497_G_2 | KS | 20051 | Midwest Energy - Hays (Goodman Energy Center) | Goodman Energy Center | 12657411 | 108775313 |  |  | 56497 | 2 | 0057 | 002 | 0 | 0 | 0 | 0 | 0 |  | 0 | 0.74261 | 0.022778 | 0.38731 | 0.38731 | 0.6071 |  | 0.28156 | 2019 | 52 | 4 | 702 | 428.2166 | 34 | 221112 | -99.3621 | 38.9303 |  | 125 | 160 |  | 8.2 | N | Natural Gas | N | N | N | 9999 | N |  | Combustion Turbine | 1 |  | 10745
56497_G_6 | KS | 20051 | Midwest Energy - Hays (Goodman Energy Center) | Goodman Energy Center | 12657411 | 108775413 |  |  | 56497 | 6 | 0057 | 006 | 0 | 0 | 0 | 0 | 0 |  | 0 | 0.44338 | 0.014556 | 0.2475 | 0.2475 | 0.023072 |  | 0.068386 | 2019 | 52 | 4 | 702 | 428.2166 | 34 | 221112 | -99.3621 | 38.9303 |  | 125 | 160 |  | 8.2 | N | Natural Gas | N | N | N | 9999 | N |  | Combustion Turbine | 1 |  | 10745
56497_G_5 | KS | 20051 | Midwest Energy - Hays (Goodman Energy Center) | Goodman Energy Center | 12657411 | 108775513 |  |  | 56497 | 5 | 0057 | 005 | 0 | 0 | 0 | 0 | 0 |  | 0 | 0.42796 | 0.016579 | 0.28191 | 0.28191 | 0.027974 |  | 0.10295 | 2019 | 52 | 4 | 702 | 428.2166 | 34 | 221112 | -99.3621 | 38.9303 |  | 125 | 160 |  | 8.2 | N | Natural Gas | N | N | N | 9999 | N |  | Combustion Turbine | 1 |  | 10745
56497_G_4 | KS | 20051 | Midwest Energy - Hays (Goodman Energy Center) | Goodman Energy Center | 12657411 | 108775613 |  |  | 56497 | 4 | 0057 | 004 | 0 | 0 | 0 | 0 | 0 |  | 0 | 0.52965 | 0.020518 | 0.34888 | 0.34888 | 0.48674 |  | 0.061873 | 2019 | 52 | 4 | 702 | 428.2166 | 34 | 221112 | -99.3621 | 38.9303 |  | 125 | 160 |  | 8.2 | N | Natural Gas | N | N | N | 9999 | N |  | Combustion Turbine | 1 |  | 10745
56497_G_7 | KS | 20051 | Midwest Energy - Hays (Goodman Energy Center) | Goodman Energy Center | 12657411 | 108775713 |  |  | 56497 | 7 | 0057 | 007 | 0 | 0 | 0 | 0 | 0 |  | 0 | 0.50606 | 0.016449 | 0.27969 | 0.27969 | 0.42418 |  | 0.066092 | 2019 | 52 | 4 | 702 | 428.2166 | 34 | 221112 | -99.3621 | 38.9303 |  | 125 | 160 |  | 8.2 | N | Natural Gas | N | N | N | 9999 | N |  | Combustion Turbine | 1 |  | 10745
56497_G_1 | KS | 20051 | Midwest Energy - Hays (Goodman Energy Center) | Goodman Energy Center | 12657411 | 98357013 |  |  | 56497 | 1 | 0057 | 001 | 14.5114 | 0.41157 | 6.9982 | 6.9982 | 4.7879 |  | 1.7955 | 0.64034 | 0.024373 | 0.41395 | 0.41395 | 0.64166 |  | 0.15359 | 2019 | 52 | 4 | 702 | 428.2166 | 34 | 221112 | -99.3621 | 38.9303 |  | 125 | 160 |  | 8.2 | N | Natural Gas | N | N | N | 9999 | N |  | Combustion Turbine | 1 |  | 10745
108_B_SGU1 | KS | 20055 | Sunflower Electric - Holcomb | Holcomb | 3167611 | 38766713 | 108 | SGU1 | 108 | SGU1 | 0023 | 001 | 1675.18 | 1244.1371 | 42.678 | 62.1246 | 12.3438 | 0.47734 | 653.0412 | 1615.8364 | 1224.4302 | 42.1173 | 56.3075 | 12.1461 | 0.4376 | 667.1005 | 2019 | 474 | 16.33 | 185 | 24714.0691 | 118 | 221112 | -100.9725 | 37.9308 | 3390 | 125 | 100 | 119 | 359 | N | Subbituminous | Y | N | N | 9999 | N |  | Coal Steam | 7816 | 7803.3198 | 10904
1336_B_GC3 | KS | 20055 | Sunflower Electric - Garden City |  | 3167811 | 38764713 |  |  |  |  | 0026 | 007 | 0.24 | 0.00144 | 0.01824 | 0.01824 | 0.0132 | 0.00768 | 0.2016 | 0.2605 | 0.001563 | 0.019798 | 0.019798 | 0.014327 | 0.008336 | 0.21882 | 2019 | 60 | 1.33 | 410 | 37.5666 | 27.0401 | 221112 | -100.8955 | 37.9702 | 12 | 125 | 100 |  |  |  |  | N | N | N |  | N |  |  | 1252
1336_G_S3 | KS | 20055 | Sunflower Electric - Garden City | Garden City | 3167811 | 38764813 |  |  | 1336 | S3 | 0026 | 003 | 0.10107 | 0.00018951 | 0.0020846 | 0.0020846 | 0.00066329 |  | 0.0259 | [8 empty] | 32 | 10.33 | 985 | 2430.4602 | 29 | 221112 | -100.8953 | 37.9704 | 255 | 125 | 120 |  | 12.8 | N | Natural Gas | N | N | N | 9999 | N |  | Combustion Turbine | 4 |  | 19499
1336_B_S-2 | KS | 20055 | Sunflower Electric - Garden City | Garden City | 3167811 | 38765013 | 1336 | S-2 | 1336 | S-2 | 0026 | 002 | 1.8 | 0 | 0.049476 | 0.049476 | 0.035805 | 0.020832 | 0.15624 | 81.7 | 0.2 | 2.0354 | 2.0354 | 1.473 | 0.85701 | 6.4276 | 2019 | 124 | 10 | 253 | 4438.9667 | 56.5186 | 221112 | -100.8955 | 37.9702 | 958 | 125 | 100 |  | 93 | N | Natural Gas | Y | N | N | 9999 | N |  | O/G Steam | 42 | 40.5 | 12360
1336_G_S5 | KS | 20055 | Sunflower Electric - Garden City | Garden City | 3167811 | 38765113 | 1336 | S-5 | 1336 | S5 | 0026 | 005 | 2.6 | 0 | 0.14532 | 0.14532 | 0.046239 |  | 1.8055 | 18 |  | 0.64268 | 0.64268 | 0.20449 |  | 2.9213 | 2019 | 42 | 17.17 | 1046 | 7425.8501 | 32.0712 | 221112 | -100.8955 | 37.9702 | 720 | 125 | 120 | 213 | 48.4 | N | Natural Gas | Y | N | N | 9999 | N |  | Combustion Turbine | 148 | 112.78 | 17166
1336_G_S4 | KS | 20055 | Sunflower Electric - Garden City | Garden City | 3167811 | 38765213 | 1336 | S-4 | 1336 | S4 | 0026 | 004 | 4.5 | 0 | 0.14296 | 0.14296 | 0.045487 |  | 1.7762 | 25 |  | 0.68347 | 0.68347 | 0.21747 |  | 8.4916 | 2019 | 42 | 17.17 | 1035 | 7379.5834 | 31.8714 | 221112 | -100.8955 | 37.9702 | 723 | 125 | 120 |  | 49.4 | N | Natural Gas | Y | N | N | 9999 | N |  | Combustion Turbine | 200 | 129.59 | 17171
1233_B_4 | KS | 20057 | Sunflower Electric - Fort Dodge | Fort Dodge | 3822711 | 37817813 | 1233 | 4 | 1233 | 4 | 0001 | 001 | 2.1 | 0 | 0.093404 | 0.093404 | 0.067595 | 0.039328 | 1.0324 | 5.6 |  | 0.27523 | 0.27523 | 0.19918 | 0.11589 | 3.0421 | 2019 | 149 | 10.72 | 302 | 8213.3668 | 91 | 221112 | -99.9497 | 37.7328 | 1540 | 125 | 100 |  | 147 | N | Natural Gas | Y | N | N | 9999 | N |  | O/G Steam | 54 | 51.42 | 12673
1316_G_IC4 | KS | 20059 | Ottawa Mun. Power Plant | Ottawa | 3734911 | 37537913 |  |  | 1316 | IC4 | 0006 | 002 | 2.6594 | 0.00051219 | 0.054765 | 0.056439 | 0.197 |  | 1.1426 | 3.1203 | 0.00044874 | 0.064255 | 0.06622 | 0.23113 |  | 1.3406 | 2019 | 50 | 1.3 | 750 | 368.7166 | 277.7897 | 221112 | -95.2796 | 38.6155 | 3 | 125 | 160 |  | 3 | N | Natural Gas, Distillate Fuel Oil | N | Y | N | 9999 | N |  | Combustion Turbine | 84 |  | 18000
1316_G_IC6 | KS | 20059 | Ottawa Mun. Power Plant | Ottawa | 3734911 | 37538113 |  |  | 1316 | IC6 | 0006 | 003 | 5.7838 | 0.0011139 | 0.1191 | 0.12274 | 0.42843 |  | 2.4849 | 11.2337 | 0.0016156 | 0.23133 | 0.2384 | 0.83213 |  | 4.8263 | 2019 | 30 | 2 | 750 | 439.8166 | 139.998 | 221112 | -95.2796 | 38.6155 | 6000 | 125 | 160 |  | 5.9 | N | Natural Gas, Distillate Fuel Oil | N | Y | N | 9999 | N |  | Combustion Turbine | 97 |  | 18000
1316_G_IC7 | KS | 20059 | Ottawa Mun. Power Plant | Ottawa | 3734911 | 37538213 |  |  | 1316 | IC7 | 0006 | 004 | 6.7584 | 0.0013016 | 0.13917 | 0.14343 | 0.50062 |  | 2.9036 | 9.8301 | 0.0014137 | 0.20243 | 0.20862 | 0.72815 |  | 4.2233 | 2019 | 30 | 2 | 750 | 439.8166 | 139.998 | 221112 | -95.2796 | 38.6155 | 6000 | 125 | 160 |  | 5.9 | N | Natural Gas, Distillate Fuel Oil | N | Y | N | 9999 | N |  | Combustion Turbine | 124 |  | 18000
1316_G_IC3 | KS | 20059 | Ottawa Mun. Power Plant | Ottawa | 3734911 | 37538313 |  |  | 1316 | IC3 | 0006 | 001 | 2.7661 | 0.00053273 | 0.056962 | 0.058703 | 0.2049 |  | 1.1884 | 3.9713 | 0.00057114 | 0.08178 | 0.08428 | 0.29417 |  | 1.7062 | 2019 | 50 | 1.3 | 750 | 368.7166 | 277.7897 | 221112 | -95.2796 | 38.6155 | 3 | 125 | 160 |  | 3.2 | N | Natural Gas, Distillate Fuel Oil | N | Y | N | 9999 | N |  | Combustion Turbine | 68 |  | 18000
1258_G_IC3 | KS | 20077 | Anthony Mun. Power Plant | Anthony | 2975211 | 38086713 |  |  | 1258 | IC3 | 0002 | 003 | 4.9909 | 0.0055455 | 0.10278 | 0.10592 | 0.3697 |  | 2.1443 | 0.36315 | 0.0004035 | 0.0074782 | 0.0077069 | 0.0269 |  | 0.15602 | 2019 | 35 | 2.17 | 890 | 29.6 | 8 | 221112 | -98.0563 | 37.1201 | 5580 | 125 | 160 |  | 4 | N | Natural Gas, Distillate Fuel Oil | N | Y | N | 9999 | N |  | Combustion Turbine |  |  | 10745
1258_G_IC2 | KS | 20077 | Anthony Mun. Power Plant | Anthony | 2975211 | 38086813 |  |  | 1258 | IC2 | 0002 | 002 | 0.0324 | 3.6e-05 | 0.0006672 | 0.0006876 | 0.0024 |  | 0.01392 | 0.10935 | 0.0001215 | 0.0022518 | 0.0023207 | 0.0081 |  | 0.04698 | 2019 | 35 | 1.33 | 903 | 11.1166 | 8 | 221112 | -98.0563 | 37.1201 | 4210 | 125 | 160 |  | 3 | N | Natural Gas, Distillate Fuel Oil | N | Y | N | 9999 | N |  | Combustion Turbine |  |  | 10745
1258_G_IC1 | KS | 20077 | Anthony Mun. Power Plant | Anthony | 2975211 | 38086913 |  |  | 1258 | IC1 | 0002 | 001 | 6.4436 | 0.0071595 | 0.13269 | 0.13675 | 0.4773 |  | 2.7683 | 0.27 | 0.0003 | 0.00556 | 0.00573 | 0.02 |  | 0.116 | 2019 | 35 | 2.46 | 850 | 38.0166 | 8 | 221112 | -98.0563 | 37.1201 | 5710 | 125 | 160 |  | 4.1 | N | Natural Gas, Distillate Fuel Oil | N | Y | N | 9999 | N |  | Combustion Turbine |  |  | 10745
7281_G_CT1 | KS | 20091 | Gardner Energy Center | Gardner Energy Center | 4538111 | 28270413 |  |  | 7281 | CT1 | 0065 | 001 | 0 | 0 | 0 | 0 | 0 |  | 0 | [8 empty] | 30 | 10.1 | 940 | 10984.2333 | 137 | 221112 | -94.8985 | 38.8124 | 13 | 125 | 120 |  | 13.5 | N | Natural Gas, Distillate Fuel Oil | N | N | N | 9999 | N |  | Combustion Turbine |  |  | 19511
7929_G_1 | KS | 20091 | Evergy - West Gardner | West Gardner | 9637911 | 53801913 | 7929 | 1 | 7929 | 1 | 0174 | 001 | 0.654 | 0.016 | 0.17402 | 0.17402 | 0.055369 |  | 0.39549 | 5.416 | 0.128 | 1.406 | 1.406 | 0.44735 |  | 3.1954 | 2019 | 65 | 14.76 | 947 | 21973.0004 | 128.4182 | 221112 | -94.9856 | 38.7878 | 975 | 125 | 120 |  | 79.5 | N | Natural Gas | Y | N | N | 9999 | N |  | Combustion Turbine | 92 | 79.03 | 13847
7929_G_2 | KS | 20091 | Evergy - West Gardner | West Gardner | 9637911 | 53802013 | 7929 | 2 | 7929 | 2 | 0174 | 002 | 0.635 | 0.013 | 0.13875 | 0.13875 | 0.044146 |  | 0.31533 | 6.026 | 0.132 | 1.4468 | 1.4468 | 0.46035 |  | 3.2882 | 2019 | 65 | 14.76 | 947 | 21973.0004 | 128.4182 | 221112 | -94.9856 | 38.7878 | 975 | 125 | 120 |  | 78.6 | N | Natural Gas | Y | N | N | 9999 | N |  | Combustion Turbine | 73 | 60.61 | 13843
7929_G_3 | KS | 20091 | Evergy - West Gardner | West Gardner | 9637911 | 53802113 | 7929 | 3 | 7929 | 3 | 0174 | 003 | 0.484 | 0.011 | 0.1261 | 0.1261 | 0.040124 |  | 0.2866 | 5.306 | 0.124 | 1.3657 | 1.3657 | 0.43455 |  | 3.104 | 2019 | 65 | 14.76 | 947 | 21973.0004 | 128.4182 | 221112 | -94.9856 | 38.7878 | 975 | 125 | 120 |  | 77.3 | N | Natural Gas | Y | N | N | 9999 | N |  | Combustion Turbine | 71 | 57.63 | 13842
7929_G_4 | KS | 20091 | Evergy - West Gardner | West Gardner | 9637911 | 53802213 | 7929 | 4 | 7929 | 4 | 0174 | 004 | 0.532 | 0.011 | 0.11603 | 0.11603 | 0.03692 |  | 0.26371 | 5.184 | 0.103 | 1.133 | 1.133 | 0.36051 |  | 2.5751 | 2019 | 65 | 14.76 | 947 | 21973.0004 | 128.4182 | 221112 | -94.9856 | 38.7878 | 975 | 125 | 120 |  | 77.5 | N | Natural Gas | Y | N | N | 9999 | N |  | Combustion Turbine | 65 | 51.82 | 13841
1296_G_6 | KS | 20095 | Kingman Mun. Power Plant | Kingman Municipal Power and Light Plant | 4878111 | 30474313 |  |  | 1296 | 6 | 0004 | 005 | 20.4226 | 0.0047055 | 0.42055 | 0.43341 | 1.4475 |  | 1.5442 | 30.1053 | 0.0069365 | 0.61995 | 0.6389 | 2.23 |  | 2.3411 | 2019 | 36 | 2.3 | 908 | 583.3333 | 140.4013 | 221112 | -98.1176 | 37.6419 | 4890 | 125 | 160 | 312 | 3.4 | N | Natural Gas, Distillate Fuel Oil | N | Y | N | 9999 | N |  | Combustion Turbine | 556 |  | 12674
1296_G_4 | KS | 20095 | Kingman Mun. Power Plant | Kingman Municipal Power and Light Plant | 4878111 | 30474513 |  |  | 1296 | 4 | 0004 | 003 | 1.7077 | 0.00039348 | 0.035167 | 0.036242 | 0.13464 |  | 0.069701 | 0.15073 | 3.473e-05 | 0.0031039 | 0.0031988 | 0.011165 |  | 0.01062 | 2019 | 34 | 2.5 | 660 | 480.0166 | 97.7882 | 221112 | -98.1176 | 37.6419 | 3170 | 125 | 160 | 312 | 1.9 | N | Natural Gas, Distillate Fuel Oil | N | Y | N | 9999 | N |  | Combustion Turbine | 83 |  | 12673
1296_G_7 | KS | 20095 | Kingman Mun. Power Plant | Kingman Municipal Power and Light Plant | 4878111 | 30474613 |  |  | 1296 | 7 | 0004 | 006 | 2.0883 | 0.00048117 | 0.043004 | 0.044319 | 0.14421 |  | 0.13817 | 2.2791 | 0.00052513 | 0.046933 | 0.048368 | 0.16882 |  | 0.1929 | 2019 | 33 | 2.3 | 686 | 428.5833 | 103.1548 | 221112 | -98.1176 | 37.6419 | 3370 | 125 | 160 | 312 | 2.1 | N | Natural Gas, Distillate Fuel Oil | N | Y | N | 9999 | N |  | Combustion Turbine | 88 |  | 12675
1296_G_8 | KS | 20095 | Kingman Mun. Power Plant | Kingman Municipal Power and Light Plant | 4878111 | 30474713 |  |  | 1296 | 8 | 0004 | 007 | 6.3522 | 0.0014636 | 0.13081 | 0.13481 | 0.46297 |  | 0.71775 | 10.5399 | 0.0024285 | 0.21704 | 0.22368 | 0.78074 |  | 1.123 | 2019 | 55 | 2.8 | 821 | 383.3333 | 62.2544 | 221112 | -98.1176 | 37.6419 | 3500 | 125 | 160 | 312 | 2.4 | N | Natural Gas, Distillate Fuel Oil | N | Y | N | 9999 | N |  | Combustion Turbine | 245 |  | 12673
1296_G_2 | KS | 20095 | Kingman Mun. Power Plant | Kingman Municipal Power and Light Plant | 4878111 | 30474813 |  |  | 1296 | 2 | 0004 | 002 | 0.22212 | 5.1181e-05 | 0.0045741 | 0.004714 | 0.030513 |  | 0.095432 | 0.0378 | 8.71e-06 | 0.0007784 | 0.0008022 | 0.0028 |  | 0.01624 | 2019 | 30 | 2 | 760 | 367.7333 | 117 | 221112 | -98.1176 | 37.6419 | 2 | 125 | 160 |  | 1.9 | N | Natural Gas, Distillate Fuel Oil | N | N | N | 9999 | N |  | Combustion Turbine | 13 |  | 18000
1241_B_2 | KS | 20107 | Evergy - La Cygne | La Cygne | 5367811 | 27609613 | 1241 | 2 | 1241 | 2 | 0005 | 002 | 2092.09 | 134.59 | 76.6076 | 94.8505 | 74.302 | 37.3133 | 379.1205 | 1625.22 | 280.162 | 91.81 | 114.3113 | 60.6522 | 0.005155 | 371.4138 | 2019 | 604 | 28.5 | 129 | 39552.2588 | 62 | 221112 | -94.6469 | 38.3473 | 7700 | 125 | 100 | 127&139&204&205&207&67 | 662 | N | Bituminous, Subbituminous | Y | N | N | 9999 | N |  | Coal Steam | 8112 | 8101.4492 | 10424
1241_B_1 | KS | 20107 | Evergy - La Cygne | La Cygne | 5367811 | 27609713 | 1241 | 1 | 1241 | 1 | 0005 | 001 | 1850.52 | 576.985 | 140.4059 | 189.9716 | 139.1028 | 38.0144 | 88.0646 | 1324.69 | 439.232 | 55.6711 | 69.3264 | 88.7322 | 0.00499 | 39.4674 | 2019 | 604 | 31.25 | 129 | 47553.4044 | 62 | 221112 | -94.6469 | 38.3473 | 8850 | 125 | 100 | 127&139&141&204&207 | 736 | N | Bituminous, Subbituminous | Y | N | N | 9999 | N |  | Coal Steam | 7837 | 7826.5498 | 10600
56502_G_1 | KS | 20111 | Evergy - Emporia | Emporia Energy Center | 12635811 | 63891613 | 56502 | EEC1 | 56502 | 1 | 0046 | 001 | 29.941 | 0.198 | 2.1827 | 2.1827 | 0.69451 |  | 21.4222 | 54.811 | 0.342 | 3.7638 | 3.7638 | 1.1976 |  | 18.4768 | 2019 | 60 | 9 | 848 | 9730.8001 | 153 | 221112 | -96.0655 | 38.4467 | 405 | 125 | 120 |  | 45 | N | Natural Gas | Y | N | N | 9999 | N |  | Combustion Turbine | 8760 | 1948.5101 | 11390
56502_G_2 | KS | 20111 | Evergy - Emporia | Emporia Energy Center | 12635811 | 63891713 | 56502 | EEC2 | 56502 | 2 | 0046 | 002 | 27.856 | 0.187 | 2.0386 | 2.0386 | 0.64863 |  | 17.0485 | 10.391 | 0.064 | 0.70745 | 0.70745 | 0.2251 |  | 5.2415 | 2019 | 60 | 9 | 848 | 9730.8001 | 153 | 221112 | -96.0655 | 38.4467 | 405 | 125 | 120 |  | 44 | N | Natural Gas | Y | N | N | 9999 | N |  | Combustion Turbine | 8760 | 1786.7301 | 11393
56502_G_3 | KS | 20111 | Evergy - Emporia | Emporia Energy Center | 12635811 | 63891813 | 56502 | EEC3 | 56502 | 3 | 0046 | 003 | 25.514 | 0.167 | 1.8457 | 1.8457 | 0.58726 |  | 11.7068 | 37.748 | 0.242 | 2.6656 | 2.6656 | 0.84814 |  | 21.3247 | 2019 | 60 | 9 | 848 | 9730.8001 | 153 | 221112 | -96.0655 | 38.4467 | 405 | 125 | 120 |  | 43 | N | Natural Gas | Y | N | N | 9999 | N |  | Combustion Turbine | 8760 | 1655.85 | 11393
56502_G_4 | KS | 20111 | Evergy - Emporia | Emporia Energy Center | 12635811 | 63891913 | 56502 | EEC4 | 56502 | 4 | 0046 | 004 | 27.083 | 0.18 | 2.0243 | 2.0243 | 0.6441 |  | 22.0744 | 27.746 | 0.171 | 1.8768 | 1.8768 | 0.59717 |  | 10.6353 | 2019 | 60 | 9 | 848 | 9730.8001 | 153 | 221112 | -96.0655 | 38.4467 | 405 | 125 | 120 |  | 44 | N | Natural Gas | Y | N | N | 9999 | N |  | Combustion Turbine | 8760 | 1724.7399 | 11395
56502_G_5 | KS | 20111 | Evergy - Emporia | Emporia Energy Center | 12635811 | 63892013 | 56502 | EEC5 | 56502 | 5 | 0046 | 005 | 9.887 | 0.163 | 1.72 | 1.72 | 0.54728 |  | 0.52889 | 35.171 | 0.645 | 7.0944 | 7.0944 | 2.2573 |  | 5.482 | 2019 | 75 | 19 | 1108 | 50179.501 | 177 | 221112 | -96.0655 | 38.4467 | 1780 | 125 | 120 |  | 158 | N | Natural Gas | Y | N | N | 9999 | N |  | Combustion Turbine | 8760 | 369.63 | 11389
56502_G_6 | KS | 20111 | Evergy - Emporia | Emporia Energy Center | 12635811 | 63892113 | 56502 | EEC6 | 56502 | 6 | 0046 | 006 | 5.906 | 0.097 | 1.0146 | 1.0146 | 0.32283 |  | 0.31198 | 25.105 | 0.459 | 5.0519 | 5.0519 | 1.6074 |  | 3.9803 | 2019 | 75 | 19 | 1108 | 50179.501 | 177 | 221112 | -96.0655 | 38.4467 | 1780 | 125 | 120 |  | 155 | N | Natural Gas | Y | N | N | 9999 | N |  | Combustion Turbine | 8760 | 224.66 | 11389
56502_G_7 | KS | 20111 | Evergy - Emporia | Emporia Energy Center | 12635811 | 63892213 | 56502 | EEC7 | 56502 | 7 | 0046 | 007 | 8.009 | 0.133 | 1.4147 | 1.4147 | 0.45013 |  | 0.435 | 31.719 | 0.543 | 5.97 | 5.97 | 1.8995 |  | 3.4373 | 2019 | 75 | 19 | 1108 | 50179.501 | 177 | 221112 | -96.0655 | 38.4467 | 1780 | 125 | 120 |  | 157 | N | Natural Gas | Y | N | N | 9999 | N |  | Combustion Turbine | 8760 | 306.85 | 11389
1305_G_GT2 | KS | 20113 | McPherson Mun. Power Plant 2 | McPherson 2 | 5380211 | 27086313 | 1305 | GT2 | 1305 | GT2 | 0014 | 002 | 4.7622 | 0.004405 | 0.045638 | 0.045638 | 0.0016271 | 0 | 0.013096 | 64.3 | 0.03507 | 0.36334 | 0.36334 | 0.012954 |  | 0.10426 | 2019 | 35 | 16 | 987 | 89075.0017 | 443 | 221112 | -97.6837 | 38.3634 | 50 | 125 | 120 |  | 52 | N | Distillate Fuel Oil | Y | N | N | 9999 | N |  | Combustion Turbine | 4 | 15.85 | 15982
1305_G_GT1 | KS | 20113 | McPherson Mun. Power Plant 2 | McPherson 2 | 5380211 | 27086413 | 1305 | GT1 | 1305 | GT1 | 0014 | 001 | 14.6325 | 0.012566 | 0.13802 | 0.13802 | 0.042966 | 0.13058 | 1.674 | 77.7298 | 0.037232 | 0.40906 | 0.40906 | 0.12791 | 0.38895 | 4.9858 | 2019 | 35 | 16 | 980 | 89075.0017 | 443 | 221112 | -97.6837 | 38.3634 | 50 | 125 | 120 |  | 49.9 | N | Natural Gas, Distillate Fuel Oil | Y | N | N | 9999 | N |  | Combustion Turbine | 109 | 103.52 | 15987
1305_G_GT3 | KS | 20113 | McPherson Mun. Power Plant 2 | McPherson 2 | 5380211 | 27086613 | 1305 | GT3 | 1305 | GT3 | 0014 | 003 | 23.4552 | 0.020104 | 0.22115 | 0.22115 | 0.070366 | 0.21445 | 2.7476 | 83.742 | 0.045337 | 0.49833 | 0.49833 | 0.15682 | 0.47726 | 6.1167 | 2019 | 35 | 16 | 994 | 89075.0017 | 443 | 221112 | -97.6837 | 38.3634 | 50 | 125 | 120 |  | 51.9 | N | Natural Gas, Distillate Fuel Oil | Y | N | N | 9999 | N |  | Combustion Turbine | 183 | 179.58 | 15982
7515_G_NA1 | KS | 20113 | McPherson Mun. Power Plant 3 | McPherson 3 | 5380511 | 27084513 | 7515 | 1 | 7515 | NA1 | 0046 | 001 | 11.793 | 0.0375 | 0.37916 | 0.37916 | 0.4483 | 0.36767 | 1.7235 | 19.8573 | 0.0424 | 0.42416 | 0.42416 | 0.5051 | 0.39759 | 17.439 | 2019 | 60 | 13.5 | 984 | 29591.7172 | 207 | 221112 | -97.6103 | 38.3897 | 650 | 125 | 120 |  | 80 | N | Natural Gas, Distillate Fuel Oil | Y | N | N | 9999 | N |  | Combustion Turbine | 17 | 193.62 | 15841
7928_G_1 | KS | 20121 | Evergy - Osawatomie | Osawatomie | 9639411 | 53768113 | 7928 | 1 | 7928 | 1 | 0030 | 001 | 0.277 | 0.006 | 0.064386 | 0.064386 | 0.020487 |  | 0.14633 | 3.927 | 0.089 | 0.97755 | 0.97755 | 0.31104 |  | 2.2217 | 2019 | 65 | 14.76 | 947 | 22004.0004 | 128.5994 | 221112 | -94.903 | 38.5319 | 902 | 125 | 120 |  | 75.7 | N | Natural Gas | Y | N | N | 9999 | N |  | Combustion Turbine | 42 | 34.44 | 14289
1264_G_1 | KS | 20123 | Beloit Mun. Power Plant | Beloit | 4527711 | 27615113 |  |  | 1264 | 1 | 0012 | 001 | 0.20835 | 2.9269e-05 | 0.0042904 | 0.0044216 | 0.015433 |  | 0.026854 | 0.25572 | 3.678e-05 | 0.0052659 | 0.0054269 | 0.018942 |  | 0.032959 | 2019 | 33 | 2 | 601 | 160.2212 | 51 | 221112 | -98.1125 | 39.4579 | 1 | 125 | 160 | 203 | 1.1 | N | Natural Gas, Distillate Fuel Oil | N | Y | N | 9999 | N |  | Combustion Turbine | 12 |  | 10745
1264_G_7 | KS | 20123 | Beloit Mun. Power Plant | Beloit | 4527711 | 27615213 |  |  | 1264 | 7 | 0012 | 007 | 1.1567 | 0.0001625 | 0.02382 | 0.024548 | 0.085682 |  | 0.14909 | 0.46164 | 6.639e-05 | 0.0095064 | 0.009797 | 0.034196 |  | 0.0595 | 2019 | 34 | 2.49 | 800 | 197.05 | 41 | 221112 | -98.1125 | 39.4579 | 8310 | 125 | 160 | 203 | 5.5 | N | Natural Gas, Distillate Fuel Oil | N | Y | N | 9999 | N |  | Combustion Turbine | 20 |  | 10745
1264_G_6 | KS | 20123 | Beloit Mun. Power Plant | Beloit | 4527711 | 27615313 |  |  | 1264 | 6 | 0012 | 006 | 1.4251 | 0.00020021 | 0.029347 | 0.030245 | 0.10557 |  | 0.18368 | 0.24983 | 3.593e-05 | 0.0051446 | 0.0053019 | 0.018506 |  | 0.0322 | 2019 | 38 | 2.33 | 950 | 613.9941 | 144 | 221112 | -98.1125 | 39.4579 | 4 | 125 | 160 | 203 | 3.5 | N | Natural Gas, Distillate Fuel Oil | N | Y | N | 9999 | N |  | Combustion Turbine | 33 |  | 10745
1264_G_5 | KS | 20123 | Beloit Mun. Power Plant | Beloit | 4527711 | 27615413 |  |  | 1264 | 5 | 0012 | 005 | 0 | 0 | 0 | 0 | 0 |  | 0 | [8 empty] | 25 | 1.12 | 500 | 73.8902 | 75 | 221112 | -98.1125 | 39.4579 | 1 | 125 | 160 |  | 0.6 | N | Natural Gas, Distillate Fuel Oil | N | N | N | 9999 | N |  | Combustion Turbine |  |  | 10745
1264_G_4 | KS | 20123 | Beloit Mun. Power Plant | Beloit | 4527711 | 27615513 |  |  | 1264 | 4 | 0012 | 004 | 2.0666 | 0.00029031 | 0.042556 | 0.043857 | 0.15308 |  | 0.26636 | 0.48818 | 7.021e-05 | 0.010053 | 0.01036 | 0.036161 |  | 0.062921 | 2019 | 37 | 2.49 | 950 | 521.0415 | 107 | 221112 | -98.1125 | 39.4579 | 3 | 125 | 160 | 203 | 3 | N | Natural Gas, Distillate Fuel Oil | N | Y | N | 9999 | N |  | Combustion Turbine | 63 |  | 10745
1264_G_3 | KS | 20123 | Beloit Mun. Power Plant | Beloit | 4527711 | 27615613 |  |  | 1264 | 3 | 0012 | 003 | 2.5312 | 0.00035558 | 0.052124 | 0.053717 | 0.18749 |  | 0.32624 | 0.23689 | 3.407e-05 | 0.0048782 | 0.0050274 | 0.017548 |  | 0.030533 | 2019 | 30 | 1.67 | 750 | 120.4718 | 55 | 221112 | -98.1125 | 39.4579 | 2 | 125 | 160 | 203 | 2 | N | Natural Gas, Distillate Fuel Oil | N | Y | N | 9999 | N |  | Combustion Turbine | 122 |  | 10745
1264_G_2 | KS | 20123 | Beloit Mun. Power Plant | Beloit | 4527711 | 27615713 |  |  | 1264 | 2 | 0012 | 002 | 0.29239 | 4.1076e-05 | 0.0060211 | 0.0062052 | 0.021659 |  | 0.037686 | 0.11223 | 1.614e-05 | 0.0023112 | 0.0023818 | 0.0083135 |  | 0.014466 | 2019 | 33 | 2 | 601 | 160.2212 | 51 | 221112 | -98.1125 | 39.4579 | 1 | 125 | 160 | 203 | 1.1 | N | Natural Gas, Distillate Fuel Oil | N | Y | N | 9999 | N |  | Combustion Turbine | 19 |  | 10745
1271_B_4 | KS | 20125 | Coffeyville Mun. Power Plant 1 | Coffeyville | 2964211 | 38402113 | 1271 | 4 | 1271 | 4 | 0002 | 003 | 23.6 | 0.1095 | 1.387 | 1.387 | 1.0037 | 0.584 | 15.33 | 35.42 | 0.06744 | 0.85424 | 0.85424 | 0.6182 | 0.35968 | 9.4416 | 2019 | 175 | 8.37 | 350 | 1926.6 | 35 | 221112 | -95.6122 | 37.0375 | 510 | 125 | 100 |  | 37 | N | Natural Gas | Y | N | N | 9999 | N |  | O/G Steam | 1090 | 2017.7708 | 12690
7018_G_12 | KS | 20133 | Chanute Mun. Power Plant 3 | Chanute 3 | 5414611 | 27354213 |  |  | 7018 | 12 | 0028 | 004 | 0.11686 | 5.5328e-05 | 0.0020305 | 0.0020926 | 0.002991 |  | 0.001154 | 0.30782 | 0.00014574 | 0.0053484 | 0.005512 | 0.0086575 |  | 0.0030398 | 2019 | 43 | 2.6 | 900 | 1033.3333 | 194.6273 | 221112 | -95.4704 | 37.6372 | 6 | 125 | 160 |  | 5.5 | N | Distillate Fuel Oil | N | N | N | 9999 | N |  | Combustion Turbine | 864 |  | 11876
7018_G_10 | KS | 20133 | Chanute Mun. Power Plant 3 | Chanute 3 | 5414611 | 27354313 |  |  | 7018 | 10 | 0028 | 002 | 5.2585 | 0.0036031 | 0.10829 | 0.1116 | 0.38952 |  | 0.050054 | 4.6306 | 0.0031728 | 0.095356 | 0.098271 | 0.34301 |  | 0.044076 | 2019 | 43 | 2.6 | 880 | 1100 | 207.1839 | 221112 | -95.4704 | 37.6372 | 9630 | 125 | 160 |  | 6.9 | N | Natural Gas, Distillate Fuel Oil | N | Y | N | 9999 | N |  | Combustion Turbine | 720 |  | 11875
7018_G_11 | KS | 20133 | Chanute Mun. Power Plant 3 | Chanute 3 | 5414611 | 27354413 |  |  | 7018 | 11 | 0028 | 003 | 6.8974 | 0.004726 | 0.14204 | 0.14638 | 0.51092 |  | 0.082258 | 4.4327 | 0.0030372 | 0.091281 | 0.094072 | 0.32835 |  | 0.052864 | 2019 | 43 | 2.6 | 880 | 1100 | 207.1839 | 221112 | -95.4704 | 37.6372 | 9630 | 125 | 160 |  | 6.9 | N | Natural Gas | N | Y | N | 9999 | N |  | Combustion Turbine | 864 |  | 11876
7018_G_9 | KS | 20133 | Chanute Mun. Power Plant 3 | Chanute 3 | 5414611 | 27354513 |  |  | 7018 | 9 | 0028 | 001 | 8.2023 | 0.0056201 | 0.16891 | 0.17407 | 0.60758 |  | 0.12243 | 6.1099 | 0.0041864 | 0.12582 | 0.12966 | 0.45258 |  | 0.091195 | 2019 | 43 | 2.6 | 880 | 1100 | 207.1839 | 221112 | -95.4704 | 37.6372 | 9630 | 125 | 160 |  | 6.9 | N | Natural Gas, Distillate Fuel Oil | N | Y | N | 9999 | N |  | Combustion Turbine | 720 |  | 11876
7018_G_13 | KS | 20133 | Chanute Mun. Power Plant 3 | Chanute 3 | 5414611 | 27354613 |  |  | 7018 | 13 | 0028 | 005 | 0.22254 | 0.00010536 | 0.0038667 | 0.0039849 | 0.0056957 |  | 0.0030113 | 0.26902 | 0.00012737 | 0.0046743 | 0.0048172 | 0.0075663 |  | 0.0036402 | 2019 | 43 | 2.6 | 900 | 1033.3333 | 194.6273 | 221112 | -95.4704 | 37.6372 | 6 | 125 | 160 |  | 5.9 | N | Distillate Fuel Oil | N | Y | N | 9999 | N |  | Combustion Turbine | 720 |  | 11878
1268_G_7 | KS | 20133 | Chanute Mun. Power Plant 2 | Chanute 2 | 5414711 | 27353913 |  |  | 1268 | 7 | 0030 | 002 | 0.29281 | 0.00020389 | 0.0060298 | 0.0062142 | 0.02169 |  | 0.0099557 | 0.15668 | 0.0001091 | 0.0032265 | 0.0033251 | 0.011606 |  | 0.0053272 | 2019 | 26 | 1 | 1070 | 149.7666 | 197 | 221112 | -95.4589 | 37.6956 | 2 | 125 | 160 |  | 2 | N | Natural Gas | N | Y | N | 9999 | N |  | Combustion Turbine | 720 |  | 11881
1268_G_14 | KS | 20133 | Chanute Mun. Power Plant 2 | Chanute 2 | 5414711 | 27354013 | 1268 | 14 | 1268 | 14 | 0030 | 001 | 31.0578 | 0.20642 | 2.0705 | 2.0705 | 0.6588 |  | 4.7057 | 115.052 | 0.76469 | 7.6701 | 7.6701 | 2.4405 |  | 17.4321 | 2019 | 49 | 17.5 | 950 | 48827.222 | 203 | 221112 | -95.4589 | 37.6956 | 539 | 125 | 120 |  | 42 | N | Natural Gas | Y | N | N | 9999 | N |  | Combustion Turbine | 720 | 1120.75 | 11519
1268_G_8 | KS | 20133 | Chanute Mun. Power Plant 2 | Chanute 2 | 5414711 | 27354113 |  |  | 1268 | 8 | 0030 | 003 | 0.28323 | 0.00019721 | 0.0058324 | 0.0060108 | 0.02098 |  | 0.006336 | 0.12185 | 8.484e-05 | 0.0025092 | 0.002586 | 0.009026 |  | 0.0027259 | 2019 | 26 | 1 | 1070 | 149.7666 | 197 | 221112 | -95.4589 | 37.6956 | 2 | 125 | 160 |  | 2 | N | Natural Gas | N | Y | N | 9999 | N |  | Combustion Turbine | 720 |  | 12139
6068_B_2 | KS | 20149 | Evergy - Jeffrey | Jeffrey Energy Center | 5406811 | 27604913 | 6068 | 2 | 6068 | 2 | 0001 | 003 | 1803.12 | 320.112 | 210.2964 | 224.3859 | 52.4733 | 0.41721 | 1227.14 | 1509.26 | 385.385 | 204.7955 | 234.7104 | 45.9416 | 0.3666 | 1516.94 | 2019 | 600 | 25.5 | 131 | 39835.0007 | 78 | 221112 | -96.1172 | 39.2858 | 8260 | 125 | 100 | 10 | 733 | N | Subbituminous | Y | N | N | 9999 | N |  | Coal Steam | 8760 | 6099.1318 | 11132
6068_B_1 | KS | 20149 | Evergy - Jeffrey | Jeffrey Energy Center | 5406811 | 27605113 | 6068 | 1 | 6068 | 1 | 0001 | 001 | 922.172 | 544.749 | 207.5139 | 220.8764 | 76.6219 | 0 | 2841.37 | 419.057 | 327.74 | 127.1327 | 138.5515 | 39.7586 |  | 912.589 | 2019 | 600 | 25.5 | 131 | 39835.0007 | 78 | 221112 | -96.1172 | 39.2858 | 8260 | 125 | 100 | 10 | 728 | N | Subbituminous | Y | N | N | 9999 | N |  | Coal Steam | 8760 | 8130.3901 | 10990
6068_B_3 | KS | 20149 | Evergy - Jeffrey | Jeffrey Energy Center | 5406811 | 27605213 | 6068 | 3 | 6068 | 3 | 0001 | 004 | 2247.43 | 560.4 | 222.5246 | 258.4351 | 65.086 | 0.51552 | 4969.99 | 1873.79 | 518.056 | 242.9142 | 268.8158 | 54.5402 | 0.43427 | 3018.21 | 2019 | 600 | 25.5 | 131 | 39835.0007 | 78 | 221112 | -96.1172 | 39.2858 | 8260 | 125 | 100 | 10 | 728 | N | Subbituminous | Y | N | N | 9999 | N |  | Coal Steam | 8760 | 6246.52 | 11180
1317_B_4 | KS | 20151 | Pratt Mun. Power Plant |  | 5372811 | 27388213 |  |  |  |  | 0005 | 001 | 1.098 | 0.006588 | 0.083448 | 0.083448 | 0.06039 | 0.035136 | 0.92232 | 10.8095 | 0.023163 | 0.2934 | 0.2934 | 0.21233 | 0.12354 | 3.2429 | 2019 | 108.5 | 6.5 | 387 | 1233 | 36.6 | 221112 | -98.7424 | 37.6359 |  | 125 | 100 |  |  |  |  | N | N | N |  | N |  |  | 2184
1317_G_IC1 | KS | 20151 | Pratt Mun. Power Plant |  | 5372811 | 27388413 |  |  |  |  | 0005 | 003 | 3.2459 | 0.014279 | 0.047674 | 0.066946 | 0.021301 |  | 0.83176 | 1.733 | 0.0038105 | 0.035681 | 0.036773 | 0.13475 |  | 0.72219 | 2019 | 33.5 | 2.1 | 623 | 211 | 59.5 | 221112 | -98.7424 | 37.6359 |  | 125 | 160 |  |  |  |  | N | N | N |  | N |  |  | 8736
7447_G_IC2 | KS | 20151 | Pratt Mun. Power Plant |  | 5372811 | 98342813 |  |  |  |  | 0005 | 004 | 7.3353 | 0.0002435 | 0.21997 | 0.22676 | 0.53873 |  | 3.0741 | 1.3899 | 0.00030563 | 0.028619 | 0.029494 | 0.10808 |  | 0.57924 | 2019 | 33.5 | 2.1 | 623 | 211 | 59.5 | 221112 | -98.7424 | 37.6359 |  | 125 | 160 |  |  |  |  | N | Y | N |  | N |  |  | 8736
7447_G_IC3 | KS | 20151 | Pratt Mun. Power Plant |  | 5372811 | 98342913 |  |  |  |  | 0005 | 005 | 6.3644 | 0.003202 | 0.14284 | 0.14725 | 0.16998 |  | 1.4567 | 0.072326 | 3.417e-05 | 0.0012465 | 0.0012959 | 0.0018987 |  | 0.019153 | 2019 | 30.8 | 1.7 | 642 | 90 | 38.2 | 221112 | -98.7424 | 37.6359 |  | 125 | 160 |  |  |  |  | N | Y | N |  | N |  |  | 8736
1248_G_GT3 | KS | 20155 | Evergy - Hutchinson | Hutchinson Energy Center | 5500911 | 26990613 | 1248 | CT-3 | 1248 | GT3 | 0033 | 007 | 13.7919 | 0.1493 | 0.28368 | 0.28368 | 0.089883 |  | 3.5082 | 15.497 | 0.012 | 0.16631 | 0.16631 | 0.051638 |  | 2.0113 | 2019 | 32 | 14.97 | 975 | 17952.0003 | 102 | 221112 | -97.8729 | 38.0911 | 79.1 | 125 | 120 |  | 53 | N | Natural Gas, Distillate Fuel Oil | Y | N | N | 9999 | N |  | Combustion Turbine | 8760 | 220.08 | 25000
1248_G_GT1 | KS | 20155 | Evergy - Hutchinson | Hutchinson Energy Center | 5500911 | 26990713 | 1248 | CT-1 | 1248 | GT1 | 0033 | 005 | 8.9849 | 0.099606 | 0.18415 | 0.18415 | 0.058024 |  | 2.2635 | 20.912 | 0.017 | 0.2325 | 0.2325 | 0.073579 |  | 2.8715 | 2019 | 32 | 14.97 | 975 | 17952.0003 | 102 | 221112 | -97.8729 | 38.0911 | 79.1 | 125 | 120 |  | 54 | N | Natural Gas, Distillate Fuel Oil | Y | N | N | 9999 | N |  | Combustion Turbine | 8760 | 174.17 | 25000
1248_G_GT4 | KS | 20155 | Evergy - Hutchinson | Hutchinson Energy Center | 5500911 | 26991113 | 1248 | CT-4 | 1248 | GT4 | 0033 | 008 | 1.1045 | 0.041421 | 0.014434 | 0.014434 | 0.00051462 |  | 0.0041421 | 8.22 | 3.425 | 0.023129 | 0.023129 | 0.00082459 |  | 0.0066369 | 2019 | 40 | 19.15 | 1040 | 23333.3338 | 80 | 221112 | -97.8729 | 38.0911 | 84.3 | 125 | 120 |  | 70 | N | Distillate Fuel Oil | Y | N | N | 9999 | N |  | Combustion Turbine | 8760 | 4.12 | 25000
1248_G_GT2 | KS | 20155 | Evergy - Hutchinson | Hutchinson Energy Center | 5500911 | 26991213 | 1248 | CT-2 | 1248 | GT2 | 0033 | 006 | 12.9667 | 0.13805 | 0.26736 | 0.26736 | 0.085031 |  | 3.3201 | 11.85 | 0.01 | 0.09573 | 0.09573 | 0.029843 |  | 1.1629 | 2019 | 32 | 14.97 | 975 | 17952.0003 | 102 | 221112 | -97.8729 | 38.0911 | 79.1 | 125 | 120 |  | 50 | N | Natural Gas, Distillate Fuel Oil | Y | N | N | 9999 | N |  | Combustion Turbine | 8760 | 253.2 | 25000
1319_G_7 | KS | 20167 | Russell Mun. Power Plant 1 | Russell Downtown | 3105611 | 38157913 |  |  | 1319 | 7 | 0005 | 002 | 0.060568 | 3.0472e-05 | 0.0013594 | 0.0014013 | 0.0016177 |  | 0.013863 | 0.0483 | 2.43e-05 | 0.0010841 | 0.0011175 | 0.00129 |  | 0.011055 | 2019 | 25 | 2 | 630 | 366.6666 | 116.7136 | 221112 | -98.8572 | 38.8935 | 3 | 125 | 160 |  | 3 | N | Natural Gas, Distillate Fuel Oil | N | Y | N | 9999 | N |  | Combustion Turbine | 1 |  | 11357
1319_G_11 | KS | 20167 | Russell Mun. Power Plant 1 | Russell Downtown | 3105611 | 38158013 |  |  | 1319 | 11 | 0005 | 001 | 2.7539 | 9.1416e-05 | 0.082583 | 0.085131 | 0.20226 |  | 1.1541 | 0.58757 | 0.0001292 | 0.012098 | 0.012468 | 0.045686 |  | 0.24486 | 2019 | 55 | 3.5 | 720 | 550.4333 | 57.2109 | 221112 | -98.8572 | 38.8935 | 3 | 125 | 160 |  | 3.2 | N | Natural Gas, Distillate Fuel Oil | N | Y | N | 9999 | N |  | Combustion Turbine | 1 |  | 11380
7930_G_T-1 | KS | 20167 | Russell Energy Center | Russell Energy Center | 3119511 | 38157713 |  |  | 7930 | T-1 | 0028 | 001 | 0.6402 | 0.0028163 | 0.013204 | 0.013204 | 0.0042013 |  | 0.16467 | [13 empty] | 221112 | -98.844 | 38.8986 |  | 125 | 120 |  | 6 | Y | Natural Gas | N | N | N | 9999 | N |  | Combustion Turbine | 1 |  | 11477
1240_G_GT1 | KS | 20173 | Evergy - Gordon Evans | Gordon Evans Energy Center | 5603211 | 27425213 | 1240 | E1CT | 1240 | GT1 | 0012 | 004 | 3.492 | 0.052 | 0.64795 | 0.64795 | 0.20617 |  | 8.0503 | 8.516 | 0.168 | 1.5659 | 1.5659 | 0.49648 |  | 19.3796 | 2019 | 60 | 14.76 | 1028 | 23087.4671 | 135 | 221112 | -97.5217 | 37.7903 | 899 | 125 | 120 |  | 73 | N | Natural Gas, Distillate Fuel Oil | Y | N | N | 9999 | N |  | Combustion Turbine | 8760 | 237.41 | 11494
1240_B_2 | KS | 20173 | Westar Energy - Gordon Evans |  | 5603211 | 27425413 | 1240 | 2 |  |  | 0012 | 002 | 294.174 | 0.6 | 7.3741 | 7.3741 | 5.3365 | 3.1049 | 81.5026 | [8 empty] | 197 | 13 | 290 | 9490.25 | 71.5 | 221112 | -97.5217 | 37.7903 | 4110 | 125 | 100 |  |  |  |  | Y | N | N |  | N |  |  | 8760 | 1688.6995
1240_G_GT2 | KS | 20173 | Evergy - Gordon Evans | Gordon Evans Energy Center | 5603211 | 27425613 | 1240 | E2CT | 1240 | GT2 | 0012 | 005 | 2.47 | 0.04 | 0.49056 | 0.49056 | 0.15609 |  | 6.0949 | 6.055 | 0.139 | 1.2042 | 1.2042 | 0.3809 |  | 14.8644 | 2019 | 60 | 14.76 | 1028 | 23087.4671 | 135 | 221112 | -97.5217 | 37.7903 | 899 | 125 | 120 |  | 72 | N | Natural Gas, Distillate Fuel Oil | Y | N | N | 9999 | N |  | Combustion Turbine | 8760 | 188.02 | 11493
1240_B_1 | KS | 20173 | Westar Energy - Gordon Evans |  | 5603211 | 27425713 | 1240 | 1 |  |  | 0012 | 001 | 109.931 | 0.352 | 3.961 | 3.961 | 2.8665 | 1.6678 | 43.7795 | [8 empty] | 197 | 13 | 300 | 7465.4166 | 56.2441 | 221112 | -97.5217 | 37.7903 | 1650 | 125 | 100 |  |  |  |  | Y | N | N |  | N |  |  | 8760 | 1849.421
1240_G_GT3 | KS | 20173 | Evergy - Gordon Evans | Gordon Evans Energy Center | 5603211 | 63925213 | 1240 | E3CT | 1240 | GT3 | 0012 | 006 | 16.742 | 0.26 | 2.8908 | 2.8908 | 0.9198 |  | 35.9159 | 51.147 | 0.769 | 8.3398 | 8.3398 | 2.6536 |  | 103.616 | 2019 | 114 | 18 | 1156 | 36624.9673 | 144 | 221112 | -97.5217 | 37.7903 | 1710 | 125 | 120 |  | 149 | N | Natural Gas | Y | N | N | 9999 | N |  | Combustion Turbine | 8760 | 581.76 | 11500
1242_B_4 | KS | 20173 | Westar Energy - Murray Gill |  | 5603311 | 27424913 | 1242 | 4 |  |  | 0014 | 004 | 70.317 | 0.168 | 1.9155 | 1.9155 | 1.3862 | 0.80651 | 21.171 | [8 empty] | 144 | 9.5 | 277 | 2951.8333 | 42 | 221112 | -97.4131 | 37.5956 | 1200 | 125 | 100 |  |  |  |  | Y | N | N |  | N |  |  | 8760 | 1312.3197
1242_B_3 | KS | 20173 | Westar Energy - Murray Gill |  | 5603311 | 27425013 | 1242 | 3 |  |  | 0014 | 003 | 81.153 | 0.218 | 2.6962 | 2.6962 | 1.9512 | 1.1352 | 29.8002 | [8 empty] | 144 | 9.5 | 277 | 2951.8333 | 42 | 221112 | -97.4131 | 37.5956 | 1130 | 125 | 100 |  |  |  |  | Y | N | N |  | N |  |  | 8760 | 1662.3101
1230_B_1 | KS | 20175 | Sunflower Electric - Cimarron River | Cimarron River | 3772011 | 37527413 | 1230 | 1 | 1230 | 1 | 0001 | 001 | 1.3 | 0 | 0.038 | 0.038 | 0.0275 | 0.016 | 0.42 | 0.9 |  | 0.04028 | 0.04028 | 0.02915 | 0.01696 | 0.4452 | 2019 | 93 | 8 | 955 | 2741.7 | 55 | 221112 | -100.7639 | 37.159 | 764 | 125 | 100 |  | 52 | N | Natural Gas | Y | N | N | 9999 | N |  | O/G Steam | 49 | 46.5 | 11605
1230_G_2 | KS | 20175 | Mid-Kansas Electric - Cimarron River | Cimarron River | 3772011 | 37527513 |  |  | 1230 | 2 | 0001 | 002 | 0.070832 | 0.00075259 | 0.0014609 | 0.0014609 | 0.00046483 |  | 0.018151 | [8 empty] | 53 | 8.87 | 750 | 12358.5385 | 200 | 221112 | -100.7625 | 37.1589 | 14 | 125 | 120 |  | 13.7 | N | Natural Gas | N | N | N | 9999 | N |  | Combustion Turbine | 2 |  | 25000
1252_B_9 | KS | 20177 | Westar Energy - Tecumseh |  | 3823011 | 37489413 | 1252 | 9 |  |  | 0030 | 007 | 238.998 | 1021.26 | 8.1514 | 13.699 | 5.7916 | 0.14905 | 191.72 | [8 empty] | 211 | 11.5 | 271 | 4800.9666 | 46 | 221112 | -95.569 | 39.0537 | 1100 | 125 | 100 |  |  |  |  | Y | N | N |  | N |  |  | 8760 | 5965.5088
1330_B_4 | KS | 20191 | Wellington Mun. Power Plant 1 | Wellington 1 | 5444311 | 26795713 |  |  | 1330 | 4 | 0019 | 001 | 0.37597 | 0.0016113 | 0.02041 | 0.02041 | 0.01477 | 0.0085936 | 0.22558 | 0.06895 | 0.0002955 | 0.003743 | 0.003743 | 0.0027087 | 0.001576 | 0.04137 | 2019 | 69 | 6 | 250 | 1118.3333 | 40 | 221112 | -97.4057 | 37.2611 | 200 | 125 | 100 |  | 19.5 | N | Natural Gas | N | N | N | 9999 | N |  | O/G Steam | 234 |  | 13544
7339_G_6 | KS | 20191 | Wellington Mun. Power Plant 2 | Wellington 2 | 5444811 | 26794813 |  |  | 7339 | 6 | 0056 | 001 | 2.8547 | 0.014449 | 0.14493 | 0.14493 | 0.046114 | 0 | 0.65877 | 1.5624 | 0.0079083 | 0.079323 | 0.079323 | 0.025239 |  | 0.36056 | 2019 | 35 | 8.5 | 955 | 24400.3504 | 430 | 221112 | -97.3498 | 37.2678 |  | 125 | 120 |  | 21 | N | Natural Gas, Distillate Fuel Oil | N | N | N | 9999 | N |  | Combustion Turbine | 317 |  | 18082
1225_G_GT1 | KS | 20193 | Midwest Energy - Colby | Colby | 9615511 | 53881313 |  |  | 1225 | GT1 | 0001 | 001 | 0.5995 | 0.11955 | 0.012365 | 0.012365 | 0.0039342 |  | 0.1542 | 0.25085 | 0.00025793 | 0.0051741 | 0.0051741 | 0.0016464 |  | 0.064284 | 2019 | 28 | 9.99 | 755 | 7226.8955 | 92.2 | 221112 | -101.0373 | 39.403 |  | 125 | 120 |  | 13 | N | Natural Gas | N | N | N | 9999 | N |  | Combustion Turbine | 1 |  | 25000
8037_G_2 | KS | 20201 | Sunflower Electric - Clifton | Clifton | 4126711 | 34105213 |  |  | 8037 | 2 | 0012 | 002 | 0.266 | 0.026018 | 0.0046218 | 0.0047631 | 0.0068079 |  | 0.070656 | 0.18192 | 0.022967 | 0.0031609 | 0.0032575 | 0.0051165 |  | 0.048322 | 2019 | 20 | 2.46 | 950 | 71.2937 | 15 | 221112 | -97.2782 | 39.6127 |  | 125 | 160 |  | 2.5 | N | Distillate Fuel Oil | N | Y | N | 9999 | N |  | Combustion Turbine | 6 |  | 13259
8037_G_1 | KS | 20201 | Sunflower Electric - Clifton | Clifton | 4126711 | 34105313 | 8037 | CL1 | 8037 | 1 | 0012 | 001 | 7 | 0 | 0.29792 | 0.29792 | 0.094792 |  | 3.7014 | 16.8 |  | 0.46711 | 0.46711 | 0.14863 |  | 5.8035 | 2019 | 35 | 16 | 950 | 13069.0254 | 65 | 221112 | -97.2782 | 39.6127 | 1420 | 125 | 120 |  | 68 | N | Natural Gas | Y | N | N | 9999 | N |  | Combustion Turbine | 259 | 212.1401 | 31000
1295_B_2 | KS | 20209 | Kansas City BPU - Quindaro | Quindaro | 4627911 | 27807613 | 1295 | 2 | 1295 | 2 | 0048 | 002 | 10.3 | 24.3 | 0.9934 | 0.9934 | 0.71891 | 0.41827 | 2.7 |  |  | 0.70085 | 0.70085 |  |  |  | 2019 | 350 | 11 | 326 | 11531.1168 | 121 | 221112 | -94.6404 | 39.1503 | 1390 | 125 | 100 | 10 | 85 | N | Natural Gas | Y | N | N | 2019 | N |  | O/G Steam |  | 420.1 | 12190
1295_G_ST1 | KS | 20209 | Kansas City BPU - Quindaro |  | 4627911 | 27807813 | 1295 | 1 |  |  | 0048 | 001 | 172 | 2.8 | 3.3943 | 3.3943 | 2.4564 | 1.4292 | 37.5157 |  |  | 0.20173 | 0.20173 |  |  |  | 2019 | 350 | 8.33 | 330 | 4709.75 | 86 | 221112 | -94.6404 | 39.1503 | 783 | 125 | 100 | 10 |  |  |  | Y | N | N |  | N | 1295_G_ST1;1295_B_1 |  | 8736 | 2292.9604
1295_G_GT2 | KS | 20209 | Kansas City BPU - Quindaro | Quindaro | 4627911 | 63913613 | 1295 | CT2 | 1295 | GT2 | 0048 | 005 | 9.5082 | 0.012004 | 0.087713 | 0.089773 | 0.0032486 |  | 0.026148 | 55.6968 | 0.070317 | 0.5138 | 0.52587 | 0.01903 |  | 0.15317 | 2019 | 32 | 13.96 | 440 | 8448.8335 | 55 | 221112 | -94.6404 | 39.1503 | 563 | 125 | 120 |  | 56 | N | Distillate Fuel Oil | Y | N | N | 9999 | N |  | Combustion Turbine | 312 | 40.51 | 25000
1295_G_GT3 | KS | 20209 | Kansas City BPU - Quindaro | Quindaro | 4627911 | 63913713 | 1295 | CT3 | 1295 | GT3 | 0048 | 006 | 13.8654 | 0.017505 | 0.12791 | 0.13091 | 0.0047373 |  | 0.03813 | 50.5686 | 0.063843 | 0.4665 | 0.47745 | 0.017278 |  | 0.13906 | 2019 | 32 | 13.96 | 440 | 8448.8335 | 55 | 221112 | -94.6404 | 39.1503 | 524 | 125 | 120 |  | 46 | N | Distillate Fuel Oil | Y | N | N | 9999 | N |  | Combustion Turbine | 312 | 44.1 | 25000
1294_B_3 | KS | 20209 | Kansas City BPU - Kaw |  | 4628011 | 27807013 | 1294 | 3 |  |  | 0049 | 003 | 0 | 0 | 0 | 0 | 0 | 0 | 0 | [8 empty] | 200 | 12 | 310 | 3058.3333 | 27 | 221112 | -94.6514 | 39.0864 | 576 | 125 | 100 |  |  |  |  | N | N | N |  | N
1294_G_1 | KS | 20209 | Kansas City BPU - Kaw |  | 4628011 | 63914013 | 1294 | 1 |  |  | 0049 | 001 | 0 | 0 | 0 | 0 | 0 |  | 0 | [8 empty] | 200 | 9.5 | 270 | 2930 | 41 | 221112 | -94.6514 | 39.0864 | 491 | 125 | 100 |  |  |  |  | N | N | N |  | N
1294_G_2 | KS | 20209 | Kansas City BPU - Kaw |  | 4628011 | 63914113 | 1294 | 2 |  |  | 0049 | 002 |  | 0 | [13 empty] | 200 | 9.5 | 324 | 2704.45 | 38 | 221112 | -94.6514 | 39.0864 | 491 | 125 | 100 |  |  |  |  | N | N | N |  | N
6064_B_N1 | KS | 20209 | Kansas City BPU - Nearman | Nearman Creek | 4633811 | 28397413 | 6064 | N1 | 6064 | N1 | 0008 | 001 | 878.374 | 2438.9082 | 14.6908 | 31.6148 | 12.7773 | 12.1044 | 257.1935 | 1454.9922 | 1198.2042 | 109.4114 | 116.9318 | 21.0943 | 109.0529 | 187.498 | 2017 | 400 | 20 | 305 | 18760.9337 | 60 | 221112 | -94.6972 | 39.1693 | 2430 | 125 | 100 | 127 | 240 | N | Subbituminous | Y | N | N | 9999 | N |  | Coal Steam | 8736 | 3964.99 | 11426
6064_G_CT4 | KS | 20209 | Kansas City BPU - Nearman | Nearman Creek | 4633811 | 63911713 | 6064 | CT4 | 6064 | CT4 | 0008 | 004 | 1.3 | 0 | 0.29318 | 0.29322 | 0.092762 |  | 3.6322 | 6.1 | 4.8 | 0.58979 | 0.59834 | 0.085349 |  | 5.3048 | 2019 | 56 | 14.8 | 1000 | 22619.4671 | 132 | 221112 | -94.6972 | 39.1693 | 1140 | 125 | 120 |  | 76 | N | Natural Gas, Distillate Fuel Oil | Y | N | N | 9999 | N |  | Combustion Turbine | 1456 | 106.06 | 15466
6018_B_2 | KY | 21015 | Duke Energy KY East Bend | East Bend | 6040811 | 23832113 | 6018 | 2 | 6018 | 2 | 2101500029 | 002 | 3511.736 | 2680.711 | 652.137 | 947.053 | 54.2062 |  | 450.6803 | 1760.8781 | 2408.087 | 12.7931 | 38.1835 | 43.6593 |  | 365.0487 | 2019 | 650 | 23.5 | 149 | 48333.3343 | 111.4 | 221112 | -84.851 | 38.9051 | 6310 | 125 | 100 | 205&67 | 600 | N | Bituminous | Y | N | N | 9999 | N |  | Coal Steam |  | 7334.1807 | 10919
1356_B_3 | KY | 21041 | KY Utilities Co - Ghent Station | Ghent | 5198511 | 25720413 | 1356 | 3 | 1356 | 3 | 2104100010 | 003 | 2414.539 | 3057.567 | 413.66 | 600.729 | 34.3839 |  | 285.8734 | 620.05 | 605.2602 | 34.1634 | 70.6021 | 33.3408 |  | 277.84 | 2017 | 581 | 37 | 129 | 45836.2009 | 42.63 | 221112 | -85.035 | 38.7497 | 5500 | 125 | 100 | 205 | 485 | N | Bituminous | Y | N | N | 9999 | N |  | Coal Steam |  | 7418.3096 | 11003
1356_B_2 | KY | 21041 | KY Utilities Co - Ghent Station | Ghent | 5198511 | 25720613 | 1356 | 2 | 1356 | 2 | 2104100010 | 002 | 3140.309 | 4114.063 | 444.343 | 645.288 | 36.9343 |  | 307.078 | 4154.014 | 6205.304 | 36.8914 | 76.2398 | 36.7206 |  | 306.0048 | 2019 | 581 | 37 | 129 | 45836.2009 | 42.63 | 221112 | -85.035 | 38.7497 | 5500 | 125 | 100 | 29 | 495 | N | Bituminous | Y | N | N | 9999 | N |  | Coal Steam |  | 8021.4902 | 10767
1356_B_1 | KY | 21041 | KY Utilities Co - Ghent Station | Ghent | 5198511 | 25720713 | 1356 | 1 | 1356 | 1 | 2104100010 | 001 | 1121.266 | 1091.329 | 501.984 | 728.995 | 41.7255 |  | 346.9128 | 889.3154 | 811.2827 | 20.7445 | 42.8706 | 37.3466 |  | 311.2215 | 2019 | 592.5 | 26.5 | 129 | 26391.4671 | 47.85 | 221112 | -85.035 | 38.7497 | 5500 | 125 | 100 | 205 | 474 | N | Bituminous | Y | N | N | 9999 | N |  | Coal Steam |  | 7767.4395 | 10759
1356_B_4 | KY | 21041 | KY Utilities Co - Ghent Station | Ghent | 5198511 | 25720813 | 1356 | 4 | 1356 | 4 | 2104100010 | 004 | 1755.065 | 1906.388 | 498.5538 | 724.0135 | 41.4402 |  | 344.5416 | 686.3865 | 923.6705 | 42.526 | 87.8843 | 35.3534 |  | 294.6118 | 2019 | 592.5 | 26.5 | 129 | 22497.5504 | 40.79 | 221112 | -85.035 | 38.7497 | 5500 | 125 | 100 | 205 | 465 | N | Bituminous | Y | N | N | 9999 | N |  | Coal Steam |  | 7756.3901 | 10946
54_G_GT5 | KY | 21049 | East KY Power - J K Smith Station | J K Smith | 5163011 | 86750413 | 54 | SCT5 | 54 | GT5 | 2104900027 | EU 5 | 10.3 | 0.1 | 2.4807 | 2.5538 | 0.5941 |  | 8.5011 | 9.114 | 0.167 | 1.267 | 1.3047 | 0.30251 |  | 4.3656 | 2017 | 150 | 18 | 955 | 44566.6675 | 175.14 | 221112 | -84.1025 | 37.8824 | 1300 | 125 | 120 |  | 74 | N | Natural Gas, Distillate Fuel Oil | Y | N | N | 9999 | N |  | Combustion Turbine |  | 498.11 | 12578
54_G_GT9 | KY | 21049 | East KY Power - J K Smith Station | J K Smith | 5163011 | 86750513 | 54 | SCT9 | 54 | GT9 | 2104900027 | EU 9 | 4.33 | 0 | 3.3665 | 6.9523 | 1.4547 |  | 3.959 | 4.005 | 0.184 | 1.4391 | 2.9719 | 0.62184 |  | 1.6924 | 2019 | 213.2 | 12 | 750 | 6073.6501 | 53.7 | 221112 | -84.1025 | 37.8824 | 993 | 125 | 120 | 139 | 88 | N | Natural Gas | Y | N | N | 9999 | N |  | Combustion Turbine |  | 693.9001 | 12578
54_G_GT1 | KY | 21049 | East KY Power - J K Smith Station | J K Smith | 5163011 | 86750613 | 54 | SCT1 | 54 | GT1 | 2104900027 | EU 1 | 12.8 | 0 | 0.91948 | 1.8973 | 2.0601 |  | 5.7462 | 10.241 | 0.115 | 0.40122 | 0.8151 | 0.88498 |  | 2.4654 | 2019 | 71 | 18 | 968 | 40000.0008 | 157.19 | 221112 | -84.1025 | 37.8824 | 1800 | 125 | 120 |  | 104 | N | Natural Gas, Distillate Fuel Oil | Y | N | N | 9999 | N |  | Combustion Turbine |  | 160.23 | 12578
54_G_GT4 | KY | 21049 | East KY Power - J K Smith Station | J K Smith | 5163011 | 86750713 | 54 | SCT4 | 54 | GT4 | 2104900027 | EU 4 | 9.3 | 0.1 | 3.2205 | 3.8262 | 0.66783 |  | 9.5746 | 8.915 | 0.165 | 1.4433 | 1.714 | 0.29791 |  | 4.3188 | 2019 | 150 | 18 | 955 | 44566.6675 | 175.14 | 221112 | -84.1025 | 37.8824 | 1300 | 125 | 120 |  | 74 | N | Natural Gas, Distillate Fuel Oil | Y | N | N | 9999 | N |  | Combustion Turbine |  | 462.9799 | 12578
54_G_GT2 | KY | 21049 | East KY Power - J K Smith Station | J K Smith | 5163011 | 86750813 | 54 | SCT2 | 54 | GT2 | 2104900027 | EU 2 | 30.9001 | 0.3 | 3.7289 | 4.4306 | 0.77396 |  | 11.0718 | 13.722 | 0.111 | 0.74073 | 0.88008 | 0.15367 |  | 2.2008 | 2019 | 71 | 18 | 968 | 40000.0008 | 157.19 | 221112 | -84.1025 | 37.8824 | 1800 | 125 | 120 |  | 104 | N | Natural Gas, Distillate Fuel Oil | Y | N | N | 9999 | N |  | Combustion Turbine |  | 167.51 | 12578
54_G_GT3 | KY | 21049 | East KY Power - J K Smith Station | J K Smith | 5163011 | 86750913 | 54 | SCT3 | 54 | GT3 | 2104900027 | EU 3 | 29.7 | 0.3 | 3.8131 | 4.5304 | 0.79114 |  | 11.3273 | 11.894 | 0.097 | 0.74237 | 0.88197 | 0.15391 |  | 2.2077 | 2017 | 71 | 18 | 968 | 40000.0008 | 157.19 | 221112 | -84.1025 | 37.8824 | 1800 | 125 | 120 |  | 104 | N | Natural Gas, Distillate Fuel Oil | Y | N | N | 9999 | N |  | Combustion Turbine |  | 154.99 | 12578
54_G_GT7 | KY | 21049 | East KY Power - J K Smith Station | J K Smith | 5163011 | 86751013 | 54 | SCT7 | 54 | GT7 | 2104900027 | EU 7 | 10 | 0.1 | 2.675 | 2.7538 | 3.9801 |  | 9.1706 | 8.719 | 0.167 | 1.1627 | 1.1971 | 1.7278 |  | 3.994 | 2017 | 150 | 18 | 955 | 44566.6675 | 175.14 | 221112 | -84.1025 | 37.8824 | 1300 | 125 | 120 |  | 74 | N | Natural Gas, Distillate Fuel Oil | Y | N | N | 9999 | N |  | Combustion Turbine |  | 504.9202 | 12578
54_G_GT6 | KY | 21049 | East KY Power - J K Smith Station | J K Smith | 5163011 | 86751113 | 54 | SCT6 | 54 | GT6 | 2104900027 | EU 6 | 9.1 | 0.1 | 2.5136 | 2.5878 | 0.60184 |  | 8.6175 | 9.026 | 0.164 | 1.1365 | 1.1707 | 0.27031 |  | 3.9432 | 2017 | 150 | 18 | 955 | 44566.6675 | 175.14 | 221112 | -84.1025 | 37.8824 | 1300 | 125 | 120 |  | 74 | N | Natural Gas, Distillate Fuel Oil | Y | N | N | 9999 | N |  | Combustion Turbine |  | 503.9001 | 12578
54_G_GT10 | KY | 21049 | East KY Power - J K Smith Station | J K Smith | 5163011 | 86751213 | 54 | SCT10 | 54 | GT10 | 2104900027 | EU 10 | 4.2 | 0 | 3.4723 | 7.1708 | 1.5004 |  | 2.8761 | 3.582 | 0.176 | 1.4412 | 2.9762 | 0.62273 |  | 1.1937 | 2019 | 213.2 | 12 | 750 | 6073.6501 | 53.7 | 221112 | -84.1025 | 37.8824 | 993 | 125 | 120 | 139 | 88 | N | Natural Gas | Y | N | N | 9999 | N |  | Combustion Turbine |  | 589.5399 | 12578
1374_B_2 | KY | 21059 | Owensboro Municipal Utilities - Elmer Smith Station |  | 5891711 | 86751413 | 1374 | 2 |  |  | 2105900027 | EU002 | 2156.285 | 1576.016 | 211.3061 | 306.8654 | 17.564 |  | 146.0304 | 1807.3579 | 1749.2343 | 21.8231 | 66.6545 | 22.8154 |  | 162.7404 | 2019 | 420 | 24 | 120 | 26354.1671 | 58.26 | 221112 | -87.0607 | 37.7951 | 6380 | 125 | 100 | 205 |  |  |  | Y | N | N |  | N |  |  |  | 7601.8701
1374_B_1 | KY | 21059 | Owensboro Municipal Utilities - Elmer Smith Station |  | 5891711 | 86751513 | 1374 | 1 |  |  | 2105900027 | EU001 | 897.382 | 872.678 | 88.2562 | 98.4055 | 18.6583 |  | 84.704 | 619.4 | 230.2367 | 41.241 | 59.5703 | 5.9401 |  | 42.429 | 2019 | 420 | 24 | 120 | 26354.1671 | 58.26 | 221112 | -87.0607 | 37.7951 | 5350 | 125 | 100 | 139 |  |  |  | Y | N | N |  | N |  |  |  | 6601.7192
1366_G_11 | KY | 21111 | Louisville Gas & Electric Co., Paddys Run Station | Paddys Run | 5702311 | 95159713 |  |  | 1366 | 11 | 0125 | 441 | 0.37722 | 0.0014142 | 0.0010272 | 0.0011622 | 0.0032281 | 1.312e-05 | 0.096261 | 0.063916 | 0.00029148 | 0.00034154 | 0.00036073 | 0.0006076 | 9.079e-05 | 0.016278 | 2019 | 29 | 11.83 | 985 | 9097.5835 | 82.7355 | 221122 | -85.8444 | 38.2205 |  | 125 | 120 |  | 12 | N | Natural Gas | N | N | N | 9999 | N |  | Combustion Turbine |  |  | 11117
1366_G_12 | KY | 21111 | Louisville Gas & Electric Co., Paddys Run Station | Paddys Run | 5702311 | 95159813 | 1366 | 12 | 1366 | 12 | 0125 | 442 | 0.55683 | 0.0034138 | 0.00056976 | 0.00077687 | 0.0039683 | 2.62e-05 | 0.14282 | 1.1376 | 0.0026719 | 0.0025913 | 0.0029473 | 0.0075104 | 0.0016218 | 0.29152 | 2019 | 36 | 14 | 880 | 8436.5168 | 54.7825 | 221122 | -85.8439 | 38.221 | 438 | 125 | 120 |  | 23 | N | Natural Gas | Y | N | N | 9999 | N |  | Combustion Turbine |  | 35 | 11117
1366_G_13 | KY | 21111 | Louisville Gas & Electric Co., Paddys Run Station | Paddys Run | 5702311 | 95159913 | 1366 | 13 | 1366 | 13 | 0125 | 443 | 36.5493 | 0.34358 | 0.09726 | 0.15869 | 1.0965 |  | 42.8149 | 33.1 | 0.23182 | 0.25366 | 0.28889 | 0.73985 | 0.16065 | 28.8893 | 2019 | 90 | 20 | 1012 | 3643.3334 | 11.5924 | 221122 | -85.8439 | 38.222 | 1860 | 125 | 120 |  | 147 | N | Natural Gas | Y | N | N | 9999 | N |  | Combustion Turbine |  | 742.1399 | 11117
1363_G_7A | KY | 21111 | Louisville Gas & Electric Co., Cane Run Station | Cane Run | 5702411 | 123580513 | 1363 | ;7A;7B | 1363 | 7A;7A | 0126 | 593 | 255.8 | 5.2 | 6.9344 | 8.4203 | 34.672 |  | 18.984 | 441.2 | 10.8 | 7.4654 | 9.0651 | 37.327 | 8.1088 | 17.152 | 2019 | 180 | 20 | 180 | 21858.3337 | 69.5492 | 221122 | -85.8837 | 38.1814 | 4780 | 125 | 140 | 109 | 213 | N | Natural Gas | Y | N | N | 9999 | Y | 1363_G_7B;1363_G_7A;1363_G_7S | Combined Cycle |  | 7734.9507 | 7050
1363_G_11 | KY | 21111 | Louisville Gas & Electric Co., Cane Run Station | Cane Run | 5702411 | 20510413 |  |  | 1363 | 11 | 0126 | 114 | 0.33176 | 0.0019906 | 0.0014266 | 0.0017252 | 0.018247 | 0.010616 | 0.27868 | 0.00012069 | 0.0025706 | 1.581e-05 | 1.943e-05 | 3.38e-06 |  | 3.017e-05 | 2017 | [5 empty] | 221122 | -85.8859 | 38.1804 | 14 | 125 | 120 |  | 14 | N | Natural Gas, Distillate Fuel Oil | N | N | N | 2019 | N |  | Combustion Turbine |  |  | 25000
1368_G_1 | KY | 21111 | Louisville Gas & Electric Co., Zorn Station | Zorn | 6606011 | 18326113 |  |  | 1368 | 1 | 1248 | 219 | 0.34174 | 0.00070149 | 0.00019893 | 0.00032457 | 0.0022427 |  | 0.087571 | 0.115 | 0.00023606 | 0.0001397 | 0.0002 | 0.0007547 |  | 0.029469 | 2019 | 39 | 21 | 1000 | 9192.0335 | 26.5389 | 221122 | -85.7023 | 38.2801 | 14 | 125 | 120 |  | 14 | N | Natural Gas | N | N | N | 9999 | N |  | Combustion Turbine |  |  | 24970
1364_B_1 | KY | 21111 | Louisville Gas & Electric Co., Mill Creek Station | Mill Creek (KY) | 7353711 | 9603513 | 1364 | 1 | 1364 | 1 | 0127 | 121 | 2675.88 | 571.916 | 204.2955 | 213.3565 | 24.009 | 0.2281 | 200.6417 | 2249.7 | 466.8 | 167.6103 | 179.4321 | 20.2043 | 0.26143 | 169.2488 | 2019 | 615 | 28 | 130 | 34466.3173 | 55.9518 | 221122 | -85.9077 | 38.0546 | 3080 | 125 | 100 | 128&205&215&99 | 300 | N | Bituminous | Y | N | N | 9999 | N |  | Coal Steam | 8225 | 8345.4199 | 10761
1364_B_2 | KY | 21111 | Louisville Gas & Electric Co., Mill Creek Station | Mill Creek (KY) | 7353711 | 9603613 | 1364 | 2 | 1364 | 2 | 0127 | 122 | 2458.32 | 536.71 | 187.6914 | 196.0153 | 22.4643 | 0.017 | 187.5831 | 2785.8 | 575.4 | 208.1104 | 222.7826 | 24.643 | 0.27946 | 205.9069 | 2017 | 615 | 28 | 130 | 34466.3173 | 55.9518 | 221122 | -85.9077 | 38.0546 | 3080 | 125 | 100 | 128&205&215&99 | 297 | N | Bituminous | Y | N | N | 9999 | N |  | Coal Steam | 7799 | 7881.8589 | 10842
1364_B_3 | KY | 21111 | Louisville Gas & Electric Co., Mill Creek Station | Mill Creek (KY) | 7353711 | 9603813 | 1364 | 3 | 1364 | 3 | 0127 | 123 | 853.212 | 2251.65 | 540.2167 | 669.9868 | 27.4798 | 13.9977 | 232.0277 | 733.2 | 372 | 196.8604 | 200.6026 | 25.7328 | 13.3152 | 216.4299 | 2019 | 600 | 18.1 | 129 | 16863.1503 | 65.5114 | 221122 | -85.9099 | 38.0524 | 4200 | 125 | 100 | 128&139&215&99 | 391 | N | Bituminous | Y | N | N | 9999 | N |  | Coal Steam | 6766 | 6888.5195 | 10521
1364_B_4 | KY | 21111 | Louisville Gas & Electric Co., Mill Creek Station | Mill Creek (KY) | 7353711 | 9603913 | 1364 | 4 | 1364 | 4 | 0127 | 124 | 898.191 | 978.65 | 290.944 | 303.8474 | 32.8551 | 16.787 | 276.5686 | 1148.5 | 1508.7 | 372.4007 | 409.9943 | 41.8278 | 21.632 | 350.9516 | 2019 | 600 | 25 | 130 | 27363.1505 | 55.7213 | 221122 | -85.91 | 38.05 | 5020 | 125 | 100 | 128&139&215&99 | 477 | N | Bituminous | Y | N | N | 9999 | N |  | Coal Steam | 7338 | 7377.1099 | 10452
1353_B_BSU1 | KY | 21127 | Kentucky Power Co-Big Sandy Plant | Big Sandy | 6019011 | 82996713 | 1353 | BSU1 | 1353 | BSU1 | 2112700003 | 01 | 438.526 | 137.689 | 605.297 | 643.2625 | 6.978 | 0 | 58.0166 | 908.69 | 27.41 | 103.0882 | 103.0882 | 21.284 |  | 547.9925 | 2019 | 826 | 28.2 | 300 | 13083.3335 | 20.95 | 221112 | -82.6178 | 38.1718 | 2510 | 125 | 100 | 128 | 260 | N | Natural Gas | Y | N | N | 9999 | N |  | O/G Steam |  | 2964.6003 | 11615
55198_G_GTG5 | KY | 21127 | Riverside Generating Co LLC | Riverside Generating LLC | 6019911 | 86769113 | 55198 | GTG501 | 55198 | GTG5 | 2112700040 | 05 | 30.651 | 0.315 | 0.67701 | 1.3987 | 0.68149 |  | 23.034 | 26.102 | 0.296 | 3.371 | 3.371 | 1.6411 |  | 40.0112 | 2019 | 210 | 18 | 221 | 17641.3003 | 69.33 | 221112 | -82.6046 | 38.1917 | 2130 | 125 | 120 | 205 | 165 | N | Natural Gas | Y | N | N | 9999 | N |  | Combustion Turbine |  | 648.3201 | 11408
55198_G_GTG3 | KY | 21127 | Riverside Generating Co LLC | Riverside Generating LLC | 6019911 | 86769213 | 55198 | GTG301 | 55198 | GTG3 | 2112700040 | 03 | 35.946 | 0.376 | 0.55237 | 1.1411 | 0.5555 |  | 14.5395 | 30.774 | 0.292 | 3.356 | 3.356 | 1.6344 |  | 29.1202 | 2019 | 210 | 18 | 221 | 17641.3003 | 69.33 | 221112 | -82.6046 | 38.1917 | 2130 | 125 | 120 | 205 | 165 | N | Natural Gas | Y | N | N | 9999 | N |  | Combustion Turbine |  | 790.1699 | 11408
55198_G_GTG4 | KY | 21127 | Riverside Generating Co LLC | Riverside Generating LLC | 6019911 | 86769313 | 55198 | GTG401 | 55198 | GTG4 | 2112700040 | 04 | 38.924 | 0.371 | 0.71739 | 1.4818 | 0.72199 |  | 15.789 | 8.906 | 0.096 | 3.7636 | 3.7636 | 1.8341 |  | 33.1086 | 2017 | 210 | 18 | 221 | 17641.3003 | 69.33 | 221112 | -82.6046 | 38.1917 | 2130 | 125 | 120 | 205 | 165 | N | Natural Gas | Y | N | N | 9999 | N |  | Combustion Turbine |  | 759.84 | 11408
55198_G_GTG2 | KY | 21127 | Riverside Generating Co LLC | Riverside Generating LLC | 6019911 | 86769413 | 55198 | GTG201 | 55198 | GTG2 | 2112700040 | 02 | 35.061 | 0.371 | 0.68948 | 1.4242 | 0.694 |  | 16.8165 | 26.071 | 0.289 | 2.7108 | 2.7108 | 1.3211 |  | 24.367 | 2017 | 210 | 18 | 210 | 17641.3003 | 69.33 | 221112 | -82.6046 | 38.1917 | 2130 | 125 | 120 | 205 | 165 | N | Natural Gas | Y | N | N | 9999 | N |  | Combustion Turbine |  | 783.1703 | 11408
55198_G_GTG1 | KY | 21127 | Riverside Generating Co LLC | Riverside Generating LLC | 6019911 | 86769613 | 55198 | GTG101 | 55198 | GTG1 | 2112700040 | 01 | 28.309 | 0.308 | 0.50948 | 1.0527 | 0.51325 |  | 14.7475 | 29.791 | 0.303 | 3.8218 | 3.8218 | 1.8604 |  | 29.8934 | 2019 | 210 | 18 | 221 | 17641.3003 | 69.33 | 221112 | -82.6046 | 38.1917 | 2130 | 125 | 120 | 205 | 165 | N | Natural Gas | Y | N | N | 9999 | N |  | Combustion Turbine |  | 637.93 | 11408
56556_G_2 | KY | 21145 | Paducah Power System - PPS Power Plant 1 | PPS Power Plant No 1 | 15073911 | 94795913 | 56556 |  | 56556 | 2;2;2;2 | 2114500096 | 001 | 71.18 | 0.12 | 1.2452 | 1.2452 | 0.28808 |  | 4.8974 | 24.584 | 0.139 | 4.6787 | 4.6787 | 1.0824 |  | 18.4008 | 2017 | 50 | 10.19 | 746 | 7860.4668 | 96.38 | 221112 | -88.6153 | 37.0337 | 1330 | 125 | 120 |  | 55 | N | Natural Gas | Y | N | N | 9999 | Y | 56556_G_1;56556_G_2 | Combustion Turbine |  | 397.1398 | 11654
1379_B_10 | KY | 21145 | Tennessee Valley Authority (TVA) - Shawnee Fossil Plant |  | 6037011 | 24137613 | 1379 | 10 |  |  | 2114500006 | 010 | [14 empty] | 2017 | 797 | 27.9 | 277 | 7975.6668 | 13 | 221112 | -88.7773 | 37.1519 | 1620 | 125 | 100 |  |  |  |  | N | N | N |  | N
1379_B_9 | KY | 21145 | Tennessee Valley Authority (TVA) - Shawnee Fossil Plant | Shawnee | 6037011 | 24137713 | 1379 | 9 | 1379 | 9 | 2114500006 | 009 | 968.091 | 2391.559 | 864.924 | 865.0965 | 10.4542 | 0 | 86.9178 | 849.1786 | 1718.22 | 27.7936 | 45.1567 | 12.7543 |  | 106.2855 | 2019 | 797 | 27.9 | 307 | 50532.5676 | 82.66 | 221112 | -88.7773 | 37.1519 | 1620 | 125 | 100 | 127 | 134 | N | Bituminous, Subbituminous | Y | N | N | 9999 | N |  | Coal Steam |  | 7470.6904 | 11187
1379_B_1 | KY | 21145 | Tennessee Valley Authority (TVA) - Shawnee Fossil Plant | Shawnee | 6037011 | 24138113 | 1379 | 1 | 1379 | 1 | 2114500006 | 001 | 1112.713 | 2274.659 | 797.8805 | 798.0395 | 9.6438 | 0 | 80.1804 | 740.7691 | 1517.23 | 29.3976 | 47.7811 | 10.9452 |  | 91.2097 | 2017 | 797 | 27.9 | 307 | 50532.5676 | 82.66 | 221112 | -88.7773 | 37.1519 | 1620 | 125 | 100 | 127 | 134 | N | Bituminous, Subbituminous | Y | N | N | 9999 | N |  | Coal Steam |  | 6211.2896 | 11164
1379_B_2 | KY | 21145 | Tennessee Valley Authority (TVA) - Shawnee Fossil Plant | Shawnee | 6037011 | 24138213 | 1379 | 2 | 1379 | 2 | 2114500006 | 002 | 1534.057 | 3060 | 1098.454 | 1098.6725 | 13.2768 | 0 | 110.3858 | 998.7899 | 2034.488 | 38.8452 | 63.1366 | 14.4626 |  | 120.522 | 2017 | 797 | 27.9 | 307 | 50532.5676 | 82.66 | 221112 | -88.7773 | 37.1519 | 1620 | 125 | 100 | 127 | 134 | N | Bituminous, Subbituminous | Y | N | N | 9999 | N |  | Coal Steam |  | 8784 | 11162
1379_B_4 | KY | 21145 | Tennessee Valley Authority (TVA) - Shawnee Fossil Plant | Shawnee | 6037011 | 24138313 | 1379 | 4 | 1379 | 4 | 2114500006 | 004 | 1278.346 | 2498.409 | 893.809 | 893.987 | 10.8033 | 0 | 89.8204 | 794.309 | 1614.225 | 31.5784 | 51.3256 | 11.7571 |  | 97.9758 | 2019 | 797 | 27.9 | 307 | 50532.5676 | 82.66 | 221112 | -88.7773 | 37.1519 | 1620 | 125 | 100 | 127 | 134 | N | Bituminous, Subbituminous | Y | N | N | 9999 | N |  | Coal Steam |  | 6696.7002 | 11152
1379_B_8 | KY | 21145 | Tennessee Valley Authority (TVA) - Shawnee Fossil Plant | Shawnee | 6037011 | 24138513 | 1379 | 8 | 1379 | 8 | 2114500006 | 008 | 984.724 | 2386.896 | 872.996 | 873.17 | 10.5517 | 0 | 87.7289 | 942.9729 | 1926.14 | 31.2674 | 50.8006 | 14.3483 |  | 119.5695 | 2019 | 797 | 27.9 | 307 | 50532.5676 | 82.66 | 221112 | -88.7773 | 37.1519 | 1620 | 125 | 100 | 127 | 134 | N | Bituminous, Subbituminous | Y | N | N | 9999 | N |  | Coal Steam |  | 7436.8296 | 11225
1379_B_7 | KY | 21145 | Tennessee Valley Authority (TVA) - Shawnee Fossil Plant | Shawnee | 6037011 | 24138613 | 1379 | 7 | 1379 | 7 | 2114500006 | 007 | 914.092 | 2246.798 | 815.296 | 815.465 | 9.8544 | 0 | 81.9309 | 667.1669 | 1375.936 | 21.9617 | 35.6816 | 10.078 |  | 83.9838 | 2019 | 797 | 27.9 | 307 | 50532.5676 | 82.66 | 221112 | -88.7773 | 37.1519 | 1620 | 125 | 100 | 127 | 134 | N | Bituminous, Subbituminous | Y | N | N | 9999 | N |  | Coal Steam |  | 6783.1406 | 11178
1379_B_6 | KY | 21145 | Tennessee Valley Authority (TVA) - Shawnee Fossil Plant | Shawnee | 6037011 | 24138713 | 1379 | 6 | 1379 | 6 | 2114500006 | 006 | 1141.908 | 2842.159 | 1022.174 | 1022.3775 | 12.3548 | 0 | 102.7201 | 991.6416 | 2017.785 | 32.398 | 52.6376 | 14.8672 |  | 123.8932 | 2017 | 797 | 27.9 | 307 | 50532.5676 | 82.66 | 221112 | -88.7773 | 37.1519 | 1620 | 125 | 100 | 127 | 134 | N | Bituminous, Subbituminous | Y | N | N | 9999 | N |  | Coal Steam |  | 8504.2002 | 11190
1379_B_5 | KY | 21145 | Tennessee Valley Authority (TVA) - Shawnee Fossil Plant | Shawnee | 6037011 | 24138913 | 1379 | 5 | 1379 | 5 | 2114500006 | 005 | 1527.152 | 3031.462 | 1087.2385 | 1087.454 | 13.1412 | 0 | 109.2585 | 1011.661 | 2053.582 | 40.0888 | 65.1579 | 14.9257 |  | 124.3805 | 2019 | 797 | 27.9 | 307 | 50532.5676 | 82.66 | 221112 | -88.7773 | 37.1519 | 1620 | 125 | 100 | 127 | 134 | N | Bituminous, Subbituminous | Y | N | N | 9999 | N |  | Coal Steam |  | 8604.3301 | 11200
1379_B_3 | KY | 21145 | Tennessee Valley Authority (TVA) - Shawnee Fossil Plant | Shawnee | 6037011 | 24139013 | 1379 | 3 | 1379 | 3 | 2114500006 | 003 | 1541.054 | 3075.822 | 1106.1875 | 1106.4075 | 13.3703 | 0 | 111.1628 | 1025.667 | 2087.809 | 40.5959 | 65.9821 | 15.1144 |  | 125.9538 | 2017 | 797 | 27.9 | 307 | 50532.5676 | 82.66 | 221112 | -88.7773 | 37.1519 | 1620 | 125 | 100 | 127 | 134 | N | Bituminous, Subbituminous | Y | N | N | 9999 | N |  | Coal Steam |  | 8538.25 | 11191
55308_G_GEN1A | KY | 21157 | DTE Calvert City LLC |  | 16652211 | 107227813 | 55308 | A |  |  | 2115700070 | D3 | 13 | 0.079419 | 8.9829 | 8.9829 | 2.5003 |  | 38.1864 | 11.635 | 0.070487 | 1.9932 | 1.9932 | 2.2191 |  | 33.8919 | 2019 | 75 | 7.5 | 171 | 1496.4166 | 33.87 | 221330 | -88.3534 | 37.0481 | 310 | 125 | 120 |  |  |  |  | Y | N | N |  | N |  |  |  | 3672
55308_G_GEN1B | KY | 21157 | DTE Calvert City LLC |  | 16652211 | 107227913 | 55308 | B |  |  | 2115700070 | D4 | 13.3 | 0.081664 | 9.2369 | 9.2369 | 2.571 |  | 39.2662 | 12.445 | 0.068536 | 1.938 | 1.938 | 2.1577 |  | 32.9536 | 2017 | 75 | 7.5 | 171 | 1496.4166 | 33.87 | 221330 | -88.3534 | 37.0481 | 310 | 125 | 120 |  |  |  |  | Y | N | N |  | N |  |  |  | 3672
55308_G_GEN1 | KY | 21157 | DTE Calvert City LLC | Calvert City | 16652211 | 107228013 | 55308 | C | 55308 | GEN1 | 2115700070 | D1 | 45.7 | 0.20141 | 14.1211 | 14.1211 | 2.4671 |  | 96.426 | 36.158 | 0.20246 | 1.9793 | 4.0876 | 2.48 |  | 96.9296 | 2019 | 75 | 6.5 | 969 | 3285.0833 | 99 | 221330 | -88.3534 | 37.0481 | 293 | 125 | 120 |  | 23 | Y | Natural Gas | Y | N | N | 9999 | N |  | Combustion Turbine |  | 3543.3999 | 8700
55232_G_CT4 | KY | 21157 | TVA - KGen Marshall LLC | Marshall Energy Facility | 5213311 | 86742413 | 55232 | CT4 | 55232 | CT4 | 2115700053 | EU-04 | 2.4572 | 0.031933 | 0.87751 | 0.87751 | 0.10642 |  | 2.9901 | 1.699 | 0.056 | 3.7801 | 3.7801 | 0.45721 |  | 12.8879 | 2017 | 93 | 15 | 800 | 24291.9004 | 137.5 | 221112 | -88.3958 | 37.0286 | 1190 | 125 | 120 | 99 | 72.7 | N | Natural Gas, Distillate Fuel Oil | Y | N | N | 9999 | N |  | Combustion Turbine |  | 319.34 | 24624
55232_G_CT6 | KY | 21157 | TVA - KGen Marshall LLC | Marshall Energy Facility | 5213311 | 86742513 | 55232 | CT6 | 55232 | CT6 | 2115700053 | EU-06 | 2.1454 | 0.028008 | 0.76618 | 0.76618 | 0.092934 |  | 2.6107 | 1.486 | 0.059 | 3.7479 | 3.7479 | 0.45333 |  | 12.7781 | 2017 | 93 | 15 | 800 | 24291.9004 | 137.5 | 221112 | -88.3958 | 37.0286 | 1190 | 125 | 120 | 99 | 72.7 | N | Natural Gas, Distillate Fuel Oil | Y | N | N | 9999 | N |  | Combustion Turbine |  | 368.89 | 24624
55232_G_CT2 | KY | 21157 | TVA - KGen Marshall LLC | Marshall Energy Facility | 5213311 | 86742613 | 55232 | CT2 | 55232 | CT2 | 2115700053 | EU-02 | 1.9808 | 0.02666 | 0.70768 | 0.70768 | 0.085957 |  | 2.4106 | 2.244 | 0.115 | 4.3517 | 4.3517 | 0.52634 |  | 14.837 | 2017 | 93 | 15 | 800 | 24291.9004 | 137.5 | 221112 | -88.3958 | 37.0286 | 1190 | 125 | 120 | 99 | 72.7 | N | Natural Gas, Distillate Fuel Oil | Y | N | N | 9999 | N |  | Combustion Turbine |  | 367.73 | 11593
55232_G_CT1 | KY | 21157 | TVA - KGen Marshall LLC | Marshall Energy Facility | 5213311 | 86742713 | 55232 | CT1 | 55232 | CT1 | 2115700053 | EU-01 | 1.9172 | 0.025236 | 0.68475 | 0.68475 | 0.083088 |  | 2.333 | 2.008 | 0.093 | 4.5686 | 4.5686 | 0.55255 |  | 15.5764 | 2017 | 93 | 15 | 800 | 24291.9004 | 137.5 | 221112 | -88.3958 | 37.0286 | 1190 | 125 | 120 | 99 | 72.7 | N | Natural Gas, Distillate Fuel Oil | Y | N | N | 9999 | N |  | Combustion Turbine |  | 358.85 | 11593
55232_G_CT7 | KY | 21157 | TVA - KGen Marshall LLC | Marshall Energy Facility | 5213311 | 86743013 | 55232 | CT7 | 55232 | CT7 | 2115700053 | EU-07 | 2.0166 | 0.026539 | 0.72028 | 0.72028 | 0.087398 |  | 2.4541 | 2.123 | 0.064 | 3.9914 | 3.9914 | 0.48278 |  | 13.6083 | 2017 | 93 | 15 | 800 | 24291.9004 | 137.5 | 221112 | -88.3958 | 37.0286 | 1190 | 125 | 120 | 99 | 72.7 | N | Natural Gas, Distillate Fuel Oil | Y | N | N | 9999 | N |  | Combustion Turbine |  | 287.93 | 24624
55232_G_CT5 | KY | 21157 | TVA - KGen Marshall LLC | Marshall Energy Facility | 5213311 | 86743113 | 55232 | CT5 | 55232 | CT5 | 2115700053 | EU-05 | 2.0077 | 0.026681 | 0.71719 | 0.71719 | 0.087061 |  | 2.4433 | 1.747 | 0.06 | 4.5686 | 4.5686 | 0.55257 |  | 15.5765 | 2019 | 93 | 15 | 800 | 24291.9004 | 137.5 | 221112 | -88.3958 | 37.0286 | 1190 | 125 | 120 | 99 | 72.7 | N | Natural Gas, Distillate Fuel Oil | Y | N | N | 9999 | N |  | Combustion Turbine |  | 381.62 | 24624
55232_G_CT8 | KY | 21157 | TVA - KGen Marshall LLC | Marshall Energy Facility | 5213311 | 86743213 | 55232 | CT8 | 55232 | CT8 | 2115700053 | EU-08 | 2.1725 | 0.028382 | 0.77588 | 0.77588 | 0.094114 |  | 2.6437 | 1.854 | 0.059 | 4.4186 | 4.4186 | 0.53442 |  | 15.0651 | 2017 | 93 | 15 | 800 | 24291.9004 | 137.5 | 221112 | -88.3958 | 37.0286 | 1190 | 125 | 120 | 99 | 72.7 | N | Natural Gas, Distillate Fuel Oil | Y | N | N | 9999 | N |  | Combustion Turbine |  | 264.17 | 24624
55232_G_CT3 | KY | 21157 | TVA - KGen Marshall LLC | Marshall Energy Facility | 5213311 | 86743313 | 55232 | CT3 | 55232 | CT3 | 2115700053 | EU-03 | 2.5323 | 0.033646 | 0.90456 | 0.90456 | 0.10981 |  | 3.0816 | 1.731 | 0.062 | 3.9268 | 3.9268 | 0.47495 |  | 13.3882 | 2017 | 93 | 15 | 800 | 24291.9004 | 137.5 | 221112 | -88.3958 | 37.0286 | 1190 | 125 | 120 | 99 | 72.7 | N | Natural Gas, Distillate Fuel Oil | Y | N | N | 9999 | N |  | Combustion Turbine |  | 337.51 | 11593
6041_B_3 | KY | 21161 | East KY Power Coop - Spurlock Station | H L Spurlock | 7335511 | 86757113 | 6041 | 3 | 6041 | 3 | 2116100009 | EU08 | 517.233 | 1204.928 | 97.2874 | 97.2874 | 18.7657 |  | 6771.205 | 393.2 | 762.7 | 10.0062 | 162.4291 | 17.8017 |  | 779.4586 | 2017 | 650 | 15 | 140 | 10555.0002 | 59.73 | 221112 | -83.8176 | 38.7 | 3110 | 125 | 100 | 41&65 | 268 | Y | Bituminous | Y | N | N | 9999 | N |  | Coal Steam |  | 7440.5605 | 10121
6041_B_2 | KY | 21161 | East KY Power Coop - Spurlock Station | H L Spurlock | 7335511 | 86758513 | 6041 | 2 | 6041 | 2 | 2116100009 | EU02 | 1470.739 | 1541.528 | 211.2939 | 211.2939 | 42.0975 |  | 350.0059 | 1051.6 | 1056.5 | 1.9399 | 5.9252 | 31.8232 |  | 265.1932 | 2017 | 805 | 15 | 304 | 18933.3337 | 107.14 | 221112 | -83.8176 | 38.7 | 6310 | 125 | 100 | 146 | 510 | Y | Bituminous | Y | N | N | 9999 | N |  | Coal Steam |  | 7143.8804 | 10048
6041_B_1 | KY | 21161 | East KY Power Coop - Spurlock Station | H L Spurlock | 7335511 | 86758613 | 6041 | 1 | 6041 | 1 | 2116100009 | EU01 | 878.998 | 1039.342 | 309.8472 | 449.969 | 25.7548 |  | 214.1298 | 609 | 521.2 | 2.39 | 7.3 | 18.9518 |  | 157.9312 | 2019 | 805 | 15 | 304 | 18933.3337 | 107.14 | 221112 | -83.8176 | 38.7 | 3640 | 125 | 100 | 146 | 300 | Y | Bituminous | Y | N | N | 9999 | N |  | Coal Steam |  | 7593.3101 | 10121
6041_B_4 | KY | 21161 | East KY Power Coop - Spurlock Station | H L Spurlock | 7335511 | 86759113 | 6041 | 4 | 6041 | 4 | 2116100009 | EU17 | 531.756 | 916.805 | 190.2558 | 190.2558 | 1.9446 |  | 1242.45 | 388.3 | 632.2 | 0.93966 | 15.2534 | 1.3639 |  | 871.3964 | 2019 | 720 | 16 | 140 | 10555.0002 | 52.5 | 221112 | -83.8176 | 38.7 | 2800 | 125 | 100 | 65&68 | 268 | Y | Bituminous | Y | N | N | 9999 | N |  | Coal Steam |  | 7458.5601 | 10121
1355_B_1 | KY | 21167 | KY Utilities Co - Brown Station |  | 5933111 | 24595913 | 1355 | 1 |  |  | 2116700001 | 001 | 343.421 | 114.604 | 44.4718 | 64.5833 | 3.6965 |  | 30.7337 | 33.9999 | 8.0004 | 0.1274 | 0.35993 | 0.19992 |  | 1.666 | 2019 | 561 | 26.7 | 129 | 43738.4175 | 78.12 | 221112 | -84.7139 | 37.7889 | 1260 | 125 | 100 | 205&42 |  |  |  | Y | N | N |  | N |  |  |  | 5011.9009
1355_B_2 | KY | 21167 | KY Utilities Co - Brown Station |  | 5933111 | 24596013 | 1355 | 2 |  |  | 2116700001 | 002 | 597.168 | 201.296 | 78.8427 | 114.4978 | 6.5535 |  | 54.4868 | 66.9999 | 18.0028 | 3.8837 | 10.9763 | 0.42204 |  | 3.517 | 2017 | 561 | 26.7 | 129 | 43738.4175 | 78.12 | 221112 | -84.7139 | 37.7889 | 1730 | 125 | 100 | 205&42 |  |  |  | Y | N | N |  | N |  |  |  | 5068.75
1355_B_3 | KY | 21167 | KY Utilities Co - Brown Station | E W Brown | 5933111 | 24596113 | 1355 | 3 | 1355 | 3 | 2116700001 | 003 | 955.981 | 571.385 | 214.4637 | 311.4506 | 17.8265 |  | 148.2124 | 220.0098 | 381.415 | 58.8007 | 102.7393 | 14.5437 |  | 121.1975 | 2019 | 561 | 26.7 | 129 | 43738.4175 | 78.12 | 221112 | -84.7139 | 37.7889 | 4130 | 125 | 100 | 139&42 | 409 | N | Bituminous | Y | N | N | 9999 | N |  | Coal Steam |  | 5690.9692 | 11543
1355_G_5 | KY | 21167 | KY Utilities Co - Brown Station | E W Brown | 5933111 | 86760113 | 1355 | 5 | 1355 | 5 | 2116700001 | 29 | 15.554 | 0.076155 | 4 | 4 | 0.69885 |  | 9.9929 | 41.6 | 0.39999 | 3.2436 | 4.819 | 1.1841 |  | 23.7695 | 2019 | 125 | 18 | 1067 | 35455.9173 | 139.33 | 221112 | -84.7139 | 37.7889 | 1370 | 125 | 120 | 212 | 130 | N | Natural Gas | Y | N | N | 9999 | N |  | Combustion Turbine |  | 476.85 | 12424
1355_G_7 | KY | 21167 | KY Utilities Co - Brown Station | E W Brown | 5933111 | 86760313 | 1355 | 7 | 1355 | 7 | 2116700001 | 28 | 11.07 | 0.2523 | 13.8826 | 13.8826 | 2.4246 |  | 34.7027 | 30.4 | 0.20002 | 2.3099 | 3.4318 | 5.3738 |  | 16.9272 | 2019 | 125 | 17.4 | 1090 | 41550.0008 | 174.74 | 221112 | -84.7139 | 37.7889 | 1680 | 125 | 120 | 212 | 146 | N | Natural Gas | Y | N | N | 9999 | N |  | Combustion Turbine |  | 231.62 | 12430
1355_G_11 | KY | 21167 | KY Utilities Co - Brown Station | E W Brown | 5933111 | 86760413 | 1355 | 11 | 1355 | 11 | 2116700001 | 26 | 50.485 | 0.020262 | 2.266 | 2.266 | 0.37623 |  | 6.1261 | 15.8001 | 2.2 | 0.76335 | 1.0686 | 0.2337 |  | 4.64 | 2019 | 175 | 16.5 | 851 | 35260.0007 | 164.9 | 221112 | -84.7139 | 37.7889 | 1530 | 125 | 120 | 212 | 121 | N | Natural Gas, Distillate Fuel Oil | Y | N | N | 9999 | N |  | Combustion Turbine |  | 786.1599 | 12424
1355_G_8 | KY | 21167 | KY Utilities Co - Brown Station | E W Brown | 5933111 | 86760513 | 1355 | 8 | 1355 | 8 | 2116700001 | 25 | 77.274 | 0.010315 | 2.1059 | 2.1059 | 0.3669 |  | 5.2856 | 9.1002 | 0.3 | 0.44189 | 0.65229 | 0.15841 |  | 3.1767 | 2019 | 175 | 16.5 | 851 | 35260.0007 | 164.9 | 221112 | -84.7139 | 37.7889 | 1370 | 125 | 120 | 212 | 121 | N | Natural Gas, Distillate Fuel Oil | Y | N | N | 9999 | N |  | Combustion Turbine |  | 1270.3802 | 12424
1355_G_9 | KY | 21167 | KY Utilities Co - Brown Station | E W Brown | 5933111 | 86760613 | 1355 | 9 | 1355 | 9 | 2116700001 | 23 | 103.32 | 0.020196 | 1.7035 | 1.7035 | 0.27891 |  | 4.6992 | 36.8997 | 0.40001 | 1.7143 | 2.5431 | 0.62317 |  | 12.5069 | 2019 | 175 | 16.5 | 851 | 35260.0007 | 164.9 | 221112 | -84.7139 | 37.7889 | 1370 | 125 | 120 | 212 | 121 | N | Natural Gas, Distillate Fuel Oil | Y | N | N | 9999 | N |  | Combustion Turbine |  | 1420.6801 | 12424
1355_G_6 | KY | 21167 | KY Utilities Co - Brown Station | E W Brown | 5933111 | 86760913 | 1355 | 6 | 1355 | 6 | 2116700001 | 27 | 7.736 | 0.25501 | 12.6596 | 12.6596 | 2.2106 |  | 31.6553 | 43.4002 | 0.59998 | 5.632 | 8.3675 | 6.2609 |  | 41.2723 | 2019 | 125 | 17.4 | 1090 | 41550.0008 | 174.74 | 221112 | -84.7139 | 37.7889 | 1680 | 125 | 120 | 212 | 146 | N | Natural Gas | Y | N | N | 9999 | N |  | Combustion Turbine |  | 233.89 | 12430
1355_G_10 | KY | 21167 | KY Utilities Co - Brown Station | E W Brown | 5933111 | 86761013 | 1355 | 10 | 1355 | 10 | 2116700001 | 24 | 96.795 | 0.024662 | 1.7781 | 1.7781 | 0.29192 |  | 4.8855 | 26.7998 | 0.29999 | 1.1783 | 1.7474 | 0.42794 |  | 8.5883 | 2019 | 175 | 16.5 | 851 | 35260.0007 | 164.9 | 221112 | -84.7139 | 37.7889 | 1560 | 125 | 120 | 212 | 121 | N | Natural Gas, Distillate Fuel Oil | Y | N | N | 9999 | N |  | Combustion Turbine |  | 1412.52 | 12424
1378_G_CTG2 | KY | 21177 | Tennessee Valley Authority - Paradise Fossil Plant | Paradise | 5196711 | 129705813 | 1378 | PCC2 | 1378 | CTG2 | 2117700006 | 121 | [7 empty] | 242.3515 | 4.3727 | 61.9203 | 61.9203 | 7.7498 |  | 19.6561 | 2019 | 170 | 18 | 174 | 18666.667 | 73.36 | 221112 | -86.9802 | 37.2596 | 0.01 | 125 | 999 |  | 211 | N | Natural Gas | Y | N | N | 9999 | N |  | Combined Cycle |  | 7468.3115 | 7178
1378_G_CTG3 | KY | 21177 | Tennessee Valley Authority - Paradise Fossil Plant | Paradise | 5196711 | 129706013 | 1378 | PCC3 | 1378 | CTG3 | 2117700006 | 122 | [7 empty] | 247.0058 | 4.5255 | 64.1997 | 64.1997 | 8.0583 |  | 19.1047 | 2019 | 170 | 18 | 174 | 18666.667 | 73.36 | 221112 | -86.9802 | 37.2596 | 0.01 | 125 | 999 |  | 211 | N | Natural Gas | Y | N | N | 9999 | N |  | Combined Cycle |  | 7501.6899 | 7178
1378_G_CTG1 | KY | 21177 | Tennessee Valley Authority - Paradise Fossil Plant | Paradise | 5196711 | 129706213 | 1378 | PCC1 | 1378 | CTG1 | 2117700006 | 120 | [7 empty] | 247.653 | 4.3408 | 61.9649 | 61.9649 | 7.7294 |  | 17.5393 | 2019 | 170 | 18 | 174 | 18666.667 | 73.36 | 221112 | -86.9802 | 37.2596 | 0.01 | 125 | 999 |  | 211 | N | Natural Gas | Y | N | N | 9999 | N |  | Combined Cycle |  | 7257.1299 | 7178
1378_B_3 | KY | 21177 | Tennessee Valley Authority - Paradise Fossil Plant |  | 5196711 | 86762413 | 1378 | 3 |  |  | 2117700006 | EU03 | 3832.791 | 2990.232 | 874.258 | 1689.719 | 66.7196 |  | 554.7185 | 3669.9877 | 2116.9452 | 88.4705 | 118.215 | 66.4164 |  | 302.0043 | 2017 | 600 | 37 | 132 | 54233.3344 | 50.44 | 221112 | -86.9802 | 37.2596 | 14800 | 125 | 100 | 139&67&99 |  |  |  | Y | N | N |  | N |  |  |  | 6390.0303
1378_B_2 | KY | 21177 | Tennessee Valley Authority - Paradise Fossil Plant |  | 5196711 | 86764413 | 1378 | 2 |  |  | 2117700006 | EU02 | 2023.014 | 4436.612 | 321.3641 | 349.1198 | 39.1579 |  | 325.5652 | [8 empty] | 600 | 26 | 125 | 38533.3333 | 72.58 | 221112 | -86.9781 | 37.2592 | 8070 | 125 | 100 | 139 |  |  |  | Y | N | N |  | N |  |  |  | 5462.1899
1378_B_1 | KY | 21177 | Tennessee Valley Authority - Paradise Fossil Plant |  | 5196711 | 86764513 | 1378 | 1 |  |  | 2117700006 | EU01 | 1725.189 | 4112.793 | 317.3206 | 344.7269 | 38.6651 |  | 321.4686 | [8 empty] | 600 | 26 | 125 | 38533.3333 | 72.58 | 221112 | -86.9781 | 37.2592 | 9290 | 125 | 100 | 139 |  |  |  | Y | N | N |  | N |  |  |  | 5666.8398
6823_B_W1 | KY | 21183 | Big Rivers Electric Corp - Wilson Station | D B Wilson | 5561611 | 86766113 | 6823 | W1 | 6823 | W1 | 2118300069 | EU 01 | 1151.95 | 6934.158 | 4.1963 | 12.8171 | 45.3008 |  | 387.775 | 1246.599 | 5216.375 | 4.1165 | 12.5733 | 43.2037 |  | 370.3171 | 2017 | 600 | 34 | 127 | 22638.4337 | 24.9 | 221112 | -87.0803 | 37.4497 | 6100 | 125 | 100 | 205 | 417 | N | Bituminous | Y | N | N | 9999 | N |  | Coal Steam |  | 8240.5 | 10643
55164_G_CT2 | KY | 21185 | East Kentucky Power Cooperative Inc - Bluegrass Generating Station | Bluegrass Generating Station | 5353311 | 86743413 | 55164 | GTG2 | 55164 | CT2 | 2118500036 | EU 02 | 0 | 0 | 0 | 0 | 0 |  | 0 | 22.464 | 0.211 | 3.512 | 3.512 | 1.7689 |  | 31.7 | 2017 | 90 | 23.5 | 1160 | 44500.0008 | 102.6 | 221112 | -85.4142 | 38.39 | 165 | 125 | 120 | 99 | 167 | N | Natural Gas | Y | N | N | 9999 | N |  | Combustion Turbine |  | 59.04 | 11093
55164_G_CT3 | KY | 21185 | East Kentucky Power Cooperative Inc - Bluegrass Generating Station | Bluegrass Generating Station | 5353311 | 86743613 | 55164 | GTG3 | 55164 | CT3 | 2118500036 | EU 03 | 0 | 0 | 0 | 0 | 0 |  | 0 | 10.626 | 0.089 | 9.623 | 9.623 | 4.8468 |  | 40.5 | 2017 | 90 | 23.5 | 1160 | 44500.0008 | 102.6 | 221112 | -85.4142 | 38.39 | 165 | 125 | 120 | 99 | 167 | N | Natural Gas | Y | N | N | 9999 | N |  | Combustion Turbine |  | 217.35 | 11093
55164_G_CT1 | KY | 21185 | East Kentucky Power Cooperative Inc - Bluegrass Generating Station | Bluegrass Generating Station | 5353311 | 86743713 | 55164 | GTG1 | 55164 | CT1 | 2118500036 | EU 01 | 0 | 0 | 0 | 0 | 0 |  | 0 | 20.559 | 0.193 | 4.1463 | 4.1463 | 2.0883 |  | 33.3 | 2017 | 90 | 23.5 | 1160 | 44500.0008 | 102.6 | 221112 | -85.4142 | 38.39 | 165 | 125 | 120 | 99 | 167 | N | Natural Gas | Y | N | N | 9999 | N |  | Combustion Turbine |  | 78.68 | 11093
1384_B_2 | KY | 21199 | East KY Power Coop - Cooper Station | Cooper | 5787711 | 94726213 | 1384 | 2 | 1384 | 2 | 2119900005 | 02n | 255.861 | 94.685 | 70.1595 | 101.8878 | 5.8317 |  | 48.4861 | 99.5194 | 59.9183 | 9.3223 | 9.3223 | 2.1543 |  | 18.465 | 2019 | 260 | 17.8 | 320 | 13316.6669 | 53.51 | 221112 | -84.5913 | 36.9987 | 2420 | 125 | 100 | 139&99 | 225 | N | Bituminous | Y | N | N | 9999 | N |  | Coal Steam |  | 2892.2698 | 10681
1384_B_1 | KY | 21199 | East KY Power Coop - Cooper Station | Cooper | 5787711 | 94727113 | 1384 | 1 | 1384 | 1 | 2119900005 | 01 | 303.979 | 225.736 | 40.2535 | 58.4574 | 3.3459 |  | 27.8185 | 34.8666 | 20.9874 | 20.1779 | 20.1779 | 0.75463 |  | 6.4683 | 2019 | 260 | 17.8 | 320 | 6883.3334 | 27.66 | 221112 | -84.5913 | 36.9987 | 1380 | 125 | 100 | 205 | 116 | N | Bituminous | Y | N | N | 9999 | N |  | Coal Steam |  | 3405.2798 | 10639
6071_G_8 | KY | 21223 | Louisville Gas & Electric Co - Trimble Co Generating Station | Trimble County | 5742811 | 22615913 | 6071 | 8 | 6071 | 8 | 2122300002 | 028 | 10.4 | 0.10002 | 2.3408 | 4.8341 | 0.63127 |  | 6.4903 | 13.2 | 0.20002 | 2.3102 | 4.7706 | 0.62298 |  | 6.4051 | 2019 | 90 | 18 | 1049 | 43466.6675 | 171 | 221112 | -85.4117 | 38.5847 | 2050 | 125 | 120 | 65 | 159 | N | Natural Gas | Y | N | N | 9999 | N |  | Combustion Turbine |  | 366.1999 | 11505
6071_G_7 | KY | 21223 | Louisville Gas & Electric Co - Trimble Co Generating Station | Trimble County | 5742811 | 22616013 | 6071 | 7 | 6071 | 7 | 2122300002 | 027 | 32.8 | 0.60003 | 6.1506 | 12.7017 | 1.6587 |  | 17.0535 | 33.6001 | 0.50003 | 5.204 | 10.7463 | 1.4033 |  | 14.4281 | 2019 | 90 | 18 | 1049 | 43466.6675 | 171 | 221112 | -85.4117 | 38.5847 | 2050 | 125 | 120 | 65 | 159 | N | Natural Gas | Y | N | N | 9999 | N |  | Combustion Turbine |  | 1388.65 | 11505
6071_G_6 | KY | 21223 | Louisville Gas & Electric Co - Trimble Co Generating Station | Trimble County | 5742811 | 22616113 | 6071 | 6 | 6071 | 6 | 2122300002 | 026 | 17.139 | 0.304 | 7.1235 | 14.711 | 1.0396 |  | 41.6329 | 17.9999 | 0.30002 | 2.9817 | 6.1572 | 0.80406 |  | 8.2668 | 2019 | 90 | 18 | 1049 | 43466.6675 | 171 | 221112 | -85.4117 | 38.5847 | 2050 | 125 | 120 | 65 | 159 | N | Natural Gas | Y | N | N | 9999 | N |  | Combustion Turbine |  | 687.2901 | 11505
6071_G_5 | KY | 21223 | Louisville Gas & Electric Co - Trimble Co Generating Station | Trimble County | 5742811 | 22616213 | 6071 | 5 | 6071 | 5 | 2122300002 | 025 | 40.994 | 0.708 | 6.9611 | 14.3756 | 2.4191 |  | 96.8814 | 55.3993 | 1 | 8.9681 | 18.5192 | 2.4184 |  | 24.8641 | 2019 | 90 | 18 | 1049 | 43466.6675 | 171 | 221112 | -85.4117 | 38.5847 | 2050 | 125 | 120 | 65 | 159 | N | Natural Gas | Y | N | N | 9999 | N |  | Combustion Turbine |  | 1546.5699 | 11505
6071_B_1 | KY | 21223 | Louisville Gas & Electric Co - Trimble Co Generating Station | Trimble County | 5742811 | 22616813 | 6071 | 1 | 6071 | 1 | 2122300002 | 001 | 1972.272 | 2304.634 | 558.551 | 811.145 | 46.4274 |  | 386.0055 | 1370.275 | 2318.073 | 4.2471 | 12.966 | 43.8465 |  | 365.3872 | 2017 | 760 | 18 | 149 | 37916.6674 | 149.1 | 221112 | -85.4117 | 38.5847 | 5330 | 125 | 100 | 139&48 | 511 | N | Bituminous | Y | N | N | 9999 | N |  | Coal Steam |  | 8460.5 | 10039
6071_G_10 | KY | 21223 | Louisville Gas & Electric Co - Trimble Co Generating Station | Trimble County | 5742811 | 22616913 | 6071 | 10 | 6071 | 10 | 2122300002 | 030 | 14.1 | 0.3 | 2.9954 | 6.1859 | 0.8078 |  | 8.3052 | 13.6999 | 0.99999 | 2.3547 | 4.8625 | 0.63499 |  | 6.5285 | 2019 | 90 | 18 | 1049 | 43466.6675 | 171 | 221112 | -85.4117 | 38.5847 | 1850 | 125 | 120 | 65 | 159 | N | Natural Gas | Y | N | N | 9999 | N |  | Combustion Turbine |  | 1290.2101 | 11505
6071_G_9 | KY | 21223 | Louisville Gas & Electric Co - Trimble Co Generating Station | Trimble County | 5742811 | 22617113 | 6071 | 9 | 6071 | 9 | 2122300002 | 029 | 39 | 0.70002 | 7.2217 | 14.9137 | 1.9475 |  | 20.0233 | 26.9 | 0.39998 | 4.6108 | 9.5214 | 1.2434 |  | 12.7835 | 2019 | 90 | 18 | 1049 | 43466.6675 | 171 | 221112 | -85.4117 | 38.5847 | 1850 | 125 | 120 | 65 | 159 | N | Natural Gas | Y | N | N | 9999 | N |  | Combustion Turbine |  | 1412.0005 | 11505
6071_B_2 | KY | 21223 | Louisville Gas & Electric Co - Trimble Co Generating Station | Trimble County | 5742811 | 86766713 | 6071 | 2 | 6071 | 2 | 2122300002 | 031 | 778.972 | 1254.013 | 7.2744 | 22.2189 | 10.8487 |  | 405.409 | 893.0278 | 1645.58 | 8.853 | 27.0405 | 14.8377 |  | 511.6465 | 2019 | 760 | 18 | 133 | 26125.9338 | 102.67 | 221112 | -85.4117 | 38.5847 | 6940 | 125 | 100 | 139&146 | 732 | N | Bituminous, Subbituminous | Y | N | N | 9999 | N |  | Coal Steam |  | 6083.3403 | 9716
1383_G_GEN2 | KY | 21233 | Big Rivers Electric Corp - Reid HMP&L Station 2 | Robert A Reid | 6067211 | 83024613 | 1383 | RT | 1383 | GEN2 | 2123300001 | EU06 | 28.464 | 2.44 | 0.46841 | 0.46841 | 0.016671 | 1.9355 | 0.13459 | 33.6898 | 2.8877 | 0.15448 | 0.15448 | 0.093631 | 2.2909 | 3.6595 | 2019 | 110 | 16 | 1060 | 6311.2501 | 31.4 | 221121 | -87.5 | 37.6456 | 804 | 125 | 120 |  | 58 | N | Natural Gas, Distillate Fuel Oil | Y | N | N | 9999 | N |  | Combustion Turbine |  | 212 | 25000
1382_B_H2 | KY | 21233 | Big Rivers Electric Corp - Reid HMP&L Station 2 |  | 6067211 | 83024713 | 1382 | H2 |  |  | 2123300001 | EU03 | 974.722 | 1247.833 | 183.3536 | 266.2718 | 15.2405 | 0 | 126.7122 | 6.544 | 9.3744 | 0.041364 | 0.12634 | 0.073125 |  | 0.52233 | 2019 | 350 | 15 | 138 | 8696.5835 | 49.2 | 221121 | -87.5 | 37.6456 | 1980 | 125 | 100 | 205 |  |  |  | Y | N | N |  | N |  |  |  | 8130.75
1382_B_H1 | KY | 21233 | Big Rivers Electric Corp - Reid HMP&L Station 2 |  | 6067211 | 83024913 | 1382 | H1 |  |  | 2123300001 | EU02 | 986.095 | 950.309 | 131.9377 | 191.6035 | 10.9668 | 0 | 91.1796 | 13.8883 | 7.5885 | 0.11227 | 0.34292 | 0.21279 |  | 1.5199 | 2017 | 350 | 15 | 134 | 8696.5835 | 49.2 | 221121 | -87.5 | 37.6456 | 1980 | 125 | 100 | 205 |  |  |  | Y | N | N |  | N |  |  |  | 6869.25
6639_B_G1 | KY | 21233 | Big Rivers Electric Corp - Green Station | R D Green | 6098611 | 86744213 | 6639 | G1 | 6639 | G1 | 2123300052 | EU01G1 | 1719.476 | 1853.158 | 242.299 | 351.8744 | 20.1402 | 0 | 167.4488 | 1257.529 | 2163.184 | 19.2975 | 58.942 | 21.4566 |  | 183.9138 | 2019 | 350 | 15 | 129 | 12754.9835 | 72.2 | 221112 | -87.5006 | 37.6467 | 2820 | 125 | 100 | 205 | 231 | N | Bituminous | Y | N | N | 9999 | N |  | Coal Steam |  | 7852 | 11190
6639_B_G2 | KY | 21233 | Big Rivers Electric Corp - Green Station | R D Green | 6098611 | 86744513 | 6639 | G2 | 6639 | G2 | 2123300052 | EU02G2 | 1995.876 | 828.377 | 256.2268 | 372.1002 | 21.2979 | 0 | 177.0746 | 1614.108 | 752.4424 | 15.0573 | 45.9907 | 19.3782 |  | 166.099 | 2019 | 350 | 15 | 129 | 15074.0836 | 85.3 | 221112 | -87.5006 | 37.6467 | 2660 | 125 | 100 | 205 | 223 | N | Bituminous | Y | N | N | 9999 | N |  | Coal Steam |  | 8326.25 | 11119
55173_G_CT12 | LA | 22001 | Cleco Power LLC - Acadia Power Station | Acadia Energy Center | 6082711 | 80438613 | 55173 | CT2 | 55173 | CT12 | 83623 | SR0002 | 53.8 | 3.4 | 14.8862 | 24.01 | 2.4 | 13.0367 | 20.19 | 53.7 | 3.4 | 8.77 | 15.78 | 4.09 | 14.4875 | 48.52 | 2019 | 175 | 18 | 200 | 16000 | 63 | 221112 | -92.4124 | 30.4293 | 2000 | 125 | 120 | 139&205 | 169 | N | Natural Gas | Y | N | N | 9999 | N |  | Combined Cycle | 6888 | 6861.4404 | 7343
55173_G_CT11 | LA | 22001 | Cleco Power LLC - Acadia Power Station | Acadia Energy Center | 6082711 | 80438813 | 55173 | CT1 | 55173 | CT11 | 83623 | SR0001 | 56.3 | 3.5 | 7.037 | 11.35 | 1.17 | 12.6491 | 9.65 | 58.59 | 3.6 | 9.08 | 16.34 | 4.24 | 13.4942 | 50.24 | 2019 | 175 | 18 | 200 | 16000 | 63 | 221112 | -92.4124 | 30.429 | 2000 | 125 | 120 | 139&205 | 164.7 | N | Natural Gas | Y | N | N | 9999 | N | 55173_G_CT11;55173_G_ST13 | Combined Cycle | 7224 | 7228.0308 | 7343
55173_G_CT25 | LA | 22001 | Cleco Power LLC - Acadia Power Station | Acadia Energy Center | 6082711 | 80439113 | 55173 | CT4 | 55173 | CT25 | 83623 | SR0004 | 63.7 | 4 | 18.5566 | 29.93 | 5.39 | 14.647 | 34.18 | 29.03 | 2 | 2.64 | 13.7 | 1.37 | 6.4934 | 10.14 | 2019 | 175 | 18 | 200 | 16000 | 63 | 221112 | -92.4124 | 30.4279 | 2000 | 125 | 120 | 139&205 | 145.6 | N | Natural Gas | Y | N | N | 9999 | N |  | Combined Cycle | 7728 | 7628.6499 | 7343
55173_G_CT24 | LA | 22001 | Cleco Power LLC - Acadia Power Station | Acadia Energy Center | 6082711 | 80439313 | 55173 | CT3 | 55173 | CT24 | 83623 | SR0003 | 55.5 | 3.8 | 17.1616 | 27.68 | 5 | 17.6128 | 31.67 | 28.85 | 1.97 | 3.44 | 11.16 | 1.3 | 8.3375 | 11.51 | 2019 | 175 | 18 | 200 | 16000 | 63 | 221112 | -92.4124 | 30.4282 | 2000 | 125 | 120 | 139&205 | 146.2 | N | Natural Gas | Y | N | N | 9999 | N | 55173_G_ST26;55173_G_CT24 | Combined Cycle | 7056 | 7045.1196 | 7343
55433_G_0001 | LA | 22001 | Bayou Cove Peaking Power LLC - Bayou Cove Peaking Power Plant | Bayou Cove Peaking Power | 7368411 | 80131613 | 55433 | CTG-1 | 55433 | 0001 | 92706 | SCTG1 | 2.7432 | 0.071792 | 0.78971 | 0.78971 | 0.25127 |  | 9.8116 | 3.9425 | 0.0794 | 0.87745 | 0.87745 | 0.27919 |  | 10.9017 | 2019 | 56 | 14.8 | 1003 | 25950 | 151 | 221112 | -92.5997 | 30.2808 | 1070 | 125 | 120 |  | 72 | N | Natural Gas | Y | N | N | 9999 | N |  | Combustion Turbine | 8736 | 419.4201 | 12970
55433_G_0003 | LA | 22001 | Bayou Cove Peaking Power LLC - Bayou Cove Peaking Power Plant | Bayou Cove Peaking Power | 7368411 | 80131713 | 55433 | CTG-3 | 55433 | 0003 | 92706 | SCTG3 | 3.9796 | 0.097266 | 1.0699 | 1.0699 | 0.34043 |  | 13.2931 | 2.1298 | 0.0366 | 0.39725 | 0.39725 | 0.1264 |  | 4.9355 | 2019 | 56 | 14.8 | 1003 | 25950 | 151 | 221112 | -92.5997 | 30.2817 | 1070 | 125 | 120 |  | 72 | N | Natural Gas | Y | N | N | 9999 | N |  | Combustion Turbine | 8736 | 502.2801 | 12971
55433_G_0004 | LA | 22001 | Bayou Cove Peaking Power LLC - Bayou Cove Peaking Power Plant | Bayou Cove Peaking Power | 7368411 | 80131913 | 55433 | CTG-4 | 55433 | 0004 | 92706 | SCTG4 | 3.8695 | 0.096821 | 1.065 | 1.065 | 0.33887 |  | 13.2322 | 1.0171 | 0.01975 | 0.21578 | 0.21578 | 0.068656 |  | 2.6809 | 2019 | 56 | 14.8 | 1003 | 25950 | 151 | 221112 | -92.5997 | 30.2814 | 1070 | 125 | 120 |  | 72 | N | Natural Gas | Y | N | N | 9999 | N |  | Combustion Turbine | 8736 | 516.11 | 12971
55433_G_0002 | LA | 22001 | Bayou Cove Peaking Power LLC - Bayou Cove Peaking Power Plant | Bayou Cove Peaking Power | 7368411 | 80132113 | 55433 | CTG-2 | 55433 | 0002 | 92706 | SCTG2 | 4.2333 | 0.13505 | 1.4855 | 1.4855 | 0.47268 |  | 18.4569 | 1.4281 | 0.02565 | 0.27975 | 0.27975 | 0.089012 |  | 3.4757 | 2019 | 56 | 14.8 | 1003 | 25950 | 151 | 221112 | -92.5997 | 30.2814 | 1070 | 125 | 120 |  | 72 | N | Natural Gas | Y | N | N | 9999 | N |  | Combustion Turbine | 8736 | 722.7799 | 12971
56248_G_201G | LA | 22005 | Shell Chemical LP - Geismar Plant | Shell Chemical | 7445611 | 80854713 |  |  | 56248 | 201G | 1136 | CG2 | 24.4124 | 1.1833 | 20.0584 | 20.0584 | 6.115 | 17.4296 | 73.4256 | 28.017 | 1.3122 | 22.3163 | 22.3163 | 7.9378 | 19.328 | 81.7154 | 2019 | 100 | 10.5 | 280 | 6404.4 | 74 | 325110 | -90.9842 | 30.1878 | 40 | 129 | 120 | 205&65 | 34.5 | Y | Natural Gas | N | Y | N | 9999 | N |  | Combustion Turbine | 8736 |  | 8700
56248_G_101G | LA | 22005 | Shell Chemical LP - Geismar Plant | Shell Chemical | 7445611 | 80858213 |  |  | 56248 | 101G | 1136 | CG1 | 26.2609 | 1.2419 | 21.0549 | 21.0549 | 6.893 | 18.3651 | 77.0742 | 25.7422 | 1.2214 | 20.7335 | 20.7335 | 6.8477 | 18.0618 | 75.9066 | 2019 | 100 | 10.5 | 280 | 6404.4 | 74 | 325110 | -90.9839 | 30.1875 | 40 | 129 | 120 | 205&65 | 34.5 | Y | Natural Gas | N | Y | N | 9999 | N |  | Combustion Turbine | 8736 |  | 8700
1416_B_5A | LA | 22017 | Southwestern Electric Power Company - Arsenal Hill Power Plant | Arsenal Hill | 6116111 | 80711413 | 1416 | 5A | 1416 | 5A | 1060 | 01 | 24.6 | 0.1 | 1.7 | 1.7 | 1.2 | 0.72016 | 18.9 | 46.2 | 0.2 | 2.4 | 2.8 | 2.5 | 1.4607 | 0.3 | 2019 | 155 | 8.3 | 297 | 5300 | 97.9163 | 221112 | -93.7613 | 32.5169 | 1270 | 125 | 100 |  | 116 | N | Natural Gas | Y | N | N | 9999 | N |  | O/G Steam | 8736 | 881.2198 | 13718
56565_G_6A | LA | 22017 | Southwestern Electric Power Company - Arsenal Hill Power Plant | J Lamar Stall Unit | 6116111 | 95093713 | 1416 | CTG-6A | 56565 | 6A | 1060 | CTG-6A | 67.1 | 3.7 | 40.7 | 40.7 | 12.9 |  | 92.4 | 47.5 | 2.6 | 35 | 43.7 | 9.2 |  | 48.1 | 2019 | 180 | 23 | 200 | 17017.8 | 41 | 221112 | -93.7602 | 32.5199 | 2110 | 125 | 120 | 139 | 160 | N | Natural Gas | Y | N | N | 9999 | N |  | Combined Cycle | 8736 | 7587.6602 | 7187
56565_G_6B | LA | 22017 | Southwestern Electric Power Company - Arsenal Hill Power Plant | J Lamar Stall Unit | 6116111 | 95093913 | 1416 | CTG-6B | 56565 | 6B | 1060 | CTG-6B | 68.8 | 3.7 | 40.6 | 40.6 | 12.9 |  | 92.2 | 46.9 | 2.6 | 30.3 | 43.3 | 9.1 |  | 26 | 2019 | 180 | 23 | 200 | 17017.8 | 41 | 221112 | -93.7601 | 32.5195 | 2110 | 125 | 120 | 139 | 160 | N | Natural Gas | Y | N | N | 9999 | N |  | Combined Cycle | 8736 | 7602.8306 | 7187
1417_B_3 | LA | 22017 | Southwestern Electric Power Co (SWEPCO) - Lieberman Power Plant | Lieberman | 7928011 | 81338913 | 1417 | 3 | 1417 | 3 | 584 | 03 | 13.5 | 0.055 | 0.062 | 0.1 | 0.5 | 0.28305 | 0.1 | 39.3 | 0.1 | 1.42 | 1.9 | 1.3 | 0.73126 | 0.2 | 2019 | 140 | 12.4 | 310 | 5915.2 | 48.9 | 221112 | -93.9608 | 32.7045 | 1170 | 125 | 100 |  | 109 | N | Natural Gas, Residual Fuel Oil | Y | N | N | 9999 | N |  | O/G Steam |  | 456.21 | 13044
1417_B_4 | LA | 22017 | Southwestern Electric Power Co (SWEPCO) - Lieberman Power Plant | Lieberman | 7928011 | 81339113 | 1417 | 4 | 1417 | 4 | 584 | 04 | 38.4 | 0.1 | 0.124 | 0.2 | 0.9 | 0.72652 | 0.4 | 31.6 | 0.1 | 0.56 | 0.9 | 1 | 0.57459 | 0.2 | 2019 | 140 | 12.4 | 310 | 5915.2 | 48.9 | 221112 | -93.9611 | 32.7045 | 1150 | 125 | 100 |  | 108 | N | Natural Gas, Residual Fuel Oil | Y | N | N | 9999 | N |  | O/G Steam |  | 1029.1099 | 13408
60927_G_1A | LA | 22019 | Entergy Louisiana LLC - Lake Charles Power Station | Lake Charles Power | 18977011 | 136852413 |  |  | 60927 | 1A | 202543 | SCN003 | [7 empty] | 0.036 | 0.0001 | 0.002 | 0.002 | 0.66 |  | 1.83 | 2019 | 195 | 23.833 | 175 | 21741.88 | 48.7 | 221112 | -93.2894 | 30.271 | 994 | 125 | 120 |  | 250 | N | Natural Gas | N | N | N | 9999 | N |  | Combined Cycle | 8736 |  | 7050
10593_B_BLR1 | LA | 22019 | Agrilectric Power Partners Ltd | Agrilectric Power Partners Ltd | 5718311 | 80724913 |  |  | 10593 | BLR1 | 7835 | SR0001 | 183.78 | 58.65 | 14.13 | 14.13 | 0.59 |  | 136.86 | 187.276 | 63.753 | 14.395 | 14.395 | 0.598 |  | 139.461 | 2019 | 87 | 5 | 243 | 908.33 | 46.3 | 221122 | -93.1266 | 30.2008 | 183 | 125 | 100 | 127 | 10.9 | N | Biomass | N | Y | N | 9999 | N |  | Biomass | 8400 |  | 16484
55165_G_G102 | LA | 22019 | Entergy Louisiana LLC - Calcasieu Electric Generating Plant | Calcasieu | 6397411 | 87200613 | 55165 | GTG2 | 55165 | G102 | 81859 | SR0002 | 51.26 | 0.43 | 8.86 | 8.86 | 6.2 | 4.497 | 52.14 | 26.1 | 0.2 | 3.47 | 3.47 | 2.59 | 2.0814 | 29.35 | 2019 | 70 | 25.2 | 1123 | 59501.97 | 119.3 | 221112 | -93.346 | 30.1606 | 1900 | 125 | 120 |  | 159.4 | N | Natural Gas | Y | N | N | 9999 | N |  | Combustion Turbine | 920 | 830.2602 | 11091
55165_G_G101 | LA | 22019 | Entergy Louisiana LLC - Calcasieu Electric Generating Plant | Calcasieu | 6397411 | 87200713 | 55165 | GTG1 | 55165 | G101 | 81859 | SR0001 | 151.42 | 0.96 | 18.44 | 18.44 | 12.55 | 10.1626 | 61.24 | 30.3 | 0.2 | 3.61 | 3.61 | 2.54 | 2.083 | 26.58 | 2019 | 70 | 25.2 | 1123 | 37510 | 77.5 | 221112 | -93.3455 | 30.1605 | 1900 | 125 | 120 |  | 143.6 | N | Natural Gas | Y | N | N | 9999 | N |  | Combustion Turbine | 1008 | 2027.7191 | 11091
50489_G_C1 | LA | 22019 | Eagle US 2 LLC - Lake Charles Complex | PPG Powerhouse C | 7354911 | 82296913 |  |  | 50489 | C1 | 1255 | SR008 | 871.1581 | 3.6572 | 19.3843 | 19.3843 | 9.837 |  | 157.1972 | 934.474 | 3.381 | 17.86 | 17.86 | 9.039 |  | 145.41 | 2019 | 80 | 17.5 | 350 | 11594 | 48.2 | 32518 | -93.2942 | 30.2258 | 2320 | 164 | 100 |  | 55 | Y | Natural Gas | N | Y | N | 9999 | N |  | Combustion Turbine | 8736 |  | 8700
50489_G_C4 | LA | 22019 | Eagle US 2 LLC - Lake Charles Complex | PPG Powerhouse C | 7354911 | 82297013 |  |  | 50489 | C4 | 1255 | SR010 | 2127.03 | 2.6223 | 28.84 | 28.84 | 35.298 |  | 66.6 | 39.55 | 2.45 | 26.95 | 26.95 | 32.98 |  | 62.23 | 2019 | 82 | 15.8 | 298 | 12295.35 | 62.7 | 32518 | -93.2949 | 30.2254 | 1230 | 164 | 100 |  | 70.6 | Y | Natural Gas | N | Y | N | 9999 | N |  | Combustion Turbine | 8736 |  | 8700
50489_G_C5 | LA | 22019 | Eagle US 2 LLC - Lake Charles Complex | PPG Powerhouse C | 7354911 | 82303113 |  |  | 50489 | C5 | 1255 | SR011 | 536.039 | 0.6608 | 7.1795 | 7.1795 | 8.8955 |  | 16.784 | 2190.14 | 2.7 | 29.7 | 29.7 | 36.34 |  | 68.57 | 2019 | 82 | 15.8 | 302 | 12367.89 | 63.08 | 32518 | -93.2949 | 30.2251 | 1230 | 164 | 100 |  | 70.6 | Y | Natural Gas | N | Y | N | 9999 | N |  | Combustion Turbine | 8736 |  | 8700
50489_G_C2 | LA | 22019 | Eagle US 2 LLC - Lake Charles Complex | PPG Powerhouse C | 7354911 | 82305813 |  |  | 50489 | C2 | 1255 | SR009 | 657.523 | 2.7551 | 17.2096 | 17.2096 | 9.7005 |  | 117.4304 | 664.01 | 3.58 | 20.09 | 20.09 | 10.6 |  | 153.78 | 2019 | 80 | 17.6 | 350 | 11594 | 48.2 | 32518 | -93.2944 | 30.2251 | 2320 | 164 | 100 |  | 55 | Y | Natural Gas | N | Y | N | 9999 | N |  | Combustion Turbine | 8736 |  | 8700
55117_G_RS-5 | LA | 22019 | Eagle US 2 LLC - Lake Charles Complex | RS Cogen | 7354911 | 82306013 | 55117 | RS-5 | 55117 | RS-5 | 1255 | SR032 | 387.04 | 3.136 | 66.7059 | 66.7059 | 17.4576 | 4.0406 | 375.67 | 372.63 | 4.32 | 69.43 | 69.43 | 18.17 | 6.9931 | 391.06 | 2019 | 100 | 17.8 | 200 | 22819.79 | 92.2 | 32518 | -93.2826 | 30.2195 | 1230 | 164 | 100 | 141 | 167.7 | Y | Natural Gas | Y | N | N | 9999 | N | 55117_G_RS-5;55117_G_RS-4 | Combined Cycle | 8736 | 8188.0601 | 7092
55117_G_RS-6 | LA | 22019 | Eagle US 2 LLC - Lake Charles Complex | RS Cogen | 7354911 | 82320413 | 55117 | RS-6 | 55117 | RS-6 | 1255 | SR033 | 389.769 | 3.1895 | 70.7112 | 70.7112 | 18.5058 | 6.8852 | 398.22 | 394.29 | 4.47 | 70.91 | 70.91 | 18.55 | 5.4733 | 399.38 | 2019 | 100 | 17.8 | 200 | 17306.62 | 69.9 | 32518 | -93.2826 | 30.2195 | 2340 | 164 | 100 |  | 167.7 | Y | Natural Gas | Y | N | N | 9999 | N |  | Combined Cycle | 8736 | 8280.5996 | 7092
58310_B_B-1 | LA | 22019 | Rain CII Carbon LLC - Lake Charles Calcining Plant | Lake Charles Plant | 7355211 | 80706513 |  |  | 58310 | B-1 | 3439 | EP004 | 40.7854 | 1777.94 | 18.2246 | 18.2246 | 0.045137 |  | 0.61125 | 2.8632 | 136.1573 | 1.27 | 1.27 | 0.003145 |  | 0.042595 | 2019 | 200 | 17 | 1959 | 13018.2 | 57.4 | 324199 | -93.3354 | 30.1483 |  | 157 | 220 |  | 28 | N | Non-Fossil Waste | N | N | N | 9999 | N |  | Non-Fossil Waste | 7728 |  | 11084
1393_B_2A | LA | 22019 | Entergy LA LLC - Nelson Industrial Steam Co (NISCO) | R S Nelson | 7380711 | 82066513 | 50030 | 2A | 1393 | 2A | 9142 | EQT003 | 729.17 | 3167 | 69.62 | 69.62 | 17.15 | 68.0688 | 99.87 | 485.9 | 3017.7 | 64.87 | 64.87 | 15.98 | 64.1843 | 108.4 | 2019 | 425 | 9 | 180 | 5875 | 92.4 | 221112 | -93.2879 | 30.2829 | 1120 | 125 | 100 | 127&41 | 100 | Y | Petroleum Coke | Y | N | N | 9999 | N |  | Coal Steam |  | 8261.8105 | 12292
1393_B_1A | LA | 22019 | Entergy LA LLC - Nelson Industrial Steam Co (NISCO) | R S Nelson | 7380711 | 82066713 | 50030 | 1A | 1393 | 1A | 9142 | EQT001 | 650.07 | 3042 | 67.9 | 67.9 | 16.72 | 65.9037 | 105.31 | 503.5 | 3067.6 | 64.75 | 64.75 | 15.95 | 69.3494 | 115.3 | 2017 | 425 | 9 | 270 | 5875 | 92.4 | 221112 | -93.2872 | 30.283 | 1120 | 125 | 100 | 127&41 | 104 | Y | Petroleum Coke | Y | N | N | 9999 | N |  | Coal Steam |  | 8055.96 | 12292
1393_B_4 | LA | 22019 | Entergy Louisiana LLC - Roy S Nelson Plant | R S Nelson | 8361211 | 82325013 | 1393 | 4 | 1393 | 4 | 19588 | EQT011 | 267.59 | 1.22 | 14.63 | 14.63 | 10.59 | 6.2758 | 377.77 | [8 empty] | 400 | 19 | 300 | 3925 | -1 | 221112 | -93.2903 | 30.2854 | 5400 | 125 | 100 |  | 425 | N | Natural Gas | Y | N | N | 9999 | N |  | O/G Steam |  | 1539.0898 | 11999
1393_B_6 | LA | 22019 | Roy S Nelson Electric Generating Plant (Coal Unit 6) | R S Nelson | 8361211 | 82325613 | 1393 | 6 | 1393 | 6 | 19588 | EQT012 | 2645.52 | 8494.61 | 209.43 | 209.43 | 5.78 | 0 | 3140.5 | 2427.1 | 7673.7 | 239.6112 | 298.615 | 32.23 |  | 2629.87 | 2017 | 500 | 23 | 277 | 39500 | 95.0335 | 221112 | -93.2928 | 30.2865 | 6220 | 125 | 100 | 128 | 550 | N | Subbituminous, Petroleum Coke | Y | N | N | 9999 | N |  | Coal Steam | 6188 | 5999.4995 | 11854
51_B_1 | LA | 22031 | CLECO Power LLC - Dolet Hills Power Station | Dolet Hills | 7354411 | 80274313 | 51 | 1 | 51 | 1 | 585 | UNIT 1 | 3384.42 | 16000.5 | 40.6222 | 567.84 | 56.71 | 1.6426 | 371.1 | 1292.59 | 5069.16 | 7.73 | 175.72 | 21.48 | 1.1008 | 129.81 | 2019 | 525 | 25 | 163 | 40742.667 | 83 | 221112 | -93.5688 | 32.031 | 7600 | 125 | 100 |  | 642 | N | Lignite, Subbituminous | Y | N | N | 9999 | N |  | Coal Steam | 7200 | 7263.2314 | 11591
1391_B_3A | LA | 22033 | EthosEnergy Power Operations (West) LLC - Louisiana Station Electrical Generatin | Louisiana 1 | 5160611 | 80696713 | 1391 | 3A | 1391 | 3A | 1186 | SR1003 | 134.82 | 1.43 | 28.09 | 28.09 | 18.94 | 1.6939 | 452.63 | 69.76 | 0.91 | 5.82 | 5.82 | 4.21 | 1.6457 | 275.66 | 2019 | 150.5 | 11 | 280 | 4031.7 | 42.4 | 221112 | -91.1869 | 30.4895 | 836 | 125 | 100 |  | 23.5 | Y | Fossil Waste | Y | N | N | 9999 | N | 1391_G_3A;1391_B_3A | Fossil Waste |  | 8397.5605 | 4549
1391_B_1A | LA | 22033 | EthosEnergy Power Operations (West) LLC - Louisiana Station Electrical Generatin | Louisiana 1 | 5160611 | 80696813 | 1391 | 1A | 1391 | 1A | 1186 | SR1001 | 113.9 | 1.23 | 25.97 | 25.97 | 18.79 | 1.4854 | 418.45 | 66.9 | 0.98 | 5.51 | 5.51 | 3.99 | 1.7722 | 276.8 | 2019 | 150.5 | 11 | 280 | 4031.7 | 42.4 | 221112 | -91.1866 | 30.4895 | 836 | 125 | 100 |  | 21.3 | Y | Fossil Waste | Y | N | N | 9999 | N | 1391_B_1A;1391_G_1A | Fossil Waste |  | 7763.3599 | 4549
1391_G_4A | LA | 22033 | EthosEnergy Power Operations (West) LLC - Louisiana Station Electrical Generatin | Louisiana 1 | 5160611 | 80696913 | 1391 | 4A | 1391 | 4A | 1186 | SR1005 | 1057.06 | 27 | 32.09 | 32.09 | 19.32 | 46.4959 | 189.5 | 545.9 | 3.42 | 13.3 | 13.3 | 8.22 | 46.1532 | 89.99 | 2019 | 175 | 16 | 310 | 16666.6 | 84.7 | 221112 | -91.1877 | 30.489 | 1660 | 125 | 120 |  | 100 | Y | Fossil Waste | Y | N | N | 9999 | N | 1391_B_4A;1391_G_4A | Fossil Waste | 6216 | 8549.2998 | 4549
1391_B_2A | LA | 22033 | EthosEnergy Power Operations (West) LLC - Louisiana Station Electrical Generatin | Louisiana 1 | 5160611 | 80697013 | 1391 | 2A | 1391 | 2A | 1186 | SR1002 | 132.59 | 1.39 | 29.37 | 29.37 | 21.25 | 1.6445 | 209.69 | 59.47 | 0.54 | 4.69 | 4.69 | 3.4 | 1.5113 | 116.15 | 2019 | 150.5 | 11 | 280 | 4031.7 | 42.4 | 221112 | -91.1868 | 30.4895 | 836 | 125 | 100 |  | 21.3 | Y | Fossil Waste | Y | N | N | 9999 | N | 1391_B_2A;1391_G_2A | Fossil Waste |  | 8780.9805 | 4549
1391_G_5A | LA | 22033 | EthosEnergy Power Operations (West) LLC - Louisiana Station Electrical Generatin | Louisiana 1 | 5160611 | 80697113 | 1391 | 5A | 1391 | 5A | 1186 | SR1006 | 372.32 | 27.27 | 60.04 | 60.04 | 19.1 | 62.4855 | 9.1 | 218.15 | 5.62 | 33.64 | 33.64 | 10.7 | 59.5765 | 10.19 | 2019 | 175 | 16 | 200 | 15763.2 | 78.4 | 221112 | -91.1881 | 30.4894 | 2250 | 125 | 120 |  | 154.4 | Y | Fossil Waste | Y | N | N | 9999 | N | 1391_B_5A;1391_G_5A | Fossil Waste |  | 8579.5508 | 4549
1391_B_9 | LA | 22033 | EthosEnergy Power Operations (West) LLC - Louisiana Station Electrical Generatin | Louisiana 1 | 5160611 | 80697213 |  |  | 1391 | 9 | 1186 | SR1004 | [7 empty] | 32.47 | 0.03 | 0.33 | 0.33 | 0.72 |  | 6.63 | 2019 | 164 | 11 | 280 | 3039.6 | 32 | 221112 | -91.1878 | 30.4897 | 630 | 125 | 100 |  | 4.4 | Y | Fossil Waste | N | Y | N | 9999 | N |  | Fossil Waste | 8736 |  | 4549
54518_G_GT2 | LA | 22033 | Formosa Plastics Corp Louisiana | Formosa Plastics | 7354711 | 79967613 |  |  | 54518 | GT2 | 288 | EQT003 | 33.627 | 0.871 | 1.045 | 1.045 | 0.582 |  | 1.49 | 3.76 | 0.1 | 0.12 | 0.12 | 0.08 |  | 0.21 | 2019 | 105 | 10 | 346 | 6955.1 | 88.6 | 325211 | -91.189 | 30.4962 | 691 | 173 | 120 |  | 33 | Y | Natural Gas | N | Y | N | 9999 | N |  | Combustion Turbine | 8736 |  | 8700
54518_G_GT3 | LA | 22033 | Formosa Plastics Corp Louisiana | Formosa Plastics | 7354711 | 79967813 |  |  | 54518 | GT3 | 288 | EQT009 | 61.493 | 5.924 | 7.242 | 7.242 | 12.506 |  | 34.585 | 72.01 | 6.48 | 7.93 | 7.93 | 14.48 |  | 8.24 | 2019 | 110 | 10 | 260 | 5935.6 | 75.6 | 325211 | -91.1864 | 30.4971 | 673 | 173 | 120 |  | 33 | Y | Natural Gas | N | Y | N | 9999 | N |  | Combustion Turbine | 8736 |  | 8700
1396_G_U6CT | LA | 22039 | CLECO Power LLC - Coughlin Power Station | Coughlin Power Station | 7355011 | 80272813 | 1396 | 6-1 | 1396 | U6CT | 1906 | UNIT6 | 195.8 | 2.1 | 9.3555 | 20.79 | 31.18 | 1.8729 | 25.76 | 320.19 | 3.1 | 7.23 | 19.26 | 8.16 | 2.8492 | 28.56 | 2019 | 150 | 18 | 200 | 25446.9 | 100 | 221112 | -92.2614 | 30.8439 | 1800 | 125 | 120 |  | 147.3 | N | Natural Gas | Y | N | N | 9999 | N |  | Combined Cycle | 3900 | 4682.1602 | 7629
1396_G_U7CT | LA | 22039 | CLECO Power LLC - Coughlin Power Station | Coughlin Power Station | 7355011 | 80272913 | 1396 | 7-1 | 1396 | U7CT | 1906 | UNIT71 | 124.2 | 2.1 | 5.39 | 10.67 | 0.93 | 5.353 | 30.31 | 173.09 | 2.7 | 6.93 | 11.39 | 1.01 | 7.0521 | 104.01 | 2019 | 150 | 18 | 200 | 25446.9 | 100 | 221112 | -92.2631 | 30.8444 | 1800 | 125 | 120 |  | 150.2 | N | Natural Gas | Y | N | N | 9999 | N |  | Combined Cycle | 3900 | 4866.4209 | 7629
1396_G_U72 | LA | 22039 | CLECO Power LLC - Coughlin Power Station | Coughlin Power Station | 7355011 | 80273013 | 1396 | 7-2 | 1396 | U72 | 1906 | UNIT72 | 120.4 | 2.1 | 3.879 | 8.62 | 3.61 | 7.5761 | 31.23 | 131.59 | 2.8 | 5.07 | 8.38 | 0.51 | 10.2486 | 93.8 | 2019 | 150 | 18 | 200 | 25446.9 | 100 | 221112 | -92.2619 | 30.8439 | 1800 | 125 | 120 |  | 153 | N | Natural Gas | Y | N | N | 9999 | N |  | Combined Cycle | 3900 | 4887.8003 | 7629
1394_B_2A | LA | 22047 | Entergy LA LLC - Willow Glen Generating Plant |  | 5504511 | 81114613 | 1394 | 2 |  |  | 2625 | EQT003 | 5.37 | 0.033 | 4.02 | 4.02 | 2.91 |  | 0.05 | [8 empty] | 196 | 12 | 300 | 5458 | -1 | 221112 | -91.1165 | 30.2739 | 2190 | 125 | 100 |  |  |  |  | Y | N | N |  | N |  |  | 1344 | 298.45
1394_B_2 | LA | 22047 | Entergy LA LLC - Willow Glen Generating Plant |  | 5504511 | 81115013 | 1394 | 2 |  |  | 2625 | EQT004 | 5.37 | 0.033 | 4.02 | 4.02 | 2.91 |  | 0.05 | [8 empty] | 196 | 12 | 300 | 5458 | -1 | 221112 | -91.1166 | 30.2739 | 2190 | 125 | 100 |  |  |  |  | Y | N | N |  | N |  |  | 1344 | 298.45
1394_B_4 | LA | 22047 | Entergy LA LLC - Willow Glen Generating Plant |  | 5504511 | 81115113 | 1394 | 4 |  |  | 2625 | EQT006 | 130.4 | 0.31 | 3.78 | 3.78 | 2.74 | 1.5819 | 26.65 | [8 empty] | 210 | 18 | 260 | 25460 | -1 | 221112 | -91.1159 | 30.2746 | 5400 | 125 | 100 |  |  |  |  | Y | N | N |  | N |  |  |  | 290.42
55404_G_CTG2 | LA | 22047 | Carville Energy LLC - Carville Energy Center | Carville Energy LLC | 5519911 | 80913213 | 55404 | COG02 | 55404 | CTG2 | 51854 | SR0002 | 151.848 | 2.8069 | 26.8994 | 26.8994 | 0.0595 | 31.0272 | 9.0318 | 152.61 | 2.78 | 27.08 | 27.08 | 0.06 | 31.9219 | 9.11 | 2019 | 200 | 19.2 | 216 | 17787.5 | 61.4 | 22111 | -91.0652 | 30.2309 | 2490 | 125 | 120 | 205 | 170 | Y | Natural Gas | Y | N | N | 9999 | N |  | Combined Cycle | 4403 | 5669.6313 | 6553
55404_G_CTG1 | LA | 22047 | Carville Energy LLC - Carville Energy Center | Carville Energy LLC | 5519911 | 80913313 | 55404 | COG01 | 55404 | CTG1 | 51854 | SR0001 | 179.889 | 3.2578 | 34.8002 | 34.8002 | 0.0356 | 36.6659 | 10.3582 | 228.95 | 4.03 | 42.76 | 42.76 | 0.05 | 46.4972 | 13.1 | 2019 | 200 | 19.2 | 216 | 17787.5 | 61.4 | 22111 | -91.0652 | 30.2312 | 2490 | 125 | 120 | 205 | 170 | Y | Natural Gas | Y | N | N | 9999 | N |  | Combined Cycle | 4522 | 6613.293 | 6553
55051_G_X773 | LA | 22047 | Axiall LLC - Plaquemine Facility | Axiall Plaquemine | 7227011 | 80974613 |  |  | 55051 | X773 | 2455 | SR0125 | 303.636 | 0.212 | 20.896 | 20.896 | 9.14 |  | 188.195 | 278.8832 | 0.36329 | 19.005 | 19.005 | 6.6767 | 0.131 | 174.3465 | 2019 | 100 | 16 | 447 | 16085 | 80 | 325211 | -91.1843 | 30.2672 | 1700 | 173 | 120 |  | 75 | Y | Natural Gas | N | Y | N | 9999 | N |  | Combustion Turbine | 8736 |  | 8700
55051_G_X774 | LA | 22047 | Axiall LLC - Plaquemine Facility | Axiall Plaquemine | 7227011 | 80977513 |  |  | 55051 | X774 | 2455 | SR0126 | 303.435 | 0.202 | 20.69 | 20.69 | 7.299 |  | 187.999 | 311.5441 | 0.40811 | 21.6049 | 21.6049 | 7.411 | 0.14691 | 195.101 | 2019 | 100 | 16 | 447 | 16085 | 80 | 325211 | -91.1843 | 30.2672 | 1700 | 173 | 120 |  | 75 | Y | Natural Gas | N | Y | N | 9999 | N |  | Combustion Turbine | 8736 |  | 8700
55051_G_X775 | LA | 22047 | Axiall LLC - Plaquemine Facility | Axiall Plaquemine | 7227011 | 80981713 |  |  | 55051 | X775 | 2455 | SR0127 | 274.851 | 0.183 | 19.234 | 19.234 | 6.903 |  | 175.354 | 291.8691 | 0.382 | 19.9335 | 19.9335 | 7.0211 | 0.12727 | 182.838 | 2019 | 100 | 16 | 447 | 16085 | 80 | 325211 | -91.1843 | 30.2672 | 1700 | 173 | 120 |  | 75 | Y | Natural Gas | N | Y | N | 9999 | N |  | Combustion Turbine | 8736 |  | 8700
55419_G_G500 | LA | 22047 | The Dow Chemical Company - Louisiana Operations | Plaquemine Cogeneration Plant | 8467311 | 80135613 | 55419 | 500 | 55419 | G500 | 1409 | SRYYYH | 103.9 | 3.6 | 81.56 | 81.56 | 7.32 | 127.656 | 18.27 | 122.2 | 2.4 | 87.22 | 87.22 | 7.98 | 153.81 | 16.79 | 2019 | 150 | 20 | 208 | 17071.9 | 54.34 | 325199 | -91.2344 | 30.3211 | 1930 | 129 | 120 |  | 151 | Y | Natural Gas | Y | N | N | 9999 | N | 55419_G_ST5;55419_G_G500 | Combined Cycle | 8736 | 7079.3608 | 7791
55419_G_G800 | LA | 22047 | The Dow Chemical Company - Louisiana Operations | Plaquemine Cogeneration Plant | 8467311 | 80135713 | 55419 | 800 | 55419 | G800 | 1409 | SRYYYK | 121.3 | 4.7 | 95.59 | 95.59 | 8.57 | 148.734 | 26.79 | 122.3 | 2.4 | 89.42 | 89.42 | 8.18 | 157.122 | 18.63 | 2019 | 150 | 20 | 208 | 17071.9 | 54.34 | 325199 | -91.2338 | 30.3218 | 1930 | 129 | 120 |  | 151 | Y | Natural Gas | Y | N | N | 9999 | N |  | Combined Cycle | 8736 | 8253.0996 | 7791
55419_G_G700 | LA | 22047 | The Dow Chemical Company - Louisiana Operations | Plaquemine Cogeneration Plant | 8467311 | 80135813 | 55419 | 700 | 55419 | G700 | 1409 | SRYYYJ | 116.5 | 4.6 | 94.02 | 94.02 | 8.38 | 141.192 | 23.26 | 117.7 | 2.4 | 89.24 | 89.24 | 8.12 | 152.82 | 21.12 | 2019 | 150 | 20 | 208 | 17071.9 | 54.34 | 325199 | -91.2341 | 30.3214 | 1930 | 129 | 120 |  | 151 | Y | Natural Gas | Y | N | N | 9999 | N |  | Combined Cycle | 8736 | 7833.1504 | 7791
55419_G_G600 | LA | 22047 | The Dow Chemical Company - Louisiana Operations | Plaquemine Cogeneration Plant | 8467311 | 80135913 | 55419 | 600 | 55419 | G600 | 1409 | SRYYYI | 113.9 | 3.9 | 84.95 | 84.95 | 7.59 | 129.51 | 21.4 | 116.4 | 2.3 | 84.12 | 84.12 | 7.73 | 152.064 | 16.76 | 2019 | 150 | 20 | 208 | 17071.9 | 54.34 | 325199 | -91.2346 | 30.3208 | 1930 | 129 | 120 |  | 151 | Y | Natural Gas | Y | N | N | 9999 | N |  | Combined Cycle | 8736 | 7184.3203 | 7791
52006_G_GEN2 | LA | 22047 | The Dow Chemical Company - Louisiana Operations | LaO Energy Systems | 8467311 | 81448813 |  |  | 52006 | GEN2 | 1409 | SR0865 | 531.33 | 6.75 | 13.37 | 13.37 | 7.43 |  | 20.28 | 553.86 | 6.84 | 15.34 | 15.34 | 7.32 |  | 18.42 | 2019 | 110 | 14 | 210 | -1 | 1.1 | 325199 | -91.2364 | 30.3202 | 1590 | 129 | 120 |  | 80 | Y | Natural Gas | N | N | N | 9999 | N |  | Combined Cycle | 8736 |  | 8727
52006_G_GEN3y | LA | 22047 | The Dow Chemical Co - Louisiana Operations |  | 8467311 | 81454813 |  |  |  |  | 1409 | SR0272 | 148.13 | 2.61 | 2.97 | 2.97 | 1.03 |  | 2.01 | [8 empty] | 110 | 10 | 300 | 7374 | -1 | 325199 | -91.2367 | 30.3203 | 1540 | 129 | 120 |  |  |  |  | N | N | N |  | N |  |  | 8736
52006_G_GEN1 | LA | 22047 | The Dow Chemical Company - Louisiana Operations | LaO Energy Systems | 8467311 | 81468413 |  |  | 52006 | GEN1 | 1409 | SR0864 | 709.75 | 10.77 | 21.71 | 21.71 | 11.43 |  | 19.97 | 458.39 | 6.78 | 15.08 | 15.08 | 7.41 |  | 9.22 | 2019 | 110 | 14 | 210 | 1.11 | 0.0072 | 325199 | -91.2361 | 30.3205 | 1590 | 129 | 120 |  | 57 | Y | Natural Gas | N | N | N | 9999 | N | 52006_G_GEN1;52006_G_GEN5 | Combined Cycle | 8736 |  | 8727
52006_G_GEN3 | LA | 22047 | The Dow Chemical Co - Louisiana Operations | LaO Energy Systems | 8467311 | 95090313 |  |  | 52006 | GEN3 | 1409 | SR0248 | 148.13 | 2.61 | 2.97 | 2.97 | 1.03 |  | 2.01 | [8 empty] | 110 | 10 | 300 | 7374 | -1 | 325199 | -91.2366 | 30.3204 | 1540 | 129 | 120 |  | 94 | Y | Natural Gas | N | N | N | 9999 | N | 52006_G_GEN3;52006_G_GEN6 | Combined Cycle | 8736 |  | 8727
52006_G_GEN3x | LA | 22047 | The Dow Chemical Co - Louisiana Operations |  | 8467311 | 95090613 |  |  |  |  | 1409 | SR0249 | 148.13 | 2.61 | 2.97 | 2.97 | 1.03 |  | 2.01 | [8 empty] | 110 | 10 | 300 | 7374 | -1 | 325199 | -91.2367 | 30.3203 | 1540 | 129 | 120 |  |  |  |  | N | N | N |  | N |  |  | 8736
1403_G_6A | LA | 22051 | Entergy Louisiana LLC - Ninemile Point Electric Generating Plant | Nine Mile Point | 5521211 | 122066513 | 1403 |  | 1403 | 6A;6A | 2841 | GRP035 | 177.45 | 3.86 | 41.52 | 41.52 | 16.43 |  | 2.86 | 160.2 | 8.3 | 103.1062 | 103.1062 | 34.682 | 101.1849 | 7.8 | 2019 | 195 | 19 | 181 | 7933 | 27.99 | 221112 | -90.1458 | 29.9427 | 4040 | 125 | 120 |  | 167.9 | N | Natural Gas, Distillate Fuel Oil | Y | N | N | 9999 | Y | 1403_G_6A;1403_G_6C;1403_G_6B | Combined Cycle | 8736 | 7708.3501 | 7050
1403_B_5 | LA | 22051 | Entergy Louisiana LLC - Ninemile Point Electric Generating Plant | Nine Mile Point | 5521211 | 80539013 | 1403 | 5 | 1403 | 5 | 2841 | EQT015 | 5687.8 | 7.436 | 90.59 | 90.59 | 65.56 | 38.2623 | 198.1 | 3733.2 | 8.4 | 102.57 | 102.57 | 74.23 | 43.1014 | 195.28 | 2019 | 186 | 25 | 246 | 33167 | 67.5 | 221112 | -90.1485 | 29.9488 | 7150 | 125 | 100 |  | 737 | N | Natural Gas, Distillate Fuel Oil | Y | N | N | 9999 | N |  | O/G Steam | 8736 | 5296.6099 | 10484
1403_B_4 | LA | 22051 | Entergy Louisiana LLC - Ninemile Point Electric Generating Plant | Nine Mile Point | 5521211 | 80539113 | 1403 | 4 | 1403 | 4 | 2841 | EQT013 | 6144.8 | 7.978 | 97.31 | 97.31 | 70.42 | 41.0986 | 13.3 | 4601.6 | 9.3 | 112.72 | 112.72 | 81.58 | 47.3796 | 0.92 | 2019 | 186 | 25 | 246 | 34343.33 | 69.9 | 221112 | -90.1477 | 29.9485 | 7150 | 125 | 100 |  | 737 | N | Natural Gas | Y | N | N | 9999 | N |  | O/G Steam | 8736 | 5604.6104 | 10561
1403_B_3 | LA | 22051 | Entergy Louisiana LLC - Ninemile Point Electric Generating Plant |  | 5521211 | 80539313 | 1403 | 3 |  |  | 2841 | EQT011 | 30.5 | 0.099 | 0.3 | 0.3 | 0.44 |  | 0.41 | [8 empty] | 170 | 9.5 | 274 | 3503.4 | 49.5 | 221112 | -90.1467 | 29.9479 | 1400 | 125 | 100 |  |  |  |  | Y | N | N |  | N |  |  | 8736 | 544.27
1403_B_3A | LA | 22051 | Entergy Louisiana LLC - Ninemile Point Electric Generating Plant |  | 5521211 | 80539413 | 1403 | 3 |  |  | 2841 | EQT009 | 30.5 | 0.099 | 0.3 | 0.3 | 0.44 |  | 0.41 | [8 empty] | 170 | 9.5 | 274 | 3503.4 | 49.5 | 221112 | -90.1468 | 29.948 | 1400 | 125 | 100 |  |  |  |  | Y | N | N |  | N |  |  | 8736 | 544.27
56283_G_U-2 | LA | 22055 | Lafayette Consolidated Government - Hargis-Hebert Electric Generating Station | Hargis-Hebert Electric Generating | 13611411 | 81421213 | 56283 | U-2 | 56283 | U-2 | 121572 | SR0002 | 4.9395 | 0.1778 | 0.17 | 0.17 | 0.1307 | 0.34902 | 2.6408 | 4.8156 | 0.1819 | 0.1739 | 0.1739 | 0.1338 | 0.35932 | 2.7025 | 2019 | 61 | 12.3 | 771 | 9981.8 | 84 | 221112 | -91.9923 | 30.1695 | 510 | 125 | 120 |  | 47 | N | Natural Gas | Y | N | N | 9999 | N |  | Combustion Turbine | 8736 | 415.61 | 16025
56283_G_U-1 | LA | 22055 | Lafayette Consolidated Government - Hargis-Hebert Electric Generating Station | Hargis-Hebert Electric Generating | 13611411 | 81421613 | 56283 | U-1 | 56283 | U-1 | 121572 | SR0001 | 3.8481 | 0.1482 | 0.1417 | 0.1417 | 0.109 | 0.29451 | 2.2017 | 6.5068 | 0.2392 | 0.2286 | 0.2286 | 0.1759 | 0.47983 | 3.5528 | 2019 | 61 | 12.3 | 771 | 9981.8 | 84 | 221112 | -91.9923 | 30.1693 | 510 | 125 | 120 |  | 47 | N | Natural Gas | Y | N | N | 9999 | N |  | Combustion Turbine | 8736 | 362.9901 | 16025
56108_G_U-2 | LA | 22055 | Lafayette Consolidated Government - T J Labbe Electric Generating Station | T J Labbe Electric Generating | 9587011 | 80803813 | 56108 | U-2 | 56108 | U-2 | 119640 | SR0002 | 3.7545 | 0.133 | 0.2146 | 0.2146 | 0.0391 | 0.25761 | 1.9949 | 4.5548 | 0.1668 | 0.2691 | 0.2691 | 0.0491 | 0.3346 | 2.5019 | 2019 | 60 | 12.3 | 771 | 9981.8 | 84 | 221112 | -92.0437 | 30.2571 | 510 | 125 | 120 |  | 47 | N | Natural Gas | Y | N | N | 9999 | N |  | Combustion Turbine | 8736 | 301.5399 | 17833
56108_G_U-1 | LA | 22055 | Lafayette Consolidated Government - T J Labbe Electric Generating Station | T J Labbe Electric Generating | 9587011 | 80803913 | 56108 | U-1 | 56108 | U-1 | 119640 | SR0001 | 3.562 | 0.1309 | 0.2112 | 0.2112 | 0.0385 | 0.25356 | 1.9636 | 4.6477 | 0.1703 | 0.2747 | 0.2747 | 0.0501 | 0.34154 | 2.5538 | 2019 | 60 | 12.3 | 771 | 9981.8 | 84 | 221112 | -92.0437 | 30.2569 | 510 | 125 | 120 |  | 47 | N | Natural Gas | Y | N | N | 9999 | N |  | Combustion Turbine | 8736 | 295.29 | 17832
1409_B_2A | LA | 22071 | Entergy New Orleans Inc - Michoud Electric Generating Plant |  | 7448111 | 80595513 | 1409 | 2 |  |  | 32494 | EQT005 | 11.8 |  | 0.99 | 0.99 | 0.72 |  | 0.05 | [8 empty] | 186 | 10 | 237 | 5093 | 64.5 | 331210 | -89.938 | 30.0084 | 3160 | 125 | 100 |  |  |  |  | Y | N | N |  | N |  |  | 6888 | 230.18
1409_B_2 | LA | 22071 | Entergy New Orleans Inc - Michoud Electric Generating Plant |  | 7448111 | 80595613 | 1409 | 2 |  |  | 32494 | EQT006 | 11.8 |  | 0.99 | 0.99 | 0.72 |  | 0.05 | [8 empty] | 186 | 10 | 237 | 5093 | 64.5 | 331210 | -89.9381 | 30.0083 | 3400000 | 125 | 100 |  |  |  |  | Y | N | N |  | N |  |  | 6888 | 230.18
1409_B_1A | LA | 22071 | Entergy New Orleans Inc - Michoud Electric Generating Plant |  | 7448111 | 80595713 | 1409 | 1 |  |  | 32494 | EQT003 | 0.05 |  | 0.0411 | 0.0411 | 0.0297 |  | 0.004 | [8 empty] | 164 | 9 | 299 | 2795 | 43.9 | 331210 | -89.9375 | 30.0084 | 1390 | 125 | 100 |  |  |  |  | Y | N | N |  | N |  |  | 72 | 18.59
1409_B_3 | LA | 22071 | Entergy New Orleans Inc - Michoud Electric Generating Plant |  | 7448111 | 80595813 | 1409 | 3 |  |  | 32494 | EQT007 | 3.7 | 0.021 | 0.93 | 0.93 | 0.67 |  | 4.46 | [8 empty] | 172 | 23.5 | 270 | 0.4 | -1 | 331210 | -89.9367 | 30.0085 | 7200 | 125 | 100 |  |  |  |  | Y | N | N |  | N |  |  | 5880 | 46.47
1409_B_1 | LA | 22071 | Entergy New Orleans Inc - Michoud Electric Generating Plant |  | 7448111 | 80595913 | 1409 | 1 |  |  | 32494 | EQT004 | 0.05 |  | 0.0411 | 0.0411 | 0.0297 |  | 0.004 | [8 empty] | 164 | 9 | 299 | 2795 | 43.9 | 331210 | -89.9376 | 30.0084 | 5090000 | 125 | 100 |  |  |  |  | Y | N | N |  | N |  |  | 72 | 18.59
55099_G_07 | LA | 22073 | Sterlington Power LLC - Sterlington Power Plant | NRG Sterlington Power | 5836111 | 82087113 |  |  | 55099 | 07 | 93588 | SCT7 | 0.3381 | 0.008721 | 0.01693 | 0.01693 | 0.005387 |  | 0.15522 | 0.47163 | 0.012166 | 0.023616 | 0.023616 | 0.007514 |  | 0.21652 | 2019 | 35 | 14.9 | 990 | 20500 | 118 | 221112 | -92.0808 | 32.6885 | 25 | 125 | 120 |  | 16 | N | Natural Gas | N | N | N | 9999 | N |  | Combustion Turbine | 8736 |  | 18571
55099_G_01 | LA | 22073 | Sterlington Power LLC - Sterlington Power Plant | NRG Sterlington Power | 5836111 | 82087213 |  |  | 55099 | 01 | 93588 | SCT1 | 0.40123 | 0.00827 | 0.016053 | 0.016053 | 0.005108 |  | 0.30036 | 3.4173 | 0.070435 | 0.13673 | 0.13673 | 0.043504 |  | 2.5582 | 2019 | 35 | 14.9 | 990 | 20500 | 118 | 221112 | -92.0805 | 32.6895 | 25 | 125 | 120 |  | 24 | N | Natural Gas | N | N | N | 9999 | N |  | Combustion Turbine | 8736 |  | 18571
55099_G_06 | LA | 22073 | Sterlington Power LLC - Sterlington Power Plant | NRG Sterlington Power | 5836111 | 82087413 |  |  | 55099 | 06 | 93588 | SCT6 | 0.26964 | 0.007986 | 0.015503 | 0.015503 | 0.004933 |  | 0.39713 | 0.61642 | 0.018257 | 0.035441 | 0.035441 | 0.011277 |  | 0.90785 | 2019 | 35 | 14.9 | 990 | 20500 | 118 | 221112 | -92.0808 | 32.6886 | 25 | 125 | 120 |  | 18 | N | Natural Gas | N | N | N | 9999 | N |  | Combustion Turbine | 8736 |  | 18571
55099_G_09 | LA | 22073 | Sterlington Power LLC - Sterlington Power Plant | NRG Sterlington Power | 5836111 | 82087613 |  |  | 55099 | 09 | 93588 | SCT9 | 0.2937 | 0.013573 | 0.026348 | 0.026348 | 0.008384 |  | 0.62585 | 1.1749 | 0.049466 | 0.049466 | 0.55138 | 0.025482 |  | 1.1749 | 2019 | 20 | 14.9 | 800 | 20500 | 118 | 221112 | -92.0809 | 32.6883 | 25 | 125 | 120 |  | 16 | N | Natural Gas | N | N | N | 9999 | N |  | Combustion Turbine | 8736 |  | 18571
55099_G_02 | LA | 22073 | NRG Sterlington Power LLC - Sterlington Power Plant | NRG Sterlington Power | 5836111 | 82087713 |  |  | 55099 | 02 | 93588 | SCT2 | 0.77199 | 0.014335 | 0.027827 | 0.027827 | 0.008854 |  | 0.48732 | [8 empty] | 35 | 14.9 | 990 | 20500 | 118 | 221112 | -92.0805 | 32.6893 | 25 | 125 | 120 |  | 22 | N | Natural Gas | N | N | N | 9999 | N |  | Combustion Turbine | 8736 |  | 16213
55099_G_04 | LA | 22073 | Sterlington Power LLC - Sterlington Power Plant | NRG Sterlington Power | 5836111 | 82087913 |  |  | 55099 | 04 | 93588 | SCT4 | 0.55019 | 0.013148 | 0.025523 | 0.025523 | 0.008121 |  | 0.58695 | 0.77286 | 0.01847 | 0.035853 | 0.035853 | 0.011408 |  | 0.82449 | 2019 | 35 | 14.9 | 990 | 20500 | 118 | 221112 | -92.0806 | 32.6891 | 25 | 125 | 120 |  | 23 | N | Natural Gas | N | N | N | 9999 | N |  | Combustion Turbine | 8736 |  | 18572
55099_G_10 | LA | 22073 | Sterlington Power LLC - Sterlington Power Plant | NRG Sterlington Power | 5836111 | 82088013 |  |  | 55099 | 10 | 93588 | SCT10 | 0.32532 | 0.012431 | 0.024131 | 0.024131 | 0.007678 |  | 0.27408 | 0.65828 | 0.025155 | 0.04883 | 0.04883 | 0.015537 |  | 0.55461 | 2019 | 35 | 14.9 | 990 | 20500 | 118 | 221112 | -92.081 | 32.6882 | 25 | 125 | 120 |  | 16 | N | Natural Gas | N | N | N | 9999 | N |  | Combustion Turbine | 8736 |  | 18571
55467_G_CTG2 | LA | 22073 | Entergy Arkansas LLC - Ouachita Power Generating Plant | Ouachita | 7205111 | 87201313 | 55467 | CTGEN2 | 55467 | CTG2 | 83613 | SR0003 | 69.88 | 2.72 | 67.06 | 67.06 | 20.4 | 62.311 | 9.03 | 65 | 2.6 | 57.732 | 57.732 | 17.56 | 53.7148 | 0.0794 | 2019 | 150 | 18 | 190 | 17812.8 | 70 | 221112 | -92.0686 | 32.7063 | 2000 | 125 | 120 |  | 147.9 | N | Natural Gas | Y | N | N | 9999 | N | 55467_G_STG2;55467_G_CTG2 | Combined Cycle | 1716 | 5588.439 | 7296
55467_G_CTG3 | LA | 22073 | Entergy Arkansas LLC - Ouachita Power Generating Plant | Ouachita | 7205111 | 87201413 | 55467 | CTGEN3 | 55467 | CTG3 | 83613 | SR0004 | 65.17 | 2.46 | 61.75 | 61.75 | 18.78 | 57.3785 | 4.11 | 59.5 | 2.7 | 61.8 | 61.8 | 18.81 | 57.5333 | 14.171 | 2019 | 150 | 18 | 190 | 17812.8 | 70 | 221112 | -92.0686 | 32.7063 | 2000 | 125 | 120 |  | 145.6 | N | Natural Gas | Y | N | N | 9999 | N | 55467_G_CTG3;55467_G_STG3 | Combined Cycle | 2184 | 5146.0488 | 7296
55467_G_CTG1 | LA | 22073 | Entergy Arkansas LLC - Ouachita Power Generating Plant | Ouachita | 7205111 | 87201513 | 55467 | CTGEN1 | 55467 | CTG1 | 83613 | SR0002 | 61.37 | 2.73 | 66.78 | 66.78 | 20.31 | 62.0515 | 4.54 | 67 | 2.6 | 63.06 | 63.06 | 19.181 | 58.6721 | 6.569 | 2019 | 150 | 18 | 190 | 17812.8 | 70 | 221112 | -92.0673 | 32.7059 | 2000 | 125 | 120 |  | 144.7 | N | Natural Gas | Y | N | N | 9999 | N | 55467_G_STG1;55467_G_CTG1 | Combined Cycle | 2184 | 5565.1592 | 7296
55620_G_2-CT | LA | 22073 | Entergy Louisiana LLC - Perryville Generating Station | Perryville Power Station | 7205211 | 80409213 | 55620 | 2-1 | 55620 | 2-CT | 85793 | EQT003 | 6.82 | 0.13 | 2.63 | 2.63 | 0.41 | 1.302 | 0.21 | 2.3 | 0.05 | 1.28 | 1.28 | 0.2 | 0.51273 | 0.1 | 2019 | 110 | 16.8 | 1144 | 39235.73 | 177 | 221122 | -92.0191 | 32.6915 | 2000 | 125 | 120 |  | 151.5 | N | Natural Gas | Y | N | N | 9999 | N |  | Combustion Turbine | 42 | 292.3 | 18700
55620_G_CT-2 | LA | 22073 | Entergy Louisiana LLC - Perryville Generating Station | Perryville Power Station | 7205211 | 80409313 | 55620 | 1-2 | 55620 | CT-2 | 85793 | EQT002 | 78.7 | 3.47 | 89.3 | 89.3 | 1.85 | 80.28 | 17.3 | 70.4 | 3.2 | 71.92 | 71.92 | 1.69 | 39.0175 | 15.78 | 2019 | 175 | 16.8 | 185 | 16033.33 | 72.7 | 221122 | -92.0184 | 32.6909 | 2310 | 125 | 120 |  | 164.7 | N | Natural Gas | Y | N | N | 9999 | N |  | Combined Cycle | 4704 | 6386.9702 | 7123
55620_G_CT-1 | LA | 22073 | Entergy Louisiana LLC - Perryville Generating Station | Perryville Power Station | 7205211 | 80409513 | 55620 | 1-1 | 55620 | CT-1 | 85793 | EQT001 | 76.64 | 3.34 | 88.41 | 88.41 | 5.89 | 79.52 | 22.14 | 70.9 | 3.2 | 72.37 | 72.37 | 5.5 | 39.292 | 20.52 | 2019 | 175 | 16.8 | 185 | 16033.33 | 72.7 | 221122 | -92.0179 | 32.6907 | 2310 | 125 | 120 |  | 164.7 | N | Natural Gas | Y | N | N | 9999 | N |  | Combined Cycle | 4704 | 6316.9399 | 7123
1404_G_7B | LA | 22073 | Entergy Louisiana LLC - Sterlington Generating Plant |  | 7432611 | 82248713 | 1404 | 7AB |  |  | 19483 | EQT003 | 9.24 | 0.01 | 0.15 | 0.15 | 0.11 |  | 1.64 | 8.2 | 0.012 | 0.135 | 0.135 | 0.04 |  | 1.67 | 2019 | 75 | 16 | 183 | 9631 | 47.8 | 221112 | -92.08 | 32.7023 | 923 | 125 | 120 |  |  |  |  | Y | N | N |  | N | 1404_G_7B;1404_G_7A |  | 8736 | 67.21
1464_G_3 | LA | 22077 | Louisiana Generating LLC - Big Cajun I Power Plant | Big Cajun 1 | 5931611 | 81661413 | 1464 | CTG1 | 1464 | 3 | 11917 | SCTG1 | 4.9281 | 0.053486 | 0.047665 | 0.047665 | 0.1872 | 0.90667 | 7.3098 | 9.4091 | 0.0828 | 0.071488 | 0.071488 | 0.28718 | 0.97591 | 11.2135 | 2019 | 165 | 17.3 | 1050 | 31265.23 | 133 | 221112 | -91.3548 | 30.6728 | 1410 | 125 | 120 |  | 105 | N | Natural Gas | Y | N | N | 9999 | N |  | Combustion Turbine | 8736 | 301.3 | 12648
1464_G_4 | LA | 22077 | Louisiana Generating LLC - Big Cajun I Power Plant | Big Cajun 1 | 5931611 | 81661513 | 1464 | CTG2 | 1464 | 4 | 11917 | SCTG2 | 4.1036 | 0.045365 | 0.040577 | 0.040577 | 0.15878 | 0.77614 | 6.1998 | 9.0984 | 0.0856 | 0.076728 | 0.076728 | 0.30185 | 1.0129 | 11.7865 | 2019 | 165 | 17.3 | 1050 | 31265.23 | 133 | 221112 | -91.3552 | 30.6728 | 1410 | 125 | 120 |  | 105 | N | Natural Gas | Y | N | N | 9999 | N |  | Combustion Turbine | 8736 | 265.4301 | 12649
1464_B_1B1 | LA | 22077 | Louisiana Generating LLC - Big Cajun I Power Plant | Big Cajun 1 | 5931611 | 81661613 | 1464 | 1B1 | 1464 | 1B1 | 11917 | S1B1 | 14.0418 | 0.0551 | 2.1785 | 2.1785 | 0.5017 |  | 3.3007 | 21.6802 | 0.1554 | 4.9529 | 4.9529 | 1.3685 |  | 11.9081 | 2019 | 184.5 | 10.8 | 310 | 5833.33 | 63 | 221112 | -91.3548 | 30.6724 | 1200 | 125 | 100 |  | 110 | N | Natural Gas | Y | N | N | 9999 | N |  | O/G Steam | 8736 | 386.93 | 14500
1464_B_1B2 | LA | 22077 | Louisiana Generating LLC - Big Cajun I Power Plant | Big Cajun 1 | 5931611 | 81661813 | 1464 | 1B2 | 1464 | 1B2 | 11917 | S1B2 | 9.6598 | 0.0451 | 1.795 | 1.795 | 0.41339 |  | 2.7197 | 20.7867 | 0.1401 | 4.4574 | 4.4574 | 1.2263 |  | 10.6151 | 2019 | 184.5 | 10.8 | 310 | 5833.33 | 63 | 221112 | -91.3551 | 30.6724 | 1200 | 125 | 100 |  | 110 | N | Natural Gas | Y | N | N | 9999 | N |  | O/G Steam | 8736 | 346.73 | 14500
6055_B_2B2 | LA | 22077 | Louisiana Generating LLC - Big Cajun II Power Plant | Big Cajun 2 | 8020711 | 81503213 | 6055 | 2B2 | 6055 | 2B2 | 38867 | S2B2 | 1125.47 | 7.6819 | 23.8544 | 23.8544 | 69.0247 | 3.0761 | 370.576 | 651.5688 | 4.6464 | 14.4251 | 14.4251 | 41.7402 | 1.8599 | 174.2591 | 2019 | 600 | 26.5 | 305 | 33090 | 60 | 221112 | -91.3695 | 30.7282 | 6420 | 125 | 100 |  | 575 | N | Natural Gas | Y | N | N | 9999 | N |  | O/G Steam | 8736 | 5930.5293 | 11615
6055_B_2B1 | LA | 22077 | Louisiana Generating LLC - Big Cajun II Power Plant | Big Cajun 2 | 8020711 | 81503613 | 6055 | 2B1 | 6055 | 2B1 | 38867 | S2B1 | 909.1756 | 2178.6824 | 5.3995 | 12.1602 | 22.6047 | 200.2775 | 3866.6904 | 189.9026 | 484.3073 | 6.9091 | 15.5598 | 4.7464 | 46.807 | 596.4879 | 2019 | 600 | 26.5 | 305 | 33090 | 60 | 221112 | -91.3687 | 30.7285 | 6420 | 125 | 100 |  | 568 | N | Subbituminous | Y | N | N | 9999 | N |  | Coal Steam | 8736 | 3364.4502 | 10438
6055_B_2B3 | LA | 22077 | Louisiana Generating LLC - Big Cajun II Power Plant | Big Cajun 2 | 8020711 | 81503813 | 6055 | 2B3 | 6055 | 2B3 | 38867 | S2B3 | 1892.2865 | 10404.6215 | 52.6066 | 118.4747 | 57.5964 | 147.7645 | 5604.077 | 1107.464 | 5454.4592 | 19.0802 | 42.9702 | 34.3662 | 81.6908 | 1143.6506 | 2017 | 600 | 26.5 | 305 | 33090 | 60 | 221112 | -91.3707 | 30.7279 | 6420 | 125 | 100 |  | 580 | N | Subbituminous | Y | N | N | 9999 | N |  | Coal Steam | 8736 | 7522.0703 | 10438
6190_B_1 | LA | 22079 | CLECO Power LLC - Brame Energy Center | Brame Energy Center | 7446811 | 81273813 | 6190 | 1 | 6190 | 1 | 2922 | UNIT1 | 547.9 | 1.7 | 21.51 | 21.51 | 15.56 | 8.8359 | 67.69 | 570.3 | 1.8 | 22.18 | 22.18 | 16.05 | 9.1741 | 69.81 | 2019 | 195 | 16.9 | 287 | 21613.8 | 96.3148 | 221112 | -92.7174 | 31.3951 | 5000 | 125 | 100 |  | 416 | N | Natural Gas, Residual Fuel Oil | Y | N | N | 9999 | N |  | O/G Steam | 8736 | 3240.1707 | 10312
6190_B_2 | LA | 22079 | CLECO Power LLC - Brame Energy Center | Brame Energy Center | 7446811 | 81274013 | 6190 | 2 | 6190 | 2 | 2922 | UNIT2 | 1983.8 | 3133.2 | 146.23 | 380.17 | 36.78 | 18.1864 | 1464.33 | 2706.5 | 3040.3 | 155.05 | 403.09 | 39.58 | 19.2828 | 1552.61 | 2019 | 250 | 18 | 307 | 36000 | 141.4141 | 221112 | -92.7176 | 31.3961 | 6530 | 125 | 100 |  | 493 | N | Subbituminous | Y | N | N | 9999 | N |  | Coal Steam | 8736 | 7403.7896 | 10691
6190_B_3-1 | LA | 22079 | CLECO Power LLC - Brame Energy Center | Brame Energy Center | 7446811 | 89630213 | 6190 | 3-1 | 6190 | 3-1 | 2922 | BLR1 | 391.7 | 1259.3 | 27.1 | 27.1 | 4.98 | 25.8429 | 180.94 | 286.7 | 916.6 | 21.38 | 21.38 | 3.93 | 20.3965 | 142.73 | 2017 | 450 | 24.6 | 170 | 13813.7 | 29.1 | 221112 | -92.7186 | 31.3972 | 3010 | 125 | 100 |  | 313 | N | Bituminous, Petroleum Coke | Y | N | N | 9999 | N |  | Coal Steam | 7000 | 7275.2593 | 10177
6190_B_3-2 | LA | 22079 | CLECO Power LLC - Brame Energy Center | Brame Energy Center | 7446811 | 89630713 | 6190 | 3-2 | 6190 | 3-2 | 2922 | BLR2 | 458.3 | 1307.9 | 38.73 | 77.72 | 5.33 | 26.1893 | 257.98 | 172.8 | 780.4 | 25.38 | 50.84 | 3.49 | 17.1409 | 168.76 | 2019 | 450 | 24.6 | 170 | 13813.7 | 29.1 | 221112 | -92.7186 | 31.3956 | 3010 | 125 | 100 |  | 313 | N | Bituminous, Petroleum Coke | Y | N | N | 9999 | N |  | Coal Steam | 7140 | 7380.3701 | 10177
54677_B_HRB | LA | 22087 | Rain CII Carbon LLC - Chalmette Calcining Plant | CII Carbon LLC | 5608111 | 79986713 |  |  | 54677 | HRB | 2557 | S199 | 60.5128 | 2627.41 | 204.344 | 212.813 | 3.3726 |  | 0.5081 | 41.61 | 1333.811 | 50.4845 | 57.4828 | 2.8188 |  | 3.8456 | 2019 | 129 | 9 | 360 | 3666.7 | 58 | 324199 | -89.9767 | 29.9343 |  | 157 | 100 |  | 46 | Y | Non-Fossil Waste | N | Y | N | 9999 | N |  | Non-Fossil Waste | 7056 |  | 9196
60926_G_1A | LA | 22089 | Entergy Louisiana LLC - J. Wayne Leonard Power Station | St. Charles Power Station (LA) | 18906811 | 136848313 |  |  | 60926 | 1A | 197303 | GRP001 | [7 empty] | 78.79 | 7.12 | 32.5678 | 32.5678 | 1.8 | 110.3181 | 42.84 | 2019 | 195 | 23.83 | 175 | 21720 | 48.7 | 221112 | -90.4597 | 30.0126 | 7330 | 125 | 120 |  | 250 | N | Natural Gas | Y | N | N | 9999 | Y | 60926_G_1A;60926_G_1C;60926_G_1B | Combined Cycle | 8736 |  | 7050
55089_G_CT1 | LA | 22089 | Occidental Chemical Corp - Taft Plant | Taft Cogeneration Facility | 5609011 | 82246713 | 55089 | CT1 | 55089 | CT1 | 1137 | SEQT03 | 203.7 | 0.8 | 34.44 | 34.44 | 10.55 | 47.5709 | 23.5 | 214.7 | 0.783 | 38.9644 | 39.0425 | 10.2982 | 46.258 | 17.2 | 2019 | 130 | 17.4 | 200 | 13283.8 | 55.8 | 32518 | -90.4594 | 29.9891 | 2030 | 129 | 120 |  | 146.6 | Y | Natural Gas | Y | N | N | 9999 | N | 55089_G_ST1;55089_G_CT1 | Combined Cycle | 8736 | 8601.0215 | 6731
55089_G_CT2 | LA | 22089 | Occidental Chemical Corp - Taft Plant | Taft Cogeneration Facility | 5609011 | 82246813 | 55089 | CT2 | 55089 | CT2 | 1137 | SEQT04 | 207.7 | 0.8 | 33.3 | 33.3 | 10.57 | 47.5913 | 24.2 | 207.1 | 0.797 | 37.8182 | 37.894 | 10.4906 | 47.2379 | 16.2 | 2019 | 130 | 17.4 | 200 | 13283.8 | 55.8 | 32518 | -90.4595 | 29.9887 | 2030 | 129 | 120 |  | 142.9 | Y | Natural Gas | Y | N | N | 9999 | N |  | Combined Cycle | 8736 | 8522.6094 | 6731
55089_G_CT3 | LA | 22089 | Occidental Chemical Corp - Taft Plant | Taft Cogeneration Facility | 5609011 | 82247113 | 55089 | CT3 | 55089 | CT3 | 1137 | SEQT05 | 206.2 | 0.8 | 34.45 | 34.45 | 10.69 | 48.2487 | 19.4 | 214 | 0.798 | 41.3129 | 41.3957 | 10.6063 | 47.4372 | 18.1994 | 2019 | 130 | 17.4 | 200 | 13283.8 | 55.8 | 32518 | -90.4597 | 29.9883 | 2030 | 129 | 120 |  | 150.3 | Y | Natural Gas | Y | N | N | 9999 | N |  | Combined Cycle | 8736 | 8616.5098 | 6731
1402_B_3 | LA | 22089 | Entergy Louisiana LLC - Little Gypsy Generating Plant | Little Gypsy | 5609111 | 80583313 | 1402 | 3 | 1402 | 3 | 687 | SR0005 | 3263.14 | 4.01 | 62.22 | 62.22 | 64.18 | 20.6739 | 481.72 | 2603.4 | 5.23 | 81.77 | 81.77 | 46.95 | 26.9037 | 1028.57 | 2019 | 172 | 23 | 282 | 24500 | 59 | 221112 | -90.461 | 30.0049 | 5580 | 125 | 100 |  | 524 | N | Natural Gas | Y | N | N | 9999 | N |  | O/G Steam | 8736 | 4255.8999 | 11224
1402_B_2 | LA | 22089 | Entergy Louisiana LLC - Little Gypsy Generating Plant | Little Gypsy | 5609111 | 80583513 | 1402 |  | 1402 | 2 | 687 | SR0004 | 719.65 | 2.19 | 73.08 | 73.08 | 45.17 |  | 1146.48 | 375.3 | 1.6 | 51.62 | 51.62 | 46.35 |  | 136.41 | 2019 | 182 | 13 | 261 | 10208.33 | 76.9 | 221112 | -90.4619 | 30.005 | 2280 | 125 | 100 |  | 416 | N | Natural Gas, Distillate Fuel Oil | Y | N | N | 9999 | N |  | O/G Steam | 8736 | 7356.2612 | 11277
1402_B_2A | LA | 22089 | Entergy Louisiana LLC - Little Gypsy Generating Plant |  | 5609111 | 80583913 | 1402 |  |  |  | 687 | SR0003 | 719.65 | 2.19 | 20.46 | 20.46 | 45.17 |  | 1.55 | 375.3 | 1.6 | 50.12 | 50.12 | 46.35 |  | 97.22 | 2017 | 182 | 13 | 261 | 10208.33 | 76.9 | 221112 | -90.4616 | 30.0049 | 2280 | 125 | 100 |  |  |  |  | Y | N | N |  | N |  |  | 8736 | 7356.2612
8056_B_1A | LA | 22089 | Entergy Louisiana LLC - Waterford 1 & 2 Electric Generating Plant |  | 5609311 | 80642913 | 8056 |  |  |  | 83898 | EQT004 | 160.88 | 0.54 | 2.66 | 2.66 | 0.13 |  | 100.33 | [7 empty] | 2017 | 189 | 12 | 266 | 9613 | 85 | 221112 | -90.4768 | 29.9992 | 4440 | 125 | 100 | 99 |  |  |  | Y | N | N |  | N |  |  | 6240 | 1984.5802
8056_B_1 | LA | 22089 | Entergy Louisiana LLC - Waterford 1 & 2 Electric Generating Plant | Waterford 1 & 2 | 5609311 | 80643013 | 8056 | 1; | 8056 | 1 | 83898 | EQT006 | 160.88 | 0.54 | 2.66 | 2.66 | 0.13 |  | 100.33 | 210.6 | 0.8 | 3.96 | 3.96 | 0.2 |  | 149.1 | 2019 | 189 | 12 | 266 | 9613 | 85 | 221112 | -90.4768 | 29.9992 | 4440 | 125 | 100 | 99 | 411 | N | Natural Gas, Residual Fuel Oil | Y | N | N | 9999 | N |  | O/G Steam | 6240 | 1984.5802 | 11385
8056_B_2A | LA | 22089 | Entergy Louisiana LLC - Waterford 1 & 2 Electric Generating Plant |  | 5609311 | 80643113 | 8056 |  |  |  | 83898 | EQT008 | 295.19 | 0.87 | 2.16 | 2.16 | 1.44 |  | 97.95 | [7 empty] | 2017 | 189 | 12 | 266 | 9613 | 85 | 221112 | -90.4772 | 29.9988 | 4440 | 125 | 100 | 99 |  |  |  | Y | N | N |  | N |  |  | 4160 | 2540.9905
8056_B_2 | LA | 22089 | Entergy Louisiana LLC - Waterford 1 & 2 Electric Generating Plant | Waterford 1 & 2 | 5609311 | 80643313 | 8056 | ;2 | 8056 | 2 | 83898 | EQT010 | 295.19 | 0.87 | 2.16 | 2.16 | 1.44 |  | 97.95 | 399.2 | 1.4 | 4.72 | 4.72 | 2.4 |  | 160.42 | 2019 | 189 | 12 | 266 | 9613 | 85 | 221112 | -90.4772 | 29.9988 | 4440 | 125 | 100 | 99 | 428 | N | Natural Gas, Residual Fuel Oil | Y | N | N | 9999 | N |  | O/G Steam | 4160 | 2540.9905 | 11112
8056_G_4 | LA | 22089 | Entergy Louisiana LLC - Waterford 1 & 2 Electric Generating Plant | Waterford 1 & 2 | 5609311 | 89569713 | 8056 | 4 | 8056 | 4 | 83898 | TMP991 | 7.03 | 2.96 | 1.16 | 1.16 | 0.012 |  | 3.16 | [8 empty] | 43 | 10 | 981 | 319 | -1 | 221112 | -90.4768 | 30.0003 | 507 | 125 | 120 |  | 32.5 | N | Distillate Fuel Oil | Y | N | N | 9999 | N |  | Combustion Turbine | 2496 | 115.11 | 14922
50152_G_CGN2 | LA | 22089 | Union Carbide Corp - St Charles Plant | Dow St Charles Operations | 7202911 | 79892413 |  |  | 50152 | CGN2 | 2083 | SR0830 | 982.27 | 1.88 | 58.14 | 58.14 | 46.87 |  | 745.85 | 1002.8 | 4.36 | 74.04 | 74.04 | 44.83 |  | 753.36 | 2019 | 140 | 18 | 228 | 16433.4 | 64.58 | 325110 | -90.4464 | 29.9839 | 2020 | 129 | 120 | 99 | 100 | Y | Natural Gas | N | Y | N | 9999 | N |  | Combined Cycle | 8736 |  | 5500
50152_G_CGN1 | LA | 22089 | Union Carbide Corp - St Charles Plant | Dow St Charles Operations | 7202911 | 79906913 |  |  | 50152 | CGN1 | 2083 | SR0829 | 1003.24 | 4.25 | 59.84 | 59.84 | 42.97 |  | 755.73 | 991.97 | 4.39 | 73.16 | 73.16 | 44.32 |  | 746.28 | 2019 | 140 | 18 | 228 | 16433.4 | 64.58 | 325110 | -90.446 | 29.9838 | 2020 | 129 | 120 | 99 | 100 | Y | Natural Gas | N | Y | N | 9999 | N |  | Combined Cycle | 8736 |  | 5500
58478_G_LEPA1 | LA | 22101 | Louisiana Energy & Power Authority (LEPA) - LEPA Power Plant | LEPA Unit No. 1 | 17905111 | 126306013 | 58478 | CC01 | 58478 | LEPA1 | 179048 | SR0001 | 13.3 | 0.3 | 3.3 | 3.3 | 1.05 | 4.9539 | 15 | 10.4 | 0.4 | 4.34 | 4.34 | 1.38 | 6.4102 | 19.72 | 2019 | 120 | 12 | 211 | 6965 | 61.6 | 221112 | -91.1922 | 29.6915 | 607 |  | 120 |  | 48 | N | Natural Gas | Y | N | N | 9999 | N | 58478_G_LEPA2;58478_G_LEPA1 | Combined Cycle | 4200 | 2276.5 | 8516
1400_B_1 | LA | 22101 | CLECO Power LLC - Teche Power Station |  | 7204011 | 80795613 |  |  |  |  | 2432 | UNIT1 | 1.17 | 0.01 | 0.07 | 0.07 | 0.05 |  | 0.04 | [8 empty] | 76 | 5.7 | 350 | 1791.33 | 70.2 | 221112 | -91.5434 | 29.8224 | 329 | 125 | 100 |  |  |  |  | N | N | N |  | N |  |  | 8736
1400_B_3 | LA | 22101 | CLECO Power LLC - Teche Power Station | Teche | 7204011 | 80796313 | 1400 | 3 | 1400 | 3 | 2432 | UNIT3 | 283.1 | 0.8 | 10.2 | 10.2 | 7.38 | 4.1009 | 28.75 | 1288.2 | 3.1 | 40.91 | 40.91 | 29.61 | 15.858 | 115.31 | 2019 | 164 | 17.5 | 260 | 16389.6 | 68.2 | 221112 | -91.5426 | 29.8227 | 4070 | 125 | 100 |  | 331 | N | Natural Gas | Y | N | N | 9999 | N |  | O/G Steam | 2160 | 2115.3201 | 11862
1400_G_4 | LA | 22101 | CLECO Power LLC - Teche Power Station | Teche | 7204011 | 99570313 | 1400 | 4 | 1400 | 4 | 2432 | CT01 | 0.7 |  | 0.5 | 0.5 | 0.5 |  | 0.14 | 0.3 |  | 0.16 | 0.16 | 0.16 |  | 0.05 | 2019 | 70 | 10 | 200 | 4461.17 | 56.8 | 221112 | -91.5446 | 29.8224 | 450 | 125 | 120 |  | 34.3 | N | Natural Gas | Y | N | N | 9999 | N |  | Combustion Turbine | 200 | 198.07 | 15171
1439_B_15 | LA | 22109 | Terrebonne Parish Consolidated Government - Houma Generating Station | Houma | 5192511 | 80254613 | 1439 | 15 | 1439 | 15 | 8838 | SR0002 | 24.6 | 0.06 | 0.71 | 0.71 | 0.51 | 0.29779 | 7.8 | 30.3 | 0.07 | 0.86 | 0.86 | 0.62 | 0.36726 | 9.54 | 2019 | 62 | 7 | 350 | 2387.9 | 62 | 221112 | -90.7218 | 29.5806 | 328 | 125 | 100 |  | 23.5 | N | Natural Gas | Y | N | N | 9999 | N |  | O/G Steam | 2016 | 1810.7401 | 13609
1439_B_16 | LA | 22109 | Terrebonne Parish Consolidated Government - Houma Generating Station | Houma | 5192511 | 80254713 | 1439 | 16 | 1439 | 16 | 8838 | SR0003 | 15.7 | 0.08 | 1.01 | 1.01 | 0.73 | 0.43054 | 11.18 | 23.7 | 0.1 | 1.32 | 1.32 | 0.95 | 0.55505 | 14.55 | 2019 | 70 | 8 | 450 | 3494.2 | 69.5 | 221112 | -90.7216 | 29.5808 | 461 | 125 | 100 |  | 39 | N | Natural Gas | Y | N | N | 9999 | N |  | O/G Steam | 1848 | 1863.3495 | 14500
50035_G_ST1 | ME | 23001 | MID MAINE WASTE ACTION CORP | MMWAC Resource Recovery Facility | 5222111 | 24985213 |  |  | 50035 | ST1 | 2300100024 | 001 | 153.44 | 6.99 | 0.082583 | 0.082583 | 1.7317 | 0.0018 | 11.73 | 162.2 | 10.01 | 0.13874 | 0.13874 | 2.053 |  | 17.01 | 2019 | 213 | 2.6 | 288 | -1 | 1.2466 | 562213 | -70.2607 | 44.0675 | 47.7 | 103 | 270 | 127&48&67 | 2.7 | N | MSW | N | Y | N | 9999 | N |  | Municipal Solid Waste |  |  | 19383
50035_G_ST1 | ME | 23001 | MID MAINE WASTE ACTION CORP |  | 5222111 | 24985313 |  |  |  |  | 2300100024 | 002 | 141.06 | 5.11 | 1.9159 | 1.9159 | 1.7592 | 0.0035 | 14.75 | 138.59 | 10.76 | 0.61448 | 0.61448 | 2.044 |  | 18.25 | 2017 | 213 | 2.6 | 288 | -1 | 1.2466 | 562213 | -70.2607 | 44.0675 | 47.7 | 103 | 270 | 127&48&67 |  |  |  | N | Y | N |  | N
10354_B_1 | ME | 23001 | REENERGY LIVERMORE FALLS LLC | ReEnergy Livermore Falls | 5223011 | 24980513 |  |  | 10354 | 1 | 2300100087 | 001 | 143.5 | 6.6699 | 16.2235 | 16.2235 | 32.6958 | 43.324 | 1345.6 | 115.9 | 5.6975 | 13.8641 | 13.8641 | 28.001 | 39.9513 | 768.6 | 2019 | 220 | 8 | 350 | -1 | 1.0966 | 221118 | -70.162 | 44.431 | 586 | 125 | 100 | 128&140&31&75 | 36 | N | Biomass | N | Y | N | 9999 | N |  | Biomass |  |  | 13703
1513_G_CD5 | ME | 23003 | MERLIN ONE, LLC - CARIBOU | Caribou Generation Station | 5660411 | 19633713 |  |  | 1513 | CD5 | 2300300001 | 007 | 0.14029 | 6.656e-05 | 0.0051427 | 0.0094307 | 0.0039456 | 0 | 0.037264 | 0.141 | 6.7e-05 | 0.0051766 | 0.0094867 | 0.00397 |  | 0.0375 | 2017 | 33 | 1.1 | 555 | -1 | 188 | 221112 | -68.0027 | 46.8481 | 13.3 | 125 | 160 |  | 1 | N | Distillate Fuel Oil | N | N | N | 9999 | N |  | Combustion Turbine |  |  | 12283
1513_G_CD4 | ME | 23003 | MERLIN ONE, LLC - CARIBOU | Caribou Generation Station | 5660411 | 19633813 |  |  | 1513 | CD4 | 2300300001 | 006 | 0.17536 | 8.32e-05 | 0.0064284 | 0.011788 | 0.00556 | 0 | 0.04658 | [8 empty] | 47 | 1.2 | 550 | 137.0166 | -1 | 221112 | -68.0027 | 46.8481 | 10.9 | 125 | 160 |  | 1 | N | Distillate Fuel Oil | N | N | N | 9999 | N |  | Combustion Turbine |  |  | 12283
1513_G_CD2 | ME | 23003 | MERLIN ONE, LLC - CARIBOU | Caribou Generation Station | 5660411 | 19633913 |  |  | 1513 | CD2 | 2300300001 | 004 | 0.10083 | 4.784e-05 | 0.0036963 | 0.0067783 | 0.0028359 | 0 | 0.026783 | 0.11 | 5.21e-05 | 0.0040285 | 0.0073785 | 0.00309 |  | 0.0292 | 2017 | 50.5 | 2.5 | 550 | -1 | 100 | 221112 | -68.0027 | 46.8481 | 26.6 | 125 | 160 |  | 2.5 | N | Distillate Fuel Oil | N | N | N | 9999 | N |  | Combustion Turbine |  |  | 12283
1513_G_CD3 | ME | 23003 | MERLIN ONE, LLC - CARIBOU | Caribou Generation Station | 5660411 | 19634313 |  |  | 1513 | CD3 | 2300300001 | 005 | 0.052608 | 2.496e-05 | 0.0019285 | 0.0035365 | 0.0014796 | 0 | 0.013974 | 0.111 | 5.28e-05 | 0.0040861 | 0.0074861 | 0.00313 |  | 0.0296 | 2017 | 50.5 | 2.5 | 550 | -1 | 100 | 221112 | -68.0027 | 46.8481 | 26.6 | 125 | 160 |  | 2.5 | N | Distillate Fuel Oil | N | N | N | 9999 | N |  | Combustion Turbine |  |  | 12283
7513_B_BOIL1 | ME | 23003 | REENERGY FORT FAIRFIELD LLC | ReEnergy Fort Fairfield | 5661711 | 19627713 |  |  | 7513 | BOIL1 | 2300300051 | 001 | 131.804 | 6.6775 | 33.615 | 33.6151 | 3.9274 | 26.4659 | 408.0101 | [8 empty] | 217 | 8 | 297 | 2693.0833 | 53.6 | 221118 | -67.8503 | 46.7725 | 523 | 125 | 100 | 121&128&140&31 | 32 | N | Biomass | N | Y | N | 2019 | N |  | Biomass |  |  | 14333
10356_B_BOIL1 | ME | 23003 | REENERGY ASHLAND LLC | ReEnergy Ashland | 5662311 | 19625513 |  |  | 10356 | BOIL1 | 2300300072 | 001 | 133.6 | 6.887 | 33.5086 | 33.5086 | 32.4068 | 21.1095 | 1187.1 | 32.7 | 1.76 | 8.5408 | 8.5409 | 8.26 | 11.2308 | 255.7 | 2019 | 220 | 8 | 315 | -1 | 65.8 | 221118 | -68.4354 | 46.6356 | 586 | 125 | 100 | 121&128&140&31 | 37 | N | Biomass | N | Y | N | 2019 | N |  | Biomass |  |  | 13719
1507_B_1 | ME | 23005 | FPL ENERGY WYMAN LLC | William F Wyman | 5823511 | 22917613 | 1507 | 1 | 1507 | 1 | 2300500135 | 002 | 3.03 | 14.5 | 0.15516 | 0.20422 | 0.10473 | 0.11024 | 1.72 |  |  | 0.22 | 0.285 |  |  |  | 2019 | 320 | 7.7 | 350 | -1 | 2.7183 | 221112 | -70.1558 | 43.7506 | 630 | 125 | 100 | 205&75 | 50 | N | Residual Fuel Oil | Y | N | N | 9999 | N |  | O/G Steam |  | 548.87 | 14500
1507_B_2 | ME | 23005 | FPL ENERGY WYMAN LLC | William F Wyman | 5823511 | 22917713 | 1507 | 2 | 1507 | 2 | 2300500135 | 003 | 4.21 | 20.2 | 0.20593 | 0.27104 | 0.139 | 0.14631 | 0.91444 |  |  | 0.1508 | 0.1938 |  |  |  | 2017 | 320 | 7.7 | 350 | -1 | 2.7183 | 221112 | -70.1558 | 43.7506 | 630 | 125 | 100 | 205&75 | 48 | N | Residual Fuel Oil | Y | N | N | 9999 | N |  | O/G Steam |  | 1014.8199 | 14407
1507_B_3 | ME | 23005 | FPL ENERGY WYMAN LLC | William F Wyman | 5823511 | 22917813 | 1507 | 3 | 1507 | 3 | 2300500135 | 004 | 3.78 | 21.9 | 0.20524 | 0.27145 | 0.13423 | 0.14429 | 0.90181 | 2.5 | 39 | 0.12204 | 0.16324 | 0.083 | 0.099 | 1.22 | 2019 | 320 | 7.7 | 350 | -1 | 0.8 | 221112 | -70.1558 | 43.7506 | 1190 | 125 | 100 | 75 | 111 | N | Residual Fuel Oil | Y | N | N | 9999 | N |  | O/G Steam |  | 159.51 | 12234
1507_B_4 | ME | 23005 | FPL ENERGY WYMAN LLC | William F Wyman | 5823511 | 22917913 | 1507 | 4 | 1507 | 4 | 2300500135 | 005 | 58.63 | 304.4 | 0.14577 | 0.21585 | 2.3581 | 2.4959 | 15.5996 | 2.5 | 6.5 | 0.02247 | 0.03187 | 0.212 | 0.207 | 40.691 | 2017 | 425 | 24.6 | 308 | -1 | 1.24 | 221112 | -70.1558 | 43.7506 | 6290 | 125 | 100 | 128&26 | 602 | N | Residual Fuel Oil | Y | N | N | 9999 | N |  | O/G Steam |  | 451.17 | 11368
50225_B_1SG1B | ME | 23005 | ECOMAINE - PORTLAND | Regional Waste Systems | 5823611 | 22916813 |  |  | 50225 | 1SG1B | 2300500142 | 002 | 252.75 | 19.26 | 1.4755 | 1.4755 | 4.443 | 0.525 | 26.28 | 172.01 | 6.11 | 2.7417 | 2.7417 | 4.022 | 1.79 | 22.05 | 2019 | 218 | 4 | 300 | -1 | 1.635 | 562213 | -70.3338 | 43.6559 | 122 | 103 | 270 | 119&128&140&207&75 | 5.8 | N | MSW | N | Y | N | 9999 | N |  | Municipal Solid Waste |  |  | 20568
50225_B_1SG1A | ME | 23005 | ECOMAINE - PORTLAND | Regional Waste Systems | 5823611 | 22916913 |  |  | 50225 | 1SG1A | 2300500142 | 001 | 202.33 | 12.94 | 2.9179 | 2.9179 | 4.443 | 0.273 | 25.91 | 156.91 | 8.54 | 6.6066 | 6.6066 | 4.022 | 2.52 | 22.25 | 2019 | 218 | 4 | 300 | -1 | 1.635 | 562213 | -70.3338 | 43.6559 | 122 | 103 | 270 | 119&128&140&207&75 | 5.8 | N | MSW | N | Y | N | 9999 | N |  | Municipal Solid Waste |  |  | 20568
1484_G_GT5 | ME | 23005 | FPL ENERGY CAPE, LLC - SOUTH PORTLAND | Cape Gas Turbine | 5824011 | 22915613 |  |  | 1484 | GT5 | 2300500194 | 002 | 0.80174 | 0.15931 | 0.049403 | 0.082127 | 0.00052176 | 0 | 0.06363 | 5.89 | 0.06922 | 0.36233 | 0.60233 | 0.00383 |  | 0.47 | 2019 | 28.2 | 1.5 | 850 | -1 | 1.39 | 221112 | -70.2538 | 43.6437 | 328 | 125 | 120 |  | 16 | N | Distillate Fuel Oil | N | N | N | 9999 | N |  | Combustion Turbine |  |  | 17270
1484_G_GT4 | ME | 23005 | FPL ENERGY CAPE, LLC - SOUTH PORTLAND | Cape Gas Turbine | 5824011 | 22915713 |  |  | 1484 | GT4 | 2300500194 | 001 | 1.764 | 0.35052 | 0.1087 | 0.1807 | 0.001148 | 0 | 0.14 | 5.66 | 0.06643 | 0.35082 | 0.58082 | 0.00368 |  | 0.45 | 2019 | 28.2 | 0.6 | 850 | -1 | 1.39 | 221112 | -70.2538 | 43.6437 | 328 | 125 | 120 |  | 16 | N | Distillate Fuel Oil | N | N | N | 9999 | N |  | Combustion Turbine |  |  | 17263
50447_B_18 | ME | 23005 | SAPPI NORTH AMERICA, INC. - WESTBROOK | S D Warren Westbrook | 7946611 | 1913013 |  |  | 50447 | 18 | 2300500138 | 003 | 0.72095 | 1.6075 | 0.69418 | 0.69418 | 0.016965 | 0.01284 | 0.08025 | 0.021 | 0.037 | 0.26111 | 0.26111 | 0.00061 | 0.0004 | 0.0024 | 2017 | 345 | 18 | 350 | -1 | 0.265 | 322121 | -70.3536 | 43.6834 | 199 | 133 | 100 |  | 18.8 | Y | Biomass | N | Y | N | 9999 | N |  | Biomass |  |  | 7755
50447_B_17 | ME | 23005 | SAPPI NORTH AMERICA, INC. - WESTBROOK | S D Warren Westbrook | 7946611 | 1913113 |  |  | 50447 | 17 | 2300500138 | 002 | 0.72095 | 1.6075 | 0.69418 | 0.69418 | 0.016965 | 0.01284 | 0.08025 | 0.949 | 1.4406 | 0.87891 | 0.87891 | 0.0248 | 0.012 | 0.105 | 2019 | 345 | 18 | 350 | -1 | 0.265 | 322121 | -70.3536 | 43.6834 | 199 | 133 | 100 |  | 18.8 | Y | Biomass | N | Y | N | 9999 | N |  | Biomass |  |  | 7755
50447_B_21 | ME | 23005 | SAPPI NORTH AMERICA, INC. - WESTBROOK | S D Warren Westbrook | 7946611 | 1913213 |  |  | 50447 | 21 | 2300500138 | 001 | 457.11 | 195.09 | 2.6802 | 3.6183 | 51.1932 | 0.089629 | 771.366 | 484 | 220 | 2.442 | 3.47 | 50.527 | 0.09515 | 755.56 | 2017 | 360 | 10.5 | 335 | -1 | 1.3633 | 322121 | -70.3536 | 43.6834 | 1070 | 133 | 100 | 128&75 | 18.8 | Y | Biomass | N | Y | N | 9999 | N |  | Biomass |  |  | 7755
55294_G_GTG1 | ME | 23005 | WESTBROOK ENERGY CENTER | Westbrook Energy Center Power Plant | 8028611 | 94539313 | 55294 | 1 | 55294 | GTG1 | 2300500193 | 004 | 49.26 | 2.35 | 12.285 | 12.285 | 0.25 | 1.08 | 107.87 | 30.58 | 0.99003 | 5.6966 | 5.6966 | 0.11587 | 1.57 | 69.2 | 2019 | 165 | 18 | 170 | -1 | 1.0683 | 221112 | -70.3777 | 43.6554 | 2010 | 125 | 120 | 139&205 | 174.8 | N | Natural Gas | Y | N | N | 9999 | N |  | Combined Cycle |  | 5000.3638 | 7183
55294_G_GTG2 | ME | 23005 | WESTBROOK ENERGY CENTER | Westbrook Energy Center Power Plant | 8028611 | 94539413 | 55294 | 2 | 55294 | GTG2 | 2300500193 | 005 | 53.89 | 2.28 | 4.823 | 4.823 | 2.17 | 1.51 | 105 | 29.15 | 0.99567 | 2.275 | 2.275 | 1.02 | 0.78 | 93.4 | 2019 | 165 | 18 | 170 | -1 | 1.0683 | 221112 | -70.3777 | 43.6554 | 2010 | 125 | 120 | 139&205 | 173.9 | N | Natural Gas | Y | N | N | 9999 | N | 55294_G_GTG2;55294_G_STG3 | Combined Cycle |  | 4815.9893 | 7183
50650_B_BLR1 | ME | 23007 | REENERGY STRATTON LLC | ReEnergy Stratton LLC | 5676911 | 22710913 |  |  | 50650 | BLR1 | 2300700023 | 001 | 168.06 | 7.1422 | 5.4257 | 5.4257 | 0.98155 | 15.3629 | 806.49 | 98.397 | 4.7044 | 3.5363 | 3.5364 | 0.64633 | 13.1821 | 515.856 | 2019 | 290 | 9 | 350 | -1 | 1.2 | 221118 | -70.4249 | 45.1414 | 672 | 125 | 100 | 128&139&31&75 | 46 | N | Biomass | N | N | N | 9999 | N |  | Biomass |  |  | 13500
55031_G_CT01x | ME | 23007 | PIXELLE ANDROSCOGGIN LLC (COGENERATION) |  | 5677011 | 94542213 |  |  |  |  | 2300700033 | 012 | 0 | 0 | 0.023762 | 0.023762 | 0 | 0 | 0 |  |  | 0.21658 | 0.21658 |  |  |  | 2017 | 212 | 12.7 | 313 | -1 | 1.1766 | 221112 | -70.2424 | 44.5064 | 304 | 125 | 999 | 109&139&205&213 |  |  |  | N | N | N |  | N
55031_G_CT02x | ME | 23007 | PIXELLE ANDROSCOGGIN LLC (COGENERATION) |  | 5677011 | 94542313 |  |  |  |  | 2300700033 | 014 | 0 | 0 | 0.027256 | 0.027256 | 0 | 0 | 0 |  |  | 0.17399 | 0.17399 |  |  |  | 2017 | 212 | 12.7 | 318 | -1 | 1.16 | 221112 | -70.2424 | 44.5064 | 304 | 125 | 999 | 109&139&205&213 |  |  |  | N | N | N |  | N
55031_G_CT03x | ME | 23007 | PIXELLE ANDROSCOGGIN LLC (COGENERATION) |  | 5677011 | 94542413 |  |  |  |  | 2300700033 | 016 | 0 | 0 | 0.042981 | 0.042981 | 0 | 0 | 0 |  |  | 0.059332 | 0.059332 |  |  |  | 2017 | 212 | 12.7 | 315 | -1 | 1.1666 | 221112 | -70.2424 | 44.5064 | 304 | 125 | 999 | 109&139&205&213 |  |  |  | N | N | N |  | N
55031_G_CT01 | ME | 23007 | PIXELLE ANDROSCOGGIN LLC (COGENERATION) | Androscoggin Energy Center | 5677011 | 94542613 | 55031 | CT01 | 55031 | CT01 | 2300700033 | 011 | 3.98 | 0.18 | 0.82295 | 0.82295 | 5.2903 | 1.77 | 16.55 | 12.87 | 0.61 | 3.0604 | 3.0604 | 4.7503 | 4.89 | 22.78 | 2019 | 212 | 12.7 | 313 | -1 | 1.1766 | 221112 | -70.2424 | 44.5064 | 675 | 125 | 120 | 109&139&205&213 | 51.2 | Y | Natural Gas, Distillate Fuel Oil | Y | N | N | 9999 | N |  | Combustion Turbine |  | 1179.6897 | 8700
55031_G_CT02 | ME | 23007 | PIXELLE ANDROSCOGGIN LLC (COGENERATION) | Androscoggin Energy Center | 5677011 | 94542713 | 55031 | CT02 | 55031 | CT02 | 2300700033 | 013 | 3.52 | 0.18 | 0.71427 | 0.71427 | 3.8904 | 1.25 | 16.822 | 10.84 | 0.55 | 2.5527 | 2.5527 | 3.0804 | 4.63 | 22.648 | 2017 | 212 | 12.7 | 318 | -1 | 1.16 | 221112 | -70.2424 | 44.5064 | 675 | 125 | 120 | 109&139&205&213 | 45.2 | Y | Natural Gas, Distillate Fuel Oil | Y | N | N | 9999 | N |  | Combustion Turbine |  | 949.4499 | 8700
55031_G_CT03 | ME | 23007 | PIXELLE ANDROSCOGGIN LLC (COGENERATION) | Androscoggin Energy Center | 5677011 | 94542813 | 55031 | CT03 | 55031 | CT03 | 2300700033 | 015 | 8.37 | 0.34 | 1.6714 | 1.6714 | 7.6803 | 3.33 | 27.68 | 4.49 | 0.22 | 0.96566 | 0.96566 | 2.3003 | 1.7 | 5.87 | 2019 | 212 | 12.7 | 315 | -1 | 1.1666 | 221112 | -70.2424 | 44.5064 | 675 | 125 | 120 | 109&139&205&213 | 44.1 | Y | Natural Gas, Distillate Fuel Oil | Y | N | N | 9999 | N |  | Combustion Turbine |  | 2153.4399 | 8700
50243_G_GEN4 | ME | 23009 | BUCKSPORT GENERATION LLC | Bucksport Generation LLC | 8387311 | 391213 | 50243 | GEN4 | 50243 | GEN4 | 2300900004 | 006 | 1.82 | 0.2 | 0.18076 | 0.18165 | 0.0047 | 0.0204 | 2.07 | 1.04 |  | 0.030686 | 0.031336 | 0.001 | 0.009 | 3.12 | 2019 | 250 | 19 | 410 | -1 | 1.4066 | 221112 | -68.804 | 44.5745 | 1960 | 133 | 120 | 205&212 | 156.8 | Y | Natural Gas, Distillate Fuel Oil | Y | N | N | 9999 | N |  | Combustion Turbine |  | 88.75 | 6120
55100_G_UNT1 | ME | 23017 | RUMFORD POWER | Rumford Power, Inc | 5759211 | 22605313 | 55100 | 1 | 55100 | UNT1 | 2301700056 | 001 | 27.6 | 0.92 | 0.43018 | 0.43018 | 1.0796 | 2.9 | 58.1 | 6.5 | 0.16 | 0.18695 | 0.18695 | 0.17329 | 0.2 | 14.9 | 2019 | 150 | 19 | 187 | -1 | 0.8483 | 221112 | -70.5219 | 44.5303 | 1980 | 125 | 120 | 139&205 | 164 | N | Natural Gas | Y | N | N | 9999 | N | 55100_G_UNT2;55100_G_UNT1 | Combined Cycle |  | 2251.4307 | 7653
10495_B_CRECV | ME | 23017 | ND PAPER INC. - RUMFORD | Rumford Cogeneration | 8026411 | 3772813 |  |  | 10495 | CRECV | 2301700045 | 002 | 396.77 | 81.72 | 137.2911 | 145.0817 | 15.77 | 0.35746 | 417.1741 | 448.7 | 122.63 | 106.5828 | 112.6515 | 16.24 | 0.73 | 425.71 | 2019 | 290 | 9.3 | 446 | -1 | 1.7166 | 322121 | -70.5435 | 44.5498 | 2000 | 133 | 100 | 128 | 34 | Y | Non-Fossil Waste | N | Y | N | 9999 | N |  | Non-Fossil Waste |  |  | 5377
10495_B_6 | ME | 23017 | ND PAPER INC. - RUMFORD | Rumford Cogeneration | 8026411 | 3773013 |  |  | 10495 | 6 | 2301700045 | 008 | 569.9665 | 409.94 | 3.7238 | 8.2942 | 0.789 | 0.043729 | 17.0821 | 547.5 | 322.96 | 3.2336 | 7.4144 | 0.909 | 0.0463 | 16.36 | 2019 | 411 | 11.5 | 325 | -1 | 1.7833 | 322121 | -70.5435 | 44.5498 | 630 | 133 | 100 | 121&128&206&41&75 | 26 | Y | Tires | N | Y | N | 9999 | N |  | Tires |  |  | 5372
10495_B_7 | ME | 23017 | ND PAPER INC. - RUMFORD | Rumford Cogeneration | 8026411 | 3773213 |  |  | 10495 | 7 | 2301700045 | 009 | 483.4095 | 346.73 | 3.2751 | 7.2553 | 0.6592 | 0.031991 | 14.2637 | 516.72 | 305.09 | 3.1914 | 7.3621 | 0.7026 | 0.0452 | 15.3 | 2017 | 411 | 11.5 | 325 | -1 | 1.7833 | 322121 | -70.5435 | 44.5498 | 630 | 133 | 100 | 128&206&41&75 | 26 | Y | Tires | N | Y | N | 9999 | N |  | Tires |  |  | 5372
50051_B_BLR A | ME | 23019 | PENOBSCOT ENERGY RECOVERY CO | Penobscot Energy Recovery | 5760811 | 22595213 |  |  | 50051 | BLR A | 2301900093 | 001 | 219.3798 | 13.5072 | 1.9959 | 2.2357 | 0.48938 | 0.76868 | 67.3409 | 115.2608 | 12.7785 | 1.2374 | 1.3875 | 0.323 | 0.54 | 40.9871 | 2017 | 225 | 6.6 | 250 | -1 | 1.5333 | 562213 | -68.8257 | 44.7366 | 180 | 103 | 100 | 127 | 10.6 | N | MSW | N | Y | N | 9999 | N |  | Municipal Solid Waste |  |  | 19383
50051_B_BLR B | ME | 23019 | PENOBSCOT ENERGY RECOVERY CO | Penobscot Energy Recovery | 5760811 | 22595313 |  |  | 50051 | BLR B | 2301900093 | 002 | 236.7979 | 14.5797 | 2.1091 | 2.3625 | 0.51708 | 0.80999 | 72.7071 | 128.318 | 14.2261 | 1.4267 | 1.5968 | 0.372 | 0.62 | 45.6303 | 2019 | 225 | 6.6 | 250 | -1 | 1.5333 | 562213 | -68.8257 | 44.7366 | 180 | 103 | 100 | 127 | 10.6 | N | MSW | N | Y | N | 9999 | N |  | Municipal Solid Waste |  |  | 19383
10766_B_CFB001 | ME | 23019 | STORED SOLAR J&WE, LLC - WEST ENFIELD | Indeck West Enfield Energy Center | 7718411 | 2956413 |  |  | 10766 | CFB001 | 2301900086 | 001 | 36.54 | 9.3666 | 2.5921 | 2.939 | 0.37605 | 0.0008759 | 38.2375 | 21.9094 | 5.2001 | 1.4422 | 1.6352 | 0.2033 |  | 21.225 | 2019 | 136 | 9 | 305 | -1 | 0.6266 | 221117 | -68.6272 | 45.2541 | 362 | 125 | 100 | 121&128&75 | 20.4 | N | Biomass | N | Y | N | 9999 | N |  | Biomass |  |  | 17560
55068_G_GEN1 | ME | 23019 | MAINE INDEPENDENCE STATION | Maine Independence Station | 7719211 | 2941413 | 55068 | 1 | 55068 | GEN1 | 2301900115 | 001 | 24.84 | 0.8 | 4.181 | 4.181 | 2.5918 | 1.46 | 102.41 | 11.36 | 0.3 | 1.527 | 1.527 | 0.95 | 0.83 | 57.84 | 2019 | 155 | 18 | 190 | -1 | 0.0016 | 221112 | -68.7096 | 44.823 | 1940 | 125 | 120 | 139&205 | 156.7 | N | Natural Gas | Y | N | N | 9999 | N |  | Combined Cycle |  | 1994.1107 | 7528
55068_G_GEN2 | ME | 23019 | MAINE INDEPENDENCE STATION | Maine Independence Station | 7719211 | 2941513 | 55068 | 2 | 55068 | GEN2 | 2301900115 | 002 | 17.47 | 0.5 | 2.8939 | 2.8939 | 1.7939 | 1.17 | 73.51 | 14.22 | 0.4 | 2.0748 | 2.0748 | 1.3 | 1.13 | 59.99 | 2019 | 155 | 18 | 190 | -1 | 0.0016 | 221112 | -68.7096 | 44.823 | 1940 | 125 | 120 | 139&205 | 157.7 | N | Natural Gas | Y | N | N | 9999 | N |  | Combined Cycle |  | 1355.4304 | 7528
55068_G_GEN3 | ME | 23019 | MAINE INDEPENDENCE STATION | Maine Independence Station | 7719211 | 2941613 |  |  | 55068 | GEN3 | 2301900115 | 003 | 1.0127 | 0.016752 | 0.13792 | 0.13792 | 0.15356 | 0.089344 | 1.04 | 1.126 | 0.02 | 0.1534 | 0.1534 | 0.17 | 0.099 | 1.157 | 2019 | 24 | 2 | 50 | -1 | 0.0016 | 221112 | -68.7096 | 44.823 | 21 | 125 | 100 | 205 | 179.6 | N | Natural Gas | N | N | N | 9999 | N |  | Combined Cycle |  |  | 7528
10765_B_CFB002 | ME | 23029 | STORED SOLAR J&WE, LLC - JONESBORO | Indeck Jonesboro Energy Center | 5974111 | 24218613 |  |  | 10765 | CFB002 | 2302900023 | 001 | 33.213 | 6.69 | 1.8507 | 2.0985 | 3.2114 | 0.00013852 | 45.4955 | 26.488 | 5.3003 | 1.477 | 1.674 | 2.6016 |  | 36.025 | 2019 | 136 | 9 | 305 | -1 | 0.6266 | 221117 | -67.547 | 44.6788 | 362 | 125 | 100 | 121&128 | 20.2 | N | Biomass | N | Y | N | 9999 | N |  | Biomass |  |  | 17783
10613_B_3RB | ME | 23029 | WOODLAND PULP LLC | Domtar - Woodland Mill | 5974211 | 24218213 |  |  | 10613 | 3RB | 2302900020 | 003 | 524.059 | 78.5068 | 196.6434 | 212.9334 | 17.6724 | 0 | 552.7434 | 470 | 114.4 | 200.8166 | 217.4566 | 18.98 | 1.04 | 633.39 | 2019 | 275 | 9.5 | 387 | -1 | 1.6633 | 322110 | -67.4005 | 45.157 | 1210 | 133 | 100 | 128 | 23 | Y | Non-Fossil Waste | N | N | N | 9999 | N |  | Non-Fossil Waste |  |  | 4431
10613_B_9PB | ME | 23029 | WOODLAND PULP LLC | Domtar - Woodland Mill | 5974211 | 24218413 |  |  | 10613 | 9PB | 2302900020 | 001 | 346.853 | 68.0628 | 227.7132 | 268.2332 | 12.2704 | 0 | 362.8338 | 516.5 | 116.28 | 99.4624 | 117.4624 | 13.1 | 2.3 | 361.5 | 2019 | 225 | 11.7 | 144 | -1 | 0.365 | 322110 | -67.4005 | 45.157 | 740 | 133 | 100 | 119&141 | 23 | Y | Non-Fossil Waste | N | N | N | 9999 | N |  | Non-Fossil Waste |  |  | 4431
10678_B_BLR1 | MD | 24001 | AES Warrior Run | AES Warrior Run Cogeneration Facility | 7717711 | 87867213 | 10678 | 001 | 10678 | BLR1 | 001-0203 | 001-0203-3-0127 | 358.5235 | 890.6644 | 90.3611 | 104.3293 | 1.363 |  | 740.7442 | 464.1659 | 1027.3641 | 96.2223 | 105.2763 | 1.6059 |  | 832.125 | 2019 | 268 | 12.3 | 257 | -1 | 78 | 221112 | -78.7456 | 39.5964 | 2070 | 125 | 100 |  | 180 | Y | Bituminous, Waste Coal | Y | N | N | 9999 | N |  | Coal Steam | 2080 | 7858.7998 | 8909
58246_G_CAT1 | MD | 24003 | Millersville Landfill Gas to Electric Project | Millersville LFG | 16881011 | 110225213 |  |  | 58246 | CAT1 | 003-1471 | 003-1471-9-1034 | 19.3632 | 2.3908 | 2.9455 | 2.9455 | 5.7852 |  | 116.362 | 14.6182 | 2.3908 | 2.9236 | 2.9236 | 0.1095 |  | 103.8972 | 2019 | 28 | 1.33 | 900 | -1 | 60 | 221118 | -76.676 | 39.0849 | 2230 |  | 160 |  | 1.5 | N | Landfill Gas | N | N | N | 9999 | N | 58246_G_CAT2;58246_G_CAT1 | Landfill Gas | 2080 |  | 13500
1554_B_3 | MD | 24003 | Raven Power Fort Smallwood LLC | Herbert A Wagner | 6084311 | 87886213 | 1554 | 3 | 1554 | 3 | 003-0468 | 003-0468-3-0003 | 395.986 | 7570.98 | 180.721 | 202.184 | 14.224 |  | 120.015 | 64.011 | 1121.988 | 26.8356 | 30.039 | 2.223 |  | 19.0095 | 2017 | 346 | 13.5 | 315 | -1 | 107 | 221112 | -76.5276 | 39.1776 | 2740 | 125 | 100 |  | 305 | N | Bituminous | Y | N | N | 9999 | N |  | Coal Steam | 2080 | 5688.5698 | 10767
602_B_1 | MD | 24003 | Raven Power Fort Smallwood LLC | Brandon Shores | 6084311 | 87886313 | 602 | 1 | 602 | 1 | 003-0468 | 003-0468-3-0015 | 1021.06 | 1449.05 | 69.1302 | 77.9256 | 33.017 |  | 274.959 | 341 | 546 | 14.0813 | 16.9125 | 11 |  | 94 | 2019 | 400 | 31.5 | 126 | -1 | 56 | 221112 | -76.5334 | 39.1797 | 5760 | 125 | 100 |  | 635 | N | Bituminous | Y | N | N | 9999 | N |  | Coal Steam | 2080 | 6293.9697 | 11282
602_B_2 | MD | 24003 | Raven Power Fort Smallwood LLC | Brandon Shores | 6084311 | 87886413 | 602 | 2 | 602 | 2 | 003-0468 | 003-0468-3-0016 | 983.025 | 1269.01 | 244.5845 | 272.1959 | 28.05 |  | 237.022 | 658.0075 | 952.9875 | 36.818 | 36.857 | 20.9625 |  | 175.9775 | 2017 | 700 | 22 | 350 | -1 | 124 | 221112 | -76.5334 | 39.1797 | 5760 | 125 | 100 |  | 638 | N | Bituminous | Y | N | N | 9999 | N |  | Coal Steam | 2080 | 5856.7705 | 11154
1554_G_2 | MD | 24003 | Raven Power Fort Smallwood LLC |  | 6084311 | 87886513 | 1554 | 2 |  |  | 003-0468 | 003-0468-3-0017 | 51 | 163.008 | 4.776 | 5.1859 | 0.648 |  | 7.008 | 31.003 | 89.01 | 4.0785 | 5.2782 | 0.4085 |  | 3.999 | 2019 | 287 | 10.2 | 330 | -1 | 100 | 221112 | -76.5274 | 39.1782 | 1340 | 125 | 100 |  |  |  |  | Y | N | N |  | N |  |  | 2080 | 869.48
1554_G_GT1 | MD | 24003 | Raven Power Fort Smallwood LLC | Herbert A Wagner | 6084311 | 87886613 |  |  | 1554 | GT1 | 003-0468 | 003-0468-4-0007 | 3.905 | 0.374 | 0.05005 | 0.05005 | 0.001804 |  | 0 | 1 | 0.04 | 0.013 | 0.013 | 0.000455 |  | 0.004 | 2019 | 28 | 9.67 | 850 | -1 | 86 | 221112 | -76.5287 | 39.1773 | 266 | 125 | 120 |  | 12.9 | N | Distillate Fuel Oil | N | N | N | 9999 | N |  | Combustion Turbine | 2080 |  | 13097
1554_B_4 | MD | 24003 | Raven Power Fort Smallwood LLC | Herbert A Wagner | 6084311 | 87886713 | 1554 | 4 | 1554 | 4 | 003-0468 | 003-0468-4-0017 | 29.0035 | 75.0025 | 1.0925 | 4.408 | 0.6745 |  | 4.997 | 18 | 40.002 | 0.4086 | 1.3248 | 0.378 |  | 3 | 2019 | 342 | 17.5 | 640 | -1 | 116 | 221112 | -76.5271 | 39.1774 | 4200 | 125 | 100 |  | 397 | N | Residual Fuel Oil | Y | N | N | 9999 | N |  | O/G Steam | 2080 | 235.43 | 10961
1554_B_1 | MD | 24003 | Raven Power Fort Smallwood LLC |  | 6084311 | 87887013 | 1554 | 1 |  |  | 003-0468 | 003-0468-5-0489 | 85.034 | 26.486 | 4.6059 | 4.6363 | 3.362 |  | 49.036 | 17.0185 | 15.3015 | 1.1428 | 1.1847 | 0.8787 |  | 12.019 | 2019 | 287 | 10.2 | 330 | -1 | 100 | 221112 | -76.5275 | 39.1784 | 1340 | 125 | 100 |  |  |  |  | Y | N | N |  | N |  |  | 2080 | 2707.6802
56571_G_1 | MD | 24005 | Eastern Landfill Gas, LLC | Eastern Landfill Gas LLC | 14528711 | 87919213 |  |  | 56571 | 1 | 005-2581 | 005-2581-9-1278 | 4.0515 | 0.020075 | 0.32923 | 0.32923 | 1.3122 |  | 18.4508 | 3.0274 | 0.01573 | 0.27564 | 0.27564 | 0.98131 |  | 15.3706 | 2019 | 25 | 1.5 | 795 | -1 | 600 | 221118 | -76.3875 | 39.393 | 1410 | 125 | 160 |  | 1.3 | N | Landfill Gas | N | N | N | 9999 | N |  | Landfill Gas | 2080 |  | 14103
56571_G_2 | MD | 24005 | Eastern Landfill Gas, LLC | Eastern Landfill Gas LLC | 14528711 | 87919313 |  |  | 56571 | 2 | 005-2581 | 005-2581-9-1279 | 4.5917 | 0.0219 | 0.36785 | 0.36785 | 1.4892 |  | 20.5915 | 0.062465 | 0.000155 | 0.003224 | 0.002945 | 0.020305 |  | 0.16337 | 2019 | 25 | 1.5 | 795 | -1 | 600 | 221118 | -76.3875 | 39.393 | 1410 | 125 | 160 |  | 1.3 | N | Landfill Gas | N | N | N | 9999 | N |  | Landfill Gas | 2080 |  | 14103
56571_G_3 | MD | 24005 | Eastern Landfill Gas, LLC | Eastern Landfill Gas LLC | 14528711 | 87919413 |  |  | 56571 | 3 | 005-2581 | 005-2581-9-1280 | 4.5096 | 0.0219 | 0.37153 | 0.37153 | 1.4618 |  | 20.7813 | [8 empty] | 25 | 1.5 | 795 | -1 | 600 | 221118 | -76.3875 | 39.393 | 1410 | 125 | 160 |  | 1.3 | N | Landfill Gas | N | N | N | 9999 | N |  | Landfill Gas | 2080 |  | 14103
56571_G_4 | MD | 24005 | Eastern Landfill Gas, LLC |  | 14528711 | 87919513 |  |  |  |  | 005-2581 | 005-2581-9-1281 | 0 | 0 | 0 | 0 | 0 |  | 0 | [8 empty] | 25 | 1.5 | 795 | -1 | 600 | 221118 | -76.3875 | 39.393 | 1410 | 125 | 160 |  |  |  |  | N | N | N |  | N |  |  | 2080
1555_G_GT1 | MD | 24005 | Constellation - Notch Cliff |  | 5154811 | 87894013 |  |  |  |  | 005-0076 | 005-0076-9-1094 | 16.422 | 0.0204 | 0.22916 | 0.22916 | 0.0714 |  | 2.856 | 16.625 | 0.019 | 0.23228 | 0.23228 | 0.076 |  | 2.888 | 2019 | 47 | 13.5 | 1050 | -1 | 65 | 221112 | -76.5089 | 39.4217 | 268 | 125 | 120 |  |  |  |  | N | N | N |  | N |  |  | 2080
1555_G_GT2 | MD | 24005 | Constellation - Notch Cliff |  | 5154811 | 87894113 |  |  |  |  | 005-0076 | 005-0076-9-1095 | 22.981 | 0.0294 | 0.32046 | 0.32046 | 0.1029 |  | 3.969 | 20.0925 | 0.02375 | 0.28073 | 0.28073 | 0.09025 |  | 3.4865 | 2019 | 47 | 13.5 | 1050 | -1 | 65 | 221112 | -76.5089 | 39.4217 | 268 | 125 | 120 |  |  |  |  | N | N | N |  | N |  |  | 2080
1555_G_GT3 | MD | 24005 | Constellation - Notch Cliff |  | 5154811 | 87894213 |  |  |  |  | 005-0076 | 005-0076-9-1096 | 14.628 | 0.01725 | 0.20389 | 0.20389 | 0.06555 |  | 2.553 | 18.032 | 0.023 | 0.25208 | 0.25208 | 0.0782 |  | 3.128 | 2019 | 47 | 13.5 | 1050 | -1 | 65 | 221112 | -76.5089 | 39.4217 | 268 | 125 | 120 |  |  |  |  | N | N | N |  | N |  |  | 2080
1555_G_GT4 | MD | 24005 | Constellation - Notch Cliff |  | 5154811 | 87894313 |  |  |  |  | 005-0076 | 005-0076-9-1097 | 14.07 | 0.018 | 0.1962 | 0.1962 | 0.063 |  | 2.43 | 15.9755 | 0.02225 | 0.22295 | 0.22295 | 0.0712 |  | 2.7679 | 2019 | 47 | 13.5 | 1050 | -1 | 65 | 221112 | -76.5089 | 39.4217 | 268 | 125 | 120 |  |  |  |  | N | N | N |  | N |  |  | 2080
1555_G_GT5 | MD | 24005 | Constellation - Notch Cliff |  | 5154811 | 87894413 |  |  |  |  | 005-0076 | 005-0076-9-1098 | 11.316 | 0.0138 | 0.15755 | 0.15755 | 0.0506 |  | 1.955 | 17.0955 | 0.02175 | 0.23881 | 0.23881 | 0.07395 |  | 2.9667 | 2019 | 47 | 13.5 | 1050 | -1 | 65 | 221112 | -76.5089 | 39.4217 | 268 | 125 | 120 |  |  |  |  | N | N | N |  | N |  |  | 2080
1555_G_GT6 | MD | 24005 | Constellation - Notch Cliff |  | 5154811 | 87894513 |  |  |  |  | 005-0076 | 005-0076-9-1099 | 7.176 | 0.00975 | 0.10023 | 0.10023 | 0.0312 |  | 1.248 | 18.87 | 0.0255 | 0.26308 | 0.26308 | 0.085 |  | 3.2683 | 2019 | 47 | 13.5 | 1050 | -1 | 65 | 221112 | -76.5089 | 39.4217 | 268 | 125 | 120 |  |  |  |  | N | N | N |  | N |  |  | 2080
1555_G_GT7 | MD | 24005 | Constellation - Notch Cliff |  | 5154811 | 87894613 |  |  |  |  | 005-0076 | 005-0076-9-1100 | 21.573 | 0.0282 | 0.3008 | 0.3008 | 0.094 |  | 3.76 | 18.9125 | 0.0255 | 0.26393 | 0.26393 | 0.085 |  | 3.2767 | 2019 | 47 | 13.5 | 1050 | -1 | 65 | 221112 | -76.5089 | 39.4217 | 268 | 125 | 120 |  |  |  |  | N | N | N |  | N |  |  | 2080
1555_G_GT8 | MD | 24005 | Constellation - Notch Cliff |  | 5154811 | 87894713 |  |  |  |  | 005-0076 | 005-0076-9-1101 | 21.436 | 0.0276 | 0.299 | 0.299 | 0.0966 |  | 3.726 | 18.758 | 0.0249 | 0.26187 | 0.26187 | 0.083 |  | 3.2536 | 2019 | 47 | 13.5 | 1050 | -1 | 65 | 221112 | -76.5089 | 39.4217 | 268 | 125 | 120 |  |  |  |  | N | N | N |  | N |  |  | 2080
1559_G_GT7 | MD | 24005 | Constellation - Riverside |  | 5154911 | 87894813 | 1559 | CT7 |  |  | 005-0078 | 005-0078-4-0658 | 6.1625 | 0.051 | 0.0935 | 0.0935 | 0.00357 |  | 0.0289 | 1.586 | 0.012 | 0.026 | 0.026 | 0.00092 |  | 0.0074 | 2017 | 43 | 15.2 | 906 | -1 | 56 | 221112 | -76.5139 | 39.2375 | 378 | 125 | 100 |  |  |  |  | N | N | N |  | N |  |  | 2080
1559_G_GT8 | MD | 24005 | Constellation - Riverside |  | 5154911 | 87894913 | 1559 | CT8 |  |  | 005-0078 | 005-0078-4-0659 | 3.57 | 0.0255 | 0.0595 | 0.0595 | 0.00204 |  | 0.017 | 1.295 | 0.01 | 0.02 | 0.02 | 0.00075 |  | 0.006 | 2019 | 43 | 15.2 | 906 | -1 | 56 | 221112 | -76.5139 | 39.2375 | 378 | 125 | 120 |  |  |  |  | N | N | N |  | N |  |  | 2080
1559_B_4 | MD | 24005 | Constellation - Riverside |  | 5154911 | 87895013 | 1559 | 4 |  |  | 005-0078 | 005-0078-4-1082 | 0 | 0 | 0 | 0 | 0 |  | 0 | [8 empty] | 216 | 8.33 | 320 | -1 | 101 | 221112 | -76.5139 | 39.2375 | 820 | 125 | 100 |  |  |  |  | N | N | N |  | N |  |  | 2080
1559_G_GT6 | MD | 24005 | Constellation - Riverside |  | 5154911 | 87895113 | 1559 | CT6 |  |  | 005-0078 | 005-0078-4-1363 | 0 | 0 | 0 | 0 | 0 |  | 0 | [8 empty] | 82 | 12 | 780 | -1 | 117 | 221112 | -76.5139 | 39.2375 | 1970 | 125 | 120 |  |  |  |  | N | N | N |  | N |  |  | 2080
1552_B_1 | MD | 24005 | C.P. Crane LLC |  | 5155011 | 87895213 | 1552 | 1 |  |  | 005-0079 | 005-0079-3-0108 | 270.013 | 410.984 | 28.7905 | 34.6835 | 0.9798 |  | 41.0025 | [8 empty] | 353 | 10.9 | 320 | -1 | 100 | 221112 | -76.3652 | 39.3236 | 1860 | 125 | 100 |  |  |  |  | Y | N | N |  | N | 1552_G_1;1552_B_1 |  | 2080 | 1577.7899
1552_B_2 | MD | 24005 | C.P. Crane LLC |  | 5155011 | 87895313 | 1552 | 2 |  |  | 005-0079 | 005-0079-3-0109 | 385 | 636.968 | 35.179 | 44.5135 | 1.4414 |  | 66.9925 | [8 empty] | 353 | 10.9 | 330 | -1 | 100 | 221112 | -76.3652 | 39.3236 | 1820 | 125 | 100 |  |  |  |  | Y | N | N |  | N | 1552_G_2;1552_B_2 |  | 2080 | 2684.5803
1552_G_GT1 | MD | 24005 | C. P. Crane LLC |  | 5155011 | 87895413 |  |  |  |  | 005-0079 | 005-0079-4-0089 | 5.904 | 0.45 | 0.07497 | 0.07695 | 0.00297 |  | 0.01998 |  |  | 0.03096 | 0.031995 |  |  |  | 2017 | 28 | 10.3 | 850 | -1 | 86 | 221112 | -76.3652 | 39.3236 | 266 | 125 | 120 |  |  |  |  | N | N | N |  | N |  |  | 2080
59073_B_5L501A | MD | 24009 | Dominion Energy Cove Point LNG, LP | Cove Point LNG Terminal | 5169611 | 129225713 |  |  | 59073 | 5L501A | 009-0021 | 009-0021-5-0071 | [7 empty] | 52.2614 | 0.9095 | 18.6796 | 18.6796 | 0.459 |  | 1.428 | 2019 | 159 | 16 | 389 | -1 | 73 | 486210 | -76.4099 | 38.3856 | 2120 |  | 120 |  | 21 | N | Natural Gas | N | N | N | 9999 | Y | 59073_B_5L501B;59073_B_5L501A | O/G Steam |  |  | 11798
59073_B_5B921A | MD | 24009 | Dominion Energy Cove Point LNG, LP | Cove Point LNG Terminal | 5169611 | 129225813 |  |  | 59073 | 5B921A | 009-0021 | 009-0021-5-0080 | [7 empty] | 42.48 |  | 7.6818 | 7.7526 | 0.6372 | 6.726 | 44.604 | 2019 | 15 | 66.7 | 850 | -1 | 100 | 486210 | -76.4099 | 38.3856 | 424 |  | 100 |  | 19 | N | Natural Gas | N | N | N | 9999 | Y | 59073_B_5B921B;59073_B_5B921A | O/G Steam |  |  | 11798
59073_G_214JA | MD | 24009 | Dominion Energy Cove Point LNG, LP | Cove Point LNG Terminal | 5169611 | 87922013 | 59073 | 214JA | 59073 | 214JA | 009-0021 | 009-0021-5-0049 | [7 empty] | 13.1728 | 0.05564 | 1.6328 | 1.6328 | 0.69978 | 0.09095 | 5.4345 | 2019 | 65 | 12 | 421 | -1 | 53 | 486210 | -76.4099 | 38.3856 | 282 |  | 120 |  | 21.7 | N | Natural Gas | Y | N | N | 9999 | N |  | Combustion Turbine |  | 5008.6401 | 12369
59073_G_214JB | MD | 24009 | Dominion Energy Cove Point LNG, LP | Cove Point LNG Terminal | 5169611 | 87922113 | 59073 | 214JB | 59073 | 214JB | 009-0021 | 009-0021-5-0050 | [7 empty] | 8.2416 | 0.052525 | 0.25785 | 0.25785 | 0.89675 | 0.06876 | 5.0252 | 2019 | 65 | 12 | 421 | -1 | 53 | 486210 | -76.4099 | 38.3856 | 282 |  | 120 |  | 21.7 | N | Natural Gas | Y | N | N | 9999 | N |  | Combustion Turbine |  | 4484.2793 | 12369
59073_G_311JA | MD | 24009 | Dominion Energy Cove Point LNG, LP | Cove Point LNG Terminal | 5169611 | 87923013 |  |  | 59073 | 311JA | 009-0021 | 009-0021-5-0065 | [7 empty] | 1.8768 | 0.01357 | 0.25311 | 0.25311 | 0.01534 | 2.0868 | 0.32686 | 2019 | 50 | 8 | 820 | -1 | 75 | 486210 | -76.4099 | 38.3856 | 139 |  | 120 |  | 12.9 | N | Natural Gas | N | N | N | 9999 | N |  | Combustion Turbine |  |  | 12369
59073_G_111JA | MD | 24009 | Dominion Energy Cove Point LNG, LP | Cove Point LNG Terminal | 5169611 | 87923213 |  |  | 59073 | 111JA | 009-0021 | 009-0021-9-0032 | [7 empty] | 5.5697 | 0.0137 | 0.25825 | 0.25825 | 0.09179 | 4.4525 | 0.76035 | 2019 | 43 | 8 | 300 | -1 | 47 | 486210 | -76.4099 | 38.3856 | 244 |  | 120 |  | 8.5 | N | Natural Gas | N | N | N | 9999 | N |  | Combustion Turbine |  |  | 17054
59073_G_111JB | MD | 24009 | Dominion Energy Cove Point LNG, LP | Cove Point LNG Terminal | 5169611 | 87923313 |  |  | 59073 | 111JB | 009-0021 | 009-0021-9-0033 | [7 empty] | 6.4692 | 0.016485 | 0.30615 | 0.30615 | 0.10833 | 5.7792 | 0.90118 | 2019 | 43 | 8 | 300 | -1 | 47 | 486210 | -76.4099 | 38.3856 | 244 |  | 120 |  | 8.5 | N | Natural Gas | N | N | N | 9999 | N |  | Combustion Turbine |  |  | 17054
59073_G_111JC | MD | 24009 | Dominion Energy Cove Point LNG, LP | Cove Point LNG Terminal | 5169611 | 87923413 |  |  | 59073 | 111JC | 009-0021 | 009-0021-9-0034 | [7 empty] | 6.6957 | 0.0165 | 0.31433 | 0.31433 | 0.10973 | 6.3855 | 0.924 | 2019 | 43 | 8 | 300 | -1 | 47 | 486210 | -76.4099 | 38.3856 | 244 |  | 120 |  | 8.5 | N | Natural Gas | N | N | N | 9999 | N |  | Combustion Turbine |  |  | 17054
7835_G_1 | MD | 24015 | Rock Springs Generation Facility | Essential Power Rock Springs LLC | 10709711 | 87934413 | 7835 | 1 | 7835 | 1 | 015-0202 | 015-0202-5-0076 | 30.2017 | 0.6004 | 6.7427 | 6.7427 | 2.1448 |  | 4.7676 | 4.0995 | 0.09 | 0.837 | 0.837 | 0.267 |  | 1.617 | 2019 | 75 | 18 | 1051 | -1 | 160 | 221112 | -76.1604 | 39.7197 | 190 | 125 | 120 |  | 164 | N | Natural Gas | Y | N | N | 9999 | N |  | Combustion Turbine | 2080 | 1197.0702 | 10745
7835_G_2 | MD | 24015 | Rock Springs Generation Facility | Essential Power Rock Springs LLC | 10709711 | 87934513 | 7835 | 2 | 7835 | 2 | 015-0202 | 015-0202-5-0077 | 26.1016 | 0.50165 | 5.6998 | 5.6998 | 1.8249 |  | 3.8828 | 3.0001 | 0.05985 | 0.52155 | 0.52155 | 0.16625 |  | 0.98515 | 2019 | 75 | 18 | 1051 | -1 | 160 | 221112 | -76.1604 | 39.7197 | 190 | 125 | 120 |  | 163 | N | Natural Gas | Y | N | N | 9999 | N |  | Combustion Turbine | 2080 | 1045.4805 | 10745
7835_G_3 | MD | 24015 | Rock Springs Generation Facility | Essential Power Rock Springs LLC | 10709711 | 87934613 | 7835 | 3 | 7835 | 3 | 015-0202 | 015-0202-5-0078 | 42.198 | 0.798 | 9.114 | 9.114 | 2.904 |  | 5.58 | 3.7996 | 0.0798 | 0.7392 | 0.7392 | 0.2352 |  | 1.12 | 2019 | 75 | 18 | 1051 | -1 | 160 | 221112 | -76.1604 | 39.7197 | 190 | 125 | 120 |  | 168.6 | N | Natural Gas | Y | N | N | 9999 | N |  | Combustion Turbine | 2080 | 1603.7109 | 10745
7835_G_4 | MD | 24015 | Rock Springs Generation Facility | Essential Power Rock Springs LLC | 10709711 | 87934713 | 7835 | 4 | 7835 | 4 | 015-0202 | 015-0202-5-0079 | 42.0982 | 0.7006 | 8.4185 | 8.4185 | 2.6951 |  | 6.1867 | 3.4001 | 0.0605 | 0.5995 | 0.5995 | 0.1914 |  | 1.1803 | 2019 | 75 | 18 | 1051 | -1 | 160 | 221112 | -76.1604 | 39.7197 | 190 | 125 | 120 |  | 169.4 | N | Natural Gas | Y | N | N | 9999 | N |  | Combustion Turbine | 2080 | 1504.7307 | 10745
59220_G_CT1 | MD | 24015 | Wildcat Point Generation Facility | Wildcat Point Generation Facility | 17878911 | 125589813 | 59220 | CT1 | 59220 | CT1 | 015-0272 | 015-0272-5-0129 | [7 empty] | 38.5966 | 3.4033 | 51.1365 | 51.1365 | 71.5681 | 38.325 | 14.1967 | 2019 | 160 | 22.6 | 179 | -1 | 61 | 221118 | -76.1598 | 39.7193 | 270 | 125 | 120 |  | 310.3 | N | Natural Gas | Y | N | N | 9999 | N |  | Combined Cycle |  | 4252.3066 | 7050
59220_G_CT2 | MD | 24015 | Wildcat Point Generation Facility | Wildcat Point Generation Facility | 17878911 | 125589913 | 59220 | CT2 | 59220 | CT2 | 015-0272 | 015-0272-5-0130 | [7 empty] | 45.0593 | 3.7323 | 49.79 | 49.9148 | 91.8268 | 45.5 | 22.0688 | 2019 | 160 | 22.6 | 179 | -1 | 61 | 221118 | -76.1598 | 39.7193 | 270 | 125 | 120 |  | 310.3 | N | Natural Gas | Y | N | N | 9999 | N |  | Combined Cycle |  | 4837.3989 | 7050
56846_G_GTG1 | MD | 24017 | CPV Maryland, LLC - St. Charles Project | CPV St Charles Energy Center | 17878111 | 125590313 | 56846 | GT1 | 56846 | GTG1 | 017-0235 | 017-0235-5-0012 | 7.8677 | 0.02574 | 0.09672 | 0.09672 | 0.089895 |  | 23.9825 | 27.9795 | 4.4367 | 25.189 | 32.9174 |  |  | 27.1577 | 2019 | 150 | 20 | 185 | -1 | 60 | 221112 | -76.892 | 38.5702 | 2310 | 125 | 120 |  | 205 | N | Natural Gas | N | N | N | 9999 | N |  | Combined Cycle | 2080 |  | 7061
56846_G_GTG2 | MD | 24017 | CPV Maryland, LLC - St. Charles Project | CPV St Charles Energy Center | 17878111 | 125590413 | 56846 | GT2 | 56846 | GTG2 | 017-0235 | 017-0235-5-0013 | 15.0884 | 0.0508 | 0.3264 | 0.3264 | 0.1776 |  | 22.8944 | 32.0737 | 4.3893 | 15.361 | 19.7998 |  |  | 17.8353 | 2019 | 150 | 20 | 185 | -1 | 60 | 221112 | -76.892 | 38.5702 | 2310 | 125 | 120 |  | 205 | N | Natural Gas | N | N | N | 9999 | N |  | Combined Cycle | 2080 |  | 7061
56846_G_STGEN | MD | 24017 | CPV Maryland, LLC - St. Charles Project | CPV St Charles Energy Center | 17878111 | 125590513 |  |  | 56846 | STGEN | 017-0235 | 017-0235-5-0014 | 0 | 0 | 0 | 0 | 0 |  | 0 | [8 empty] | 150 | 20 | 186 | -1 | 60 | 221112 | -76.8953 | 38.5814 | 450 | 125 | 100 |  | 316 | N | Natural Gas | N | N | N | 9999 | N |  | Combined Cycle | 2080 |  | 7061
56846_G_STGENx | MD | 24017 | CPV Maryland, LLC - St. Charles Project |  | 17878111 | 125590613 |  |  |  |  | 017-0235 | 017-0235-5-0015 | 0 | 0 | 0 | 0 | 0 |  | 0 | [8 empty] | 150 | 20 | 186 | -1 | 60 | 221112 | -76.8953 | 38.5814 | 450 | 125 | 100 |  |  |  |  | N | N | N |  | N |  |  | 2080
1573_B_1 | MD | 24017 | GenOn Mid-Atlantic, LLC Morgantown Generating Station | Morgantown Generating Plant | 6011511 | 87935113 | 1573 | 1 | 1573 | 1 | 017-0014 | 017-0014-3-0002 | 471.157 | 1437.34 | 145.4605 | 208.7634 | 32.1379 | 0.5495 | 267.6698 | 172.224 | 439.192 | 33.5192 | 38.1368 | 8.0288 | 0.182 | 66.3156 | 2019 | 700 | 19.3 | 270 | -1 | 100 | 221112 | -76.9767 | 38.3592 | 5320 | 125 | 100 |  | 596 | N | Bituminous | Y | N | N | 9999 | N |  | Coal Steam | 2080 | 7440.2402 | 10254
1573_B_2 | MD | 24017 | GenOn Mid-Atlantic, LLC Morgantown Generating Station | Morgantown Generating Plant | 6011511 | 87935213 | 1573 | 2 | 1573 | 2 | 017-0014 | 017-0014-3-0003 | 422.62 | 1354.31 | 115.5075 | 143.4799 | 24.3426 | 0.34236 | 202.4012 | 256.711 | 783.315 | 46.1624 | 61.4569 | 13.9594 | 0.25266 | 115.689 | 2019 | 700 | 19.3 | 270 | -1 | 100 | 221112 | -76.9767 | 38.3592 | 5320 | 125 | 100 |  | 609 | N | Bituminous | Y | N | N | 9999 | N |  | Coal Steam | 2080 | 5521.21 | 10170
1573_G_GT2 | MD | 24017 | GenOn Mid-Atlantic, LLC Morgantown Generating Station | Morgantown Generating Plant | 6011511 | 87935613 | 1573 | GT2 | 1573 | GT2 | 017-0014 | 017-0014-4-0068 | 3.531 | 0.341 | 0.0462 | 0.0462 | 0.00165 |  | 0.0132 | 0.6725 | 0.0225 | 0.00875 | 0.00875 | 0.00025 |  | 0.0025 | 2019 | 48 | 22.3 | 850 | -1 | 80 | 221112 | -76.9767 | 38.3592 | 250 | 125 | 100 |  | 13 | N | Distillate Fuel Oil | N | N | N | 9999 | N |  | Combustion Turbine | 2080 |  | 14269
1573_G_GT1 | MD | 24017 | GenOn Mid-Atlantic, LLC Morgantown Generating Station | Morgantown Generating Plant | 6011511 | 87935713 | 1573 | GT1 | 1573 | GT1 | 017-0014 | 017-0014-4-0069 | 3.223 | 0.286 | 0.04235 | 0.04235 | 0.00165 |  | 0.0121 | 0.0345 | 0.0015 | 0.00045 | 0.00045 |  |  |  | 2019 | 48 | 22.3 | 850 | -1 | 80 | 221112 | -76.9767 | 38.3592 | 250 | 125 | 100 |  | 13 | N | Distillate Fuel Oil | N | N | N | 9999 | N |  | Combustion Turbine | 2080 |  | 14269
1573_G_3 | MD | 24017 | GenOn Mid-Atlantic, LLC Morgantown Generating Station | Morgantown Generating Plant | 6011511 | 87935813 | 1573 | GT3 | 1573 | 3 | 017-0014 | 017-0014-4-0070 | 7.2 | 3.96 | 0.1512 | 0.1512 | 0.0054 | 0.52621 | 0.0432 | 2.3985 | 1.3 | 0.0507 | 0.0507 | 0.00195 | 0.21336 | 0.01495 | 2019 | 48 | 22.3 | 850 | -1 | 80 | 221112 | -76.9767 | 38.3592 | 654 | 125 | 100 |  | 48 | N | Distillate Fuel Oil | Y | N | N | 9999 | N |  | Combustion Turbine | 2080 | 34.93 | 14269
1573_G_4 | MD | 24017 | GenOn Mid-Atlantic, LLC Morgantown Generating Station | Morgantown Generating Plant | 6011511 | 87935913 | 1573 | GT4 | 1573 | 4 | 017-0014 | 017-0014-4-0071 | 6.9 | 3.798 | 0.1464 | 0.1464 | 0.0054 | 0.61236 | 0.042 | 2.8 | 1.5 | 0.06 | 0.06 | 0.002 | 0.25208 | 0.0172 | 2019 | 48 | 22.3 | 850 | -1 | 80 | 221112 | -76.9767 | 38.3592 | 654 | 125 | 100 |  | 48 | N | Distillate Fuel Oil | Y | N | N | 9999 | N |  | Combustion Turbine | 2080 | 41.55 | 14270
1573_G_5 | MD | 24017 | GenOn Mid-Atlantic, LLC Morgantown Generating Station | Morgantown Generating Plant | 6011511 | 87936013 | 1573 | GT5 | 1573 | 5 | 017-0014 | 017-0014-4-0073 | 6.9 | 3.798 | 0.1482 | 0.1482 | 0.0054 | 0.61799 | 0.0426 | 2 | 1.1 | 0.041 | 0.041 | 0.0015 | 0.17179 | 0.01175 | 2019 | 48 | 22.3 | 850 | -1 | 80 | 221112 | -76.9767 | 38.3592 | 654 | 125 | 100 |  | 48 | N | Distillate Fuel Oil | Y | N | N | 9999 | N |  | Combustion Turbine | 2080 | 41.76 | 14270
1573_G_6 | MD | 24017 | GenOn Mid-Atlantic, LLC Morgantown Generating Station | Morgantown Generating Plant | 6011511 | 87936113 | 1573 | GT6 | 1573 | 6 | 017-0014 | 017-0014-4-0074 | 5.9015 | 3.3 | 0.1254 | 0.1254 | 0.0044 | 0.52502 | 0.0363 | 0.6 | 0.3 | 0.0155 | 0.0155 | 0.0006 | 0.052608 | 0.0044 | 2019 | 48 | 22.3 | 850 | -1 | 80 | 221112 | -76.9767 | 38.3592 | 654 | 125 | 100 |  | 48 | N | Distillate Fuel Oil | Y | N | N | 9999 | N |  | Combustion Turbine | 2080 | 36.47 | 14270
1564_B_8 | MD | 24019 | NRG Vienna Generating Station | Vienna Operations | 7945511 | 87937513 | 1564 | 8 | 1564 | 8 | 019-0013 | 019-0013-4-0065 | 11.304 | 57.996 | 1.8299 | 2.3398 | 0.23994 | 0.26663 | 1.7199 | 8.797 | 38.1045 | 1.1666 | 1.501 | 0.1596 | 0.1736 | 1.1305 | 2019 | 160 | 12.5 | 625 | -1 | 92 | 221122 | -75.8208 | 38.4878 | 2320 | 125 | 100 |  | 153 | N | Residual Fuel Oil | Y | N | N | 9999 | N |  | O/G Steam | 2080 | 190.16 | 14500
1564_G_10 | MD | 24019 | NRG Vienna Generating Station | Vienna Operations | 7945511 | 87937613 |  |  | 1564 | 10 | 019-0013 | 019-0013-4-0114 | 0.474 | 0.0708 | 0.00615 | 0.00615 | 0.00015 |  | 0.0018 | 0.262 | 0.036 | 0.0021 | 0.0034 | 0.0001 |  | 0.001 | 2019 | 83 | 4.5 | 500 | -1 | 46 | 221122 | -75.8208 | 38.4878 | 48 | 125 | 120 |  | 14.3 | N | Distillate Fuel Oil | N | N | N | 9999 | N |  | Combustion Turbine | 2080 |  | 17189
1556_G_GT6 | MD | 24025 | Constellation Power - Perryman Power Plant | Perryman | 6131311 | 112060813 | 1556 | 6-1 | 1556 | GT6 | 025-0024 | 025-0024-5-0353 | 6.8472 | 0.50175 | 6.3109 | 8.0949 | 2.1519 |  | 8.4628 | 4.047 | 0.1045 | 4.2845 | 4.7975 | 1.083 |  | 4.2465 | 2019 | 90 | 17 | 660 | -1 | 17 | 221112 | -76.2208 | 39.4422 | 60 | 125 | 120 |  | 109.8 | N | Natural Gas, Distillate Fuel Oil | Y | N | N | 9999 | N |  | Combustion Turbine | 2080 | 2917.4287 | 10745
1556_G_GT6x | MD | 24025 | Constellation Power - Perryman Power Plant |  | 6131311 | 112060913 | 1556 | 6-2 |  |  | 025-0024 | 025-0024-5-0354 | 6.5094 | 0.50175 | 5.7645 | 7.3925 | 1.9624 |  | 7.7046 | 4.0565 | 0.1045 | 4.3415 | 4.8545 | 1.0925 |  | 4.2845 | 2019 | 90 | 17 | 660 | -1 | 17 | 221112 | -76.2208 | 39.4422 | 60 | 125 | 120 |  |  |  |  | Y | N | N |  | N |  |  | 2080 | 2639.6394
1556_G_GT1 | MD | 24025 | Constellation Power - Perryman Power Plant | Perryman | 6131311 | 87957313 | 1556 | CT1 | 1556 | GT1 | 025-0024 | 025-0024-4-0081 | 15.1 | 0.1001 | 0.2563 | 0.2563 | 0.0088 |  | 0.0737 | 6.5997 | 0.1998 | 0.1494 | 0.1494 | 0.0054 |  | 0.0423 | 2019 | 51 | 22.3 | 860 | -1 | 57 | 221112 | -76.2208 | 39.4422 | 704 | 125 | 100 |  | 52 | N | Distillate Fuel Oil | Y | N | N | 9999 | N |  | Combustion Turbine | 2080 | 76.36 | 10911
1556_G_GT2 | MD | 24025 | Constellation Power - Perryman Power Plant |  | 6131311 | 87957413 | 1556 | CT2 |  |  | 025-0024 | 025-0024-4-0082 | 0 | 0 | 0 | 0 | 0 |  | 0 | [8 empty] | 51 | 22.3 | 860 | -1 | 57 | 221112 | -76.2208 | 39.4422 | 704 | 125 | 100 |  |  |  |  | N | N | N |  | N |  |  | 2080
1556_G_GT3 | MD | 24025 | Constellation Power - Perryman Power Plant | Perryman | 6131311 | 87957513 | 1556 | CT3 | 1556 | GT3 | 025-0024 | 025-0024-4-0083 | 21.3 | 0.1998 | 0.2916 | 0.2916 | 0.0108 |  | 0.0837 | 7.9002 |  | 0.13805 | 0.13805 | 0.00495 |  | 0.0396 | 2019 | 51 | 22.3 | 860 | -1 | 57 | 221112 | -76.2208 | 39.4422 | 704 | 125 | 100 |  | 51 | N | Distillate Fuel Oil | Y | N | N | 9999 | N |  | Combustion Turbine | 2080 | 80.72 | 10911
1556_G_GT4 | MD | 24025 | Constellation Power - Perryman Power Plant | Perryman | 6131311 | 87957613 | 1556 | CT4 | 1556 | GT4 | 025-0024 | 025-0024-4-0084 | 11.3 | 0.1001 | 0.143 | 0.143 | 0.00495 |  | 0.04125 | 7.9998 |  | 0.135 | 0.135 | 0.0048 |  | 0.039 | 2019 | 51 | 22.3 | 860 | -1 | 57 | 221112 | -76.2208 | 39.4422 | 704 | 125 | 100 |  | 52 | N | Distillate Fuel Oil | Y | N | N | 9999 | N |  | Combustion Turbine | 2080 | 39.46 | 10911
1556_G_GT5 | MD | 24025 | Constellation Power - Perryman Power Plant | Perryman | 6131311 | 87957713 | 1556 | **51 | 1556 | GT5 | 025-0024 | 025-0024-5-0088 | 89.8002 | 2.198 | 10.934 | 10.934 | 0.154 |  | 2.863 | 20.4013 | 0.1995 | 2.926 | 2.926 | 0.03325 |  | 1.4392 | 2019 | 80 | 21 | 800 | -1 | 35 | 221112 | -76.2208 | 39.4422 | 1900 | 125 | 100 |  | 139 | N | Natural Gas, Distillate Fuel Oil | Y | N | N | 9999 | N |  | Combustion Turbine | 2080 | 1875.2786 | 10915
58252_G_JEN1 | MD | 24027 | Alpha Ridge Landfill | Alpha Ridge LFG | 5997511 | 102973613 |  |  | 58252 | JEN1 | 027-0364 | 027-0364-9-0364 | 5.5018 | 0.19175 | 1.0915 | 1.0915 | 3.1418 |  | 24.2638 | 2.4738 | 0.057 | 0.7638 | 0.7638 | 1.4649 |  | 15.5382 | 2019 | 17.5 | 0.833 | 991 | 110.9333 | 205 | 562212 | -76.9033 | 39.3056 | 1470 | 104 | 160 |  | 1 | N | Landfill Gas | N | N | N | 9999 | N |  | Landfill Gas | 2080 |  | 13500
1572_B_1 | MD | 24031 | GenOn Dickerson Generating Station | Dickerson | 5998011 | 87978113 | 1572 | 1 | 1572 | 1 | 031-0019 | 031-0019-3-0001 | 225.804 | 124.024 | 34.9407 | 40.5718 | 2.3657 | 0.09072 | 19.5815 | 54.4834 | 23.0186 | 1.6906 | 1.9823 | 0.55691 | 0.02604 | 4.5837 | 2019 | 400 | 29.9 | 100 | -1 | 53 | 221112 | -77.4648 | 39.2073 | 1650 | 125 | 100 |  | 173 | N | Bituminous | Y | N | N | 2020 | N |  | Coal Steam | 2080 | 2177.2397 | 11757
1572_B_2 | MD | 24031 | GenOn Dickerson Generating Station | Dickerson | 5998011 | 87978213 | 1572 | 2 | 1572 | 2 | 031-0019 | 031-0019-3-0002 | 255.691 | 140.44 | 38.5819 | 44.7972 | 2.7535 | 0.11163 | 22.8073 | 64.0436 | 26.4898 | 1.9944 | 2.3448 | 0.66099 | 0.030195 | 5.4178 | 2017 | 703 | 25 | 181 | -1 | 61 | 221112 | -77.4648 | 39.2073 | 1650 | 125 | 100 |  | 173 | N | Bituminous | Y | N | N | 2020 | N |  | Coal Steam | 2080 | 2400.2502 | 11814
1572_B_3 | MD | 24031 | GenOn Dickerson Generating Station | Dickerson | 5998011 | 87978313 | 1572 | 3 | 1572 | 3 | 031-0019 | 031-0019-3-0003 | 289.005 | 158.737 | 45.3466 | 52.6458 | 3.0211 | 0.1363 | 25.0306 | 58.9728 | 24.6916 | 1.8411 | 2.1692 | 0.61183 | 0.03196 | 5.0096 | 2019 | 703 | 25 | 181 | -1 | 61 | 221112 | -77.4648 | 39.2073 | 1650 | 125 | 100 |  | 173 | N | Bituminous | Y | N | N | 2020 | N |  | Coal Steam | 2080 | 2821.7898 | 11804
1572_G_GT1 | MD | 24031 | GenOn Dickerson Generating Station | Dickerson | 5998011 | 87978413 |  |  | 1572 | GT1 | 031-0019 | 031-0019-4-0907 | 4.0964 | 0.42316 | 0.05352 | 0.05352 | 0.00192 |  | 0.01536 | 2.5076 | 0.11512 | 0.03278 | 0.03278 | 0.00116 |  | 0.0094 | 2019 | 30 | 9.75 | 850 | -1 | 86 | 221112 | -77.4648 | 39.2073 | 250 | 125 | 100 |  | 18 | N | Distillate Fuel Oil | N | N | N | 9999 | N |  | Combustion Turbine | 2080 |  | 12819
1572_G_GT2 | MD | 24031 | GenOn Dickerson Generating Station | Dickerson | 5998011 | 87978613 | 1572 | GT2 | 1572 | GT2 | 031-0019 | 031-0019-9-0362 | 106.1 | 0.89991 | 5.8913 | 5.8913 | 1.7417 | 6.1628 | 82.7038 | 28.4288 | 0.33915 | 2.3937 | 2.3937 | 0.7467 | 1.9426 | 29.0999 | 2019 | 128 | 20 | 1150 | -1 | 96 | 221112 | -77.4648 | 39.2073 | 239 | 125 | 120 |  | 147 | N | Natural Gas, Distillate Fuel Oil | Y | N | N | 9999 | N |  | Combustion Turbine | 2080 | 1211.5604 | 12819
1572_G_GT3 | MD | 24031 | GenOn Dickerson Generating Station | Dickerson | 5998011 | 87978713 | 1572 | GT3 | 1572 | GT3 | 031-0019 | 031-0019-9-0363 | 105.4 | 3.3998 | 8.1257 | 8.1257 | 2.7051 | 6.549 | 86.8596 | 32.3 | 0.41 | 1.9872 | 1.9872 | 0.61725 | 2.2285 | 24.04 | 2019 | 128 | 20 | 1150 | -1 | 96 | 221112 | -77.4648 | 39.2073 | 239 | 125 | 120 |  | 147 | N | Natural Gas, Distillate Fuel Oil | Y | N | N | 9999 | N |  | Combustion Turbine | 2080 | 1261.8698 | 12819
56668_G_CGTG | MD | 24031 | National Institute of Standards and Technology |  | 5998211 | 125595013 |  |  |  |  | 031-0323 | 031-0323-5-2363 | 0 | 0 | 0 | 0 | 0 |  | 0 | 0.0976 | 0.5344 | 3.5688 | 3.5688 | 0.3304 |  | 8.8032 | 2019 | 42 | 4 | 331 | -1 | 96 | 926150 | -77.2155 | 39.1348 | 88 |  | 120 |  |  |  |  | N | N | N |  | N |  |  | 2080
56668_G_CGTGx | MD | 24031 | National Institute of Standards and Technology |  | 5998211 | 125595113 |  |  |  |  | 031-0323 | 031-0323-5-2364 | 0 | 0 | 0 | 0 | 0 |  | 0 | 10.2102 | 0.21227 | 0.96593 | 0.96593 | 1.2466 |  | 4.9878 | 2019 | 42 | 4 | 331 | -1 | 96 | 926150 | -77.2155 | 39.1348 | 51 |  | 100 |  |  |  |  | N | N | N |  | N |  |  | 2080
55885_G_GEJGC | MD | 24031 | Oaks Landfill (Gas to Energy) | Montgomery County Oaks LFGE Plant | 6011111 | 110237413 |  |  | 55885 | GEJGC | 031-1723 | 031-1723-9-0887 | 7.5539 | 0.02457 | 0.46683 | 0.46683 | 0.015015 |  | 18.3333 | 4.8468 | 0.03192 | 0.54936 | 0.54936 | 0.02184 |  | 28.691 | 2019 | 17.4 | 0.833 | 991 | -1 | 205 | 562212 | -77.1159 | 39.1981 | 1180 | 104 | 160 |  | 0.8 | N | Landfill Gas | N | N | N | 9999 | N |  | Landfill Gas | 2080 |  | 14489
55885_G_CAT35 | MD | 24031 | Oaks Landfill (Gas to Energy) | Montgomery County Oaks LFGE Plant | 6011111 | 110237513 |  |  | 55885 | CAT35 | 031-1723 | 031-1723-9-0888 | 4.9466 | 0.045325 | 0.84157 | 0.84157 | 0.0245 |  | 31.4066 | 6.2589 | 0.0622 | 1.0636 | 1.0636 | 0.026435 |  | 37.376 | 2019 | 20 | 1.29 | 901 | -1 | 205 | 562212 | -77.1159 | 39.1981 | 2230 | 104 | 160 |  | 1.5 | N | Landfill Gas | N | N | N | 9999 | N |  | Landfill Gas | 2080 |  | 14489
50657_B_1 | MD | 24031 | Montgomery County RRF | Montgomery County Resource Recovery | 7719011 | 87991513 |  |  | 50657 | 1 | 031-1718 | 031-1718-2-0132 | 142.755 | 22.0875 | 8.1248 | 9.486 | 0.6665 | 0.57815 | 14.7405 | 153.2832 | 31.9032 | 5.5822 | 5.7792 | 0.0672 | 0.39648 | 19.7568 | 2019 | 275 | 13.4 | 267 | -1 | 65 | 562213 | -77.4564 | 39.2007 | 600 | 103 | 100 |  | 18 | N | MSW | N | Y | N | 9999 | N |  | Municipal Solid Waste | 2080 |  | 18221
50657_B_2 | MD | 24031 | Montgomery County RRF | Montgomery County Resource Recovery | 7719011 | 87991613 |  |  | 50657 | 2 | 031-1718 | 031-1718-2-0134 | 135.387 | 32.6508 | 6.2388 | 6.7036 | 0.6578 | 0.8671 | 11.4816 | 166.5488 | 29.9977 | 6.2241 | 6.5723 | 0.138 | 0.46747 | 13.6103 | 2019 | 275 | 13.4 | 250 | -1 | 65 | 562213 | -77.4564 | 39.2007 | 600 | 103 | 100 |  | 18 | N | MSW | N | Y | N | 9999 | N |  | Municipal Solid Waste | 2080 |  | 18221
50657_B_3 | MD | 24031 | Montgomery County RRF | Montgomery County Resource Recovery | 7719011 | 87991713 |  |  | 50657 | 3 | 031-1718 | 031-1718-2-0135 | 139.812 | 22.2008 | 5.6572 | 6.3911 | 0.7475 | 0.23023 | 17.327 | 150.0764 | 31.1108 | 7.134 | 7.6752 | 0.164 | 0.37392 | 14.7928 | 2019 | 275 | 13.4 | 271 | -1 | 65 | 562213 | -77.4564 | 39.2007 | 600 | 103 | 100 |  | 18 | N | MSW | N | Y | N | 9999 | N |  | Municipal Solid Waste | 2080 |  | 18221
60302_G_11 | MD | 24033 | PSEG Keys Energy Center | Keys Energy Center | 17878311 | 125599413 | 60302 | 11 | 60302 | 11 | 033-2737 | 033-2737-5-1578 | [7 empty] | 49.5752 | 5.1975 | 33.1564 | 37.8761 | 4.8433 |  | 4.3344 | 2019 | 175 | 20.5 | 201 | -1 | 69.1 | 221112 | -76.8275 | 38.7033 | 802 | 125 | 120 |  | 214 | N | Natural Gas | Y | N | N | 9999 | N |  | Combined Cycle |  | 7521.0908 | 7050
60302_G_12 | MD | 24033 | PSEG Keys Energy Center | Keys Energy Center | 17878311 | 125599513 | 60302 | 12 | 60302 | 12 | 033-2737 | 033-2737-5-1579 | [7 empty] | 47.4402 | 4.9886 | 25.5387 | 27.6184 | 4.3937 |  | 3.7654 | 2019 | 175 | 20.5 | 201 | -1 | 69.1 | 221112 | -76.8275 | 38.7033 | 802 | 125 | 120 |  | 214 | N | Natural Gas | Y | N | N | 9999 | N |  | Combined Cycle |  | 7364.2983 | 7050
56038_G_1 | MD | 24033 | University of Maryland | UMCP CHP Plant | 6011811 | 88000013 |  |  | 56038 | 1 | 033-0010 | 033-0010-9-1081 | 45.1839 | 1.5518 | 5.5261 | 5.5261 | 1.0499 |  | 5.8076 | 34.8479 | 1.7291 | 1.5051 | 1.5051 | 0.62126 |  | 1.475 | 2019 | 92 | 6.5 | 200 | -1 | 51 | 611310 | -76.9477 | 38.9925 | 11 | 148 | 120 |  | 9.4 | Y | Natural Gas, Distillate Fuel Oil | N | N | N | 9999 | N |  | Combustion Turbine | 2080 |  | 8700
56038_G_2 | MD | 24033 | University of Maryland | UMCP CHP Plant | 6011811 | 88000113 |  |  | 56038 | 2 | 033-0010 | 033-0010-9-1082 | 56.3806 | 1.7934 | 5.895 | 5.895 | 1.2464 |  | 7.5122 | 19.994 | 0.93034 | 0.60639 | 0.60639 | 0.46677 |  | 2.4293 | 2019 | 92 | 6.5 | 200 | -1 | 51 | 611310 | -76.9477 | 38.9925 | 11 | 148 | 120 |  | 9.4 | Y | Natural Gas, Distillate Fuel Oil | N | N | N | 9999 | N |  | Combustion Turbine | 2080 |  | 8700
1571_B_1 | MD | 24033 | NRG Chalk Point, LLC | Chalk Point LLC | 6011911 | 88001813 | 1571 | 1 | 1571 | 1 | 033-0014 | 033-0014-3-0004 | 713.52 | 489.44 | 179.944 | 363.064 | 11.76 | 0.204 | 107.36 | 75.712 | 173.992 | 6.058 | 8.606 | 2.782 | 0.0663 | 23.842 | 2019 | 709 | 31.5 | 289 | -1 | 56 | 221112 | -76.6861 | 38.5444 | 3120 | 125 | 100 |  | 331 | N | Bituminous | Y | N | N | 2021 | N |  | Coal Steam | 2080 | 3743.2903 | 11442
1571_B_2 | MD | 24033 | NRG Chalk Point, LLC | Chalk Point LLC | 6011911 | 88001913 | 1571 | 2 | 1571 | 2 | 033-0014 | 033-0014-3-0005 | 609.936 | 1049.05 | 143.6612 | 289.936 | 9.8905 | 0.16703 | 88.6215 | 464.8185 | 225.1125 | 8.142 | 11.523 | 3.7605 | 0.087975 | 33.0855 | 2019 | 400 | 29.9 | 100 | -1 | 61 | 221112 | -76.6861 | 38.5444 | 3120 | 125 | 100 |  | 336 | N | Bituminous | Y | N | N | 2021 | N |  | Coal Steam | 2080 | 2992.8496 | 11206
1571_G_GT1 | MD | 24033 | NRG Chalk Point, LLC | Chalk Point LLC | 6011911 | 88002113 | 1571 | GT1 | 1571 | GT1 | 033-0014 | 033-0014-4-0778 | 1.2025 | 0.17 | 0.0195 | 0.0195 | 0.0007 |  | 0.005575 | 1.086 | 0.016 | 0.0176 | 0.0176 | 0.00062 |  | 0.00504 | 2019 | 30 | 10.3 | 900 | -1 | 90 | 221112 | -76.6861 | 38.5444 | 250 | 125 | 100 |  | 16 | N | Distillate Fuel Oil | N | N | N | 9999 | N |  | Combustion Turbine | 2080 |  | 14549
1571_B_3 | MD | 24033 | NRG Chalk Point, LLC | Chalk Point LLC | 6011911 | 88002213 | 1571 | 3 | 1571 | 3 | 033-0014 | 033-0014-4-0998 | 290.79 | 11.01 | 18.222 | 31.95 | 13.14 | 0.0729 | 57.54 | 33.129 | 6.201 | 2.124 | 2.124 | 1.674 | 0.010935 | 6.7095 | 2019 | 712 | 25 | 253 | -1 | 63 | 221112 | -76.6861 | 38.5444 | 6970 | 125 | 100 |  | 582 | N | Natural Gas | Y | N | N | 9999 | N |  | O/G Steam | 2080 | 1274.76 | 11892
1571_B_4 | MD | 24033 | NRG Chalk Point, LLC | Chalk Point LLC | 6011911 | 88002313 | 1571 | 4 | 1571 | 4 | 033-0014 | 033-0014-4-0999 | 670.096 | 12.096 | 38.5616 | 67.704 | 27.832 | 0.2044 | 121.8 | 20.0025 | 0.801 | 1.2375 | 1.2375 | 0.8955 |  | 3.897 | 2019 | 700 | 16.7 | 700 | -1 | 30 | 221112 | -76.6861 | 38.5444 | 6640 | 125 | 100 |  | 582 | N | Natural Gas | Y | N | N | 9999 | N |  | O/G Steam | 2080 | 2459.0896 | 11720
1571_G_GT2 | MD | 24033 | NRG Chalk Point, LLC | Chalk Point LLC | 6011911 | 88002413 | 1571 | GT2 | 1571 | GT2 | 033-0014 | 033-0014-4-1145 | 3.4 | 0.8 | 0.0324 | 0.0324 | 0.00116 |  | 0.00928 | 0.8145 |  | 0.0093 | 0.0132 | 9e-05 |  | 0.000765 | 2019 | 40 | 15 | 900 | -1 | 57 | 221112 | -76.6861 | 38.5444 | 420 | 125 | 100 |  | 22 | N | Distillate Fuel Oil | Y | N | N | 9999 | N |  | Combustion Turbine | 2080 | 15.76 | 14549
1571_G_GT3 | MD | 24033 | NRG Chalk Point, LLC | Chalk Point LLC | 6011911 | 88003013 | 1571 | **GT3 | 1571 | GT3 | 033-0014 | 033-0014-9-0752 | 1.101 | 0.6 | 0.111 | 0.111 | 0.024 |  | 0.873 | 1.155 | 1.4 | 0.10395 | 0.10395 | 0.0077 |  | 0.1995 | 2019 | 213 | 18.5 | 1004 | -1 | 106 | 221112 | -76.6861 | 38.5444 | 239 | 125 | 120 |  | 73 | N | Natural Gas, Distillate Fuel Oil | Y | N | N | 9999 | N |  | Combustion Turbine | 2080 | 32.24 | 14549
1571_G_GT4 | MD | 24033 | NRG Chalk Point, LLC | Chalk Point LLC | 6011911 | 88003113 | 1571 | **GT4 | 1571 | GT4 | 033-0014 | 033-0014-9-0753 | 1.7 | 0.9 | 0.125 | 0.125 | 0.03 |  | 1.065 | 1.112 | 1.4 | 0.0984 | 0.0984 | 0.0064 |  | 0.16 | 2019 | 213 | 18.5 | 1004 | -1 | 106 | 221112 | -76.6861 | 38.5444 | 239 | 125 | 120 |  | 73 | N | Natural Gas, Distillate Fuel Oil | Y | N | N | 9999 | N |  | Combustion Turbine | 2080 | 38.89 | 14549
1571_G_GT5 | MD | 24033 | NRG Chalk Point, LLC | Chalk Point LLC | 6011911 | 88003213 | 1571 | **GT5 | 1571 | GT5 | 033-0014 | 033-0014-9-0754 | 3 | 0.3 | 0.2436 | 0.2436 | 0.072 |  | 2.79 | 0.8435 | 1.2985 | 0.14525 | 0.14525 | 0.01855 |  | 0.6195 | 2019 | 213 | 18.4 | 1007 | -1 | 113 | 221112 | -76.6861 | 38.5444 | 239 | 125 | 120 |  | 81 | N | Natural Gas, Distillate Fuel Oil | Y | N | N | 9999 | N |  | Combustion Turbine | 2080 | 70.92 | 14549
1571_G_GT6 | MD | 24033 | NRG Chalk Point, LLC | Chalk Point LLC | 6011911 | 88003313 | 1571 | **GT6 | 1571 | GT6 | 033-0014 | 033-0014-9-0755 | 8.896 | 1.904 | 0.71672 | 0.71672 | 0.192 |  | 7.68 | 0.7515 | 0.999 | 0.1575 | 0.1575 | 0.0333 |  | 1.224 | 2019 | 213 | 18.4 | 1007 | -1 | 113 | 221112 | -76.6861 | 38.5444 | 239 | 125 | 120 |  | 81 | N | Natural Gas, Distillate Fuel Oil | Y | N | N | 9999 | N |  | Combustion Turbine | 2080 | 198.16 | 14549
1571_G_SGT1 | MD | 24033 | NRG Chalk Point, LLC |  | 6011911 | 90524013 | 1571 | SMECO |  |  | 033-0014 | 033-0014-5-0749 | [7 empty] | 0.5005 | 0.301 | 0.0455 | 0.0455 | 0.0105 |  | 0.406 | 2019 | 85 | 18.6 | 1072 | -1 | 10 | 221112 | -76.6861 | 38.5444 | 924 | 125 | 100 |  |  |  |  | Y | N | N |  | N |  |  |  | 21.1
55964_G_1 | MD | 24033 | Brown Station Road Sanitary Landfill | Brown Station Road Plant II | 6413511 | 94905113 |  |  | 55964 | 1 | 033-2084 | 033-2084-9-1364 | 5.0005 | 0.52998 | 0.2993 | 0.2993 | 2.9291 |  | 40.2796 | 3.5496 | 0.3796 | 0.20988 | 0.20988 | 3.9602 |  | 28.5795 | 2019 | 20 | 1.5 | 250 | -1 | 10 | 562212 | -76.7927 | 38.8522 | 4 | 104 | 160 |  | 0.8 | N | Landfill Gas | N | N | N | 9999 | N | 55964_G_2;55964_G_4;55964_G_3;55964_G_1 | Landfill Gas | 2080 |  | 14103
54832_G_1 | MD | 24033 | KMC Thermo, LLC | Brandywine Power Facility | 6413611 | 88021313 | 54832 | 1 | 54832 | 1 | 033-2200 | 033-2200-5-0844 | 66.752 | 1.5943 | 17.5969 | 30.1129 | 5.5875 | 16.647 | 40.23 | 42.6365 | 0.90115 | 9.8185 | 9.8185 | 3.1338 | 9.3456 | 22.596 | 2019 | 165 | 15 | 219 | -1 | 63 | 221112 | -76.8673 | 38.6678 | 994 | 125 | 140 |  | 78.6 | Y | Natural Gas, Distillate Fuel Oil | Y | N | N | 9999 | N | 54832_G_1;54832_G_3 | Combined Cycle | 2080 | 6481.4302 | 8306
54832_G_2 | MD | 24033 | KMC Thermo, LLC | Brandywine Power Facility | 6413611 | 88021413 | 54832 | 2 | 54832 | 2 | 033-2200 | 033-2200-5-0845 | 69.0165 | 1.6119 | 17.7158 | 30.3297 | 5.634 | 16.7535 | 40.4552 | 43.7125 | 0.84735 | 9.415 | 9.415 | 2.959 | 8.8798 | 21.52 | 2019 | 165 | 15 | 219 | -1 | 63 | 221112 | -76.8673 | 38.6678 | 994 | 125 | 140 |  | 78.6 | Y | Natural Gas, Distillate Fuel Oil | Y | N | N | 9999 | N |  | Combined Cycle | 2080 | 6819.4912 | 8306
1563_G_CRIS | MD | 24039 | Crisfield Energy Center | Crisfield | 6414911 | 88023513 |  |  | 1563 | CRIS | 039-0017 | 039-0017-9-0021 | 6.65 | 0.0021 | 0.2275 | 0.23625 | 0.1925 |  | 1.7675 | 2.684 | 0.0011 | 0.0946 | 0.0946 | 0.077 |  | 0.715 | 2019 | 20 | 3 | 400 | -1 | 17 | 221112 | -75.8378 | 37.9942 | 242 | 125 | 160 |  | 2.6 | N | Distillate Fuel Oil | N | N | N | 9999 | N |  | Combustion Turbine | 2080 |  | 10745
1563_G_CRS2 | MD | 24039 | Crisfield Energy Center | Crisfield | 6414911 | 88023613 |  |  | 1563 | CRS2 | 039-0017 | 039-0017-9-0022 | 6.4 | 0.002 | 0.2192 | 0.2272 | 0.18 |  | 1.7 | 2.717 | 0.0011 | 0.0946 | 0.0946 | 0.077 |  | 0.726 | 2019 | 20 | 3 | 400 | -1 | 17 | 221112 | -75.8378 | 37.9942 | 242 | 125 | 160 |  | 2.6 | N | Distillate Fuel Oil | N | N | N | 9999 | N |  | Combustion Turbine | 2080 |  | 10745
1563_G_CRS3 | MD | 24039 | Crisfield Energy Center | Crisfield | 6414911 | 88023713 |  |  | 1563 | CRS3 | 039-0017 | 039-0017-9-0023 | 6.3877 | 0.00204 | 0.21913 | 0.22763 | 0.1802 |  | 1.6966 | 2.827 | 0.0011 | 0.0946 | 0.1056 | 0.077 |  | 0.748 | 2019 | 20 | 3 | 400 | -1 | 17 | 221112 | -75.8378 | 37.9942 | 242 | 125 | 160 |  | 2.6 | N | Distillate Fuel Oil | N | N | N | 9999 | N |  | Combustion Turbine | 2080 |  | 10745
1563_G_CRS4 | MD | 24039 | Crisfield Energy Center | Crisfield | 6414911 | 88023813 |  |  | 1563 | CRS4 | 039-0017 | 039-0017-9-0024 | 5.436 | 0.00176 | 0.18576 | 0.19376 | 0.1536 |  | 1.444 | 2.76 | 0.001 | 0.087 | 0.097 | 0.08 |  | 0.73 | 2019 | 20 | 3 | 400 | -1 | 17 | 221112 | -75.8378 | 37.9942 | 242 | 125 | 160 |  | 2.6 | N | Distillate Fuel Oil | N | N | N | 9999 | N |  | Combustion Turbine | 2080 |  | 10745
1580_G_7 | MD | 24041 | Easton Utilities - Washington Street | Easton | 6415311 | 88027313 |  |  | 1580 | 7 | 041-0029 | 041-0029-9-0023 | 0.406 | 0.0065 | 0.00705 | 0.00825 | 0.01075 |  | 0.00475 | 1.9883 | 0.03135 | 0.034595 | 0.040425 | 0.05225 |  | 0.027412 | 2019 | 37 | 3 | 475 | -1 | 74 | 221112 | -76.0784 | 38.7787 | 242 | 125 | 160 |  | 2 | N | Distillate Fuel Oil | N | N | N | 9999 | N |  | Combustion Turbine | 2080 |  | 13504
1580_G_8 | MD | 24041 | Easton Utilities - Washington Street | Easton | 6415311 | 88027413 |  |  | 1580 | 8 | 041-0029 | 041-0029-9-0024 | 0.3374 | 0.00525 | 0.005845 | 0.00686 | 0.00875 |  | 0.006741 | 1.0381 | 0.01645 | 0.018025 | 0.021105 | 0.0273 |  | 0.01631 | 2019 | 37 | 3 | 475 | -1 | 76 | 221112 | -76.0784 | 38.7787 | 242 | 125 | 160 |  | 2 | N | Distillate Fuel Oil | N | N | N | 9999 | N |  | Combustion Turbine | 2080 |  | 13504
1580_G_9 | MD | 24041 | Easton Utilities - Washington Street | Easton | 6415311 | 88027513 |  |  | 1580 | 9 | 041-0029 | 041-0029-9-0025 | 0.4445 | 0.007 | 0.0077 | 0.009 | 0.0115 |  | 0.00764 | 1.028 | 0.016 | 0.01788 | 0.02092 | 0.0268 |  | 0.01758 | 2019 | 30 | 2 | 800 | -1 | 100 | 221112 | -76.0784 | 38.7787 | 242 | 125 | 160 |  | 2.5 | N | Distillate Fuel Oil | N | N | N | 9999 | N |  | Combustion Turbine | 2080 |  | 13505
1580_G_10 | MD | 24041 | Easton Utilities - Washington Street | Easton | 6415311 | 88027613 |  |  | 1580 | 10 | 041-0029 | 041-0029-9-0026 | 0.5236 | 0.0084 | 0.0091 | 0.01064 | 0.01365 |  | 0.011567 | 1.3882 | 0.02205 | 0.02412 | 0.028215 | 0.03645 |  | 0.026928 | 2019 | 33 | 2.08 | 812 | -1 | 100 | 221112 | -76.0784 | 38.7787 | 242 | 125 | 160 |  | 3.5 | N | Distillate Fuel Oil | N | N | N | 9999 | N |  | Combustion Turbine | 2080 |  | 13503
1580_G_11 | MD | 24041 | Easton Utilities - Washington Street | Easton | 6415311 | 88027713 |  |  | 1580 | 11 | 041-0029 | 041-0029-9-0027 | 0.6936 | 0.01095 | 0.01206 | 0.0141 | 0.01815 |  | 0.010629 | 3.3834 | 0.0534 | 0.05886 | 0.06882 | 0.0888 |  | 0.046548 | 2019 | 33 | 2.08 | 758 | -1 | 100 | 221112 | -76.0784 | 38.7787 | 242 | 125 | 160 |  | 3.6 | N | Distillate Fuel Oil | N | N | N | 9999 | N |  | Combustion Turbine | 2080 |  | 13504
1580_G_12 | MD | 24041 | Easton Utilities - Washington Street | Easton | 6415311 | 88027813 |  |  | 1580 | 12 | 041-0029 | 041-0029-9-0028 | 0.9962 | 0.0156 | 0.01732 | 0.02026 | 0.0262 |  | 0.016454 | 1.7256 | 0.0272 | 0.03 | 0.03508 | 0.0452 |  | 0.034272 | 2019 | 32 | 2.25 | 726 | -1 | 100 | 221112 | -76.0784 | 38.7787 | 242 | 125 | 160 |  | 4.1 | N | Distillate Fuel Oil | N | N | N | 9999 | N |  | Combustion Turbine | 2080 |  | 13504
1580_G_13 | MD | 24041 | Easton Utilities - Washington Street | Easton | 6415311 | 88027913 |  |  | 1580 | 13 | 041-0029 | 041-0029-9-0029 | 4.218 | 0.0666 | 0.07338 | 0.0858 | 0.1107 |  | 0.058989 | 1.6321 | 0.04095 | 0.04518 | 0.052785 | 0.0684 |  | 0.074808 | 2019 | 34 | 2.42 | 831 | -1 | 100 | 221112 | -76.0784 | 38.7787 | 242 | 125 | 160 |  | 5.6 | N | Distillate Fuel Oil | N | N | N | 9999 | N |  | Combustion Turbine | 2080 |  | 13502
1580_G_14 | MD | 24041 | Easton Utilities - Washington Street | Easton | 6415311 | 88028013 |  |  | 1580 | 14 | 041-0029 | 041-0029-9-0030 | 2.26 | 0.0356 | 0.0393 | 0.04594 | 0.0594 |  | 0.030258 | 2.886 | 0.0285 | 0.0315 | 0.03685 | 0.0475 |  | 0.0689 | 2019 | 34 | 2.42 | 800 | -1 | 100 | 221112 | -76.0784 | 38.7787 | 242 | 125 | 160 |  | 5.6 | N | Distillate Fuel Oil | N | N | N | 9999 | N |  | Combustion Turbine | 2080 |  | 13504
1580_G_101 | MD | 24041 | Easton Utilities - Washington Street | Easton | 6415311 | 88028113 |  |  | 1580 | 101 | 041-0029 | 041-0029-9-0031 | 0.1515 | 0.0024 | 0.00263 | 0.00308 | 0.004 |  | 0.000424 | 0.5592 | 0.0088 | 0.00972 | 0.0114 | 0.0148 |  | 0.001336 | 2019 | 40 | 1.33 | 918 | -1 | 100 | 221112 | -76.0784 | 38.7787 | 242 | 125 | 160 |  | 1.5 | N | Distillate Fuel Oil | N | N | N | 9999 | N |  | Combustion Turbine | 2080 |  | 13502
1580_G_102 | MD | 24041 | Easton Utilities - Washington Street | Easton | 6415311 | 88028213 |  |  | 1580 | 102 | 041-0029 | 041-0029-9-0032 | 0.1859 | 0.0029 | 0.00324 | 0.00378 | 0.0049 |  | 0.001272 | 0.601 | 0.0095 | 0.01045 | 0.0122 | 0.016 |  | 0.008635 | 2019 | 40 | 1.33 | 918 | -1 | 100 | 221112 | -76.0784 | 38.7787 | 242 | 125 | 160 |  | 1.5 | N | Distillate Fuel Oil | N | N | N | 9999 | N |  | Combustion Turbine | 2080 |  | 13502
4257_G_203 | MD | 24041 | Easton Utilities - Airport Park | Easton 2 | 6415411 | 88028313 |  |  | 4257 | 203 | 041-0069 | 041-0069-4-0101 | 0.0545 | 0.01225 | 0.00235 | 0.017375 | 0.00125 |  | 0.0019525 | 0.09555 | 0.02135 | 0.003745 | 0.0301 | 0.0021 |  | 0.003423 | 2019 | 36 | 3.5 | 934 | -1 | 163 | 221112 | -76.07 | 38.7947 | 52 | 125 | 120 |  | 4.5 | N | Distillate Fuel Oil | N | N | N | 9999 | N |  | Combustion Turbine | 2080 |  | 13367
4257_G_204 | MD | 24041 | Easton Utilities - Airport Park | Easton 2 | 6415411 | 88028413 |  |  | 4257 | 204 | 041-0069 | 041-0069-4-0102 | 0.04815 | 0.01035 | 0.002175 | 0.021045 | 0.0009 |  | 0.0011655 | 0.1136 | 0.0244 | 0.00464 | 0.0492 | 0.002 |  | 0.002752 | 2019 | 36 | 3.5 | 894 | -1 | 213 | 221112 | -76.07 | 38.7947 | 52 | 125 | 120 |  | 4.5 | N | Distillate Fuel Oil | N | N | N | 9999 | N |  | Combustion Turbine | 2080 |  | 13382
4257_G_21 | MD | 24041 | Easton Utilities - Airport Park | Easton 2 | 6415411 | 88028513 |  |  | 4257 | 21 | 041-0069 | 041-0069-9-0033 | 0.8752 | 0.0138 | 0.01522 | 0.01568 | 0.023 |  | 0.003184 | 2.5141 | 0.0396 | 0.04374 | 0.04509 | 0.06615 |  | 0.025623 | 2019 | 70 | 3.25 | 682 | -1 | 100 | 221112 | -76.07 | 38.7947 | 242 | 125 | 160 |  | 6.2 | N | Distillate Fuel Oil | N | N | N | 9999 | N |  | Combustion Turbine | 2080 |  | 12656
4257_G_22 | MD | 24041 | Easton Utilities - Airport Park | Easton 2 | 6415411 | 88028613 |  |  | 4257 | 22 | 041-0069 | 041-0069-9-0034 | 0.8544 | 0.0134 | 0.01486 | 0.01532 | 0.0224 |  | 0.0051 | 2.234 | 0.0352 | 0.03884 | 0.04004 | 0.0588 |  | 0.04808 | 2019 | 70 | 3.25 | 682 | -1 | 80 | 221112 | -76.07 | 38.7947 | 242 | 125 | 160 |  | 6.2 | N | Distillate Fuel Oil | N | N | N | 9999 | N |  | Combustion Turbine | 2080 |  | 12656
4257_G_23 | MD | 24041 | Easton Utilities - Airport Park | Easton 2 | 6415411 | 88028713 |  |  | 4257 | 23 | 041-0069 | 041-0069-9-0035 | 1.2222 | 0.0129 | 0.00951 | 0.00951 | 0.0297 |  | 0.004209 | 4.3052 | 0.04545 | 0.034245 | 0.034245 | 0.1134 |  | 0.026505 | 2019 | 70 | 2.92 | 810 | -1 | 100 | 221112 | -76.07 | 38.7947 | 242 | 125 | 160 |  | 6.3 | N | Distillate Fuel Oil | N | N | N | 9999 | N |  | Combustion Turbine | 2080 |  | 12655
4257_G_24 | MD | 24041 | Easton Utilities - Airport Park | Easton 2 | 6415411 | 88028813 |  |  | 4257 | 24 | 041-0069 | 041-0069-9-0036 | 1.5691 | 0.01645 | 0.012075 | 0.012075 | 0.0371 |  | 0.005271 | 3.1856 | 0.03375 | 0.025605 | 0.025605 | 0.08685 |  | 0.019215 | 2019 | 70 | 2.92 | 810 | -1 | 100 | 221112 | -76.07 | 38.7947 | 242 | 125 | 160 |  | 6.3 | N | Distillate Fuel Oil | N | N | N | 9999 | N |  | Combustion Turbine | 2080 |  | 12656
4257_G_201 | MD | 24041 | Easton Utilities - Airport Park | Easton 2 | 6415411 | 88028913 |  |  | 4257 | 201 | 041-0069 | 041-0069-9-0037 | 0.197 | 0.003 | 0.003425 | 0.004 | 0.00625 |  | 0.000845 | 0.6655 | 0.01045 | 0.01155 | 0.01353 | 0.0209 |  | 0.0014465 | 2019 | 40 | 1.33 | 918 | -1 | 100 | 221112 | -76.07 | 38.7947 | 242 | 125 | 160 |  | 1.5 | N | Distillate Fuel Oil | N | N | N | 9999 | N |  | Combustion Turbine | 2080 |  | 12658
4257_G_202 | MD | 24041 | Easton Utilities - Airport Park | Easton 2 | 6415411 | 88029013 |  |  | 4257 | 202 | 041-0069 | 041-0069-9-0038 | 0.2212 | 0.0034 | 0.00386 | 0.0045 | 0.007 |  | 0.00227 | 0.5814 | 0.009 | 0.010125 | 0.011835 | 0.018 |  | 0.0051165 | 2019 | 40 | 1.33 | 918 | -1 | 100 | 221112 | -76.07 | 38.7947 | 242 | 125 | 160 |  | 1.5 | N | Distillate Fuel Oil | N | N | N | 9999 | N |  | Combustion Turbine | 2080 |  | 12658
56680_G_1 | MD | 24045 | Ingenco Wicomico Plant | Wicomico | 14533411 | 88041913 |  |  | 56680 | 1 | 045-0287 | 045-0287-9-0135 | 12.0797 | 0.73 | 0.38872 | 0.42888 | 7.7508 |  | 21.9766 | 10.4864 | 0.4453 | 0.99809 | 1.1096 | 0.033945 |  | 22.7304 | 2019 | 42 | 1.33 | 850 | -1 | 54 | 221118 | -75.63 | 38.3817 | 2820 | 125 | 160 |  | 0.3 | N | Landfill Gas | N | N | N | 9999 | N | 56680_G_3;56680_G_1;56680_G_2;56680_G_4;56680_G_6;56680_G_5 | Landfill Gas | 2080 |  | 13500
56680_G_7 | MD | 24045 | Ingenco Wicomico Plant | Wicomico | 14533411 | 88042013 |  |  | 56680 | 7 | 045-0287 | 045-0287-9-0136 | 12.0797 | 0.73 | 0.38872 | 0.42888 | 7.7508 |  | 21.9766 | 10.4864 | 0.4453 | 0.99809 | 1.1096 | 0.033945 |  | 22.7304 | 2019 | 42 | 1.33 | 850 | -1 | 54 | 221118 | -75.63 | 38.3817 | 2820 | 125 | 160 |  | 0.3 | N | Landfill Gas | N | N | N | 9999 | N | 56680_G_11;56680_G_7;56680_G_12;56680_G_10;56680_G_8;56680_G_9 | Landfill Gas | 2080 |  | 13500
56680_G_13 | MD | 24045 | Ingenco Wicomico Plant | Wicomico | 14533411 | 88042113 |  |  | 56680 | 13 | 045-0287 | 045-0287-9-0137 | 12.0797 | 0.73 | 0.38872 | 0.42888 | 7.7508 |  | 21.9766 | 10.4864 | 0.4453 | 0.99809 | 1.1096 | 0.033945 |  | 22.7304 | 2019 | 42 | 1.33 | 850 | -1 | 54 | 221118 | -75.63 | 38.3817 | 2820 | 125 | 160 |  | 0.3 | N | Landfill Gas | N | N | N | 9999 | N | 56680_G_17;56680_G_16;56680_G_14;56680_G_13;56680_G_18;56680_G_15 | Landfill Gas | 2080 |  | 13500
6565_G_5A | MD | 24047 | Berlin Town Power Plant | Berlin | 6572311 | 88042613 |  |  | 6565 | 5A | 047-0044 | 047-0044-9-0028 | 2.8454 | 0.17121 | 0.03978 | 0.04654 | 0.02847 |  | 0.03159 | 2.1109 | 0.12694 | 0.02948 | 0.03454 | 0.02112 |  | 0.01089 | 2019 | 50 | 2 | 600 | -1 | 25 | 221112 | -75.2178 | 38.3277 | 3600 | 125 | 160 |  | 2.5 | N | Distillate Fuel Oil | N | N | N | 9999 | N |  | Combustion Turbine | 2080 |  | 25000
6565_G_1A | MD | 24047 | Berlin Town Power Plant | Berlin | 6572311 | 88042713 |  |  | 6565 | 1A | 047-0044 | 047-0044-9-0029 | 1.9732 | 0.046545 | 0.11919 | 0.13934 | 0.046545 |  | 0.003915 | 1.5028 | 0.03542 | 0.090735 | 0.10615 | 0.03542 |  | 0.00529 | 2019 | 35 | 1.67 | 775 | -1 | 25 | 221112 | -75.2178 | 38.3277 | 1600 | 125 | 160 |  | 1.1 | N | Distillate Fuel Oil | N | N | N | 9999 | N |  | Combustion Turbine | 2080 |  | 25000
6565_G_2A | MD | 24047 | Berlin Town Power Plant |  | 6572311 | 88042813 |  |  |  |  | 047-0044 | 047-0044-9-0031 | 1.1154 | 0.05083 | 0.02041 | 0.02379 | 0.02548 |  | 0.01495 | 0.33616 | 0.015345 | 0.006105 | 0.00715 | 0.007645 |  | 0.005665 | 2019 | 37 | 1.5 | 850 | -1 | 100 | 221112 | -75.2178 | 38.3277 | 2830 | 125 | 160 |  |  |  |  | N | N | N |  | N |  |  | 2080
6565_G_3A | MD | 24047 | Berlin Town Power Plant |  | 6572311 | 88042913 |  |  |  |  | 047-0044 | 047-0044-9-0032 | 0 | 0 | 0 | 0 | 0 |  | 0 | [8 empty] | 37 | 1.5 | 850 | -1 | 100 | 221112 | -75.2178 | 38.3277 | 2830 | 125 | 160 |  |  |  |  | N | N | N |  | N |  |  | 2080
6565_G_4A | MD | 24047 | Berlin Town Power Plant | Berlin | 6572311 | 88043013 |  |  | 6565 | 4A | 047-0044 | 047-0044-9-0033 | 0.8469 | 0.015 | 0.0246 | 0.0288 | 0.0141 |  | 0.01485 | 0.62216 | 0.011 | 0.01804 | 0.02112 | 0.01034 |  | 0.01078 | 2019 | 37 | 1.5 | 850 | -1 | 100 | 221112 | -75.2178 | 38.3277 | 2830 | 125 | 160 |  | 1.8 | N | Distillate Fuel Oil | N | N | N | 9999 | N |  | Combustion Turbine | 2080 |  | 25000
10629_B_BLR1 | MD | 24510 | Wheelabrator Baltimore, LP | Wheelabrator Baltimore Refuse | 5857411 | 88072713 |  |  | 10629 | BLR1 | 510-1886 | 510-1886-2-0255 | 374.96 | 79.464 | 8.4472 | 8.6998 | 0.60028 |  | 27.864 | 307.5255 | 78.7545 | 20.3764 | 20.5994 |  |  | 28.638 | 2019 | 315 | 7 | 415 | -1 | 74 | 562213 | -76.6304 | 39.2699 | 625 | 103 | 270 |  | 20.4 | Y | MSW | N | Y | N | 9999 | N |  | Municipal Solid Waste | 2080 |  | 12756
10629_B_BLR2 | MD | 24510 | Wheelabrator Baltimore, LP | Wheelabrator Baltimore Refuse | 5857411 | 88072813 |  |  | 10629 | BLR2 | 510-1886 | 510-1886-2-0256 | 394.508 | 98.8425 | 8.1681 | 8.5991 | 0.50025 |  | 20.8725 | 305.4415 | 100.3275 | 9.2215 | 9.3999 | 1.3 |  | 19.551 | 2019 | 315 | 7 | 415 | -1 | 74 | 562213 | -76.6304 | 39.2699 | 625 | 103 | 270 |  | 20.4 | Y | MSW | N | Y | N | 9999 | N |  | Municipal Solid Waste | 2080 |  | 12756
10629_B_BLR3 | MD | 24510 | Wheelabrator Baltimore, LP | Wheelabrator Baltimore Refuse | 5857411 | 88072913 |  |  | 10629 | BLR3 | 510-1886 | 510-1886-2-0257 | 371.784 | 80.64 | 7.0751 | 7.6994 | 1.5994 |  | 24.864 | 310.752 | 149.068 | 10.2989 | 10.7004 | 0.49966 |  | 21.912 | 2019 | 315 | 7 | 415 | -1 | 74 | 562213 | -76.6304 | 39.2699 | 625 | 103 | 270 |  | 20.4 | Y | MSW | N | Y | N | 9999 | N |  | Municipal Solid Waste | 2080 |  | 12756
1557_G_GT1 | MD | 24510 | Constellation Energy Group - Philadelphia Road | Philadelphia | 6435511 | 88059913 |  |  | 1557 | GT1 | 510-0265 | 510-0265-4-0431 | 2.975 | 0.0375 | 0.0625 | 0.0625 | 0.0025 |  | 0.0175 | 2.527 | 0.019 | 0.05225 | 0.05225 | 0.0019 |  | 0.0152 | 2019 | 47 | 13.5 | 1000 | -1 | 48 | 221112 | -76.5636 | 39.2983 | 258 | 125 | 100 |  | 15.3 | N | Distillate Fuel Oil | N | N | N | 9999 | N |  | Combustion Turbine | 2080 |  | 18086
1557_G_GT2 | MD | 24510 | Constellation Energy Group - Philadelphia Road | Philadelphia | 6435511 | 88060013 |  |  | 1557 | GT2 | 510-0265 | 510-0265-4-0432 | 8.19 | 0.117 | 0.156 | 0.156 | 0.00585 |  | 0.04875 | 2.1165 | 0.017 | 0.04505 | 0.04505 | 0.0017 |  | 0.01275 | 2019 | 47 | 13.5 | 1000 | -1 | 48 | 221112 | -76.5636 | 39.2983 | 258 | 125 | 100 |  | 16 | N | Distillate Fuel Oil | N | N | N | 9999 | N |  | Combustion Turbine | 2080 |  | 18087
1557_G_GT3 | MD | 24510 | Constellation Energy Group - Philadelphia Road | Philadelphia | 6435511 | 88060113 |  |  | 1557 | GT3 | 510-0265 | 510-0265-4-0433 | 7.986 | 0.11 | 0.176 | 0.176 | 0.0066 |  | 0.0484 | 2.223 | 0.019 | 0.04845 | 0.04845 | 0.0019 |  | 0.0133 | 2019 | 47 | 13.5 | 1000 | -1 | 48 | 221112 | -76.5636 | 39.2983 | 258 | 125 | 100 |  | 14.8 | N | Distillate Fuel Oil | N | N | N | 9999 | N |  | Combustion Turbine | 2080 |  | 18086
1557_G_GT4 | MD | 24510 | Constellation Energy Group - Philadelphia Road | Philadelphia | 6435511 | 88060213 |  |  | 1557 | GT4 | 510-0265 | 510-0265-4-0434 | 7.581 | 0.095 | 0.152 | 0.152 | 0.0057 |  | 0.0456 | 1.729 | 0.013 | 0.03575 | 0.03575 | 0.0013 |  | 0.0104 | 2019 | 47 | 13.5 | 1000 | -1 | 48 | 221112 | -76.5636 | 39.2983 | 258 | 125 | 100 |  | 14.8 | N | Distillate Fuel Oil | N | N | N | 9999 | N |  | Combustion Turbine | 2080 |  | 18086
1560_G_GT5 | MD | 24510 | Constellation Energy Group - Westport |  | 6572611 | 88044713 | 1560 | CT5 |  |  | 510-0006 | 510-0006-5-0005 | 195.415 | 0.30005 | 3.3915 | 3.3915 | 1.0625 |  | 42.1175 | 134.478 | 0.1023 | 2.8086 | 2.8086 | 0.8928 |  | 34.875 | 2019 | 86 | 12 | 780 | -1 | 117 | 221112 | -76.6297 | 39.2661 | 1970 | 125 | 100 |  |  |  |  | Y | N | N |  | N |  |  | 2080 | 615.19
1553_B_3 | MD | 24510 | Constellaton Power - Gould Street Station |  | 8240111 | 94906113 | 1553 | 3 |  |  | 510-0007 | 510-0007-4-0536 | 20.604 | 0 | 0.876 | 0.876 | 0.636 |  | 9.804 | [8 empty] | 238 | 9.17 | 360 | -1 | 102 | 221112 | -76.6042 | 39.2665 | 1080 | 125 | 100 |  |  |  |  | Y | N | N |  | N | 1553_B_3;1553_G_3 |  | 2080 | 487.6
1599_G_3 | MA | 25001 | CANAL 3 GENERATING LLC | Canal | 18997011 | 137478113 | 1599 | 3 | 1599 | 3 | 1201180 | 2 | [7 empty] | 23.7578 | 0.8811 | 10.083 | 10.083 | 1.1544 | 8.704 | 2.7337 | 2019 | 250 | 25.33 | 442 | -1 | 97.6 | 221112 | -70.5094 | 41.7705 | 3470 | 125 | 120 |  | 330 | N | Natural Gas, Distillate Fuel Oil | Y | N | N | 9999 | N |  | Combustion Turbine |  | 119.77 | 10745
1599_B_1 | MA | 25001 | CANAL GENERATING LLC | Canal | 7718511 | 87718513 | 1599 | 1 | 1599 | 1 | 1200054 | 1 | 5.957 | 24.991 | 0.73402 | 0.74058 | 0.36542 | 0.38416 | 2.4001 | 12 | 59 | 17.5409 | 23.0471 | 0.8275 | 0.0119 | 5.5158 | 2019 | 498 | 18 | 312 | -1 | 73 | 221112 | -70.5091 | 41.7698 | 5080 | 125 | 100 | 128&139 | 560 | N | Residual Fuel Oil | Y | N | N | 9999 | N |  | O/G Steam |  | 84.76 | 10400
1599_B_2 | MA | 25001 | CANAL GENERATING LLC | Canal | 7718511 | 87718813 | 1599 | 2 | 1599 | 2 | 1200054 | 4 | 23.911 | 12.912 | 2.6401 | 2.6637 | 1.3144 | 1.3818 | 8.6329 | 15.2 | 24.2 | 3.5345 | 4.6345 | 0.5454 | 0.55857 | 5.4126 | 2019 | 498 | 18 | 365 | -1 | 93 | 221112 | -70.5091 | 41.7698 | 5970 | 125 | 100 | 128&140 | 553 | N | Natural Gas, Residual Fuel Oil | Y | N | N | 9999 | N |  | O/G Steam |  | 236.16 | 11516
1643_G_WOOD | MA | 25003 | ESSENTIAL POWER MASS LLC WOODLAND RD STA | Woodland Road | 5175711 | 87642313 | 1643 | 10 | 1643 | WOOD | 1170166 | 1 | 0.8 | 0.014 | [5 empty] | 0.8 | 0.0013 | 0.01 | 0.01 |  |  |  | 2019 | 30 | 11 | 740 | -1 | 80 | 221112 | -73.2346 | 42.3362 | 230 | 125 | 160 |  | 15.8 | N | Distillate Fuel Oil | Y | N | N | 9999 | N |  | Combustion Turbine |  | 20.33 | 14208
1631_G_DORE | MA | 25003 | ESSENTIAL POWER MASS LLC DOREEN ST STA | Doreen | 5175811 | 87597913 | 1631 | 10 | 1631 | DORE | 1170167 | 1 | 1.12 | 0.0023 | [5 empty] | 0.84 | 0.0017 | 0.0012 | 0.0012 |  |  |  | 2019 | 30 | 11 | 740 | -1 | 80 | 221112 | -73.2057 | 42.4431 | 230 | 125 | 160 |  | 15.8 | N | Distillate Fuel Oil | Y | N | N | 9999 | N |  | Combustion Turbine |  | 12.69 | 14700
50002_G_GEN1 | MA | 25003 | PITTSFIELD GENERATING COMPANY LP | Pittsfield Generating LP | 7220511 | 87515113 | 50002 | 1 | 50002 | GEN1 | 1170006 | 1 | 5.652 | 0.08 | 0.82417 | 0.82417 | 0.7227 |  | 1.5965 | 2.208 | 0.0275 | 0.40495 | 0.40495 | 0.096 | 0.854 | 1.379 | 2019 | 208 | 12 | 272 | -1 | 48 | 221112 | -73.221 | 42.456 | 430 | 125 | 120 | 139&212 | 35.2 | Y | Natural Gas, Distillate Fuel Oil | Y | N | N | 9999 | N |  | Combined Cycle |  | 1633.6296 | 9037
50002_G_GEN4 | MA | 25003 | PITTSFIELD GENERATING COMPANY LP | Pittsfield Generating LP | 7220511 | 87515213 |  |  | 50002 | GEN4 | 1170006 | 30 | [7 empty] | 1.79 | 0.011 | 0.078 | 0.078 | 0.1 | 0.06 | 1.5 | 2019 | 65.5 | 1.5 | 285 | -1 | 50 | 221112 | -73.221 | 42.456 | 8.4 | 125 | 100 |  | 45.8 | Y | Natural Gas, Distillate Fuel Oil | N | Y | N | 9999 | N |  | Combined Cycle |  |  | 9037
50002_G_GEN2 | MA | 25003 | PITTSFIELD GENERATING COMPANY LP | Pittsfield Generating LP | 7220511 | 87515313 | 50002 | 2 | 50002 | GEN2 | 1170006 | 2 | 6.039 | 0.095 | 0.97839 | 0.97839 | 0.3759 |  | 1.269 | 2.38 | 0.029 | 0.41564 | 0.41564 | 0.011 | 0.854 | 1.131 | 2019 | 208 | 12 | 272 | -1 | 48 | 221112 | -73.221 | 42.456 | 430 | 125 | 120 | 139&212 | 35.2 | Y | Natural Gas, Distillate Fuel Oil | Y | N | N | 9999 | N |  | Combined Cycle |  | 1744.0199 | 9037
50002_G_GEN3 | MA | 25003 | PITTSFIELD GENERATING COMPANY LP | Pittsfield Generating LP | 7220511 | 87515413 | 50002 | 3 | 50002 | GEN3 | 1170006 | 3 | 5.333 | 0.098 | 0.98484 | 0.98484 | 0.5368 |  | 1.929 | 2.506 | 0.0285 | 0.4203 | 0.4203 | 0.532 | 0.767 | 0.964 | 2019 | 208 | 12 | 272 | -1 | 48 | 221112 | -73.221 | 42.456 | 430 | 125 | 120 | 139&212 | 35.2 | Y | Natural Gas, Distillate Fuel Oil | Y | N | N | 9999 | N |  | Combined Cycle |  | 1734.09 | 9037
52026_G_GEN3 | MA | 25005 | DARTMOUTH POWER ASSOCATES | Dartmouth Power Associates LP | 5057311 | 25269613 | 52026 | 2 | 52026 | GEN3 | 1200025 | 14 | 0.803 | 0.079 | 0.66614 | 0.66614 | 0.093 | 0.253 | 0.387 | 0.4001 | 0.0201 | 0.61069 | 0.61069 | 0.0875 | 0.1709 | 0.4122 | 2019 | 80 | 10 | 812 | -1 | 71.5 | 221112 | -70.999 | 41.673 | 267 | 125 | 120 | 109&139&213 | 19.6 | N | Natural Gas, Distillate Fuel Oil | Y | N | N | 9999 | N |  | Combustion Turbine |  | 692.6396 | 14217
52026_G_GEN2 | MA | 25005 | DARTMOUTH POWER ASSOCATES | Dartmouth Power Associates LP | 5057311 | 87522313 | 52026 | 1 | 52026 | GEN2 | 1200025 | 1 | 12.176 | 0.224 | 3.7257 | 3.7257 | 1.734 | 1.022 | 9.39 | 6.1001 | 0.1223 | 1.2637 | 1.2637 | 0.6114 | 0.3889 | 3.5041 | 2019 | 168 | 11.8 | 258 | -1 | 45.8 | 221112 | -70.999 | 41.673 | 656 | 125 | 140 | 139&213 | 27 | N | Natural Gas, Distillate Fuel Oil | Y | N | N | 9999 | N | 52026_G_GEN2;52026_G_GEN1 | Combined Cycle |  | 1741.8289 | 9190
1619_B_2 | MA | 25005 | BRAYTON POINT ENERGY LLC |  | 5058411 | 87339613 | 1619 | 2 |  |  | 1200061 | 2 | 425.326 | 190.022 | 52.1484 | 69.2749 | 5.0224 |  | 41.7573 | [8 empty] | 352.8 | 14.5 | 230 | -1 | 67.1 | 221112 | -71.1924 | 41.71 | 2250 | 125 | 100 | 127&128&48 |  |  |  | Y | N | N |  | N |  |  |  | 2605.75
1619_B_4 | MA | 25005 | BRAYTON POINT ENERGY LLC |  | 5058411 | 87339713 | 1619 | 4 |  |  | 1200061 | 4 | 23.024 | 18.27 | 1.9047 | 1.9057 | 3.26 |  | 31.54 | [8 empty] | 500.5 | 18.5 | 318 | -1 | 71.3 | 221112 | -71.1924 | 41.71 | 4800 | 125 | 100 | 128 |  |  |  | Y | N | N |  | N |  |  |  | 358.25
1619_B_1 | MA | 25005 | BRAYTON POINT ENERGY LLC |  | 5058411 | 87340713 | 1619 | 1 |  |  | 1200061 | 1 | 338.253 | 461.632 | 143.6884 | 190.8784 | 13.8386 |  | 115.0568 | [8 empty] | 352.8 | 14.5 | 230 | -1 | 67.1 | 221112 | -71.1924 | 41.71 | 2250 | 125 | 100 | 119&127&128&139&48 |  |  |  | Y | N | N |  | N |  |  |  | 5988
1619_B_3 | MA | 25005 | BRAYTON POINT ENERGY LLC |  | 5058411 | 87340813 | 1619 | 3 |  |  | 1200061 | 3 | 172.871 | 205.93 | 86.3418 | 112.7482 | 7.7441 |  | 64.3855 | [8 empty] | 352.8 | 19.5 | 270 | -1 | 81.75 | 221112 | -71.1924 | 41.71 | 5660 | 125 | 100 | 119&127&128&139&48 |  |  |  | Y | N | N |  | N |  |  |  | 1480.75
1682_G_CA9 | MA | 25005 | TAUNTON MUNICIPAL LIGHT PLANT | Cleary Flood Hybrid | 5058811 | 87718113 | 1682 | 9; | 1682 | CA9 | 1200067 | 3 | 68.632 | 0.484 | 2.659 | 2.7734 | 2.7274 | 1.6912 | 6.26 | 15.03 | 0.19 | 0.57093 | 0.58673 | 0.6035 |  | 2.32 | 2019 | 187 | 10 | 475 | -1 | 85 | 221112 | -71.106 | 41.8652 | 1030 | 125 | 100 |  | 87 | N | Natural Gas, Distillate Fuel Oil | Y | N | N | 9999 | N |  | Combined Cycle |  | 1336.2804 | 10941
1682_B_8 | MA | 25005 | TAUNTON MUNICIPAL LIGHT PLANT |  | 5058811 | 87718213 | 1682 | 8 |  |  | 1200067 | 5 | 2.074 | 4.207 | 1.2815 | 1.6834 | 0.1503 | 0.1631 | 0.66 | 0.5 | 0.9 | 0.060544 | 0.079344 | 0.0097 |  | 0.03 | 2019 | 187 | 6.8 | 275 | -1 | 42.68 | 221112 | -71.106 | 41.8652 | 398 | 125 | 100 |  |  |  |  | Y | N | N |  | N |  |  |  | 84.91
1682_G_9A | MA | 25005 | TAUNTON MUNICIPAL LIGHT PLANT | Cleary Flood Hybrid | 5058811 | 87718413 |  | 9; | 1682 | 9A;9A | 1200067 | 4 | [7 empty] | 15.77 | 0.11 | 0.26182 | 0.26232 | 0.1551 |  | 1.52 | 2019 | 187 | 10 | 475 | -1 | 85 | 221112 | -71.106 | 41.8652 | 300 | 125 | 120 |  | 18 | N | Natural Gas, Distillate Fuel Oil | Y | N | N | 9999 | N |  | Combined Cycle |  |  | 10941
55589_G_3 | MA | 25005 | GAS RECOVERY SERVICES | GRS Fall River | 6119111 | 87623713 |  |  | 55589 | 3 | 1200533 | 1 | [7 empty] | 22.45 | 5.048 | 7.78 | 7.78 | 9.72 |  | 42.63 | 2019 | 36 | 3.5 | 920 | -1 | 200 | 221118 | -71.1065 | 41.7487 | 77 | 125 | 120 |  | 4.4 | N | Landfill Gas | N | N | N | 9999 | N |  | Landfill Gas |  |  | 19488
55093_G_UNT3 | MA | 25005 | MM TAUNTON ENERGY LLC | MM Taunton Energy | 6622811 | 102337413 |  |  | 55093 | UNT3 | 1200217 | 5 | [7 empty] | 4.679 | 0.0743 | 3.7374 | 3.7374 | 0.6806 |  | 24.0873 | 2019 | 28 | 0.9 | 950 | -1 | 230 | 221118 | -71.0865 | 41.923 | 10.6 | 125 | 160 |  | 0.9 | N | Landfill Gas | N | N | N | 9999 | N |  | Landfill Gas |  |  | 13500
55093_G_UNT4 | MA | 25005 | MM TAUNTON ENERGY LLC | MM Taunton Energy | 6622811 | 102337513 |  |  | 55093 | UNT4 | 1200217 | 6 | [7 empty] | 5.4043 | 0.4236 | 4.2636 | 4.2636 | 0.7057 |  | 25.1711 | 2019 | 28 | 0.9 | 950 | -1 | 230 | 221118 | -71.0865 | 41.923 | 10.6 | 125 | 160 |  | 0.9 | N | Landfill Gas | N | N | N | 9999 | N |  | Landfill Gas |  |  | 13500
55093_G_UNT1 | MA | 25005 | MM TAUNTON ENERGY LLC | MM Taunton Energy | 6622811 | 87650813 |  |  | 55093 | UNT1 | 1200217 | 1 | [7 empty] | 0.5644 | 0.0501 | 0.3842 | 0.3842 | 0.2805 |  | 2.805 | 2019 | 28 | 0.9 | 950 | -1 | 230 | 221118 | -71.0865 | 41.923 | 10.6 | 125 | 160 |  | 0.9 | N | Landfill Gas | N | N | N | 9999 | N |  | Landfill Gas |  |  | 13500
55093_G_UNT2 | MA | 25005 | MM TAUNTON ENERGY LLC | MM Taunton Energy | 6622811 | 87650913 |  |  | 55093 | UNT2 | 1200217 | 2 | [7 empty] | 1.875 | 0.0845 | 1.276 | 1.276 | 0.9319 |  | 9.319 | 2019 | 28 | 0.9 | 950 | -1 | 230 | 221118 | -71.0865 | 41.923 | 10.6 | 125 | 160 |  | 0.9 | N | Landfill Gas | N | N | N | 9999 | N |  | Landfill Gas |  |  | 13500
55026_G_UNT1 | MA | 25005 | DIGHTON POWER | Dighton Power Plant | 6624211 | 87454013 | 55026 | 1 | 55026 | UNT1 | 1200276 | 1 | 28.567 | 1.419 | 12.16 | 12.16 | 13.7874 | 8.5373 | 1.3334 | 15.3 | 0.6 | 3.7334 | 3.7334 | 4.2922 | 3.0947 | 0.7582 | 2019 | 150 | 17 | 200 | -1 | 56.5 | 221112 | -71.1244 | 41.8313 | 1420 | 125 | 140 | 109&139 | 163.3 | N | Natural Gas | Y | N | N | 9999 | N |  | Combined Cycle |  | 4197.0493 | 7881
1597_G_UN1 | MA | 25007 | VINEYARD RELIABILITY LLC OAK BLUFFS | Oak Bluffs Diesel Generating Facility | 5238711 | 87806113 |  |  | 1597 | UN1 | 1200352 | 1 | [7 empty] | 14.8191 | 0.974 | 0.36946 | 0.36946 | 1.2096 |  | 0.9569 | 2019 | 17.5 | 3.5 | 760 | -1 | 35 | 221112 | -70.6084 | 41.4263 | 29 | 125 | 160 |  | 2.8 | N | Distillate Fuel Oil | N | N | N | 9999 | N |  | Combustion Turbine |  |  | 10759
1597_G_UN2 | MA | 25007 | VINEYARD RELIABILITY LLC OAK BLUFFS | Oak Bluffs Diesel Generating Facility | 5238711 | 87806213 |  |  | 1597 | UN2 | 1200352 | 2 | [7 empty] | 4.1018 | 0.2696 | 0.10229 | 0.10229 | 0.3348 |  | 0.2648 | 2019 | 17.5 | 3.5 | 760 | -1 | 35 | 221112 | -70.6084 | 41.4263 | 29 | 125 | 160 |  | 2.8 | N | Distillate Fuel Oil | N | N | N | 9999 | N |  | Combustion Turbine |  |  | 10755
1597_G_UN3 | MA | 25007 | VINEYARD RELIABILITY LLC OAK BLUFFS | Oak Bluffs Diesel Generating Facility | 5238711 | 87806313 |  |  | 1597 | UN3 | 1200352 | 3 | [7 empty] | 0.7622 | 0.0501 | 0.019038 | 0.019038 | 0.0622 |  | 0.0492 | 2019 | 17.5 | 3.5 | 760 | -1 | 35 | 221112 | -70.6084 | 41.4263 | 29 | 125 | 160 |  | 2.8 | N | Distillate Fuel Oil | N | N | N | 9999 | N |  | Combustion Turbine |  |  | 10755
6049_G_UN1 | MA | 25007 | VINEYARD RELIABILITY W TISBURY | West Tisbury Generating Facility | 5239211 | 87594513 |  |  | 6049 | UN1 | 1200902 | 1 | [7 empty] | 0.9827 | 0.0646 | 0.024523 | 0.024523 | 0.0802 |  | 0.0635 | 2019 | 17.5 | 3.5 | 760 | -1 | 35 | 221112 | -70.6201 | 41.3925 | 29 | 125 | 160 |  | 2.8 | N | Distillate Fuel Oil | N | N | N | 9999 | N |  | Combustion Turbine |  |  | 12153
6049_G_UN2 | MA | 25007 | VINEYARD RELIABILITY W TISBURY | West Tisbury Generating Facility | 5239211 | 87594613 |  |  | 6049 | UN2 | 1200902 | 2 | [7 empty] | 13.7543 | 0.904 | 0.3429 | 0.3429 | 1.1227 |  | 0.8881 | 2019 | 17.5 | 3.5 | 760 | -1 | 35 | 221112 | -70.6201 | 41.3925 | 29 | 125 | 160 |  | 2.8 | N | Distillate Fuel Oil | N | N | N | 9999 | N |  | Combustion Turbine |  |  | 12186
60903_G_1 | MA | 25009 | FOOTPRINT POWER SALEM HARBOR DEVELOPMENT | Salem Harbor Station NGCC | 18810911 | 134114713 | 60903 | 1 | 60903 | 1 | 1193733 | 1 | [7 empty] | 8 | 0.6493 | 1.9694 | 1.9694 | 0.7763 | 0.4825 | 2.071 | 2019 | 230 | 20 | 195 | -1 | 47.4 | 221112 | -70.8754 | 42.5262 | 2450 | 125 | 120 |  | 134.5 | N | Natural Gas | Y | N | N | 9999 | N |  | Combined Cycle |  | 1244.2197 | 7050
60903_G_2 | MA | 25009 | FOOTPRINT POWER SALEM HARBOR DEVELOPMENT | Salem Harbor Station NGCC | 18810911 | 135592913 | 60903 | 2 | 60903 | 2 | 1193733 | 7 | [7 empty] | 8.1 | 0.5313 | 1.6116 | 1.6116 | 0.6578 | 0.6938 | 1.754 | 2019 | 230 | 20 | 195 | -1 | 47.4 | 221112 | -70.8754 | 42.5262 | 2450 | 125 | 120 |  | 134.2 | N | Natural Gas | Y | N | N | 9999 | N |  | Combined Cycle |  | 1004.2699 | 7050
1678_G_2 | MA | 25009 | PEABODY MUNICIPAL LIGHT PLANT | Waters River | 5090111 | 87331513 | 1678 | 2 | 1678 | 2 | 1190015 | 2 | 0.421 | 0.0358 | 0.14377 | 0.14377 | 0.05 | 0.0898 | 1.64 | 3.3 | 0.0059 | 0.02692 | 0.02692 | 0.0121 | 0.219 | 0.149 | 2019 | 60.4 | 14.5 | 825 | -1 | 65 | 221112 | -70.9273 | 42.5416 | 486 | 125 | 120 | 109&213 | 30.5 | N | Natural Gas, Distillate Fuel Oil | Y | N | N | 9999 | N |  | Combustion Turbine |  | 3.45 | 12572
1678_G_1 | MA | 25009 | PEABODY MUNICIPAL LIGHT PLANT | Waters River | 5090111 | 87331613 | 1678 | 1 | 1678 | 1 | 1190015 | 1 | 19.369 | 0.0286 | 0.11272 | 0.11272 | 0.0373 | 0.0748 | 5.444 | 3.2 | 0.0049 | 0.024571 | 0.024571 | 0.0124 | 0.0863 | 1.242 | 2019 | 31 | 12.17 | 820 | -1 | 100 | 221112 | -70.9273 | 42.5416 | 322 | 125 | 120 |  | 16.1 | N | Natural Gas, Distillate Fuel Oil | Y | N | N | 9999 | N |  | Combustion Turbine |  | 342.4001 | 12572
1670_G_11 | MA | 25009 | IPSWICH MUNICIPAL LIGHT | High Street Station | 6521911 | 18016113 |  |  | 1670 | 11 | 1190766 | 10 | [7 empty] | 0.0209 | 0.0002 | 0.00028956 | 0.00028956 | 0.0009 | 0.0007 | 0.0028 | 2019 | 60 | 1.9 | 600 | -1 | 80 | 221112 | -70.8696 | 42.6985 | 13.4 | 125 | 160 |  | 1.2 | N | Natural Gas, Distillate Fuel Oil | N | N | N | 9999 | N |  | Combustion Turbine |  |  | 11119
1670_G_12 | MA | 25009 | IPSWICH MUNICIPAL LIGHT | High Street Station | 6521911 | 18016213 |  |  | 1670 | 12 | 1190766 | 11 | [7 empty] | 0.0208 | 0.0002 | 0.00028956 | 0.00028956 | 0.0009 | 0.0007 | 0.0028 | 2019 | 30 | 11 | 600 | -1 | 80 | 221112 | -70.8696 | 42.6985 | 13.4 | 125 | 160 |  | 1.2 | N | Natural Gas, Distillate Fuel Oil | N | N | N | 9999 | N |  | Combustion Turbine |  |  | 11119
1670_G_1 | MA | 25009 | IPSWICH MUNICIPAL LIGHT | High Street Station | 6521911 | 87725013 |  |  | 1670 | 1 | 1190766 | 1 | [7 empty] | 0.0294 | 0.0003 | 0.00028956 | 0.00028956 | 0.0013 | 0.0001 | 0.0038 | 2019 | 50 | 2 | 600 | -1 | 80 | 221112 | -70.8696 | 42.6985 | 13.4 | 125 | 160 |  | 1.2 | N | Natural Gas, Distillate Fuel Oil | N | N | N | 9999 | N |  | Combustion Turbine |  |  | 12209
1670_G_2 | MA | 25009 | IPSWICH MUNICIPAL LIGHT | High Street Station | 6521911 | 87725113 |  |  | 1670 | 2 | 1190766 | 2 | [7 empty] | 0.0255 | 0.0002 | 0.00028956 | 0.00028956 | 0.0012 | 0.0007 | 0.0033 | 2019 | 50 | 1.6 | 450 | -1 | 100 | 221112 | -70.8696 | 42.6985 | 14.4 | 125 | 160 |  | 1.3 | N | Natural Gas, Distillate Fuel Oil | N | N | N | 9999 | N |  | Combustion Turbine |  |  | 11144
1670_G_6 | MA | 25009 | IPSWICH MUNICIPAL LIGHT | High Street Station | 6521911 | 87725413 |  |  | 1670 | 6 | 1190766 | 5 | [7 empty] | 0.025 | 0.0002 | 0.00028956 | 0.00028956 | 0.0012 | 0.0012 | 0.0033 | 2019 | 50 | 1.6 | 450 | -1 | 100 | 221112 | -70.8696 | 42.6985 | 12.1 | 125 | 160 |  | 1.2 | N | Natural Gas, Distillate Fuel Oil | N | N | N | 9999 | N |  | Combustion Turbine |  |  | 11119
1670_G_7 | MA | 25009 | IPSWICH MUNICIPAL LIGHT | High Street Station | 6521911 | 87725513 |  |  | 1670 | 7 | 1190766 | 6 | [7 empty] | 0.0686 | 0.0045 | 0.0017209 | 0.0017209 | 0.0056 | 0.0028 | 0.0044 | 2019 | 45 | 1.6 | 450 | -1 | 100 | 221112 | -70.8696 | 42.6985 | 14.4 | 125 | 160 |  | 1.3 | N | Distillate Fuel Oil | N | N | N | 9999 | N |  | Combustion Turbine |  |  | 11132
1670_G_9 | MA | 25009 | IPSWICH MUNICIPAL LIGHT | High Street Station | 6521911 | 87725713 |  |  | 1670 | 9 | 1190766 | 8 | [7 empty] | 0.0228 | 0.0002 | 0.00028956 | 0.00028956 | 0.001 | 0.0007 | 0.003 | 2019 | 50 | 1.6 | 450 | -1 | 100 | 221112 | -70.8696 | 42.6985 | 14.4 | 125 | 160 |  | 1.3 | N | Natural Gas, Distillate Fuel Oil | N | N | N | 9999 | N |  | Combustion Turbine |  |  | 11132
1670_G_10 | MA | 25009 | IPSWICH MUNICIPAL LIGHT | High Street Station | 6521911 | 87725813 |  |  | 1670 | 10 | 1190766 | 9 | [7 empty] | 0.0224 | 0.0002 | 0.00028956 | 0.00028956 | 0.0011 | 0.0007 | 0.0029 | 2019 | 60 | 1.6 | 450 | -1 | 80 | 221112 | -70.8696 | 42.6985 | 13.4 | 125 | 160 |  | 1.2 | N | Natural Gas, Distillate Fuel Oil | N | N | N | 9999 | N |  | Combustion Turbine |  |  | 11119
6586_G_1 | MA | 25009 | MARBLEHEAD MUNICIPAL WILKINS | Wilkins Station | 6523111 | 87588913 |  |  | 6586 | 1 | 1190976 | 1 | [7 empty] | 0.1178 | 0.0077 | 0.0029041 | 0.0029041 | 0.0096 | 0.0006 | 0.0042 | 2019 | 45.1 | 2.5 | 740 | -1 | 40 | 221112 | -70.8579 | 42.5133 | 29 | 125 | 160 |  | 2.5 | N | Distillate Fuel Oil | N | N | N | 9999 | N |  | Combustion Turbine |  |  | 11617
6586_G_2 | MA | 25009 | MARBLEHEAD MUNICIPAL WILKINS | Wilkins Station | 6523111 | 87589013 |  |  | 6586 | 2 | 1190976 | 2 | [7 empty] | 0.1178 | 0.0077 | 0.0029041 | 0.0029041 | 0.0096 | 0.0006 | 0.0042 | 2019 | 45.5 | 2.5 | 740 | -1 | 40 | 221112 | -70.8579 | 42.5133 | 29 | 125 | 160 |  | 2.5 | N | Distillate Fuel Oil | N | N | N | 9999 | N |  | Combustion Turbine |  |  | 11707
50877_B_B2 | MA | 25009 | WHEELABRATOR NORTH ANDOVER INCORPORATED | Wheelabrator North Andover | 7947211 | 87603913 |  |  | 50877 | B2 | 1210261 | 2 | [7 empty] | 428.6638 | 23.3226 | 6.445 | 6.445 | 2.1353 | 0.911 | 5.1939 | 2019 | 230 | 7 | 305 | -1 | 82.5 | 562213 | -71.1217 | 42.7263 | 62.5 | 103 | 270 |  | 15 | N | MSW | N | Y | N | 9999 | N |  | Municipal Solid Waste |  |  | 19292
50877_B_B1 | MA | 25009 | WHEELABRATOR NORTH ANDOVER INCORPORATED | Wheelabrator North Andover | 7947211 | 87604013 |  |  | 50877 | B1 | 1210261 | 1 | [7 empty] | 386.2739 | 58.2857 | 1.7234 | 1.7234 | 2.1758 | 1.5452 | 8.1384 | 2019 | 230 | 7 | 305 | -1 | 82.5 | 562213 | -71.1217 | 42.7263 | 62.5 | 103 | 270 | 127&140&202&207 | 15 | N | MSW | N | Y | N | 9999 | N |  | Municipal Solid Waste |  |  | 19292
50661_B_B | MA | 25009 | COVANTA HAVERHILL INCORPORATED | Covanta Haverhill | 8142011 | 87581613 |  |  | 50661 | B | 1210007 | 2 | [7 empty] | 481.0045 | 53.7218 | 5.1642 | 5.1642 | 3.2208 |  | 23.9062 | 2019 | 288 | 7.8 | 300 | -1 | 70.5 | 562212 | -71.124 | 42.7654 | 68.8 | 103 | 270 |  | 21.4 | N | MSW | N | Y | N | 9999 | N |  | Municipal Solid Waste |  |  | 16454
50661_B_A | MA | 25009 | COVANTA HAVERHILL INCORPORATED | Covanta Haverhill | 8142011 | 87581713 |  |  | 50661 | A | 1210007 | 1 | [7 empty] | 507.3832 | 49.8109 | 5.0783 | 5.0783 | 3.228 |  | 22.0859 | 2019 | 288 | 7.8 | 300 | -1 | 71 | 562212 | -71.124 | 42.7654 | 68.8 | 103 | 270 | 127&140&207&67 | 21.4 | N | MSW | N | Y | N | 9999 | N |  | Municipal Solid Waste |  |  | 16454
50880_B_UNIT1 | MA | 25009 | WHEELABRATOR SAUGUS INC | Wheelabrator Saugus | 8167211 | 87371013 |  |  | 50880 | UNIT1 | 1197654 | 1 | [7 empty] | 284.9354 | 15.9148 | 10.1647 | 10.3488 | 1.9942 | 0.8433 | 39.848 | 2019 | 286 | 7.1 | 305 | -1 | 82.5 | 562213 | -70.9802 | 42.4475 | 62.5 | 103 | 270 |  | 16 | N | MSW | N | Y | N | 9999 | N |  | Municipal Solid Waste |  |  | 18912
50880_B_UNIT2 | MA | 25009 | WHEELABRATOR SAUGUS INC | Wheelabrator Saugus | 8167211 | 87371113 |  |  | 50880 | UNIT2 | 1197654 | 2 | [7 empty] | 293.1179 | 17.3217 | 7.3533 | 7.5317 | 1.9199 | 0.7107 | 37.776 | 2019 | 286 | 7.1 | 305 | -1 | 82.5 | 562213 | -70.9802 | 42.4475 | 62.5 | 103 | 270 |  | 16 | N | MSW | N | Y | N | 9999 | N |  | Municipal Solid Waste |  |  | 18912
7396_G_1 | MA | 25013 | CHICOPEE ELECTRIC LIGHT | Front Street | 5920611 | 87848413 |  |  | 7396 | 1 | 0420232 | 1 | [7 empty] | 0.3945 | 0.0439 | 0.005593 | 0.005593 | 0.0545 | 0.0032 | 0.0749 | 2019 | 57.6 | 2.7 | 450 | -1 | 65 | 221112 | -72.5903 | 42.1481 | 27.8 | 125 | 160 | 109 | 2.8 | N | Distillate Fuel Oil | N | N | N | 9999 | N |  | Combustion Turbine |  |  | 10745
7396_G_2 | MA | 25013 | CHICOPEE ELECTRIC LIGHT | Front Street | 5920611 | 87848513 |  |  | 7396 | 2 | 0420232 | 2 | [7 empty] | 0.4446 | 0.0442 | 0.0062384 | 0.0062384 | 0.0549 | 0.0032 | 0.061 | 2019 | 57.6 | 2.7 | 450 | -1 | 65 | 221112 | -72.5903 | 42.1481 | 27.8 | 125 | 160 |  | 2.8 | N | Distillate Fuel Oil | N | N | N | 9999 | N |  | Combustion Turbine |  |  | 10745
7396_G_3 | MA | 25013 | CHICOPEE ELECTRIC LIGHT | Front Street | 5920611 | 87848613 |  |  | 7396 | 3 | 0420232 | 3 | [7 empty] | 0.4201 | 0.0439 | 0.0074215 | 0.0074215 | 0.0545 | 0.0032 | 0.0763 | 2019 | 57.6 | 2.7 | 450 | -1 | 65 | 221112 | -72.5903 | 42.1481 | 27.8 | 125 | 160 |  | 2.8 | N | Distillate Fuel Oil | N | N | N | 9999 | N |  | Combustion Turbine |  |  | 10745
6081_G_1 | MA | 25013 | STONY BROOK ENERGY CENTER | Stony Brook | 5979211 | 87355513 | 6081 | 004 | 6081 | 1 | 0420001 | 4 | 12.419 | 2.6373 | 0.11996 | 0.12746 | 0.0118 | 1.4071 | 0.0947 | 5.6825 | 1.245 | 0.47236 | 0.47236 | 1.5461 | 0.2799 | 4.0769 | 2017 | 120 | 14.2 | 664 | -1 | 36.05 | 221112 | -72.5106 | 42.1977 | 952 | 125 | 120 | 213&75 | 65 | N | Distillate Fuel Oil | Y | N | N | 9999 | N |  | Combustion Turbine |  | 26 | 19139
6081_G_2 | MA | 25013 | STONY BROOK ENERGY CENTER | Stony Brook | 5979211 | 87355613 | 6081 | 005 | 6081 | 2 | 0420001 | 5 | 18.533 | 2.4889 | 0.11325 | 0.12025 | 0.0111 | 1.3279 | 0.0894 | 4.1179 | 0.9022 | 0.34238 | 0.34238 | 1.1204 | 0.1796 | 2.9543 | 2019 | 120 | 14.2 | 664 | -1 | 36.05 | 221112 | -72.5106 | 42.1977 | 952 | 125 | 120 | 213&75 | 65 | N | Distillate Fuel Oil | Y | N | N | 9999 | N |  | Combustion Turbine |  | 41 | 19141
6081_G_CT1 | MA | 25013 | STONY BROOK ENERGY CENTER | Stony Brook | 5979211 | 87356113 | 6081 | 001 | 6081 | CT1 | 0420001 | 1 | 34.918 | 58.4821 | 2.8053 | 2.8053 | 0.10031 | 11.6584 | 0.8088 | 0.4355 | 0.1796 | 0.082321 | 0.13942 | 0.1103 | 4.8898 | 0.2981 | 2019 | 150 | 15.5 | 700 | -1 | 71 | 221112 | -72.5106 | 42.1977 | 952 | 125 | 120 | 213 | 69.7 | N | Natural Gas, Distillate Fuel Oil | Y | N | N | 9999 | N | 6081_G_CT1;6081_G_CA1 | Combined Cycle |  | 621 | 9451
6081_G_CT2 | MA | 25013 | STONY BROOK ENERGY CENTER | Stony Brook | 5979211 | 87356213 | 6081 | 002 | 6081 | CT2 | 0420001 | 2 | 2.643 | 6.7766 | 0.16125 | 0.16125 | 0.005766 | 0.67014 | 0.046491 | 1.0051 | 0.6685 | 0.2552 | 0.2615 | 0.8176 | 0.79293 | 2.157 | 2019 | 150 | 15.5 | 700 | -1 | 71 | 221112 | -72.5106 | 42.1977 | 952 | 125 | 120 | 205&213 | 69.7 | N | Natural Gas, Distillate Fuel Oil | Y | N | N | 9999 | N |  | Combined Cycle |  | 38.75 | 9451
6081_G_CT3 | MA | 25013 | STONY BROOK ENERGY CENTER | Stony Brook | 5979211 | 87356313 | 6081 | 003 | 6081 | CT3 | 0420001 | 3 | 34.01 | 60.5534 | 2.7564 | 2.7564 | 0.098563 | 11.4552 | 0.79471 | 1.0139 | 0.2984 | 0.12602 | 0.17772 | 0.2684 | 4.4999 | 0.7145 | 2019 | 150 | 15.5 | 700 | -1 | 71 | 221112 | -72.5106 | 42.1977 | 952 | 125 | 120 | 212&75 | 69.7 | N | Natural Gas, Distillate Fuel Oil | Y | N | N | 9999 | N |  | Combined Cycle |  | 602.75 | 9451
10726_G_GEN1 | MA | 25013 | MASSPOWER LLC | Masspower | 5979511 | 87406413 | 10726 | 1 | 10726 | GEN1 | 0420007 | 1 | 55.2 | 1.015 | 5.5421 | 5.5421 | 6.7036 | 9.166 | 15 | 21.5 | 0.3821 | 2.0861 | 2.0861 | 3.0759 | 3.7832 | 7.62 | 2019 | 213 | 14.83 | 250 | -1 | 64.5 | 221112 | -72.5229 | 42.1574 | 1250 | 125 | 140 | 139&213 | 83 | Y | Natural Gas | Y | N | N | 9999 | N | 10726_G_GEN3;10726_G_GEN1 | Combined Cycle |  | 3306.75 | 8485
10726_G_GEN2 | MA | 25013 | MASSPOWER LLC | Masspower | 5979511 | 87406513 | 10726 | 2 | 10726 | GEN2 | 0420007 | 2 | 49.6 | 0.931 | 5.0834 | 5.0834 | 7.1689 | 7.514 | 15 | 19.5 | 0.3375 | 1.8426 | 1.8426 | 2.9912 | 2.5313 | 3.45 | 2019 | 213 | 14.83 | 250 | -1 | 64.5 | 221112 | -72.5229 | 42.1574 | 1250 | 125 | 140 | 139&213 | 83 | Y | Natural Gas | Y | N | N | 9999 | N |  | Combined Cycle |  | 3054 | 8485
55041_G_GEN2 | MA | 25013 | BERKSHIRE POWER COMPANY LLC | Berkshire Power | 6013111 | 87604413 | 55041 | 1 | 55041 | GEN2 | 0420067 | 1 | 49.889 | 1.854 | 0.58721 | 0.95809 | 6.2739 | 19.5944 | 250.9569 | 17 | 0.8 | 8.8 | 8.8 | 7.4 | 2.2 | 9 | 2019 | 125 | 18 | 234 | -1 | 58.5 | 221112 | -72.6479 | 42.0481 | 2110 | 125 | 120 | 109&139 | 229.3 | N | Natural Gas | Y | N | N | 9999 | N |  | Combined Cycle |  | 4130.7192 | 7110
56426_G_Unit1 | MA | 25013 | AMERESCO CHICOPEE ENERGY INC | Ameresco Chicopee Energy | 6027911 | 87817113 |  |  | 56426 | Unit1 | 0420110 | 1 | [7 empty] | 14.23 | 11.41 | 7.3346 | 7.3346 | 6.78 | 0.4 | 71.18 | 2019 | 32 | 1.67 | 786 | -1 | 111 | 221118 | -72.5365 | 42.1624 | 16.9 | 125 | 160 |  | 1.9 | N | Landfill Gas | N | N | N | 9999 | N |  | Landfill Gas |  |  | 13500
56426_G_Unit2 | MA | 25013 | AMERESCO CHICOPEE ENERGY INC | Ameresco Chicopee Energy | 6027911 | 87817213 |  |  | 56426 | Unit2 | 0420110 | 2 | [7 empty] | 13.51 | 10.83 | 6.9706 | 6.9706 | 6.43 | 0.36 | 67.59 | 2019 | 32 | 1.67 | 786 | -1 | 111 | 221118 | -72.5365 | 42.1624 | 16.9 | 125 | 160 |  | 1.9 | N | Landfill Gas | N | N | N | 9999 | N |  | Landfill Gas |  |  | 13500
56426_G_Unit3 | MA | 25013 | AMERESCO CHICOPEE ENERGY INC | Ameresco Chicopee Energy | 6027911 | 87817313 |  |  | 56426 | Unit3 | 0420110 | 3 | [7 empty] | 10.21 | 8.19 | 5.2598 | 5.2598 | 4.86 | 0.26 | 51.08 | 2019 | 32 | 1.67 | 786 | -1 | 111 | 221118 | -72.5365 | 42.1624 | 16.9 | 125 | 160 |  | 1.9 | N | Landfill Gas | N | N | N | 9999 | N |  | Landfill Gas |  |  | 13500
56426_G_UNIT4 | MA | 25013 | AMERESCO CHICOPEE ENERGY INC | Ameresco Chicopee Energy | 6027911 | 96904313 |  |  | 56426 | UNIT4 | 0420110 | 4 | [7 empty] | 16.03 | 11.79 | 8.2264 | 8.2264 | 9.37 | 0.4 | 80.25 | 2019 | 32 | 1.67 | 830 | -1 | 115 | 221118 | -72.5365 | 42.1624 | 19.8 | 125 | 160 |  | 2 | N | Landfill Gas | N | N | N | 9999 | N |  | Landfill Gas |  |  | 13500
1642_G_GT-1 | MA | 25013 | ESSENTIAL POWER MASSACHUSETTS LLC | Essential Power Massachusetts LLC | 6028411 | 87696413 | 1642 | CTG1 | 1642 | GT-1 | 0420117 | 1 | 3.6 | 0.0559 | 2.3772 | 2.3772 | 7.2101 | 0.8218 | 1.1868 | 0.2 | 0.0037 | 0.26532 | 0.26532 | 0.0111 | 0.0655 | 0.0306 | 2019 | 179 | 12 | 849 | -1 | 86 | 221112 | -72.5962 | 42.0957 | 463 | 125 | 120 | 139 | 38.1 | N | Natural Gas, Distillate Fuel Oil | Y | N | N | 9999 | N |  | Combustion Turbine |  | 433.43 | 10745
1642_G_GT-2 | MA | 25013 | ESSENTIAL POWER MASSACHUSETTS LLC | Essential Power Massachusetts LLC | 6028411 | 87696513 | 1642 | CTG2 | 1642 | GT-2 | 0420117 | 2 | 3.5995 | 0.058 | 2.3981 | 2.3981 | 7.2461 | 0.8465 | 1.205 | 0.2 | 0.0041 | 0.30438 | 0.30438 | 0.0039 | 0.0703 | 0.0343 | 2019 | 179 | 12 | 849 | -1 | 86 | 221112 | -72.5962 | 42.0957 | 463 | 125 | 120 | 139 | 38.8 | N | Natural Gas, Distillate Fuel Oil | Y | N | N | 9999 | N |  | Combustion Turbine |  | 408.8098 | 10745
1642_B_3 | MA | 25013 | ESSENTIAL POWER MASSACHUSETTS LLC | Essential Power Massachusetts LLC | 6028411 | 87696613 | 1642 | 3 | 1642 | 3 | 0420117 | 3 | 6.78 | 2.002 | 0.51446 | 0.51536 | 0.3364 | 0.2579 | 1.7636 | 0.2535 | 0.1 | 0.01456 | 0.01456 | 0.0161 |  | 0.0702 | 2019 | 223 | 13 | 325 | -1 | 43 | 221112 | -72.5962 | 42.0957 | 1150 | 125 | 100 | 128 | 94 | N | Natural Gas, Residual Fuel Oil | Y | N | N | 9999 | N |  | O/G Steam |  | 292.9799 | 12883
1642_G_WS10 | MA | 25013 | ESSENTIAL POWER MASSACHUSETTS LLC | Essential Power Massachusetts LLC | 6028411 | 87696713 | 1642 | 10 | 1642 | WS10 | 0420117 | 4 | 1.68 | [6 empty] | 0.1 | 0.0016 |  |  |  |  | 0.0038 | 2019 | 24 | 11.3 | 1010 | -1 | 74 | 221112 | -72.5962 | 42.0957 | 244 | 125 | 120 |  | 16.6 | N | Distillate Fuel Oil | Y | N | N | 9999 | N |  | Combustion Turbine |  | 27.06 | 10745
50273_G_DLV1B | MA | 25013 | COMMUNITY ECO SPRINGFIELD LLC |  | 8389611 | 87740813 |  |  |  |  | 0420006 | 2 | [7 empty] | 36.37 | 2.77 | 0.598 | 0.598 | 0.707 |  | 3.77 | 2019 | 175 | 5.1 | 280 | -1 | 38 | 562213 | -72.5909 | 42.0905 | 11.3 | 103 | 270 |  |  |  |  | N | N | N |  | N
50273_G_DLV1C | MA | 25013 | COMMUNITY ECO SPRINGFIELD LLC |  | 8389611 | 87740913 |  |  |  |  | 0420006 | 3 | [7 empty] | 38.68 | 2.95 | 0.636 | 0.636 | 0.752 |  | 4 | 2017 | 175 | 5.1 | 280 | -1 | 38 | 562213 | -72.5909 | 42.0905 | 11.3 | 103 | 270 | 127&207&26&41 |  |  |  | N | N | N |  | N
50273_G_DLV1 | MA | 25013 | COMMUNITY ECO SPRINGFIELD LLC | Pioneer Valley Resource Recovery | 8389611 | 87741013 |  |  | 50273 | DLV1 | 0420006 | 1 | [7 empty] | 33.9 | 2.58 | 0.558 | 0.558 | 0.659 |  | 3.51 | 2019 | 175 | 5.1 | 280 | -1 | 38 | 562213 | -72.5909 | 42.0905 | 11.3 | 103 | 270 |  | 7.5 | N | MSW | N | Y | N | 9999 | N |  | Municipal Solid Waste |  |  | 28471
9038_G_8 | MA | 25017 | HUDSON LIGHT & POWER DEPARTMENT | Cherry Street | 4100911 | 87364813 |  |  | 9038 | 8 | 1190904 | 3 | [7 empty] | 1.5778 | 0.0508 | 0.024241 | 0.024241 | 0.0958 |  | 0.2792 | 2017 | 49 | 2.8 | 550 | -1 | 37 | 221112 | -71.5549 | 42.3917 | 36 | 125 | 160 |  | 3.4 | N | Natural Gas, Distillate Fuel Oil | N | N | N | 9999 | N |  | Combustion Turbine |  |  | 11204
9038_G_10 | MA | 25017 | HUDSON LIGHT & POWER DEPARTMENT | Cherry Street | 4100911 | 87365013 |  |  | 9038 | 10 | 1190904 | 5 | [7 empty] | 0.4638 | 0.0207 | 0.0087618 | 0.0087618 | 0.0318 |  | 0.0886 | 2019 | 22 | 1.8 | 800 | -1 | 70 | 221112 | -71.5549 | 42.3917 | 23.2 | 125 | 160 |  | 1.9 | N | Natural Gas, Distillate Fuel Oil | N | N | N | 2024 | N |  | Combustion Turbine |  |  | 11224
9038_G_11 | MA | 25017 | HUDSON LIGHT & POWER DEPARTMENT | Cherry Street | 4100911 | 87365113 |  |  | 9038 | 11 | 1190904 | 6 | [7 empty] | 0.4355 | 0.0286 | 0.010863 | 0.010863 | 0.0355 |  | 0.0937 | 2019 | 22 | 1.8 | 800 | -1 | 70 | 221112 | -71.5549 | 42.3917 | 23.2 | 125 | 160 |  | 1.9 | N | Natural Gas, Distillate Fuel Oil | N | N | N | 2024 | N |  | Combustion Turbine |  |  | 11224
9038_G_12 | MA | 25017 | HUDSON LIGHT & POWER DEPARTMENT | Cherry Street | 4100911 | 87365213 |  |  | 9038 | 12 | 1190904 | 7 | [7 empty] | 2.2244 | 0.101 | 0.042659 | 0.042659 | 0.1534 |  | 0.4273 | 2017 | 51 | 3 | 1000 | -1 | 81 | 221112 | -71.5549 | 42.3917 | 51.7 | 125 | 160 |  | 4.9 | N | Natural Gas, Distillate Fuel Oil | N | N | N | 9999 | N |  | Combustion Turbine |  |  | 11220
9038_G_7 | MA | 25017 | HUDSON LIGHT & POWER DEPARTMENT | Cherry Street | 4100911 | 87365513 |  |  | 9038 | 7 | 1190904 | 2 | [7 empty] | 0.9419 | 0.0619 | 0.023448 | 0.023448 | 0.0769 |  | 0.2027 | 2019 | 49 | 2.7 | 500 | -1 | 30 | 221112 | -71.5549 | 42.3917 | 31.1 | 125 | 160 |  | 2.5 | N | Distillate Fuel Oil | N | N | N | 9999 | N |  | Combustion Turbine |  |  | 11228
54586_G_TRENT | MA | 25017 | TANNER STREET GENERATION LLC | Tanner Street Generation | 5233811 | 87523113 | 54586 | 2 | 54586 | TRENT | 1210362 | 7 | 9.842 | 0.257 | 2.3448 | 2.3448 | 0.1873 | 0.606 | 4.28 | 2.974 | 0.039 | 0.34092 | 0.34092 | 0.0199 | 0.028 | 0.154 | 2019 | 160 | 12.1 | 400 | -1 | 75 | 221112 | -71.3126 | 42.6313 | 545 | 125 | 160 | 109&65 | 58 | N | Natural Gas, Distillate Fuel Oil | Y | N | N | 9999 | N |  | Combined Cycle |  | 1451.4209 | 8545
1595_G_GEN4 | MA | 25017 | KENDALL GREEN ENERGY LLC | Kendall Square Station | 5646011 | 19971313 | 1595 | 4 | 1595 | GEN4 | 1190093 | 10 | 36.811 | 2.295 | 23.8438 | 23.8458 | 14.4643 | 2.1288 | 1.9541 | 44.067 | 4.1246 | 23.7646 | 23.765 | 13.7413 | 2.4266 | 2.0708 | 2019 | 250 | 18 | 250 | -1 | 95 | 221112 | -71.0797 | 42.3635 | 2370 | 125 | 120 | 109&139 | 171 | Y | Natural Gas, Distillate Fuel Oil | Y | N | N | 9999 | N |  | Combined Cycle |  | 4934.1094 | 5852
1595_G_JET1 | MA | 25017 | KENDALL GREEN ENERGY LLC | Kendall Square Station | 5646011 | 87559213 | 1595 | S6 | 1595 | JET1 | 1190093 | 6 | 6.5381 | 0.0296 | 0.077514 | 0.082314 | 0.0076 | 0.1066 | 9.1497 | 0.6896 | 0.0029 | 0.0076776 | 0.0081776 | 0.0008 |  | 0.6917 | 2019 | 33 | 13 | 1050 | -1 | 130 | 221112 | -71.0797 | 42.3635 | 308 | 125 | 120 | 213 | 18 | N | Distillate Fuel Oil | Y | N | N | 9999 | N |  | Combustion Turbine |  | 15.59 | 14606
1595_G_2 | MA | 25017 | KENDALL GREEN ENERGY LLC |  | 5646011 | 87559413 | 1595 | 2 |  |  | 1190093 | 2 | 53.901 | 0.161 | 0.51766 | 0.51766 | 0.5763 | 0.3353 | 0.753 | 1.0072 | 0.0077 | 0.06136 | 0.06136 | 0.0684 |  | 0.2649 | 2019 | 175 | 10 | 310 | -1 | 41 | 221112 | -71.0797 | 42.3635 | 273 | 125 | 100 |  |  |  |  | Y | N | N |  | N |  |  |  | 3607.6594
1595_G_3 | MA | 25017 | KENDALL GREEN ENERGY LLC | Kendall Square Station | 5646011 | 87559513 | 1595 | 3 | 1595 | 3 | 1190093 | 3 | 4.524 | 0.027 | 0.29588 | 0.29588 | 0.3293 | 0.1916 | 0.6171 | 3.2445 | 0.0271 | 0.21684 | 0.21684 | 0.2415 |  | 0.4164 | 2019 | 175 | 9.6 | 370 | -1 | 31 | 221112 | -71.0797 | 42.3635 | 409 | 125 | 100 |  | 20.4 | Y | Natural Gas, Distillate Fuel Oil | Y | N | N | 9999 | N |  | Combined Cycle |  | 568.86 | 5852
1586_G_GT1 | MA | 25017 | EXELON FRAMINGHAM LLC | Exelon Framingham LLC | 6400011 | 87369313 | 1586 | FJ-1 | 1586 | GT1 | 1190500 | 1 | 3.07 | 0.0041 | 0.070693 | 0.070693 | 0.0022 | 0.1123 | 0.6 | 0.5225 | 0.0007 | 0.004304 | 0.004304 | 0.0039 |  | 0.1054 | 2019 | 30 | 11.8 | 900 | -1 | 34 | 221112 | -71.3984 | 42.2672 | 186 | 125 | 120 |  | 10.1 | N | Distillate Fuel Oil | Y | N | N | 9999 | N |  | Combustion Turbine |  | 17.14 | 17414
1586_G_GT2 | MA | 25017 | EXELON FRAMINGHAM LLC | Exelon Framingham LLC | 6400011 | 87369413 | 1586 | FJ-2 | 1586 | GT2 | 1190500 | 2 | 4.54 | 0.0061 | 0.10394 | 0.10394 | 0.0033 | 0.1651 | 1.59 | 0.5434 | 0.0009 | 0.0052724 | 0.0052724 | 0.0047 |  | 0.1705 | 2019 | 30 | 11.8 | 900 | -1 | 34 | 221112 | -71.3984 | 42.2672 | 186 | 125 | 120 |  | 10.3 | N | Distillate Fuel Oil | Y | N | N | 9999 | N |  | Combustion Turbine |  | 18.61 | 17442
1586_G_GT3 | MA | 25017 | EXELON FRAMINGHAM LLC | Exelon Framingham LLC | 6400011 | 87369513 | 1586 | FJ-3 | 1586 | GT3 | 1190500 | 3 | 5.87 | 0.0077 | 0.13106 | 0.13106 | 0.0042 | 0.2082 | 0.92 | 0.5284 | 0.0007 | 0.0040888 | 0.0040888 | 0.0036 |  | 0.0833 | 2019 | 30 | 11.8 | 900 | -1 | 34 | 221112 | -71.3984 | 42.2672 | 186 | 125 | 120 |  | 11 | N | Distillate Fuel Oil | Y | N | N | 9999 | N |  | Combustion Turbine |  | 22.52 | 17399
1615_G_12 | MA | 25019 | NANTUCKET ELECTRIC COMPANY |  | 6110111 | 87827013 |  |  |  |  | 1200284 | 3 | [7 empty] | 0.3714 | 0.0199 | 0.069477 | 0.069477 | 0.036 |  | 0.0034 | 2019 | 40 | 3.3 | 710 | -1 | 155 | 221112 | -70.0506 | 41.2588 | 56.2 | 125 | 120 |  |  |  |  | N | N | N |  | N
1615_G_13 | MA | 25019 | NANTUCKET ELECTRIC COMPANY |  | 6110111 | 87827113 |  |  |  |  | 1200284 | 4 | [7 empty] | 0.4198 | 0.0199 | 0.070296 | 0.070296 | 0.0364 |  | 0.0131 | 2019 | 40 | 3.3 | 710 | -1 | 155 | 221112 | -70.0506 | 41.2588 | 56.2 | 125 | 120 |  |  |  |  | N | N | N |  | N
55211_G_U2 | MA | 25021 | ANP BELLINGHAM ENERGY COMPANY LLC | ANP Bellingham Energy Project | 5735611 | 87524813 | 55211 | 2 | 55211 | U2 | 1201509 | 2 | 34.1 | 2.2 | 1.5299 | 1.5299 | 6.307 | 4.1272 | 17.3781 | 49 | 1.7 | 1.1147 | 1.1147 | 1.701 | 2.6744 | 51.7641 | 2019 | 180 | 18 | 210 | -1 | 63 | 221112 | -71.4532 | 42.1105 | 2180 | 125 | 120 | 109&139 | 267.7 | N | Natural Gas | Y | N | N | 9999 | N |  | Combined Cycle |  | 4995.5498 | 7697
55211_G_U1 | MA | 25021 | ANP BELLINGHAM ENERGY COMPANY LLC | ANP Bellingham Energy Project | 5735611 | 87525413 | 55211 | 1 | 55211 | U1 | 1201509 | 1 | 29.5 | 2.3 | 1.5313 | 1.5313 | 6.3116 | 2.6704 | 5.5781 | 55.4 | 2.1 | 1.2103 | 1.2103 | 5.0041 | 3.56 | 82.4163 | 2019 | 180 | 18 | 210 | -1 | 63 | 221112 | -71.4532 | 42.1105 | 2180 | 125 | 120 | 109&139 | 266.8 | N | Natural Gas | Y | N | N | 9999 | N |  | Combined Cycle |  | 5489.7485 | 7737
10307_G_CT1 | MA | 25021 | NEA BELLINGHAM | Bellingham Cogeneration Facility | 5736011 | 87695013 | 10307 | 1 | 10307 | CT1 | 1201550 | 1 | 102.515 | 1.069 | 0.25609 | 0.41783 | 2.7361 | 8.5453 | 109.445 | 7.7 | 1.876 | 0.70236 | 0.70236 | 0.06 |  | 0.77 | 2019 | 190 | 25 | 252 | -1 | 51.5 | 221112 | -71.4832 | 42.0925 | 1280 | 125 | 120 | 212&213 | 102 | N | Natural Gas, Distillate Fuel Oil | Y | N | N | 9999 | N | 10307_G_ST1;10307_G_CT1 | Combined Cycle |  | 2495.7305 | 8349
10307_G_CT2 | MA | 25021 | NEA BELLINGHAM | Bellingham Cogeneration Facility | 5736011 | 87695113 | 10307 | 2 | 10307 | CT2 | 1201550 | 2 | 115.86 | 1.12 | 0.27026 | 0.44095 | 2.8875 | 9.0182 | 115.5018 | 12.847 | 1.928 | 0.66811 | 0.66811 | 0.27 |  | 1.36 | 2019 | 190 | 25 | 252 | -1 | 51.5 | 221112 | -71.4832 | 42.0925 | 1280 | 125 | 120 | 212 | 102 | N | Natural Gas, Distillate Fuel Oil | Y | N | N | 9999 | N |  | Combined Cycle |  | 2632.4084 | 8349
59882_G_4 | MA | 25021 | EXELON WEST MEDWAY LLC | Exelon West Medway II LLC | 5851311 | 137477713 | 59882 | J4 | 59882 | 4 | 1200133 | 16 | [7 empty] | 5.3373 | 1.1107 | 6.6883 | 6.6883 | 1.419 | 3.16 | 5.193 | 2019 | 160 | 13 | 844 | -1 | 90 | 221112 | -71.4478 | 42.1396 | 992 | 125 | 120 |  | 97.4 | N | Natural Gas, Distillate Fuel Oil | Y | N | N | 9999 | N |  | Combustion Turbine |  | 528.05 | 10745
59882_G_5 | MA | 25021 | EXELON WEST MEDWAY LLC | Exelon West Medway II LLC | 5851311 | 137477813 | 59882 | J5 | 59882 | 5 | 1200133 | 17 | [7 empty] | 4.4064 | 0.9291 | 7.2056 | 7.2056 | 1.287 | 2.5557 | 4.3702 | 2019 | 160 | 13 | 844 | -1 | 90 | 221112 | -71.4478 | 42.1396 | 992 | 125 | 120 |  | 97.4 | N | Natural Gas, Distillate Fuel Oil | Y | N | N | 9999 | N |  | Combustion Turbine |  | 468.7901 | 10745
1592_G_GT1 | MA | 25021 | EXELON WEST MEDWAY LLC | Exelon Medway LLC | 5851311 | 87476613 | 1592 | J1T1 | 1592 | GT1 | 1200133 | 1 | 3.704 | 0.32 | 0.1345 | 0.1345 | 0.0043 | 0.1333 | 2.15 | 1.845 | 0.0021 | 0.010222 | 0.010222 | 0.009 |  | 0.345 | 2019 | 65 | 12 | 900 | -1 | 34 | 221112 | -71.4478 | 42.1396 | 392 | 125 | 120 |  | 42 | N | Distillate Fuel Oil | Y | N | N | 9999 | N |  | Combustion Turbine |  | 36.92 | 16972
1592_G_GT1x | MA | 25021 | EXELON WEST MEDWAY LLC |  | 5851311 | 87476713 | 1592 | J1T2 |  |  | 1200133 | 2 | 3.525 | 0.31 | 0.1302 | 0.1302 | 0.0041 | 0.2172 | 1.81 | 2.01 | 0.0025 | 0.012374 | 0.012374 | 0.011 |  | 0.3606 | 2019 | 65 | 12 | 900 | -1 | 34 | 221112 | -71.4478 | 42.1396 | 392 | 125 | 120 |  |  |  |  | Y | N | N |  | N |  |  |  | 31.81
1592_G_GT2 | MA | 25021 | EXELON WEST MEDWAY LLC | Exelon Medway LLC | 5851311 | 87476813 | 1592 | J2T1 | 1592 | GT2 | 1200133 | 3 | 5.416 | 0.43 | 0.17969 | 0.17969 | 0.0057 | 0.2107 | 2.67 | 1.039 | 0.0014 | 0.0068864 | 0.0068864 | 0.0061 |  | 0.183 | 2019 | 65 | 12 | 900 | -1 | 34 | 221112 | -71.4478 | 42.1396 | 392 | 125 | 120 |  | 39.8 | N | Distillate Fuel Oil | Y | N | N | 9999 | N |  | Combustion Turbine |  | 54.03 | 16975
1592_G_GT2x | MA | 25021 | EXELON WEST MEDWAY LLC |  | 5851311 | 87476913 | 1592 | J2T2 |  |  | 1200133 | 4 | 4.76 | 0.29 | 0.12266 | 0.12266 | 0.0039 | 0.2901 | 1.54 | 0.806 | 0.0011 | 0.0052724 | 0.0052724 | 0.0046 |  | 0.1415 | 2019 | 65 | 12 | 900 | -1 | 34 | 221112 | -71.4478 | 42.1396 | 392 | 125 | 120 |  |  |  |  | Y | N | N |  | N |  |  |  | 46.57
1592_G_GT3 | MA | 25021 | EXELON WEST MEDWAY LLC | Exelon Medway LLC | 5851311 | 87477013 | 1592 | J3T1 | 1592 | GT3 | 1200133 | 5 | 4.334 | 0.32 | 0.13235 | 0.13235 | 0.0042 | 0.1987 | 1.82 | 1.451 | 0.0018 | 0.0089308 | 0.0089308 | 0.0079 |  | 0.406 | 2019 | 65 | 12 | 900 | -1 | 34 | 221112 | -71.4478 | 42.1396 | 392 | 125 | 120 |  | 42 | N | Distillate Fuel Oil | Y | N | N | 9999 | N |  | Combustion Turbine |  | 36.88 | 16976
1592_G_GT3x | MA | 25021 | EXELON WEST MEDWAY LLC |  | 5851311 | 87477113 | 1592 | J3T2 |  |  | 1200133 | 6 | 3.563 | 0.3 | 0.12697 | 0.12697 | 0.004 | 0.2136 | 1.95 | 0.945 | 0.0013 | 0.006456 | 0.006456 | 0.0057 |  | 0.2112 | 2019 | 65 | 12 | 900 | -1 | 34 | 221112 | -71.4478 | 42.1396 | 392 | 125 | 120 |  |  |  |  | Y | N | N |  | N |  |  |  | 33.64
55317_G_GT11 | MA | 25021 | FORE RIVER ENERGY CENTER | Fore River Generating Station | 6567311 | 87373313 | 55317 | 11 | 55317 | GT11 | 1190227 | 3 | 52.606 | 3.793 | 18.382 | 18.382 | 6.8 | 6.6 | 13.6 | 54.62 | 5.209 | 19.488 | 19.488 | 6 | 5.416 | 9.05 | 2019 | 255 | 20.5 | 248 | -1 | 68.45 | 221112 | -70.9659 | 42.2421 | 2960 | 125 | 140 | 109&139 | 228.8 | N | Natural Gas, Distillate Fuel Oil | Y | N | N | 9999 | N | 55317_G_ST15;55317_G_GT11 | Combined Cycle |  | 5774.27 | 7470
55317_G_GT12 | MA | 25021 | FORE RIVER ENERGY CENTER | Fore River Generating Station | 6567311 | 87373513 | 55317 | 12 | 55317 | GT12 | 1190227 | 4 | 60.841 | 4.577 | 18.746 | 18.746 | 11.9 | 5 | 15.7 | 51.8462 | 4.6012 | 18.7602 | 18.7602 | 10.81 | 5.2013 | 16.8255 | 2019 | 255 | 20.5 | 248 | -1 | 68.45 | 221112 | -70.9659 | 42.2421 | 2960 | 125 | 140 | 109&139 | 228.1 | N | Natural Gas, Distillate Fuel Oil | Y | N | N | 9999 | N |  | Combined Cycle |  | 6467.6001 | 7470
1660_G_CC3 | MA | 25021 | BRAINTREE ELECTRIC | Potter Station 2 | 6569511 | 87608013 | 1660 | 3 | 1660 | CC3 | 1190491 | 3 | 13.931 | 0.304 | 0.38766 | 0.38766 | 0.0678 | 0.016 | 2.65 | 6.95 | 0.2448 | 0.1719 | 0.1719 | 0.0547 | 0.0128 | 2.1358 | 2019 | 130 | 17 | 375 | -1 | 49 | 221112 | -70.9674 | 42.2349 | 976 | 125 | 120 | 213 | 15.5 | N | Natural Gas, Distillate Fuel Oil | Y | N | N | 9999 | N | 1660_G_CC3;1660_G_CC2 | Combined Cycle |  | 135.47 | 10922
1660_G_WAT1 | MA | 25021 | BRAINTREE ELECTRIC | Potter Station 2 | 6569511 | 90731513 | 1660 | 4 | 1660 | WAT1 | 1190491 | 13 | 1.999 | 0.076 | 0.92181 | 0.92181 | 0.449 | 0.304 | 2.0612 | 0.3134 | 0.1051 | 0.10852 | 0.10852 | 0.0534 | 0.0386 | 0.264 | 2019 | 100 | 11 | 815 | -1 | 98.5 | 221112 | -70.9674 | 42.2349 | 546 | 125 | 120 | 109&139&205 | 52.6 | N | Natural Gas, Distillate Fuel Oil | Y | N | N | 9999 | N |  | Combustion Turbine |  | 568.1797 | 10745
1660_G_WAT2 | MA | 25021 | BRAINTREE ELECTRIC | Potter Station 2 | 6569511 | 90731613 | 1660 | 5 | 1660 | WAT2 | 1190491 | 14 | 4.676 | 0.527 | 0.8954 | 0.8954 | 0.43 | 0.29 | 2.008 | 0.4068 | 0.1333 | 0.1426 | 0.1426 | 0.0699 | 0.0499 | 0.3418 | 2019 | 100 | 11 | 815 | -1 | 98.5 | 221112 | -70.9674 | 42.2349 | 546 | 125 | 120 | 109&139&205 | 52.6 | N | Natural Gas, Distillate Fuel Oil | Y | N | N | 9999 | N |  | Combustion Turbine |  | 551.5098 | 10745
50290_B_1 | MA | 25023 | SEMASS PARTNERSHIP | SEMASS Resource Recovery | 8127611 | 87460713 |  |  | 50290 | 1 | 1200001 | 1 | [7 empty] | 463.1181 | 137.4994 | 3.6506 | 3.6506 | 3.4262 |  | 116.6717 | 2019 | 345 | 7.5 | 290 | -1 | 85 | 562213 | -70.7875 | 41.8023 | 389 | 103 | 100 |  | 27 | N | MSW | N | Y | N | 9999 | N |  | Municipal Solid Waste |  |  | 18661
50290_B_2 | MA | 25023 | SEMASS PARTNERSHIP | SEMASS Resource Recovery | 8127611 | 87460813 |  |  | 50290 | 2 | 1200001 | 2 | [7 empty] | 503.8965 | 159.6084 | 2.8307 | 2.8307 | 7.3491 |  | 87.3509 | 2019 | 345 | 7.5 | 290 | -1 | 85 | 562213 | -70.7875 | 41.8023 | 389 | 103 | 100 |  | 27 | N | MSW | N | Y | N | 9999 | N |  | Municipal Solid Waste |  |  | 18661
50290_B_3 | MA | 25023 | SEMASS PARTNERSHIP | SEMASS Resource Recovery | 8127611 | 87460913 |  |  | 50290 | 3 | 1200001 | 3 | [7 empty] | 466.9106 | 80.6342 | 3.1209 | 3.1209 | 5.119 | 3.633 | 161.8183 | 2019 | 345 | 7.5 | 290 | -1 | 85 | 562213 | -70.7875 | 41.8023 | 389 | 103 | 100 |  | 27 | N | MSW | N | Y | N | 9999 | N |  | Municipal Solid Waste |  |  | 18661
10176_G_NO.6x | MA | 25025 | MBTA SOUTH BOSTON POWER |  | 4032711 | 87719313 | 10176 | A |  |  | 1191667 | 1 | 2.28 | 0.41 | 0.106 | 0.106 | 0.03 | 0.4002 | 0.6 | 0.301 | 0.096 | 0.02438 | 0.02438 | 0.008 | 0.094 | 0.15 | 2019 | 73.6 | 11.37 | 465 | -1 | 89.05 | 485119 | -71.0299 | 42.3395 | 396 |  | 160 | 109&212 |  |  |  | Y | N | N |  | N |  |  |  | 22.15
10176_G_NO.6 | MA | 25025 | MBTA SOUTH BOSTON POWER | M Street Jet | 4032711 | 87719413 | 10176 | B | 10176 | NO.6 | 1191667 | 2 | 2.07 | 0.3831 | 0.09209 | 0.09209 | 0.03 | 0.3793 | 0.58 | 0.162 | 0.051 | 0.012279 | 0.012279 | 0.004 | 0.049 | 0.076 | 2019 | 77.2 | 12.45 | 465 | -1 | 89.05 | 485119 | -71.0299 | 42.3395 | 396 |  | 160 | 109&213 | 50 | N | Distillate Fuel Oil | Y | N | N | 9999 | N |  | Combustion Turbine |  | 12.08 | 15347
10823_G_G201 | MA | 25025 | MWRA DEER ISLAND | Deer Island Treatment Plant | 4064511 | 35269413 |  |  | 10823 | G201 | 1191899 | 42 | [7 empty] | 3.093 | 0.027 | 0.59288 | 0.59288 | 0.032 |  | 0.574 | 2019 | 90 | 10 | 730 | -1 | 94 | 221320 | -70.9566 | 42.3504 | 256 | 105 | 120 |  | 22 | N | Distillate Fuel Oil | N | N | N | 9999 | N |  | Combustion Turbine |  |  | 13449
10823_G_G101 | MA | 25025 | MWRA DEER ISLAND | Deer Island Treatment Plant | 4064511 | 35269513 |  |  | 10823 | G101 | 1191899 | 41 | [7 empty] | 3.101 | 0.027 | 0.59395 | 0.59395 | 0.033 |  | 0.575 | 2019 | 90 | 10 | 730 | -1 | 94 | 221320 | -70.9566 | 42.3504 | 256 | 105 | 120 |  | 22 | N | Distillate Fuel Oil | N | N | N | 9999 | N |  | Combustion Turbine |  |  | 13449
1588_G_GT81 | MA | 25025 | MYSTIC STATION | Mystic Generating Station | 7240911 | 7503613 | 1588 | 81 | 1588 | GT81 | 1190128 | 23 | 44.085 | 3.833 | 1.2136 | 1.9801 | 12.9662 |  | 518.648 | 19.2 | 1.5 | 5.096 | 5.096 | 1.1 | 3.1 | 13.2 | 2019 | 305 | 20.5 | 197 | -1 | 72.3 | 221112 | -71.0673 | 42.3905 | 2980 | 125 | 140 | 109&139 | 228.8 | N | Natural Gas | Y | N | N | 9999 | N | 1588_G_GT81;1588_G_ST85 | Combined Cycle |  | 5619.5806 | 7482
1588_G_GT82 | MA | 25025 | MYSTIC STATION | Mystic Generating Station | 7240911 | 7504013 | 1588 | 82 | 1588 | GT82 | 1190128 | 24 | 54.071 | 3.963 | 1.2548 | 2.0472 | 13.4061 |  | 536.2445 | 20.6 | 1.3 | 6.734 | 6.734 | 2.4 | 1.8 | 16.1 | 2019 | 305 | 20.5 | 197 | -1 | 72.3 | 221112 | -71.0673 | 42.3905 | 2980 | 125 | 140 | 109&139 | 230 | N | Natural Gas | Y | N | N | 9999 | N |  | Combined Cycle |  | 5867.4419 | 7482
1588_B_7 | MA | 25025 | MYSTIC STATION | Mystic Generating Station | 7240911 | 87693613 | 1588 | 7 | 1588 | 7 | 1190128 | 4 | 282.793 | 751.207 | 10.3794 | 10.3794 | 6.46 |  | 85.7 | 27.4 | 72.33 | 0.436 | 0.436 | 0.96 |  | 31.7 | 2019 | 500 | 12 | 680 | -1 | 85 | 221112 | -71.0673 | 42.3905 | 6270 | 125 | 100 | 128&205 | 574 | N | Natural Gas, Residual Fuel Oil | Y | N | N | 2022 | N |  | O/G Steam |  | 2090.2903 | 12032
1588_G_GT93 | MA | 25025 | MYSTIC STATION | Mystic Generating Station | 7240911 | 87693713 | 1588 | 93 | 1588 | GT93 | 1190128 | 27 | 40.549 | 3.626 | 1.1482 | 1.8734 | 12.268 |  | 490.7212 | 16.4 | 1.1 | 4.55 | 4.55 | 1 | 1.7 | 19 | 2019 | 305 | 20.5 | 197 | -1 | 72.3 | 221112 | -71.0673 | 42.3905 | 2980 | 125 | 140 | 109&139 | 232.4 | N | Natural Gas | Y | N | N | 9999 | N | 1588_G_GT93;1588_G_ST96 | Combined Cycle |  | 5660.3809 | 7482
1588_G_GT94 | MA | 25025 | MYSTIC STATION | Mystic Generating Station | 7240911 | 87693813 | 1588 | 94 | 1588 | GT94 | 1190128 | 28 | 40.059 | 3.252 | 1.0299 | 1.6803 | 11.0032 |  | 440.1261 | 15 | 1.2 | 5.642 | 5.642 | 1 | 1.6 | 16.3 | 2019 | 305 | 20.5 | 197 | -1 | 72.3 | 221112 | -71.0673 | 42.3905 | 2980 | 125 | 140 | 109&139 | 233.5 | N | Natural Gas | Y | N | N | 9999 | N |  | Combined Cycle |  | 5242.7803 | 7482
1588_G_GT1 | MA | 25025 | MYSTIC STATION | Mystic Generating Station | 7240911 | 87694013 | 1588 | MJ-1 | 1588 | GT1 | 1190128 | 6 | 2.99 | 0.005 | 0.024748 | 0.024748 | 0.0022 |  | 0.0179 | 0.61 | 0.0009 | 0.00538 | 0.00538 | 0.0005 |  | 0.0039 | 2019 | 30 | 12 | 1000 | -1 | 42 | 221112 | -71.0673 | 42.3905 | 186 | 125 | 120 |  | 9.1 | N | Distillate Fuel Oil | Y | N | N | 9999 | N |  | Combustion Turbine |  | 37.96 | 18910
10883_G_DEG6 | MA | 25025 | MEDICAL AREA TOTAL ENERGY PLANT | Medical Area Total Energy Plant | 7887011 | 3306713 |  |  | 10883 | DEG6 | 1191191 | 11 | [7 empty] | 0.95 | 0.0007 | 0.0042744 | 0.0042744 | 0.04 | 0.0018 | 0.0043 | 2019 | 315 | 9.72 | 414 | -1 | 74 | 221112 | -71.1083 | 42.3369 | 63.8 | 125 | 160 |  | 6 | Y | Distillate Fuel Oil | N | Y | N | 9999 | N |  | Combustion Turbine |  |  | 8700
10883_G_DEG5 | MA | 25025 | MEDICAL AREA TOTAL ENERGY PLANT | Medical Area Total Energy Plant | 7887011 | 3307313 |  |  | 10883 | DEG5 | 1191191 | 10 | [7 empty] | 7.22 | 0.0052 | 0.031654 | 0.031654 | 0.28 | 0.0137 | 0.0362 | 2019 | 315 | 9.72 | 414 | -1 | 74 | 221112 | -71.1083 | 42.3369 | 63.8 | 125 | 160 |  | 6 | Y | Distillate Fuel Oil | N | Y | N | 9999 | N |  | Combustion Turbine |  |  | 8700
10883_B_PSG2 | MA | 25025 | MEDICAL AREA TOTAL ENERGY PLANT | Medical Area Total Energy Plant | 7887011 | 87498113 |  |  | 10883 | PSG2 | 1191191 | 2 | [7 empty] | 12.6354 | 0.0582 | 2.1769 | 2.1769 | 0.5307 | 0.313 | 0.7578 | 2019 | 315 | 9.72 | 414 | -1 | 74 | 221112 | -71.1083 | 42.3369 | 244 | 125 | 100 |  | 2.8 | Y | Natural Gas | N | Y | N | 9999 | N |  | O/G Steam |  |  | 8300
10883_B_PSG3 | MA | 25025 | MEDICAL AREA TOTAL ENERGY PLANT | Medical Area Total Energy Plant | 7887011 | 87498213 |  |  | 10883 | PSG3 | 1191191 | 3 | [7 empty] | 21.36 | 0.1043 | 0.84117 | 0.84117 | 0.9241 | 0.5465 | 5.15 | 2019 | 315 | 9.72 | 414 | -1 | 74 | 221112 | -71.1083 | 42.3369 | 244 | 125 | 100 |  | 2.8 | Y | Natural Gas | N | Y | N | 9999 | N |  | O/G Steam |  |  | 8300
10883_B_HSG1 | MA | 25025 | MEDICAL AREA TOTAL ENERGY PLANT | Medical Area Total Energy Plant | 7887011 | 87498313 |  |  | 10883 | HSG1 | 1191191 | 4 | [7 empty] | 7.34 | 0.0458 | 2.288 | 2.288 | 0.42 | 0.32 | 1.16 | 2019 | 315 | 9.72 | 414 | -1 | 74 | 221112 | -71.1083 | 42.3369 | 225 | 125 | 100 |  | 2.8 | Y | Natural Gas | N | Y | N | 9999 | N |  | O/G Steam |  |  | 8300
10883_B_HSG2 | MA | 25025 | MEDICAL AREA TOTAL ENERGY PLANT | Medical Area Total Energy Plant | 7887011 | 87498413 |  |  | 10883 | HSG2 | 1191191 | 5 | [7 empty] | 5.52 | 0.0404 | 0.91 | 0.91 | 0.37 | 0.28 | 0.38 | 2019 | 315 | 9.72 | 414 | -1 | 74 | 221112 | -71.1083 | 42.3369 | 225 | 125 | 100 |  | 2.8 | Y | Natural Gas | N | Y | N | 9999 | N |  | O/G Steam |  |  | 8300
10883_G_DEG1 | MA | 25025 | MEDICAL AREA TOTAL ENERGY PLANT | Medical Area Total Energy Plant | 7887011 | 87498513 |  |  | 10883 | DEG1 | 1191191 | 6 | [7 empty] | 12.19 | 0.0092 | 0.056029 | 0.056029 | 0.5 | 0.0242 | 0.0636 | 2019 | 315 | 9.72 | 414 | -1 | 74 | 221112 | -71.1083 | 42.3369 | 63.8 | 125 | 160 |  | 6 | Y | Distillate Fuel Oil | N | Y | N | 9999 | N |  | Combustion Turbine |  |  | 8700
10883_G_DEG2 | MA | 25025 | MEDICAL AREA TOTAL ENERGY PLANT | Medical Area Total Energy Plant | 7887011 | 87498613 |  |  | 10883 | DEG2 | 1191191 | 7 | [7 empty] | 0.89 | 0.0006 | 0.0036968 | 0.0036968 | 0.03 | 0.0016 | 0.0037 | 2019 | 315 | 9.72 | 414 | -1 | 74 | 221112 | -71.1083 | 42.3369 | 63.8 | 125 | 160 |  | 6 | Y | Distillate Fuel Oil | N | Y | N | 9999 | N |  | Combustion Turbine |  |  | 8700
10883_G_DEG3 | MA | 25025 | MEDICAL AREA TOTAL ENERGY PLANT | Medical Area Total Energy Plant | 7887011 | 87498713 |  |  | 10883 | DEG3 | 1191191 | 8 | [7 empty] | 1.69 | 0.0013 | 0.0082022 | 0.0082022 | 0.07 | 0.0035 | 0.0087 | 2019 | 315 | 9.72 | 414 | -1 | 74 | 221112 | -71.1083 | 42.3369 | 63.8 | 125 | 160 |  | 6 | Y | Distillate Fuel Oil | N | Y | N | 9999 | N |  | Combustion Turbine |  |  | 8700
10883_G_DEG4 | MA | 25025 | MEDICAL AREA TOTAL ENERGY PLANT | Medical Area Total Energy Plant | 7887011 | 87498813 |  |  | 10883 | DEG4 | 1191191 | 9 | [7 empty] | 6.83 | 0.0055 | 0.033733 | 0.033733 | 0.3 | 0.0137 | 0.0378 | 2019 | 315 | 9.72 | 414 | -1 | 74 | 221112 | -71.1083 | 42.3369 | 63.8 | 125 | 160 |  | 6 | Y | Distillate Fuel Oil | N | Y | N | 9999 | N |  | Combustion Turbine |  |  | 8700
10883_G_CT1 | MA | 25025 | MEDICAL AREA TOTAL ENERGY PLANT | Medical Area Total Energy Plant | 7887011 | 87498913 |  |  | 10883 | CT1 | 1191191 | 27 | [7 empty] | 4.6319 | 0.3367 | 3.0813 | 3.0813 | 1.1046 | 0.764 | 2.5052 | 2019 | 315 | 9.72 | 414 | -1 | 74 | 221112 | -71.1083 | 42.3369 | 228 | 125 | 120 |  | 12.5 | Y | Natural Gas, Distillate Fuel Oil | N | Y | N | 9999 | N | 10883_G_CT1;10883_B_GTHSG1 | Combustion Turbine |  |  | 8700
10883_G_CT2 | MA | 25025 | MEDICAL AREA TOTAL ENERGY PLANT | Medical Area Total Energy Plant | 7887011 | 87499013 |  |  | 10883 | CT2 | 1191191 | 28 | [7 empty] | 4.5231 | 0.3339 | 3.1387 | 3.1387 | 0.21 | 0.7089 | 2.3676 | 2019 | 315 | 9.72 | 414 | -1 | 74 | 221112 | -71.1083 | 42.3369 | 228 | 125 | 120 |  | 12.5 | Y | Natural Gas, Distillate Fuel Oil | N | Y | N | 9999 | N | 10883_B_GTHSG2;10883_G_CT2 | Combustion Turbine |  |  | 8700
10883_B_PSG1 | MA | 25025 | MEDICAL AREA TOTAL ENERGY PLANT | Medical Area Total Energy Plant | 7887011 | 96706213 |  |  | 10883 | PSG1 | 1191191 | 30 | [7 empty] | 1.9 | 0.35 | 1.846 | 1.846 | 0.47 | 0.75 | 0.0023 | 2019 | 315 | 9.72 | 414 | -1 | 74 | 221112 | -71.1083 | 42.3369 | 214 | 125 | 100 |  | 2.8 | Y | Natural Gas | N | Y | N | 9999 | N |  | O/G Steam |  |  | 8300
56527_G_GEN1 | MA | 25027 | RESOURCE CONTROL INC-WESTMINSTER | Fitchburg Gas Recovery | 5088111 | 87793313 |  |  | 56527 | GEN1 | 1180329 | 4 | [7 empty] | 10.34 | 2.88 | 1.8928 | 1.8928 | 8.64 |  | 44.31 | 2019 | 19 | 1.33 | 941 | -1 | 90 | 562212 | -71.847 | 42.5335 | 17.8 | 104 | 160 |  | 1.6 | N | Landfill Gas | N | N | N | 9999 | N |  | Landfill Gas |  |  | 13500
56527_G_GEN2 | MA | 25027 | RESOURCE CONTROL INC-WESTMINSTER | Fitchburg Gas Recovery | 5088111 | 87793413 |  |  | 56527 | GEN2 | 1180329 | 5 | [7 empty] | 9.64 | 2.8 | 1.7472 | 1.7472 | 8.77 |  | 42.81 | 2019 | 19 | 1.33 | 941 | -1 | 90 | 562212 | -71.847 | 42.5335 | 17.8 | 104 | 160 |  | 1.6 | N | Landfill Gas | N | N | N | 9999 | N |  | Landfill Gas |  |  | 13500
56527_G_GEN3 | MA | 25027 | RESOURCE CONTROL INC-WESTMINSTER | Fitchburg Gas Recovery | 5088111 | 90635613 |  |  | 56527 | GEN3 | 1180329 | 8 | [7 empty] | 9.72 | 2.85 | 1.8746 | 1.8746 | 7.96 |  | 42.88 | 2019 | 19 | 1.33 | 941 | -1 | 90 | 562212 | -71.847 | 42.5335 | 17.8 | 104 | 160 |  | 1.6 | N | Landfill Gas | N | N | N | 9999 | N |  | Landfill Gas |  |  | 13500
6125_G_1 | MA | 25027 | SHREWSBURY ELECTRIC AND CABLE OPERATIONS | Shrewsbury | 5096411 | 87700513 |  |  | 6125 | 1 | 1180664 | 1 | [7 empty] | 0.3518 | 0.0231 | 0.0088198 | 0.0088198 | 0.0287 |  | 0.003 | 2019 | 20 | 3.3 | 680 | -1 | 45 | 221112 | -71.7187 | 42.2756 | 28.8 | 125 | 160 |  | 2.8 | N | Distillate Fuel Oil | N | N | N | 9999 | N |  | Combustion Turbine |  |  | 18506
6125_G_2 | MA | 25027 | SHREWSBURY ELECTRIC AND CABLE OPERATIONS | Shrewsbury | 5096411 | 87700613 |  |  | 6125 | 2 | 1180664 | 2 | [7 empty] | 0.585 | 0.0384 | 0.014628 | 0.014628 | 0.0477 |  | 0.0081 | 2019 | 20 | 3.3 | 680 | -1 | 45 | 221112 | -71.7187 | 42.2756 | 28.8 | 125 | 160 |  | 2.8 | N | Distillate Fuel Oil | N | N | N | 9999 | N |  | Combustion Turbine |  |  | 18500
6125_G_3 | MA | 25027 | SHREWSBURY ELECTRIC AND CABLE OPERATIONS | Shrewsbury | 5096411 | 87700713 |  |  | 6125 | 3 | 1180664 | 3 | [7 empty] | 0.585 | 0.0384 | 0.014628 | 0.014628 | 0.0477 |  | 0.0042 | 2019 | 20 | 3.3 | 680 | -1 | 45 | 221112 | -71.7187 | 42.2756 | 28.8 | 125 | 160 |  | 2.8 | N | Distillate Fuel Oil | N | N | N | 9999 | N |  | Combustion Turbine |  |  | 18500
6125_G_5 | MA | 25027 | SHREWSBURY ELECTRIC AND CABLE OPERATIONS | Shrewsbury | 5096411 | 87700813 |  |  | 6125 | 5 | 1180664 | 5 | [7 empty] | 0.585 | 0.0384 | 0.014628 | 0.014628 | 0.0477 |  | 0.0089 | 2019 | 20 | 3.3 | 690 | -1 | 45 | 221112 | -71.7187 | 42.2756 | 28.8 | 125 | 160 |  | 2.8 | N | Distillate Fuel Oil | N | N | N | 9999 | N |  | Combustion Turbine |  |  | 18500
6125_G_4 | MA | 25027 | SHREWSBURY ELECTRIC AND CABLE OPERATIONS | Shrewsbury | 5096411 | 87701013 |  |  | 6125 | 4 | 1180664 | 4 | [7 empty] | 0.585 | 0.0384 | 0.014628 | 0.014628 | 0.0477 |  | 0.0053 | 2019 | 20 | 3.3 | 680 | -1 | 45 | 221112 | -71.7187 | 42.2756 | 28.8 | 125 | 160 |  | 2.8 | N | Distillate Fuel Oil | N | N | N | 9999 | N |  | Combustion Turbine |  |  | 18500
55212_G_U2 | MA | 25027 | BLACKSTONE POWER GENERATING LLC | ANP Blackstone Energy Project | 6049311 | 87675913 | 55212 | 2 | 55212 | U2 | 1180211 | 2 | 20.874 | 1.693 | 1.3976 | 1.3976 | 5.7591 | 5.0491 | 24.7145 | 41.142 | 1.8775 | 1.1746 | 1.1746 | 4.8407 | 4.5755 | 18.735 | 2019 | 180 | 18 | 210 | -1 | 63 | 221112 | -71.5157 | 42.06 | 1820 | 125 | 120 | 109&65 | 248.7 | N | Natural Gas | Y | N | N | 9999 | N |  | Combined Cycle |  | 3711.2197 | 7762
55212_G_U1 | MA | 25027 | BLACKSTONE POWER GENERATING LLC | ANP Blackstone Energy Project | 6049311 | 87676613 | 55212 | 1 | 55212 | U1 | 1180211 | 1 | 20.067 | 1.633 | 1.4271 | 1.4271 | 5.8807 | 3.8391 | 25.3385 | 42.34 | 1.8235 | 1.1144 | 1.1144 | 4.5921 | 2.9236 | 17.3835 | 2019 | 180 | 18 | 210 | -1 | 63 | 221112 | -71.5157 | 42.06 | 1820 | 125 | 120 | 109&65 | 247.8 | N | Natural Gas | Y | N | N | 9999 | N |  | Combined Cycle |  | 3701.8301 | 7763
55079_G_CT01 | MA | 25027 | MILLENNIUM POWER COMPANY LLC | Millennium Power | 6066411 | 87811813 | 55079 | 1 | 55079 | CT01 | 1180281 | 1 | 82.412 | 3.787 | 1.1992 | 1.9567 | 12.813 | 40.017 | 512.52 | 42.2 | 2 | 9.0454 | 9.0454 | 0.96 | 19.15 | 25.19 | 2019 | 225 | 19 | 242 | -1 | 89 | 221112 | -72.0151 | 42.1124 | 2530 | 125 | 120 | 109&139 | 214.8 | N | Natural Gas | Y | N | N | 9999 | N | 55079_G_CT01;55079_G_ST01 | Combined Cycle |  | 5839.7441 | 7223
54805_G_GT-1 | MA | 25027 | MILFORD POWER LLC | Milford Power LP | 6468611 | 87855913 | 54805 | 1 | 54805 | GT-1 | 1201504 | 1 | 19.447 | 0.24 | 3.1242 | 3.1242 | 0.945 | 3.3405 | 12.1762 | 23.2 | 0.6 | 1.4862 | 1.4862 | 0.4234 | 2.6446 | 3.6372 | 2019 | 125 | 19 | 271 | -1 | 44 | 221112 | -71.5116 | 42.1289 | 1400 | 125 | 120 | 139&212 | 123 | N | Natural Gas | Y | N | N | 9999 | N | 54805_G_ST-1;54805_G_GT-1 | Combined Cycle |  | 781.1099 | 8382
54620_B_B1 | MA | 25027 | STORED SOLAR FITCHBURG LLC | Pinetree Power Fitchburg | 6637711 | 87334713 | 54620 | 1 | 54620 | B1 | 1180061 | 1 | [7 empty] | 65.4507 | 0.8214 | 2.2827 | 4.8057 | 4.5515 | 4.227 | 154.2725 | 2019 | 180 | 6 | 330 | -1 | 39 | 221117 | -71.8531 | 42.543 | 260 | 125 | 100 |  | 16 | N | Biomass | N | N | N | 9999 | N |  | Biomass |  |  | 17659
50878_B_UNIT1 | MA | 25027 | WHEELABRATOR MILLBURY INC | Wheelabrator Millbury Facility | 7869811 | 87378813 |  |  | 50878 | UNIT1 | 1180419 | 1 | [7 empty] | 427.7911 | 72.3609 | 2.4364 | 2.4364 | 2.3833 | 1.5506 | 24.1185 | 2019 | 365 | 10 | 235 | -1 | 68 | 562213 | -71.7673 | 42.2207 | 72 | 103 | 270 | 127&140&207&42 | 20 | N | MSW | N | Y | N | 9999 | N |  | Municipal Solid Waste |  |  | 15839
50878_B_UNIT2 | MA | 25027 | WHEELABRATOR MILLBURY INC | Wheelabrator Millbury Facility | 7869811 | 87378913 |  |  | 50878 | UNIT2 | 1180419 | 2 | [7 empty] | 435.3605 | 74.4845 | 2.2662 | 2.2662 | 2.4555 | 0.7768 | 29.5842 | 2019 | 365 | 10 | 235 | -1 | 68 | 562213 | -71.7673 | 42.2207 | 72 | 103 | 270 |  | 20 | N | MSW | N | Y | N | 9999 | N |  | Municipal Solid Waste |  |  | 15839
50772_B_B1 | MI | 26001 | Viking Energy of Lincoln, LLC | Viking Energy of Lincoln | 5737411 | 22977113 |  |  | 50772 | B1 | N0890 | EU0003 | 211.846 | 154.04 | 22.2681 | 22.2681 | 0.8486 | 0 | 105.923 | 212.238 | 154.36 | 22.2124 | 22.2124 | 0.8465 |  | 96.4865 | 2019 | 150 | 6 | 360 | 926.2833 | 32.8 | 221117 | -83.4199 | 44.6807 |  | 125 | 100 | 128&204&75 | 16.3 | N | Biomass | N | Y | N | 9999 | N |  | Biomass | 8592 |  | 13500
1880_G_8 | MI | 26005 | Wolverine Power Supply Cooperative | Claude Vandyke | 5749211 | 20405713 |  |  | 1880 | 8 | B5421 | EU0012 | 11.955 | 0.0994 | 0.19105 | 0.19105 | 0.0608 |  | 2.374 | 5.915 | 0.0538 | 0.1034 | 0.1034 | 0.0329 |  | 1.285 | 2019 | 45 | 12.83 | 919 | 10914.6168 | 84.4 | 221112 | -85.8542 | 42.7313 | 24 | 125 | 120 |  | 20.2 | N | Natural Gas | N | N | N | 9999 | N |  | Combustion Turbine | 204 |  | 18769
1880_G_6 | MI | 26005 | Wolverine Power Supply Cooperative | Claude Vandyke | 5749211 | 20405913 |  |  | 1880 | 6 | B5421 | EU0008 | 16.34 | 0.175 | 0.33695 | 0.33695 | 0.1072 |  | 4.1865 | 1.1145 | 0.01 | 0.02299 | 0.02299 | 0.007315 |  | 0.28565 | 2019 | 85 | 10.1 | 302 | 2371.6 | 29.6 | 221112 | -85.8542 | 42.7313 | 22 | 125 | 140 |  | 19.3 | N | Natural Gas | N | N | N | 2019 | N |  | Combined Cycle | 500 |  | 10900
7268_G_9 | MI | 26005 | Holland BPW, 48th Street Peaking Station | 491 E 48th Street | 7258311 | 7292913 | 7258 | 9 | 7268 | 9 | N2586 | EU0007 | 2.01 | 0.00369 | 0.2759 | 0.2759 | 0.0878 |  | 8.6 | 3.7 |  | 0.76 | 0.76 | 0.2418 |  | 13.13 | 2019 | 70 | 14.76 | 1050 | 8559.0501 | 50 | 221112 | -86.0847 | 42.755 | 73 | 125 | 120 | 205 | 72 | N | Natural Gas | Y | N | N | 9999 | N |  | Combustion Turbine | 248 | 150.68 | 17570
7268_G_8 | MI | 26005 | Holland BPW, 48th Street Peaking Station | 491 E 48th Street | 7258311 | 7293113 | 7258 | **8 | 7268 | 8 | N2586 | EU0004 | 1.601 | 0.02536 | 0.09506 | 0.095145 | 0.029215 |  | 0.41664 | 1.1 |  | 0.07015 | 0.07015 | 0.02232 |  | 0.319 | 2019 | 35 | 12.8 | 1005 | 4577.75 | 35.6 | 221112 | -86.0847 | 42.7541 | 38 | 125 | 120 | 28 | 32 | N | Natural Gas, Distillate Fuel Oil | Y | N | N | 9999 | N |  | Combustion Turbine | 6 | 75.66 | 17570
7268_G_7 | MI | 26005 | Holland BPW, 48th Street Peaking Station | 491 E 48th Street | 7258311 | 7293213 | 7258 | **7 | 7268 | 7 | N2586 | EU0003 | 7.0013 | 0.04684 | 0.43644 | 0.43658 | 0.13713 |  | 1.9579 | 0.8 |  | 0.0541 | 0.0541 | 0.017215 |  | 0.246 | 2019 | 35 | 12.8 | 1005 | 4577.75 | 35.6 | 221112 | -86.0847 | 42.7541 | 38 | 125 | 120 | 28 | 32 | N | Natural Gas, Distillate Fuel Oil | Y | N | N | 9999 | N |  | Combustion Turbine | 8 | 359.5301 | 17570
61391_G_M1 | MI | 26013 | Upper Michigan Energy Resources -A.J. Mihm G.S. | A.J. Mihm Generating Station | 18981111 | 137113013 |  |  | 61391 | M1 | P0796 | EU0004 | [7 empty] | 6.805 | 0.1858 | 1.6615 | 1.6615 | 5.47 |  | 4.317 | 2019 | 65 | 5.25 | 678 | 2102.0833 | 97.1 | 221112 | -88.6165 | 46.7938 |  | 125 | 160 |  | 18.3 | N | Natural Gas | N | N | N | 9999 | N |  | Combustion Turbine | 4811 |  | 10745
61391_G_M2 | MI | 26013 | Upper Michigan Energy Resources -A.J. Mihm G.S. | A.J. Mihm Generating Station | 18981111 | 137113113 |  |  | 61391 | M2 | P0796 | EU0005 | [7 empty] | 6.48 | 0.1818 | 1.3915 | 1.3915 | 6.86 |  | 4.255 | 2019 | 65 | 5.25 | 678 | 2102.0833 | 97.1 | 221112 | -88.6165 | 46.7938 |  | 125 | 160 |  | 18.3 | N | Natural Gas | N | N | N | 9999 | N |  | Combustion Turbine | 4576 |  | 10745
61391_G_M3 | MI | 26013 | Upper Michigan Energy Resources -A.J. Mihm G.S. | A.J. Mihm Generating Station | 18981111 | 137113213 |  |  | 61391 | M3 | P0796 | EU0006 | [7 empty] | 4.7735 | 0.1865 | 1.653 | 1.653 | 5.795 |  | 7.415 | 2019 | 65 | 5.25 | 678 | 2102.0833 | 97.1 | 221112 | -88.6165 | 46.7938 |  | 125 | 160 |  | 18.3 | N | Natural Gas | N | N | N | 9999 | N |  | Combustion Turbine | 4913 |  | 10745
1772_B_1 | MI | 26013 | LANSE WARDEN ELECTRIC COMPANY LLC | John H Warden | 4994411 | 30809713 |  |  | 1772 | 1 | B4260 | EU0009 | 214.018 | 283.951 | 11.9839 | 31.6567 | 3.8994 | 0.03213 | 129.9975 | 235.0191 | 342.1167 | 26.5811 | 29.039 | 0.8325 | 0.00309 | 170.7355 | 2019 | 148 | 7.5 | 350 | 1833.3333 | 41.5 | 221117 | -88.4556 | 46.7556 |  | 125 | 100 | 10&76 | 17.7 | N | Biomass | N | Y | N | 9999 | N |  | Biomass | 6552 |  | 17180
7399_G_GEN4 | MI | 26017 | BAY CITY ELECTRIC LIGHT & POWER | Henry Station | 4140111 | 34964113 |  |  | 7399 | GEN4 | N3195 | EU0002 | 10.64 | 0.0943 | 0.17172 | 0.17172 | 0.4919 |  | 1.5999 | 6.5005 | 0.049235 | 0.09613 | 0.09613 | 0.29525 |  | 0.96775 | 2019 | 100 | 9 | 250 | -1 | 50 | 221118 | -83.8999 | 43.595 | 8 | 125 | 160 |  | 7.5 | N | Natural Gas, Distillate Fuel Oil | N | N | N | 9999 | N |  | Combustion Turbine | 68 |  | 10745
7399_G_GEN3 | MI | 26017 | BAY CITY ELECTRIC LIGHT & POWER | Henry Station | 4140111 | 34964213 |  |  | 7399 | GEN3 | N3195 | EU0001 | 12.6365 | 0.0807 | 0.17519 | 0.17519 | 0.56465 |  | 1.8645 | 7.571 | 0.055075 | 0.10958 | 0.10958 | 0.34255 |  | 1.1246 | 2019 | 100 | 9 | 250 | -1 | 50 | 221118 | -83.8999 | 43.595 | 8 | 125 | 160 |  | 7.5 | N | Natural Gas, Distillate Fuel Oil | N | N | N | 9999 | N |  | Combustion Turbine | 25 |  | 10745
7398_G_GEN2 | MI | 26017 | BAY CITY ELECTRIC LIGHT & POWER | Water Street Station | 4171511 | 35921713 |  |  | 7398 | GEN2 | B7529 | EU0002 | 7.0025 | 0.061285 | 0.11217 | 0.11217 | 0.3232 |  | 1.0519 | 6.5815 | 0.07256 | 0.12113 | 0.12113 | 0.31305 |  | 1.0058 | 2019 | 100 | 9 | 250 | -1 | 50 | 221118 | -83.8959 | 43.5827 | 7 | 125 | 160 |  | 6.5 | N | Natural Gas, Distillate Fuel Oil | N | N | N | 9999 | N |  | Combustion Turbine | 19 |  | 11288
7398_G_GEN1 | MI | 26017 | BAY CITY ELECTRIC LIGHT & POWER | Water Street Station | 4171511 | 35921813 |  |  | 7398 | GEN1 | B7529 | EU0001 | 4.156 | 0.04326 | 0.073806 | 0.073806 | 0.1961 |  | 0.6322 | 3.4455 | 0.035275 | 0.060575 | 0.060575 | 0.16224 |  | 0.5235 | 2019 | 100 | 9 | 250 | -1 | 50 | 221118 | -83.8959 | 43.5827 | 6 | 125 | 160 |  | 5.5 | N | Natural Gas, Distillate Fuel Oil | N | N | N | 9999 | N |  | Combustion Turbine | 17 |  | 11291
1720_G_A | MI | 26017 | Consumers Energy Karn-Weadock Facility |  | 8172811 | 4492713 |  |  |  |  | B2840 | EU0049 | 0 | 0 | 0 | 0 | 0 |  | 0 | [8 empty] | 25 | 12.79 | 850 | 7166.6666 | 55.8 | 221112 | -83.8403 | 43.644 | 233 | 125 | 100 |  |  |  |  | N | N | N |  | N
1702_B_2 | MI | 26017 | Consumers Energy D.E. Karn Facility |  | 8172811 | 82867313 | 1702 | ;1;2 |  | ; | B2840 | RG0058 | 589 | 527.5 | 7.2763 | 11.8463 | 38.2846 | 14.42 | 320.3185 | 549.5 | 516 | 428.5 | 433.05 | 32.3488 | 2.1914 | 270.4855 | 2019 | 350 | 18 | 310 | 14271.8669 | 56.1 | 221112 | -83.841 | 43.6449 | 6500 | 125 | 100 | 127&128&139&205 |  |  |  | Y | N | N |  | Y | 1702_B_1;1702_B_2 |  | 7536 | 6914.0903
1702_B_4 | MI | 26017 | Consumers Energy D.E. Karn Facility | Dan E Karn | 8172811 | 82867413 | 1702 |  | 1702 | 4;4 | B2840 | RG0059 | 128.3 | 65.7 | 8.1785 | 8.896 | 4.9447 | 0 | 71.8685 | 64.3 | 52.6 | 4.856 | 5.4525 | 2.5926 | 1.3695 | 37.5245 | 2019 | 450 | 34.5 | 508 | 98500.0019 | 105.4 | 221112 | -83.8413 | 43.6436 | 22300 | 125 | 100 |  | 603 | N | Natural Gas, Residual Fuel Oil | Y | N | N | 9999 | Y | 1702_B_3;1702_B_4 | O/G Steam | 704 | 664.4599 | 11919
1720_B_8 | MI | 26017 | Consumers Energy Karn-Weadock Facility |  | 8172811 | 82867513 | 1720 | 8;7 |  | ; | B2840 | RG0060 | 510.5 | 1635.5 | 30.8868 | 63.8468 | 7.5041 | 0 | 62.2773 | [8 empty] | 498 | 17 | 299 | 16545.5166 | 72.9 | 221112 | -83.8446 | 43.6392 | 5650 | 125 | 100 | 128 |  |  |  | Y | N | N |  | Y | 1720_B_7;1720_B_8 |  | 2016 | 2023.35
1844_G_IC3 | MI | 26025 | Marshall City, Electric Powerplant | Marshall (MI) | 6416311 | 18094413 |  |  | 1844 | IC3 | C6230 | RG0013 | 0 | 0 | 0 | 0 | 0 |  | 0 | [13 empty] | 221112 | -84.9559 | 42.2631 | 2 | 125 | 160 |  | 1.9 | N | Natural Gas, Distillate Fuel Oil | N | N | N | 9999 | N |  | Combustion Turbine |  |  | 18000
1873_G_GT4 | MI | 26031 | Wolverine Power, Tower Power Plant | Tower | 4184811 | 32644613 |  |  | 1873 | GT4 | N6171 | EU0004 | 2.5865 | 0.8905 | 0.03253 | 0.033285 | 0.001205 |  | 0.009695 | 0.08925 | 0.030725 | 0.001125 | 0.00115 | 4e-05 |  | 0.000335 | 2019 | [5 empty] | 221112 | -84.2944 | 45.3628 | 18 | 125 | 120 |  | 19.3 | N | Distillate Fuel Oil | N | N | N | 9999 | N |  | Combustion Turbine | 28 |  | 15977
54549_G_1-1 | MI | 26037 | Granger Wood Street Landfill | Wood Road | 7778311 | 125783913 |  |  | 54549 | 1-1 | N5997 | RG0001 | [7 empty] | 84.8 | 45.32 | 11.784 | 12.2031 | 17.38 |  | 131.4 | 2019 | 60 | 0.83 | 730 | 105.9 | 195.7 | 562212 | -84.5293 | 42.7731 | 1140 | 104 | 999 |  | 0.8 | N | Landfill Gas | N | N | N | 9999 | N | 54549_G_1-3;54549_G_1-2;54549_G_1-1;54549_G_1-4 | Landfill Gas |  |  | 13500
54549_G_1-5 | MI | 26037 | Granger Wood Street Landfill | Wood Road | 7778311 | 125784013 |  |  | 54549 | 1-5 | N5997 | RG0002 | [7 empty] | 27.135 | 35.59 | 11.8192 | 12.2395 | 9.175 |  | 167.25 | 2019 | 60 | 1.2 | 914 | 70.05 | 61.9 | 562212 | -84.5293 | 42.7731 | 2230 | 104 | 999 |  | 1.6 | N | Landfill Gas | N | N | N | 9999 | N | 54549_G_1-7;54549_G_1-6;54549_G_1-5 | Landfill Gas |  |  | 13500
10822_B_BOIL1 | MI | 26039 | GRAYLING GENERATING STATION LTD PTNR | Grayling Generating Station | 4187811 | 35897313 | 10822 | 1 | 10822 | BOIL1 | N2388 | EU0008 | 137.8607 | 4.7101 | 7.8938 | 7.8938 | 3.7343 | 18.1104 | 176.1264 | 142.801 | 4.8723 | 10.4138 | 10.4138 | 1.4763 | 0.0039 | 145.305 | 2019 | 220 | 7.83 | 350 | 3477.1167 | 72.2 | 221118 | -84.6903 | 44.6045 | 523 | 125 | 100 | 128&65&75 | 38 | N | Biomass | Y | N | N | 9999 | N |  | Biomass | 15 | 8204.2402 | 15541
1832_B_1 | MI | 26045 | LBWL, Erickson Station | Erickson Station | 4174811 | 34945413 | 1832 | 1 | 1832 | 1 | B4001 | EU0007 | 1058.5 | 2588.5 | 1.4345 | 4.3821 | 14.7803 | 0.18022 | 123.357 | 712.5 | 2072 | 1.0945 | 3.343 | 13.1266 | 0.15015 | 109.5163 | 2019 | 475 | 17 | 335 | 13750.0002 | 60.6 | 221112 | -84.6567 | 42.6922 | 1670 | 125 | 100 | 128&205&207 | 154 | N | Subbituminous | Y | N | N | 9999 | N |  | Coal Steam | 8760 | 6985.4102 | 11013
54751_B_BLR1 | MI | 26049 | GENESEE POWER STATION LIMITED PARTNERSHIP | Genesee Power Station LP | 6472811 | 17731913 | 54751 | 01 | 54751 | BLR1 | N3570 | EU0009 | 127.6169 | 35.2001 | 48.0929 | 57.8539 | 8.7156 | 0.00037 | 169.4797 | 133 | 30.102 | 6.3402 | 6.6184 | 9.3398 | 0.002785 | 136.9 | 2019 | 220 | 7.83 | 337 | 3330.8 | 69.2 | 221118 | -83.67 | 43.0851 | 591 | 125 | 100 | 128&140&77 | 35 | N | Biomass | Y | N | N | 9999 | N | 54751_B_BLR1;54751_G_GEN1 | Biomass | 7512 | 8363 | 15324
1719_G_4 | MI | 26049 | Consumers Energy Thetford Combustion Turbine Plant |  | 6620111 | 18999013 | 1719 |  |  | ;;; | B2918 | RG0016 | 2.9865 | 0.00256 | 0.027355 | 0.027355 | 0.008705 |  | 0.33985 | [7 empty] | 2017 | 51 | 13.7 | 850 | 15500.0003 | 105.1 | 221112 | -83.6284 | 43.1562 | 555 | 125 | 120 |  |  |  |  | Y | N | N |  | N | 1719_G_4;1719_G_1;1719_G_2;1719_G_3 |  | 16
1829_G_2 | MI | 26059 | HILLSDALE CITY OF PUBLIC UTILITIES |  | 6056111 | 23806613 |  |  |  |  | B7536 | EU0014 | 0 | 0 | 0 | 0 | 0 |  | 0 | [8 empty] | 54 | 2 | 425 | 1038.6666 | 330.6 | 221112 | -84.6168 | 41.9072 | 2 | 125 | 160 |  |  |  |  | N | N | N |  | N
1829_G_3 | MI | 26059 | HILLSDALE CITY OF PUBLIC UTILITIES |  | 6056111 | 23806713 |  |  |  |  | B7536 | EU0015 | 0 | 0 | 0 | 0 | 0 |  | 0 | [8 empty] | 47 | 2.5 | 440 | 1038.6666 | 211.6 | 221112 | -84.6168 | 41.9072 | 2 | 125 | 160 |  |  |  |  | N | N | N |  | N
1829_G_4 | MI | 26059 | HILLSDALE CITY OF PUBLIC UTILITIES |  | 6056111 | 23806813 |  |  |  |  | B7536 | EU0016 | 0.8342 | 0.011295 | 0.017553 | 0.017553 | 0.041 | 0.0025229 | 0.020395 | 2.2558 | 0.032175 | 0.049168 | 0.049168 | 0.11189 | 0.0068015 | 0.076645 | 2019 | 45.5 | 2.5 | 1033 | 866.6666 | 176.6 | 221112 | -84.6168 | 41.9072 | 4 | 125 | 160 | 312 |  |  |  | N | N | N |  | N |  |  | 16
1829_G_6 | MI | 26059 | HILLSDALE CITY OF PUBLIC UTILITIES | Hillsdale | 6056111 | 23807013 |  |  | 1829 | 6 | B7536 | EU0019 | 0 | 0 | 0 | 0 | 0 |  | 0 | [8 empty] | 47 | 2.5 | 445 | 1038.6666 | 211.6 | 221112 | -84.6168 | 41.9072 | 6 | 125 | 160 |  | 6 | N | Natural Gas, Distillate Fuel Oil | N | N | N | 9999 | N |  | Combustion Turbine |  |  | 10745
1829_G_5 | MI | 26059 | HILLSDALE CITY OF PUBLIC UTILITIES | Hillsdale | 6056111 | 23807113 |  |  | 1829 | 5 | B7536 | EU0017 | 1.6485 | 0.024825 | 0.037302 | 0.037302 | 0.08259 | 0.004952 | 0.04568 | 4.2935 | 0.054735 | 0.086754 | 0.086754 | 0.20885 | 0.013029 | 0.14224 | 2019 | 45.5 | 2.5 | 950 | 866.6666 | 176.6 | 221112 | -84.6168 | 41.9072 | 6 | 125 | 160 | 312 | 5.6 | N | Natural Gas, Distillate Fuel Oil | N | N | N | 9999 | N |  | Combustion Turbine | 16 |  | 10745
4259_B_1 | MI | 26059 | MI SO CENTRAL POWER AGENCY |  | 7779111 | 3630113 | 4259 | 1 |  |  | B6611 | EU0003 | 132.93 | 139.4534 | 0.88776 | 1.4098 | 1.7013 | 0.31007 | 17.3045 | [8 empty] | 250 | 9.4 | 132 | 3208.7833 | 46.2 | 221112 | -84.755 | 42.0317 | 55 | 125 | 100 | 128&141 |  |  |  | Y | N | N |  | N |  |  | 8760 | 3237.3896
1875_G_1 | MI | 26063 | THUMB ELECTRIC COOPERATIVE | Ubly | 5984511 | 24542613 |  |  | 1875 | 1 | N3517 | RG0015 | 0.14195 | 0.00933 | 0.010745 | 0.010745 | 0.011585 |  | 0.03055 | 0.1842 | 0.01211 | 0.013945 | 0.013945 | 0.015035 |  | 0.03965 | 2019 | 42 | 1.5 | 530 | 149.5 | 84.6 | 221112 | -82.9381 | 43.7206 | 1 | 125 | 160 |  | 0.6 | N | Distillate Fuel Oil | N | N | N | 9999 | N |  | Combustion Turbine | 1 |  | 10745
1875_G_8 | MI | 26063 | THUMB ELECTRIC COOPERATIVE | Ubly | 5984511 | 24542713 |  |  | 1875 | 8 | N3517 | RG0021 | 0.07431 | 0.002095 | 0.0026986 | 0.0026986 | 0.00433 |  | 0.01281 | 38.7703 | 0.011485 | 0.27796 | 0.27796 | 1.5856 |  | 5.4508 | 2019 | 43 | 1.667 | 702 | 380.25 | 174.3 | 221112 | -82.9381 | 43.7206 | 2 | 125 | 160 |  | 2.5 | N | Natural Gas, Distillate Fuel Oil | N | N | N | 9999 | N |  | Combustion Turbine | 1 |  | 10745
58427_G_CTG1 | MI | 26065 | LBWL - Eckert Station & REO Town Plant | Lansing BWL REO Town Plant | 5985211 | 110193013 | 58427 | 100 | 58427 | CTG1 | B2647 | RG0029 | 27.5 | 0.6 | 6.46 | 6.46 | 2.099 |  | 75.25 | 53.3 | 0.8 | 6.51 | 6.51 | 2.611 |  | 96 | 2019 | 160 | 10 | 870 | 9583.3335 | 122 | 221112 | -84.5586 | 42.7183 | 385 | 125 | 140 |  | 31 | Y | Natural Gas | Y | N | N | 9999 | N | 58427_G_ST;58427_G_CTG1 | Combined Cycle | 8760 | 5467.8193 | 5528
58427_G_CTG2 | MI | 26065 | LBWL - Eckert Station & REO Town Plant | Lansing BWL REO Town Plant | 5985211 | 110193113 | 58427 | 200 | 58427 | CTG2 | B2647 | RG0030 | 42.3 | 0.7 | 19.535 | 19.535 | 2.688 |  | 79.95 | 46.6 | 0.7 | 4.7555 | 4.7555 | 2.291 |  | 44.33 | 2019 | 160 | 10 | 870 | 9583.3335 | 122 | 221112 | -84.5586 | 42.7183 | 385 | 125 | 140 |  | 31 | Y | Natural Gas | Y | N | N | 9999 | N |  | Combined Cycle | 8760 | 7148.6284 | 5528
1831_B_6 | MI | 26065 | LBWL - Eckert Station & REO Town Plant |  | 5985211 | 24540813 | 1831 | ;4;5;6 |  | ;; | B2647 | RG0023 | 785.5 | 1858 | 12.3779 | 37.7983 | 11.9019 | 0.1396 | 99.2725 | 74.1 | 150.2 | 0.83889 | 2.5616 | 0.87872 | 0.02113 | 7.3755 | 2019 | 619 | 8 | 350 | 7166.6668 | 142.6 | 221112 | -84.5579 | 42.7189 | 807 | 125 | 100 | 128&205&207 |  |  |  | Y | Y | N |  | Y | 1831_B_5;1831_B_6;1831_B_4 |  | 8760 | 5413.2988
1831_B_3 | MI | 26065 | LBWL - Eckert Station and REO Town Plant |  | 5985211 | 24541313 | 1831 | 2;3;1 |  | ;; | B2647 | RG0022 | 0 | 0 | 0 | 0 | 0 | 0 | 0 | [8 empty] | 619 | 6 | 415 | 4833.3333 | 170.9 | 221112 | -84.5585 | 42.7189 | 522 | 125 | 100 | 128&205 |  |  |  | N | Y | N |  | Y | 1831_B_1;1831_B_2;1831_B_3
10328_B_BLR1 | MI | 26065 | Michigan State University | T B Simon Power Plant | 8157711 | 4525513 | 10328 | UNIT1 | 10328 | BLR1 | K3249 | EU0529 | 84.3 | 0.3331 | 4.219 | 4.219 | 3.0535 | 0.272 | 46.635 | 124.4 | 0.45965 | 5.82 | 5.82 | 4.2135 | 0.3754 | 64.35 | 2019 | 275 | 11 | 325 | 4430 | 46.6 | 611310 | -84.484 | 42.7176 | 330 | 148 | 100 | 127&205 | 17 | Y | Natural Gas | Y | N | N | 9999 | N |  | O/G Steam | 6720 | 1694.5801 | 8300
10328_B_BLR2 | MI | 26065 | Michigan State University | T B Simon Power Plant | 8157711 | 4525613 | 10328 | UNIT2 | 10328 | BLR2 | K3249 | EU0530 | 98.35 | 0.38245 | 4.8445 | 4.8445 | 3.506 | 0.31235 | 53.55 | 92.05 | 0.4463 | 5.655 | 5.655 | 4.091 | 0.36445 | 62.5 | 2019 | 275 | 11 | 325 | 4430 | 46.6 | 611310 | -84.484 | 42.7176 | 330 | 148 | 100 | 127&205 | 17 | Y | Natural Gas | Y | N | N | 9999 | N |  | O/G Steam | 7224 | 2832.1699 | 8300
10328_B_BLR3 | MI | 26065 | Michigan State University | T B Simon Power Plant | 8157711 | 4525713 | 10328 | UNIT3 | 10328 | BLR3 | K3249 | EU0531 | 90.25 | 0.4695 | 5.945 | 5.945 | 4.3035 | 0.3834 | 65.75 | 139.8 | 0.5735 | 7.265 | 7.265 | 5.26 | 0.46855 | 80.3 | 2019 | 275 | 13 | 325 | 5255.0001 | 39.6 | 611310 | -84.4845 | 42.7175 | 460 | 148 | 100 | 128&205 | 17 | Y | Natural Gas | Y | N | N | 9999 | N |  | O/G Steam | 6744 | 3304.1499 | 8300
10328_B_BLR4 | MI | 26065 | Michigan State University | T B Simon Power Plant | 8157711 | 4525813 | 10328 | UNIT4 | 10328 | BLR4 | K3249 | EU0532 | 28.115 | 33.415 | 4.1029 | 4.2605 | 3.3075 | 0.26684 | 31.59 | 15.565 | 0.30525 | 3.8665 | 3.8665 | 2.798 | 0.2493 | 42.735 | 2019 | 275 | 13 | 325 | 5255.0001 | 39.6 | 611310 | -84.4845 | 42.7175 | 460 | 148 | 100 | 100&65 | 17 | Y | Natural Gas | Y | N | N | 9999 | N |  | O/G Steam | 5688 | 3248.8398 | 8300
10328_B_BLR6 | MI | 26065 | Michigan State University | T B Simon Power Plant | 8157711 | 82809713 |  |  | 10328 | BLR6 | K3249 | EU0553 | 0 | 0.00467 | 0.05915 | 0.05915 | 0.04279 | 0.024895 | 0 |  | 0.020815 | 0.26365 | 0.26365 | 0.1908 | 0.111 |  | 2019 | 157.5 | 6 | 520 | 2737.4167 | 96.8 | 611310 | -84.4843 | 42.7181 |  | 148 | 100 |  | 17 | Y | Natural Gas | N | N | N | 9999 | N |  | O/G Steam | 1032 |  | 8300
10328_G_GEN6 | MI | 26065 | Michigan State University | T B Simon Power Plant | 8157711 | 82809813 |  |  | 10328 | GEN6 | K3249 | EU0555 | 8.475 | 0.00149 | 2.0925 | 2.0925 | 0.6655 |  | 16.795 | 10.67 | 0.000745 | 1.0465 | 1.0465 | 0.3329 |  | 24.195 | 2019 | 157.5 | 6 | 520 | 2737.4167 | 96.8 | 611310 | -84.4843 | 42.7181 |  | 148 | 140 |  | 12.6 | N | Natural Gas | N | Y | N | 9999 | N |  | Combustion Turbine | 5376 |  | 12369
55270_G_7EA | MI | 26075 | Consumers Energy Co. - Jackson Generating Station | Jackson Generating Station | 5695811 | 22024913 | 55270 | 7EA | 55270 | 7EA | N6626 | RG0032 | 66.4 | 1.462 | 17.375 | 17.375 | 4.3845 |  | 46.94 | 79.85 | 1.5235 | 18.105 | 18.105 | 4.57 |  | 40.05 | 2019 | 105 | 15.5 | 294 | 10689.4335 | 56.7 | 221112 | -84.3755 | 42.2464 | 1260 | 125 | 120 |  | 73.2 | N | Natural Gas | Y | N | N | 9999 | N |  | Combined Cycle | 5111 | 5174.4316 | 8213
55270_G_LM6 | MI | 26075 | Consumers Energy Co. - Jackson Generating Station | Jackson Generating Station | 5695811 | 22025013 | 55270 | ;LM6;LM4;LM2;LM3;LM1;LM5 | 55270 | LM6;LM6;LM6;LM6;LM6;LM6 | N6626 | RG0031 | 431.2 | 3.705 | 41.495 | 41.495 | 7.235 |  | 250.7 | 476.25 | 3.673 | 41.24 | 41.24 | 7.305 |  | 297.35 | 2019 | 140 | 9.5 | 296 | 5879.7167 | 83 | 221112 | -84.3772 | 42.2464 | 637 | 125 | 120 |  | 45 | N | Natural Gas | Y | N | N | 9999 | Y | 55270_G_LM6;55270_G_LM4;55270_G_ST2;55270_G_LM5;55270_G_LM3;55270_G_LM2;55270_G_LM1;55270_G_ST1 | Combined Cycle | 5149 | 5104.353 | 8213
55101_G_0001 | MI | 26077 | CMS Generation Kalamazoo River Generating Station | Kalamazoo River Generating Station | 5620911 | 19998413 | 55101 | 1 | 55101 | 0001 | N6731 | EU0002 | 2.0235 | 0.028135 | 0.303 | 0.303 | 0.0964 |  | 3.765 | 18.425 | 0.22195 | 2.375 | 2.375 | 0.756 |  | 29.51 | 2019 | 60 | 14.5 | 950 | 23683.3338 | 143.4 | 221112 | -85.49 | 42.28 | 75 | 125 | 120 | 205 | 72 | N | Natural Gas | Y | N | N | 9999 | N |  | Combustion Turbine | 155 | 135.2 | 13029
7984_G_001 | MI | 26079 | Michigan Public Power Agency | Kalkaska CT #1 | 9543911 | 57792713 | 7984 | ;1A;1B | 7984 | 001;001 | N7113 | RG0005 | 15.8 | 0.14425 | 1.5465 | 1.5465 | 0.492 |  | 19.21 | 10.52 | 0.0752 | 0.795 | 0.795 | 0.253 |  | 9.88 | 2019 | 60 | 9.5 | 686 | 2361.5167 | 33.3 | 221112 | -85.2019 | 44.6889 | 319 | 125 | 120 | 28 | 47.3 | N | Natural Gas | Y | Y | N | 9999 | Y |  | Combustion Turbine | 486 | 1011.6202 | 10745
50860_B_BLR1 | MI | 26081 | Kent County Waste to Energy Facility | Kent County Waste to Energy Facility | 4151611 | 35916713 |  |  | 50860 | BLR1 | N1604 | EU0012 | 124.7284 | 5.4923 | 3.5744 | 3.9536 | 0.10251 | 0.001855 | 3.1873 | 153.224 | 7.7172 | 0.19776 | 0.2349 | 0.54758 | 0.001834 | 3.9925 | 2019 | 281 | 4.67 | 320 | 1248 | 72.9 | 562213 | -85.6939 | 42.9492 |  | 103 | 270 | 100&202 | 7.8 | N | MSW | N | Y | N | 9999 | N |  | Municipal Solid Waste | 52 |  | 19383
50860_B_BLR2 | MI | 26081 | Kent County Waste to Energy Facility | Kent County Waste to Energy Facility | 4151611 | 35916813 |  |  | 50860 | BLR2 | N1604 | EU0013 | 137.6283 | 6.1273 | 0.42247 | 0.50883 | 0.1028 | 0.001855 | 5.6727 | 153.6011 | 4.359 | 0.19968 | 0.2393 | 0.55231 | 0.0012305 | 4.972 | 2019 | 281 | 4.67 | 320 | 1246.6666 | 72.8 | 562213 | -85.6939 | 42.9492 |  | 103 | 270 | 100&202 | 7.8 | N | MSW | N | Y | N | 9999 | N |  | Municipal Solid Waste | 52 |  | 19383
10819_G_GEN1 | MI | 26081 | ADA COGENERATION LLC | Ada Cogeneration LP | 4151711 | 35916313 |  |  | 10819 | GEN1 | N1784 | EU0006 | 115.8 | 0.7505 | 3.9 | 3.9 | 0.9 |  | 37.8 | 103.4 | 0.628 | 3.6 | 3.6 | 0.8 |  | 37.2 | 2019 | 70 | 8 | 324 | 1616.6666 | 32.2 | 221112 | -85.4932 | 42.9622 | 23 |  | 120 | 205 | 22 | Y | Natural Gas | N | Y | N | 9999 | N |  | Combined Cycle | 8760 |  | 7783
10819_G_GEN2 | MI | 26081 | ADA COGENERATION LLC | Ada Cogeneration LP | 4151711 | 35916413 |  |  | 10819 | GEN2 | N1784 | EU0008 | 14.6 | 0.05645 | 0.5 | 0.5 | 0.1 | 0.30105 | 4.8 | 10.9 | 0.041515 | 0.4 | 0.4 | 0.1 | 0.2214 | 3.9 | 2019 | 70 | 8 | 324 | 1616.6666 | 32.2 | 221112 | -85.4932 | 42.9622 | 6 |  | 100 |  | 8 | Y | Natural Gas | N | Y | N | 9999 | N |  | Combined Cycle | 8760 |  | 7783
1818_G_3 | MI | 26091 | CLINTON VILLAGE OF |  | 5821211 | 20145713 |  |  |  |  | B6508 | RG0005 | 0 | 0 | 0 | 0 | 0 |  | 0 | [8 empty] | 27 | 0.833 | 850 | 37.5 | 68.8 | 221112 | -83.9762 | 42.0681 | 1 | 125 | 160 |  |  |  |  | N | N | N |  | N
1818_G_1 | MI | 26091 | CLINTON VILLAGE OF | Clinton | 5821211 | 20145813 |  |  | 1818 | 1 | B6508 | EU0001 | 0.07818 | 0.003835 | 0.0043352 | 0.0043352 | 0.005565 |  | 0.01534 | 0.02806 | 0.00119 | 0.0013746 | 0.0013746 | 0.001885 |  | 0.005295 | 2019 | 27.1 | 1.667 | 1100 | 175 | 80.2 | 221112 | -83.976 | 42.068 | 1 | 125 | 160 |  | 0.5 | N | Distillate Fuel Oil | N | N | N | 2019 | N |  | Combustion Turbine | 4 |  | 12283
57443_G_GEN1 | MI | 26099 | SUMPTER ENERGY ASSOCIATES | Pine Tree Acres WM LFGTE | 13656211 | 82735813 |  |  | 57443 | GEN1 | N8004 | RG0014 | [7 empty] | 62.5 | 22.875 | 14.0336 | 14.5327 | 23.85 |  | 315.5 | 2019 | 23 | 1 | 780 | 95 | 121 | 221118 | -82.7465 | 42.7638 | 0.01 | 125 | 160 |  | 1.6 | N | Landfill Gas | N | N | N | 9999 | N | 57443_G_GEN3;57443_G_GEN5;57443_G_GEN8;57443_G_GEN7;57443_G_GEN4;57443_G_GEN6;57443_G_GEN2;57443_G_GEN1 | Landfill Gas |  |  | 13500
54989_G_GEN1 | MI | 26099 | PINE TREE ACRES, INC. | Pine Tree Acres | 3998311 | 107269313 |  |  | 54989 | GEN1 | N5984 | RG0016 | [7 empty] | 46.28 | 15.945 | 10.8438 | 11.2294 | 16.81 |  | 347.35 | 2019 | 70 | 2 | 300 | -1 | 50 | 562212 | -82.7479 | 42.7592 |  | 104 | 999 |  | 0.8 | N | Landfill Gas | N | N | N | 9999 | N | 54989_G_GEN8;54989_G_GEN7;54989_G_GEN5;54989_G_GEN1;54989_G_GEN6;54989_G_GEN9;54989_G_GEN4;54989_G_GEN3;54989_G_GEN2 | Landfill Gas |  |  | 13500
1734_G_5 | MI | 26099 | DTE Electric Company - Northeast Peaking Facility | Northeast (MI) | 5689511 | 23065913 |  |  | 1734 | 5 | B2808 | EU0003 | 0 | 0 | 0 | 0 | 0 |  | 0 | 0.61 | 0.001075 | 0.01258 | 0.01258 | 0.004005 |  | 0.1563 | 2019 | [5 empty] | 221112 | -83.0383 | 42.4506 | 18 | 125 | 120 | 28 | 18 | N | Natural Gas, Distillate Fuel Oil | N | N | N | 9999 | N |  | Combustion Turbine |  |  | 17624
50835_B_2 | MI | 26101 | TES Filer City Station | TES Filer City Station | 4856911 | 82791313 | 50835 | ;2;1 | 50835 | 2;2 | N1685 | RG0017 | 1373.5 | 360.05 | 46.43 | 64.95 | 4.3215 | 0.07935 | 201.7 | 1175.5 | 137 | 35.415 | 40.465 | 2.477 | 0.9363 | 170.35 | 2019 | 250 | 6.333 | 173 | 2429.25 | 77.1 | 221112 | -86.2899 | 44.2172 | 450 | 125 | 100 | 127&67 | 30 | Y | Bituminous | Y | N | N | 9999 | Y | 50835_B_1;50835_B_2 | Coal Steam | 438 | 8551.1309 | 10883
60559_G_MEC1 | MI | 26103 | Marquette Board of Light and Power | Marquette Energy Center | 17975311 | 127692913 |  |  | 60559 | MEC1 | P0668 | RG0001 | [7 empty] | 21.255 | 0.9925 | 24.3241 | 24.3241 | 11.532 |  | 2.591 | 2019 | 100 | 5.333 | 702 | 1926.95 | 86.3 | 221112 | -87.4373 | 46.5658 |  | 125 | 999 |  | 16.7 | N | Natural Gas, Distillate Fuel Oil | N | N | N | 9999 | N | 60559_G_MEC1;60559_G_MEC3;60559_G_MEC2 | Combustion Turbine | 5840 |  | 10745
61392_G_K1 | MI | 26103 | Upper Michigan Energy Resources -F.D. Kuester G.S. | F.D. Kuester Generating Station | 18985211 | 137114013 |  |  | 61392 | K1 | P0797 | EU0008 | [7 empty] | 8.665 | 0.2023 | 1.3535 | 1.3535 | 9.365 |  | 7.31 | 2019 | 130 | 14 | 678 | 14950.0002 | 97.1 | 221112 | -87.5119 | 46.5119 |  | 125 | 160 |  | 18.3 | N | Natural Gas | N | N | N | 9999 | N |  | Combustion Turbine | 4947 |  | 10745
61392_G_K2 | MI | 26103 | Upper Michigan Energy Resources -F.D. Kuester G.S. | F.D. Kuester Generating Station | 18985211 | 137114113 |  |  | 61392 | K2 | P0797 | EU0009 | [7 empty] | 4.2755 | 0.1887 | 1.7605 | 1.7605 | 3.2985 |  | 4.474 | 2019 | 130 | 14 | 678 | 14950.0002 | 97.1 | 221112 | -87.5119 | 46.5119 |  | 125 | 160 |  | 18.3 | N | Natural Gas | N | N | N | 9999 | N |  | Combustion Turbine | 4576 |  | 10745
61392_G_K3 | MI | 26103 | Upper Michigan Energy Resources -F.D. Kuester G.S. | F.D. Kuester Generating Station | 18985211 | 137114213 |  |  | 61392 | K3 | P0797 | EU0010 | [7 empty] | 8.23 | 0.18885 | 1.7705 | 1.7705 | 9.43 |  | 7.785 | 2019 | 130 | 14 | 678 | 14950.0002 | 97.1 | 221112 | -87.5119 | 46.5119 |  | 125 | 160 |  | 18.3 | N | Natural Gas | N | N | N | 9999 | N |  | Combustion Turbine | 4656 |  | 10745
61392_G_K4 | MI | 26103 | Upper Michigan Energy Resources -F.D. Kuester G.S. | F.D. Kuester Generating Station | 18985211 | 137114313 |  |  | 61392 | K4 | P0797 | EU0011 | [7 empty] | 3.9025 | 0.1755 | 1.6975 | 1.6975 | 3.618 |  | 4.0525 | 2019 | 130 | 14 | 678 | 14950.0002 | 97.1 | 221112 | -87.5119 | 46.5119 |  | 125 | 160 |  | 18.3 | N | Natural Gas | N | N | N | 9999 | N |  | Combustion Turbine | 4528 |  | 10745
61392_G_K5 | MI | 26103 | Upper Michigan Energy Resources -F.D. Kuester G.S. | F.D. Kuester Generating Station | 18985211 | 137114413 |  |  | 61392 | K5 | P0797 | EU0012 | [7 empty] | 7.855 | 0.19025 | 1.9325 | 1.9325 | 3.016 |  | 6.985 | 2019 | 130 | 14 | 678 | 14950.0002 | 97.1 | 221112 | -87.5119 | 46.5119 |  | 125 | 160 |  | 18.3 | N | Natural Gas | N | N | N | 9999 | N |  | Combustion Turbine | 4656 |  | 10745
61392_G_K6 | MI | 26103 | Upper Michigan Energy Resources -F.D. Kuester G.S. | F.D. Kuester Generating Station | 18985211 | 137114513 |  |  | 61392 | K6 | P0797 | EU0013 | [7 empty] | 6.59 | 0.19365 | 1.631 | 1.631 | 3.9655 |  | 4.8505 | 2019 | 130 | 14 | 678 | 14950.0002 | 97.1 | 221112 | -87.5119 | 46.5119 |  | 125 | 160 |  | 18.3 | N | Natural Gas | N | N | N | 9999 | N |  | Combustion Turbine | 4704 |  | 10745
61392_G_K7 | MI | 26103 | Upper Michigan Energy Resources -F.D. Kuester G.S. | F.D. Kuester Generating Station | 18985211 | 137114613 |  |  | 61392 | K7 | P0797 | EU0014 | [7 empty] | 7.66 | 0.1827 | 1.655 | 1.655 | 6.165 |  | 6.815 | 2019 | 130 | 14 | 678 | 14950.0002 | 97.1 | 221112 | -87.5119 | 46.5119 |  | 125 | 160 |  | 18.3 | N | Natural Gas | N | N | N | 9999 | N |  | Combustion Turbine | 4608 |  | 10745
1769_B_7 | MI | 26103 | WISCONSIN ELECTRIC POWER COMPANY |  | 7778411 | 3632213 | 1769 | 7 |  |  | B4261 | EU0034 | 935.7045 | 1344.5101 | 0.64562 | 1.9716 | 8.7892 | 0.13945 | 73.5051 | 210.424 | 342.233 | 11.5667 | 14.0048 | 2.1198 | 0.00638 | 17.697 | 2019 | 410 | 9.5 | 305 | 3323.3333 | 46.9 | 221112 | -87.3951 | 46.5794 | 1010 | 125 | 100 | 127&128&205&206 |  |  |  | Y | N | N |  | N |  |  | 7464 | 7239.7607
1769_B_8 | MI | 26103 | WISCONSIN ELECTRIC POWER COMPANY |  | 7778411 | 3632513 | 1769 | 8 |  |  | B4261 | EU0035 | 896.6795 | 1317.507 | 0.58267 | 1.7798 | 7.9348 | 0.11392 | 66.2458 | 187.633 | 298.24 | 10.1995 | 12.3495 | 1.8693 | 0.12187 | 15.6052 | 2017 | 410 | 9.5 | 291 | 3350 | 47.3 | 221112 | -87.3951 | 46.5794 | 1010 | 125 | 100 | 127&128&205&206 |  |  |  | Y | N | N |  | N |  |  | 156 | 6788.8701
1769_B_5 | MI | 26103 | WISCONSIN ELECTRIC POWER COMPANY |  | 7778411 | 3632613 | 1769 | 5 |  |  | B4261 | EU0032 | 492.6725 | 914.509 | 0.38365 | 1.1716 | 5.4577 | 0.102 | 45.6972 | [8 empty] | 400 | 9 | 323 | 2113.3333 | 33.2 | 221112 | -87.3951 | 46.5789 | 995 | 125 | 100 | 127&128&205&206 |  |  |  | Y | N | N |  | N |  |  | 1000 | 6766.4912
1769_B_6 | MI | 26103 | WISCONSIN ELECTRIC POWER COMPANY |  | 7778411 | 3632713 | 1769 | 6 |  |  | B4261 | EU0033 | 504.7255 | 921.5072 | 0.38681 | 1.1815 | 5.7052 | 0.094505 | 47.7103 | [8 empty] | 400 | 9 | 315 | 2241.6666 | 35.2 | 221112 | -87.3951 | 46.5789 | 995 | 125 | 100 | 127&128&205&206 |  |  |  | Y | N | N |  | N |  |  | 980 | 6859.6899
1769_B_9 | MI | 26103 | WISCONSIN ELECTRIC POWER COMPANY |  | 7778411 | 3633013 | 1769 | 9 |  |  | B4261 | EU0036 | 927.7905 | 1386.5076 | 0.60521 | 1.8485 | 8.2358 | 0.12047 | 68.8188 | 133.167 | 215.814 | 7.3262 | 8.8704 | 1.3427 | 0.10876 | 11.209 | 2017 | 410 | 9.5 | 301 | 3416.6667 | 48.2 | 221112 | -87.3951 | 46.5794 | 1010 | 125 | 100 | 127&128&205&206 |  |  |  | Y | N | N |  | N |  |  | 7128 | 6925
1843_B_2 | MI | 26103 | MARQUETTE BOARD OF LIGHT & POWER |  | 7779711 | 3628213 |  |  |  |  | B1833 | EU0012 | 18.66 | 74.15 | 0.01332 | 0.033775 | 0.0848 | 0.00096 | 8.48 | [8 empty] | 250 | 7.5 | 271 | 2950 | 66.8 | 221112 | -87.392 | 46.5307 | 20 | 125 | 100 | 127 |  |  |  | N | N | N |  | N |  |  | 672
1843_B_3 | MI | 26103 | MARQUETTE BOARD OF LIGHT & POWER |  | 7779711 | 3628313 | 1843 | 3 |  |  | B1833 | EU0003 | 373.7088 | 244.3175 | 0.95525 | 3.0213 | 5.7417 | 0.06101 | 47.8635 | [7 empty] | 2017 | 350 | 9 | 210 | 3400 | 53.4 | 221112 | -87.391 | 46.5307 | 44 | 125 | 100 | 119&127 |  |  |  | Y | N | N |  | N |  |  | 52 | 8260.3301
54915_G_G001 | MI | 26105 | Michigan Power Limited Partnership | Michigan Power LP | 4190311 | 34937913 | 54915 | 1 | 54915 | G001 | N4975 | RG0012 | 121.3 | 2.8 | 19.81 | 19.81 | 6.305 | 31.17 | 14.585 | 129.8 | 1.3885 | 19.12 | 19.12 | 1.3425 | 29.6837 | 20.94 | 2019 | 100 | 15 | 252 | 14206.4669 | 80.4 | 221112 | -86.4243 | 43.9403 | 1480 | 125 | 120 | 109&205 | 58 | Y | Natural Gas | Y | N | N | 9999 | N | 54915_G_G101;54915_G_G001 | Combined Cycle | 8568 | 8566.8906 | 6092
10745_G_BP15 | MI | 26111 | Midland Cogeneration Venture | Midland Cogeneration Venture | 6473711 | 17729813 |  |  | 10745 | BP15 | B6527 | RG0064 | 80.15 | 0.4076 | 5.165 | 5.165 | 3.736 | 2.174 | 57.05 | 60.25 | 0.20935 | 2.529 | 2.529 | 1.8305 | 1.065 | 39.925 | 2019 | 150 | 18 | 234 | 13333.3336 | 52.4 | 221112 | -84.2259 | 43.5846 | 13 | 125 | 100 |  | 13.4 | Y | Natural Gas | N | Y | N | 9999 | N |  | Combined Cycle | 880 |  | 7578
10745_G_GT14 | MI | 26111 | Midland Cogeneration Venture | Midland Cogeneration Venture | 6473711 | 17730113 | 10745 | ;010;004;006;008;013;005;007;014;011;009;003 | 10745 | GT14;GT14;GT14;GT14;GT14;GT14;GT14;GT14;GT14;GT14;GT14 | B6527 | RG0063 | 3577 | 43.85 | 196.9 | 196.9 | 62.65 |  | 2446.5 | 3514.5 | 21.035 | 225.55 | 225.55 | 71.75 |  |  | 2019 | 150 | 18 | 248 | 13333.3336 | 52.4 | 221112 | -84.2259 | 43.5846 | 88 | 125 | 120 |  | 88 | Y | Natural Gas | Y | Y | N | 9999 | Y | 10745_G_GT5;10745_G_GT7;10745_G_GT11;10745_G_GT9;10745_G_GT14;10745_G_GT10;10745_G_GT6;10745_G_GT13;10745_G_GT4;10745_G_GT8;10745_G_GT3 | Combined Cycle | 1920 | 7885 | 7578
10745_G_GT12 | MI | 26111 | Midland Cogeneration Venture | Midland Cogeneration Venture | 6473711 | 17730213 | 10745 | 012 | 10745 | GT12 | B6527 | EU0060 | 220.7 | 3.929 | 17.64 | 17.64 | 5.615 |  | 219.2 | 308.05 | 2.256 | 24.51 | 24.51 | 7.8 |  | 1.598 | 2019 | 150 | 18 | 234 | 13333.3336 | 52.4 | 221112 | -84.2259 | 43.5846 | 1380 | 125 | 140 |  | 88 | Y | Natural Gas | Y | N | N | 9999 | N |  | Combined Cycle | 6000 | 5588 | 7578
10745_G_ST2 | MI | 26111 | Midland Cogeneration Venture | Midland Cogeneration Venture | 6473711 | 82666813 | 10745 | ;018;020;016;019;021;017 | 10745 | ST2;ST2;ST2;ST2;ST2;ST2 | B6527 | RG0073 | 5.4 | 0.11445 | 1.45 | 1.45 | 1.0495 | 0.6105 | 1.1 | 2 |  | 0.568 | 0.568 | 0.41095 | 0.2391 | 0.64 | 2019 | 65 | 6.5 | 320 | 4958.3334 | 149.4 | 221112 | -84.2259 | 43.5846 | 2220 | 125 | 100 |  | 380 | Y | Natural Gas | Y | Y | N | 9999 | Y | 10745_G_ST2;10745_G_ST1 | Combined Cycle | 306 | 885.75 | 7578
50770_B_B1 | MI | 26113 | Viking Energy of McBain | Viking Energy of McBain | 8226611 | 6629413 |  |  | 50770 | B1 | N1160 | EU0003 | 225.2665 | 224.74 | 2.2374 | 2.2409 | 1.192 | 0.1274 | 84.928 | 204.5495 | 214.31 | 13.637 | 13.8064 | 1.1981 | 0.1102 | 87.6785 | 2019 | 150 | 6 | 337 | 1766.6667 | 62.5 | 221118 | -85.2202 | 44.204 |  | 125 | 100 | 128&204&75 | 16.3 | N | Biomass | N | Y | N | 9999 | N |  | Biomass | 8592 |  | 13500
1723_B_1 | MI | 26115 | J.R. WHITING CO |  | 7285811 | 8570413 | 1723 | 1 |  |  | B2846 | EU0019 | 217.4 | 484.7 | 18.8395 | 38.9345 | 2.7965 | 0 | 23.3636 | [8 empty] | 297 | 11 | 288 | 6150 | 64.7 | 221112 | -83.4491 | 41.7917 | 1010 | 125 | 100 | 128&205 |  |  |  | Y | N | N |  | N |  |  | 2472 | 2462.75
1723_G_A | MI | 26115 | J.R. WHITING CO |  | 7285811 | 8570513 |  |  |  |  | B2846 | EU0026 | 0 | 0 | 0 | 0 | 0 |  | 0 | [8 empty] | 16 | 11.98 | 850 | 7666.6666 | 68 | 221112 | -83.4509 | 41.7931 | 13 | 125 | 120 |  |  |  |  | N | N | N |  | N
1723_B_3 | MI | 26115 | J.R. WHITING CO |  | 7285811 | 8570613 | 1723 | 3 |  |  | B2846 | EU0021 | 202.9 | 503 | 21.1004 | 43.6104 | 2.6421 | 0 | 22.1024 | [8 empty] | 297 | 11.9 | 286 | 7816.6666 | 70.3 | 221112 | -83.4491 | 41.7921 | 1260 | 125 | 100 | 128&205 |  |  |  | Y | N | N |  | N |  |  | 1896 | 1898.36
1723_B_2 | MI | 26115 | J.R. WHITING CO |  | 7285811 | 8570713 | 1723 | 2 |  |  | B2846 | EU0020 | 178.3 | 440.6 | 6.1489 | 12.7089 | 2.3736 | 0 | 19.8053 | [8 empty] | 297 | 11 | 285 | 6150 | 64.7 | 221112 | -83.4491 | 41.7919 | 997 | 125 | 100 | 128&205 |  |  |  | Y | N | N |  | N |  |  | 2160 | 2148.1001
1733_B_2 | MI | 26115 | DTE Electric Company - Monroe Power Plant | Monroe (MI) | 7888311 | 3285113 | 1733 | 2 | 1733 | 2 | B2816 | EU0068 | 761.1205 | 275.2508 | 5.6709 | 17.3196 | 52.9444 | 0.1775 | 442.1595 | 1460.4285 | 1141.0023 | 9.0477 | 27.6283 | 5.2473 | 0.29065 | 532.8165 | 2019 | 579 | 28 | 120 | 35833.334 | 58.2 | 221112 | -83.346 | 41.8897 | 8500 | 125 | 100 | 128&205 | 773 | N | Bituminous, Subbituminous | Y | N | N | 9999 | N |  | Coal Steam | 7296 | 7305.5107 | 10223
1733_B_4 | MI | 26115 | DTE Electric Company - Monroe Power Plant | Monroe (MI) | 7888311 | 3285213 | 1733 | 4 | 1733 | 4 | B2816 | EU0064 | 1129.5646 | 738.5001 | 4.644 | 14.187 | 52.4031 | 0.012325 | 436.577 | 1514.0875 | 893.002 | 5.4705 | 16.7097 | 4.4038 | 0.21255 | 512.3285 | 2019 | 579 | 28 | 120 | 35833.334 | 58.2 | 221112 | -83.344 | 41.8903 | 7420 | 125 | 100 | 128&139&141&205 | 762 | N | Bituminous, Subbituminous, Petroleum Coke | Y | N | N | 9999 | N |  | Coal Steam | 5736 | 5740.9307 | 10154
1733_B_3 | MI | 26115 | DTE Electric Company - Monroe Power Plant | Monroe (MI) | 7888311 | 3285313 | 1733 | 3 | 1733 | 3 | B2816 | EU0063 | 1220.854 | 800.0006 | 7.4821 | 22.8523 | 73.3719 | 0.08745 | 611.5465 | 1433.732 | 787.5006 | 5.1284 | 15.6656 | 8.734 | 0.1385 | 393.416 | 2019 | 579 | 28 | 120 | 35833.334 | 58.2 | 221112 | -83.3439 | 41.8904 | 7420 | 125 | 100 | 128&139&141&205 | 773 | N | Bituminous, Subbituminous, Petroleum Coke | Y | N | N | 9999 | N |  | Coal Steam | 8112 | 8110.8999 | 10180
1733_B_1 | MI | 26115 | DTE Electric Company - Monroe Power Plant | Monroe (MI) | 7888311 | 3285413 | 1733 | 1 | 1733 | 1 | B2816 | EU0062 | 999.2135 | 529.5012 | 4.569 | 13.9567 | 43.0666 | 0.12635 | 359.44 | 1318.9971 | 1138.0005 | 8.1233 | 24.8084 | 21.6421 | 0.0997 | 564.623 | 2019 | 579 | 28 | 120 | 35833.334 | 58.2 | 221112 | -83.3459 | 41.8897 | 8500 | 125 | 100 | 128&139&141&205 | 758 | N | Bituminous, Subbituminous | Y | N | N | 9999 | N |  | Coal Steam | 4824 | 4820.8599 | 10181
1881_G_7 | MI | 26117 | Wolverine Power, Vestaburg Power Plant |  | 5215711 | 25695713 |  |  |  |  | N6249 | EU0005 | 0.07115 | 0.005115 | 0.00093 | 0.00097 | 0.00169 |  | 0.014325 | [13 empty] | 221112 | -84.9141 | 43.4013 | 3 | 125 | 160 |  |  |  |  | N | Y | N |  | N |  |  | 2
1881_G_6 | MI | 26117 | Wolverine Power, Vestaburg Power Plant |  | 5215711 | 25695813 |  |  |  |  | N6249 | EU0004 | 0.1853 | 0.01331 | 0.002425 | 0.002525 | 0.004405 |  | 0.037295 | [13 empty] | 221112 | -84.9141 | 43.4013 | 3 | 125 | 160 |  |  |  |  | N | Y | N |  | N |  |  | 4
1881_G_8 | MI | 26117 | Wolverine Power, Vestaburg Power Plant | Vestaburg | 5215711 | 25695913 |  |  | 1881 | 8 | N6249 | EU0006 | 25.88 | 0.18335 | 0.363 | 0.363 | 0.1155 |  | 4.51 | 4.632 | 0.03281 | 0.06495 | 0.06495 | 0.02067 |  | 0.807 | 2019 | 39 | 12.8 | 870 | 11176.6668 | 86.9 | 221112 | -84.9141 | 43.4013 | 18 | 125 | 120 |  | 18.5 | N | Natural Gas, Distillate Fuel Oil | N | N | N | 9999 | N |  | Combustion Turbine | 378 |  | 16074
55402_G_CT1 | MI | 26117 | DTE Electric Company - Renaissance Power Plant | Renaissance Power Plant | 7836711 | 2844313 | 55402 | ;CT3;CT4;CT2;CT1 | 55402 | CT1;CT1;CT1;CT1 | N6873 | RG0015 | 252.75 | 3.4405 | 21.28 | 21.28 | 19.185 |  | 70.25 | 194.2 | 2.2 | 5.525 | 5.525 | 13.895 |  | 35.55 | 2019 | 60 | 20 | 1100 | 45616.6675 | 145.2 | 221112 | -84.844 | 43.186 | 1590 | 125 | 120 | 205 | 163 | N | Natural Gas | Y | N | N | 9999 | Y | 55402_G_CT1;55402_G_CT3;55402_G_CT2;55402_G_CT4 | Combustion Turbine | 400 | 2076.6497 | 11042
10346_B_BOIL01 | MI | 26119 | HILLMAN POWER CO | Hillman Power LLC | 5216811 | 25694213 |  |  | 10346 | BOIL01 | N1266 | EU0003 | 202.8485 | 97.5258 | 21.2568 | 21.2568 | 8.092 | 0.00405 | 327.8165 | 144.0155 | 25.1015 | 17.1333 | 17.1333 | 6.5242 | 0.00246 | 245.496 | 2019 | 142 | 6 | 321 | 1346.4333 | 47.6 | 221117 | -83.8931 | 45.0681 |  | 125 | 100 | 128&76 | 17.7 | N | Biomass | N | Y | N | 9999 | N |  | Biomass | 8208 |  | 13500
1695_B_3 | MI | 26121 | B. C. Cobb Plant |  | 7384111 | 82890713 |  |  |  |  | B2836 | RG0026 | 0 | 0 | 0 | 0 | 0 | 0 | 0 | [8 empty] | 650 | 20.83 | 299 | 18554.3333 | 54.4 | 221112 | -86.2402 | 43.2542 | 841 | 125 | 100 |  |  |  |  | N | N | N |  | N | 1695_B_2;1695_B_1;1695_B_3
1695_B_5 | MI | 26121 | B. C. Cobb Plant |  | 7384111 | 82890813 | 1695 | 5;4 |  | ; | B2836 | RG0028 | 643.5 | 2712.5 | 28.0527 | 57.9677 | 10.3056 | 0.36555 | 83.4968 | [8 empty] | 650 | 20.83 | 299 | 18554.3333 | 54.4 | 221112 | -86.2402 | 43.2542 | 3880 | 125 | 100 | 128&205 |  |  |  | Y | N | N |  | Y | 1695_B_5;1695_B_4 |  | 2424 | 2414.78
1730_G_5 | MI | 26125 | DTE Electric Company - Hancock Peaking Facility | Hancock | 6093411 | 23775913 | 1730 | CTG121 | 1730 | 5 | B2805 | RG0016 | 7.195 | 0.01268 | 0.1484 | 0.1484 | 0.04722 |  | 1.844 | 12.1 |  | 0.11345 | 0.11345 | 0.036105 |  | 1.41 | 2019 | 40 | 2 | 250 | -1 | 50 | 221112 | -83.4432 | 42.5489 | 40 | 125 | 120 | 28 | 32 | N | Natural Gas | Y | N | N | 9999 | N | 1730_G_5;1730_G_6 | Combustion Turbine | 180 | 86.51 | 16075
1730_G_3 | MI | 26125 | DTE Electric Company - Hancock Peaking Facility | Hancock | 6093411 | 99478913 | 1730 | CTG122 | 1730 | 3 | B2805 | RG0017 | 6.805 | 0.01199 | 0.14035 | 0.14035 | 0.04465 |  | 1.7435 | 11.8 |  | 0.1105 | 0.1105 | 0.03516 |  | 1.373 | 2019 | 40 | 2 | 250 | -1 | 50 | 221112 | -83.4432 | 42.5489 | 514 | 125 | 120 |  | 17 | N | Natural Gas | Y | N | N | 9999 | N | 1730_G_4;1730_G_3 | Combustion Turbine | 168 | 81.67 | 16032
57405_G_GEN1 | MI | 26125 | EAGLE VALLEY RECYCLE AND DISPOSAL FACILITY | Eagle Valley (MI) | 6664511 | 99482513 |  |  | 57405 | GEN1 | N3845 | RG0001 | [7 empty] | 21.945 | 10.505 | 16.995 | 17.5994 | 4.028 |  | 93.25 | 2019 | [5 empty] | 562212 | -83.2549 | 42.7259 |  | 104 | 999 |  | 1.6 | N | Landfill Gas | N | N | N | 9999 | N | 57405_G_GEN2;57405_G_GEN1 | Landfill Gas |  |  | 13500
10148_B_BLR 1 | MI | 26131 | WHITE PINE ELECTRIC POWER LLC |  | 7870111 | 3372213 |  |  |  |  | B1966 | EU0083 | 2.9 | 0.0174 | 0.2204 | 0.2204 | 0.1595 | 0.0928 | 2.436 | [8 empty] | 150 | 8 | 121 | 1081.55 | 21.5 | 221112 | -89.5675 | 46.7648 |  | 125 | 100 | 121&141 |  |  |  | N | N | N |  | N
10148_B_BLR 2 | MI | 26131 | WHITE PINE ELECTRIC POWER LLC |  | 7870111 | 3372613 |  |  |  |  | B1966 | EU0084 | 0 | 0 | 0 | 0 | 0 | 0 | 0 | [8 empty] | 150 | 8 | 121 | 1081.55 | 21.5 | 221112 | -89.5674 | 46.7649 |  | 125 | 100 | 121&141 |  |  |  | N | N | N |  | N
1877_G_10 | MI | 26133 | Wolverine Power Supply - Hersey | George Johnson | 7824811 | 2847613 |  |  | 1877 | 10 | N5760 | EU0021 | 14.39 | 0.41 | 0.7885 | 0.7885 | 0.25085 |  | 9.795 | 8.415 | 0.24 | 0.4609 | 0.4609 | 0.14665 |  | 5.725 | 2019 | 140 | 3.75 | 928 | 6928.3334 | 627.0491 | 221112 | -85.4264 | 43.84 | 25 | 125 | 120 | 205 | 24.3 | N | Natural Gas | N | N | N | 9999 | N |  | Combustion Turbine | 1212 |  | 11336
59926_G_AI1 | MI | 26137 | Wolverine Power Supply Co-op - Alpine Power Plant | Alpine Power Plant | 17884311 | 125795413 | 59926 | AL1 | 59926 | AI1 | P0582 | EU0003 | 31.09 | 0.4703 | 2.0015 | 2.0015 | 0.30495 |  | 33.41 | 29.08 | 0.11955 | 1.7155 | 1.7155 | 0.2614 |  | 27.415 | 2019 | 85 | 22 | 1093 | 41378.8341 | 108.9 | 221112 | -84.8266 | 45.0638 |  | 125 | 120 |  | 202.6 | N | Natural Gas | Y | N | N | 9999 | N |  | Combustion Turbine | 1130 | 746.4203 | 11159
59926_G_AI2 | MI | 26137 | Wolverine Power Supply Co-op - Alpine Power Plant | Alpine Power Plant | 17884311 | 125795513 | 59926 | AL2 | 59926 | AI2 | P0582 | EU0004 | 27.44 | 0.3996 | 1.7005 | 1.7005 | 0.10915 |  | 36.43 | 25.545 | 0.1133 | 1.6265 | 1.6265 | 0.2436 |  | 27.045 | 2019 | 85 | 22 | 1093 | 41378.8341 | 108.9 | 221112 | -84.8266 | 45.0642 |  | 125 | 120 |  | 202.6 | N | Natural Gas | Y | N | N | 9999 | N |  | Combustion Turbine | 960 | 965.9606 | 11166
55102_G_004 | MI | 26137 | CMS Generation, Livingston Generating Station | Livingston Generating Station | 6335011 | 16380213 | 55102 | ;3;1;4;2 | 55102 | 004;004;004;004 | N6526 | RG0005 | 15.115 | 0.03336 | 0.37365 | 0.37365 | 0.1189 |  | 16.49 | 24.69 | 0.06105 | 0.6735 | 0.6735 | 0.21435 |  | 36.475 | 2019 | 39 | 12.5 | 710 | 18368.0003 | 149.7 | 221112 | -84.7308 | 45.0305 | 39 | 125 | 120 | 28 | 33 | N | Natural Gas | Y | N | N | 9999 | Y | 55102_G_002;55102_G_001;55102_G_003;55102_G_004 | Combustion Turbine | 102 | 65.63 | 15336
1706_G_1 | MI | 26137 | Consumers Energy Gaylord Combustion Turbine Plant |  | 7024811 | 15163813 |  |  |  |  | B2942 | RG0014 | 6.045 | 0.17755 | 0.12465 | 0.12465 | 0.03967 |  | 1.549 | [8 empty] | 20 | 8 | 950 | 7166.6666 | 142.6 | 221112 | -84.7041 | 45.0302 | 19 | 125 | 120 |  |  |  |  | N | N | N |  | N | 1706_G_2;1706_G_3;1706_G_1 |  | 96
7932_G_1 | MI | 26137 | Wolverine Power, Gaylord Generating Station | Gaylord - Wolverine | 8062511 | 7179513 |  |  | 7932 | 1 | N6833 | EU0001 | 19.495 | 0.179 | 0.32245 | 0.32245 | 0.1026 |  | 4.0065 | 66.15 | 0.689 | 1.24 | 1.24 | 0.3945 |  | 15.405 | 2019 | 45 | 12.85 | 900 | 9933.3335 | 76.6 | 221112 | -84.7217 | 45.0045 | 14 | 125 | 120 |  | 20.2 | N | Natural Gas | N | N | N | 9999 | N |  | Combustion Turbine | 371 |  | 16100
7932_G_2 | MI | 26137 | Wolverine Power, Gaylord Generating Station | Gaylord - Wolverine | 8062511 | 7179613 |  |  | 7932 | 2 | N6833 | EU0002 | 21.02 | 0.193 | 0.3477 | 0.3477 | 0.11065 |  | 4.3195 | 47.555 | 0.07245 | 0.916 | 0.916 | 0.2915 |  | 11.385 | 2019 | 45 | 12.85 | 900 | 9933.3335 | 76.6 | 221112 | -84.7217 | 45.0045 | 14 | 125 | 120 |  | 20.2 | N | Natural Gas | N | N | N | 9999 | N |  | Combustion Turbine | 376 |  | 16100
7932_G_3 | MI | 26137 | Wolverine Power, Gaylord Generating Station | Gaylord - Wolverine | 8062511 | 7179713 |  |  | 7932 | 3 | N6833 | EU0003 | 18.13 | 0.1665 | 0.2999 | 0.2999 | 0.0954 |  | 3.7255 | 31.7 | 0.3637 | 0.6545 | 0.6545 | 0.2083 |  | 8.135 | 2019 | 45 | 12.85 | 900 | 9933.3335 | 76.6 | 221112 | -84.7217 | 45.0045 | 14 | 125 | 120 |  | 20.2 | N | Natural Gas | N | N | N | 9999 | N |  | Combustion Turbine | 352 |  | 16100
54756_G_3-7 | MI | 26139 | Energy Developments Coopersville LLC | Coopersville | 16656411 | 107270613 |  |  | 54756 | 3-7 | N5890 | EU0001 | [7 empty] | 6.275 | 1.436 | 2.8761 | 2.9784 | 1.783 |  | 33.84 | 2017 | 25 | 1.208 | 914 | 57.5166 | 50.2 | 221118 | -85.9567 | 43.0521 | 2230 | 125 | 160 |  | 1.6 | N | Landfill Gas | N | N | N | 9999 | N |  | Landfill Gas |  |  | 13500
54756_G_3-1 | MI | 26139 | Energy Developments Coopersville LLC | Coopersville | 16656411 | 107270813 |  |  | 54756 | 3-1 | N5890 | RG0001 | [7 empty] | 98.55 | 5.065 | 13.7085 | 14.196 | 20.215 |  | 151.9 | 2019 | [5 empty] | 221118 | -85.9565 | 43.0506 |  | 125 | 999 |  | 0.8 | N | Landfill Gas | N | N | N | 9999 | N | 54756_G_3-2;54756_G_3-1;54756_G_3-6;54756_G_3-4;54756_G_3-5;54756_G_3-3 | Landfill Gas |  |  | 13500
59093_G_10 | MI | 26139 | HOLLAND BOARD OF PUBLIC WORKS-Holland Energy Park | Holland Energy Park | 17974611 | 127690713 | 59093 | 10 | 59093 | 10 | P0465 | EU0006 | [7 empty] | 18.3 | 1.2 | 3.548 | 3.548 | 3.6785 |  | 1.5315 | 2019 | 160 | 9.583 | 208 | 4748.4 | 65.8 | 221112 | -86.0908 | 42.7925 | 593 | 125 | 140 |  | 43.1 | N | Natural Gas | Y | N | N | 9999 | N | 59093_G_12;59093_G_10 | Combined Cycle | 8760 | 8049.3398 | 7285
59093_G_11 | MI | 26139 | HOLLAND BOARD OF PUBLIC WORKS-Holland Energy Park | Holland Energy Park | 17974611 | 127690813 | 59093 | 11 | 59093 | 11 | P0465 | EU0007 | [7 empty] | 15.2 | 1 | 3.168 | 3.168 | 3.264 |  | 1.2465 | 2019 | 160 | 9.583 | 208 | 4748.4 | 65.8 | 221112 | -86.0908 | 42.7925 | 593 | 125 | 140 |  | 43.1 | N | Natural Gas | Y | N | N | 9999 | N |  | Combined Cycle | 8760 | 7279.6597 | 7285
1825_B_3 | MI | 26139 | J.B. Sims Generating Station |  | 6336811 | 16370813 | 1825 | 3 |  |  | B1976 | EU0023 | 460.414 | 364.8534 | 9.556 | 15.246 | 4.1813 | 0.057005 | 35.0604 | 296.374 | 144.6528 | 4.4185 | 4.4185 | 2.7683 | 0.04055 | 23.2464 | 2019 | 360 | 8.5 | 160 | 8333.3335 | 146.9 | 221112 | -86.2353 | 43.0704 | 1150 | 125 | 100 | 127&128&205&67 |  |  |  | Y | N | N |  | N |  |  | 6048 | 6040.0508
1867_G_10 | MI | 26139 | ZEELAND BOARD OF PUBLIC WORKS | Zeeland | 6348411 | 16365413 |  |  | 1867 | 10 | B7977 | RG0017 | 7.84 | 0.30485 | 0.0616 | 0.0635 | 0.09595 |  | 0.514 | 12.73 | 0.49515 | 0.1 | 0.10315 | 0.19665 |  | 1.0535 | 2019 | 30 | 1.5 | 560 | 256.3166 | 145 | 221112 | -86.0078 | 42.8149 | 6 | 125 | 160 |  | 6 | N | Natural Gas, Distillate Fuel Oil | N | Y | N | 9999 | N |  | Combustion Turbine | 8760 |  | 18000
6356_G_1 | MI | 26139 | HOLLAND BOARD OF PUBLIC WORKS | Sixth Street Gas Turbine | 7087011 | 14146113 |  |  | 6356 | 1 | N6000 | EU0001 | 0.17025 | 0.10295 | 0.00314 | 0.003215 | 0.000115 |  | 0.000935 | 0.2571 | 0.015485 | 0.00474 | 0.00485 | 0.000175 |  | 0.001415 | 2019 | 35 | 12 | 925 | 3700 | 32.7 | 221112 | -86.1098 | 42.793 | 18 |  | 120 |  | 16 | N | Distillate Fuel Oil | N | Y | N | 9999 | N |  | Combustion Turbine | 3 |  | 16213
55087_G_2C | MI | 26139 | Consumers Energy Co. - Zeeland Generating Station | Zeeland Generating Station | 7087211 | 14145813 | 55087 | ;CC4;CC3;CC1;CC2 | 55087 | 2C;2C;2C;2C | N6521 | RG0009 | 193.5 | 9.43 | 45.315 | 45.315 | 11.235 |  | 108.6 | 146.7 | 8.415 | 39.26 | 39.26 | 6.075 |  | 47.57 | 2019 | 175 | 16.75 | 216 | 16653.6336 | 75.6 | 221112 | -85.9989 | 42.8195 | 170 | 125 | 120 | 205 | 207 | N | Natural Gas | Y | N | N | 9999 | Y | 55087_G_2C;55087_G_1B;55087_G_1A;55087_G_2B;55087_G_2A | Combined Cycle | 7820 | 7628.019 | 7272
1826_G_1 | MI | 26139 | Diesel Plant |  | 7087311 | 14145613 |  |  |  |  | N6524 | RG0014 | 0.4021 | 0.005035 | 0.0080317 | 0.0080317 | 0.019505 |  | 0.062135 | 0.90975 | 0.007715 | 0.014315 | 0.014315 | 0.041845 |  | 0.1364 | 2019 | 50 | 3.37 | 900 | 765 | 85.8 | 221112 | -86.2368 | 43.0577 | 8 | 125 | 160 |  |  |  |  | N | N | N |  | N |  |  | 6
1710_B_1 | MI | 26139 | J. H. Campbell Plant | J H Campbell | 8125511 | 6964113 | 1710 | 1 | 1710 | 1 | B2835 | EU0059 | 1234.5 | 2522.5 | 8.4902 | 13.9452 | 22.0351 | 6.0404 | 183.953 | 1462.5 | 2080.5 | 38.2 | 42.33 | 26.5555 | 0.28715 | 221.5385 | 2019 | 400 | 19 | 278 | 36006.6673 | 127 | 221112 | -86.2034 | 42.9103 | 2490 | 125 | 100 | 128&205 | 260 | N | Bituminous, Subbituminous | Y | N | N | 9999 | N |  | Coal Steam | 1824 | 6677.75 | 10347
1710_B_3 | MI | 26139 | J. H. Campbell Plant | J H Campbell | 8125511 | 6964313 | 1710 | 3 | 1710 | 3 | B2835 | EU0062 | 806.5 | 6900 | 17.6016 | 33.7916 | 62.0048 | 21.314 | 517.8685 | 1324 | 1364.5 | 92.95 | 98.05 | 88.2458 | 7.061 | 736.146 | 2019 | 642 | 27.25 | 299 | 48211.6676 | 82.7 | 221112 | -86.2037 | 42.912 | 7720 | 125 | 100 | 128&139&205 | 838 | N | Bituminous, Subbituminous | Y | N | N | 9999 | N |  | Coal Steam | 4488 | 5691.48 | 10264
1710_B_2 | MI | 26139 | J. H. Campbell Plant | J H Campbell | 8125511 | 6964413 | 1710 | 2 | 1710 | 2 | B2835 | EU0061 | 305.2 | 3427 | 21.729 | 35.374 | 29.1472 | 9.8637 | 243.1796 | 430.6 | 2335.5 | 59.2 | 62.75 | 30.2942 | 8.3656 | 256.855 | 2017 | 400 | 19 | 278 | 36006.6673 | 127 | 221112 | -86.2034 | 42.9103 | 3560 | 125 | 100 | 127&139&205 | 348 | N | Bituminous, Subbituminous | Y | N | N | 9999 | N |  | Coal Steam | 5904 | 7196.75 | 10428
1710_G_A | MI | 26139 | J. H. Campbell Plant |  | 8125511 | 6964913 |  |  |  |  | B2835 | EU0070 | 1.6435 | 0.00283 | 0.020675 | 0.02115 | 0.000765 |  | 0.00616 | [8 empty] | 17 | 13.5 | 850 | 7666.6666 | 53.6 | 221112 | -86.2002 | 42.9106 | 13 | 125 | 120 |  |  |  |  | N | N | N |  | N |  |  | 14
1830_B_4 | MI | 26139 | Holland BPW, Generating Station & WWTP |  | 8129311 | 6902813 |  |  |  |  | B2357 | EU0013 | 15.6821 | 14.1759 | 0.087834 | 0.088084 | 0.057315 | 0.005045 | 0.5323 | [8 empty] | 200 | 7 | 310 | 1833.3333 | 47.6 | 221112 | -86.1132 | 42.7954 |  | 125 | 100 | 128&75 |  |  |  | N | N | N |  | N |  |  | 336
1830_B_5 | MI | 26139 | Holland BPW, Generating Station & WWTP |  | 8129311 | 6902913 | 1830 | 5 |  |  | B2357 | EU0014 | 0.10005 | 0.00124 | 0.015725 | 0.015725 | 0.01138 | 0.00662 | 0.1738 | [8 empty] | 200 | 7.17 | 320 | 1221.6666 | 30.3 | 221112 | -86.1134 | 42.7954 | 430 | 125 | 100 | 128 |  |  |  | Y | N | N |  | N |  |  |  | 124.6
1830_B_3 | MI | 26139 | Holland BPW, Generating Station & WWTP |  | 8129311 | 6903113 |  |  |  |  | B2357 | EU0012 | 107.8805 | 99.9091 | 0.85317 | 0.85367 | 0.43195 | 0.05179 | 4.1785 | [8 empty] | 200 | 6.83 | 320 | 1295 | 35.3 | 221112 | -86.1137 | 42.7954 |  | 125 | 100 | 10 |  |  |  | N | N | N |  | N |  |  | 5
55718_G_GT3 | MI | 26147 | ST. CLAIR / BELLE RIVER POWER PLANT | Dean | 7239111 | 7534613 | 55718 | 3 | 55718 | GT3 | B2796 | EU0179 | 11 | 0.3 | 2.797 | 2.797 | 0.89 |  | 34.75 | 8.96 | 0.2 | 34.55 | 34.55 | 0.7495 |  |  | 2019 | 65 | 4 | 300 | -1 | 50 | 221112 | -82.4855 | 42.7687 | 1100 | 125 | 120 |  | 78 | N | Natural Gas | Y | N | N | 9999 | N |  | Combustion Turbine | 78 | 1025.0498 | 12023
6034_B_1 | MI | 26147 | ST. CLAIR / BELLE RIVER POWER PLANT | Belle River | 7239111 | 7534713 | 6034 | 1 | 6034 | 1 | B2796 | EU0119 | 3043.253 | 9235.0364 | 0.2078 | 0.63467 | 49.0789 | 0.21565 | 409.8975 | 1481.142 | 4739.5382 | 0.85673 | 2.6164 | 26.1046 | 0.23845 | 1568.9905 | 2019 | 665 | 25.5 | 290 | 46000.0009 | 90.1 | 221112 | -82.4939 | 42.7753 | 8100 | 125 | 100 | 128 | 635 | N | Subbituminous | Y | N | N | 9999 | N |  | Coal Steam | 6000 | 5997.2202 | 10336
6034_B_2 | MI | 26147 | ST. CLAIR / BELLE RIVER POWER PLANT | Belle River | 7239111 | 7535613 | 6034 | 2 | 6034 | 2 | B2796 | EU0120 | 3954.9595 | 11590.0481 | 0.93462 | 2.8552 | 60.37 | 0.2799 | 504.2495 | 3988.694 | 12755.0448 | 7.8348 | 23.9303 | 68.5653 | 0.2611 | 572.632 | 2019 | 665 | 25.5 | 290 | 46000.0009 | 90.1 | 221112 | -82.495 | 42.7756 | 8300 | 125 | 100 | 128 | 635 | N | Subbituminous | Y | N | N | 9999 | N |  | Coal Steam | 7320 | 7316.1704 | 10284
55718_G_GT2 | MI | 26147 | ST. CLAIR / BELLE RIVER POWER PLANT | Dean | 7239111 | 7535913 | 55718 | 2 | 55718 | GT2 | B2796 | EU0178 | 12.2 | 0.3 | 2.8295 | 2.8295 | 0.9005 |  | 35.155 | 10.775 | 0.3 | 15.02 | 15.02 | 0.7705 |  |  | 2019 | 65 | 4 | 300 | -1 | 50 | 221112 | -82.4855 | 42.7687 | 1100 | 125 | 120 |  | 78 | N | Natural Gas | Y | N | N | 9999 | N |  | Combustion Turbine | 77 | 1044.9297 | 12023
1743_G_11 | MI | 26147 | ST. CLAIR / BELLE RIVER POWER PLANT | St Clair | 7239111 | 7536013 |  |  | 1743 | 11 | B2796 | EU0116 | 0.83 | 0.001465 | 0.017115 | 0.017115 | 0.005445 |  | 0.21265 | 2.0825 | 0.00367 | 0.04295 | 0.04295 | 0.013665 |  | 0.5335 | 2019 | 65 | 4 | 300 | -1 | 50 | 221112 | -82.4855 | 42.7687 | 19 | 125 | 120 | 28 | 19 | N | Natural Gas, Distillate Fuel Oil | N | N | N | 9999 | N |  | Combustion Turbine | 32 |  | 15477
55718_G_GT4 | MI | 26147 | ST. CLAIR / BELLE RIVER POWER PLANT | Dean | 7239111 | 7536113 | 55718 | 4 | 55718 | GT4 | B2796 | EU0180 | 12.3 | 0.3 | 2.6875 | 2.6875 | 0.855 |  | 33.39 | 9.83 | 0.2 | 12.415 | 12.415 | 0.744 |  |  | 2019 | 65 | 4 | 300 | -1 | 50 | 221112 | -82.4855 | 42.7687 | 1100 | 125 | 120 |  | 78 | N | Natural Gas | Y | N | N | 9999 | N |  | Combustion Turbine | 78 | 1010.5598 | 12024
55718_G_GT1 | MI | 26147 | ST. CLAIR / BELLE RIVER POWER PLANT | Dean | 7239111 | 7536213 | 55718 | 1 | 55718 | GT1 | B2796 | EU0182 | 11.4 | 0.3 | 2.816 | 2.816 | 0.896 |  | 34.985 | 12.895 | 0.3 | 16.13 | 16.13 | 0.7905 |  |  | 2019 | 65 | 4 | 300 | -1 | 50 | 221112 | -82.4855 | 42.7687 | 1100 | 125 | 120 |  | 78 | N | Natural Gas | Y | N | N | 9999 | N |  | Combustion Turbine | 78 | 1034.8798 | 12023
6034_G_12-1 | MI | 26147 | ST. CLAIR / BELLE RIVER POWER PLANT | Belle River | 7239111 | 7536413 | 6034 | CTG121 | 6034 | 12-1 | B2796 | EU0168 | 19.6 | 0.4 | 4.9335 | 4.9335 | 1.57 |  | 14 | 23.875 | 0.5 | 1.357 | 1.357 | 1.7515 |  | 12.94 | 2019 | 65 | 11.4 | 650 | 6353 | 61.9 | 221112 | -82.4981 | 42.7699 | 1090 | 125 | 120 | 28 | 75 | N | Natural Gas | Y | N | N | 9999 | N |  | Combustion Turbine | 1870 | 1833.5394 | 12234
6034_G_12-2 | MI | 26147 | ST. CLAIR / BELLE RIVER POWER PLANT | Belle River | 7239111 | 7536513 | 6034 | CTG122 | 6034 | 12-2 | B2796 | EU0169 | 19.6 | 0.4 | 4.381 | 4.381 | 1.394 |  | 18.35 | 8.56 | 0.2 | 0.3783 | 0.3783 | 0.5915 |  | 5.275 | 2019 | 65 | 11.4 | 650 | 6353 | 61.9 | 221112 | -82.4981 | 42.7699 | 1090 | 125 | 120 | 28 | 75 | N | Natural Gas | Y | N | N | 9999 | N |  | Combustion Turbine | 1728 | 1697.829 | 12234
6034_G_13-1 | MI | 26147 | ST. CLAIR / BELLE RIVER POWER PLANT | Belle River | 7239111 | 7536613 | 6034 | CTG131 | 6034 | 13-1 | B2796 | EU0170 | 15.4 | 0.4 | 3.9615 | 3.9615 | 1.2605 |  | 14.565 | 24.62 | 0.4 | 1.8025 | 1.8025 | 1.5795 |  | 23.135 | 2019 | 65 | 11.4 | 650 | 6353 | 61.9 | 221112 | -82.4981 | 42.7699 | 1090 | 125 | 120 | 28 | 74 | N | Natural Gas | Y | N | N | 9999 | N |  | Combustion Turbine | 1552 | 1516.2688 | 12234
1743_B_7 | MI | 26147 | ST. CLAIR / BELLE RIVER POWER PLANT |  | 7239111 | 7538213 | 1743 | 7 |  |  | B2796 | EU0111 | 1049.321 | 5600.0408 | 2.6049 | 8.3004 | 17.8906 | 0.22245 | 149.9905 | 1444.5775 | 5850.0625 | 6.7516 | 21.5079 | 31.6844 | 0.3577 | 265.5355 | 2019 | 599 | 16 | 307 | 29350.0005 | 146 | 221112 | -82.4855 | 42.7687 | 5500 | 125 | 100 | 128 |  |  |  | Y | N | N |  | N |  |  | 4032 | 4036.4006
1743_B_6 | MI | 26147 | ST. CLAIR / BELLE RIVER POWER PLANT |  | 7239111 | 7539613 | 1743 | 6 |  |  | B2796 | EU0110 | 600.4875 | 3019.5242 | 0.45113 | 1.4371 | 11.262 | 0.167 | 92.7025 | 917.065 | 3424.5 | 1.4381 | 4.5811 | 18.5389 | 0.24375 | 152.828 | 2019 | 425 | 13.25 | 300 | 18066.667 | 131 | 221112 | -82.4715 | 42.7639 | 3800 | 125 | 100 | 128 |  |  |  | Y | N | N |  | N |  |  | 3552 | 3549.8601
1743_B_4 | MI | 26147 | ST. CLAIR / BELLE RIVER POWER PLANT |  | 7239111 | 7539813 | 1743 | 4 |  |  | B2796 | EU0108 | 696.4755 | 1780.5073 | 0.019815 | 0.0605 | 7.1216 | 0.04163 | 59.843 | [8 empty] | 599 | 13.33 | 330 | 12533.3333 | 89.8 | 221112 | -82.4722 | 42.7617 | 2150 | 125 | 100 | 128 |  |  |  | Y | N | N |  | N |  |  |  | 4528.3394
1743_B_3 | MI | 26147 | ST. CLAIR / BELLE RIVER POWER PLANT |  | 7239111 | 7539913 | 1743 | 3 |  |  | B2796 | EU0107 | 914.1015 | 1780.0694 | 0.044356 | 0.13546 | 6.9845 | 0.0806 | 59.1203 | 1161.9768 | 1993.516 | 1.574 | 4.802 | 11.8167 | 0.41375 | 103.4137 | 2019 | 599 | 13.33 | 330 | 12533.3335 | 89.8 | 221112 | -82.4722 | 42.7617 | 2210 | 125 | 100 | 128 |  |  |  | Y | N | N |  | N |  |  | 5472 | 5480.4502
1743_B_2 | MI | 26147 | ST. CLAIR / BELLE RIVER POWER PLANT |  | 7239111 | 7540013 | 1743 | 2 |  |  | B2796 | EU0106 | 920.021 | 1765.4845 | 0.40537 | 1.2374 | 9.2348 | 0.11835 | 78.1888 | 1020.652 | 1863.596 | 1.1012 | 3.3603 | 11.0343 | 0.3037 | 30.6513 | 2019 | 599 | 13.33 | 330 | 12533.3335 | 89.8 | 221112 | -82.4722 | 42.7617 | 2310 | 125 | 100 | 128 |  |  |  | Y | N | N |  | N |  |  | 6000 | 6003.1504
1743_B_1 | MI | 26147 | ST. CLAIR / BELLE RIVER POWER PLANT |  | 7239111 | 7540113 | 1743 | 1 |  |  | B2796 | EU0105 | 1281.9697 | 2386.9083 | 0.34608 | 1.0564 | 11.8419 | 0.1606 | 100.4948 | 89.9308 | 125.2093 | 0.12079 | 0.36859 | 0.85696 | 0.02891 | 15.0478 | 2017 | 599 | 13.33 | 330 | 12533.3335 | 89.8 | 221112 | -82.4722 | 42.7617 | 2340 | 125 | 100 | 128 |  |  |  | Y | N | N |  | N |  |  | 7008 | 7003.3008
6035_G_11-1 | MI | 26147 | DTE Electric Company - Greenwood Energy Center | Greenwood (MI) | 7239211 | 7532913 | 6035 | CTG111 | 6035 | 11-1 | B6145 | EU0017 | 9.5 | 0.1 | 2.242 | 2.242 | 0.7135 |  | 27.855 | 5.42 | 0.1 | 0.521 | 0.521 | 0.3742 |  | 5.655 | 2019 | 56 | 14.75 | 998 | 6268.9167 | 36.7 | 221112 | -82.697 | 43.102 | 1090 | 125 | 120 | 28 | 75 | N | Natural Gas | Y | N | N | 9999 | N |  | Combustion Turbine | 920 | 910.7698 | 12084
6035_G_11-2 | MI | 26147 | DTE Electric Company - Greenwood Energy Center | Greenwood (MI) | 7239211 | 7533013 | 6035 | CTG112 | 6035 | 11-2 | B6145 | EU0018 | 12.7 | 0.2 | 2.6865 | 2.6865 | 0.8545 |  | 33.375 | 4.781 | 0.1 | 0.687 | 0.687 | 0.34175 |  | 6.83 | 2019 | 56 | 14.75 | 998 | 6268.9167 | 36.7 | 221112 | -82.697 | 43.1016 | 1090 | 125 | 120 | 28 | 75 | N | Natural Gas | Y | N | N | 9999 | N |  | Combustion Turbine | 1090 | 1081.0199 | 12084
6035_G_11-3 | MI | 26147 | DTE Electric Company - Greenwood Energy Center | Greenwood (MI) | 7239211 | 7533113 | 6035 | CTG121 | 6035 | 11-3 | B6145 | EU0019 | 11.3 | 0.1 | 2.373 | 2.373 | 0.755 |  | 29.48 | 5.19 | 0.1 | 0.2291 | 0.2291 | 0.41275 |  | 8.355 | 2019 | 56 | 14.75 | 998 | 6268.9167 | 36.7 | 221112 | -82.697 | 43.1011 | 1110 | 125 | 120 | 28 | 74 | N | Natural Gas | Y | N | N | 9999 | N |  | Combustion Turbine | 955 | 948.6704 | 12084
6035_B_1 | MI | 26147 | DTE Electric Company - Greenwood Energy Center | Greenwood (MI) | 7239211 | 7533413 | 6035 | 1 | 6035 | 1 | B6145 | EU0009 | 270.017 | 2.1621 | 13.1084 | 13.1222 | 9.4674 | 5.5173 | 144.5767 | 639.6442 | 3.5673 | 34.5595 | 34.572 | 22.8542 | 13.3042 | 349.0573 | 2019 | 496 | 23.25 | 290 | 38216.6674 | 90 | 221112 | -82.6965 | 43.1055 | 7800 | 125 | 100 |  | 785 | N | Natural Gas, Distillate Fuel Oil | Y | N | N | 9999 | N |  | O/G Steam | 1440 | 1432.24 | 10625
1855_G_1 | MI | 26149 | Sturgis Municipal Power Plant |  | 6356811 | 15701413 |  |  |  |  | B7287 | EU0009 | 4.3175 | 0.0010945 | 0.18691 | 0.18691 | 0.2693 |  | 0.14804 | 2.4735 | 0.0006169 | 0.12934 | 0.12934 | 0.1675 |  | 0.09448 | 2019 | 38 | 2.5 | 860 | 85 | 17.3 | 221112 | -85.4262 | 41.7991 | 1 | 125 | 160 |  |  |  |  | N | N | N |  | N |  |  | 3
55297_G_1 | MI | 26159 | New Covert Generating Company, LLC | New Covert Generating Facility | 9510111 | 57848113 | 55297 | 001 | 55297 | 1 | N6767 | RG0019 | 55 | 4.2485 | 15.1 | 15.1 | 11 | 18.525 | 14.765 | 62.65 | 5.15 | 30.94 | 30.94 | 6.59 | 79.25 | 50.85 | 2019 | 160 | 22.083 | 188 | 23183.1671 | 60.5 | 221112 | -86.2925 | 42.3232 | 256 | 125 | 120 | 109&139&205 | 220.5 | N | Natural Gas | Y | N | N | 9999 | N | 55297_G_1;55297_G_1A | Combined Cycle | 6552 | 6569.2305 | 7131
55297_G_2 | MI | 26159 | New Covert Generating Company, LLC | New Covert Generating Facility | 9510111 | 57848213 | 55297 | 002 | 55297 | 2 | N6767 | RG0020 | 49.29 | 3.7475 | 10.46 | 10.46 | 11.445 | 17.135 | 21.46 | 64 | 5.525 | 19.675 | 19.675 | 10.9 | 75.75 | 9.33 | 2019 | 160 | 22.083 | 188 | 22642.8337 | 59.1 | 221112 | -86.2925 | 42.3232 | 256 | 125 | 120 | 109&139&205 | 218.2 | N | Natural Gas | Y | N | N | 9999 | N | 55297_G_2;55297_G_2A | Combined Cycle | 5976 | 5981.0986 | 7131
55297_G_3 | MI | 26159 | New Covert Generating Company, LLC | New Covert Generating Facility | 9510111 | 57848313 | 55297 | 003 | 55297 | 3 | N6767 | RG0021 | 59.4 | 4.4975 | 15.01 | 15.01 | 18.07 | 18.965 | 12.22 | 53.8 | 4.5575 | 17.21 | 17.21 | 15.08 | 31.28 | 28.22 | 2019 | 160 | 22.083 | 191 | 21624.5004 | 56.5 | 221112 | -86.2925 | 42.3232 | 256 | 125 | 120 | 109&139&205 | 214.8 | N | Natural Gas | Y | N | N | 9999 | N | 55297_G_3;55297_G_3A | Combined Cycle | 7032 | 7036.7202 | 7131
55596_G_0002 | MI | 26161 | Arbor Hills Landfill, Inc. | GRS Arbor Hills | 6940911 | 124476513 |  |  | 55596 | 0002 | N2688 | EU0030 | 16.845 | 9.925 | 4.4993 | 4.6595 | 1.3575 |  | 46.39 | 23.18 | 21.085 | 4.3482 | 4.503 | 0.372 |  | 29.385 | 2019 | 45 | 4 | 300 | 635.2833 | 50.6 | 562212 | -83.5575 | 42.3969 |  | 104 | 120 |  | 3.8 | N | Landfill Gas | N | N | N | 9999 | N |  | Landfill Gas | 8760 |  | 15057
55596_G_0003 | MI | 26161 | Arbor Hills Landfill, Inc. | GRS Arbor Hills | 6940911 | 124476613 |  |  | 55596 | 0003 | N2688 | EU0031 | 32.995 | 22.52 | 4.3878 | 4.544 | 4.544 |  | 15.015 | 28.405 | 25.93 | 4.4713 | 4.6305 | 0.137 |  | 12.075 | 2019 | 45 | 4 | 300 | 635.2833 | 50.6 | 562212 | -83.5575 | 42.3969 |  | 104 | 120 |  | 3.8 | N | Landfill Gas | N | N | N | 9999 | N |  | Landfill Gas | 8760 |  | 15057
55596_G_0001 | MI | 26161 | Arbor Hills Landfill, Inc. | GRS Arbor Hills | 6940911 | 14044213 |  |  | 55596 | 0001 | N2688 | EU0020 | 30.945 | 20.66 | 4.3497 | 4.5045 | 0.012 |  | 15.98 | 16.93 | 13.42 | 3.9214 | 4.061 | 0.15 |  | 8.385 | 2019 | 45 | 4 | 300 | 635.2833 | 50.6 | 562212 | -83.5575 | 42.3969 | 24400 | 104 | 120 | 23 | 3.8 | N | Landfill Gas | N | N | N | 9999 | N |  | Landfill Gas | 8760 |  | 15057
55596_G_0004 | MI | 26161 | Arbor Hills Landfill, Inc. | GRS Arbor Hills | 6940911 | 82780713 |  |  | 55596 | 0004 | N2688 | EU0024 | 16.865 | 0.1705 | 3.9175 | 3.9175 | 0.0865 |  | 27.03 | 24.26 | 37.775 | 13.338 | 13.338 | 0.1115 |  | 26.6 | 2019 | 50 | 3.5 | 960 | 657.6166 | 68.4 | 562212 | -83.5575 | 42.3969 |  | 104 | 100 |  | 7.6 | N | Landfill Gas | N | N | N | 9999 | N |  | Landfill Gas | 8760 |  | 15057
50431_G_TG10 | MI | 26161 | UNIVERSITY OF MICHIGAN | University of Michigan | 8146111 | 6974313 |  |  | 50431 | TG10 | M0675 | RG0215 | 82.45 | 0.2589 | 3.279 | 3.279 | 2.373 | 0.2114 | 36.245 | 48.0237 | 0.20439 | 2.3465 | 2.3483 | 1.6889 | 0.15594 | 25.8053 | 2019 | 242 | 14 | 306 | 1476.6666 | 9.6 | 611310 | -83.7345 | 42.2811 | 3 | 148 | 100 |  | 3.5 | Y | Natural Gas, Distillate Fuel Oil | N | Y | N | 9999 | N |  | Combined Cycle | 8760 |  | 5500
50431_G_TG9 | MI | 26161 | UNIVERSITY OF MICHIGAN | University of Michigan | 8146111 | 6974413 |  |  | 50431 | TG9 | M0675 | RG0214 | 9.205 | 0.041425 | 0.5245 | 0.5245 | 0.37975 | 0.03383 | 5.8 | 11.005 | 0.0675 | 0.8545 | 0.8545 | 0.6185 | 0.0551 | 9.445 | 2019 | 242 | 14 | 306 | 1476.6666 | 9.6 | 611310 | -83.7345 | 42.2811 | 3 | 148 | 100 |  | 3.5 | Y | Natural Gas, Distillate Fuel Oil | N | Y | N | 9999 | N |  | Combined Cycle |  |  | 5500
50431_G_TG1 | MI | 26161 | UNIVERSITY OF MICHIGAN | University of Michigan | 8146111 | 6974513 |  |  | 50431 | TG1 | M0675 | RG0216 | 100.8 | 0.4725 | 4.1075 | 4.1075 | 2.9155 |  | 49.46 | 93.95 | 0.433 | 3.7385 | 3.7385 | 2.5735 | 7.64 | 32.195 | 2019 | 159 | 14 | 290 | 2884.8167 | 18.7 | 611310 | -83.7312 | 42.2839 | 11 | 148 | 120 |  | 11.5 | Y | Natural Gas, Distillate Fuel Oil | N | Y | N | 9999 | N |  | Combined Cycle | 8760 |  | 5500
7972_G_3 | MI | 26163 | Sumpter Generating Plant | Sumpter | 6441111 | 16724713 | 7972 | 3 | 7972 | 3 | M4854 | EU0003 | 18.8 | 0.23805 | 3.343 | 3.343 | 1.0635 |  | 1.2285 | 16.4 | 0.16425 | 2.883 | 2.883 | 0.9175 |  | 10.1 | 2019 | 60 | 15.5 | 1040 | 23610.0004 | 125.1 | 221112 | -83.532 | 42.167 | 1000 | 125 | 120 |  | 76.6 | N | Natural Gas | Y | N | N | 9999 | N |  | Combustion Turbine | 1177 | 1203.5581 | 12670
7972_G_2 | MI | 26163 | Sumpter Generating Plant | Sumpter | 6441111 | 16724813 | 7972 | 2 | 7972 | 2 | M4854 | EU0002 | 17.9 | 0.2455 | 3.447 | 3.447 | 1.097 |  | 1.2705 | 16.3 | 0.16415 | 2.881 | 2.881 | 0.9165 |  | 10.725 | 2019 | 60 | 15.5 | 1040 | 23600.1671 | 125.1 | 221112 | -83.532 | 42.167 | 1000 | 125 | 120 |  | 77.5 | N | Natural Gas | Y | N | N | 9999 | N |  | Combustion Turbine | 1188 | 1225.1295 | 12670
7972_G_4 | MI | 26163 | Sumpter Generating Plant | Sumpter | 6441111 | 16724913 | 7972 | 4 | 7972 | 4 | M4854 | EU0004 | 17.7 | 0.25295 | 3.5525 | 3.5525 | 1.1305 |  | 1.3115 | 13.9 | 0.1569 | 2.754 | 2.754 | 0.8765 |  | 12.065 | 2019 | 60 | 15.5 | 1040 | 23610.0004 | 125.1 | 221112 | -83.532 | 42.167 | 1000 | 125 | 120 |  | 77.3 | N | Natural Gas | Y | N | N | 9999 | N |  | Combustion Turbine | 1232 | 1274.5881 | 12670
7972_G_1 | MI | 26163 | Sumpter Generating Plant | Sumpter | 6441111 | 16725013 | 7972 | 1 | 7972 | 1 | M4854 | EU0001 | 17.2 | 0.25775 | 3.6195 | 3.6195 | 1.1515 |  | 1.3315 | 14.4 | 0.1628 | 2.858 | 2.858 | 0.9095 |  | 15.83 | 2019 | 60 | 15.5 | 1040 | 23600.1671 | 125.1 | 221112 | -83.532 | 42.167 | 1000 | 125 | 120 |  | 77 | N | Natural Gas | Y | N | N | 9999 | N |  | Combustion Turbine | 1368 | 1312.5181 | 12670
1728_G_11-1 | MI | 26163 | DTE Electric Company - Delray Power Plant | Delray | 7306011 | 11096913 | 1728 | CTG111 | 1728 | 11-1 | B2798 | EU0001 | 0.2 | 0 | 0.036125 | 0.036125 | 0.011495 |  | 0.1665 | 1.8825 |  | 0.3065 | 0.3065 | 0.0975 |  | 0.7165 | 2019 | 56 | 19 | 1002 | 223.2 | 0.8 | 221112 | -83.1028 | 42.2953 | 76 | 125 | 120 | 28 | 64 | N | Natural Gas | Y | N | N | 9999 | N |  | Combustion Turbine | 104 | 17.71 | 13624
1728_G_12-1 | MI | 26163 | DTE Electric Company - Delray Power Plant | Delray | 7306011 | 11097013 | 1728 | CTG121 | 1728 | 12-1 | B2798 | EU0002 | 9.1 | 0.1 | 1.2155 | 1.2155 | 0.3867 |  | 5.5 | 1.3355 |  | 0.15985 | 0.15985 | 0.05085 |  | 0.6425 | 2019 | 100 | 9 | 250 | -1 | 50 | 221112 | -83.1028 | 42.2953 | 88 | 125 | 120 | 28 | 63 | N | Natural Gas | Y | N | N | 9999 | N |  | Combustion Turbine | 48 | 497.26 | 13620
1745_B_9A | MI | 26163 | DTE Electric Company - Trenton Channel Power Plant |  | 7422511 | 10892713 | 1745 | 9A |  |  | B2811 | EU0035 | 1765.4725 | 9395.0478 | 12.0904 | 36.9311 | 31.9487 | 0.13475 | 266.792 | 1284.495 | 3754.006 | 15.4563 | 47.2027 | 27.0983 | 0.173 | 226.5315 | 2019 | 563 | 16 | 280 | 28150.0005 | 140 | 221112 | -83.1812 | 42.1237 | 6000 | 125 | 100 | 128 |  |  |  | Y | N | N |  | N |  |  | 5904 | 5898.981
1745_B_19 | MI | 26163 | DTE - Electric Company TRENTON CHANNEL |  | 7422511 | 90099913 | 1745 | 17;18;19;16 |  | ;;; | B2811 | RG0053 | 180.54 | 549.5425 | 0.22249 | 0.67878 | 1.4712 | 0.04489 | 12.4505 | [8 empty] | 559 | 14.5 | 320 | 23116.6666 | 140 | 221112 | -83.1812 | 42.1237 | 3400 | 125 | 100 | 128 |  |  |  | Y | N | N |  | Y | 1745_B_17;1745_B_18;1745_B_16;1745_B_19 |  | 1584 | 1305.0299
55088_G_GTP1 | MI | 26163 | DEARBORN INDUSTRIAL GENERATION | Dearborn Industrial Generation | 7778711 | 3630913 | 55088 | GTP1 | 55088 | GTP1 | N6631 | EU0001 | 96.95 | 11.32 | 7.625 | 7.625 | 0.899 |  | 3.75 | 122.85 | 14.83 | 8.33 | 8.33 | 2.0575 |  | 7.16 | 2019 | 60 | 17.75 | 1073 | 38300.0007 | 154.8 | 221112 | -83.1538 | 42.3053 | 2160 | 125 | 120 | 205 | 163 | N | Natural Gas | Y | N | N | 9999 | N |  | Combustion Turbine | 4200 | 4117.75 | 10745
55088_G_GT 1 | MI | 26163 | DEARBORN INDUSTRIAL GENERATION | Dearborn Industrial Generation | 7778711 | 3631013 | 55088 | GT2100 | 55088 | GT 1 | N6631 | EU0002 | 172.9 | 22.815 | 6.98 | 6.98 | 1.047 |  | 18.935 | 162.9 | 22.985 | 16.345 | 16.345 | 1.769 |  | 21.68 | 2019 | 150 | 17.5 | 276 | 20666.667 | 85.9 | 221112 | -83.1526 | 42.3038 | 150 | 125 | 140 |  | 163 | Y | Natural Gas | Y | N | N | 9999 | N |  | Combustion Turbine | 7872 | 7878 | 8700
55088_G_GT2 | MI | 26163 | DEARBORN INDUSTRIAL GENERATION | Dearborn Industrial Generation | 7778711 | 3631113 | 55088 | GT3100 | 55088 | GT2 | N6631 | EU0003 | 171.1 | 22.875 | 6.685 | 6.685 | 3.3165 |  | 19.845 | 201.05 | 25.115 | 18.995 | 18.995 | 4.448 |  | 13.055 | 2019 | 150 | 17.5 | 276 | 20666.667 | 85.9 | 221112 | -83.1522 | 42.3039 | 150 | 125 | 140 | 205 | 163 | Y | Natural Gas | Y | N | N | 9999 | N |  | Combustion Turbine | 7560 | 7552.75 | 8700
55088_B_EUCTG3 | MI | 26163 | DEARBORN INDUSTRIAL GENERATION | Dearborn Industrial Generation | 7778711 | 3631213 | 55088 | BL3100 | 55088 | EUCTG3 | N6631 | EU0006 | 15.875 | 222.3 | 13.3262 | 13.3262 | 0.26308 | 0.0196 | 0.197 | 29.515 | 215.55 | 18.5695 | 18.5695 | 0.3585 | 0.1255 | 0.557 | 2019 | 185 | 10.5 | 277 | 4380 | 50.6 | 221112 | -83.1523 | 42.3044 | 747 | 125 | 100 | 205 | 83 | Y | Fossil Waste | Y | N | N | 9999 | N |  | Fossil Waste | 4704 | 5071.75 | 4746
55088_B_EUCTG1 | MI | 26163 | DEARBORN INDUSTRIAL GENERATION | Dearborn Industrial Generation | 7778711 | 3631313 | 55088 | BL1100 | 55088 | EUCTG1 | N6631 | EU0004 | 19.425 | 242.2 | 12.9256 | 12.9256 | 0.03189 | 0.0324 | 0.273 | 27.125 | 225.05 | 23.836 | 23.836 | 0.222 | 0.088 | 0.649 | 2019 | 185 | 10.5 | 277 | 4380 | 50.6 | 221112 | -83.1522 | 42.3042 | 747 | 125 | 100 | 205 | 83 | Y | Fossil Waste | Y | N | N | 9999 | N |  | Fossil Waste | 5256 | 5596.25 | 4746
55088_B_EUCTG2 | MI | 26163 | DEARBORN INDUSTRIAL GENERATION | Dearborn Industrial Generation | 7778711 | 3631413 | 55088 | BL2100 | 55088 | EUCTG2 | N6631 | EU0005 | 23.755 | 240.4 | 14.2674 | 14.2674 | 0.4572 | 0.054 | 0.655 | 23.855 | 221.75 | 20.953 | 20.953 | 0.5935 | 0.055 | 0.5705 | 2019 | 185 | 10.5 | 277 | 4380 | 50.6 | 221112 | -83.1522 | 42.3043 | 747 | 125 | 100 | 205 | 83 | Y | Fossil Waste | Y | N | N | 9999 | N |  | Fossil Waste | 480 | 6370.75 | 4746
1866_B_5 | MI | 26163 | WYANDOTTE DEPT MUNI POWER PLANT | Wyandotte | 7902611 | 3280113 | 1866 | 5 | 1866 | 5 | B2132 | EU0035 | 14.1 | 0.0856 | 1.084 | 1.084 | 0.7845 | 0.4565 | 11.985 | 5 | 0.04032 | 0.5105 | 0.5105 | 0.3696 | 0.21505 | 5.645 | 2019 | 198 | 8.083 | 450 | 1705 | 33.2 | 221112 | -83.1455 | 42.2083 | 260 | 125 | 100 | 100 | 36 | N | Natural Gas | Y | N | N | 9999 | N |  | O/G Steam | 5808 | 5794.2495 | 14500
1866_B_7 | MI | 26163 | WYANDOTTE DEPT MUNI POWER PLANT | Wyandotte | 7902611 | 3280213 | 1866 | 7 | 1866 | 7 | B2132 | EU0036 | 25 | 2.4395 | 2.08 | 2.08 | 1.532 | 0.8915 | 23.395 | 1.1 | 0.005685 | 0.0708 | 0.0708 | 0.05215 | 0.03033 | 0.796 | 2019 | 197 | 9.167 | 350 | 1767.1667 | 26.8 | 221112 | -83.1454 | 42.2082 | 439 | 125 | 100 | 128&205 | 36 | N | Natural Gas | Y | N | N | 9999 | N |  | O/G Steam | 5304 | 5298.48 | 14500
1866_B_8 | MI | 26163 | WYANDOTTE DEPT MUNI POWER PLANT |  | 7902611 | 3280513 | 1866 | 8 |  |  | B2132 | EU0037 | 0 | 0 | 0 | 0 | 0 | 0 | 0 | [8 empty] | 215 | 6 | 290 | 927.5 | 32.8 | 221112 | -83.1459 | 42.2084 | 369 | 125 | 100 |  |  |  |  | N | N | N |  | N
10033_B_13 | MI | 26163 | DETROIT RENEWABLE POWER, LLC | Greater Detroit Resource Recovery | 8171811 | 4506413 |  |  | 10033 | 13 | M4148 | EU0022 | 367.13 | 45.1475 | 33.2578 | 38.525 | 13.5906 | 0.10255 | 113.07 | 63.393 | 21.1902 | 1.1201 | 1.309 | 1.3034 | 0.02156 | 22.3931 | 2019 | 337.5 | 7.583 | 320 | 6052.8001 | 134 | 562213 | -83.0517 | 42.3686 |  | 103 | 100 | 127&202 | 21.2 | Y | MSW | N | Y | N | 2019 | N |  | Municipal Solid Waste | 8760 |  | 8824
10033_B_12 | MI | 26163 | DETROIT RENEWABLE POWER, LLC | Greater Detroit Resource Recovery | 8171811 | 4506513 |  |  | 10033 | 12 | M4148 | EU0021 | 412.665 | 51.9695 | 11.173 | 12.9812 | 3.2104 | 0.0955 | 99.485 | 70.5425 | 16.981 | 3.7806 | 4.4167 | 1.5596 | 0.0705 | 22.5045 | 2019 | 337.5 | 7.583 | 312 | 6178.8001 | 136.8 | 562213 | -83.0517 | 42.3686 |  | 103 | 100 | 119&127 | 21.2 | Y | MSW | N | Y | N | 2019 | N |  | Municipal Solid Waste | 8760 |  | 8824
10033_B_11 | MI | 26163 | DETROIT RENEWABLE POWER, LLC | Greater Detroit Resource Recovery | 8171811 | 4506613 |  |  | 10033 | 11 | M4148 | EU0020 | 466.095 | 48.852 | 3.2332 | 3.8171 | 16.8158 | 0.12315 | 154.42 | 54.5835 | 4.9986 | 0.69798 | 0.86904 | 1.1989 | 0.09755 | 14.575 | 2019 | 337.5 | 7.583 | 314 | 6259.1167 | 138.6 | 562213 | -83.0517 | 42.3686 |  | 103 | 100 | 119&127 | 21.2 | Y | MSW | N | Y | N | 2019 | N |  | Municipal Solid Waste | 8760 |  | 8824
1740_B_2 | MI | 26163 | DTE - Electric Company RIVER ROUGE |  | 8229311 | 6593713 | 1740 | 2 |  |  | B2810 | EU0039 | 0 | 0 | 0 | 0 | 0 | 0 | 0 | [8 empty] | 385 | 12.25 | 298 | 17450 | 148.1 | 221112 | -83.1124 | 42.274 | 3000 | 125 | 100 | 128&205 |  |  |  | N | N | N |  | N
1740_B_1 | MI | 26163 | DTE - Electric Company RIVER ROUGE |  | 8229311 | 6594513 | 1740 | 1 |  |  | B2810 | EU0038 | 0 | 0 | 0 | 0 | 0 | 0 | 0 | [8 empty] | 385 | 11.833 | 280 | 14963.3333 | 136.1 | 221112 | -83.112 | 42.2739 | 2450 | 125 | 100 |  |  |  |  | N | N | N |  | N
1740_B_3 | MI | 26163 | DTE Electric Company - River Rouge Power Plant |  | 8229311 | 6594613 | 1740 | 3 |  |  | B2810 | EU0040 | 1859.74 | 2806.1424 | 4.5891 | 14.072 | 19.4515 | 1.6895 | 269.225 | 1086.415 | 1555.414 | 0.47625 | 1.4392 | 12.6425 | 1.5275 | 178.355 | 2019 | 425 | 12.83 | 320 | 20666.667 | 159.9 | 221112 | -83.1128 | 42.2742 | 3600 | 125 | 100 | 128&205&206&207 |  |  |  | Y | N | N |  | N |  |  | 6600 | 6611.9888
1822_B_5 | MI | 26163 | DETROIT PUBLIC LIGHTING DEPARTMENT |  | 8522911 | 242213 | 1822 | 5 |  |  | B2185 | EU0011 | 0 | 0 | 0 | 0 | 0 |  | 0 | [8 empty] | 195 | 11.67 | 280 | 2083.3333 | 19.5 | 221112 | -83.0909 | 42.3039 | 40 | 125 | 100 | 76 |  |  |  | N | N | N |  | N
1822_G_6 | MI | 26163 | DETROIT PUBLIC LIGHTING DEPARTMENT |  | 8522911 | 242313 | 1822 | 6 |  |  | B2185 | EU0012 | 0 | 0 | 0 | 0 | 0 |  | 0 | [8 empty] | 195 | 11.67 | 280 | 2777.7833 | 26 | 221112 | -83.0904 | 42.304 | 50 | 125 | 100 | 76 |  |  |  | N | N | N |  | N
1822_B_7 | MI | 26163 | DETROIT PUBLIC LIGHTING DEPARTMENT |  | 8522911 | 242413 | 1822 | 7 |  |  | B2185 | EU0013 | 0 | 0 | 0 | 0 | 0 |  | 0 | [8 empty] | 249 | 7.5 | 280 | 2777.7833 | 62.9 | 221112 | -83.0896 | 42.3041 | 60 | 125 | 100 | 128 |  |  |  | N | N | N |  | N
1822_G_GT1 | MI | 26163 | DETROIT PUBLIC LIGHTING DEPARTMENT |  | 8522911 | 242513 | 1822 | GT-1 |  |  | B2185 | EU0014 | 0 | 0 | 0 | 0 | 0 |  | 0 | [8 empty] | 35 | 9 | 950 | 1350 | 21.2 | 221112 | -83.0897 | 42.3051 | 27 | 125 | 120 |  |  |  |  | N | N | N |  | N
54415_B_101613 | MI | 26165 | Cadillac Renewable Energy Facility | Cadillac Renewable Energy | 6180011 | 82794013 | 54415 | EUBLR | 54415 | 101613 | N1395 | EU0006 | 177.65 | 57.65 | 17.0653 | 19.3203 | 6.75 | 8.9506 | 134.2 | 130.45 | 42.505 | 2.8326 | 3.2101 | 0.749 | 6.5683 | 103.7 | 2019 | 188 | 8 | 320 | 2216.6667 | 44.1 | 221118 | -85.4346 | 44.2612 | 650 | 125 | 100 | 121&128&140 | 38 | N | Biomass | Y | N | N | 9999 | N |  | Biomass | 8328 | 8496.8496 | 16278
7947_G_1 | MN | 27007 | Otter Tail Power Co - Solway Plant | Solway CT | 9516311 | 57875813 | 7947 | 1 | 7947 | 1 | 2700700034 | EU001 | 27.1 |  | 0.0747 | 0.10254 | 0.4224 | 3.55 | 6.034 | 34.303 | 0.163 | 0.0694 | 0.09526 | 0.3924 | 3.298 | 5.606 | 2017 | 45 | 9 | 808 | 8924.0168 | 140.2202 | 221121 | -95.1297 | 47.5444 | 43.7 | 125 | 120 | 213 | 43.1 | N | Natural Gas, Distillate Fuel Oil | Y | N | N | 9999 | N |  | Combustion Turbine |  | 1085.0397 | 10745
1910_G_4 | MN | 27009 | Xcel Energy - Granite City Generating |  | 6190211 | 15246213 |  |  |  |  | 2700900021 | EU004 | 0.20234 | 0.003838 | 0.00037788 | 0.00044946 | 0.0011032 | 0.0099993 | 0.042548 | [8 empty] | 33 | 10 | 930 | 7083.3333 | -1 | 221112 | -94.1444 | 45.5729 |  | 125 | 120 |  |  |  |  | N | N | N |  | N
1910_G_3 | MN | 27009 | Xcel Energy - Granite City Generating |  | 6190211 | 15246313 |  |  |  |  | 2700900021 | EU003 | 0.20234 | 0.003838 | 0.00037788 | 0.00044946 | 0.0011032 | 0.0099993 | 0.042548 | [8 empty] | 33 | 10 | 930 | 7083.3333 | -1 | 221112 | -94.1444 | 45.5729 |  | 125 | 120 |  |  |  |  | N | N | N |  | N
1910_G_2 | MN | 27009 | Xcel Energy - Granite City Generating |  | 6190211 | 15246413 |  |  |  |  | 2700900021 | EU002 | 0.15414 | 0.003336 | 0.000322 | 0.00037272 | 0.00078676 | 0.0073403 | 0.030188 | [8 empty] | 33 | 10 | 930 | 7083.3333 | -1 | 221112 | -94.1444 | 45.5729 |  | 125 | 120 |  |  |  |  | N | N | N |  | N
1910_G_1 | MN | 27009 | Xcel Energy - Granite City Generating |  | 6190211 | 15246513 |  |  |  |  | 2700900021 | EU001 | 0.3609 | 0.01068 | 0.00099134 | 0.0010837 | 0.0014706 | 0.015273 | 0.055293 | [8 empty] | 33 | 10 | 930 | 7083.3333 | -1 | 221112 | -94.1444 | 45.5729 |  | 125 | 120 |  |  |  |  | N | N | N |  | N
56104_G_CTG1 | MN | 27013 | Mankato Energy Center | Mankato Energy Center | 13597611 | 112599113 | 56104 | CT-1 | 56104 | CTG1 | 2701300098 | EU008 | [7 empty] | 27.83 | 2.03 | 1.1475 | 1.5751 | 3.893 | 54.52 | 38.81 | 2019 | 200 | 19 | 160 | 11143.1835 | 39.2859 | 221112 | -94.0025 | 44.199 |  | 125 | 120 |  | 174 | N | Natural Gas, Distillate Fuel Oil | Y | N | N | 9999 | N |  | Combined Cycle |  | 3398.3499 | 7440
56104_G_CTG2 | MN | 27013 | Mankato Energy Center | Mankato Energy Center | 13597611 | 79510813 | 56104 | CT-2 | 56104 | CTG2 | 2701300098 | EU002 | 31.09 | 1.943 | 2.8898 | 7.4618 | 0.48619 | 1.3934 | 35.6301 | 35.69 | 2.699 | 3.8563 | 10.0853 | 0.66309 | 4.5563 | 48.23 | 2019 | 200 | 19 | 160 | 11414.8668 | 40.2438 | 221112 | -94.0025 | 44.199 | 630 | 125 | 120 | 109&139&213&99 | 174 | N | Natural Gas, Distillate Fuel Oil | Y | N | N | 9999 | N | 56104_G_CTG2;56104_G_STG1 | Combined Cycle |  | 3865.2795 | 7440
1934_B_2 | MN | 27013 | Xcel Energy - Key City/Wilmarth | Wilmarth | 7623111 | 11476213 |  |  | 1934 | 2 | 2701300015 | EU002 | 305.1 | 6.8 | 1.1638 | 1.5629 | 0.033986 | 0.01963 | 53 | 363.9 | 18.6 | 0.82402 | 0.97055 | 0.055708 | 0.03229 | 63.2 | 2019 | 158 | 10 | 320 | 1666.6667 | 21.2121 | 562920 | -94.0085 | 44.1971 | 124 | 103 | 270 | 127&99 | 9 | N | MSW | N | Y | N | 9999 | N |  | Municipal Solid Waste |  |  | 21139
1934_B_1 | MN | 27013 | Xcel Energy - Key City/Wilmarth | Wilmarth | 7623111 | 11476313 |  |  | 1934 | 1 | 2701300015 | EU001 | 329.1 | 13.6 | 1.1093 | 1.4139 | 0.046696 | 0.02702 | 28.3 | 323.1 | 19 | 1.1102 | 1.2939 | 0.055868 | 0.03238 | 41 | 2019 | 158 | 10 | 320 | 1666.6667 | 21.2121 | 562920 | -94.0085 | 44.1971 | 124 | 103 | 270 | 127&99 | 9 | N | MSW | N | Y | N | 9999 | N |  | Municipal Solid Waste |  |  | 21139
2001_B_1 | MN | 27015 | New Ulm Public Utilities - Municipal Power | New Ulm | 7011011 | 14899013 |  |  | 2001 | 1 | 2701500010 | EU001 | [7 empty] | 2.715 | 0.01629 | 0.011675 | 0.014118 | 0.1493 | 0.08688 | 2.281 | 2017 | 86.5 | 5.5 | 380 | 500 | 21.0368 | 221118 | -94.4573 | 44.3156 | 80 | 125 | 100 |  | 1.6 | Y | Natural Gas | N | N | N | 9999 | N |  | O/G Steam |  |  | 8300
2001_B_4 | MN | 27015 | New Ulm Public Utilities - Municipal Power | New Ulm | 7011011 | 14899113 |  |  | 2001 | 4 | 2701500010 | EU003 | 18.51 | 0.03966 | 0.021295 | 0.021414 | 0.3636 | 0.2115 | 5.552 | 8.75 | 0.01875 | 0.010069 | 0.010125 | 0.1719 | 0.1 | 2.625 | 2019 | 120 | 5.3 | 325 | 1300 | 58.9015 | 221118 | -94.4573 | 44.3156 | 150 | 125 | 100 | 121&127 | 14.8 | Y | Natural Gas | N | N | N | 9999 | N |  | O/G Steam |  |  | 8300
2001_G_5 | MN | 27015 | New Ulm Public Utilities - Municipal Power | New Ulm | 7011011 | 14899213 |  |  | 2001 | 5 | 2701500010 | EU004 | 0.7339 | 0.008423 | 0.0036516 | 0.0036516 | 0.0003419 | 0.0174 | 0.002752 | 0.3731 | 0.004282 | 0.0018565 | 0.0018565 | 0.0001738 | 0.008845 | 0.001399 | 2017 | 27 | 17.5 | 900 | 12250.0002 | 50.909 | 221118 | -94.4573 | 44.3156 | 25 | 125 | 120 |  | 23 | N | Distillate Fuel Oil | N | N | N | 9999 | N |  | Combustion Turbine |  |  | 10745
2001_G_7 | MN | 27015 | New Ulm Public Utilities - Municipal Power | New Ulm | 7011011 | 14899313 | 2001 | 7 | 2001 | 7 | 2701500010 | EU005 | 2.443 | 0.02422 | 0.010498 | 0.010498 | 0.0009831 | 0.05003 | 0.007913 | 1.478 | 0.419 | 0.0016435 | 0.0016435 | 0.0001539 | 0.00783 | 0.001238 | 2017 | 29 | 17.5 | 738 | 10850.0002 | 45.0909 | 221118 | -94.4573 | 44.3156 | 26 | 125 | 120 |  | 25 | N | Distillate Fuel Oil | Y | N | N | 9999 | N |  | Combustion Turbine |  | 13.63 | 10745
2001_B_2 | MN | 27015 | New Ulm Public Utilities - Municipal Power | New Ulm | 7011011 | 14899613 |  |  | 2001 | 2 | 2701500010 | EU002 | [7 empty] | 25.35 | 0.05433 | 0.032964 | 0.036224 | 0.498 | 0.2898 | 7.606 | 2017 | 115.5 | 5 | 320 | 750 | 38.1818 | 221118 | -94.4573 | 44.3156 | 80 | 125 | 100 |  | 1.6 | Y | Natural Gas | N | N | N | 9999 | N |  | O/G Steam |  |  | 8300
6824_G_1x | MN | 27019 | Great River Energy - Saint Bonifacius |  | 7003611 | 15160113 | 6824 | 2 |  |  | 2701900010 | EU002 | 2.303 | 0.1418 | 0.012294 | 0.012294 | 0.001151 |  | 0.009266 | 1.698 | 0.1053 | 0.0092651 | 0.0092651 | 0.0008549 |  | 0.006881 | 2017 | 50 | 13 | 783 | 16866.667 | 127.0216 | 221122 | -93.8208 | 44.905 | 36 | 125 | 120 |  |  |  |  | Y | N | N |  | N |  |  |  | 31.51
6824_G_1 | MN | 27019 | Great River Energy - Saint Bonifacius | St Bonifacius | 7003611 | 15160213 | 6824 | 1 | 6824 | 1 | 2701900010 | EU001 | 2.238 | 0.1378 | 0.01195 | 0.01195 | 0.001119 |  | 0.009004 | 1.842 | 0.1142 | 0.010052 | 0.010052 | 0.0009275 |  | 0.007465 | 2017 | 50 | 13 | 783 | 16866.667 | 127.0216 | 221122 | -93.8208 | 44.905 | 36 | 125 | 120 |  | 60.1 | N | Distillate Fuel Oil | Y | N | N | 9999 | N |  | Combustion Turbine |  | 31.61 | 16117
7844_G_UOO1 | MN | 27019 | MMPA - Minnesota River Station | Minnesota River | 7005011 | 15154413 | 7844 | U001 | 7844 | UOO1 | 2701900059 | EU001 | 0.15915 | 0.0029 | 0.0038857 | 0.0098147 | 0.0027672 | 0.026473 | 0.10507 | 0.39195 | 0.0027 | 0.006069 | 0.018676 | 0.005683 | 0.0459 | 0.2219 | 2017 | 50 | 10.5 | 1014 | 6666.6668 | 76.96 | 221122 | -93.5813 | 44.7948 | 48.7 | 125 | 120 |  | 39 | N | Natural Gas | Y | N | N | 9999 | N |  | Combustion Turbine |  | 6.48 | 11143
10075_B_2 | MN | 27031 | Minnesota Power - Taconite Harbor Energy Center | Taconite Harbor Energy Center | 7039811 | 15137013 | 10075 | 2 | 10075 | 2 | 2703100001 | EU002 | 161.2 | 406.964 | 10.8355 | 32.8388 | 4.6543 | 0.4171 | 38.8125 | [7 empty] | 2017 | 220 | 9.9 | 325 | 6500.0001 | 84.4069 | 221112 | -90.9111 | 47.5314 | 75 | 125 | 100 | 128&139&140&206&207&99 | 76 | N | Subbituminous | Y | N | N | 9999 | N |  | Coal Steam |  | 5888.0103 | 10438
10075_B_1 | MN | 27031 | Minnesota Power - Taconite Harbor Energy Center | Taconite Harbor Energy Center | 7039811 | 15137313 | 10075 | 1 | 10075 | 1 | 2703100001 | EU001 | 181.6 | 524.984 | 12.061 | 35.1242 | 5.2482 | 0.05429 | 43.7605 | [7 empty] | 2017 | 220 | 9.9 | 325 | 6500.0001 | 84.4069 | 221112 | -90.9111 | 47.5314 | 75 | 125 | 100 | 128 | 79 | N | Subbituminous | Y | N | N | 9999 | N |  | Coal Steam |  | 6163.2402 | 10438
1904_G_6-1 | MN | 27037 | Xcel Energy Black Dog Generating Plant | Black Dog | 6275411 | 134865813 | 1904 | 6 | 1904 | 6-1 | 2703700003 | EU030 | [7 empty] | 46.44 | 0.97 | 1.9109 | 3.394 | 0.8081 | 26.76 | 124.3 | 2019 | 198 | 23 | 1145 | 47854.5842 | 115.1339 | 221112 | -93.2502 | 44.8106 | 0.01 | 125 | 120 |  | 212 | N | Natural Gas | Y | N | N | 9999 | N |  | Combustion Turbine |  | 1758.9911 | 10745
1904_G_5 | MN | 27037 | Xcel Energy Black Dog Generating Plant | Black Dog | 6275411 | 15815613 | 1904 | 5 | 1904 | 5 | 2703700003 | EU026 | 67.2 | 2.7 | 9.892 | 15.766 | 1.577 | 20.22 | 367.9 | 83.32 | 3.48 | 8.834 | 13.858 | 6.99 | 79.14 | 249.2 | 2019 | 230 | 18 | 181 | 17736.4836 | 69.6719 | 221112 | -93.2502 | 44.8106 | 184 | 125 | 120 | 139&205 | 165 | N | Natural Gas | Y | N | N | 9999 | N | 1904_G_2;1904_G_5 | Combined Cycle |  | 5019.6802 | 7422
1913_G_5 | MN | 27037 | Xcel Energy - Inver Hills Generating Plant | Inver Hills | 6276011 | 15794413 | 1913 | 5 | 1913 | 5 | 2703700015 | EU005 | 0.279 | 0.012 | 0.0089702 | 0.012224 | 0.049392 | 0.41602 | 0.049 | 5.315 | 2.7 | 0.025886 | 0.026603 | 0.013121 | 0.20595 | 0.44262 | 2017 | 32 | 13.8 | 1050 | 22329.1671 | 149.2277 | 221112 | -93.0419 | 44.7815 | 977 | 125 | 120 |  | 47 | N | Natural Gas, Distillate Fuel Oil | Y | N | N | 9999 | N |  | Combustion Turbine |  | 98.04 | 19548
1913_G_6 | MN | 27037 | Xcel Energy - Inver Hills Generating Plant | Inver Hills | 6276011 | 15794513 | 1913 | 6 | 1913 | 6 | 2703700015 | EU006 | 0.132 | 0.02 | 0.0086419 | 0.011247 | 0.039682 | 0.33993 | 0.039 | 4.8 | 2.611 | 0.024761 | 0.025355 | 0.01112 | 0.1832 | 0.3687 | 2017 | 32 | 13.8 | 1050 | 22329.1671 | 149.2277 | 221112 | -93.0419 | 44.7815 | 977 | 125 | 120 |  | 47 | N | Natural Gas, Distillate Fuel Oil | Y | N | N | 9999 | N |  | Combustion Turbine |  | 87.26 | 19548
1913_G_4 | MN | 27037 | Xcel Energy - Inver Hills Generating Plant | Inver Hills | 6276011 | 15794713 | 1913 | 4 | 1913 | 4 | 2703700015 | EU004 | 0.186 | 0.029 | 0.012271 | 0.016778 | 0.068396 | 0.57551 | 0.068 | 3.503 | 1.948 | 0.018376 | 0.018783 | 0.007771 | 0.13328 | 0.25388 | 2019 | 32 | 13.8 | 1050 | 22329.1671 | 149.2277 | 221112 | -93.0419 | 44.7815 | 977 | 125 | 120 |  | 47 | N | Natural Gas, Distillate Fuel Oil | Y | N | N | 9999 | N |  | Combustion Turbine |  | 140.69 | 19548
1913_G_3 | MN | 27037 | Xcel Energy - Inver Hills Generating Plant | Inver Hills | 6276011 | 15794813 | 1913 | 3 | 1913 | 3 | 2703700015 | EU003 | 0.809 | 0.05 | 0.0091508 | 0.011852 | 0.041155 | 0.35321 | 1.6 | 4.184 | 1.895 | 0.018602 | 0.01927 | 0.011699 | 0.16493 | 0.40813 | 2017 | 32 | 13.8 | 1050 | 22329.1671 | 149.2277 | 221112 | -93.0419 | 44.7815 | 977 | 125 | 120 |  | 47 | N | Natural Gas, Distillate Fuel Oil | Y | N | N | 9999 | N |  | Combustion Turbine |  | 87.12 | 19548
1913_G_2 | MN | 27037 | Xcel Energy - Inver Hills Generating Plant | Inver Hills | 6276011 | 15794913 | 1913 | 2 | 1913 | 2 | 2703700015 | EU002 | 0.286 | 0.086 | 0.0086469 | 0.01125 | 0.039643 | 0.33959 | 0.039 | 3.96 | 2.743 | 0.024611 | 0.024699 | 0.003571 | 0.1246 | 0.0704 | 2017 | 32 | 13.8 | 1050 | 22329.1671 | 149.2277 | 221112 | -93.0419 | 44.7815 | 977 | 125 | 120 |  | 47 | N | Natural Gas, Distillate Fuel Oil | Y | N | N | 9999 | N |  | Combustion Turbine |  | 67.25 | 19548
1913_G_1 | MN | 27037 | Xcel Energy - Inver Hills Generating Plant | Inver Hills | 6276011 | 15795013 | 1913 | 1 | 1913 | 1 | 2703700015 | EU001 | 1.5 | 0.056 | 0.014073 | 0.018666 | 0.069851 | 0.59379 | 0.06892 | 4.464 | 3.016 | 0.027347 | 0.027562 | 0.005745 | 0.15398 | 0.14722 | 2019 | 32 | 13.8 | 1050 | 22329.1671 | 149.2277 | 221112 | -93.0419 | 44.7815 | 977 | 125 | 120 |  | 47 | N | Natural Gas, Distillate Fuel Oil | Y | N | N | 9999 | N |  | Combustion Turbine |  | 139.41 | 19546
56241_G_UNT1 | MN | 27049 | Invenergy Cannon Falls LLC | Cannon Falls Energy Center | 13596111 | 79444013 | 56241 | CT-01 | 56241 | UNT1 | 2704900088 | EU001 | 21.45 | 0.38 | 6.4606 | 6.4606 | 1.0232 | 8.3916 | 10.25 | 30.468 | 0.967 | 1.9026 | 1.9026 | 0.30545 | 2.124 | 4.6246 | 2017 | 75 | 19 | 1075 | 37668.7507 | 132.8034 | 221121 | -92.9156 | 44.536 | 178 | 125 | 120 | 205 | 158 | N | Natural Gas, Distillate Fuel Oil | Y | N | N | 9999 | N |  | Combustion Turbine |  | 692 | 11517
56241_G_UNT2 | MN | 27049 | Invenergy Cannon Falls LLC | Cannon Falls Energy Center | 13596111 | 79444113 | 56241 | CT-02 | 56241 | UNT2 | 2704900088 | EU002 | 26.39 | 0.43 | 6.8575 | 6.8575 | 1.0911 | 8.3523 | 13.03 | 17.745 | 0.467 | 2.0574 | 2.0574 | 0.3308 | 2.2091 | 5.1866 | 2017 | 75 | 19 | 1075 | 37668.7507 | 132.8034 | 221121 | -92.9156 | 44.536 | 178 | 125 | 120 | 99 | 158 | N | Natural Gas, Distillate Fuel Oil | Y | N | N | 9999 | N |  | Combustion Turbine |  | 731 | 11517
1926_B_2 | MN | 27049 | Xcel Energy - Red Wing Generating Plant | Red Wing | 6274511 | 15819613 |  |  | 1926 | 2 | 2704900005 | EU002 | 352.2 | 36.4 | 1.1267 | 1.4632 | 0.061012 | 0.09235 | 41.1 | 267.4035 | 12.2059 | 0.56265 | 0.75047 | 0.041049 | 0.05199 | 34.1822 | 2017 | 187 | 10 | 450 | 1741.6667 | 22.1666 | 221112 | -92.5171 | 44.5691 | 138 | 103 | 270 | 127&41 | 9 | N | MSW | N | Y | N | 9999 | N |  | Municipal Solid Waste |  |  | 20879
1926_B_1 | MN | 27049 | Xcel Energy - Red Wing Generating Plant | Red Wing | 6274511 | 15819713 |  |  | 1926 | 1 | 2704900005 | EU001 | 323.1 | 51.7 | 1.2105 | 1.6083 | 0.051092 | 0.08442 | 42.8 | 325.9 | 31.4 | 2.1903 | 2.5866 | 0.03503 | 0.04528 | 68.8 | 2017 | 187 | 7 | 450 | 1741.6667 | 45.238 | 221112 | -92.5171 | 44.5691 | 138 | 103 | 270 | 127&41 | 9 | N | MSW | N | Y | N | 9999 | N |  | Municipal Solid Waste |  |  | 20944
1927_G_9 | MN | 27053 | Xcel Energy - Riverside Generating Plant | Riverside (MN) | 6393811 | 79473313 | 1927 | 9 | 1927 | 9 | 2705300015 | EU015 | 77.3 | 2.6 | 1.5449 | 2.1207 | 2.217 | 37.11 | 69 | 97.991 | 3.423 | 1.026 | 1.4084 | 1.465 | 24.65 | 58.51 | 2017 | 164.6 | 19 | 188 | 18333.3337 | 64.6352 | 221112 | -93.2744 | 45.0201 | 193 | 125 | 120 | 139&99 | 147 | N | Natural Gas | Y | N | N | 9999 | N | 1927_G_9;1927_G_ST7 | Combined Cycle |  | 5682.7212 | 7269
1927_G_10 | MN | 27053 | Xcel Energy - Riverside Generating Plant | Riverside (MN) | 6393811 | 79473413 | 1927 | 10 | 1927 | 10 | 2705300015 | EU016 | 77.2 | 2.5 | 1.4952 | 2.0526 | 2.141 | 35.93 | 74.9 | 87.269 | 3.11 | 0.9904 | 1.3595 | 1.412 | 23.79 | 52.4 | 2017 | 164.6 | 19 | 188 | 18333.3337 | 64.6352 | 221112 | -93.2744 | 45.0201 | 193 | 125 | 120 | 139&99 | 147 | N | Natural Gas | Y | N | N | 9999 | N |  | Combined Cycle |  | 5463.9312 | 7269
10013_B_1 | MN | 27053 | Hennepin Energy Recovery Center | Covanta Hennepin Energy | 8482211 | 1112413 |  |  | 10013 | 1 | 2705300400 | EU001 | 182.525 | 4.5053 | 5.1805 | 5.4266 | 0.92767 | 0.008658 | 18.594 | 201.2558 | 4.0434 | 6.9133 | 7.2994 | 0.60344 | 0.005591 | 21.9084 | 2017 | 216 | 6.3 | 260 | 2626.8667 | 84.2349 | 562213 | -93.2787 | 44.9844 | 50.5 | 103 | 270 | 127&140&48&99 | 16.8 | N | MSW | N | Y | N | 9999 | N |  | Municipal Solid Waste |  |  | 18276
10013_B_2 | MN | 27053 | Hennepin Energy Recovery Center | Covanta Hennepin Energy | 8482211 | 1113013 |  |  | 10013 | 2 | 2705300400 | EU002 | 212.416 | 4.9757 | 8.7856 | 9.3487 | 1.6088 | 0.009249 | 20.146 | 210.4588 | 2.4934 | 3.6773 | 3.9484 | 1.085 | 0.005611 | 17.8118 | 2017 | 216 | 6.3 | 260 | 2626.8667 | 84.2349 | 562213 | -93.2787 | 44.9844 | 50.5 | 103 | 270 | 127&140&48&99 | 16.8 | N | MSW | N | Y | N | 9999 | N |  | Municipal Solid Waste |  |  | 18276
2038_G_GT1 | MN | 27059 | Great River Energy - Cambridge | Cambridge CT | 6167711 | 15289213 | 2038 | 1 | 2038 | GT1 | 2705900014 | EU001 | 2.09 | 0.003599 | 0.010576 | 0.010576 | 0.000974 |  | 0.007839 | 6.117 | 0.007 | 0.012584 | 0.012584 | 0.001163 |  | 0.009364 | 2017 | 35 | 13.1 | 842 | 9378.1168 | 69.5518 | 221122 | -93.2076 | 45.6005 | 29.3 | 125 | 120 |  | 23 | N | Distillate Fuel Oil | Y | N | N | 9999 | N |  | Combustion Turbine |  | 26.4 | 11726
2038_G_GT2 | MN | 27059 | Great River Energy - Cambridge | Cambridge CT | 6167711 | 79523213 | 2038 | 2 | 2038 | GT2 | 2705900014 | EU002 | 10.8 | 0.09997 | 0.08918 | 0.12241 | 0.5042 |  | 5.4 | 15.658 | 0.155 | 0.047791 | 0.0656 | 0.2702 |  | 3.4 | 2019 | 90 | 18.7 | 1027 | 40750.0008 | 148.3131 | 221122 | -93.2076 | 45.6005 | 190 | 125 | 120 | 205 | 154.2 | N | Natural Gas | Y | N | N | 9999 | N |  | Combustion Turbine |  | 395.28 | 11721
10686_B_7 | MN | 27061 | UPM Blandin Paper Mill | Rapids Energy Center | 6169011 | 15286513 |  |  | 10686 | 7 | 2706100001 | EU016 | 1.67 | 0.05373 | 0.038511 | 0.04657 | 0.4925 | 0.2866 | 3.373 | 9.46 | 0.2498 | 0.179 | 0.21648 | 2.29 | 1.332 | 19.91 | 2019 | 100 | 6 | 310 | 1513.9 | 53.5217 | 322121 | -93.5366 | 47.2338 |  | 133 | 100 | 26&99 | 3.3 | Y | Biomass | N | Y | N | 9999 | N |  | Biomass |  |  | 4431
10686_B_6 | MN | 27061 | UPM Blandin Paper Mill | Rapids Energy Center | 6169011 | 15286613 |  |  | 10686 | 6 | 2706100001 | EU004 | 213.9 | 32.21 | 16.966 | 20.771 | 11.0802 | 43.4959 | 223.64 | 0.276 | 0.34 | 0.035055 | 0.039035 | 0.014415 | 0.053217 | 0.426 | 2019 | 205 | 9 | 475 | 4780.9 | 75.1207 | 322121 | -93.5366 | 47.2338 | 220 | 133 | 100 | 128&99 | 10.8 | Y | Biomass | N | Y | N | 9999 | N |  | Biomass |  |  | 4431
10686_B_5 | MN | 27061 | UPM Blandin Paper Mill | Rapids Energy Center | 6169011 | 15286813 |  |  | 10686 | 5 | 2706100001 | EU003 | 197.04 | 28.59 | 15.683 | 19.429 | 10.0773 | 39.2761 | 209.21 | 0.74 | 0.56 | 0.057206 | 0.065919 | 0.018653 | 0.061183 | 0.5005 | 2019 | 205 | 9 | 475 | 4780.9 | 75.1207 | 322121 | -93.5366 | 47.2338 | 220 | 133 | 100 | 128&99 | 10.8 | Y | Biomass | N | Y | N | 9999 | N |  | Biomass |  |  | 4431
10686_B_8 | MN | 27061 | UPM Blandin Paper Mill | Rapids Energy Center | 6169011 | 15287013 |  |  | 10686 | 8 | 2706100001 | EU017 | 2.41 | 0.05157 | 0.036955 | 0.04469 | 0.4727 | 0.275 | 3.762 | 11.42 | 0.2212 | 0.15856 | 0.19174 | 2.028 | 1.18 | 44.44 | 2017 | 100 | 6 | 387 | 20.5583 | 0.7268 | 322121 | -93.5366 | 47.2338 |  | 133 | 100 | 26&99 | 3.3 | Y | Biomass | N | Y | N | 9999 | N |  | Biomass |  |  | 4431
1893_B_4 | MN | 27061 | Minnesota Power - Boswell Energy Center | Clay Boswell | 6173211 | 15284213 | 1893 | 4 | 1893 | 4 | 2706100004 | EU004 | 2610.88 | 553.4986 | 402.3053 | 420.3053 | 8.1396 | 0.74872 | 2698.944 | 1873.207 | 459.412 | 107.1358 | 119.4259 | 2.9957 | 0.60506 | 1759.639 | 2019 | 616 | 32 | 158 | 36950.0007 | 45.925 | 221112 | -93.653 | 47.2612 | 5620 | 125 | 100 | 128&52&99 | 584 | N | Subbituminous | Y | N | N | 9999 | N |  | Coal Steam |  | 8411.5195 | 10639
1893_B_3 | MN | 27061 | Minnesota Power - Boswell Energy Center | Clay Boswell | 6173211 | 15284313 | 1893 | 3 | 1893 | 3 | 2706100004 | EU003 | 705.9494 | 137.5825 | 410.528 | 585.408 | 41.3265 | 0.4672 | 864.4744 | 480.357 | 117.491 | 43.149 | 54.7666 | 6.3582 | 0.33463 | 600.3871 | 2019 | 700 | 29 | 175 | 33783.334 | 51.126 | 221112 | -93.653 | 47.2612 | 3360 | 125 | 100 | 127&139&207&99 | 364 | N | Subbituminous | Y | N | N | 9999 | N |  | Coal Steam |  | 7836.6196 | 10599
1893_B_1 | MN | 27061 | Minnesota Power Inc - Boswell Energy Ctr |  | 6173211 | 15285013 | 1893 | 1 |  |  | 2706100004 | EU001 | 540.961 | 1561.995 | 83.5951 | 119.2051 | 8.4981 | 0.1299 | 71.421 | [8 empty] | 700 | 29 | 175 | 33783.3333 | -1 | 221112 | -93.6538 | 47.2608 | 750 | 125 | 100 | 127&99 |  |  |  | Y | N | N |  | N |  |  |  | 8596.3203
1893_B_2 | MN | 27061 | Minnesota Power Inc - Boswell Energy Ctr |  | 6173211 | 15285513 | 1893 | 2 |  |  | 2706100004 | EU002 | 456.3821 | 1391.157 | 80.2616 | 114.4616 | 8.1083 | 0.092 | 67.7575 | [8 empty] | 700 | 29 | 175 | 33783.3333 | -1 | 221112 | -93.6538 | 47.2608 | 750 | 125 | 100 | 127&99 |  |  |  | Y | N | N |  | N |  |  |  | 8078.2114
2022_B_3 | MN | 27067 | Willmar Municipal Utilities | Willmar | 6454411 | 16569113 |  |  | 2022 | 3 | 2706700005 | EU003 | 135.1 | 348.448 | 43.2174 | 90.8188 | 1.1916 | 0.26449 | 96.91 | 110.75 | 281.8216 | 35.3523 | 77.8529 | 0.8685 | 0.12248 | 83.536 | 2017 | 129 | 5.5 | 340 | 1100 | 46.2809 | 221122 | -95.0524 | 45.1215 | 160 | 125 | 100 | 121 | 20.7 | Y | Natural Gas | N | Y | N | 2020 | N |  | O/G Steam |  |  | 8300
2022_B_2 | MN | 27067 | Willmar Municipal Utilities | Willmar | 6454411 | 16569213 |  |  | 2022 | 2 | 2706700005 | EU004 | 1.6 | 0.0096 | 0.00688 | 0.00832 | 0.088 | 0.0512 | 1.344 | 2.475 | 0.01533 | 0.010984 | 0.013283 | 0.1405 | 0.08174 | 2.146 | 2017 | 100 | 4 | 525 | 538 | 42.7954 | 221122 | -95.0524 | 45.1215 | 75 | 125 | 100 |  | 2.6 | Y | Natural Gas | N | Y | N | 2020 | N |  | O/G Steam |  |  | 8300
10849_B_BLR1 | MN | 27075 | Northshore Mining Co | Silver Bay Power | 6319411 | 16396613 | 10849 | PB1 | 10849 | BLR1 | 2707500003 | EU001 | 269.1115 | 297.9341 | 7.8062 | 19.5957 | 3.6601 | 1.6575 | 58.2224 | 277.0863 | 456.9552 | 3.9228 | 6.9878 | 0.68632 | 0.10762 | 23.329 | 2017 | 216 | 7.5 | 300 | 3835 | 86.7717 | 212210 | -91.2611 | 47.2865 | 540 | 153 | 100 | 127 | 36 | Y | Subbituminous | Y | N | N | 9999 | N |  | Coal Steam |  | 5893.1606 | 10398
10849_B_BLR2 | MN | 27075 | Northshore Mining Co | Silver Bay Power | 6319411 | 16399613 | 10849 | PB2 | 10849 | BLR2 | 2707500003 | EU002 | 818.5 | 537.6 | 20.1501 | 49.1501 | 4.0744 | 0.08843 | 34.566 | 404.1 | 240.5 | 6.3794 | 15.1975 | 1.6652 | 0.05928 | 14.403 | 2019 | 216 | 10.2 | 300 | 5000.0001 | 61.1652 | 212210 | -91.2611 | 47.2865 | 575 | 153 | 100 | 127 | 69 | Y | Subbituminous | Y | N | N | 9999 | N |  | Coal Steam |  | 4397.5894 | 10398
6358_G_2 | MN | 27085 | Hutchinson Utilities-Plant 2 | Hutchinson Plant #2 | 7626711 | 11448813 | 6358 | 1 | 6358 | 2 | 2708500034 | EU001 | 11.34 | 0.05631 | 0.033562 | 0.04607 | 0.1898 | 1.595 | 5.068 | 8.619 | 0.051 | 0.035574 | 0.04883 | 0.2011 | 1.69 | 5.385 | 2017 | 70 | 10 | 809 | 8601.0001 | 109.4672 | 221112 | -94.35 | 44.8889 | 52000 | 125 | 120 | 213 | 41 | N | Natural Gas | Y | N | N | 9999 | N | 6358_G_3;6358_G_2 | Combined Cycle |  | 519.66 | 10213
6358_G_9 | MN | 27085 | Hutchinson Utilities-Plant 2 | Hutchinson Plant #2 | 7626711 | 11449113 |  |  | 6358 | 9 | 2708500034 | EU004 | 0.1865 | 0.2137 | 0.00051308 | 0.0007043 | 0.002901 | 0.02438 | 0.1922 | 0.0366 | 0.0009416 | 0.00010039 | 0.0001378 | 0.0005676 | 0.00477 | 0.03772 | 2017 | 30 | 6 | 957 | 6166.6667 | 218.0134 | 221112 | -94.35 | 44.8889 | 22000 | 125 | 120 | 213 | 22 | N | Natural Gas | N | N | N | 9999 | N |  | Combustion Turbine |  |  | 15094
1888_B_3 | MN | 27091 | Interstate Power & Light - Fox Lake |  | 7122011 | 14114213 | 1888 | 3 |  |  | 2709100007 | EU003 | 20.3 | 0.7 | 0.037328 | 0.04514 | 0.4774 | 0.2778 | 7.291 | [8 empty] | 142 | 8 | 324 | 4742.85 | -1 | 221112 | -94.7074 | 43.673 | 738 | 125 | 100 | 10 |  |  |  | Y | N | N |  | N |  |  |  | 631.83
7925_G_4 | MN | 27091 | Great River Energy - Lakefield Junction Station | Lakefield Junction | 8482611 | 1107913 | 7925 | CT04 | 7925 | 4 | 2709100058 | EU004 | 2.8002 | 0.05019 | 0.032986 | 0.044795 | 0.00012034 |  | 3.2988 | 1.7 | 0.0306 | 0.019502 | 0.026702 | 0 |  | 1.101 | 2019 | 52 | 14.8 | 1020 | 28483.3339 | 165.5018 | 221121 | -94.8412 | 43.7985 | 109 | 125 | 120 | 24 | 83 | N | Natural Gas, Distillate Fuel Oil | Y | N | N | 9999 | N |  | Combustion Turbine |  | 243.78 | 12649
7925_G_6 | MN | 27091 | Great River Energy - Lakefield Junction Station | Lakefield Junction | 8482611 | 1108213 | 7925 | CT06 | 7925 | 6 | 2709100058 | EU006 | 6.8995 | 0.1262 | 0.082054 | 0.11175 | 0.00022081 |  | 3.8001 | 3.4998 | 0.05847 | 0.048776 | 0.062534 | 0.001086 |  | 3.299 | 2019 | 52 | 14.8 | 1020 | 28483.3339 | 165.5018 | 221121 | -94.8412 | 43.7985 | 109 | 125 | 120 | 24 | 83.6 | N | Natural Gas, Distillate Fuel Oil | Y | N | N | 9999 | N |  | Combustion Turbine |  | 561.04 | 12651
7925_G_5 | MN | 27091 | Great River Energy - Lakefield Junction Station | Lakefield Junction | 8482611 | 1108313 | 7925 | CT05 | 7925 | 5 | 2709100058 | EU005 | 6.0997 | 0.1162 | 0.07633 | 0.10368 | 0.00027598 |  | 3.9989 | 3.9998 | 0.05757 | 0.044944 | 0.05849 | 0.000787 |  | 3.7004 | 2019 | 52 | 14.8 | 1020 | 28483.3339 | 165.5018 | 221121 | -94.8412 | 43.7985 | 109 | 125 | 120 | 24 | 84.2 | N | Natural Gas, Distillate Fuel Oil | Y | N | N | 9999 | N |  | Combustion Turbine |  | 530.04 | 12650
7925_G_1 | MN | 27091 | Great River Energy - Lakefield Junction Station | Lakefield Junction | 8482611 | 1108413 | 7925 | CT01 | 7925 | 1 | 2709100058 | EU001 | 7.7983 | 0.1616 | 0.10305 | 0.14108 | 9.4192e-05 |  | 8.4998 | 1.1995 | 0.01512 | 0.014682 | 0.018239 | 0.0004702 |  | 1 | 2019 | 52 | 14.8 | 1020 | 28483.3339 | 165.5018 | 221121 | -94.8412 | 43.7985 | 109 | 125 | 120 | 24 | 83.5 | N | Natural Gas, Distillate Fuel Oil | Y | N | N | 9999 | N |  | Combustion Turbine |  | 685.6904 | 12648
7925_G_2 | MN | 27091 | Great River Energy - Lakefield Junction Station | Lakefield Junction | 8482611 | 1108513 | 7925 | CT02 | 7925 | 2 | 2709100058 | EU002 | 6.2998 | 0.1262 | 0.080903 | 0.11059 | 0.00011407 |  | 5.1985 | 1.1001 | 0.01862 | 0.011775 | 0.016157 | 1.49e-06 |  | 0.9999 | 2019 | 52 | 14.8 | 1020 | 28483.3339 | 165.5018 | 221121 | -94.8412 | 43.7985 | 109 | 125 | 120 | 24 | 83 | N | Natural Gas, Distillate Fuel Oil | Y | N | N | 9999 | N |  | Combustion Turbine |  | 543.9 | 12652
7925_G_3 | MN | 27091 | Great River Energy - Lakefield Junction Station | Lakefield Junction | 8482611 | 1108613 | 7925 | CT03 | 7925 | 3 | 2709100058 | EU003 | 4.7992 | 0.09006 | 0.058215 | 0.079406 | 0.00012666 |  | 7.2999 | 2.9 | 0.04842 | 0.030731 | 0.042124 | 2e-08 |  | 3.2 | 2019 | 52 | 14.8 | 1020 | 28483.3339 | 165.5018 | 221121 | -94.8412 | 43.7985 | 109 | 125 | 120 | 24 | 82.8 | N | Natural Gas, Distillate Fuel Oil | Y | N | N | 9999 | N |  | Combustion Turbine |  | 410.0002 | 12649
7843_G_13 | MN | 27099 | Great River Energy - Pleasant Valley Station | Pleasant Valley (MN) | 7003311 | 14227913 | 7843 | 13 | 7843 | 13 | 2709900048 | EU003 | 11.1 | 0.06438 | 0.040652 | 0.0558 | 0.2298 |  | 29.6 | 3.321 | 0.015 | 0.036958 | 0.05073 | 0.209 |  | 13.5 | 2017 | 50 | 12.5 | 1004 | 33000.0006 | 268.8 | 221122 | -92.683 | 43.7993 | 134000 | 125 | 120 | 99 | 126.5 | N | Natural Gas, Distillate Fuel Oil | Y | N | N | 9999 | N |  | Combustion Turbine |  | 246.61 | 11335
7843_G_12 | MN | 27099 | Great River Energy - Pleasant Valley Station | Pleasant Valley (MN) | 7003311 | 14228013 | 7843 | 12 | 7843 | 12 | 2709900048 | EU002 | 17.9964 | 0.13885 | 0.09462 | 0.12624 | 0.4806 |  | 9.0022 | 10.568 | 0.058 | 0.061636 | 0.07389 | 0.18855 |  | 4.1994 | 2017 | 90 | 18.7 | 1010 | 38981.0007 | 141.8747 | 221122 | -92.683 | 43.7993 | 176000 | 125 | 120 | 99 | 154 | N | Natural Gas, Distillate Fuel Oil | Y | N | N | 9999 | N |  | Combustion Turbine |  | 378.4699 | 11330
7843_G_11 | MN | 27099 | Great River Energy - Pleasant Valley Station | Pleasant Valley (MN) | 7003311 | 14228113 | 7843 | 11 | 7843 | 11 | 2709900048 | EU001 | 39.794 | 0.22629 | 0.19304 | 0.23877 | 0.70029 |  | 19.902 | 13.305 | 0.067 | 0.028768 | 0.03949 | 0.1627 |  | 3.801 | 2017 | 90 | 18.7 | 1010 | 38981.0007 | 141.8747 | 221122 | -92.683 | 43.7993 | 176000 | 125 | 120 | 99 | 155 | N | Natural Gas, Distillate Fuel Oil | Y | N | N | 9999 | N |  | Combustion Turbine |  | 588.5601 | 11331
2024_G_3 | MN | 27105 | Worthington Diesel Generating Plant | Worthington | 7148211 | 14421213 |  |  | 2024 | 3 | 2710500054 | EU003 | 0.1752 | 0.00276 | 0.00302 | 0.00314 | 0.004488 | 0.00116 | 0.01392 | 0.1336 | 0.002105 | 0.0023023 | 0.0023943 | 0.003422 | 0.0008845 | 0.01061 | 2017 | 44 | 1.5 | 836 | 253.0833 | 143.1582 | 22111 | -95.6113 | 43.6334 | 2000 | 125 | 160 | 109 | 2 | N | Distillate Fuel Oil | N | Y | N | 9999 | N |  | Combustion Turbine |  |  | 10745
2024_G_7 | MN | 27105 | Worthington Diesel Generating Plant | Worthington | 7148211 | 14421313 |  |  | 2024 | 7 | 2710500054 | EU007 | 0.1774 | 0.002795 | 0.0030573 | 0.0031793 | 0.004544 | 0.001175 | 0.01409 | 0.1336 | 0.002105 | 0.0023023 | 0.0023943 | 0.003422 | 0.0008845 | 0.01061 | 2019 | 44 | 1.5 | 836 | 253.0833 | 143.1582 | 22111 | -95.6113 | 43.6334 | 2000 | 125 | 160 | 109 | 2 | N | Distillate Fuel Oil | N | Y | N | 9999 | N |  | Combustion Turbine |  |  | 10745
2024_G_6 | MN | 27105 | Worthington Diesel Generating Plant | Worthington | 7148211 | 14421413 |  |  | 2024 | 6 | 2710500054 | EU006 | 0.1774 | 0.002795 | 0.0030573 | 0.0031793 | 0.004544 | 0.001175 | 0.01409 | 0.1336 | 0.002105 | 0.0023023 | 0.0023943 | 0.003422 | 0.0008845 | 0.01061 | 2017 | 44 | 1.5 | 836 | 253.0833 | 143.1582 | 22111 | -95.6113 | 43.6334 | 2000 | 125 | 160 | 109 | 2 | N | Distillate Fuel Oil | N | Y | N | 9999 | N |  | Combustion Turbine |  |  | 10745
2024_G_4 | MN | 27105 | Worthington Diesel Generating Plant | Worthington | 7148211 | 14421513 |  |  | 2024 | 4 | 2710500054 | EU004 | 0.1752 | 0.00276 | 0.00302 | 0.00314 | 0.004488 | 0.00116 | 0.01392 | 0.1336 | 0.002105 | 0.0023023 | 0.0023943 | 0.003422 | 0.0008845 | 0.01061 | 2017 | 44 | 1.5 | 836 | 253.0833 | 143.1582 | 22111 | -95.6113 | 43.6334 | 2000 | 125 | 160 | 109 | 2 | N | Distillate Fuel Oil | N | Y | N | 9999 | N |  | Combustion Turbine |  |  | 10745
2024_G_2 | MN | 27105 | Worthington Diesel Generating Plant | Worthington | 7148211 | 14421613 |  |  | 2024 | 2 | 2710500054 | EU002 | 0.1752 | 0.00276 | 0.00302 | 0.00314 | 0.004488 | 0.00116 | 0.01392 | 0.1336 | 0.002105 | 0.0023023 | 0.0023943 | 0.003422 | 0.0008845 | 0.01061 | 2017 | 44 | 1.5 | 836 | 253.0833 | 143.1582 | 22111 | -95.6113 | 43.6334 | 2000 | 125 | 160 | 109 | 2 | N | Distillate Fuel Oil | N | Y | N | 9999 | N |  | Combustion Turbine |  |  | 10745
2024_G_1 | MN | 27105 | Worthington Diesel Generating Plant | Worthington | 7148211 | 14421713 |  |  | 2024 | 1 | 2710500054 | EU001 | 0.1752 | 0.00276 | 0.00302 | 0.00314 | 0.004488 | 0.00116 | 0.01392 | 0.1336 | 0.002105 | 0.0023023 | 0.0023943 | 0.003422 | 0.0008845 | 0.01061 | 2017 | 44 | 1.5 | 836 | 253.0833 | 143.1582 | 22111 | -95.6113 | 43.6334 | 2000 | 125 | 160 | 109 | 2 | N | Distillate Fuel Oil | N | Y | N | 9999 | N |  | Combustion Turbine |  |  | 10745
2024_G_5 | MN | 27105 | Worthington Diesel Generating Plant | Worthington | 7148211 | 14421813 |  |  | 2024 | 5 | 2710500054 | EU005 | 0.1774 | 0.002795 | 0.0030573 | 0.0031793 | 0.004544 | 0.001175 | 0.01409 | 0.1336 | 0.002105 | 0.0023023 | 0.0023943 | 0.003422 | 0.0008845 | 0.01061 | 2017 | 44 | 1.5 | 836 | 253.0833 | 143.1582 | 22111 | -95.6113 | 43.6334 | 2000 | 125 | 160 | 109 | 2 | N | Distillate Fuel Oil | N | Y | N | 9999 | N |  | Combustion Turbine |  |  | 10745
2008_B_2 | MN | 27109 | Rochester Public Utilities - Silver Lake Plant |  | 7149811 | 14414013 |  |  |  |  | 2710900011 | EU002 | 84.67 | 0.04161 | 0.097838 | 0.098711 | 1.663 | 0.9677 | 25.4 | 35.46 | 0.01187 | 0.040977 | 0.041343 | 0.6966 | 0.4053 | 10.64 | 2017 | 200 | 6.3 | 345 | 1683.3333 | 53.9789 | 221112 | -92.4604 | 44.0286 | 120 | 125 | 100 | 99 |  |  |  | N | N | N |  | N
2008_B_3 | MN | 27109 | Rochester Public Utilities - Silver Lake Plant |  | 7149811 | 14414113 |  |  |  |  | 2710900011 | EU003 | [7 empty] | 48.09 | 0.01635 | 0.055421 | 0.055798 | 0.9446 | 0.5496 | 14.43 | 2019 | 200 | 6.7 | 320 | 1816.6667 | 51.5063 | 221112 | -92.4604 | 44.0286 | 220 | 125 | 100 |  |  |  |  | N | N | N |  | N
6058_G_2x | MN | 27109 | Cascade Creek Combustion Turbine & Substation ISW |  | 7150111 | 14412313 | 6058 | CT3 |  |  | 2710900020 | EU004 | 10.6806 | 0.012785 | 0.031697 | 0.043365 | 0.17704 | 1.4898 | 28.9257 | 7.387 | 0.006616 | 0.022111 | 0.030229 | 0.12323 | 1.0365 | 20.788 | 2017 | 39 | 13.8 | 695 | 7366.6668 | 49.232 | 221112 | -92.4908 | 44.0322 |  | 125 | 120 | 213 |  |  |  | Y | N | N |  | N |  |  |  | 765.7197
6058_G_2 | MN | 27109 | Cascade Creek Combustion Turbine & Substation ISW | Cascade Creek | 7150111 | 14412413 | 6058 | CT2 | 6058 | 2 | 2710900020 | EU003 | 10.2724 | 0.013453 | 0.032416 | 0.044317 | 0.18064 | 1.5192 | 28.9221 | 7.4518 | 0.007032 | 0.023101 | 0.031572 | 0.12853 | 1.0817 | 20.5361 | 2017 | 39 | 13.8 | 695 | 7366.6668 | 49.232 | 221112 | -92.4908 | 44.0322 | 48 | 125 | 120 | 213 | 49.5 | N | Natural Gas, Distillate Fuel Oil | Y | N | N | 9999 | N |  | Combustion Turbine |  | 765.1695 | 10745
6058_G_1 | MN | 27109 | Cascade Creek Combustion Turbine & Substation ISW | Cascade Creek | 7150111 | 14412513 | 6058 | CT1 | 6058 | 1 | 2710900020 | EU001 | 41.5269 | 0.01301 | 0.018463 | 0.024797 | 0.096235 | 0.81445 | 10.4292 | 28.892 | 0.722 | 0.006635 | 0.009108 | 0.03752 | 0.3153 | 4.381 | 2017 | 37.3 | 16 | 945 | 11816.6669 | 58.7476 | 221112 | -92.4908 | 44.0322 | 40 | 125 | 120 | 213 | 27.9 | N | Natural Gas, Distillate Fuel Oil | Y | N | N | 9999 | N |  | Combustion Turbine |  | 263.7999 | 10745
50413_G_TG3 | MN | 27109 | Olmsted County Waste-to-Energy Facility | Olmsted Waste Energy | 8483411 | 102506013 |  |  | 50413 | TG3 | 2710900005 | EU007 | 54.96 | 8.625 | 4.642 | 5.194 | 2.553 | 0.9584 | 3.561 | 61.64 | 10.64 | 5.332 | 5.966 | 2.863 | 1.101 | 3.75 | 2017 | 190 | 4.5 | 305 | 775 | 48.7093 | 562213 | -92.4329 | 44.0262 |  | 103 | 270 | 127&140&48&99 | 5 | Y | MSW | N | Y | N | 9999 | N |  | Municipal Solid Waste |  |  | 5496
50413_G_TGI | MN | 27109 | Olmsted County Waste-to-Energy Facility | Olmsted Waste Energy | 8483411 | 1088313 |  |  | 50413 | TGI | 2710900005 | EU001 | 34.38 | 0.8454 | 0.5471 | 0.5922 | 1.251 | 4.9e-08 | 3.303 | 35.44 | 1.302 | 0.579 | 0.6268 | 1.289 | 6e-08 | 2.812 | 2017 | 190 | 3.1 | 370 | 354.1666 | 46.905 | 562213 | -92.4329 | 44.0262 | 8.33 | 103 | 270 | 127&48&99 | 1.4 | Y | MSW | N | Y | N | 9999 | N |  | Municipal Solid Waste |  |  | 5496
50413_G_TG2 | MN | 27109 | Olmsted County Waste-to-Energy Facility | Olmsted Waste Energy | 8483411 | 1088413 |  |  | 50413 | TG2 | 2710900005 | EU002 | 49.49 | 1.165 | 1.0816 | 1.2459 | 1.445 | 4.9e-08 | 3.857 | 43.06 | 1.348 | 1.0195 | 1.1743 | 1.257 | 6e-08 | 2.659 | 2017 | 190 | 3.1 | 370 | 354.1666 | 46.905 | 562213 | -92.4329 | 44.0262 | 8.33 | 103 | 270 | 127&48&99 | 1.3 | Y | MSW | N | Y | N | 9999 | N |  | Municipal Solid Waste |  |  | 5496
1943_G_2 | MN | 27111 | Otter Tail Power Co - General Office |  | 7072311 | 15102413 | 1943 | 2 |  |  | 2711100002 | EU002 | 228.4664 | 538.434 | 26.5439 | 33.5523 | 2.242 | 0.03148 | 59.1371 | 317.8403 | 586.2529 | 36.2417 | 45.8063 | 3.0614 | 0.04376 | 43.887 | 2019 | 225 | 13.4 | 330 | 12900.0002 | 91.4356 | 221112 | -96.043 | 46.2904 | 400 | 125 | 100 | 128&204&205&207 |  |  |  | Y | N | N |  | N |  |  |  | 3686.25
1943_G_D2 | MN | 27111 | Otter Tail Power Co - General Office |  | 7072311 | 15102613 |  |  |  |  | 2711100002 | EU007 | 0.01903 | 0.001251 | 0.00047811 | 0.00047811 | 0.001553 | 9.135e-05 | 0.004095 | 0.02325 | 0.001528 | 0.0007177 | 0.0007177 | 0.001898 | 0.0001117 | 0.005005 | 2017 | 8 | 0.5 | 265 | 33.3333 | 169.6969 | 221112 | -96.043 | 46.2904 | 185 | 125 | 160 |  |  |  |  | N | N | N |  | N
1943_G_D1 | MN | 27111 | Otter Tail Power Co - General Office |  | 7072311 | 15102713 |  |  |  |  | 2711100002 | EU006 | 0.0299 | 0.001965 | 0.00074883 | 0.00074883 | 0.00244 | 0.0001436 | 0.006435 | 0.03201 | 0.002104 | 0.0009869 | 0.0009869 | 0.002613 | 0.0001537 | 0.00689 | 2019 | 5 | 0.7 | 280 | 50 | 129.8701 | 221112 | -96.043 | 46.2904 | 285 | 125 | 160 |  |  |  |  | N | N | N |  | N
1943_G_3 | MN | 27111 | Otter Tail Power Co - General Office |  | 7072311 | 15103013 | 1943 | 3 |  |  | 2711100002 | EU003 | 103.2905 | 402.1084 | 29.7578 | 34.4217 | 1.8039 | 0.04835 | 4.2115 | 169.0731 | 551.6098 | 47.145 | 54.5271 | 2.9102 | 0.06406 | 9.6706 | 2019 | 225 | 13.4 | 330 | 12900.0002 | 91.4356 | 221112 | -96.043 | 46.2904 | 625 | 125 | 100 | 128&204&205&207 |  |  |  | Y | N | N |  | N |  |  |  | 2037
56243_G_1B | MN | 27111 | Perham Resource Recovery Facility |  | 8482511 | 1109013 |  |  |  |  | 2711100036 | EU002 | 26.597 | 6.6871 | 1.3749 | 1.6719 | 0.16222 | 0.0001323 | 2.8537 | 30.013 | 9.5671 | 1.2503 | 1.4108 | 0.18309 | 0.0001127 | 3.0753 | 2017 | 183.5 | 8.6 | 456 | 2735.95 | 47.0811 | 562213 | -95.5647 | 46.5915 | 9.67 | 103 | 270 | 127&41&48 |  |  |  | N | Y | N |  | N
56243_G_1 | MN | 27111 | Perham Resource Recovery Facility |  | 8482511 | 1109313 |  |  |  |  | 2711100036 | EU001 | 55.6875 | 5.7711 | 0.97379 | 1.1663 | 0.16683 | 0.0001348 | 2.6651 | 42.0735 | 3.7521 | 0.47218 | 0.57018 | 0.14359 | 0.0001152 | 2.5157 | 2019 | 183.5 | 8.6 | 456 | 2735.95 | 47.0811 | 562213 | -95.5647 | 46.5915 | 9.67 | 103 | 270 | 127&41&48 |  |  |  | N | Y | N |  | N
6741_G_1 | MN | 27115 | Great River Energy - Rock Lake | Rock Lake CT | 7074811 | 15095913 | 6741 | 1 | 6741 | 1 | 2711500011 | EU001 | 1.819 | 0.003131 | 0.0091737 | 0.0091737 | 0.0008474 |  | 0.006821 | 6.744 | 0.008 | 0.010606 | 0.010606 | 0.0009831 |  | 0.007913 | 2019 | 35 | 12.8 | 842 | 9378.1168 | 72.8502 | 221122 | -92.9718 | 45.8054 | 29.3 | 125 | 120 |  | 22.1 | N | Distillate Fuel Oil | Y | N | N | 9999 | N |  | Combustion Turbine |  | 21.25 | 15120
56643_B_7 | MN | 27123 | District Energy Saint Paul/Saint Paul Cogeneration L | St Paul Cogeneration | 7147311 | 79647013 |  |  | 56643 | 7 | 2712300063 | EU007 | 168.4414 | 11.4109 | 11.4801 | 12.6618 | 18.307 | 9.9915 | 135.9124 | 169.81 | 8.3942 | 11.6123 | 17.9915 | 18.457 | 8.5291 | 170.59 | 2019 | 258.3 | 16 | 450 | 5083.3334 | 25.2722 | 221330 | -93.0967 | 44.9433 | 325 | 125 | 100 | 128&140&99 | 33 | Y | Biomass | N | Y | N | 9999 | N |  | Biomass |  |  | 8176
1912_G_7 | MN | 27123 | Xcel Energy - High Bridge Combined Cycle Plant | High Bridge | 7488611 | 79645013 | 1912 | 7 | 1912 | 7 | 2712300012 | EU013 | 64.46 | 2.59 | 1.5461 | 2.1222 | 0.2239 | 37.14 | 134.6 | 91.11 | 4.121 | 2.3213 | 3.186 | 5.086 | 55.76 | 70.02 | 2019 | 150 | 19 | 200 | 19296.667 | 68.0315 | 221112 | -93.1116 | 44.9315 | 2330 | 125 | 140 | 139&99 | 152 | N | Natural Gas | Y | N | N | 9999 | N | 1912_G_7;1912_G_9 | Combined Cycle |  | 4978.0215 | 7063
1912_G_8 | MN | 27123 | Xcel Energy - High Bridge Combined Cycle Plant | High Bridge | 7488611 | 79645113 | 1912 | 8 | 1912 | 8 | 2712300012 | EU014 | 51.75 | 2.09 | 1.2276 | 1.6852 | 0.1779 | 29.49 | 97.5 | 81.28 | 3.666 | 2.06 | 2.828 | 2.196 | 49.48 | 67.44 | 2019 | 150 | 19 | 200 | 19296.667 | 68.0315 | 221112 | -93.1116 | 44.9315 | 2330 | 125 | 140 | 139&99 | 152 | N | Natural Gas | Y | N | N | 9999 | N |  | Combined Cycle |  | 4036.197 | 7063
7982_G_5 | MN | 27127 | Redwood Falls Public Utilities - S Plant | South Generation | 7175611 | 14985713 |  |  | 7982 | 5 | 2712700038 | EU002 | 2.06 | 0.1354 | 0.051337 | 0.051337 | 0.1681 | 0.009889 | 0.08157 | 1.018 | 0.06689 | 0.025368 | 0.025368 | 0.08307 | 0.004887 | 0.04031 | 2017 | 40 | 1.5 | 836 | 253.0833 | 143.1582 | 221121 | -95.1129 | 44.5333 | 2000 | 125 | 160 | 109 | 2.2 | N | Distillate Fuel Oil | N | N | N | 9999 | N |  | Combustion Turbine |  |  | 12621
7982_G_3 | MN | 27127 | Redwood Falls Public Utilities - S Plant | South Generation | 7175611 | 14985913 |  |  | 7982 | 3 | 2712700038 | EU003 | 2.057 | 0.1352 | 0.051262 | 0.051262 | 0.1679 | 0.009875 | 0.08012 | 1.012 | 0.0665 | 0.025217 | 0.025217 | 0.08258 | 0.004858 | 0.03941 | 2017 | 40 | 1.5 | 836 | 253.0833 | 143.1582 | 221121 | -95.1129 | 44.5333 | 2000 | 125 | 160 | 109 | 2 | N | Distillate Fuel Oil | N | N | N | 9999 | N |  | Combustion Turbine |  |  | 12608
7982_G_4 | MN | 27127 | Redwood Falls Public Utilities - S Plant | South Generation | 7175611 | 14986013 |  |  | 7982 | 4 | 2712700038 | EU004 | 2.039 | 0.134 | 0.05081 | 0.05081 | 0.1664 | 0.009788 | 0.06757 | 0.9755 | 0.06412 | 0.024314 | 0.024314 | 0.07962 | 0.004684 | 0.03233 | 2017 | 40 | 1.5 | 836 | 253.0833 | 143.1582 | 221121 | -95.1129 | 44.5333 | 2000 | 125 | 160 | 109 | 2 | N | Distillate Fuel Oil | N | N | N | 9999 | N |  | Combustion Turbine |  |  | 12608
56164_G_EU01 | MN | 27131 | Faribault Energy Park | Faribault Energy Park | 9467011 | 79650313 | 56164 | EU006 | 56164 | EU01 | 2713100071 | EU001 | 33 | 1.37 | 5.1465 | 7.0563 | 0.37293 | 37.885 | 43.3 | 40.9 | 1.665 | 2.1265 | 3.4738 | 3.4385 | 45.631 | 43.3 | 2019 | 175 | 19 | 248 | 19628.467 | 69.2013 | 221112 | -93.2894 | 44.3353 | 280 | 125 | 120 | 99 | 153 | N | Natural Gas, Distillate Fuel Oil | Y | N | N | 9999 | N |  | Combined Cycle |  | 2829.2861 | 7395
1979_B_3 | MN | 27137 | Hibbing Public Utilities Power Plant | Hibbing | 6236711 | 16153513 |  |  | 1979 | 3 | 2713700027 | EU003 | 193.5955 | 168.3169 | 1.6556 | 2.6326 | 1.1524 | 0.051218 | 76.7972 | 82.2 | 36.1849 | 1.7823 | 2.2525 | 0.7224 | 0.13819 | 11.056 | 2017 | 121.7 | 7.5 | 350 | 2464.0333 | 55.7518 | 221122 | -92.9351 | 47.4295 | 165 | 125 | 100 | 128 | 7.6 | Y | Subbituminous | N | Y | N | 9999 | N |  | Coal Steam |  |  | 8665
1979_B_1 | MN | 27137 | Hibbing Public Utilities Power Plant | Hibbing | 6236711 | 16153613 |  |  | 1979 | 1 | 2713700027 | EU001 | 157.8056 | 149.1012 | 5.5168 | 11.185 | 0.89688 | 0.010154 | 73.3261 | 43.211 | 3.2921 | 0.31283 | 0.36218 | 0.74665 | 0.39047 | 11.679 | 2019 | 155 | 10.5 | 359 | 3638.2667 | 42.0001 | 221122 | -92.9351 | 47.4295 | 139 | 125 | 100 | 128 | 7.6 | Y | Subbituminous | N | Y | N | 9999 | N |  | Coal Steam |  |  | 8665
1979_B_2 | MN | 27137 | Hibbing Public Utilities Power Plant | Hibbing | 6236711 | 16153713 |  |  | 1979 | 2 | 2713700027 | EU002 | 39.5022 | 37.3304 | 0.4505 | 0.63798 | 0.22457 | 0.002544 | 18.3525 | 0 | 0 | 0.00029432 | 0.00037295 |  |  | 0 | 2017 | 155 | 10.5 | 359 | 3638.2667 | 42.0001 | 221122 | -92.9351 | 47.4295 | 139 | 125 | 100 | 128 | 7.6 | Y | Subbituminous | N | Y | N | 9999 | N |  | Coal Steam |  |  | 8665
1979_B_4 | MN | 27137 | Hibbing Public Utilities Power Plant | Hibbing | 6236711 | 79692513 |  |  | 1979 | 4 | 2713700027 | EU007 | [7 empty] | 15.24 | 2.1154 | 0.953 | 1.6037 | 1.561 | 5.9608 | 40.316 | 2019 | 150.1 | 6.5 | 325 | 1576.0333 | 47.4759 | 221122 | -92.9351 | 47.4295 | 0.01 | 125 | 100 |  | 7.6 | Y | Subbituminous | N | Y | N | 9999 | N |  | Coal Steam |  |  | 8665
2018_B_7 | MN | 27137 | Virginia Department of Public Utilities | Virginia | 6236811 | 16152813 |  |  | 2018 | 7 | 2713700028 | EU001 | 23.11 | 39.05 | 1.4344 | 1.4344 | 0.2308 | 0.002608 | 35.62 | 70.76 | 92.94 | 2.567 | 2.567 | 0.5315 | 0.006006 | 43.81 | 2019 | 150 | 7 | 335 | 1631.05 | 42.3649 | 221121 | -92.5409 | 47.5223 | 90 | 125 | 100 | 128&75 | 6.2 | N | Biomass | N | Y | N | 9999 | N |  | Biomass |  |  | 18102
2018_B_10 | MN | 27137 | Virginia Department of Public Utilities | Virginia | 6236811 | 16153213 |  |  | 2018 | 10 | 2713700028 | EU004 | 6.03 | 0.09093 | 0.06517 | 0.07881 | 0.8335 | 0.485 | 12.73 | 5.403 | 0.04545 | 0.032573 | 0.03939 | 0.4166 | 0.2424 | 6.363 | 2019 | 150 | 6 | 314 | 1467.6666 | 51.8872 | 221121 | -92.5409 | 47.5223 | 161 | 125 | 100 | 26&29&99 | 6.2 | N | Biomass | N | Y | N | 9999 | N |  | Biomass |  |  | 18102
2018_B_9 | MN | 27137 | Virginia Department of Public Utilities | Virginia | 6236811 | 16153313 |  |  | 2018 | 9 | 2713700028 | EU003 | 213.5 | 246.7 | 17.878 | 17.878 | 1.37 | 0.01548 | 118.1 | 46.78 | 60.04 | 6.835 | 6.835 | 0.3726 | 0.00421 | 29.89 | 2019 | 150 | 5 | 390 | 1781 | 90.669 | 221121 | -92.5409 | 47.5223 | 167 | 125 | 100 | 128 | 6.2 | N | Biomass | N | Y | N | 9999 | N |  | Biomass |  |  | 18102
2018_B_11 | MN | 27137 | Virginia Department of Public Utilities | Virginia | 6236811 | 79698513 |  |  | 2018 | 11 | 2713700028 | EU006 | [7 empty] | 38.05 | 5.6185 | 0.3891 | 0.3891 | 4.3001 | 10.6814 | 90.14 | 2017 | 150 | 6.5 | 315 | 1651.1 | 49.7372 | 221121 | -92.5409 | 47.5223 | 0.01 | 125 | 100 |  | 6.2 | N | Biomass | N | N | N | 9999 | N |  | Biomass |  |  | 18102
1891_B_1 | MN | 27137 | Minnesota Power - Laskin Energy Center | Syl Laskin | 6941511 | 14934913 | 1891 | 1 | 1891 | 1 | 2713700013 | EU001 | 4.832 | 0.079 | 0.014336 | 0.014554 | 0.2418 | 0.1407 | 0.852 | 7.452 | 0.119 | 0.0090234 | 0.0091604 | 0.1522 | 0.08856 | 0.5574 | 2017 | 300 | 10.5 | 136 | 4111.4 | 47.462 | 221112 | -92.1621 | 47.5307 | 660 | 125 | 100 | 141&204&205 | 44 | N | Natural Gas | Y | N | N | 9999 | N |  | O/G Steam |  | 403.79 | 13873
1891_B_2 | MN | 27137 | Minnesota Power - Laskin Energy Center | Syl Laskin | 6941511 | 14935113 | 1891 | 2 | 1891 | 2 | 2713700013 | EU002 | 4.266 | 0.065 | 0.012308 | 0.012495 | 0.2076 | 0.1208 | 0.8085 | 6.968 | 0.109 | 0.0070447 | 0.0071517 | 0.1188 | 0.06914 | 0.481 | 2017 | 300 | 10.5 | 136 | 4111.4 | 47.462 | 221112 | -92.1621 | 47.5307 | 660 | 125 | 100 | 141&204&205 | 44 | N | Natural Gas | Y | N | N | 9999 | N |  | O/G Steam |  | 348.38 | 13922
1897_B_3 | MN | 27137 | Minnesota Power - Hibbard Renewable Energy Center | M L Hibbard | 7838011 | 2841413 | 1897 | 3 | 1897 | 3 | 2713700015 | EU003 | 282.8204 | 59.3358 | 18.5654 | 24.2859 | 13.3646 | 54.0972 | 307.0743 | 252.617 | 65.984 | 18.5698 | 24.2901 | 13.4536 | 54.4417 | 307.1115 | 2017 | 331 | 14 | 378 | 13393.6836 | 86.9719 | 221330 | -92.1527 | 46.7357 | 590 | 125 | 100 | 121&128 | 30 | Y | Biomass | Y | N | N | 9999 | N |  | Biomass |  | 6484.541 | 6336
1897_B_4 | MN | 27137 | Minnesota Power - Hibbard Renewable Energy Center | M L Hibbard | 7838011 | 2841513 | 1897 | 4 | 1897 | 4 | 2713700015 | EU004 | 161.429 | 30.5628 | 9.1821 | 12.0609 | 6.1524 | 24.8704 | 151.7416 | 189.628 | 45.3138 | 12.2795 | 16.1372 | 7.9955 | 32.326 | 202.5451 | 2017 | 331 | 14 | 378 | 13393.6836 | 86.9719 | 221330 | -92.1527 | 46.7357 | 590 | 125 | 100 | 121&128 | 30 | Y | Biomass | Y | N | N | 9999 | N |  | Biomass |  | 3272.1797 | 6336
57119_B_1111 | MN | 27139 | Koda Energy LLC | Koda Biomass Plant | 16000011 | 102928113 |  |  | 57119 | 1111 | 2713900114 | EU056 | 289.45 | 138.87 | 18.8934 | 22.3005 | 1.2724 | 0.3245 | 289.3 | 296.75 | 62.156 | 19.7805 | 19.7805 | 1.2942 |  | 301.45 | 2017 | 220 | 6.5 | 349 | 2083.3333 | 62.7577 | 221118 | -93.5387 | 44.795 |  | 125 | 100 | 121&128&140&204&99 | 20.3 | Y | Biomass | N | Y | N | 9999 | N |  | Biomass |  |  | 8012
8027_G_3 | MN | 27139 | Xcel Energy - Blue Lake | Blue Lake | 6949611 | 14296313 | 8027 | 3 | 8027 | 3 | 2713900010 | EU003 | 6.2 | 0.2 | 0.016897 | 0.016897 | 0.001571 | 0.07992 | 0.01264 | 16.43 | 0.41 | 0.045454 | 0.045454 | 0.004214 | 0.2145 | 0.03392 | 2017 | 52 | 17.3 | 852 | 22666.6671 | 96.3897 | 221112 | -93.4315 | 44.7855 | 50 | 125 | 120 |  | 36 | N | Distillate Fuel Oil | Y | N | N | 9999 | N |  | Combustion Turbine |  | 17.34 | 11358
8027_G_2 | MN | 27139 | Xcel Energy - Blue Lake | Blue Lake | 6949611 | 14296413 | 8027 | 2 | 8027 | 2 | 2713900010 | EU002 | 9 | 0.2 | 0.024523 | 0.024523 | 0.00228 | 0.116 | 0.01835 | 4.887 | 0.122 | 0.013509 | 0.013509 | 0.00125 | 0.06361 | 0.01006 | 2019 | 52 | 17.3 | 852 | 22666.6671 | 96.3897 | 221112 | -93.4315 | 44.7855 | 50 | 125 | 120 |  | 39 | N | Distillate Fuel Oil | Y | N | N | 9999 | N |  | Combustion Turbine |  | 25.42 | 11358
8027_G_1 | MN | 27139 | Xcel Energy - Blue Lake | Blue Lake | 6949611 | 14296513 | 8027 | 1 | 8027 | 1 | 2713900010 | EU001 | 6.7 | 0.2 | 0.018392 | 0.018392 | 0.00171 | 0.087 | 0.01376 | 1.281 | 0.032 | 0.003543 | 0.003543 | 0.0003297 | 0.01678 | 0.002654 | 2017 | 52 | 17.3 | 852 | 22666.6671 | 96.3897 | 221112 | -93.4315 | 44.7855 | 50 | 125 | 120 |  | 39 | N | Distillate Fuel Oil | Y | N | N | 9999 | N |  | Combustion Turbine |  | 21.05 | 11358
8027_G_4 | MN | 27139 | Xcel Energy - Blue Lake | Blue Lake | 6949611 | 14296613 | 8027 | 4 | 8027 | 4 | 2713900010 | EU004 | 6 | 0.1 | 0.016295 | 0.016295 | 0.001515 | 0.07707 | 0.01219 | 4.315 | 0.108 | 0.011939 | 0.011939 | 0.001105 | 0.05625 | 0.008896 | 2017 | 52 | 17.3 | 950 | 22666.6671 | 96.3897 | 221112 | -93.4315 | 44.7855 | 55 | 125 | 120 |  | 39 | N | Distillate Fuel Oil | Y | N | N | 9999 | N |  | Combustion Turbine |  | 17.11 | 11358
8027_G_7 | MN | 27139 | Xcel Energy - Blue Lake | Blue Lake | 6949611 | 79664613 | 8027 | 7 | 8027 | 7 | 2713900010 | EU007 | 15.3 | 0.3 | 0.19865 | 0.2727 | 1.123 | 9.441 | 5.29 | 5.549 | 0.103 | 0.060174 | 0.0826 | 0.3403 | 2.859 | 6.189 | 2019 | 50 | 17.7 | 1105 | 39800.0007 | 161.6858 | 221112 | -93.4315 | 44.7855 | 174 | 125 | 120 |  | 150 | N | Natural Gas | Y | N | N | 9999 | N |  | Combustion Turbine |  | 716.7999 | 11358
8027_G_8 | MN | 27139 | Xcel Energy - Blue Lake | Blue Lake | 6949611 | 79664713 | 8027 | 8 | 8027 | 8 | 2713900010 | EU008 | 16.3 | 0.4 | 0.21616 | 0.2967 | 1.222 | 10.27 | 7.18 | 5.676 | 0.123 | 0.07033 | 0.09654 | 0.3977 | 3.342 | 2.994 | 2019 | 50 | 17.7 | 1105 | 39800.0007 | 161.6858 | 221112 | -93.4315 | 44.7855 | 174 | 125 | 120 |  | 150 | N | Natural Gas | Y | N | N | 9999 | N |  | Combustion Turbine |  | 748.1802 | 11358
6090_B_3 | MN | 27141 | Xcel Energy - Sherburne County Generating Plant | Sherburne County | 6990811 | 15173513 | 6090 | 3 | 6090 | 3 | 2714100004 | EU003 | 3482 | 7747 | 178.8136 | 205.0355 | 92.0833 | 1.0685 | 768.0767 | 2940 | 4479 | 157.3255 | 180.3772 | 80.9534 | 1.0439 | 675.6797 | 2017 | 650 | 26 | 165 | 53333.3344 | 100.4124 | 221112 | -93.8976 | 45.3789 | 8530 | 125 | 100 | 127&99 | 876 | N | Subbituminous | Y | N | N | 2034 | N |  | Coal Steam |  | 8666.0703 | 10018
6090_B_1 | MN | 27141 | Xcel Energy - Sherburne County Generating Plant | Sherburne County | 6990811 | 15174813 | 6090 | 1 | 6090 | 1 | 2714100004 | EU001 | 3056 | 451 | 192.6963 | 412.6701 | 74.69 | 0.74334 | 622.6503 | 2475 | 532.1 | 115.5884 | 215.233 | 59.679 | 0.7176 | 497.975 | 2017 | 650 | 32.5 | 171 | 86666.6684 | 104.4289 | 221112 | -93.8976 | 45.3789 | 7110 | 125 | 100 | 128&141&99 | 680 | Y | Subbituminous | Y | N | N | 2026 | N |  | Coal Steam |  | 8653.5693 | 10055
6090_B_2 | MN | 27141 | Xcel Energy - Sherburne County Generating Plant |  | 6990811 | 15175013 | 6090 | 2 |  |  | 2714100004 | EU002 | 1930 | 306 | 119.036 | 254.8219 | 45.4106 | 0.50988 | 378.7155 | 2211 | 472.2 | 104.0395 | 193.7778 | 54.3887 | 0.6268 | 453.7183 | 2017 | 650 | 32.5 | 171 | 86666.6684 | 104.4289 | 221112 | -93.8976 | 45.3789 | 7110 | 125 | 100 | 128&141&99 |  |  |  | Y | N | N |  | N |  |  |  | 5478.54
2039_G_CT | MN | 27141 | Great River Energy - Elk River | Elk River | 8162511 | 102574213 | 2039 | ERPS11 | 2039 | CT | 2714100003 | EU010 | 12.2 | 0.2 | 0.12093 | 0.16478 | 0.66561 |  | 12 | 5.5 |  | 0.071878 | 0.088918 | 0.26095 |  | 12.6 | 2019 | 90 | 23.3 | 997 | 28333.3339 | 66.4234 | 562213 | -93.5548 | 45.2964 | 2270 | 103 | 120 |  | 196.5 | N | Natural Gas, Distillate Fuel Oil | Y | N | N | 9999 | N |  | Combustion Turbine |  | 467.5603 | 11468
2039_B_3 | MN | 27141 | Great River Energy - Elk River |  | 8162511 | 6842913 |  |  |  |  | 2714100003 | EU003 | 207.4201 | 10.1121 | 5.3379 | 5.3409 | 0.063251 |  | 56.696 | 190.459 | 11.1418 | 17.1412 | 17.1442 | 0.05616 |  | 52.7176 | 2017 | 125 | 8 | 300 | 5000.0001 | 99.4318 | 562213 | -93.5584 | 45.2968 | 174000 | 103 | 270 | 127&52 |  |  |  | N | Y | N |  | N
2039_B_1 | MN | 27141 | Great River Energy - Elk River |  | 8162511 | 6843113 |  |  |  |  | 2714100003 | EU001 | 95.0032 | 4.442 | 2.3647 | 2.367 | 0.061932 |  | 24.9258 | 95.2001 | 5.5026 | 8.4962 | 8.4987 | 0.076576 |  | 28.5714 | 2017 | 125 | 8 | 300 | 5000.0001 | 99.4318 | 562213 | -93.5584 | 45.2968 | 86300 | 103 | 270 | 127&52 |  |  |  | N | Y | N |  | N
2039_B_2 | MN | 27141 | Great River Energy - Elk River |  | 8162511 | 6843213 |  |  |  |  | 2714100003 | EU002 | 100.6861 | 5.1214 | 2.7105 | 2.7132 | 0.043731 |  | 20.4878 | 100.4624 | 6.432 | 9.9354 | 9.9383 | 0.062323 |  | 24.5718 | 2017 | 125 | 8 | 300 | 5000.0001 | 99.4318 | 562213 | -93.5584 | 45.2968 | 86300 | 103 | 270 | 127&52 |  |  |  | N | Y | N |  | N
60254_G_UNIT4 | MN | 27147 | Owatonna Energy Station | Owatonna Energy Station | 17995511 | 128374513 |  |  | 60254 | UNIT4 | 2714700077 | EU004 | [7 empty] | 1.797 | 0.246 | 0.1707 | 0.1707 | 0.7481 | 0.08608 | 3.093 | 2019 | 99 | 3.9 | 635 | 984.1333 | 82.3493 | 221112 | -93.2624 | 44.0853 |  | 125 | 160 |  | 9.7 | N | Natural Gas | N | N | N | 9999 | N |  | Combustion Turbine |  |  | 10745
60254_G_UNIT3 | MN | 27147 | Owatonna Energy Station | Owatonna Energy Station | 17995511 | 128374613 |  |  | 60254 | UNIT3 | 2714700077 | EU003 | [7 empty] | 1.933 | 0.2646 | 0.18362 | 0.18362 | 0.8047 | 0.09261 | 3.327 | 2019 | 99 | 3.9 | 635 | 984.1333 | 82.3493 | 221112 | -93.2624 | 44.0853 |  | 125 | 160 |  | 9.7 | N | Natural Gas | N | N | N | 9999 | N |  | Combustion Turbine |  |  | 10745
60254_G_UNIT2 | MN | 27147 | Owatonna Energy Station | Owatonna Energy Station | 17995511 | 128374713 |  |  | 60254 | UNIT2 | 2714700077 | EU002 | [7 empty] | 1.775 | 0.2429 | 0.16858 | 0.16858 | 0.7288 | 0.085 | 3.054 | 2017 | 99 | 3.9 | 635 | 984.1333 | 82.3493 | 221112 | -93.2624 | 44.0853 |  | 125 | 160 | 109 | 9.7 | N | Natural Gas | N | N | N | 9999 | N |  | Combustion Turbine |  |  | 10745
60254_G_UNIT1 | MN | 27147 | Owatonna Energy Station | Owatonna Energy Station | 17995511 | 128374813 |  |  | 60254 | UNIT1 | 2714700077 | EU001 | [7 empty] | 1.494 | 0.2046 | 0.14194 | 0.14194 | 0.6137 | 0.07156 | 2.571 | 2017 | 99 | 3.9 | 635 | 984.1333 | 82.3493 | 221112 | -93.2624 | 44.0853 |  | 125 | 160 |  | 9.7 | N | Natural Gas | N | N | N | 9999 | N |  | Combustion Turbine |  |  | 10745
55867_B_B1 | MN | 27151 | Benson Power Biomass Plant |  | 13603611 | 79734913 | 55867 | BLR-1 |  |  | 2715100038 | EU001 | 375.6 | 31.1 | 109.4504 | 109.4504 | 51.2485 | 18.91 | 401.7 | [8 empty] | 300 | 8.9 | 310 | 200000 | -1 | 221117 | -95.5604 | 45.2996 | 1000 | 125 | 100 | 127&99 |  |  |  | Y | N | N |  | N |  |  |  | 6645.8599
1964_G_8 | MN | 27151 | Benson Municipal Utilities | Benson City of | 7151411 | 14392113 |  |  | 1964 | 8 | 2715100006 | EU004 | 0.3111 | 0.02045 | 0.0077533 | 0.0077533 | 0.02539 | 0.001494 | 0.02009 | 0.1558 | 0.01024 | 0.0038842 | 0.0038842 | 0.01272 | 0.0007482 | 0.01006 | 2017 | 45 | 1.3 | 901 | 241.7833 | 182.0853 | 2211 | -95.6031 | 45.3143 | 1830 | 125 | 160 | 109 | 1.8 | N | Distillate Fuel Oil | N | N | N | 9999 | N |  | Combustion Turbine |  |  | 10745
1964_G_7 | MN | 27151 | Benson Municipal Utilities | Benson City of | 7151411 | 14392313 |  |  | 1964 | 7 | 2715100006 | EU003 | 0.2899 | 0.01906 | 0.0072264 | 0.0072264 | 0.02366 | 0.001392 | 0.01872 | 0.2014 | 0.01324 | 0.0050208 | 0.0050208 | 0.01644 | 0.0009672 | 0.01301 | 2017 | 45 | 1.3 | 901 | 241.7833 | 182.0853 | 2211 | -95.6031 | 45.3143 | 1830 | 125 | 160 | 109 | 1.8 | N | Distillate Fuel Oil | N | N | N | 9999 | N |  | Combustion Turbine |  |  | 10745
1964_G_9 | MN | 27151 | Benson Municipal Utilities | Benson City of | 7151411 | 14392413 |  |  | 1964 | 9 | 2715100006 | EU005 | 0.2887 | 0.01898 | 0.0071962 | 0.0071962 | 0.02357 | 0.001386 | 0.01864 | 0.1752 | 0.01151 | 0.0043659 | 0.0043659 | 0.0143 | 0.000841 | 0.01131 | 2017 | 45 | 1.3 | 901 | 241.7833 | 182.0853 | 2211 | -95.6031 | 45.3143 | 1830 | 125 | 160 | 109 | 1.8 | N | Distillate Fuel Oil | N | N | N | 9999 | N |  | Combustion Turbine |  |  | 10745
1964_G_10 | MN | 27151 | Benson Municipal Utilities | Benson City of | 7151411 | 14392513 |  |  | 1964 | 10 | 2715100006 | EU006 | 0.2905 | 0.0191 | 0.0072414 | 0.0072414 | 0.02371 | 0.001395 | 0.01876 | 0.177 | 0.01163 | 0.0044111 | 0.0044111 | 0.01444 | 0.0008497 | 0.01143 | 2017 | 45 | 1.3 | 901 | 241.7833 | 182.0853 | 2211 | -95.6031 | 45.3143 | 1830 | 125 | 160 | 109 | 1.8 | N | Distillate Fuel Oil | N | N | N | 9999 | N |  | Combustion Turbine |  |  | 10745
1964_G_11 | MN | 27151 | Benson Municipal Utilities | Benson City of | 7151411 | 14392813 |  |  | 1964 | 11 | 2715100006 | EU007 | 0.289 | 0.019 | 0.0072038 | 0.0072038 | 0.02359 | 0.001388 | 0.01866 | 0.1761 | 0.01157 | 0.0043885 | 0.0043885 | 0.01437 | 0.0008454 | 0.01137 | 2017 | 45 | 1.3 | 901 | 241.7833 | 182.0853 | 2211 | -95.6031 | 45.3143 | 1830 | 125 | 160 | 109 | 1.8 | N | Distillate Fuel Oil | N | N | N | 9999 | N |  | Combustion Turbine |  |  | 10745
1915_B_1 | MN | 27163 | Xcel Energy - Allen S King Generating Plant | Allen S King | 6772111 | 13604613 | 1915 | 1 | 1915 | 1 | 2716300005 | EU001 | 1392 | 1515 | 131.5745 | 149.2545 | 84.1878 | 72.5752 | 54.498 | 912.9 | 1031 | 93.7484 | 106.3484 | 56.0952 | 51.7545 | 49.687 | 2017 | 785 | 18.5 | 169 | 25674.1505 | 95.4746 | 221112 | -92.7779 | 45.0305 | 5240 | 125 | 100 | 127&128&139&67 | 511 | N | Subbituminous | Y | N | N | 2028 | N |  | Coal Steam |  | 6466.9004 | 9792
55010_G_STG1 | MN | 27163 | LSP Cottage Grove Cogeneration Facility | LSP-Cottage Grove LP | 6785711 | 13590113 |  |  | 55010 | STG1 | 2716300087 | EU002 | 0.8449 | 0.05322 | 0.10418 | 0.17303 | 0.1996 | 0.2003 | 1.177 | 0.34 | 0.079 | 0.015211 | 0.018395 | 0.05986 | 0.4626 | 0.47 | 2019 | 213 | 18 | 281 | 21033.3337 | 82.6225 | 221122 | -92.9101 | 44.7955 | 270 | 125 | 100 | 109&139 | 97 | Y | Natural Gas, Distillate Fuel Oil | N | Y | N | 9999 | N |  | Combined Cycle |  |  | 7291
55010_G_CTG1 | MN | 27163 | LSP Cottage Grove Cogeneration Facility | LSP-Cottage Grove LP | 6785711 | 13590213 | 55010 | 01 | 55010 | CTG1 | 2716300087 | EU001 | 19.8075 | 1.2474 | 1.8265 | 4.3335 | 4.646 | 26.4728 | 27.6052 | 22.364 | 1.291 | 1.552 | 2.5353 | 2.288 | 17.68 | 17.85 | 2019 | 213 | 18 | 281 | 21033.3337 | 82.6225 | 221122 | -92.9101 | 44.7955 | 245 | 125 | 120 | 109&139&213 | 154 | Y | Natural Gas, Distillate Fuel Oil | Y | N | N | 9999 | N |  | Combined Cycle |  | 2222.9995 | 7291
1929_G_1 | MN | 27165 | Saint James Diesel Generating Plant | St James | 6136011 | 16183813 |  |  | 1929 | 1 | 2716500025 | EU001 | 0.2056 | 0.00324 | 0.003545 | 0.003686 | 0.005268 | 0.001362 | 0.01634 | 0.1257 | 0.00198 | 0.0021674 | 0.0022534 | 0.00322 | 0.0008323 | 0.009988 | 2017 | 40.4 | 1.5 | 836 | 253.0833 | 143.1582 | 221121 | -94.624 | 43.986 | 2000 | 125 | 160 | 109 | 2 | N | Distillate Fuel Oil | N | Y | N | 9999 | N |  | Combustion Turbine |  |  | 10745
1929_G_2 | MN | 27165 | Saint James Diesel Generating Plant | St James | 6136011 | 16183913 |  |  | 1929 | 2 | 2716500025 | EU002 | 0.1971 | 0.003105 | 0.0033975 | 0.0035325 | 0.005049 | 0.001305 | 0.01566 | 0.1215 | 0.001915 | 0.0020954 | 0.0021784 | 0.003114 | 0.0008048 | 0.009657 | 2017 | 40.4 | 1.5 | 836 | 253.0833 | 143.1582 | 221121 | -94.624 | 43.986 | 2000 | 125 | 160 | 109 | 2 | N | Distillate Fuel Oil | N | Y | N | 9999 | N |  | Combustion Turbine |  |  | 10745
1929_G_3 | MN | 27165 | Saint James Diesel Generating Plant | St James | 6136011 | 16184013 |  |  | 1929 | 3 | 2716500025 | EU003 | 0.194 | 0.003057 | 0.0033442 | 0.0034772 | 0.00497 | 0.001285 | 0.01542 | 0.1253 | 0.001973 | 0.0021593 | 0.0022453 | 0.003209 | 0.0008294 | 0.009953 | 2017 | 40.4 | 1.5 | 836 | 253.0833 | 143.1582 | 221121 | -94.624 | 43.986 | 2000 | 125 | 160 | 109 | 2 | N | Distillate Fuel Oil | N | Y | N | 9999 | N |  | Combustion Turbine |  |  | 10745
1929_G_4 | MN | 27165 | Saint James Diesel Generating Plant | St James | 6136011 | 16184113 |  |  | 1929 | 4 | 2716500025 | EU004 | 0.2028 | 0.003195 | 0.0034952 | 0.0036342 | 0.005195 | 0.001343 | 0.01611 | 0.1312 | 0.002067 | 0.0022615 | 0.0023515 | 0.00336 | 0.0008686 | 0.01042 | 2017 | 40.4 | 1.5 | 836 | 253.0833 | 143.1582 | 221121 | -94.624 | 43.986 | 2000 | 125 | 160 | 109 | 2 | N | Distillate Fuel Oil | N | Y | N | 9999 | N |  | Combustion Turbine |  |  | 10745
1929_G_5 | MN | 27165 | Saint James Diesel Generating Plant | St James | 6136011 | 16184213 |  |  | 1929 | 5 | 2716500025 | EU005 | 0.2048 | 0.003226 | 0.0035299 | 0.0036699 | 0.005245 | 0.001356 | 0.01627 | 0.1301 | 0.002049 | 0.0022429 | 0.0023319 | 0.003332 | 0.0008613 | 0.01034 | 2017 | 40.4 | 1.5 | 836 | 253.0833 | 143.1582 | 221121 | -94.624 | 43.986 | 2000 | 125 | 160 | 109 | 2 | N | Distillate Fuel Oil | N | Y | N | 9999 | N |  | Combustion Turbine |  |  | 10745
1929_G_6 | MN | 27165 | Saint James Diesel Generating Plant | St James | 6136011 | 16184313 |  |  | 1929 | 6 | 2716500025 | EU006 | 0.205 | 0.003229 | 0.0035334 | 0.0036734 | 0.005251 | 0.001357 | 0.01629 | 0.1318 | 0.002077 | 0.0022731 | 0.0023631 | 0.003377 | 0.0008729 | 0.01047 | 2017 | 40.4 | 1.5 | 836 | 253.0833 | 143.1582 | 221121 | -94.624 | 43.986 | 2000 | 125 | 160 | 109 | 2 | N | Distillate Fuel Oil | N | Y | N | 9999 | N |  | Combustion Turbine |  |  | 10745
2042_G_5A | MN | 27171 | Great River Energy - Maple Lake | Maple Lake | 7019511 | 14222113 | 2042 | 1 | 2042 | 5A | 2717100020 | EU001 | 2.062 | 0.003556 | 0.010456 | 0.010456 | 0.0009609 |  | 0.007734 | 1.826 | 0.003149 | 0.009278 | 0.009278 | 0.0008509 |  | 0.006848 | 2017 | 35 | 12.8 | 842 | 9378.1168 | 72.8502 | 221122 | -94.0098 | 45.2291 | 29.3 | 125 | 120 |  | 21.4 | N | Distillate Fuel Oil | Y | N | N | 9999 | N |  | Combustion Turbine |  | 24.23 | 15795
55220_G_A01 | MS | 28007 | ENTERGY MISSISSIPPI ATTALA PLANT | Attala | 7036511 | 14202213 | 55220 | A01 | 55220 | A01 | 2800700032 | 001 | 57.49 | 3.149 | 0.99737 | 1.6273 | 10.7611 | 33.7008 | 431.4956 | 34.343 | 1.806 | 0.57192 | 0.93313 | 6.1707 | 19.3248 | 247.429 | 2019 | 160 | 18 | 187 | 16277.7669 | 64 | 221112 | -89.6764 | 33.0153 | 1760 | 125 | 120 | 139&205 | 145.8 | N | Natural Gas | Y | N | N | 9999 | N |  | Combined Cycle |  | 6997.2305 | 7141
55220_G_A02 | MS | 28007 | ENTERGY MISSISSIPPI ATTALA PLANT | Attala | 7036511 | 14202313 | 55220 | A02 | 55220 | A02 | 2800700032 | 002 | 60.14 | 3.201 | 1.0135 | 1.6536 | 10.9348 | 34.2446 | 438.4588 | 34.192 | 1.712 | 0.54201 | 0.88433 | 5.848 | 18.3142 | 234.4901 | 2019 | 160 | 18 | 187 | 16277.7669 | 64 | 221112 | -89.6764 | 33.0153 | 1760 | 125 | 120 | 139&205 | 145.8 | N | Natural Gas | Y | N | N | 9999 | N |  | Combined Cycle |  | 6843.9482 | 7141
55451_G_CTG2 | MS | 28009 | TVA MAGNOLIA COMBINED CYCLE | Magnolia Power Plant | 7037011 | 14200513 | 55451 | CTG-2 | 55451 | CTG2 | 2800900019 | 002 | 83.364 | 4.458 | 1.4115 | 2.303 | 15.2292 |  | 610.6555 | 57.982 | 2.816 | 0.89178 | 1.455 | 9.6218 |  | 385.8109 | 2019 | 131 | 18 | 170 | 17218.817 | 67.7 | 221112 | -89.2018 | 34.8356 | 2340 | 125 | 120 | 205&65 | 156 | N | Natural Gas | Y | N | N | 9999 | N | 55451_G_CTG2;55451_G_STG2 | Combined Cycle |  | 7799.5698 | 7205
55451_G_CTG1 | MS | 28009 | TVA MAGNOLIA COMBINED CYCLE | Magnolia Power Plant | 7037011 | 14200613 | 55451 | CTG-1 | 55451 | CTG1 | 2800900019 | 001 | 85.924 | 4.137 | 1.3099 | 2.1372 | 14.133 |  | 566.7 | 47.614 | 2.394 | 0.75808 | 1.2369 | 8.1792 |  | 327.9672 | 2019 | 131 | 18 | 170 | 17218.817 | 67.7 | 221112 | -89.2018 | 34.8356 | 2340 | 125 | 120 | 205&65 | 156 | N | Natural Gas | Y | N | N | 9999 | N | 55451_G_STG1;55451_G_CTG1 | Combined Cycle |  | 7012.8496 | 7205
55451_G_CTG3 | MS | 28009 | TVA MAGNOLIA COMBINED CYCLE | Magnolia Power Plant | 7037011 | 14201713 | 55451 | CTG-3 | 55451 | CTG3 | 2800900019 | 003 | 93.661 | 4.616 | 1.4618 | 2.385 | 15.7718 |  | 632.409 | 68.307 | 3.349 | 1.0605 | 1.7303 | 11.4422 |  | 458.8042 | 2017 | 131 | 18 | 170 | 17218.817 | 67.7 | 221112 | -89.2018 | 34.8356 | 2340 | 125 | 120 | 205&65 | 156 | N | Natural Gas | Y | N | N | 9999 | N | 55451_G_CTG3;55451_G_STG3 | Combined Cycle |  | 8008.3403 | 7205
55694_G_CT1 | MS | 28019 | TVA ACKERMAN COMBINED CYCLE | Quantum Choctaw Power LLC | 12589611 | 63862113 | 55694 | AA-001 | 55694 | CT1 | 2801900019 | 001 | 61.782 | 3.575 | 1.1319 | 1.8468 | 12.2128 |  | 489.7039 | 69.747 | 3.267 | 1.0345 | 1.6878 | 11.1615 |  | 447.5495 | 2019 | 175 | 20 | 192 | 21383.4004 | 68.1 | 221112 | -89.2093 | 33.3794 | 2740 | 125 | 120 | 205&65 | 220 | N | Natural Gas | Y | N | N | 9999 | N | 55694_G_ST1;55694_G_CT1 | Combined Cycle |  | 5458.6597 | 7148
55694_G_CT2 | MS | 28019 | TVA ACKERMAN COMBINED CYCLE | Quantum Choctaw Power LLC | 12589611 | 63862213 | 55694 | AA-002 | 55694 | CT2 | 2801900019 | 002 | 79.671 | 3.907 | 1.2373 | 2.0187 | 13.3494 |  | 535.2805 | 73.56 | 3.454 | 1.0938 | 1.7846 | 11.8014 |  | 473.2059 | 2019 | 175 | 20 | 192 | 21383.4004 | 68.1 | 221112 | -89.2093 | 33.3794 | 2740 | 125 | 120 | 205&65 | 220 | N | Natural Gas | Y | N | N | 9999 | N |  | Combined Cycle |  | 5873.0703 | 7148
55076_B_AA001 | MS | 28019 | CHOCTAW GENERATION LIMITED PARTNERSHIP, | Red Hills Generating Facility | 7053011 | 14190213 | 55076 | AA001 | 55076 | AA001 | 2801900011 | 001 | 951.5 | 1463.5 | 89.13 | 200.63 | 24.41 | 0 | 55.4 | 809.3 | 1450.7 | 70.49 | 151.54 | 19.58 |  | 44.77 | 2019 | 350 | 24.5 | 257 | 27706.3338 | 58.8 | 221112 | -89.2178 | 33.3765 | 2480 | 125 | 100 | 121&127&207&41 | 220 | N | Lignite | Y | N | N | 9999 | N |  | Coal Steam | 7560 | 7471.75 | 11206
55076_B_AA002 | MS | 28019 | CHOCTAW GENERATION LIMITED PARTNERSHIP, | Red Hills Generating Facility | 7053011 | 65310713 | 55076 | AA002 | 55076 | AA002 | 2801900011 | 012 | 1035.5 | 1335.8 | 85.05 | 191.47 | 23.31 | 0 | 53.1 | 932.3 | 1186.3 | 73.22 | 157.4 | 20.34 |  | 46.43 | 2019 | 350 | 24.5 | 257 | 27706.3338 | 58.8 | 221112 | -89.2178 | 33.3765 | 2480 | 125 | 100 | 121&127&207&41 | 220 | N | Lignite | Y | N | N | 9999 | N |  | Coal Steam | 7224 | 6361 | 11206
55706_G_CTG2 | MS | 28019 | ENTERGY MISSISSIPPI LLC, CHOCTAW COUNTY | Choctaw County | 7053111 | 14189613 | 55706 | CTG2 | 55706 | CTG2 | 2801900018 | 002 | 61.1 | 3.1 | 16.72 | 16.72 | 4.59 |  | 65.1 | 51.274 | 3.317 | 39.35 | 39.35 | 6.12 |  | 26.8 | 2017 | 175 | 19 | 185 | 15364.3669 | 54.2 | 221112 | -89.4203 | 33.2881 | 2130 | 125 | 120 | 139&205 | 164 | N | Natural Gas | Y | N | N | 9999 | N |  | Combined Cycle | 8760 | 6723.5601 | 7190
55706_G_CTG3 | MS | 28019 | ENTERGY MISSISSIPPI LLC, CHOCTAW COUNTY | Choctaw County | 7053111 | 14189913 | 55706 | CTG3 | 55706 | CTG3 | 2801900018 | 003 | 59.3 | 3.05 | 10.16 | 10.16 | 4.22 |  | 63.9 | 48.915 | 2.933 | 22.19 | 22.19 | 5.58 |  | 25.95 | 2019 | 175 | 19 | 185 | 15364.3669 | 54.2 | 221112 | -89.4203 | 33.2881 | 2130 | 125 | 120 | 139&205 | 164 | N | Natural Gas | Y | N | N | 9999 | N |  | Combined Cycle | 8760 | 6522.5503 | 7190
55706_G_CTG1 | MS | 28019 | ENTERGY MISSISSIPPI LLC, CHOCTAW COUNTY | Choctaw County | 7053111 | 14190013 | 55706 | CTG1 | 55706 | CTG1 | 2801900018 | 001 | [7 empty] | 50.736 | 3.342 | 1.35 | 1.35 | 0.43 |  | 16.18 | 2019 | 175 | 19 | 185 | 15364.3669 | 54.2 | 221112 | -89.4203 | 33.2881 | 2130 | 125 | 120 |  | 164 | N | Natural Gas | Y | N | N | 9999 | N | 55706_G_CTG1;55706_G_STG1 | Combined Cycle |  | 6480.0205 | 7190
2059_G_9 | MS | 28027 | CLARKSDALE PUBLIC UTILITIES, LEWIS L WIL | L L Wilkins | 7167411 | 14339813 |  |  | 2059 | 9 | 2802700063 | 003 | [7 empty] | 0.31 |  |  |  | 0.02 |  | 0.08 | 2017 | 75 | 9.1 | 260 | 3659.8334 | 56.3 | 221112 | -90.5631 | 34.1836 | 227 | 125 | 120 |  | 22 | N | Natural Gas | N | N | N | 9999 | N |  | Combined Cycle |  |  | 15000
2059_G_8 | MS | 28027 | CLARKSDALE PUBLIC UTILITIES, LEWIS L WIL | L L Wilkins | 7167411 | 14340013 |  |  | 2059 | 8 | 2802700063 | 002 | [7 empty] | 0.13 |  |  |  | 0.01 |  | 0.05 | 2017 | 78 | 9.5 | 973 | 7297.1668 | 102.9 | 221112 | -90.5631 | 34.1836 | 235 | 125 | 120 |  | 13.2 | N | Natural Gas | N | N | N | 9999 | N |  | Combined Cycle |  |  | 13902
55395_G_CT04 | MS | 28027 | CLARKSDALE PUBLIC UTILITIES, CROSSROADS | Crossroads Energy Center | 7181411 | 14339113 | 55395 | CT04 | 55395 | CT04 | 2802700079 | 004 | 1.4 | 0.04 | 0.07 | 0.07 | 0.02 |  | 0.53 | 5.59 | 0.115 | 0.2366 | 0.2366 | 0.04 |  | 0.31 | 2017 | 56 | 14.4 | 971 | 28143.1172 | 174 | 221112 | -90.5628 | 34.1833 | 869 | 125 | 120 | 205 | 77 | N | Natural Gas | Y | N | N | 9999 | N |  | Combustion Turbine |  | 106.67 | 12889
55395_G_CT03 | MS | 28027 | CLARKSDALE PUBLIC UTILITIES, CROSSROADS | Crossroads Energy Center | 7181411 | 14339213 | 55395 | CT03 | 55395 | CT03 | 2802700079 | 003 | 1.381 | 0.53 | 1.04 | 1.04 | 0.33 |  | 16.67 | 6.543 | 0.136 | 0.2366 | 0.2366 | 0.04 |  | 0.3 | 2017 | 56 | 14.4 | 971 | 28143.1172 | 174 | 221112 | -90.5628 | 34.1833 | 869 | 125 | 120 | 205 | 77 | N | Natural Gas | Y | N | N | 9999 | N |  | Combustion Turbine |  | 105.76 | 12889
55395_G_CT02 | MS | 28027 | CLARKSDALE PUBLIC UTILITIES, CROSSROADS | Crossroads Energy Center | 7181411 | 14339313 | 55395 | CT02 | 55395 | CT02 | 2802700079 | 002 | 1.3 | 0.12 | 0.24 | 0.24 | 0.08 |  | 5.9 | 5.976 | 0.125 | 0.2548 | 0.2548 | 0.04 |  | 0.29 | 2019 | 56 | 14.4 | 971 | 28143.1172 | 174 | 221112 | -90.5628 | 34.1833 | 869 | 125 | 120 | 205 | 77 | N | Natural Gas | Y | N | N | 9999 | N |  | Combustion Turbine |  | 111.3 | 12889
55395_G_CT01 | MS | 28027 | CLARKSDALE PUBLIC UTILITIES, CROSSROADS | Crossroads Energy Center | 7181411 | 14339413 | 55395 | CT01 | 55395 | CT01 | 2802700079 | 001 | 1.2 | 0.04 | 0.07 | 0.07 | 0.02 |  | 1.41 | 6.746 | 0.134 | 0.3094 | 0.3094 | 0.05 |  | 0.24 | 2017 | 56 | 14.4 | 971 | 28143.1172 | 174 | 221112 | -90.5628 | 34.1833 | 869 | 125 | 120 | 205 | 77 | N | Natural Gas | Y | N | N | 9999 | N |  | Combustion Turbine |  | 111.36 | 12888
55269_G_STG2 | MS | 28033 | TVA SOUTHAVEN COMBINED CYCLE PLANT | TVA Southaven Combined Cycle | 7184711 | 14318913 |  |  | 55269 | STG2 | 2803300095 | 004 | [7 empty] | 0.03 |  | 0.01 | 0.01 | 0.01 |  | 0.08 | 2017 | 85 | 2.3 | 308 | 133.3833 | 31.3 | 221112 | -90.0381 | 34.9928 | 20 | 125 | 100 |  | 103 | N | Natural Gas | N | N | N | 9999 | N |  | Combined Cycle |  |  | 7234
55269_G_CTG3 | MS | 28033 | TVA SOUTHAVEN COMBINED CYCLE PLANT | TVA Southaven Combined Cycle | 7184711 | 14319013 | 55269 | AA-003 | 55269 | CTG3 | 2803300095 | 003 | 64.266 | 3.53 | 1.1178 | 1.8237 | 12.0602 |  | 483.5863 | 60.083 | 2.927 | 0.92692 | 1.5123 | 10.001 |  | 401.0158 | 2017 | 150 | 18 | 173 | 16666.667 | 68.7 | 221112 | -90.0381 | 34.9928 | 265 | 125 | 120 | 139&205 | 157 | N | Natural Gas | Y | N | N | 9999 | N |  | Combined Cycle |  | 7189.7607 | 7234
55269_G_CTG2 | MS | 28033 | TVA SOUTHAVEN COMBINED CYCLE PLANT | TVA Southaven Combined Cycle | 7184711 | 14319113 | 55269 | AA-002 | 55269 | CTG2 | 2803300095 | 002 | 67.09 | 3.516 | 1.1133 | 1.8165 | 12.0124 |  | 481.6683 | 46.433 | 2.461 | 0.77932 | 1.2715 | 8.4084 |  | 337.1579 | 2019 | 150 | 18 | 173 | 16666.667 | 68.7 | 221112 | -90.0381 | 34.9928 | 265 | 125 | 120 | 139&205 | 157 | N | Natural Gas | Y | N | N | 9999 | N |  | Combined Cycle |  | 7199.1196 | 7234
55269_G_CTG1 | MS | 28033 | TVA SOUTHAVEN COMBINED CYCLE PLANT | TVA Southaven Combined Cycle | 7184711 | 14319213 | 55269 | AA-001 | 55269 | CTG1 | 2803300095 | 001 | 62.256 | 3.366 | 1.0659 | 1.739 | 11.5001 |  | 461.1271 | 35.311 | 1.811 | 0.57353 | 0.93575 | 6.1881 |  | 248.1258 | 2019 | 150 | 18 | 173 | 16666.667 | 65.5 | 221112 | -90.0381 | 34.9928 | 265 | 125 | 120 | 139&205 | 157 | N | Natural Gas | Y | N | N | 9999 | N |  | Combined Cycle |  | 6783.042 | 7234
2068_G_1 | MS | 28039 | Cooperative Energy, Benndale Peaking Station |  | 7490811 | 11257413 |  |  |  |  | 2803900014 | 001 | [7 empty] | 2.33 | 0.07 | 0.091 | 0.091 | 0.02 |  | 0.6 | 2017 | 31 | 11 | 1015 | 2388.4667 | 25.1 | 221112 | -88.8006 | 30.8839 | 232 | 125 | 120 |  |  |  |  | N | N | N |  | N
2049_B_5 | MS | 28047 | MISSISSIPPI POWER COMPANY, PLANT JACK WA | Jack Watson | 6788111 | 13581613 | 2049 | 5 | 2049 | 5 | 2804700055 | 005 | 647.191 | 1.95 | 124.8887 | 160.2552 | 8.4841 | 0 | 70.5384 | 3410 | 5.6 | 101.69 | 101.69 | 20.45 |  | 3.84 | 2019 | 400 | 11.2 | 281 | 7109.5668 | 72.2 | 221112 | -89.026 | 30.4394 | 5090 | 125 | 100 | 128&205 | 480 | N | Natural Gas | Y | N | N | 9999 | N |  | O/G Steam |  | 3926.0798 | 10838
2049_G_A | MS | 28047 | MISSISSIPPI POWER COMPANY, PLANT JACK WA | Jack Watson | 6788111 | 13581813 | 2049 |  | 2049 | A;A | 2804700055 | 006 | 112.18 | 0.01 | 0 | 0 | 0.03 |  | 1.12 | 22.4 |  | 0.1402 | 0.2002 | 0.25 |  | 9.9 | 2019 | 36 | 14 | 837 | 6892.9334 | 44.8 | 221112 | -89.0288 | 30.4391 | 633 | 125 | 120 |  | 33 | N | Natural Gas | Y | N | N | 9999 | Y |  | Combustion Turbine |  | 868 | 17054
2049_B_4 | MS | 28047 | MISSISSIPPI POWER COMPANY, PLANT JACK WA | Jack Watson | 6788111 | 13581913 | 2049 | 4 | 2049 | 4 | 2804700055 | 004 | 75.222 | 0.392 | 25.1125 | 32.2241 | 1.706 | 0 | 14.1838 | 687.7 | 2.3 | 33.56 | 33.56 | 15.52 |  | 3.91 | 2019 | 350 | 16.2 | 270 | 12752.3502 | 61.9 | 221112 | -89.0264 | 30.4392 | 2530 | 125 | 100 | 128&205 | 236 | N | Natural Gas | Y | N | N | 9999 | N |  | O/G Steam |  | 1716.5701 | 11098
2049_B_3 | MS | 28047 | MISSISSIPPI POWER COMPANY, PLANT JACK WA |  | 6788111 | 13582413 | 2049 | 3 |  |  | 2804700055 | 003 | 26.385 | 0.116 | 0.083348 | 0.10079 | 1.0428 | 0.6067 | 4.5551 |  |  | 1.31 | 1.69 |  | 1.7771 |  | 2017 | 169 | 11.2 | 243 | 5721.1334 | 58.1 | 221112 | -89.0271 | 30.4393 | 1120 | 125 | 100 |  |  |  |  | Y | N | N |  | N |  |  |  | 1018.14
2053_B_3 | MS | 28049 | ENTERGY MISSISSIPPI INC, REX BROWN PLANT |  | 6802311 | 13571013 | 2053 | 3 |  |  | 2804900112 | 002 | 9.206 | 0.06 | 0.04315 | 0.052181 | 0.53988 | 0.31409 | 8.2487 | 2.4 |  | 0.19 | 0.19 | 0.13 | 0.08083 | 2.12 | 2017 | 150 | 11.73 | 263 | 4882.0667 | 45.2 | 221112 | -90.2131 | 32.3561 | 852 | 125 | 100 |  |  |  |  | Y | N | N |  | N |  |  |  | 573.15
2053_G_GT1 | MS | 28049 | ENTERGY MISSISSIPPI INC, REX BROWN PLANT |  | 6802311 | 13571113 |  |  |  |  | 2804900112 | 005 | [7 empty] | 2.85 | 1.64 | 0.455 | 0.455 | 0.07 |  | 0.19 | 2017 | 11 | 10 | 1000 | 19042.317 | 242.5 | 22112 | -90.2131 | 32.3561 | 197 | 125 | 120 |  |  |  |  | N | N | N |  | N
2053_B_4 | MS | 28049 | ENTERGY MISSISSIPPI INC, REX BROWN PLANT |  | 6802311 | 66391013 | 2053 | 4 |  |  | 2804900112 | 011 | 556.692 | 1.221 | 0.87527 | 1.0585 | 10.951 | 6.3711 | 167.3182 | 164.073 | 0.428 | 0.30697 | 0.37122 | 3.8407 | 2.2345 | 58.6816 | 2017 | 150 | 12.76 | 304 | 6684.5501 | 52.3 | 221112 | -90.2131 | 32.3561 | 2130 | 125 | 100 |  |  |  |  | Y | N | N |  | N |  |  |  | 2829.23
55218_G_H02 | MS | 28049 | ENTERGY MISSISSIPPI INC, HINDS COUNTY PL | Hinds Energy Facility | 6966711 | 13985513 | 55218 | H02 | 55218 | H02 | 2804900230 | 002 | 57.256 | 3.385 | 1.0718 | 1.7487 | 11.5638 | 36.2144 | 463.6794 | 58.823 | 3.223 | 1.0205 | 1.665 | 11.0102 | 34.4809 | 441.4839 | 2019 | 160 | 18 | 187 | 16277.7669 | 64 | 22112 | -90.2199 | 32.3785 | 1730 | 125 | 120 | 139&205 | 145.6 | N | Natural Gas | Y | N | N | 9999 | N |  | Combined Cycle |  | 7199.21 | 7143
55218_G_H01 | MS | 28049 | ENTERGY MISSISSIPPI INC, HINDS COUNTY PL | Hinds Energy Facility | 6966711 | 13986213 | 55218 | H01 | 55218 | H01 | 2804900230 | 001 | 62.361 | 3.392 | 1.0741 | 1.7525 | 11.5888 | 36.2927 | 464.6826 | 59.025 | 3.405 | 1.0781 | 1.759 | 11.6322 | 36.4286 | 466.4219 | 2019 | 160 | 18 | 187 | 16277.7669 | 64 | 22112 | -90.2199 | 32.3785 | 1730 | 125 | 120 | 139&205 | 145.6 | N | Natural Gas | Y | N | N | 9999 | N | 55218_G_H03;55218_G_H01 | Combined Cycle |  | 7182.5801 | 7143
6073_B_2 | MS | 28059 | MISSISSIPPI POWER COMPANY, PLANT VICTOR | Victor J Daniel Jr | 6251011 | 16467213 | 6073 | 2 | 6073 | 2 | 2805900090 | 002 | 1682.9 | 57.8 | 15.2 | 31.51 | 20.56 | 0 | 0.82 | 1842.7 | 66.8 | 32.2687 | 32.2687 | 25.31 |  | 210.91 | 2017 | 621 | 26.17 | 132 | 27432.6338 | 51 | 221112 | -88.5572 | 30.5327 | 5460 | 125 | 100 | 128&205 | 502 | N | Bituminous, Subbituminous | Y | N | N | 9999 | N |  | Coal Steam | 8760 | 5475 | 11081
6073_G_4 | MS | 28059 | MISSISSIPPI POWER COMPANY, PLANT VICTOR | Victor J Daniel Jr | 6251011 | 16467313 | 6073 | 4A | 6073 | 4 | 2805900090 | 005 | 45.9 | 3.4 | 1.72 | 4.01 | 2.23 | 15.0533 | 17.14 | 50.6 | 4.2 | 26.1534 | 26.1534 | 0.22 | 12.8212 | 3.79 | 2019 | 121 | 16.83 | 183 | 15683.6503 | 70.5 | 221112 | -88.5567 | 30.5299 | 1950 | 125 | 120 | 205&65 | 176.9 | N | Natural Gas | Y | N | N | 9999 | N | 6073_G_4;6073_G_4ST | Combined Cycle | 8760 | 6777 | 7065
6073_G_3CT | MS | 28059 | MISSISSIPPI POWER COMPANY, PLANT VICTOR | Victor J Daniel Jr | 6251011 | 16467413 | 6073 | 3B | 6073 | 3CT | 2805900090 | 004 | 62.5 | 4.3 | 2.15 | 4.99 | 1.71 | 18.7573 | 35.59 | 57 | 4.4 | 26.4264 | 26.4264 | 14.884 | 8.1959 | 3.05 | 2019 | 121 | 16.83 | 183 | 15683.6503 | 70.5 | 221112 | -88.5567 | 30.5309 | 1950 | 125 | 120 | 205&65 | 177.2 | N | Natural Gas | Y | N | N | 9999 | N |  | Combined Cycle | 8760 | 8344.25 | 7065
6073_G_4CT | MS | 28059 | MISSISSIPPI POWER COMPANY, PLANT VICTOR | Victor J Daniel Jr | 6251011 | 16467513 | 6073 | 4B | 6073 | 4CT | 2805900090 | 006 | 48.8 | 3.7 | 1.84 | 4.28 | 0.79 | 16.0673 | 24.39 | 43.3 | 3.8 | 33.5244 | 33.5244 | 2.66 | 14.7102 | 3.69 | 2019 | 121 | 16.83 | 183 | 15683.6503 | 70.5 | 221112 | -88.5568 | 30.5296 | 1950 | 125 | 120 | 205&65 | 176.9 | N | Natural Gas | Y | N | N | 9999 | N |  | Combined Cycle | 8760 | 7337.25 | 7065
6073_G_3 | MS | 28059 | MISSISSIPPI POWER COMPANY, PLANT VICTOR | Victor J Daniel Jr | 6251011 | 16467613 | 6073 | 3A | 6073 | 3 | 2805900090 | 003 | 53.7 | 4 | 4.01 | 9.34 | 0.53 | 17.5588 | 19.99 | 57.5 | 4.4 | 26.39 | 26.39 | 0.01 | 8.4007 | 2.73 | 2019 | 121 | 16.83 | 183 | 15683.6503 | 70.5 | 221112 | -88.5567 | 30.5312 | 1950 | 125 | 120 | 205&65 | 177.2 | N | Natural Gas | Y | N | N | 9999 | N | 6073_G_3ST;6073_G_3 | Combined Cycle | 8760 | 7874 | 7065
6073_B_1 | MS | 28059 | MISSISSIPPI POWER COMPANY, PLANT VICTOR | Victor J Daniel Jr | 6251011 | 16467713 | 6073 | 1 | 6073 | 1 | 2805900090 | 001 | 1801.9 | 61.3 | 4.76 | 8.66 | 17.97 | 0 | 5.56 | 1227.2 | 49.4 | 11.0813 | 11.0813 | 20.87 |  | 173.91 | 2019 | 621 | 26.17 | 131 | 25281.0505 | 47 | 221112 | -88.5572 | 30.5327 | 5460 | 125 | 100 | 128&205 | 502 | N | Bituminous, Subbituminous | Y | N | N | 9999 | N |  | Coal Steam | 8760 | 5474 | 11194
2047_G_2 | MS | 28059 | MISSISSIPPI POWER COMPANY, CHEVRON COGEN | Chevron Oil | 6970611 | 13971013 |  |  | 2047 | 2 | 2805900048 | 002 | [7 empty] | 232.41 | 0.44 | 4.1952 | 6.1152 | 1.53 |  | 59.56 | 2017 | 39 | 10.1 | 438 | 2322.25 | 29 | 22111 | -88.4912 | 30.34 | 15 | 125 | 120 |  | 15 | Y | Natural Gas | N | Y | N | 9999 | N |  | Combustion Turbine |  |  | 11353
2047_G_1 | MS | 28059 | MISSISSIPPI POWER COMPANY, CHEVRON COGEN | Chevron Oil | 6970611 | 13971113 |  |  | 2047 | 1 | 2805900048 | 001 | [7 empty] | 301.46 | 0.57 | 5.437 | 7.917 | 1.98 |  | 77.25 | 2019 | 39 | 10.1 | 425 | 2322.25 | 29 | 22111 | -88.4909 | 30.34 | 15 | 125 | 120 |  | 15 | Y | Natural Gas | N | Y | N | 9999 | N |  | Combustion Turbine |  |  | 11353
2047_G_3 | MS | 28059 | MISSISSIPPI POWER COMPANY, CHEVRON COGEN | Chevron Oil | 6970611 | 13971213 |  |  | 2047 | 3 | 2805900048 | 003 | [7 empty] | 404.13 | 3.64 | 7.2806 | 10.6106 | 2.65 |  | 103.56 | 2017 | 59 | 10 | 453 | 2590.5 | 33 | 22111 | -88.4914 | 30.3397 | 16 | 125 | 120 |  | 16 | Y | Natural Gas | N | Y | N | 9999 | N |  | Combustion Turbine |  |  | 11353
2047_G_5 | MS | 28059 | MISSISSIPPI POWER COMPANY, CHEVRON COGEN | Chevron Oil | 6970611 | 13971413 | 2047 | 5 | 2047 | 5 | 2805900048 | 005 | 171.675 | 8.418 | 0.61517 | 1.0037 | 6.6374 | 20.7863 | 266.1424 | 176.339 | 1.93 | 0.61118 | 0.99719 | 6.5943 | 20.6516 | 264.4173 | 2019 | 94 | 14 | 388 | 11539.5002 | 75 | 22111 | -88.4929 | 30.3401 | 1100 | 125 | 120 | 205 | 70 | Y | Natural Gas | Y | N | N | 9999 | N |  | Combustion Turbine |  | 7611 | 11354
2047_G_4 | MS | 28059 | MISSISSIPPI POWER COMPANY, CHEVRON COGEN | Chevron Oil | 6970611 | 13971513 |  |  | 2047 | 4 | 2805900048 | 004 | [7 empty] | 336.89 | 3.12 | 6.0652 | 8.8452 | 2.21 |  | 86.33 | 2019 | 59 | 10 | 467 | 2590.5 | 33 | 22111 | -88.4918 | 30.3397 | 16 | 125 | 120 |  | 16 | Y | Natural Gas | N | Y | N | 9999 | N |  | Combustion Turbine |  |  | 11353
7988_G_1 | MS | 28065 | COOPERATIVE ENERGY, A MISSISSIPPI ELECTR | Silver Creek | 9455211 | 53523513 | 7988 | 1 | 7988 | 1 | 2806500032 | 001 | 3.7 | 0 | 2.1112 | 2.1112 | 0.2716 |  | 14.95 | 2.493 | 0.047 | 4.4772 | 4.4772 | 0.57 |  | 27.34 | 2017 | 56 | 15 | 1000 | 24232.9504 | 137.2 | 221112 | -89.9469 | 31.6001 | 1110 | 125 | 120 |  | 75 | N | Natural Gas | Y | N | N | 9999 | N |  | Combustion Turbine | 288 | 540.5502 | 12614
7988_G_2 | MS | 28065 | COOPERATIVE ENERGY, A MISSISSIPPI ELECTR | Silver Creek | 9455211 | 53523613 | 7988 | 2 | 7988 | 2 | 2806500032 | 002 | 5 | 0.1 | 2.5298 | 2.5298 | 0.3252 |  | 16.97 | 3.146 | 0.076 | 3.822 | 3.822 | 0.49 |  | 23.39 | 2017 | 56 | 15 | 1000 | 24232.9504 | 137.2 | 221112 | -89.9469 | 31.6001 | 1110 | 125 | 120 |  | 75 | N | Natural Gas | Y | N | N | 9999 | N |  | Combustion Turbine | 378 | 525.0901 | 12614
7988_G_3 | MS | 28065 | COOPERATIVE ENERGY, A MISSISSIPPI ELECTR | Silver Creek | 9455211 | 53523713 | 7988 | 3 | 7988 | 3 | 2806500032 | 003 | 3 | 0 | 1.911 | 1.911 | 0.2461 |  | 12.82 | 2.374 | 0.057 | 3.64 | 3.64 | 0.47 |  | 22.47 | 2019 | 56 | 15 | 1000 | 24232.9504 | 137.2 | 221112 | -89.9469 | 31.6001 | 1110 | 125 | 120 |  | 75 | N | Natural Gas | Y | N | N | 9999 | N |  | Combustion Turbine | 276 | 483.4301 | 12614
2070_B_3 | MS | 28067 | COOPERATIVE ENERGY, MOSELLE GENERATING P | Moselle | 7139511 | 14101413 | 2070 | 3 | 2070 | 3 | 2806700035 | 003 | 56.35 | 0.109 | 0.078401 | 0.094811 | 0.98092 | 0.57069 | 14.9874 | 29.391 | 0.058 | 0.041307 | 0.049953 | 0.51682 | 0.30068 | 7.8964 | 2019 | 101 | 9 | 285 | 4485.0167 | 70.5 | 221112 | -89.2997 | 31.5283 | 869 | 125 | 100 |  | 59 | N | Natural Gas, Residual Fuel Oil | Y | N | N | 9999 | N |  | O/G Steam |  | 1428.4803 | 13292
2070_G_4 | MS | 28067 | COOPERATIVE ENERGY, MOSELLE GENERATING P | Moselle | 7139511 | 14101713 | 2070 | **4 | 2070 | 4 | 2806700035 | 005 | 4.408 | 0.066 | 0.020991 | 0.034249 | 0.22648 | 0.70928 | 9.0815 | 7.082 | 0.11 | 0.034842 | 0.056847 | 0.37593 | 1.1773 | 15.0737 | 2019 | 95 | 13.5 | 1007 | 22504.3171 | 157.3 | 221112 | -89.2997 | 31.5283 | 1550 | 125 | 120 | 205 | 75 | N | Natural Gas, Distillate Fuel Oil | Y | N | N | 9999 | N |  | Combustion Turbine |  | 289.7999 | 12700
2070_G_5 | MS | 28067 | COOPERATIVE ENERGY, MOSELLE GENERATING P | Moselle | 7139511 | 64015013 | 2070 | 5 | 2070 | 5 | 2806700035 | 008 | 3.755 | 0.077 | 0.024315 | 0.039672 | 0.26234 | 0.82159 | 10.5194 | 4.205 | 0.105 | 0.033222 | 0.054205 | 0.35845 | 1.1226 | 14.373 | 2019 | 56 | 14.4 | 998 | 24725.9171 | 151.9 | 221112 | -89.2997 | 31.5283 | 1140 | 125 | 120 |  | 75 | N | Natural Gas | Y | N | N | 9999 | N |  | Combustion Turbine |  | 337.2401 | 12700
2070_G_GTG1 | MS | 28067 | COOPERATIVE ENERGY, MOSELLE GENERATING P | Moselle | 7139511 | 99118613 | 2070 | 6 | 2070 | GTG1 | 2806700035 | 016 | 19.5 | 1.89 | 0 | 0 | 0 |  | 0 | 11.687 | 1.134 | [5 empty] | 2019 | 85 | 19.7 | 1047 | 16307.0836 | 53.5 | 221112 | -89.2997 | 31.5283 | 1530 | 125 | 140 | 139&205 | 75 | N | Natural Gas | Y | N | N | 9999 | N | 2070_G_GTG1;2070_G_1 | Combined Cycle |  | 5865.627 | 8420
2070_G_GTG2 | MS | 28067 | COOPERATIVE ENERGY, MOSELLE GENERATING P | Moselle | 7139511 | 99118713 | 2070 | 7 | 2070 | GTG2 | 2806700035 | 017 | 27.11 | 1.89 | 0 | 0 | 0 |  | 0 | 19.7 | 1.8 | [5 empty] | 2019 | 85 | 19.7 | 1047 | 16307.0836 | 53.5 | 221112 | -89.2997 | 31.5283 | 1530 | 125 | 140 | 139&205 | 75 | N | Natural Gas | Y | N | N | 9999 | N | 2070_G_2;2070_G_GTG2 | Combined Cycle |  | 5804.8203 | 8420
57037_G_1A | MS | 28069 | MISSISSIPPI POWER COMPANY, DAVID M RATCL | Ratcliffe | 16908111 | 110448713 | 57037 | AB-001 | 57037 | 1A | 2806900017 | 008 | 115.66 | 5.19 | 4.65 | 10.28 | 5.14 |  | 48.94 | 77.878 | 4.485 | 35.22 | 35.22 | 17.61 | 9.748 | 184.7 | 2019 | 325 | 24 | 202 | 19366.7837 | 42.8 | 221112 | -88.7574 | 32.6538 | 3180 | 125 | 140 | 139&212 | 189.4 | N | Natural Gas | Y | N | N | 9999 | N | 57037_G_1A;57037_G_1C | Combined Cycle |  | 7744 | 7604
57037_G_1B | MS | 28069 | MISSISSIPPI POWER COMPANY, DAVID M RATCL | Ratcliffe | 16908111 | 110448813 | 57037 | AB-002 | 57037 | 1B | 2806900017 | 009 | 119.8 | 5.3 | 6.69 | 10.43 | 5.62 |  | 42.79 | 83.956 | 4.929 | 40.58 | 40.58 | 21.85 | 9.753 | 194.01 | 2017 | 325 | 24 | 202 | 19366.7837 | 42.8 | 221112 | -88.7574 | 32.6538 | 3180 | 125 | 140 | 139&212 | 189.4 | N | Natural Gas | Y | N | N | 9999 | N |  | Combined Cycle |  | 7820.25 | 7604
7960_G_GT3 | MS | 28069 | TENNESSEE VALLEY AUTHORITY, TVA, KEMPER | Kemper County | 7356611 | 8108013 | 7960 | KCT3 | 7960 | GT3 | 2806900015 | 003 | 21.603 | 0.427 | 1.46 | 1.46 | 0.82 |  | 10.8 | 11.971 | 0.266 | 3.47 | 3.47 | 2 |  | 12.3 | 2017 | 56 | 14.78 | 958 | 28294.5338 | 165 | 221112 | -88.6057 | 32.7974 | 78 | 125 | 120 | 205&213 | 73.3 | N | Natural Gas, Distillate Fuel Oil | Y | N | N | 9999 | N |  | Combustion Turbine |  | 1619.8497 | 12134
7960_G_GT2 | MS | 28069 | TENNESSEE VALLEY AUTHORITY, TVA, KEMPER | Kemper County | 7356611 | 8108113 | 7960 | KCT2 | 7960 | GT2 | 2806900015 | 002 | 19.945 | 0.441 | 2.04 | 2.04 | 1.17 |  | 16.6 | 11.256 | 0.242 | 4.67 | 4.67 | 2.69 |  | 8.8 | 2017 | 56 | 14.78 | 958 | 28294.5338 | 165 | 221112 | -88.6057 | 32.7974 | 1280 | 125 | 120 | 205&213 | 73.3 | N | Natural Gas, Distillate Fuel Oil | Y | N | N | 9999 | N |  | Combustion Turbine |  | 1560.88 | 12134
7960_G_GT1 | MS | 28069 | TENNESSEE VALLEY AUTHORITY, TVA, KEMPER | Kemper County | 7356611 | 8108213 | 7960 | KCT1 | 7960 | GT1 | 2806900015 | 001 | 24.601 | 0.449 | 2.34 | 2.34 | 1.34 |  | 14.2 | 10.681 | 0.226 | 2.96 | 2.96 | 1.7 |  | 7.2 | 2017 | 56 | 14.78 | 958 | 28294.5338 | 165 | 221112 | -88.6057 | 32.7974 | 1280 | 125 | 120 | 205&213 | 73.3 | N | Natural Gas, Distillate Fuel Oil | Y | N | N | 9999 | N |  | Combustion Turbine |  | 1675.1995 | 12134
7960_G_GT4 | MS | 28069 | TENNESSEE VALLEY AUTHORITY, TVA, KEMPER | Kemper County | 7356611 | 8108313 | 7960 | KCT4 | 7960 | GT4 | 2806900015 | 004 | 21.899 | 0.471 | 1.43 | 1.43 | 0.81 |  | 12 | 14.194 | 0.27 | 4.67 | 4.67 | 2.69 |  | 9.6 | 2017 | 15 | 14.78 | 958 | 28294.5338 | 165 | 221112 | -88.6057 | 32.7974 | 78 | 125 | 120 | 205&213 | 73.3 | N | Natural Gas, Distillate Fuel Oil | Y | N | N | 9999 | N |  | Combustion Turbine |  | 1715.1296 | 12134
6061_B_2 | MS | 28073 | COOPERATIVE ENERGY, A MISSISSIPPI ELECTR |  | 7154411 | 14080913 | 6061 | 2 |  |  | 2807300021 | 002 | 440.049 | 51.587 | 35.6635 | 49.7431 | 3.1899 | 0 | 26.5215 | 50.3 | 3.9 | 1.6154 | 1.6154 | 0.35 |  | 3.01 | 2017 | 408 | 16.75 | 200 | 13654.9836 | 62 | 22111 | -89.3938 | 31.2178 | 2680 | 125 | 100 | 128&29&67 |  |  |  | Y | N | N |  | N |  |  |  | 2050.1201
6061_B_1 | MS | 28073 | COOPERATIVE ENERGY, A MISSISSIPPI ELECTR |  | 7154411 | 14081213 | 6061 | 1 |  |  | 2807300021 | 001 | 497.533 | 62.706 | 33.9828 | 47.3988 | 3.0396 | 0 | 25.2716 | 178.4 | 12.1 | 4.9231 | 4.9231 | 1 |  | 8.56 | 2017 | 408 | 16.43 | 200 | 13144.8835 | 62 | 22111 | -89.3938 | 31.2178 | 2680 | 125 | 100 | 128&29&67 |  |  |  | Y | N | N |  | N |  |  |  | 1786.9899
2048_G_A | MS | 28075 | MISSISSIPPI POWER COMPANY, PLANT SWEATT | Sweatt | 7155511 | 14073113 | 2048 |  | 2048 | A;A | 2807500032 | 003 | 108.18 | 0.01 | 0.1402 | 0.2002 | 0.05 |  | 1.96 | 34.032 |  | 0.0956 | 0.1456 | 0.04 |  | 1.39 | 2019 | 19 | 13.5 | 873 | -1 | 44.8 | 221112 | -88.7449 | 32.2929 | 632 | 125 | 120 |  | 32 | N | Natural Gas | Y | N | N | 9999 | Y |  | Combustion Turbine |  | 874 | 14840
2062_G_H9 | MS | 28083 | Greenwood Utilities, Henderson Station |  | 8231311 | 5674313 |  |  |  |  | 2808300048 | 010 | [7 empty] | 1.33 |  | 0.0546 | 0.0546 | 0.39 |  | 1.04 | 2019 | 23 | 1.7 | 979 | 158.7166 | 72.5 | 22111 | -90.206 | 33.5169 | 13.7 | 125 | 160 |  |  |  |  | N | N | N |  | N
2062_B_H1 | MS | 28083 | Greenwood Utilities, Henderson Station |  | 8231311 | 5674613 |  |  |  |  | 2808300048 | 001 | [7 empty] | 0.38 |  | 0.026 | 0.026 | 0.01 |  | 0.11 | 2019 | 187 | 9 | 330 | 2093.2167 | 32.9 | 22111 | -90.206 | 33.5169 | 177 | 125 | 100 |  |  |  |  | N | N | N |  | N
2062_G_H11 | MS | 28083 | Greenwood Utilities, Henderson Station |  | 8231311 | 5674713 |  |  |  |  | 2808300048 | 012 | [7 empty] | 1.4 |  | 0.0546 | 0.0546 | 0.4 |  | 1.08 | 2017 | 23 | 1.7 | 979 | 158.7166 | 72.5 | 22111 | -90.206 | 33.5169 | 13.7 | 125 | 160 |  |  |  |  | N | N | N |  | N
2062_G_H10 | MS | 28083 | Greenwood Utilities, Henderson Station |  | 8231311 | 5674813 |  |  |  |  | 2808300048 | 011 | [7 empty] | 0.7 |  | 0.0364 | 0.0364 | 0.2 |  | 0.55 | 2017 | 23 | 1.7 | 979 | 158.7166 | 72.5 | 22111 | -90.206 | 33.5169 | 13.7 | 125 | 160 |  |  |  |  | N | N | N |  | N
2062_G_H8 | MS | 28083 | Greenwood Utilities, Henderson Station |  | 8231311 | 5674913 |  |  |  |  | 2808300048 | 009 | [7 empty] | 0.23 | 0.01 | 0.032268 | 0.032268 | 0.02 |  | 0.01 | 2017 | 20 | 1.3 | 750 | 240.2333 | 173 | 22111 | -90.206 | 33.5169 | 17 | 125 | 160 |  |  |  |  | N | N | N |  | N
2062_G_H7 | MS | 28083 | Greenwood Utilities, Henderson Station |  | 8231311 | 5675013 |  |  |  |  | 2808300048 | 008 | [7 empty] | 0.23 | 0.01 | 0.032268 | 0.032268 | 0.02 |  | 0.01 | 2017 | 20 | 1.3 | 750 | 240.2333 | 173 | 22111 | -90.206 | 33.5169 | 17 | 125 | 160 |  |  |  |  | N | N | N |  | N
2062_G_H6 | MS | 28083 | Greenwood Utilities, Henderson Station |  | 8231311 | 5675113 |  |  |  |  | 2808300048 | 007 | [7 empty] | 0.28 | 0.01 | 0.032268 | 0.032268 | 0.03 |  | 0.01 | 2017 | 20 | 1.3 | 750 | 259.6666 | 187 | 22111 | -90.206 | 33.5169 | 17 | 125 | 160 |  |  |  |  | N | N | N |  | N
2062_G_H4 | MS | 28083 | Greenwood Utilities, Henderson Station |  | 8231311 | 5675213 |  |  |  |  | 2808300048 | 005 | [7 empty] | 0.28 | 0.01 | 0.032268 | 0.032268 | 0.03 |  | 0.01 | 2017 | 20 | 1.3 | 750 | 259.6666 | 187 | 22111 | -90.206 | 33.5169 | 17 | 125 | 160 |  |  |  |  | N | N | N |  | N
2062_B_H3 | MS | 28083 | Greenwood Utilities, Henderson Station |  | 8231311 | 5675413 |  |  |  |  | 2808300048 | 003 | [7 empty] | 9.41 | 0.02 | 0.676 | 0.676 | 0.18 |  | 2.82 | 2017 | 187 | 9 | 330 | 2093.2167 | 32.9 | 22111 | -90.206 | 33.5169 | 260 | 125 | 100 | 75 |  |  |  | N | N | N |  | N
2062_G_H5 | MS | 28083 | Greenwood Utilities, Henderson Station |  | 8231311 | 5675513 |  |  |  |  | 2808300048 | 006 | [7 empty] | 0.26 | 0.01 | 0.032268 | 0.032268 | 0.03 |  | 0.01 | 2017 | 20 | 1.3 | 750 | 259.6666 | 187 | 22111 | -90.206 | 33.5169 | 17 | 125 | 160 |  |  |  |  | N | N | N |  | N
50184_B_REC | MS | 28087 | INTERNATIONAL PAPER, COLUMBUS MILL | Columbus MS | 8215811 | 5736713 |  |  | 50184 | REC | 2808700044 | 101 | 534.15 | 2.93 | 175.0894 | 175.0894 | 36.59 |  | 1304.08 | 610.96 | 10.95 | 102.17 | 131.6 | 37.18 |  | 871.13 | 2019 | 300 | 13 | 410 | 9976.4001 | 75.2 | 322121 | -88.458 | 33.3608 |  | 133 | 100 | 128&205 | 64 | Y | Non-Fossil Waste | N | Y | N | 9999 | N |  | Non-Fossil Waste | 7896 |  | 4225
50184_G_TG2 | MS | 28087 | INTERNATIONAL PAPER, COLUMBUS MILL |  | 8215811 | 5737313 |  |  |  |  | 2808700044 | 110 | 627 | 268.02 | 12.4494 | 12.4494 | 10.28 |  | 361.04 | 533.8 | 104.05 | 35.52 | 35.59 | 0.44 |  | 1116.55 | 2019 | 251 | 15 | 340 | 9361.1335 | 53 | 322121 | -88.458 | 33.3608 | 1400 | 133 | 100 | 121&128&205&25 |  |  |  | N | Y | N |  | N | 50184_B_COMB;50184_G_TG2 |  | 8232
50184_B_PKG | MS | 28087 | INTERNATIONAL PAPER, COLUMBUS MILL | Columbus MS | 8215811 | 5737713 |  |  | 50184 | PKG | 2808700044 | 115 | 8.33 | 8.94 | 0.45 | 0.6 | 0.08 |  | 0.08 | 6.36 | 3.53 | 2.392 | 2.392 | 0.17 |  | 0.19 | 2019 | 165 | 6 | 410 | 1732.3333 | 61.3 | 322121 | -88.458 | 33.3608 | 400 | 133 | 100 | 205&26 | 18.6 | Y | Natural Gas | N | Y | N | 9999 | N |  | O/G Steam | 1176 |  | 8300
55197_G_CTG2 | MS | 28087 | TVA CALEDONIA COMBINED CYCLE PLANT | Caledonia | 8215911 | 5734713 | 55197 | AA-002 | 55197 | CTG2 | 2808700053 | 002 | 60.642 | 3.778 | 1.1964 | 1.9521 | 12.909 |  | 517.6175 | 52.41 | 2.83 | 0.89623 | 1.4623 | 9.6699 |  | 387.7395 | 2017 | 150 | 18 | 190 | 17295.117 | 68 | 221112 | -88.275 | 33.6475 | 2000 | 125 | 120 | 139&205 | 157 | N | Natural Gas | Y | N | N | 9999 | N | 55197_G_STG2;55197_G_CTG2 | Combined Cycle |  | 7366.48 | 7182
55197_G_CTG3 | MS | 28087 | TVA CALEDONIA COMBINED CYCLE PLANT | Caledonia | 8215911 | 5734813 | 55197 | AA-003 | 55197 | CTG3 | 2808700053 | 003 | 55.336 | 3.167 | 1.0027 | 1.636 | 10.8188 |  | 433.8057 | 49.2 | 2.522 | 0.79852 | 1.3029 | 8.6156 |  | 345.4664 | 2017 | 150 | 18 | 190 | 17295.117 | 68 | 221112 | -88.275 | 33.6475 | 2000 | 125 | 120 | 139&205 | 157 | N | Natural Gas | Y | N | N | 9999 | N | 55197_G_STG3;55197_G_CTG3 | Combined Cycle |  | 6218.2285 | 7182
55197_G_CTG1 | MS | 28087 | TVA CALEDONIA COMBINED CYCLE PLANT | Caledonia | 8215911 | 5734913 | 55197 | AA-001 | 55197 | CTG1 | 2808700053 | 001 | 62.473 | 3.371 | 1.0673 | 1.7414 | 11.5155 |  | 461.7451 | 53.907 | 2.977 | 0.94267 | 1.538 | 10.1709 |  | 407.8277 | 2019 | 150 | 18 | 190 | 17295.117 | 68 | 221112 | -88.275 | 33.6475 | 2000 | 125 | 120 | 139&205 | 157 | N | Natural Gas | Y | N | N | 9999 | N | 55197_G_STG1;55197_G_CTG1 | Combined Cycle |  | 6619.9302 | 7182
55063_G_CTG2 | MS | 28107 | COOPERATIVE ENERGY, A MISSISSIPPI ELECTR | Batesville Generation Facility | 6993011 | 14910513 | 55063 | 2 | 55063 | CTG2 | 2810700054 | 002 | 163.708 | 3.955 | 1.2523 | 2.0433 | 13.5119 | 42.3152 | 541.7925 | 125.814 | 3.01 | 0.95311 | 1.5551 | 10.2835 | 32.205 | 412.3447 | 2019 | 120 | 19 | 185 | 19270.1837 | 68 | 221112 | -89.9272 | 34.3356 | 185000 | 125 | 120 | 65 | 176 | N | Natural Gas | Y | N | N | 9999 | N |  | Combined Cycle |  | 7130.1411 | 7350
55063_G_CTG3 | MS | 28107 | COOPERATIVE ENERGY, A MISSISSIPPI ELECTR | Batesville Generation Facility | 6993011 | 14910613 | 55063 | 3 | 55063 | CTG3 | 2810700054 | 003 | 154.48 | 3.616 | 1.1449 | 1.868 | 12.3531 | 38.6862 | 495.3281 | 136.822 | 3.159 | 1.0002 | 1.6319 | 10.7916 | 33.796 | 432.7151 | 2019 | 120 | 19 | 185 | 19270.1837 | 68 | 221112 | -89.9272 | 34.3356 | 185000 | 125 | 120 | 65 | 176 | N | Natural Gas | Y | N | N | 9999 | N |  | Combined Cycle |  | 7035.8076 | 7350
55063_G_CTG1 | MS | 28107 | COOPERATIVE ENERGY, A MISSISSIPPI ELECTR | Batesville Generation Facility | 6993011 | 14911013 | 55063 | 1 | 55063 | CTG1 | 2810700054 | 001 | 98.778 | 2.277 | 0.72096 | 1.1763 | 7.7787 | 24.3607 | 311.9085 | 136.327 | 3.197 | 1.0122 | 1.6515 | 10.9212 | 34.2019 | 437.9118 | 2017 | 120 | 19 | 185 | 19270.1837 | 68 | 221112 | -89.9272 | 34.3356 | 185000 | 125 | 120 | 65 | 176 | N | Natural Gas | Y | N | N | 9999 | N |  | Combined Cycle |  | 4214.4697 | 7350
10233_B_PB | MS | 28111 | LEAF RIVER CELLULOSE, LLC | Leaf River Cellulose LLC | 8216311 | 5727813 |  |  | 10233 | PB | 2811100005 | 025 | 406.73 | 15.28 | 2.4549 | 2.8849 | 6.3 |  | 118.58 | 211.9 | 28.66 | 28.16 | 28.79 | 3.83 |  | 67.38 | 2019 | 300 | 9.5 | 350 | 4739.6167 | 66.9 | 322110 | -89.0454 | 31.2444 | 642 | 133 | 100 | 128 | 26 | Y | Non-Fossil Waste | N | Y | N | 9999 | N |  | Non-Fossil Waste | 8760 |  | 5075
10233_B_RB | MS | 28111 | LEAF RIVER CELLULOSE, LLC | Leaf River Cellulose LLC | 8216311 | 5729413 |  |  | 10233 | RB | 2811100005 | 020 | 758.24 | 22.56 | 241.3689 | 271.8289 | 21.98 |  | 26.86 | 415.57 | 11.98 | 132.98 | 161.57 | 38.53 |  | 88.67 | 2019 | 300 | 13.5 | 372 | 10386.6168 | 72.6 | 322110 | -89.0454 | 31.2444 | 1610 | 133 | 100 | 128 | 26 | Y | Non-Fossil Waste | N | Y | N | 9999 | N |  | Non-Fossil Waste | 8760 |  | 5075
7989_G_2 | MS | 28129 | COOPERATIVE ENERGY, A MISSISSIPPI ELECTR | Sylvarena | 7304911 | 11102313 | 7989 | 2 | 7989 | 2 | 2812900048 | 002 | 31.352 | 0.205 | 0.064844 | 0.1058 | 0.69963 | 2.191 | 28.0534 | 29.143 | 0.197 | 0.062406 | 0.10182 | 0.67333 | 2.1087 | 26.9989 | 2019 | 45 | 9 | 811 | 9436.0168 | 148.4 | 221112 | -89.4127 | 31.9819 | 418 | 125 | 120 | 213 | 43 | N | Natural Gas | Y | N | N | 9999 | N |  | Combustion Turbine |  | 1764.6287 | 10745
7989_G_1 | MS | 28129 | COOPERATIVE ENERGY, A MISSISSIPPI ELECTR | Sylvarena | 7304911 | 11102413 | 7989 | 1 | 7989 | 1 | 2812900048 | 001 | 32.32 | 0.209 | 0.06605 | 0.10777 | 0.71264 | 2.2318 | 28.5751 | 30.254 | 0.205 | 0.064824 | 0.10576 | 0.69941 | 2.1904 | 28.0448 | 2019 | 45 | 9 | 811 | 9436.0168 | 148.4 | 221112 | -89.4127 | 31.9819 | 418 | 125 | 120 | 213 | 43 | N | Natural Gas | Y | N | N | 9999 | N |  | Combustion Turbine |  | 1772.8386 | 10745
7989_G_3 | MS | 28129 | COOPERATIVE ENERGY, A MISSISSIPPI ELECTR | Sylvarena | 7304911 | 11102813 | 7989 | 3 | 7989 | 3 | 2812900048 | 003 | 17.909 | 0.121 | 0.038318 | 0.062519 | 0.41343 | 1.2947 | 16.5776 | 28.507 | 0.194 | 0.061516 | 0.10037 | 0.66373 | 2.0786 | 26.6138 | 2019 | 45 | 9 | 811 | 9436.0168 | 148.4 | 221112 | -89.4127 | 31.9819 | 418 | 125 | 120 | 213 | 43 | N | Natural Gas | Y | N | N | 9999 | N |  | Combustion Turbine |  | 1032.3794 | 10745
2050_B_2 | MS | 28149 | ENTERGY MISSISSIPPI INC, BAXTER WILSON P |  | 8233711 | 5616213 | 2050 | 2 |  |  | 2814900027 | 002 | 1484.187 | 2.018 | 1.53 | 1.53 | 1.11 |  | 687.82 | 1.8 | 0.1 | 0.3 | 0.3 | 0.2 |  | 3.13 | 2017 | 490 | 23 | 349 | 45305.4175 | 109.1 | 221112 | -90.9302 | 32.2836 | 6680 | 125 | 100 |  |  |  |  | Y | N | N |  | N |  |  |  | 1703.99
2050_B_1 | MS | 28149 | ENTERGY MISSISSIPPI INC, BAXTER WILSON P |  | 8233711 | 5616513 | 2050 | 1 |  |  | 2814900027 | 001 | 66.521 | 0.475 | 0.62 | 0.62 | 0.37 |  | 1.77 | 1810.772 | 197.032 | 24.83 | 24.83 | 17.87 |  | 78.14 | 2017 | 490 | 19 | 225 | 22390.2504 | 79 | 221112 | -90.9302 | 32.2836 | 4790 | 125 | 100 |  |  |  |  | Y | N | N |  | N |  |  |  | 313.51
8054_B_1 | MS | 28151 | ENTERGY MISSISSIPPI INC, GERALD ANDRUS P | Gerald Andrus | 7083911 | 64689313 | 8054 | 1 | 8054 | 1 | 2815100048 | 010 | 763.671 | 2.22 | 2.61 | 2.61 | 1.89 |  | 28.92 | 730.033 | 2.171 | 17 | 17 | 12.46 |  | 190.46 | 2017 | 499 | 28.8 | 322 | 41896.1841 | 64.5 | 221112 | -91.1154 | 33.3511 | 7280 | 125 | 100 | 204 | 736 | N | Natural Gas, Residual Fuel Oil | Y | N | N | 9999 | N |  | O/G Steam |  | 2037.0902 | 11828
2067_G_GT1 | MS | 28163 | YAZOO CITY PUBLIC SERVICE COMMISSION | Yazoo | 6314111 | 15463113 |  |  | 2067 | GT1 | 2816300005 | 002 | [7 empty] | 1 |  | 0.091 | 0.091 | 0.06 |  | 0.26 | 2019 | 70 | 9.5 | 973 | 7297.1668 | 102.9 | 221112 | -90.4189 | 32.8456 | 235 | 125 | 120 |  | 14.7 | N | Natural Gas, Distillate Fuel Oil | N | N | N | 9999 | N |  | Combined Cycle |  |  | 15000
2067_B_3 | MS | 28163 | YAZOO CITY PUBLIC SERVICE COMMISSION |  | 6314111 | 15463213 |  |  |  |  | 2816300005 | 001 | [7 empty] | 0.08 | [5 empty] | 0.02 | 2017 | 95 | 6.5 | 420 | 829.15 | 25 | 221112 | -90.4189 | 32.8456 | 126 | 125 | 100 |  |  |  |  | N | N | N |  | N
2083_G_1 | MO | 29001 | AMEREN MISSOURI KIRKSVILLE COMBUSTION TURBINE |  | 6996211 | 14719913 |  |  |  |  | 0006 | 43 | 0.3329 | 0.0004 | 0.0049 | 0.0049 | 0.0182 |  | 0.0832 | [8 empty] | 29 | 9.4 | 900 | -1 | 73.56 | 221112 | -92.5844 | 40.2242 | 13 | 125 | 120 |  |  |  |  | N | N | N |  | N
6650_G_1 | MO | 29007 | AMEREN MISSOURI MEXICO COMBUSTION TURBINE | Mexico | 6998211 | 14705313 | 6650 | CT01 | 6650 | 1 | 0012 | 547 | 1.8482 | 0.0032 | 0.0233 | 0.0238 | 0.0009 |  | 0.0069 | 3.5501 | 0.0062 | 0.0447 | 0.0457 | 0.0017 |  | 0.0133 | 2019 | 32 | 15 | 1050 | -1 | 103.8 | 221112 | -91.8334 | 39.1483 | 55 | 125 | 120 |  | 53 | N | Distillate Fuel Oil | Y | N | N | 9999 | N |  | Combustion Turbine |  | 7.76 | 15788
55234_G_GT2 | MO | 29007 | AMEREN MISSOURI AUDRAIN POWER STATION | Audrain Generating Station | 6998911 | 109323113 | 55234 | CT2 | 55234 | GT2 | 0053 | 11 | 0.9107 | 0.013 | 0.1387 | 0.1387 | 0.0411 |  | 1.1803 | 0.5 | 0.0132 | 0.1411 | 0.1411 | 0.0418 |  | 1.2007 | 2019 | 93 | 15 | 920 | -1 | 136.48 | 221112 | -91.5381 | 39.3075 | 175 | 125 | 120 | 205 | 75 | N | Natural Gas | Y | N | N | 9999 | N |  | Combustion Turbine |  | 63.34 | 11924
55234_G_GT3 | MO | 29007 | AMEREN MISSOURI AUDRAIN POWER STATION | Audrain Generating Station | 6998911 | 109323213 | 55234 | CT3 | 55234 | GT3 | 0053 | 12 | 0.8066 | 0.0115 | 0.1229 | 0.1229 | 0.0364 |  | 1.0454 | 0.4 | 0.0105 | 0.1119 | 0.1119 | 0.0332 |  | 0.9526 | 2019 | 93 | 15 | 920 | -1 | 136.48 | 221112 | -91.5381 | 39.3075 | 175 | 125 | 120 | 205 | 75 | N | Natural Gas | Y | N | N | 9999 | N |  | Combustion Turbine |  | 52.7 | 11924
55234_G_GT4 | MO | 29007 | AMEREN MISSOURI AUDRAIN POWER STATION | Audrain Generating Station | 6998911 | 109323313 | 55234 | CT4 | 55234 | GT4 | 0053 | 13 | 0.5316 | 0.0076 | 0.0809 | 0.0809 | 0.024 |  | 0.6889 | 0.5 | 0.0118 | 0.1257 | 0.1257 | 0.0372 |  | 1.0692 | 2019 | 93 | 15 | 920 | -1 | 136.48 | 221112 | -91.5381 | 39.3075 | 175 | 125 | 120 | 205 | 75 | N | Natural Gas | Y | N | N | 9999 | N |  | Combustion Turbine |  | 35.93 | 11924
55234_G_GT5 | MO | 29007 | AMEREN MISSOURI AUDRAIN POWER STATION | Audrain Generating Station | 6998911 | 109323413 | 55234 | CT5 | 55234 | GT5 | 0053 | 14 | 0.5186 | 0.0074 | 0.0789 | 0.0789 | 0.0234 |  | 0.6721 | 0.2 | 0.0056 | 0.0597 | 0.0597 | 0.0177 |  | 0.5085 | 2019 | 93 | 15 | 920 | -1 | 136.48 | 221112 | -91.5381 | 39.3075 | 175 | 125 | 120 | 205 | 75 | N | Natural Gas | Y | N | N | 9999 | N |  | Combustion Turbine |  | 34.77 | 11924
55234_G_GT6 | MO | 29007 | AMEREN MISSOURI AUDRAIN POWER STATION | Audrain Generating Station | 6998911 | 109323513 | 55234 | CT6 | 55234 | GT6 | 0053 | 15 | 0.4783 | 0.0068 | 0.0729 | 0.0729 | 0.0216 |  | 0.6199 | 0.3 | 0.0061 | 0.065 | 0.065 | 0.0193 |  | 0.5532 | 2019 | 93 | 15 | 920 | -1 | 136.48 | 221112 | -91.5381 | 39.3075 | 175 | 125 | 120 | 205 | 75 | N | Natural Gas | Y | N | N | 9999 | N |  | Combustion Turbine |  | 31.43 | 11924
55234_G_GT7 | MO | 29007 | AMEREN MISSOURI AUDRAIN POWER STATION | Audrain Generating Station | 6998911 | 109323613 | 55234 | CT7 | 55234 | GT7 | 0053 | 16 | 0.4288 | 0.0061 | 0.0653 | 0.0653 | 0.0193 |  | 0.5557 | 0.2 | 0.0042 | 0.0452 | 0.0452 | 0.0134 |  | 0.3853 | 2019 | 93 | 15 | 920 | -1 | 136.48 | 221112 | -91.5381 | 39.3075 | 175 | 125 | 120 | 205 | 75 | N | Natural Gas | Y | N | N | 9999 | N |  | Combustion Turbine |  | 26.98 | 11924
55234_G_GT8 | MO | 29007 | AMEREN MISSOURI AUDRAIN POWER STATION | Audrain Generating Station | 6998911 | 109323713 | 55234 | CT8 | 55234 | GT8 | 0053 | 17 | 0.4614 | 0.0066 | 0.0702 | 0.0702 | 0.0208 |  | 0.598 | 0.2001 | 0.0042 | 0.0449 | 0.0449 | 0.0133 |  | 0.3822 | 2019 | 93 | 15 | 920 | -1 | 136.48 | 221112 | -91.5381 | 39.3075 | 175 | 125 | 120 | 205 | 75 | N | Natural Gas | Y | N | N | 9999 | N |  | Combustion Turbine |  | 29.6 | 11924
55234_G_GT1 | MO | 29007 | AMEREN MISSOURI AUDRAIN POWER STATION | Audrain Generating Station | 6998911 | 14700413 | 55234 | CT1 | 55234 | GT1 | 0053 | 2 | 0.8623 | 0.0123 | 0.1313 | 0.1313 | 0.0389 |  | 1.1176 | 0.4 | 0.0114 | 0.1216 | 0.1216 | 0.036 |  | 1.0351 | 2019 | 93 | 15 | 920 | -1 | 136.48 | 221112 | -91.5381 | 39.3075 | 1160 | 125 | 120 | 205 | 75 | N | Natural Gas | Y | N | N | 9999 | N |  | Combustion Turbine |  | 58.83 | 11927
2115_G_SG1 | MO | 29013 | BUTLER MUNICIPAL POWER PLANT | Butler Municipal Power Plant | 7131711 | 14437613 |  |  | 2115 | SG1 | 0029 | 7 | [7 empty] | 0.1669 | 0.0004 | 0.0146 | 0.0146 | 0.0023 |  | 0.0121 | 2017 | 32.4 | 1.33 | 946 | -1 | 189.03 | 221112 | -94.3438 | 38.2642 | 2 | 125 | 160 |  | 1.8 | N | Distillate Fuel Oil | N | N | N | 9999 | N |  | Combustion Turbine |  |  | 18621
2115_G_NG2 | MO | 29013 | BUTLER MUNICIPAL POWER PLANT | Butler Municipal Power Plant | 7131711 | 14438113 |  |  | 2115 | NG2 | 0029 | 6 | [7 empty] | 0.134 | 0.0003 | 0.0117 | 0.0117 | 0.0018 |  | 0.0103 | 2017 | 32.4 | 1.33 | 946 | -1 | 189.03 | 221112 | -94.3438 | 38.2642 | 2 | 125 | 160 |  | 1.8 | N | Distillate Fuel Oil | N | N | N | 9999 | N |  | Combustion Turbine |  |  | 15639
2115_G_SG2 | MO | 29013 | BUTLER MUNICIPAL POWER PLANT | Butler Municipal Power Plant | 7131711 | 14438213 |  |  | 2115 | SG2 | 0029 | 8 | [7 empty] | 0.1703 | 0.0004 | 0.0149 | 0.0149 | 0.0023 |  | 0.0123 | 2019 | 32.4 | 1.33 | 946 | -1 | 189.03 | 221112 | -94.3438 | 38.2642 | 2 | 125 | 160 |  | 1.8 | N | Distillate Fuel Oil | N | N | N | 9999 | N |  | Combustion Turbine |  |  | 15847
2115_G_NG1 | MO | 29013 | BUTLER MUNICIPAL POWER PLANT | Butler Municipal Power Plant | 7131711 | 14438313 |  |  | 2115 | NG1 | 0029 | 5 | [7 empty] | 0.1289 | 0.0003 | 0.0112 | 0.0112 | 0.0018 |  | 0.0093 | 2017 | 32.4 | 1.33 | 946 | -1 | 72.37 | 221112 | -94.3438 | 38.2642 | 2 | 125 | 160 |  | 1.8 | N | Distillate Fuel Oil | N | N | N | 9999 | N |  | Combustion Turbine |  |  | 19621
55447_G_CT04 | MO | 29019 | COLUMBIA ENERGY CENTER PEABODY ROAD | Columbia Energy Center | 6345611 | 15427813 |  |  | 55447 | CT04 | 0105 | 1 | [7 empty] | 1.0836 | 0.0439 | 0.0851 | 0.0851 | 0.0271 |  | 1.0578 | 2019 | 46 | 11 | 974 | -1 | 138.45 | 221112 | -92.2613 | 39.0179 | 2180 | 125 | 120 |  | 35 | N | Natural Gas | Y | N | N | 9999 | Y | 55447_G_CT04;55447_G_CT01;55447_G_CT02;55447_G_CT03 | Combustion Turbine |  |  | 13304
2123_G_6 | MO | 29019 | COLUMBIA MUNICIPAL POWER PLANT | Columbia (MO) | 7164511 | 14383213 | 2123 |  | 2123 | 6 | 0002 | 2525 | 1.9584 | 0.0208 | 0.0404 | 0.0404 | 0.0129 |  | 0.5018 | 1.4688 | 0.0156 | 0.0303 | 0.0303 | 0.0096 |  | 0.3764 | 2019 | [5 empty] | 221112 | -92.3175 | 38.9656 | 260 | 125 | 120 |  | 12.5 | N | Natural Gas | N | N | N | 9999 | N |  | Combustion Turbine |  |  | 16463
2123_B_8 | MO | 29019 | COLUMBIA MUNICIPAL POWER PLANT | Columbia (MO) | 7164511 | 14383913 | 2123 | 8 | 2123 | 8 | 0002 | 2037 | 29.12 | 0.0624 | 0.7904 | 0.7904 | 0.572 | 0.3328 | 8.736 | 3.088 | 0.0894 | 1.1324 | 1.1324 | 0.8195 | 0.4768 | 0.304 | 2019 | 63 | 5 | 320 | -1 | 69 | 221112 | -92.3175 | 38.9656 | 490 | 125 | 100 | 205 | 35 | N | Natural Gas | Y | N | N | 9999 | N |  | O/G Steam |  | 1387.02 | 13380
2098_G_5 | MO | 29021 | KCP AND L GREATER MISSOURI OPERATIONS CO LAKE ROAD GENERATING STATION | Lake Road (MO) | 6346411 | 15421913 | 2098 | GT5 | 2098 | 5 | 0004 | 3185 | 19.3028 | 0.2386 | 0.182 | 0.182 | 0.0565 | 0.1759 | 2.2001 | 121.834 | 6.551 | 1.1121 | 1.1121 | 0.3202 | 0.9678 | 12.3738 | 2019 | 52 | 12.37 | 435 | -1 | 130.57 | 221112 | -94.8758 | 39.7253 | 867 | 125 | 120 |  | 61.9 | N | Natural Gas | Y | N | N | 9999 | N |  | Combustion Turbine |  | 162.64 | 22351
2098_B_5 | MO | 29021 | KCP AND L GREATER MISSOURI OPERATIONS CO LAKE ROAD GENERATING STATION | Lake Road (MO) | 6346411 | 15422013 |  |  | 2098 | 5 | 0004 | 3189 | 663.0973 | 429.3765 | 14.0606 | 19.3272 | 3.6539 | 0.2942 | 8.5695 | 664.839 | 426.0378 | 16.5992 | 25.0129 | 3.7613 | 1.9286 | 16.11 | 2019 | 150 | 7 | 314 | -1 | 56.04 | 221112 | -94.8758 | 39.7253 | 14 | 125 | 100 | 128 | 15.5 | Y | Natural Gas | N | N | N | 9999 | N |  | O/G Steam |  |  | 10957
2098_G_7 | MO | 29021 | KCP AND L GREATER MISSOURI OPERATIONS CO LAKE ROAD GENERATING STATION | Lake Road (MO) | 6346411 | 15422113 |  |  | 2098 | 7 | 0004 | 3183 | 0.8272 | 0.0095 | 0.0108 | 0.0108 | 0.0004 |  | 0.0031 | 3.0105 | 0.0346 | 0.0393 | 0.0393 | 0.0014 |  | 0.0113 | 2019 | 20 | 11 | 425 | -1 | 62.36 | 221112 | -94.8758 | 39.7253 | 68 | 125 | 120 |  | 21.1 | N | Distillate Fuel Oil | N | N | N | 9999 | N |  | Combustion Turbine |  |  | 21739
2098_G_6 | MO | 29021 | KCP AND L GREATER MISSOURI OPERATIONS CO LAKE ROAD GENERATING STATION | Lake Road (MO) | 6346411 | 15422313 |  |  | 2098 | 6 | 0004 | 3184 | 0.8584 | 0.0099 | 0.0112 | 0.0112 | 0.0004 |  | 0.0032 | 4.6211 | 0.053 | 0.0604 | 0.0604 | 0.0022 |  | 0.0173 | 2019 | 20 | 11 | 425 | -1 | 62.36 | 221112 | -94.8758 | 39.7253 |  | 125 | 120 |  | 20.9 | N | Distillate Fuel Oil | Y | N | N | 9999 | N |  | Combustion Turbine |  |  | 21958
2098_G_6 | MO | 29021 | KCP AND L GREATER MISSOURI OPERATIONS CO LAKE ROAD GENERATING STATION |  | 6346411 | 15422413 | 2098 | 6 |  |  | 0004 | 3187 | 419.5196 | 274.8079 | 8.513 | 10.3955 | 4.0358 | 0.5979 | 28.5576 | 13.999 | 0.83 | 0.6573 | 0.6573 | 0.4757 | 0.2768 | 7.2648 | 2019 | 225 | 10 | 314 | -1 | 27.45 | 221112 | -94.8758 | 39.7253 | 1570 | 125 | 100 | 204 |  |  |  | Y | N | N |  | N |  |  |  | 3114.5103
2098_B_1 | MO | 29021 | KCP AND L GREATER MISSOURI OPERATIONS CO LAKE ROAD GENERATING STATION | Lake Road (MO) | 6346411 | 15422513 |  |  | 2098 | 1 | 0004 | 2526 | 2.698 | 0.006 | 0.0732 | 0.0732 | 0.053 | 0.0308 | 0.8094 | 5.376 | 0.0115 | 0.1459 | 0.1459 | 0.1056 | 0.0614 | 1.6128 | 2019 | 92 | 4.4 | 785 | -1 | 74.18 | 221112 | -94.8758 | 39.7253 | 5 | 125 | 100 |  | 5.6 | Y | Natural Gas | N | Y | N | 9999 | N |  | O/G Steam |  |  | 10957
2098_B_2 | MO | 29021 | KCP AND L GREATER MISSOURI OPERATIONS CO LAKE ROAD GENERATING STATION | Lake Road (MO) | 6346411 | 15422613 |  |  | 2098 | 2 | 0004 | 2639 | 4.2877 | 0.0094 | 0.1164 | 0.1164 | 0.0842 | 0.049 | 1.2863 | 3.0472 | 0.0065 | 0.0827 | 0.0827 | 0.0599 | 0.0348 | 0.9142 | 2019 | 92 | 4.4 | 785 | -1 | 74.18 | 221112 | -94.8758 | 39.7253 | 5 | 125 | 100 |  | 5.6 | Y | Natural Gas | N | Y | N | 9999 | N |  | O/G Steam |  |  | 10957
2098_B_4 | MO | 29021 | KCP AND L GREATER MISSOURI OPERATIONS CO LAKE ROAD GENERATING STATION | Lake Road (MO) | 6346411 | 15422813 |  |  | 2098 | 4 | 0004 | 3008 | 21.2407 | 0.135 | 0.5878 | 0.5973 | 0.4138 | 0.2493 | 6.3447 | 35.486 | 0.2895 | 0.9905 | 1.0132 | 0.6904 | 0.4214 | 10.5792 | 2019 | 150 | 6 | 327 | -1 | 67.2 | 221112 | -94.8758 | 39.7253 | 12 | 125 | 100 |  | 12.4 | Y | Natural Gas | N | N | N | 2025 | N |  | O/G Steam |  |  | 10957
2098_B_8 | MO | 29021 | KCP AND L GREATER MISSOURI OPERATIONS CO LAKE ROAD GENERATING STATION | Lake Road (MO) | 6346411 | 58923713 |  |  | 2098 | 8 | 0004 | 3190 | 21.7037 | 0.3027 | 3.7828 | 3.7833 | 2.7371 | 1.5929 | 4.728 | 21.0433 | 0.2896 | 3.6681 | 3.6681 | 2.6545 | 1.5445 | 4.5851 | 2019 | 225 | 10 | 300 | -1 | 50 | 221112 | -94.8773 | 39.7245 | 358 | 125 | 100 |  | 1.9 | Y | Natural Gas | N | N | N | 9999 | N |  | O/G Steam |  |  | 10957
7392_G_2 | MO | 29023 | POPLAR BLUFF MUNICIPAL UTILITIES GENERATING PLANT | Poplar Bluff Generating Station | 6321511 | 16016613 |  |  | 7392 | 2 | 0050 | 3220 | 1.9748 | 0.0265 | 0.0204 | 0.0204 | 0.0862 | 0.0119 | 0.3072 | 5.5981 | 0.037 | 0.0389 | 0.0389 | 0.2362 | 0.0346 | 0.2481 | 2019 | 62.1 | 4.5 | 920 | -1 | 1.57 | 221112 | -90.3907 | 36.7594 | 7 | 125 | 160 |  | 7 | N | Distillate Fuel Oil | N | N | N | 9999 | N |  | Combustion Turbine |  |  | 11078
7392_G_1 | MO | 29023 | POPLAR BLUFF MUNICIPAL UTILITIES GENERATING PLANT | Poplar Bluff Generating Station | 6321511 | 16016813 |  |  | 7392 | 1 | 0050 | 3219 | 2.0908 | 0.0323 | 0.0227 | 0.0227 | 0.0921 | 0.0125 | 0.3301 | 2.7007 | 0.0181 | 0.0235 | 0.0235 | 0.1141 | 0.0167 | 0.1198 | 2017 | 62.1 | 4.5 | 920 | -1 | 1.57 | 221112 | -90.3907 | 36.7594 | 7 | 125 | 160 |  | 7 | N | Distillate Fuel Oil | N | N | N | 9999 | N |  | Combustion Turbine |  |  | 11092
2126_G_IC3 | MO | 29027 | FULTON POWER PLANT FULTON | Fulton (MO) | 6323111 | 15998713 |  |  | 2126 | IC3 | 0007 | 3662 | 0.8723 | 0.0001 | 0.018 | 0.018 | 0.0057 | 0.0481 | 0.2235 | 0.661 | 0.0001 | 0.0136 | 0.0136 | 0.0043 | 0.0365 | 0.1694 | 2019 | 35 | 6 | 1100 | -1 | 0.2 | 221112 | -91.9476 | 38.8683 | 6 | 125 | 120 |  | 6.2 | N | Natural Gas, Distillate Fuel Oil | N | N | N | 9999 | N |  | Combustion Turbine |  |  | 12315
2126_G_GT4 | MO | 29027 | FULTON POWER PLANT FULTON | Fulton (MO) | 6323111 | 15999013 |  |  | 2126 | GT4 | 0007 | 3664 | 0.09 | 0.0059 | 0.0021 | 0.0021 | 0.0073 | 0.0004 | 0.0194 | [7 empty] | 2017 | 45 | 3 | 650 | -1 | 0.2 | 221112 | -91.9476 | 38.8683 | 15 | 125 | 160 |  | 15 | N | Natural Gas, Distillate Fuel Oil | N | N | N | 9999 | N |  | Combustion Turbine |  |  | 23583
2137_G_7 | MO | 29031 | JACKSON MUNICIPAL UTILITIES | Jackson (MO) | 6339311 | 15967313 |  |  | 2137 | 7 | 0061 | 4022 | [7 empty] | 0.6515 | 0.0003 | 0.0112 | 0.0117 | 0.0171 |  | 0.1726 | 2017 | 36 | 3 | 400 | -1 | 56.67 | 221112 | -89.662 | 37.3845 | 6 | 125 | 160 |  | 6.5 | N | Natural Gas, Distillate Fuel Oil | N | N | N | 9999 | N |  | Combustion Turbine |  |  | 20500
2120_G_11 | MO | 29033 | CARROLLTON MUNICIPAL UTILITIES | Carrollton | 7326011 | 11020613 |  |  | 2120 | 11 | 0022 | 4438 | 0.0151 | 0.001 | 0.0004 | 0.0004 |  | 0.0001 | 0.0033 | [8 empty] | 18 | 0.83 | 860 | -1 | 3.14 | 221112 | -93.5023 | 39.3512 | 2 | 125 | 160 |  | 1.8 | N | Distillate Fuel Oil | N | N | N | 9999 | N |  | Combustion Turbine |  |  | 25000
2120_G_10 | MO | 29033 | CARROLLTON MUNICIPAL UTILITIES | Carrollton | 7326011 | 11021213 |  |  | 2120 | 10 | 0022 | 4431 | 0.0079 | 0.0005 | 0.0002 | 0.0002 |  |  | 0.0017 | [8 empty] | 33 | 2 | 760 | -1 | 10.32 | 221112 | -93.5023 | 39.3512 | 6 | 125 | 160 |  | 6 | N | Natural Gas, Distillate Fuel Oil | N | N | N | 9999 | N |  | Combustion Turbine |  |  | 18000
2120_G_9 | MO | 29033 | CARROLLTON MUNICIPAL UTILITIES | Carrollton | 7326011 | 11021413 |  |  | 2120 | 9 | 0022 | 4430 | 0.0272 | 0.0018 | 0.0006 | 0.0006 |  | 0.0001 | 0.0059 | [8 empty] | 32 | 2.5 | 816 | -1 | 17.59 | 221112 | -93.5023 | 39.3512 | 4 | 125 | 160 |  | 3.7 | N | Natural Gas, Distillate Fuel Oil | N | N | N | 9999 | N |  | Combustion Turbine |  |  | 18000
2120_G_8 | MO | 29033 | CARROLLTON MUNICIPAL UTILITIES | Carrollton | 7326011 | 11021513 |  |  | 2120 | 8 | 0022 | 4429 | 0.2688 | 0.0083 | 0.0039 | 0.0039 | 0.0058 | 0.0015 | 0.0473 | [8 empty] | 30 | 2.5 | 940 | -1 | 19.3 | 221112 | -93.5023 | 39.3512 | 4 | 125 | 160 |  | 3.7 | N | Natural Gas, Distillate Fuel Oil | N | N | N | 9999 | N |  | Combustion Turbine |  |  | 18000
2120_G_7 | MO | 29033 | CARROLLTON MUNICIPAL UTILITIES | Carrollton | 7326011 | 11021713 |  |  | 2120 | 7 | 0022 | 4428 | 0.5492 | 0.0045 | 0.0049 | 0.0049 | 0.0197 | 0.0034 | 0.0821 | [8 empty] | 43.5 | 3.5 | 965 | -1 | 15.39 | 221112 | -93.5023 | 39.3512 | 2 | 125 | 160 |  | 2.5 | N | Natural Gas, Distillate Fuel Oil | N | N | N | 9999 | N |  | Combustion Turbine |  |  | 18000
56151_G_GT1 | MO | 29037 | EVERGY INC SOUTH HARPER GENERATING STATION | South Harper | 10734511 | 59224813 | 56151 | 1 | 56151 | GT1 | 0063 | 1 | 0.972 | 0.0104 | 0.1149 | 0.1149 | 0.0366 |  | 1.4273 | 44.992 | 0.102 | 1.1238 | 1.1238 | 0.3576 |  | 13.9621 | 2019 | 70 | 25 | 1000 | -1 | 22.48 | 221112 | -94.4809 | 38.6817 | 1460 | 125 | 120 | 205 | 101.2 | N | Natural Gas | Y | N | N | 9999 | N |  | Combustion Turbine |  | 34.16 | 14337
56151_G_GT3 | MO | 29037 | EVERGY INC SOUTH HARPER GENERATING STATION | South Harper | 10734511 | 59224913 | 56151 | 3 | 56151 | GT3 | 0063 | 3 | 0.757 | 0.0076 | 0.0834 | 0.0834 | 0.0265 |  | 1.0364 | 25.754 | 0.1179 | 1.297 | 1.297 | 0.4127 |  | 16.1145 | 2019 | 70 | 25 | 1000 | -1 | 22.48 | 221112 | -94.4809 | 38.6817 | 1460 | 125 | 120 | 205 | 100 | N | Natural Gas | Y | N | N | 9999 | N |  | Combustion Turbine |  | 24.58 | 14337
56151_G_GT2 | MO | 29037 | EVERGY INC SOUTH HARPER GENERATING STATION | South Harper | 10734511 | 59225013 | 56151 | 2 | 56151 | GT2 | 0063 | 2 | 0.929 | 0.0106 | 0.1171 | 0.1171 | 0.0372 |  | 1.4542 | 42.883 | 0.096 | 1.0508 | 1.0508 | 0.3343 |  | 13.0554 | 2019 | 70 | 25 | 1000 | -1 | 22.48 | 221112 | -94.4809 | 38.6817 | 1460 | 125 | 120 | 205 | 102.1 | N | Natural Gas | Y | N | N | 9999 | N |  | Combustion Turbine |  | 34.64 | 14337
2092_G_3 | MO | 29037 | KCP AND L GREATER MISSOURI OPERATIONS CO RALPH GREEN GENERATING STATION | Ralph Green | 7357911 | 11009513 | 2092 | 3 | 2092 | 3 | 0003 | 4812 | 16.2089 | 0.0549 | 0.604 | 0.604 | 0.1922 |  | 2.7454 | 17.763 | 0.062 | 0.6846 | 0.6846 | 0.2178 |  | 3.1116 | 2019 | 52 | 13.25 | 1005 | -1 | 159.98 | 221112 | -94.2767 | 38.787 | 1190 | 125 | 120 | 213 | 70.9 | N | Natural Gas | Y | N | N | 9999 | N |  | Combustion Turbine |  | 542.42 | 23157
55178_G_CT-2 | MO | 29037 | DOGWOOD ENERGY FACILITY | Dogwood Energy Facility | 7359211 | 10993713 | 55178 | CT-2 | 55178 | CT-2 | 0056 | 2 | 50.3979 | 0.3017 | 20.2545 | 20.2545 | 4.0686 | 6.6555 | 6.0088 | 70.9012 | 0.4148 | 30.8424 | 30.8424 | 5.9452 | 9.5413 | 9.1606 | 2019 | 170 | 17.7 | 200 | -1 | 125 | 221112 | -94.3006 | 38.7931 | 2370 | 125 | 120 | 139&205 | 177.7 | N | Natural Gas | Y | N | N | 9999 | N |  | Combined Cycle |  | 3654.3086 | 7852
55178_G_CT-1 | MO | 29037 | DOGWOOD ENERGY FACILITY | Dogwood Energy Facility | 7359211 | 10993813 | 55178 | CT-1 | 55178 | CT-1 | 0056 | 1 | 50.1961 | 0.2833 | 20.0008 | 20.0008 | 4.0152 | 6.5661 | 5.9337 | 64.3864 | 0.3768 | 28.9941 | 28.9941 | 5.6131 | 9.0037 | 8.6107 | 2017 | 170 | 17.7 | 200 | -1 | 125 | 221112 | -94.3006 | 38.7931 | 2370 | 125 | 120 | 139&205 | 180.2 | N | Natural Gas | Y | N | N | 9999 | N |  | Combined Cycle |  | 3654.1687 | 7852
55178_G_ST-1 | MO | 29037 | DOGWOOD ENERGY FACILITY | Dogwood Energy Facility | 7359211 | 10993913 |  |  | 55178 | ST-1 | 0056 | 4 | 1.0145 | 0.0061 | 0.0771 | 0.0771 | 0.0558 |  | 0.8522 | 0.6975 | 0.0042 | 0.053 | 0.053 | 0.0384 |  | 0.5859 | 2019 | 36 | 1.83 | 89 | -1 | 27.98 | 221112 | -94.3006 | 38.7931 | 250 | 125 | 100 |  | 254.5 | N | Natural Gas | N | Y | N | 9999 | N |  | Combined Cycle |  |  | 7852
56896_G_1 | MO | 29051 | AMERESCO JEFFERSON CITY LLC | Ameresco Jefferson City | 13577611 | 79204913 |  |  | 56896 | 1 | 0075 | 1 | 9.1324 | 1.1857 | 2.0048 | 2.0429 | 8.2229 |  | 40.2431 | 6.4277 | 2.315 | 0.006 | 0.006 | 0.834 |  | 23.9932 | 2019 | 30 | 1.5 | 360 | 51 | 28.8484 | 221118 | -92.0451 | 38.5539 | 11.4 | 125 | 160 | 205 | 0.9 | N | Landfill Gas | N | Y | N | 9999 | N |  | Landfill Gas |  |  | 13500
56896_G_2 | MO | 29051 | AMERESCO JEFFERSON CITY LLC | Ameresco Jefferson City | 13577611 | 79205013 |  |  | 56896 | 2 | 0075 | 2 | 8.3353 | 1.1757 | 1.9879 | 2.0256 | 8.896 |  | 40.4432 | 5.0512 | 2.2452 | 0.0058 | 0.0058 | 0.9683 |  | 22.2437 | 2019 | 30 | 1.5 | 360 | 51 | 28.8484 | 221118 | -92.0451 | 38.5539 | 10 | 125 | 160 | 205 | 0.9 | N | Landfill Gas | N | Y | N | 9999 | N |  | Landfill Gas |  |  | 13500
56896_G_3 | MO | 29051 | AMERESCO JEFFERSON CITY LLC | Ameresco Jefferson City | 13577611 | 79205113 |  |  | 56896 | 3 | 0075 | 3 | 9.0726 | 1.1406 | 1.9285 | 1.9651 | 8.4702 |  | 38.3984 | 5.7297 | 2.1434 | 0.0055 | 0.0055 | 1.0154 |  | 22.3058 | 2019 | 30 | 1.5 | 360 | 51 | 28.8484 | 221118 | -92.0451 | 38.5539 | 10 | 125 | 160 | 205 | 0.9 | N | Landfill Gas | N | Y | N | 9999 | N |  | Landfill Gas |  |  | 13500
6652_G_1 | MO | 29051 | AMEREN MISSOURI MOREAU COMBUSTION TURBINE | Moreau | 7542511 | 11994813 | 6652 | CT01 | 6652 | 1 | 0008 | 6190 | 2.2665 | 0.0039 | 0.0282 | 0.0287 | 0.0011 | 0.0537 | 0.0085 | 10.4356 | 0.0179 | 0.1298 | 0.1321 | 0.0049 | 0.2474 | 0.0391 | 2019 | 32 | 15 | 1050 | 18269.12 | 103.8 | 221112 | -92.1024 | 38.5556 | 55 | 125 | 120 |  | 53 | N | Distillate Fuel Oil | Y | N | N | 9999 | N |  | Combustion Turbine |  | 9.8 | 22314
2082_G_1 | MO | 29051 | AMEREN MISSOURI FAIRGROUNDS COMBUSTION TURBINE | Fairgrounds | 7543511 | 11983013 | 2082 | CT01 | 2082 | 1 | 0049 | 5928 | 1.8666 | 0.0032 | 0.0233 | 0.0237 | 0.0009 | 0.0443 | 0.007 | 2.1973 | 0.0038 | 0.0273 | 0.0278 | 0.001 | 0.0521 | 0.0082 | 2019 | 32 | 15 | 1050 | -1 | 103.8 | 221112 | -92.2203 | 38.5934 | 55 | 125 | 120 |  | 54 | N | Distillate Fuel Oil | Y | N | N | 9999 | N |  | Combustion Turbine |  | 7.35 | 23497
2142_G_8 | MO | 29069 | MALDEN MUNICIPAL POWER AND LIGHT S BECKWITH | Malden | 6031211 | 24468213 |  |  | 2142 | 8 | 0034 | 6822 | 0.305 | 0.02 | 0.0071 | 0.0071 | 0.0162 |  | 0.0657 | 1.7999 | 0.1183 | 0.0417 | 0.0417 | 0.0957 |  | 0.3874 | 2019 | 30 | 2 | 450 | -1 | 67.5 | 221112 | -89.9683 | 36.5554 | 4 | 125 | 160 |  | 3.8 | N | Distillate Fuel Oil | N | N | N | 9999 | N |  | Combustion Turbine |  |  | 10745
2139_G_13 | MO | 29069 | KENNETT GENERATING PLANT ANTHONY STREET | Kennett | 6031511 | 24467213 |  |  | 2139 | 13 | 0063 | 6785 | 2.279 | 0.0046 | 0.1007 | 0.1007 | 0.5153 |  | 0.0412 | 1.3276 | 0.0027 | 0.0587 | 0.0587 | 0.3002 |  | 0.2225 | 2019 | 51.8 | 3.312 | 741 | -1 | 91 | 221112 | -90.0512 | 36.2342 | 6 | 125 | 160 | 203 | 5.7 | N | Natural Gas | N | N | N | 9999 | N |  | Combustion Turbine |  |  | 18000
2139_G_12 | MO | 29069 | KENNETT GENERATING PLANT ANTHONY STREET | Kennett | 6031511 | 24467313 |  |  | 2139 | 12 | 0063 | 6784 | 2.383 | 0.0049 | 0.0358 | 0.0358 | 0.4055 |  | 0.0341 | 1.4277 | 0.0029 | 0.0214 | 0.0214 | 0.2429 |  | 0.1966 | 2019 | 51.8 | 3.312 | 736 | -1 | 90.56 | 221112 | -90.0512 | 36.2342 | 6 | 125 | 160 | 203 | 5.7 | N | Natural Gas | N | N | N | 9999 | N |  | Combustion Turbine |  |  | 18000
2139_G_11 | MO | 29069 | KENNETT GENERATING PLANT ANTHONY STREET | Kennett | 6031511 | 24467413 |  |  | 2139 | 11 | 0063 | 6783 | 0.1582 |  | 0.0011 | 0.0011 | 0.0065 |  | 0.0222 | [8 empty] | 56 | 3 | 692 | -1 | 67.5 | 221112 | -90.0512 | 36.2342 | 6 | 125 | 160 |  | 5.6 | N | Natural Gas, Distillate Fuel Oil | N | N | N | 9999 | N |  | Combustion Turbine |  |  | 18000
2139_G_10 | MO | 29069 | KENNETT GENERATING PLANT ANTHONY STREET | Kennett | 6031511 | 24467713 |  |  | 2139 | 10 | 0063 | 6782 | 10.9874 | 0.7222 | 0.2547 | 0.2547 | 0.8968 |  | 2.3648 | 1.706 | 0.0008 | 0.0294 | 0.0306 | 0.0448 |  | 0.4518 | 2019 | 56 | 3 | 617 | -1 | 72.9 | 221112 | -90.0512 | 36.2342 | 6 | 125 | 160 |  | 5.6 | N | Natural Gas, Distillate Fuel Oil | N | N | N | 9999 | N |  | Combustion Turbine |  |  | 18000
7604_G_1 | MO | 29069 | ST FRANCIS POWER PLANT CAMPBELL | St Francis Energy Facility | 6031711 | 24465413 | 7604 | 1 | 7604 | 1 | 0066 | 1 | 15.3403 | 0.708 | 0.82746 | 1.8388 | 3.6714 | 10.4705 | 10.2798 | 22.8999 | 1.1 | 0.0118 | 5.1864 | 5.4758 | 16.3188 | 18.976 | 2019 | 100 | 18.5 | 200 | -1 | 66.56 | 221112 | -90.1768 | 36.5847 | 1760 | 125 | 120 | 139&205 | 207 | N | Natural Gas | Y | N | N | 9999 | N |  | Combined Cycle |  | 1828.2993 | 7517
7604_G_2 | MO | 29069 | ST FRANCIS POWER PLANT CAMPBELL | St Francis Energy Facility | 6031711 | 24465613 | 7604 | 2 | 7604 | 2 | 0066 | 11 | 15.8975 | 1.0001 | 1.4408 | 3.2017 | 0.6617 | 14.6573 | 17.0757 | 21.2946 | 1.1001 | 0.0126 | 7.1076 | 0.9346 | 17.3951 | 23.7698 | 2019 | 100 | 18.5 | 200 | -1 | 66.56 | 221112 | -90.1768 | 36.5847 | 2050 | 125 | 120 | 139&205 | 218 | N | Natural Gas | Y | N | N | 9999 | N |  | Combined Cycle |  | 2544.7097 | 7517
2103_B_1 | MO | 29071 | AMEREN MISSOURI LABADIE ENERGY CENTER | Labadie | 6032111 | 24463913 | 2103 | 1 | 2103 | 1 | 0003 | 6964 | 1757.6 | 8169.48 | 352.3965 | 530.4125 | 67.2991 | 0.6334 | 561.3455 | 1535.96 | 7619.36 | 301.5024 | 453.8334 | 57.5815 | 0.542 | 480.1638 | 2019 | 700 | 20.5 | 340 | -1 | 92 | 221112 | -90.8373 | 38.5642 | 6180 | 125 | 100 | 128&204&205 | 593 | N | Subbituminous | Y | N | N | 9999 | N |  | Coal Steam |  | 7708.5405 | 10396
2103_B_2 | MO | 29071 | AMEREN MISSOURI LABADIE ENERGY CENTER | Labadie | 6032111 | 24464013 | 2103 | 2 | 2103 | 2 | 0003 | 7087 | 1803.03 | 8101.57 | 352.8236 | 531.0742 | 67.3822 | 0.6343 | 561.9406 | 1473.73 | 7425.585 | 293.3116 | 441.5074 | 56.0175 | 0.5273 | 467.1059 | 2017 | 700 | 20.5 | 340 | -1 | 92 | 221112 | -90.8373 | 38.5642 | 6180 | 125 | 100 | 128&204&205 | 593 | N | Subbituminous | Y | N | N | 9999 | N |  | Coal Steam |  | 7538.6304 | 10397
2103_B_3 | MO | 29071 | AMEREN MISSOURI LABADIE ENERGY CENTER | Labadie | 6032111 | 24464113 | 2103 | 3 | 2103 | 3 | 0003 | 7262 | 1650.3 | 8068.52 | 343.381 | 516.836 | 65.5771 | 0.6172 | 547.0183 | 2067.585 | 10103.7 | 392.588 | 590.941 | 74.9774 | 0.7058 | 625.2154 | 2019 | 700 | 20.5 | 340 | -1 | 92 | 221112 | -90.8373 | 38.5642 | 6110 | 125 | 100 | 128&204&205 | 593 | N | Subbituminous | Y | N | N | 9999 | N |  | Coal Steam |  | 7680.1099 | 10427
2103_B_4 | MO | 29071 | AMEREN MISSOURI LABADIE ENERGY CENTER | Labadie | 6032111 | 24464513 | 2103 | 4 | 2103 | 4 | 0003 | 7408 | 1365.12 | 6773.78 | 289.2188 | 435.3304 | 55.2345 | 0.5199 | 460.6625 | 1805.533 | 9325.965 | 363.4911 | 547.1459 | 69.4206 | 0.6535 | 578.8642 | 2019 | 700 | 20.5 | 340 | -1 | 92 | 221112 | -90.8373 | 38.5642 | 6110 | 125 | 100 | 128&204&205 | 593 | N | Subbituminous | Y | N | N | 9999 | N |  | Coal Steam |  | 6677.4595 | 10397
2161_B_5 | MO | 29077 | CITY UTILITIES OF SPRINGFIELD MISSOURI JAMES RIVER POWER PLANT |  | 7494511 | 11237413 | 2161 | 5 |  |  | 0005 | 1316 | 40.3029 | 0.9 | 2.9652 | 2.9652 | 2.1458 | 0 | 9.9 | [8 empty] | 350 | 8.33 | 300 | -1 | 84.1 | 221112 | -93.2583 | 37.1082 | 1160 | 125 | 100 | 127&140&204&205 |  |  |  | Y | N | N |  | N |  |  |  | 1348.6799
2161_G_GT2 | MO | 29077 | CITY UTILITIES OF SPRINGFIELD MISSOURI JAMES RIVER POWER PLANT | James River Power Station | 7494511 | 11237613 | 2161 | **GT2 | 2161 | GT2 | 0005 | 1312 | 39.4001 | 0.1082 | 3.064 | 3.2852 | 0.8058 | 1.7271 | 16.3185 | 78.2778 | 0.1807 | 4.0282 | 4.0282 | 2.276 | 3.3334 | 20.1794 | 2019 | 52 | 12 | 1014 | -1 | 136.55 | 221112 | -93.2583 | 37.1082 | 1030 | 125 | 120 | 213 | 80 | N | Natural Gas, Distillate Fuel Oil | Y | N | N | 9999 | N |  | Combustion Turbine |  | 858.4198 | 14274
2161_G_GT1 | MO | 29077 | CITY UTILITIES OF SPRINGFIELD MISSOURI JAMES RIVER POWER PLANT | James River Power Station | 7494511 | 11237913 | 2161 | **GT1 | 2161 | GT1 | 0005 | 1313 | 36.1313 | 0.0951 | 2.8261 | 3.0102 | 0.1373 |  | 6.2811 | 60.853 | 0.1567 | 3.1596 | 3.1596 | 0.4266 |  | 9.2556 | 2019 | 52 | 11 | 1014 | -1 | 136.55 | 221112 | -93.2583 | 37.1082 | 1060 | 125 | 120 | 213 | 75 | N | Natural Gas, Distillate Fuel Oil | Y | N | N | 9999 | N |  | Combustion Turbine |  | 798.9402 | 14274
2161_B_4 | MO | 29077 | CITY UTILITIES OF SPRINGFIELD MISSOURI JAMES RIVER POWER PLANT |  | 7494511 | 11238613 | 2161 | 4 |  |  | 0005 | 1317 | 27.18 | 0.7 | 1.9061 | 1.9061 | 1.3794 | 0 | 10.5 | [8 empty] | 200 | 12 | 300 | -1 | 25.93 | 221112 | -93.2583 | 37.1082 | 682 | 125 | 100 | 127&140&204&205 |  |  |  | Y | N | N |  | N |  |  |  | 1244.8002
6195_G_GT1A | MO | 29077 | CITY UTILITIES OF SPRINGFIELD MISSOURI JOHN TWITTY ENERGY CENTER |  | 7496411 | 11215013 | 6195 | CT1A |  |  | 0039 | 964 | 9.1001 | 0.0357 | 0.3929 | 0.5379 | 0.7248 |  | 6.6727 | 5.2151 | 0.0169 | 0.3651 | 0.3651 | 0.4964 |  | 4.57 | 2019 | 47 | 12.36 | 825 | -1 | 79 | 221112 | -93.3877 | 37.1529 | 52 | 125 | 120 | 213 |  |  |  | Y | N | N |  | N |  |  |  | 481.5901
6195_B_1 | MO | 29077 | CITY UTILITIES OF SPRINGFIELD MISSOURI JOHN TWITTY ENERGY CENTER | John Twitty Energy Center | 7496411 | 11215213 | 6195 | 1 | 6195 | 1 | 0039 | 984 | 318.6795 | 2848.0689 | 40.472 | 40.472 | 14.1343 | 2.5529 | 128.5275 | 180.0976 | 1017.8307 | 28.2669 | 28.2669 | 7.3328 | 1.3671 | 63.058 | 2019 | 385 | 12 | 295 | -1 | 78.35 | 221112 | -93.3877 | 37.1529 | 1990 | 125 | 100 | 127&139 | 184 | N | Subbituminous | Y | N | N | 9999 | N |  | Coal Steam |  | 6057.4805 | 10328
6195_G_GT1 | MO | 29077 | CITY UTILITIES OF SPRINGFIELD MISSOURI JOHN TWITTY ENERGY CENTER | John Twitty Energy Center | 7496411 | 11216513 | 6195 | CT1B | 6195 | GT1 | 0039 | 963 | 8.0003 | 0.0339 | 0.375 | 0.6276 | 0.6897 |  | 6.3494 | 5.8816 | 0.0173 | 0.5561 | 0.5561 | 0.5402 |  | 4.9735 | 2019 | 47 | 12.36 | 875 | -1 | 99.16 | 221112 | -93.3877 | 37.1529 | 52 | 125 | 120 | 213 | 52 | N | Natural Gas | Y | N | N | 9999 | N |  | Combustion Turbine |  | 475.6202 | 15558
6195_G_GT2A | MO | 29077 | CITY UTILITIES OF SPRINGFIELD MISSOURI JOHN TWITTY ENERGY CENTER |  | 7496411 | 11217013 | 6195 | CT2A |  |  | 0039 | 962 | 8.4 | 0.0352 | 0.3882 | 0.5326 | 0.713 |  | 6.5641 | 14.7925 | 0.0409 | 1.2034 | 1.2034 | 1.524 |  | 14.0305 | 2019 | 47 | 12.36 | 812 | 10098.73 | 84.17 | 221112 | -93.3892 | 37.1519 | 585 | 125 | 120 | 213 |  |  |  | Y | N | N |  | N |  |  |  | 461.3202
6195_G_GT2 | MO | 29077 | CITY UTILITIES OF SPRINGFIELD MISSOURI JOHN TWITTY ENERGY CENTER | John Twitty Energy Center | 7496411 | 11218013 | 6195 | CT2B | 6195 | GT2 | 0039 | 961 | 8.38 | 0.0379 | 0.4181 | 0.7359 | 0.7679 |  | 7.0694 | 14.2599 | 0.0438 | 1.6586 | 1.6586 | 1.6069 |  | 14.7938 | 2019 | 47 | 12.36 | 804 | -1 | 84.66 | 221112 | -93.3877 | 37.1529 | 585 | 125 | 120 | 213 | 52 | N | Natural Gas | Y | N | N | 9999 | N |  | Combustion Turbine |  | 470.5201 | 15558
6195_B_2 | MO | 29077 | CITY UTILITIES OF SPRINGFIELD MISSOURI JOHN TWITTY ENERGY CENTER | John Twitty Energy Center | 7496411 | 91542013 | 6195 | 2 | 6195 | 2 | 0039 | 994 | 491 | 467.519 | 86.5014 | 86.5014 | 5.9779 | 5.2768 | 190.9684 | 481.6002 | 539.736 | 114.2225 | 114.2225 | 5.594 | 5.1882 | 235.9739 | 2019 | 513 | 14 | 187 | -1 | 93.86 | 221112 | -93.3892 | 37.1519 | 2720 | 125 | 100 | 119&127&139&204&205&207&41 | 275 | N | Subbituminous | Y | N | N | 9999 | N |  | Coal Steam |  | 7534.0894 | 10188
7903_G_MGS2B | MO | 29077 | CITY UTILITIES OF SPRINGFIELD N L MCCARTNEY DIST GENERATION |  | 7498011 | 11195813 | 7903 | MGS2B |  |  | 0164 | 4 | 9.49 | 0.051 | 0.3915 | 0.3915 | 0.1468 |  | 8.977 | 16.2757 | 0.054 | 0.629 | 0.629 | 0.2966 |  | 13.8705 | 2019 | 60 | 9.5 | 866 | -1 | 84.79 | 221112 | -93.17 | 37.2483 | 265 | 125 | 120 | 213 |  |  |  | Y | N | N |  | N |  |  |  | 894.47
7903_G_MGS1B | MO | 29077 | CITY UTILITIES OF SPRINGFIELD N L MCCARTNEY DIST GENERATION |  | 7498011 | 11195913 | 7903 | MGS1B |  |  | 0164 | 2 | 10.0591 | 0.0581 | 0.4128 | 0.4128 | 0.3653 |  | 8.2561 | 17.7204 | 0.0598 | 0.5916 | 0.5916 | 0.666 |  | 15.2988 | 2019 | 60 | 9.5 | 870 | -1 | 85.26 | 221112 | -93.17 | 37.2483 | 265 | 125 | 120 | 213 |  |  |  | Y | N | N |  | N |  |  |  | 1004.6003
7903_G_MSG2 | MO | 29077 | CITY UTILITIES OF SPRINGFIELD N L MCCARTNEY DIST GENERATION | McCartney | 7498011 | 11196013 | 7903 | MGS2A | 7903 | MSG2 | 0164 | 3 | 9.549 | 0.0528 | 0.416 | 0.416 | 0.1628 |  | 8.519 | 14.7049 | 0.0521 | 0.5732 | 0.5732 | 0.3226 |  | 13.497 | 2019 | 60 | 9.5 | 871 | -1 | 85.38 | 221112 | -93.17 | 37.2483 | 50 | 125 | 120 | 213 | 50 | N | Natural Gas | Y | N | N | 9999 | N |  | Combustion Turbine |  | 963.76 | 12017
7903_G_MGS1 | MO | 29077 | CITY UTILITIES OF SPRINGFIELD N L MCCARTNEY DIST GENERATION | McCartney | 7498011 | 11196113 | 7903 | MGS1A | 7903 | MGS1 | 0164 | 1 | 9.596 | 0.0544 | 0.4014 | 0.4014 | 0.3669 |  | 8.641 | 16.673 | 0.0574 | 0.5591 | 0.5591 | 0.6364 |  | 15.0724 | 2019 | 60 | 9.5 | 866 | -1 | 84.89 | 221112 | -93.17 | 37.2483 | 50 | 125 | 120 | 213 | 50 | N | Natural Gas | Y | N | N | 9999 | N |  | Combustion Turbine |  | 993.3201 | 12017
698_G_4 | MO | 29079 | TRENTON MUNICIPAL UTILITIES TRENTON PEAKING PLANT | Trenton North | 7528911 | 11609013 |  |  | 698 | 4 | 0027 | 7556 | 0.2575 | 0.0001 | 0.0044 | 0.0046 | 0.0068 |  | 0.0682 | [8 empty] | 20 | 2 | 650 | -1 | 117.25 | 221112 | -93.6076 | 40.0944 | 3 | 125 | 160 |  | 2.7 | N | Distillate Fuel Oil | N | Y | N | 9999 | N |  | Combustion Turbine |  |  | 12282
698_G_1 | MO | 29079 | TRENTON MUNICIPAL UTILITIES TRENTON PEAKING PLANT | Trenton North | 7528911 | 11609113 |  |  | 698 | 1 | 0027 | 7553 | 0.2676 | 0.0001 | 0.0046 | 0.0048 | 0.007 |  | 0.0709 | [8 empty] | 20 | 2 | 650 | -1 | 117.25 | 221112 | -93.6076 | 40.0944 | 3 | 125 | 160 |  | 2.7 | N | Distillate Fuel Oil | N | Y | N | 9999 | N |  | Combustion Turbine |  |  | 12307
698_G_5 | MO | 29079 | TRENTON MUNICIPAL UTILITIES TRENTON PEAKING PLANT | Trenton North | 7528911 | 11609313 |  |  | 698 | 5 | 0027 | 7557 | 0.2558 | 0.0001 | 0.0044 | 0.0046 | 0.0067 |  | 0.0677 | 0.3628 | 0.0002 | 0.0063 | 0.0065 | 0.0095 |  | 0.0961 | 2019 | 20 | 2 | 650 | -1 | 117.25 | 221112 | -93.608 | 40.096 | 3 | 125 | 160 |  | 2.7 | N | Distillate Fuel Oil | N | Y | N | 9999 | N |  | Combustion Turbine |  |  | 12282
698_G_3 | MO | 29079 | TRENTON MUNICIPAL UTILITIES TRENTON PEAKING PLANT | Trenton North | 7528911 | 11609513 |  |  | 698 | 3 | 0027 | 7555 | 0.2569 | 0.0001 | 0.0044 | 0.0046 | 0.0067 |  | 0.068 | [8 empty] | 20 | 2 | 650 | -1 | 117.25 | 221112 | -93.6076 | 40.0944 | 3 | 125 | 160 |  | 2.7 | N | Distillate Fuel Oil | N | Y | N | 9999 | N |  | Combustion Turbine |  |  | 12282
698_G_2 | MO | 29079 | TRENTON MUNICIPAL UTILITIES TRENTON PEAKING PLANT | Trenton North | 7528911 | 11609613 |  |  | 698 | 2 | 0027 | 7554 | 0.2672 | 0.0001 | 0.0046 | 0.0048 | 0.007 |  | 0.0708 | [8 empty] | 20 | 2 | 650 | -1 | 117.25 | 221112 | -93.6076 | 40.0944 | 3 | 125 | 160 |  | 2.7 | N | Distillate Fuel Oil | N | Y | N | 9999 | N |  | Combustion Turbine |  |  | 12282
2080_B_2 | MO | 29083 | KANSAS CITY POWER AND LIGHT CO MONTROSE GENERATING STATION |  | 7529611 | 11604113 | 2080 | 2 |  |  | 0001 | 7848 | 367.227 | 1053.32 | 26.1659 | 73.2186 | 6.8075 | 0.1763 | 141.43 | [8 empty] | 450 | 16.7 | 299 | -1 | 114.5 | 221112 | -93.933 | 38.313 | 2130 | 125 | 100 | 128 |  |  |  | Y | N | N |  | N |  |  |  | 3806.8806
2080_B_3 | MO | 29083 | KANSAS CITY POWER AND LIGHT CO MONTROSE GENERATING STATION |  | 7529611 | 11604413 | 2080 | 3 |  |  | 0001 | 7847 | 370.422 | 1126.67 | 26.5112 | 76.3431 | 6.899 | 0.1722 | 144.47 | [8 empty] | 450 | 16.7 | 299 | -1 | 114.5 | 221112 | -93.933 | 38.313 | 2250 | 125 | 100 | 128 |  |  |  | Y | N | N |  | N |  |  |  | 3679.7898
59664_G_UNIT2 | MO | 29091 | CITY OF WEST PLAINS-POWER STATION | City of West Plains Power Station | 7544611 | 11572213 |  |  | 59664 | UNIT2 | 0068 | 2 | [7 empty] | 0.0439 | 0.0049 | 0.007 | 0.0416 | 0.0101 | 0.0141 | 0.0175 | 2017 | 43 | 14.1 | 900 | -1 | 79.19 | 221112 | -91.8677 | 36.7501 | 0.01 | 125 | 120 |  | 21 | N | Natural Gas, Distillate Fuel Oil | N | N | N | 9999 | N |  | Combustion Turbine |  |  | 18556
59664_G_UNIT1 | MO | 29091 | CITY OF WEST PLAINS-POWER STATION | City of West Plains Power Station | 7544611 | 11572513 |  |  | 59664 | UNIT1 | 0068 | 1 | [7 empty] | 0.2145 | 0.0295 | 0.0412 | 0.0422 | 0.0015 | 0.0777 | 0.1503 | 2019 | 43 | 14.1 | 900 | -1 | 79.19 | 221112 | -91.8677 | 36.7501 | 0.01 | 125 | 120 |  | 21 | N | Natural Gas, Distillate Fuel Oil | N | N | N | 9999 | N |  | Combustion Turbine |  |  | 18538
2136_G_1 | MO | 29095 | INDEPENDENCE POWER AND LIGHT SUB STATION I | Station I | 7577211 | 11540113 |  |  | 2136 | 1 | 0222 | 9120 | 2.7131 | 0.1553 | 0.1849 | 0.1894 | 0.0013 |  | 0.0102 | 6.0694 | 0.3473 | 0.4136 | 0.4237 | 0.0028 |  | 0.0228 | 2019 | 31 | 12 | 885 | -1 | 72.41 | 221112 | -94.3928 | 39.058 | 19 | 125 | 120 |  | 19 | N | Distillate Fuel Oil | N | N | N | 9999 | N |  | Combustion Turbine |  |  | 23635
2136_G_2 | MO | 29095 | INDEPENDENCE POWER AND LIGHT SUB STATION I | Station I | 7577211 | 11540213 |  |  | 2136 | 2 | 0222 | 9121 | 2.7717 | 0.1586 | 0.1889 | 0.1935 | 0.0013 |  | 0.0104 | 7.4651 | 0.4272 | 0.5087 | 0.5212 | 0.0035 |  | 0.028 | 2019 | 31 | 12 | 885 | -1 | 72.41 | 221112 | -94.3928 | 39.058 | 19 | 125 | 120 |  | 19 | N | Distillate Fuel Oil | N | N | N | 9999 | N |  | Combustion Turbine |  |  | 23677
2135_G_2 | MO | 29095 | INDEPENDENCE POWER AND LIGHT SUB STATION H | Station H | 7577311 | 11539913 |  |  | 2135 | 2 | 0223 | 9119 | 12.4249 | 0.0234 | 0.2568 | 0.2568 | 0.0815 |  | 3.1812 | 20.3916 | 0.0381 | 0.4211 | 0.4211 | 0.3434 |  | 5.2228 | 2019 | 31 | 11.83 | 885 | -1 | 72.41 | 221112 | -94.38 | 39.106 | 20 | 125 | 120 |  | 20 | N | Natural Gas, Distillate Fuel Oil | N | N | N | 9999 | N |  | Combustion Turbine |  |  | 24403
2135_G_1 | MO | 29095 | INDEPENDENCE POWER AND LIGHT SUB STATION H | Station H | 7577311 | 11540013 |  |  | 2135 | 1 | 0223 | 9118 | 9.8164 | 0.0204 | 0.2045 | 0.2046 | 0.0641 |  | 2.5048 | 18.5579 | 0.0404 | 0.3881 | 0.3883 | 0.3109 |  | 4.7267 | 2019 | 31 | 11.83 | 885 | -1 | 79.1 | 221112 | -94.38 | 39.106 | 19 | 125 | 120 |  | 19 | N | Natural Gas, Distillate Fuel Oil | N | N | N | 9999 | N |  | Combustion Turbine |  |  | 24403
2134_G_1 | MO | 29095 | INDEPENDENCE POWER AND LIGHT SUB STATION J | Jackson Square | 7577411 | 11539713 |  |  | 2134 | 1 | 0224 | 9117 | 2.1235 | 0.1215 | 0.1447 | 0.1483 | 0.001 |  | 0.008 | 6.391 | 0.3657 | 0.4355 | 0.4462 | 0.003 |  | 0.024 | 2019 | 37 | 12 | 930 | -1 | 65.36 | 221112 | -94.4107 | 39.094 |  | 125 | 120 |  | 15 | N | Distillate Fuel Oil | N | N | N | 9999 | N |  | Combustion Turbine |  |  | 25000
2134_G_2 | MO | 29095 | INDEPENDENCE POWER AND LIGHT SUB STATION J | Jackson Square | 7577411 | 11539813 |  |  | 2134 | 2 | 0224 | 9116 | 0.6597 | 0.0378 | 0.045 | 0.0461 | 0.0003 |  | 0.0025 | 3.5971 | 0.2059 | 0.2451 | 0.2511 | 0.0017 |  | 0.0135 | 2019 | 37 | 12 | 930 | -1 | 65.36 | 221112 | -94.4107 | 39.094 |  | 125 | 120 |  | 15 | N | Distillate Fuel Oil | N | N | N | 9999 | N |  | Combustion Turbine |  |  | 25000
58205_B_1 | MO | 29095 | VICINITY ENERGY KANSAS CITY INC GRAND AVENUE STATION | Grand Ave Plant | 7663611 | 12450313 |  |  | 58205 | 1 | 0021 | 24670 | 235.3049 | 24.8523 | 11.8996 | 11.9161 | 7.5224 | 24.6133 | 32.9193 | 194.1086 | 0.6851 | 19.5856 | 19.7047 | 6.28 | 20.5527 | 27.4036 | 2017 | 282 | 16.75 | 253 | -1 | 50 | 221330 | -94.5814 | 39.114 | 991 | 125 | 100 | 128&209 | 4.8 | Y | Natural Gas | N | N | N | 9999 | N |  | O/G Steam |  |  | 8300
2079_G_9 | MO | 29095 | KANSAS CITY POWER AND LIGHT CO HAWTHORN GENERATING STATION | Hawthorn | 7663711 | 12448313 | 2079 | 9 | 2079 | 9 | 0022 | 24675 | 5.2127 | 0.1688 | 2.138 | 2.138 | 1.5472 | 2.0817 | 0.784 | 5.62 | 0.258 | 2.8335 | 2.8335 | 0.9016 | 2.9945 | 0.5196 | 2019 | 205 | 16 | 157 | -1 | 60 | 221112 | -94.4782 | 39.1298 | 2440 | 125 | 100 | 65 | 110.4 | N | Natural Gas | Y | N | N | 9999 | N |  | Combined Cycle |  | 539.2501 | 9784
2079_G_8 | MO | 29095 | KANSAS CITY POWER AND LIGHT CO HAWTHORN GENERATING STATION | Hawthorn | 7663711 | 12448813 | 2079 | 8 | 2079 | 8 | 0022 | 24674 | 1.1675 | 0.0739 | 0.8128 | 0.8128 | 0.2586 | 0.8079 | 1.8474 | 8.66 | 0.196 | 2.159 | 2.159 | 0.687 | 2.0269 | 26.8246 | 2019 | 56 | 17 | 998 | -1 | 159 | 221112 | -94.4782 | 39.1298 | 925 | 125 | 120 |  | 79.1 | N | Natural Gas | Y | N | N | 9999 | N |  | Combustion Turbine |  | 381.0999 | 12917
2079_G_7 | MO | 29095 | KANSAS CITY POWER AND LIGHT CO HAWTHORN GENERATING STATION | Hawthorn | 7663711 | 12449413 | 2079 | 7 | 2079 | 7 | 0022 | 24673 | 3.224 | 0.0785 | 0.8632 | 0.8632 | 0.2747 | 0.858 | 1.9619 | 4.513 | 0.102 | 1.1218 | 1.1218 | 0.3569 | 1.0536 | 13.9378 | 2019 | 56 | 17 | 998 | -1 | 159 | 221112 | -94.4782 | 39.1298 | 925 | 125 | 120 |  | 78.1 | N | Natural Gas | Y | N | N | 9999 | N |  | Combustion Turbine |  | 385.8499 | 12917
2079_B_5A | MO | 29095 | KANSAS CITY POWER AND LIGHT CO HAWTHORN GENERATING STATION | Hawthorn | 7663711 | 12449713 | 2079 | 5A | 2079 | 5A | 0022 | 24676 | 893.532 | 1042.32 | 214.1155 | 221.7535 | 2.8025 | 1.1217 | 541.042 | 915.249 | 1253.946 | 41.8791 | 58.9813 | 1.9678 | 25.9558 | 403.9828 | 2017 | 602 | 20.34 | 283 | -1 | 123.1 | 221112 | -94.4775 | 39.13 | 6600 | 125 | 100 | 127&204&205&65&67 | 564 | N | Subbituminous | Y | N | N | 9999 | N |  | Coal Steam |  | 5787.4185 | 10285
2081_G_13 | MO | 29095 | KANSAS CITY POWER AND LIGHT CO NORTHEAST STATION | Northeast (MO) | 7663811 | 12447213 | 2081 | 13 | 2081 | 13 | 0023 | 10108 | 6.6012 | 0.0556 | 0.0633 | 0.0633 | 0.0023 |  | 0.0182 | 9.434 | 0.236 | 0.0904 | 0.0904 | 0.0032 |  | 0.0259 | 2019 | 38 | 23.5 | 960 | -1 | 41.08 | 221112 | -94.5596 | 39.1222 | 1200 | 125 | 120 |  | 46.1 | N | Distillate Fuel Oil | Y | N | N | 9999 | N |  | Combustion Turbine |  | 29.5 | 25000
2081_G_11 | MO | 29095 | KANSAS CITY POWER AND LIGHT CO NORTHEAST STATION | Northeast (MO) | 7663811 | 12447413 | 2081 | 11 | 2081 | 11 | 0023 | 10106 | 7.44 | 0.0626 | 0.0713 | 0.0713 | 0.0025 |  | 0.0205 | 13.228 | 0.33 | 0.1268 | 0.1268 | 0.0045 |  | 0.0364 | 2019 | 38 | 23.5 | 960 | -1 | 41.08 | 221112 | -94.5596 | 39.1222 | 1200 | 125 | 120 |  | 46.7 | N | Distillate Fuel Oil | Y | N | N | 9999 | N |  | Combustion Turbine |  | 34.4 | 25000
2081_G_15 | MO | 29095 | KANSAS CITY POWER AND LIGHT CO NORTHEAST STATION | Northeast (MO) | 7663811 | 12447513 | 2081 | 15 | 2081 | 15 | 0023 | 10110 | 7.464 | 0.0628 | 0.0715 | 0.0715 | 0.0026 |  | 0.0205 | 13.669 | 0.342 | 0.131 | 0.131 | 0.0047 |  | 0.0376 | 2019 | 38 | 14.4 | 960 | -1 | 109.4 | 221112 | -94.5596 | 39.1222 | 1200 | 125 | 120 |  | 52.9 | N | Distillate Fuel Oil | Y | N | N | 9999 | N |  | Combustion Turbine |  | 44 | 25000
2081_G_12 | MO | 29095 | KANSAS CITY POWER AND LIGHT CO NORTHEAST STATION | Northeast (MO) | 7663811 | 12447613 | 2081 | 12 | 2081 | 12 | 0023 | 10107 | 5.8392 | 0.0491 | 0.0559 | 0.0559 | 0.002 |  | 0.0161 | 8.211 | 0.206 | 0.0787 | 0.0787 | 0.0028 |  | 0.0226 | 2019 | 38 | 23.5 | 960 | -1 | 41.08 | 221112 | -94.5596 | 39.1222 | 1200 | 125 | 120 |  | 40.9 | N | Distillate Fuel Oil | Y | N | N | 9999 | N |  | Combustion Turbine |  | 29.5 | 25000
2081_G_14 | MO | 29095 | KANSAS CITY POWER AND LIGHT CO NORTHEAST STATION | Northeast (MO) | 7663811 | 12447713 | 2081 | 14 | 2081 | 14 | 0023 | 10109 | 3.4698 | 0.0292 | 0.0332 | 0.0332 | 0.0012 |  | 0.0095 | 12.089 | 0.302 | 0.1158 | 0.1158 | 0.0041 |  | 0.0332 | 2019 | 38 | 23.5 | 960 | -1 | 41.08 | 221112 | -94.5596 | 39.1222 | 1200 | 125 | 120 |  | 49.2 | N | Distillate Fuel Oil | Y | N | N | 9999 | N |  | Combustion Turbine |  | 18 | 25000
2081_G_16 | MO | 29095 | KANSAS CITY POWER AND LIGHT CO NORTHEAST STATION | Northeast (MO) | 7663811 | 12447813 | 2081 | 16 | 2081 | 16 | 0023 | 10111 | 7.7502 | 0.0652 | 0.0743 | 0.0743 | 0.0026 |  | 0.0213 | 12.75 | 0.319 | 0.1222 | 0.1222 | 0.0044 |  | 0.0351 | 2019 | 32 | 14.4 | 960 | -1 | 109.4 | 221112 | -94.5596 | 39.1222 | 1200 | 125 | 120 |  | 52.8 | N | Distillate Fuel Oil | Y | N | N | 9999 | N |  | Combustion Turbine |  | 42.5 | 25000
2081_G_17 | MO | 29095 | KANSAS CITY POWER AND LIGHT CO NORTHEAST STATION | Northeast (MO) | 7663811 | 12447913 | 2081 | 17 | 2081 | 17 | 0023 | 10112 | 4.155 | 0.035 | 0.0398 | 0.0398 | 0.0014 |  | 0.0114 | 15.721 | 0.394 | 0.1506 | 0.1506 | 0.0054 |  | 0.0432 | 2019 | 32 | 14.4 | 960 | -1 | 109.4 | 221112 | -94.5596 | 39.1222 | 1200 | 125 | 120 |  | 53.2 | N | Distillate Fuel Oil | Y | N | N | 9999 | N |  | Combustion Turbine |  | 11.5 | 25000
2081_G_18 | MO | 29095 | KANSAS CITY POWER AND LIGHT CO NORTHEAST STATION | Northeast (MO) | 7663811 | 12448013 | 2081 | 18 | 2081 | 18 | 0023 | 10113 | 10.5972 | 0.0892 | 0.1016 | 0.1016 | 0.0036 |  | 0.0291 | 12.105 | 0.303 | 0.116 | 0.116 | 0.0041 |  | 0.0333 | 2019 | 32 | 14.4 | 960 | -1 | 109.4 | 221112 | -94.5596 | 39.1222 | 1200 | 125 | 120 |  | 52.2 | N | Distillate Fuel Oil | Y | N | N | 9999 | N |  | Combustion Turbine |  | 24.25 | 25000
2094_B_3 | MO | 29095 | KCP AND L GREATER MISSOURI OPERATIONS CO SIBLEY GENERATING STATION |  | 7664111 | 12444113 | 2094 | 3 |  |  | 0031 | 9953 | 1606.74 | 3215.12 | 144.9397 | 162.1629 | 40.4024 | 0.2062 | 184.4261 | [8 empty] | 696 | 13.5 | 275 | -1 | 104.81 | 221112 | -94.1831 | 39.1761 | 4930 | 125 | 100 | 128&139&204 |  |  |  | Y | N | N |  | N |  |  |  | 4695.6704
2094_B_2 | MO | 29095 | KCP AND L GREATER MISSOURI OPERATIONS CO SIBLEY GENERATING STATION |  | 7664111 | 12444413 | 2094 | 2 |  |  | 0031 | 9955 | 168.861 | 115.272 | 3.9436 | 4.4094 | 1.1268 | 0.0056 | 5.2439 | [8 empty] | 696 | 13.5 | 275 | -1 | 104.81 | 221112 | -94.1831 | 39.1761 | 1040 | 125 | 100 | 128&140&204 |  |  |  | Y | N | N |  | N |  |  |  | 1143.0096
2094_B_1 | MO | 29095 | KCP AND L GREATER MISSOURI OPERATIONS CO SIBLEY GENERATING STATION |  | 7664111 | 12444813 | 2094 | 1 |  |  | 0031 | 9957 | 429.833 | 273.991 | 13.3994 | 14.9879 | 3.7717 | 0.019 | 17.3507 | [8 empty] | 696 | 13.5 | 275 | -1 | 104.81 | 221112 | -94.1831 | 39.1761 | 1330 | 125 | 100 | 128&140&204 |  |  |  | Y | N | N |  | N |  |  |  | 2799.5518
6074_G_4 | MO | 29095 | KCP AND L GREATER MISSOURI OPERATIONS CO GREENWOOD GENERATING STATION | Greenwood (MO) | 7668211 | 11760013 | 6074 | 4 | 6074 | 4 | 0139 | 9340 | 6.2791 | 0.0323 | 0.33762 | 0.33762 | 0.107 | 0.30496 | 4.1769 | 7.076 | 0.173 | 0.3413 | 0.3413 | 0.1028 | 0.32391 | 3.9933 | 2019 | 42 | 14.755 | 1025 | -1 | 125.4 | 221112 | -94.299 | 38.8617 | 1010 | 125 | 120 |  | 58.3 | N | Natural Gas | Y | N | N | 9999 | N |  | Combustion Turbine |  | 370.2201 | 25000
6074_G_1 | MO | 29095 | KCP AND L GREATER MISSOURI OPERATIONS CO GREENWOOD GENERATING STATION | Greenwood (MO) | 7668211 | 11760213 | 6074 | 1 | 6074 | 1 | 0139 | 9346 | 5.1241 | 0.0299 | 0.31442 | 0.31442 | 0.0996 | 0.3276 | 3.8884 | 9.932 | 0.357 | 0.3727 | 0.3727 | 0.1114 | 0.35239 | 4.3204 | 2019 | 42 | 14.755 | 1025 | -1 | 125.4 | 221112 | -94.299 | 38.8617 | 1010 | 125 | 120 |  | 61.2 | N | Natural Gas | Y | N | N | 9999 | N |  | Combustion Turbine |  | 344.65 | 25000
6074_G_2 | MO | 29095 | KCP AND L GREATER MISSOURI OPERATIONS CO GREENWOOD GENERATING STATION | Greenwood (MO) | 7668211 | 11760313 | 6074 | 2 | 6074 | 2 | 0139 | 9344 | 6.8421 | 0.0347 | 0.36642 | 0.36642 | 0.1161 | 0.38636 | 4.5349 | 5.338 | 0.055 | 0.2393 | 0.2393 | 0.0749 | 0.23128 | 2.9192 | 2019 | 42 | 14.755 | 1025 | -1 | 125.4 | 221112 | -94.299 | 38.8617 | 1010 | 125 | 120 |  | 59.7 | N | Natural Gas | Y | N | N | 9999 | N |  | Combustion Turbine |  | 368.7701 | 25000
6074_G_3 | MO | 29095 | KCP AND L GREATER MISSOURI OPERATIONS CO GREENWOOD GENERATING STATION | Greenwood (MO) | 7668211 | 11760413 | 6074 | 3 | 6074 | 3 | 0139 | 9342 | 8.6582 | 0.0376 | 0.39792 | 0.39792 | 0.1262 | 0.35566 | 4.9263 | 8.648 | 0.982 | 0.3855 | 0.3855 | 0.116 | 0.36555 | 4.4994 | 2019 | 42 | 14.755 | 1025 | -1 | 125.4 | 221112 | -94.299 | 38.8617 | 1010 | 125 | 120 |  | 62.9 | N | Natural Gas | Y | N | N | 9999 | N |  | Combustion Turbine |  | 439.09 | 25000
2132_B_3 | MO | 29095 | INDEPENDENCE POWER AND LIGHT BLUE VALLEY STATION | Blue Valley | 8100311 | 6089113 | 2132 | 3 | 2132 | 3 | 0050 | 9822 | 11.6143 | 0.0417 | 0.4023 | 0.5285 | 0.3825 | 0.2225 | 1.6691 | 24.0036 | 0.0816 | 1.0341 | 1.0341 | 0.7484 | 0.4354 | 3.2658 | 2019 | 250 | 6.7 | 326 | -1 | 93.58 | 221112 | -94.3259 | 39.0909 | 540 | 125 | 100 | 128&204&205 | 51 | N | Natural Gas, Distillate Fuel Oil | Y | N | N | 9999 | N |  | O/G Steam |  | 719.0899 | 14500
2132_B_1 | MO | 29095 | INDEPENDENCE POWER AND LIGHT BLUE VALLEY STATION | Blue Valley | 8100311 | 6089413 |  |  | 2132 | 1 | 0050 | 9824 | 7.5607 | 0.0272 | 0.262 | 0.3441 | 0.249 | 0.1449 | 1.0866 |  |  | 0.0777 | 0.0777 |  |  |  | 2017 | 153 | 5.5 | 317 | -1 | 62.16 | 221112 | -94.3259 | 39.0909 | 21 | 125 | 100 | 128 | 21 | N | Natural Gas | N | N | N | 9999 | N |  | O/G Steam |  |  | 14500
2132_B_2 | MO | 29095 | INDEPENDENCE POWER AND LIGHT BLUE VALLEY STATION | Blue Valley | 8100311 | 6089813 |  |  | 2132 | 2 | 0050 | 9823 | 5.0439 | 0.0181 | 0.1748 | 0.2296 | 0.1661 | 0.0966 | 0.7249 |  |  | 0.0596 | 0.0596 |  |  |  | 2019 | 153 | 5.5 | 320 | -1 | 62.16 | 221112 | -94.3259 | 39.0909 | 21 | 125 | 100 | 128 | 21 | N | Natural Gas, Distillate Fuel Oil | N | N | N | 9999 | N |  | O/G Steam |  |  | 14500
2076_B_1 | MO | 29097 | EMPIRE DISTRICT ELECTRIC CO ASBURY PLANT |  | 5321511 | 26532413 | 2076 | 1 |  |  | 0001 | 10912 | 1228 | 1031 | 53.8537 | 82.6895 | 21.7493 | 4.0042 | 156.783 | 818.9999 | 797.9999 | 20.1417 | 45.3109 | 18.3525 | 2.9473 | 132.454 | 2019 | 465 | 14 | 292 | -1 | 77 | 221112 | -94.5889 | 37.3613 | 2160 | 125 | 100 | 127&139&204&215 |  |  |  | Y | N | N |  | N |  |  |  | 6483.4507
6223_G_2 | MO | 29097 | EMPIRE DISTRICT ELECTRIC CO EMPIRE ENERGY CENTER | Empire Energy Center | 5338211 | 26497113 | 6223 | 2 | 6223 | 2 | 0062 | 10640 | 5.7 | 0.3439 | 0.3299 | 0.3299 | 0.105 | 0.33061 | 1.4994 | 21.6 | 0.7 | 0.5966 | 0.6065 | 0.0713 | 0.35104 | 3.6901 | 2019 | 60 | 22.953 | 1040 | -1 | 65.51 | 221112 | -94.1044 | 37.1384 | 1350 | 125 | 120 | 213 | 82 | N | Natural Gas, Distillate Fuel Oil | Y | N | N | 9999 | N |  | Combustion Turbine |  | 128.01 | 12621
6223_G_1 | MO | 29097 | EMPIRE DISTRICT ELECTRIC CO EMPIRE ENERGY CENTER | Empire Energy Center | 5338211 | 26497213 | 6223 | 1 | 6223 | 1 | 0062 | 10641 | 12.4 | 0.0001 | 0.6227 | 0.6227 | 0.1981 | 0.62278 | 2.8305 | 29.3 | 0.8 | 0.6406 | 0.6532 | 0.0531 | 0.3876 | 4.1559 | 2019 | 60 | 25 | 1040 | -1 | 65.51 | 221112 | -94.1029 | 37.1372 | 1340 | 125 | 120 | 213 | 82 | N | Natural Gas, Distillate Fuel Oil | Y | N | N | 9999 | N |  | Combustion Turbine |  | 278.41 | 12621
6223_G_4B | MO | 29097 | EMPIRE DISTRICT ELECTRIC CO EMPIRE ENERGY CENTER |  | 5338211 | 59036313 | 6223 | 4B |  |  | 0062 | 10648 | 11 | 0.083 | 0.9318 | 0.9318 | 0.2957 | 0.82363 | 1.5503 | 11.1 | 0.09 | 0.9192 | 0.9195 | 0.2886 | 0.79863 | 1.5185 | 2019 | 60 | 12.9 | 828 | -1 | 52.73 | 221112 | -94.1044 | 37.1384 | 275 | 125 | 120 | 109&213 |  |  |  | Y | N | N |  | N |  |  |  | 1207.0287
6223_G_3 | MO | 29097 | EMPIRE DISTRICT ELECTRIC CO EMPIRE ENERGY CENTER | Empire Energy Center | 5338211 | 59036413 | 6223 | 3A | 6223 | 3 | 0062 | 10645 | 6.5 | 0.05 | 0.6093 | 0.6093 | 0.1939 | 0.53809 | 1.0154 | 14.3 | 0.1 | 1.2229 | 1.2232 | 0.385 | 1.0944 | 2.0239 | 2019 | 60 | 12.9 | 828 | -1 | 52.73 | 221112 | -94.1044 | 37.1384 | 275 | 125 | 120 | 109&213 | 49 | N | Natural Gas, Distillate Fuel Oil | Y | N | N | 9999 | N |  | Combustion Turbine |  | 784.3297 | 12621
6223_G_3B | MO | 29097 | EMPIRE DISTRICT ELECTRIC CO EMPIRE ENERGY CENTER |  | 5338211 | 59036513 | 6223 | 3B |  |  | 0062 | 10646 | 8.8 | 0.066 | 0.7303 | 0.7304 | 0.2314 | 0.6432 | 1.214 | 17.8 | 0.1 | 1.4846 | 1.4852 | 0.4647 | 1.3246 | 2.4477 | 2019 | 60 | 12.9 | 828 | -1 | 52.73 | 221112 | -94.1044 | 37.1384 | 275 | 125 | 120 | 109&213 |  |  |  | Y | N | N |  | N |  |  |  | 924.39
6223_G_4 | MO | 29097 | EMPIRE DISTRICT ELECTRIC CO EMPIRE ENERGY CENTER | Empire Energy Center | 5338211 | 59036613 | 6223 | 4A | 6223 | 4 | 0062 | 10647 | 11.2 | 0.085 | 0.9588 | 0.9589 | 0.3043 | 0.84501 | 1.5952 | 10.5 | 0.089 | 0.9274 | 0.9277 | 0.2917 | 0.81019 | 1.534 | 2019 | 60 | 12.9 | 828 | -1 | 52.73 | 221112 | -94.1044 | 37.1384 | 275 | 125 | 120 | 109&213 | 49 | N | Natural Gas, Distillate Fuel Oil | Y | N | N | 9999 | N |  | Combustion Turbine |  | 1227.4581 | 12621
7296_G_2-3 | MO | 29097 | EMPIRE DISTRICT ELECTRIC CO STATE LINE FACILITY | State Line Combined Cycle | 5339011 | 26480813 |  |  | 7296 | 2-3 | 0104 | 10529 | 0.7127 | 0.0468 | 0.0502 | 0.0502 | 0.0582 |  | 0.1534 | 0.7459 | 0.049 | 0.0525 | 0.0525 | 0.0609 |  | 0.1606 | 2019 | 12 | 0.667 | 1187 | -1 | 217.2 | 221112 | -94.6127 | 37.066 | 178 | 125 | 160 |  | 178 | N | Natural Gas | N | N | N | 9999 | N |  | Combined Cycle |  |  | 7389
7296_G_1 | MO | 29097 | EMPIRE DISTRICT ELECTRIC CO STATE LINE FACILITY | State Line Combined Cycle | 5339011 | 26481013 | 7296 | 1 | 7296 | 1 | 0104 | 10520 | 5.2 | 0.052 | 0.414 | 0.414 | 0.1317 | 0.42153 | 5.1439 | 34.9 | 0.6 | 4.9992 | 5.0011 | 1.5677 | 2.7535 | 61.6589 | 2019 | 50 | 22.112 | 1025 | -1 | 19.72 | 221112 | -94.614 | 37.0659 | 1350 | 125 | 120 | 205 | 94 | N | Natural Gas, Distillate Fuel Oil | Y | N | N | 9999 | N |  | Combustion Turbine |  | 135.29 | 12689
7296_G_2-2 | MO | 29097 | EMPIRE DISTRICT ELECTRIC CO STATE LINE FACILITY | State Line Combined Cycle | 5339011 | 26481213 | 7296 | 2-2 | 7296 | 2-2 | 0104 | 10524 | 55.7 | 2.4 | 25.5277 | 25.5277 | 38.22 | 34.5072 | 317.163 | 70.2 | 3.1 | 28.7826 | 28.7826 | 38.16 | 38.9071 | 357.6028 | 2019 | 175 | 19 | 207 | -1 | 51.12 | 221112 | -94.6127 | 37.066 | 2040 | 125 | 120 | 139&205 | 158 | N | Natural Gas | Y | N | N | 9999 | N |  | Combined Cycle |  | 5666.0806 | 7389
7296_G_2-1 | MO | 29097 | EMPIRE DISTRICT ELECTRIC CO STATE LINE FACILITY | State Line Combined Cycle | 5339011 | 26481613 | 7296 | 2-1 | 7296 | 2-1 | 0104 | 10527 | 64.3 | 2.6 | 29.4121 | 29.4121 | 35.31 | 39.7579 | 365.423 | 61.5 | 2.6 | 33.4446 | 33.4446 | 37.27 | 45.2088 | 415.5235 | 2019 | 175 | 19 | 206 | -1 | 47.34 | 221112 | -94.6127 | 37.066 | 2040 | 125 | 120 | 139&205 | 159 | N | Natural Gas | Y | N | N | 9999 | N |  | Combined Cycle |  | 6400.04 | 7389
2121_G_10 | MO | 29097 | CARTHAGE WATER AND ELECTRIC | Carthage | 5339111 | 26480313 |  |  | 2121 | 10 | 0110 | 10506 | 0.0861 | 0.001 | 0.001 | 0.001 | 0.0039 | 0.0006 | 0.01 | 0.6659 | 0.0438 | 0.0154 | 0.0154 | 0.0435 | 0.0032 |  | 2019 | 50 | 2.5 | 125 | -1 | 85.38 | 221112 | -94.3001 | 37.1765 | 6 | 125 | 160 |  | 6 | N | Natural Gas, Distillate Fuel Oil | N | N | N | 9999 | N |  | Combustion Turbine |  |  | 18000
2121_G_14 | MO | 29097 | CARTHAGE WATER AND ELECTRIC | Carthage | 5339111 | 59039713 |  |  | 2121 | 14 | 0110 | 10520 | [7 empty] | 3.2997 | 0.068 | 0.0399 | 0.0399 | 0.0416 | 0.0193 | 0.0413 | 2019 | 45 | 2.5 | 200 | -1 | 179.48 | 221112 | -94.3001 | 37.1765 | 54 | 125 | 160 |  | 5.5 | N | Natural Gas, Distillate Fuel Oil | N | N | N | 9999 | N |  | Combustion Turbine |  |  | 18000
2121_G_13 | MO | 29097 | CARTHAGE WATER AND ELECTRIC | Carthage | 5339111 | 59039813 |  |  | 2121 | 13 | 0110 | 10519 | [7 empty] | 4.8496 | 0.0625 | 0.0495 | 0.0495 | 0.0581 | 0.0293 | 0.0712 | 2019 | 45 | 2.5 | 200 | -1 | 179.48 | 221112 | -94.3001 | 37.1765 | 54 | 125 | 160 |  | 5.5 | N | Natural Gas, Distillate Fuel Oil | N | N | N | 9999 | N |  | Combustion Turbine |  |  | 18000
2121_G_12 | MO | 29097 | CARTHAGE WATER AND ELECTRIC | Carthage | 5339111 | 59039913 |  |  | 2121 | 12 | 0110 | 10518 | [7 empty] | 1.8668 | 0.0239 | 0.019 | 0.019 | 0.0337 | 0.0113 | 0.0365 | 2017 | 40 | 2.5 | 175 | -1 | 133.26 | 221112 | -94.3001 | 37.1765 | 40 | 125 | 160 |  | 4 | N | Natural Gas, Distillate Fuel Oil | N | N | N | 9999 | N |  | Combustion Turbine |  |  | 18000
2121_G_11 | MO | 29097 | CARTHAGE WATER AND ELECTRIC | Carthage | 5339111 | 59040013 |  |  | 2121 | 11 | 0110 | 10517 | [7 empty] | 0.6371 | 0.0149 | 0.0082 | 0.0082 | 0.013 | 0.0037 | 0.01 | 2019 | 40 | 2.5 | 175 | -1 | 133.2 | 221112 | -94.3001 | 37.1765 | 40 | 125 | 160 |  | 4 | N | Natural Gas, Distillate Fuel Oil | N | N | N | 9999 | N |  | Combustion Turbine |  |  | 18000
6155_B_2 | MO | 29099 | AMEREN MISSOURI RUSH ISLAND ENERGY CENTER | Rush Island | 5258811 | 26073013 | 6155 | 2 | 6155 | 2 | 0016 | 11563 | 1030.9 | 6923.95 | 74.8768 | 199.2021 | 46.1865 | 0.4347 | 385.335 | 1177.851 | 7121.191 | 83.7483 | 222.4852 | 51.5691 | 0.485 | 430.7355 | 2019 | 700 | 29 | 270 | -1 | 82 | 221112 | -90.2625 | 38.1306 | 5920 | 125 | 100 | 128&204&205 | 589 | N | Subbituminous | Y | N | N | 9999 | N |  | Coal Steam |  | 5969.8999 | 10149
6155_B_1 | MO | 29099 | AMEREN MISSOURI RUSH ISLAND ENERGY CENTER | Rush Island | 5258811 | 26073613 | 6155 | 1 | 6155 | 1 | 0016 | 11565 | 1630.66 | 10460.4 | 117.559 | 312.7581 | 72.5155 | 0.6825 | 604.9916 | 1009.6 | 6079.694 | 74.7352 | 198.6946 | 46.0623 | 0.4334 | 384.5016 | 2019 | 700 | 20.714 | 270 | -1 | 82 | 221112 | -90.2625 | 38.1306 | 5920 | 125 | 100 | 128&204&205 | 589 | N | Subbituminous | Y | N | N | 9999 | N |  | Coal Steam |  | 8112.8604 | 10226
7848_G_11 | MO | 29101 | HOLDEN POWER PLANT | Holden | 5245111 | 26016913 | 7848 | 1 | 7848 | 11 | 0051 | 1 | 1.5383 | 0.0402 | 0.3632 | 0.3632 | 0.1141 |  | 0.0411 | 4.5604 | 0.1544 | 1.2296 | 1.2296 | 0.3887 |  | 5.5838 | 2019 | 90 | 17.9 | 1037 | -1 | 120 | 221112 | -93.9983 | 38.7538 | 78 | 125 | 120 | 205&213 | 93 | N | Natural Gas, Distillate Fuel Oil | Y | N | N | 9999 | N |  | Combustion Turbine |  | 95.72 | 11939
7848_G_12 | MO | 29101 | HOLDEN POWER PLANT | Holden | 5245111 | 26017013 | 7848 | 2 | 7848 | 12 | 0051 | 2 | 2.0213 | 0.0549 | 0.5135 | 0.5135 | 0.1615 |  | 0.0478 | 11.4449 | 0.3359 | 3.0571 | 3.0571 | 0.9693 |  | 13.9024 | 2019 | 90 | 17.9 | 1037 | -1 | 120 | 221112 | -93.9983 | 38.7538 | 78 | 125 | 120 | 205&213 | 83 | N | Natural Gas, Distillate Fuel Oil | Y | N | N | 9999 | N |  | Combustion Turbine |  | 132.71 | 11957
7848_G_13 | MO | 29101 | HOLDEN POWER PLANT | Holden | 5245111 | 26017213 | 7848 | 3 | 7848 | 13 | 0051 | 3 | 1.5022 | 0.0299 | 0.3603 | 0.3603 | 0.1147 |  |  | 9.4616 | 0.2949 | 2.6598 | 2.6598 | 0.8418 |  | 12.0993 | 2019 | 90 | 17.9 | 1037 | -1 | 120 | 221112 | -93.9983 | 38.7538 | 78 | 125 | 120 | 205&213 | 88 | N | Natural Gas, Distillate Fuel Oil | Y | N | N | 9999 | N |  | Combustion Turbine |  | 98.22 | 11948
2131_G_5 | MO | 29107 | HIGGINSVILLE MUNICIPAL POWER FACILITY | Higginsville | 7269411 | 59062913 |  |  | 2131 | 5 | 0038 | 12516 | 0.2604 | 0.0001 | 0.0045 | 0.0047 | 0.0068 | 0.0048 | 0.0207 | 0.1104 | 0.0001 | 0.0019 | 0.002 | 0.0029 | 0.002 | 0.0088 | 2017 | 36 | 1.17 | 811 | -1 | 165.88 | 221112 | -93.7144 | 39.0734 | 1230 | 125 | 160 | 109 | 1.2 | N | Natural Gas, Distillate Fuel Oil | N | Y | N | 9999 | N |  | Combustion Turbine |  |  | 15009
2131_G_6 | MO | 29107 | HIGGINSVILLE MUNICIPAL POWER FACILITY | Higginsville | 7269411 | 59063213 |  |  | 2131 | 6 | 0038 | 12515 | 0.0484 | 0.0003 | 0.0025 | 0.0025 | 0.0001 | 0.0119 | 0.0168 | 0.031 | 0.0002 | 0.0015 | 0.0015 | 0.0001 | 0.0074 | 0.0047 | 2019 | 30 | 3.5 | 935 | -1 | 188.91 | 221112 | -93.7144 | 39.0734 |  | 125 | 120 |  | 4.5 | N | Distillate Fuel Oil | N | N | N | 9999 | N |  | Combustion Turbine |  |  | 14348
2131_G_4A | MO | 29107 | HIGGINSVILLE MUNICIPAL POWER FACILITY |  | 7269411 | 9960013 | 2131 | 4A |  |  | 0038 | 12513 | 1.1771 | 0.0285 | 0.0588 | 0.0588 | 0.0187 | 0.0285 | 0.2675 | 2.3773 | 0.0576 | 0.1188 | 0.1188 | 0.0378 | 0.0575 | 0.5402 | 2019 | 34 | 2.5 | 680 | -1 | 89.11 | 221112 | -93.7151 | 39.0731 | 2 | 125 | 120 | 213 |  |  |  | Y | N | N |  | N |  |  |  | 67.68
2131_G_4 | MO | 29107 | HIGGINSVILLE MUNICIPAL POWER FACILITY | Higginsville | 7269411 | 9960613 | 2131 | 4B | 2131 | 4 | 0038 | 12514 | 1.126 | 0.0273 | 0.0563 | 0.0563 | 0.0179 | 0.0272 | 0.2559 | 2.3537 | 0.057 | 0.1177 | 0.1177 | 0.0374 | 0.0569 | 0.5349 | 2019 | 34 | 2.5 | 680 | -1 | 89.11 | 221112 | -93.7151 | 39.0731 | 38 | 125 | 120 | 213 | 37.5 | N | Natural Gas, Distillate Fuel Oil | Y | N | N | 9999 | N |  | Combustion Turbine |  | 64.35 | 15856
2122_G_D5 | MO | 29117 | CHILLICOTHE MUNICIPAL UTILITIES | Chillicothe | 7297211 | 59066113 |  |  | 2122 | D5 | 0002 | 13260 | 0.9441 |  | 0.0187 | 0.0187 | 0.0247 |  | 0.0018 | 0.6251 | 0.0002 | 0.0124 | 0.0124 | 0.0164 |  | 0.002 | 2019 | 35 | 1.33 | 970 | -1 | 196.7 | 221112 | -93.5641 | 39.7832 | 96.7 | 125 | 160 | 109 | 2 | N | Distillate Fuel Oil | N | N | N | 9999 | N | 2122_G_D5;2122_G_D3;2122_G_D2;2122_G_D1;2122_G_D4 | Combustion Turbine |  |  | 10745
2141_G_1 | MO | 29121 | MACON MUNICIPAL UTILITIES |  | 6698811 | 13185913 |  |  |  |  | 0004 | 13364 | [7 empty] | 0.0044 | 0.0001 | 0.0001 | 0.0001 | 0.0001 |  | 0.0012 | 2019 | 45 | 2 | 930 | -1 | 173.8 | 221112 | -92.4677 | 39.7377 | 5 | 125 | 160 |  |  |  |  | N | N | N |  | N
2167_B_2 | MO | 29143 | NEW MADRID POWER PLANT MARSTON | New Madrid | 5363811 | 26289613 | 2167 | 2 | 2167 | 2 | 0004 | 14942 | 8479.92 | 7669.5 | 304.7616 | 468.0859 | 127.475 | 0.2793 | 2070.37 | 7047.9 | 6736.6 | 213.3339 | 280.557 | 113.2993 | 5.8035 | 1309.472 | 2019 | 800 | 20 | 338 | -1 | 70 | 221112 | -89.5617 | 36.5147 | 6980 | 125 | 100 | 128&139 | 575 | N | Subbituminous | Y | N | N | 9999 | N |  | Coal Steam |  | 8049.8198 | 9814
2167_B_1 | MO | 29143 | NEW MADRID POWER PLANT MARSTON | New Madrid | 5363811 | 26290513 | 2167 | 1 | 2167 | 1 | 0004 | 14944 | 7625.43 | 4797.6 | 157.5881 | 261.6064 | 81.3354 | 0.6129 | 1392.2225 | 7030.2 | 6515.911 | 147.1009 | 204.6563 | 105.0784 | 8.7271 | 1005.1424 | 2019 | 800 | 20 | 324 | -1 | 68.16 | 221112 | -89.5617 | 36.5147 | 6730 | 125 | 100 | 128&139 | 579 | N | Subbituminous | Y | N | N | 9999 | N |  | Coal Steam |  | 5104.1304 | 9859
7754_G_2 | MO | 29147 | NODAWAY POWER PLANT CONCEPTION JUNCTION | Nodaway | 5255311 | 24936313 | 7754 | 2 | 7754 | 2 | 0032 | 2 | 0.4 | 0.0051 | 0.0428 | 0.0428 | 0.0115 |  | 0.2127 | 1.9005 | 0.0153 | 0.1781 | 0.1781 | 0.0479 |  | 0.8863 | 2019 | 50 | 20.41 | 980 | -1 | 82.48 | 221112 | -94.7913 | 40.2877 | 1400 | 125 | 120 | 205 | 91 | N | Natural Gas | Y | N | N | 9999 | N |  | Combustion Turbine |  | 13.77 | 12327
7754_G_1 | MO | 29147 | NODAWAY POWER PLANT CONCEPTION JUNCTION | Nodaway | 5255311 | 24936413 | 7754 | 1 | 7754 | 1 | 0032 | 1 | 0.6001 | 0.0052 | 0.0406 | 0.0406 | 0.012 |  | 0.0242 | 2.6007 | 0.0206 | 0.2504 | 0.2504 | 0.0619 |  | 0.0512 | 2019 | 50 | 20.41 | 980 | -1 | 82.48 | 221112 | -94.7913 | 40.2877 | 1400 | 125 | 120 | 205 | 84 | N | Natural Gas | Y | N | N | 9999 | N |  | Combustion Turbine |  | 2.26 | 12317
7964_G_GT1x | MO | 29163 | AMEREN MISSOURI PENO CREEK ENERGY CENTER |  | 6794611 | 109322413 | 7964 | CT1B |  |  | 0047 | 2 | 5.8015 | 0.0404 | 0.4315 | 0.4315 | 0.1373 |  | 0.1837 | 5.1998 | 0.0346 | 0.3699 | 0.3699 | 0.1177 |  | 0.251 | 2019 | 60.5 | 9.5 | 834 | -1 | 125.39 | 221112 | -91.2285 | 39.3528 | 37.5 | 125 | 120 | 213&65 |  |  |  | Y | N | N |  | N |  |  |  | 526.7999
7964_G_GT2x | MO | 29163 | AMEREN MISSOURI PENO CREEK ENERGY CENTER |  | 6794611 | 109322513 | 7964 | CT2B |  |  | 0047 | 3 | 5.4142 | 0.5652 | 0.4026 | 0.4026 | 0.1281 |  | 0.1714 | 2.2998 | 0.2308 | 0.1644 | 0.1644 | 0.0523 |  | 0.247 | 2019 | 60.5 | 9.5 | 834 | -1 | 125.39 | 221112 | -91.2285 | 39.3528 | 37.5 | 125 | 120 | 213&65 |  |  |  | Y | N | N |  | N |  |  |  | 497.08
7964_G_GT3x | MO | 29163 | AMEREN MISSOURI PENO CREEK ENERGY CENTER |  | 6794611 | 109322613 | 7964 | CT3B |  |  | 0047 | 4 | 5.2049 | 0.0362 | 0.3871 | 0.3871 | 0.1232 |  | 0.1648 | 4.5001 | 0.0313 | 0.3341 | 0.3341 | 0.1063 |  | 0.419 | 2019 | 60.5 | 9.5 | 834 | -1 | 125.39 | 221112 | -91.2285 | 39.3528 | 37.5 | 125 | 120 | 213&65 |  |  |  | Y | N | N |  | N |  |  |  | 476.8901
7964_G_GT4x | MO | 29163 | AMEREN MISSOURI PENO CREEK ENERGY CENTER |  | 6794611 | 109322713 | 7964 | CT4B |  |  | 0047 | 5 | 1.6181 | 0.0113 | 0.1203 | 0.1203 | 0.0383 |  | 0.0512 | 3.7998 | 0.0256 | 0.274 | 0.274 | 0.0872 |  | 0.192 | 2019 | 60.5 | 9.5 | 834 | -1 | 125.39 | 221112 | -91.2285 | 39.3528 | 37.5 | 125 | 120 | 213&65 |  |  |  | Y | N | N |  | N |  |  |  | 139.92
7964_G_GT4 | MO | 29163 | AMEREN MISSOURI PENO CREEK ENERGY CENTER | Peno Creek | 6794611 | 109322813 | 7964 | CT4A | 7964 | GT4 | 0047 | 6 | 3.5237 | 0.0245 | 0.262 | 0.262 | 0.0834 |  | 0.1116 | 3.8999 | 0.0273 | 0.2918 | 0.2918 | 0.0929 |  | 0.377 | 2019 | 60.5 | 9.5 | 834 | -1 | 125.39 | 221112 | -91.2285 | 39.3528 | 37.5 | 125 | 120 | 213&65 | 47 | N | Natural Gas, Distillate Fuel Oil | Y | N | N | 9999 | N |  | Combustion Turbine |  | 322.89 | 11265
7964_G_GT3 | MO | 29163 | AMEREN MISSOURI PENO CREEK ENERGY CENTER | Peno Creek | 6794611 | 109322913 | 7964 | CT3A | 7964 | GT3 | 0047 | 7 | 5.1305 | 0.0357 | 0.3815 | 0.3815 | 0.1214 |  | 0.1624 | 4.4002 | 0.031 | 0.3308 | 0.3308 | 0.1053 |  | 0.178 | 2019 | 60.5 | 9.5 | 834 | -1 | 125.39 | 221112 | -91.2285 | 39.3528 | 37.5 | 125 | 120 | 213&65 | 47 | N | Natural Gas, Distillate Fuel Oil | Y | N | N | 9999 | N |  | Combustion Turbine |  | 479.94 | 11265
7964_G_GT2 | MO | 29163 | AMEREN MISSOURI PENO CREEK ENERGY CENTER | Peno Creek | 6794611 | 109323013 | 7964 | CT2A | 7964 | GT2 | 0047 | 8 | 5.4581 | 0.038 | 0.406 | 0.406 | 0.1292 |  | 0.1728 | 2.7 | 0.018 | 0.192 | 0.192 | 0.0611 |  | 0.286 | 2019 | 60.5 | 9.5 | 834 | -1 | 125.39 | 221112 | -91.2285 | 39.3528 | 37.5 | 125 | 120 | 213&65 | 47 | N | Natural Gas, Distillate Fuel Oil | Y | N | N | 9999 | N |  | Combustion Turbine |  | 495.8199 | 11265
7964_G_GT1 | MO | 29163 | AMEREN MISSOURI PENO CREEK ENERGY CENTER | Peno Creek | 6794611 | 13109413 | 7964 | CT1A | 7964 | GT1 | 0047 | 1 | 5.7488 | 0.04 | 0.4276 | 0.4276 | 0.136 |  | 0.182 | 3.5999 | 0.0358 | 0.3829 | 0.3829 | 0.1218 |  | 0.758 | 2019 | 60.5 | 9.5 | 834 | -1 | 125.39 | 221112 | -91.2285 | 39.3528 | 47 | 125 | 120 | 213&65 | 47 | N | Natural Gas, Distillate Fuel Oil | Y | N | N | 9999 | N |  | Combustion Turbine |  | 529.2498 | 11264
6065_B_1 | MO | 29165 | KANSAS CITY POWER AND LIGHT CO IATAN GENERATING STATION | Iatan | 6795111 | 13105713 | 6065 | 1 | 6065 | 1 | 0007 | 16912 | 1856.26 | 110.605 | 276.4825 | 322.795 | 1.1052 | 1.1419 | 741.9 | 900.086 | 83.5538 | 88.4169 | 98.608 | 23.1575 | 0.0053 | 182.1002 | 2019 | 615 | 28.41 | 132 | -1 | 54.76 | 221112 | -94.9788 | 39.4501 | 7800 | 125 | 100 | 127&139&205&67 | 700 | N | Subbituminous | Y | N | N | 9999 | N |  | Coal Steam |  | 8353.0303 | 9632
6065_B_2 | MO | 29165 | KANSAS CITY POWER AND LIGHT CO IATAN GENERATING STATION | Iatan | 6795111 | 91539513 | 6065 | 2 | 6065 | 2 | 0007 | 16928 | 1093.38 | 138.941 | 100.5441 | 109.5845 | 3.4734 | 1.0477 | 84.4057 | 1426.291 | 362.8281 | 133.5962 | 163.7871 | 3.0902 | 0.0072 | 733.3007 | 2019 | 615 | 30.3 | 135 | -1 | 48.98 | 221112 | -94.9791 | 39.4476 | 8100 | 125 | 100 | 127&139&204&205&67 | 882 | N | Subbituminous | Y | N | N | 9999 | N |  | Coal Steam |  | 6060.8188 | 9502
2168_B_MB2 | MO | 29175 | THOMAS HILL ENERGY CENTER POWER DIVISION THOMAS HILL | Thomas Hill | 6688411 | 12908413 | 2168 | MB2 | 2168 | MB2 | 0001 | 17566 | 5291.85 | 3787.43 | 117.0462 | 151.6644 | 58.4003 | 0 | 266.3671 | 3211.697 | 3322.133 | 90.4313 | 101.5232 | 52.3647 | 13.2809 | 238.0773 | 2019 | 400 | 17.34 | 315 | -1 | 54.46 | 221112 | -92.6374 | 39.5507 | 3580 | 125 | 100 | 109&128&139&204&48 | 270 | N | Subbituminous | Y | N | N | 9999 | N |  | Coal Steam |  | 7336.5996 | 9930
2168_B_MB3 | MO | 29175 | THOMAS HILL ENERGY CENTER POWER DIVISION THOMAS HILL | Thomas Hill | 6688411 | 12908813 | 2168 | MB3 | 2168 | MB3 | 0001 | 17575 | 5334.22 | 9229.37 | 267.793 | 385.0816 | 78.1427 | 0 | 4299.41 | 3510.613 | 11027.62 | 299.7578 | 414.6616 | 90.5413 | 2.9904 | 4993.888 | 2019 | 622 | 30.6 | 298 | -1 | 58.33 | 221112 | -92.6374 | 39.5507 | 8180 | 125 | 100 | 109&128&139&204&205&48 | 699 | N | Subbituminous | Y | N | N | 9999 | N |  | Coal Steam |  | 7385.9795 | 9903
2168_B_MB1 | MO | 29175 | THOMAS HILL ENERGY CENTER POWER DIVISION THOMAS HILL | Thomas Hill | 6688411 | 12909013 | 2168 | MB1 | 2168 | MB1 | 0001 | 17431 | 1825.22 | 1394.32 | 26.7422 | 30.3713 | 20.188 | 0 | 92.7852 | 2265.637 | 2349.876 | 62.9688 | 70.7011 | 36.4285 | 10.6457 | 165.6768 | 2019 | 411 | 17.34 | 318 | -1 | 54.23 | 221112 | -92.6374 | 39.5507 | 2180 | 125 | 100 | 109&128&139&204&48 | 165 | N | Subbituminous | Y | N | N | 9999 | N |  | Coal Steam |  | 5046.1504 | 9907
6651_G_1 | MO | 29175 | AMEREN MISSOURI MOBERLY COMBUSTION TURBINE | Moberly | 6688611 | 12905513 | 6651 | CT01 | 6651 | 1 | 0010 | 17539 | 1.081 | 0.0024 | 0.0172 | 0.0175 | 0.0006 |  | 0.0052 | 8.3926 | 0.0184 | 0.1335 | 0.1359 | 0.005 |  | 0.0403 | 2019 | 32 | 15 | 1050 | -1 | 103.8 | 221112 | -92.4842 | 39.4239 | 55 | 125 | 120 |  | 53 | N | Distillate Fuel Oil | Y | N | N | 9999 | N |  | Combustion Turbine |  | 5.78 | 24030
2107_B_2 | MO | 29183 | AMEREN MISSOURI SIOUX ENERGY CENTER | Sioux | 6783411 | 13831813 | 2107 | 2 | 2107 | 2 | 0001 | 18103 | 3583.06 | 2283.01 | 230.5001 | 242.7408 | 87.2146 | 0.4479 | 396.7609 | 1716.477 | 844.23 | 119.8234 | 126.1858 | 45.3336 | 0.2328 | 206.2932 | 2019 | 496.5 | 23.6 | 137 | -1 | 46.84 | 221112 | -90.2905 | 38.9161 | 4920 | 125 | 100 | 128&204&67 | 487 | N | Bituminous, Subbituminous | Y | N | N | 9999 | N |  | Coal Steam |  | 7862.7202 | 11339
2107_B_1 | MO | 29183 | AMEREN MISSOURI SIOUX ENERGY CENTER | Sioux | 6783411 | 13832613 | 2107 | 1 | 2107 | 1 | 0001 | 17911 | 2301.74 | 896.3 | 154.2099 | 162.3993 | 58.3495 | 0.2997 | 265.4372 | 2977.272 | 1274.659 | 191.2465 | 201.3985 | 72.3402 | 0.3714 | 329.4013 | 2019 | 496.5 | 23.6 | 139 | -1 | 46.76 | 221112 | -90.2905 | 38.9161 | 4920 | 125 | 100 | 128&204&67 | 487 | N | Bituminous, Subbituminous | Y | N | N | 9999 | N |  | Coal Steam |  | 5148.4189 | 11127
2104_G_GT2 | MO | 29189 | AMEREN MISSOURI MERAMEC ENERGY CENTER | Meramec | 6816611 | 109322113 | 2104 | CT2A | 2104 | GT2 | 0010 | 21437 | 13.0654 | 0.7519 | 0.7294 | 0.7294 | 0.2321 |  | 3.3151 | 0.2994 | 0.0172 | 0.0167 | 0.0167 | 0.0053 |  | 0.076 | 2019 | 32 | 12 | 1050 | -1 | 103.8 | 221112 | -90.3349 | 38.4013 | 297 | 125 | 120 | 212 | 45 | N | Natural Gas, Distillate Fuel Oil | Y | N | N | 9999 | N |  | Combustion Turbine |  | 29.22 | 12841
2104_G_GT2x | MO | 29189 | AMEREN MISSOURI MERAMEC ENERGY CENTER |  | 6816611 | 109322213 | 2104 | CT2B |  |  | 0010 | 21438 | 12.0508 | 0.6935 | 0.6727 | 0.6727 | 0.214 |  | 3.0577 | 0.2123 | 0.0122 | 0.0118 | 0.0118 | 0.0038 |  | 0.0539 | 2019 | 32 | 12 | 1050 | -1 | 103.8 | 221112 | -90.3349 | 38.4013 | 297 | 125 | 120 | 212 |  |  |  | Y | N | N |  | N |  |  |  | 28.88
2104_B_1 | MO | 29189 | AMEREN MISSOURI MERAMEC ENERGY CENTER |  | 6816611 | 13792113 | 2104 | 1 |  |  | 0010 | 21425 | 13.3459 | 68.896 | 1.1224 | 2.901 | 0.6988 | 0.021 | 5.7228 | 2.663 | 0.027 | 0.0082875 | 0.0082875 | 0.005 | 0.0029 | 0.0216 | 2017 | 250 | 11 | 326 | -1 | 101.62 | 221112 | -90.3349 | 38.4013 | 1570 | 125 | 100 | 128&204&205 |  |  |  | Y | N | N |  | N |  |  |  | 702.8
2104_G_GT1 | MO | 29189 | AMEREN MISSOURI MERAMEC PLANT | Meramec | 6816611 | 13792213 | 2104 | CT01 | 2104 | GT1 | 0010 | 21419 | 2.7212 | 0.0047 | 0.1869 | 0.1928 | 0.0013 |  | 0.0102 | [8 empty] | 32 | 12 | 1050 | -1 | 103.8 | 221112 | -90.3349 | 38.4013 | 55 | 125 | 120 |  | 54 | N | Distillate Fuel Oil | Y | N | N | 9999 | N |  | Combustion Turbine |  | 13.3 | 12856
2104_B_2 | MO | 29189 | AMEREN MISSOURI MERAMEC ENERGY CENTER |  | 6816611 | 13792613 | 2104 | 2 |  |  | 0010 | 21424 | 32.8933 | 63.3049 | 1.2871 | 3.3247 | 0.8018 | 0.0249 | 6.5616 | 3.729 | 0.042 | 0.0201 | 0.0201 | 0.0193 | 0.0112 | 0.0843 | 2019 | 250 | 11 | 326 | -1 | 99.12 | 221112 | -90.3349 | 38.4013 | 1570 | 125 | 100 | 128&204&205 |  |  |  | Y | N | N |  | N |  |  |  | 842.2198
2104_B_4 | MO | 29189 | AMEREN MISSOURI MERAMEC ENERGY CENTER |  | 6816611 | 13792813 | 2104 | 4 |  |  | 0010 | 21421 | 969.45 | 2605.27 | 32.4417 | 83.6341 | 20.108 | 0.5786 | 172.2861 | 385.9654 | 1220.441 | 15.3992 | 38.8869 | 9.719 | 0.5524 | 86.5787 | 2017 | 350 | 16 | 374 | -1 | 123.28 | 221112 | -90.3349 | 38.4013 | 3780 | 125 | 100 | 128&204&205 |  |  |  | Y | N | N |  | N |  |  |  | 4783.0298
2104_B_3 | MO | 29189 | AMEREN MISSOURI MERAMEC ENERGY CENTER |  | 6816611 | 13793013 | 2104 | 3 |  |  | 0010 | 21423 | 601.884 | 1603.33 | 20.7904 | 54.2778 | 13.0943 | 0.3578 | 1329.6878 | 72.406 | 174.0101 | 2.354 | 6.0899 | 1.494 | 0.0592 | 148.8475 | 2019 | 350 | 14 | 345 | -1 | 135.4 | 221112 | -90.3349 | 38.4013 | 3170 | 125 | 100 | 128&204&205 |  |  |  | Y | N | N |  | N |  |  |  | 3410.5002
2144_B_5 | MO | 29195 | MARSHALL MUNICIPAL UTILITIES |  | 7593811 | 11516913 |  |  |  |  | 0010 | 21930 | 0.0004 | [5 empty] | 0.0001 | [8 empty] | 111 | 4.667 | 320 | -1 | 19.45 | 221112 | -93.2079 | 39.1208 | 16 | 125 | 100 |  |  |  |  | N | N | N |  | N
2144_G_9 | MO | 29195 | MARSHALL MUNICIPAL UTILITIES | Marshall (MO) | 7593811 | 11517313 |  |  | 2144 | 9 | 0010 | 21926 | 0.116 |  | 0.002 | 0.0021 | 0.003 | 0.0008 | 0.0059 | 0.1635 |  | 0.0028 | 0.0029 | 0.0043 | 0.0011 | 0.0023 | 2019 | 10 | 1 | 937 | -1 | 432.63 | 221112 | -93.2079 | 39.1208 | 1 | 125 | 160 | 312 | 0.9 | N | Distillate Fuel Oil | N | N | N | 9999 | N |  | Combustion Turbine |  |  | 10745
2144_G_10 | MO | 29195 | MARSHALL MUNICIPAL UTILITIES | Marshall (MO) | 7593811 | 11517413 |  |  | 2144 | 10 | 0010 | 21922 | 0.4622 | 0.0002 | 0.0095 | 0.0098 | 0.036 | 0.0014 | 0.0331 | 1.7803 | 0.0009 | 0.0365 | 0.0376 | 0.1385 | 0.0055 | 0.1595 | 2019 | 66 | 3 | 830 | -1 | 118.96 | 221112 | -93.2079 | 39.1208 | 6 | 125 | 160 | 312 | 6.3 | N | Natural Gas, Distillate Fuel Oil | N | Y | N | 9999 | N |  | Combustion Turbine |  |  | 10745
2144_G_GT1 | MO | 29195 | MARSHALL MUNICIPAL UTILITIES | Marshall (MO) | 7593811 | 11517513 |  |  | 2144 | GT1 | 0010 | 21927 | 0.3577 | 0.0055 | 0.0106 | 0.0106 | 0.0034 |  | 0.1321 | 11.2143 | 0.2632 | 0.4862 | 0.491 | 0.0944 | 0.0674 | 3.6456 | 2019 | 28 | 11 | 750 | -1 | 82.43 | 221112 | -93.2079 | 39.1208 | 14 | 125 | 120 |  | 14 | N | Natural Gas, Distillate Fuel Oil | N | N | N | 9999 | N |  | Combustion Turbine |  |  | 17619
2144_G_11 | MO | 29195 | MARSHALL MUNICIPAL UTILITIES | Marshall (MO) | 7593811 | 11517813 |  |  | 2144 | 11 | 0010 | 21923 | 0.4538 | 0.0002 | 0.0093 | 0.0096 | 0.0353 | 0.0014 | 0.0365 | 1.9076 | 0.001 | 0.0391 | 0.0403 | 0.1484 | 0.0059 | 0.1502 | 2019 | 66 | 3 | 830 | -1 | 118.96 | 221112 | -93.2079 | 39.1208 | 6 | 125 | 160 | 312 | 6.3 | N | Natural Gas, Distillate Fuel Oil | N | Y | N | 9999 | N |  | Combustion Turbine |  |  | 10745
2144_G_7 | MO | 29195 | MARSHALL MUNICIPAL UTILITIES | Marshall (MO) | 7593811 | 11517913 |  |  | 2144 | 7 | 0010 | 21924 | 0.13 |  | 0.0022 | 0.0023 | 0.0034 | 0.0009 | 0.0072 | 0.1598 |  | 0.0028 | 0.0029 | 0.0042 | 0.0011 | 0.0023 | 2019 | 10 | 1 | 937 | -1 | 432.63 | 221112 | -93.2079 | 39.1208 | 1 | 125 | 160 | 312 | 0.9 | N | Distillate Fuel Oil | N | Y | N | 9999 | N |  | Combustion Turbine |  |  | 10745
2144_G_8 | MO | 29195 | MARSHALL MUNICIPAL UTILITIES | Marshall (MO) | 7593811 | 11518113 |  |  | 2144 | 8 | 0010 | 21925 | 0.1245 |  | 0.0021 | 0.0022 | 0.0033 | 0.0008 | 0.0077 | 0.1736 |  | 0.003 | 0.0031 | 0.0046 | 0.0011 | 0.0025 | 2019 | 10 | 1 | 937 | -1 | 432.63 | 221112 | -93.2079 | 39.1208 | 1 | 125 | 160 | 312 | 0.9 | N | Distillate Fuel Oil | N | N | N | 9999 | N |  | Combustion Turbine |  |  | 10745
6768_B_1 | MO | 29201 | SIKESTON POWER STATION | Sikeston Power Station | 7595411 | 59159713 | 6768 | 1 | 6768 | 1 | 0017 | 22256 | 940.3 | 4837 | 373.5096 | 412.5513 | 29.0782 | 0.3225 | 833.491 | 811.8 | 3668 | 363.1098 | 383.2217 | 29.2847 | 0.3418 | 839.4008 | 2019 | 450 | 15 | 280 | -1 | 65.584 | 221112 | -89.6214 | 36.8788 | 2860 | 125 | 100 | 128&205&207 | 240 | N | Subbituminous | Y | N | N | 9999 | N |  | Coal Steam |  | 8086.7603 | 10648
7406_G_G3 | MO | 29205 | SHELBINA POWER PLANT | Shelbina Power #2 | 5052711 | 25600813 |  |  | 7406 | G3 | 0011 | 22348 | 0.1661 | 0.0001 | 0.0011 | 0.0011 | 0.0022 |  | 0.0088 | 0.0785 | 0.0001 | 0.0005 | 0.0005 | 0.001 |  | 0.0042 | 2019 | 22 | 1.4 | 961 | -1 | 153.96 | 221112 | -92.0467 | 39.6941 | 2 | 125 | 160 | 109 | 1.6 | N | Distillate Fuel Oil | N | N | N | 9999 | N |  | Combustion Turbine |  |  | 10745
7406_G_G4 | MO | 29205 | SHELBINA POWER PLANT | Shelbina Power #2 | 5052711 | 25600913 |  |  | 7406 | G4 | 0011 | 22349 | 0.2567 | 0.0001 | 0.0016 | 0.0016 | 0.0034 |  | 0.0136 | 0.0755 | 0.0001 | 0.0005 | 0.0005 | 0.001 |  | 0.004 | 2019 | 28 | 2.1 | 961 | -1 | 68.43 | 221112 | -92.0467 | 39.6941 | 2 | 125 | 160 | 109 | 1.6 | N | Distillate Fuel Oil | N | N | N | 9999 | N |  | Combustion Turbine |  |  | 10745
7406_G_G5 | MO | 29205 | SHELBINA POWER PLANT | Shelbina Power #2 | 5052711 | 25601013 |  |  | 7406 | G5 | 0011 | 22350 | 0.2627 | 0.0001 | 0.0185 | 0.0185 | 0.0214 |  | 0.0566 | [7 empty] | 2017 | 27 | 3.1 | 730 | -1 | 70.1 | 221112 | -92.0467 | 39.6941 | 2 | 125 | 160 |  | 1.6 | N | Distillate Fuel Oil | N | N | N | 9999 | N |  | Combustion Turbine |  |  | 10745
7405_G_G2 | MO | 29205 | SHELBINA POWER PLANT | Shelbina Power #1 | 5052711 | 25601113 |  |  | 7405 | G2 | 0011 | 22347 | 0.1661 | 0.0001 | 0.0011 | 0.0011 | 0.0022 |  | 0.0088 | 0.0815 | 0.0001 | 0.0005 | 0.0005 | 0.0011 |  | 0.0043 | 2019 | 22 | 1.4 | 961 | -1 | 153.96 | 221112 | -92.0467 | 39.6941 | 2 | 125 | 160 | 109 | 1.6 | N | Distillate Fuel Oil | N | N | N | 9999 | N |  | Combustion Turbine |  |  | 11410
7405_G_G1 | MO | 29205 | SHELBINA POWER PLANT | Shelbina Power #1 | 5052711 | 25601213 |  |  | 7405 | G1 | 0011 | 22346 | 0.1601 | 0.0001 | 0.0011 | 0.0011 | 0.0021 |  | 0.0085 | 0.0846 | 0.0001 | 0.0006 | 0.0006 | 0.0011 |  | 0.0045 | 2017 | 22 | 1.4 | 961 | -1 | 153.96 | 221112 | -92.0467 | 39.6941 | 3 | 125 | 160 | 109 | 3 | N | Distillate Fuel Oil | N | N | N | 9999 | N |  | Combustion Turbine |  |  | 11711
7406_G_G6 | MO | 29205 | SHELBINA POWER PLANT | Shelbina Power #2 | 5052711 | 25601413 |  |  | 7406 | G6 | 0011 | 22362 | 0.1933 | 0.0001 | 0.0013 | 0.0013 | 0.0032 |  | 0.0033 | 0.0906 | 0.0001 | 0.0006 | 0.0006 | 0.0015 |  | 0.0016 | 2017 | 22 | 1.3 | 901 | -1 | 182.16 | 221112 | -92.0467 | 39.6941 | 2 | 125 | 160 | 109 | 1.8 | N | Distillate Fuel Oil | N | N | N | 9999 | N |  | Combustion Turbine |  |  | 10745
7860_G_G7 | MO | 29205 | SHELBINA POWER PLANT | Shelbina Power #3 | 5052711 | 25601613 |  |  | 7860 | G7 | 0011 | 22368 | 0.0595 | 0.0001 | 0.0014 | 0.0014 | 0.0034 |  | 0.0036 | 0.0342 | 0.0002 | 0.0008 | 0.0008 | 0.002 |  | 0.0021 | 2019 | 22 | 1.27 | 834 | -1 | 204.81 | 221112 | -92.0467 | 39.6941 | 2 | 125 | 160 | 109 | 1.8 | N | Distillate Fuel Oil | N | N | N | 9999 | N |  | Combustion Turbine |  |  | 12164
7860_G_G8 | MO | 29205 | SHELBINA POWER PLANT | Shelbina Power #3 | 5052711 | 25602313 |  |  | 7860 | G8 | 0011 | 22369 | 0.0545 | 0.0001 | 0.0013 | 0.0013 | 0.0031 |  | 0.0033 | 0.0295 | 0.0001 | 0.0007 | 0.0007 | 0.0017 |  | 0.0018 | 2017 | 22 | 1.27 | 834 | -1 | 204.81 | 221112 | -92.0467 | 39.6941 | 2 | 125 | 160 | 109 | 1.8 | N | Distillate Fuel Oil | N | N | N | 9999 | N |  | Combustion Turbine |  |  | 12836
7749_G_1 | MO | 29207 | ESSEX POWER PLANT | Essex | 5201711 | 25438613 | 7749 | 1 | 7749 | 1 | 0064 | 1 | 47.585 | 0.1999 | 5.2351 | 5.2351 | 0.8495 |  | 0.8353 | 22.7978 | 0.1326 | 2.9183 | 2.9183 | 0.4694 |  | 0.7889 | 2019 | 50 | 21.7 | 987 | -1 | 86.4 | 221112 | -89.8393 | 36.8685 | 1400 | 125 | 120 | 205 | 98 | N | Natural Gas | Y | N | N | 9999 | N |  | Combustion Turbine |  | 699.6697 | 11488
2090_G_1 | MO | 29217 | KCP AND L GREATER MISSOURI OPERATIONS CO NEVADA GAS TURBINE | Nevada | 5204311 | 25407613 |  |  | 2090 | 1 | 0034 | 22905 | 0.7416 | 0.0085 | 0.0097 | 0.0097 | 0.0003 |  | 0.0028 | 2.6165 | 0.03 | 0.0342 | 0.0342 | 0.0012 |  | 0.0098 | 2019 | 28 | 11.92 | 870 | -1 | 75.58 | 221112 | -94.3783 | 37.8564 | 20 | 125 | 120 |  | 18.1 | N | Distillate Fuel Oil | N | N | N | 9999 | N |  | Combustion Turbine |  |  | 17445
55749_B_PC1 | MT | 30003 | ROCKY MOUNTAIN POWER | Hardin Generator Project | 7851511 | 3395313 | 55749 | U1 | 55749 | PC1 | 003-0018 | 1 | 253.299 | 298.188 | 77.7212 | 81.7611 | 2.5651 | 0 | 60.9201 | 69.0187 | 95.0982 | 6.7603 | 7.7578 | 0.8866 |  | 20.0472 | 2017 | 350 | 11 | 325 | 95.0333 | 1 | 221112 | -107.5996 | 45.7643 | 1400 | 125 | 100 | 1&65 | 107 | N | Subbituminous | Y | N | N | 9999 | N |  | Coal Steam |  | 3531.5698 | 12466
2177_G_1 | MT | 30017 | MDU - MILES CITY | Miles City GT | 7398611 | 9302913 |  |  | 2177 | 1 | 017-0002 | 1 | 3.378 | 0.025 | 0.0485 | 0.0485 | 0.0808 |  | 0.6022 | 1.4826 | 0.011 | 0.0312 | 0.0312 | 0.0355 |  | 0.2643 | 2019 | 32 | 13.5 | 905 | -1 | 0.2 | 221112 | -105.795 | 46.4113 | 301 | 125 | 120 |  | 23.6 | N | Natural Gas, Distillate Fuel Oil | N | N | N | 9999 | N |  | Combustion Turbine |  |  | 21852
2176_G_GT1 | MT | 30021 | MDU - GLENDIVE | Glendive GT | 8150511 | 5485713 |  |  | 2176 | GT1 | 021-0005 | 1 | 5.5448 | 0.041 | 0.0796 | 0.0796 | 0.1326 |  | 0.9884 | 2.1419 | 0.0193 | 0.0311 | 0.0311 | 0.0483 |  | 0.3539 | 2019 | 34 | 13.8 | 1000 | -1 | 0.2 | 221112 | -104.74 | 47.0539 | 393 | 125 | 120 |  | 34.8 | N | Natural Gas, Distillate Fuel Oil | N | N | N | 9999 | N |  | Combustion Turbine |  |  | 17225
2176_G_GT-2 | MT | 30021 | MDU - GLENDIVE | Glendive GT | 8150511 | 5485913 | 2176 | GT-2 | 2176 | GT-2 | 021-0005 | 3 | 2.4141 | 0.0207 | 0.2276 | 0.2276 | 0.3794 | 0.23243 | 0.5863 | 2.5489 | 0.0094 | 0.109 | 0.109 | 0.1319 | 0.084988 | 0.0864 | 2019 | [5 empty] | 221112 | -104.74 | 47.0539 | 421 | 125 | 120 |  | 40.1 | N | Natural Gas, Distillate Fuel Oil | Y | N | N | 9999 | N |  | Combustion Turbine |  | 323.3 | 17224
56908_G_3 | MT | 30023 | DAVE GATES GENERATING STATION AT MILL CREEK | Dave Gates Generating Station | 14496011 | 87303413 | 56908 | 3B;3A; | 56908 | 3;3 | 023-0002 | 3 | 3.5268 | 0.1523 | 2.9203 | 2.9203 | 1.1203 |  | 2.5347 | 6.7017 | 0.3065 | 6.1048 | 6.1048 | 2.3269 |  | 6.1905 | 2019 | 20 | 0.3 | 31 | -1 | 0.2 | 221112 | -112.8756 | 46.1056 | 593 | 125 | 120 |  | 44.1 | N | Natural Gas, Distillate Fuel Oil | Y | N | N | 9999 | Y |  | Combustion Turbine |  | 1820.9801 | 12179
56908_G_2 | MT | 30023 | DAVE GATES GENERATING STATION AT MILL CREEK | Dave Gates Generating Station | 14496011 | 87303513 | 56908 | 2B;2A; | 56908 | 2;2 | 023-0002 | 2 | 9.8895 | 0.4007 | 2.8226 | 2.8226 | 2.5781 |  | 4.9004 | 7.5089 | 0.3822 | 2.424 | 2.424 | 2.1063 |  | 4.5601 | 2019 | 20 | 0.3 | 31 | -1 | 0.2 | 221112 | -112.8756 | 46.1056 | 593 | 125 | 120 |  | 44.1 | N | Natural Gas, Distillate Fuel Oil | Y | N | N | 9999 | Y |  | Combustion Turbine |  | 3960.1506 | 12179
56908_G_1 | MT | 30023 | DAVE GATES GENERATING STATION AT MILL CREEK | Dave Gates Generating Station | 14496011 | 87303813 | 56908 | 1B;1A; | 56908 | 1;1 | 023-0002 | 1 | 12.2065 | 0.4393 | 11.9385 | 11.9385 | 1.9858 |  | 9.8645 | 6.0867 | 0.2969 | 9.9555 | 9.9555 | 1.6554 |  | 4.4667 | 2019 | 20 | 0.3 | 31 | -1 | 0.2 | 221112 | -112.8756 | 46.1056 | 593 | 125 | 120 |  | 44.1 | N | Natural Gas, Distillate Fuel Oil | Y | N | N | 9999 | Y |  | Combustion Turbine |  | 4367.7114 | 12179
6089_B_B1 | MT | 30083 | MDU - LEWIS & CLARK STATION |  | 7618511 | 12223213 | 6089 | B1 |  |  | 083-0003 | 1 | 611.316 | 34.6293 | 47.9189 | 56.4804 | 5.1113 | 0.0716 | 76.6701 | 676.7559 | 18.3134 | 48.1873 | 57.8131 | 5.2644 | 0.0924 | 78.9747 | 2017 | 250 | 8.8 | 160 | 3833.3334 | 63 | 221112 | -104.1569 | 47.6787 | 600 | 125 | 100 | 3&67 |  |  |  | Y | N | N |  | N |  |  |  | 7574.1504
6089_G_2 | MT | 30083 | MDU - LEWIS & CLARK STATION | Lewis & Clark | 7618511 | 126770613 |  |  | 6089 | 2 | 083-0003 | 6 | [7 empty] | 0.0892 | 0.1101 | 0.1964 | 0.1964 | 1.5768 |  | 0.0595 | 2019 | 65 | 3.94 | 694 | -1 | 76.8 | 221112 | -104.1569 | 47.6787 | 9140 | 125 | 160 |  | 9.1 | N | Natural Gas | N | N | N | 9999 | N |  | Combustion Turbine |  |  | 10745
6089_G_3 | MT | 30083 | MDU - LEWIS & CLARK STATION | Lewis & Clark | 7618511 | 126770713 |  |  | 6089 | 3 | 083-0003 | 7 | [7 empty] | 0.1166 | 0.0039 | 0.3465 | 0.63 | 0.1974 |  | 0.0672 | 2019 | 65 | 3.94 | 694 | -1 | 76.8 | 221112 | -104.1569 | 47.6787 | 9140 | 125 | 160 |  | 9.1 | N | Natural Gas | N | N | N | 9999 | N |  | Combustion Turbine |  |  | 10745
56606_G_01 | MT | 30085 | BASIN ELECTRIC POWER COOPERATIVE | Culbertson Generation Station | 14766611 | 90334113 | 56606 | CT01 | 56606 | 01 | 085-0061 | 1 | 43.3149 | 1.2268 | 6.693 | 6.693 | 1.439 |  | 7.1057 | 57.6229 | 1.526 | 8.325 | 8.325 | 1.7899 |  | 2.2478 | 2019 | 40 | 2 | 250 | -1 | 50 | 221112 | -104.3919 | 48.2104 | 786 | 125 | 120 |  | 90.8 | N | Natural Gas | Y | N | N | 9999 | N |  | Combustion Turbine |  | 2231.281 | 10745
6076_B_1 | MT | 30087 | COLSTRIP STEAM ELECTRIC STATION |  | 7765611 | 1786213 | 6076 | 1 |  |  | 087-0008 | 1 | 3307.9 | 1630.61 | 195.2995 | 233.9364 | 36.7102 | 0.0294 | 262.216 | 3308.296 | 1668.415 | 169.3559 | 210.3276 | 37.7741 | 0.0301 | 269.7996 | 2019 | 500 | 16.5 | 200 | -1 | 100 | 221112 | -106.6121 | 45.8829 | 3390 | 125 | 100 |  |  |  |  | Y | N | N |  | N |  |  |  | 6778.999
6076_B_2 | MT | 30087 | COLSTRIP STEAM ELECTRIC STATION |  | 7765611 | 1786313 | 6076 | 2 |  |  | 087-0008 | 2 | 1691.06 | 1906.97 | 236.6032 | 283.3736 | 44.4381 | 0.0356 | 317.415 | 1727.064 | 2117.077 | 178.2656 | 221.3929 | 39.7008 | 0.0317 | 283.5719 | 2019 | 500 | 16.5 | 200 | 21382.467 | 100 | 221112 | -106.6121 | 45.8829 | 3390 | 125 | 100 | 1&53 |  |  |  | Y | N | N |  | N |  |  |  | 8044.79
6076_B_3 | MT | 30087 | COLSTRIP STEAM ELECTRIC STATION | Colstrip | 7765611 | 1786413 | 6076 | 3 | 6076 | 3 | 087-0008 | 3 | 4241.4 | 2434.4 | 597.4098 | 742.524 | 113.689 | 0.091 | 812.062 | 4107.864 | 2324.176 | 603.0185 | 747.0891 | 115.2186 | 0.0921 | 823.3413 | 2019 | 692 | 24 | 210 | -1 | 110 | 221112 | -106.6121 | 45.8829 | 8040 | 125 | 100 |  | 740 | N | Subbituminous | Y | N | N | 9999 | N |  | Coal Steam |  | 8146.0298 | 10791
6076_B_4 | MT | 30087 | COLSTRIP STEAM ELECTRIC STATION | Colstrip | 7765611 | 1786513 | 6076 | 4 | 6076 | 4 | 087-0008 | 4 | 3509.44 | 2085.71 | 549.4118 | 682.867 | 104.554 | 0.0836 | 746.818 | 3890.772 | 2215.188 | 571.5852 | 708.1458 | 109.2158 | 0.0873 | 780.4687 | 2019 | 692 | 24 | 210 | -1 | 110 | 221112 | -106.6121 | 45.8829 | 8040 | 125 | 100 |  | 740 | N | Subbituminous | Y | N | N | 9999 | N |  | Coal Steam |  | 7384.9692 | 10803
10784_B_BLR1 | MT | 30087 | COLSTRIP ENERGY LTD PARTNERSHIP | Colstrip Energy LP | 7854911 | 2808213 |  |  | 10784 | BLR1 | 087-0007 | 1 | 971.66 | 1335.62 | 5.1311 | 16.8424 | 6.8414 |  | 5.45 | 844.5624 | 1086.73 | 5.424 | 7.2804 | 6.2082 |  | 0.7195 | 2019 | 200 | 8.25 | 320 | 3950 | 73.6 | 221112 | -106.6553 | 45.9755 | 505 | 125 | 100 | 16&17&24&41 | 38 | N | Waste Coal | N | N | N | 9999 | N |  | Coal Steam |  |  | 13936
50931_B_BLR1 | MT | 30111 | YELLOWSTONE POWER PLANT | Yellowstone Energy LP | 5270711 | 24917913 |  |  | 50931 | BLR1 | 111-0023 | 1 | 437.35 | 1641.24 | 1.7457 | 7.6117 | 9.5618 |  | 51.4175 | 393.6271 | 1630.996 | 1.9219 | 3.8784 | 8.9811 |  | 32.2953 | 2017 | 199 | 8 | 330 | -1 | 157 | 221118 | -108.427 | 45.8083 | 45 | 125 | 100 | 16&24&41 | 26 | Y | Petroleum Coke | N | Y | N | 9999 | N |  | Coal Steam |  |  | 10449
50931_B_BLR2 | MT | 30111 | YELLOWSTONE POWER PLANT | Yellowstone Energy LP | 5270711 | 24918013 |  |  | 50931 | BLR2 | 111-0023 | 2 | 0.012 | 0.52 | 0.182 | 0.2127 | 0.71 |  | 5.38 |  |  | 0.819 | 0.957 |  |  |  | 2017 | 145 | 2 | 430 | -1 | 210 | 221118 | -108.427 | 45.8083 | 28 | 125 | 100 |  | 26 | Y | Petroleum Coke | N | Y | N | 9999 | N |  | Coal Steam |  |  | 10449
2244_B_5 | NE | 31001 | North Denver Station | North Denver | 5098411 | 24700813 |  |  | 2244 | 5 | 00040 | 001 | 0.19 | 1e-07 | 0.026 | 0.026 | 1.1e-06 |  | 0.06 | 0.33475 | 0.00071733 | 0.021974 | 0.023624 | 0.0090862 |  | 0.10043 | 2019 | 65 | 8 | 310 | 1105.8333 | 22 | 926130 | -98.3893 | 40.5988 | 22 | 125 | 100 |  | 25 | N | Natural Gas | N | N | N | 9999 | N |  | O/G Steam |  |  | 14500
2243_G_1 | NE | 31001 | Don Henry Power Center | Don Henry | 5099011 | 24698913 |  |  | 2243 | 1 | 00061 | 001 | 0.28 | 1e-07 | 0.0182 | 0.0182 | 1e-07 |  | 0.07 | 1.126 | 0.002239 | 0.042243 | 0.042243 | 0.0073886 |  | 0.28857 | 2019 | 21 | 11.84 | 900 | -1 | 1.3316 | 926130 | -98.4203 | 40.5835 | 18 | 125 | 120 |  | 18 | N | Natural Gas, Distillate Fuel Oil | N | N | N | 9999 | N |  | Combustion Turbine |  |  | 25000
60_B_2 | NE | 31001 | Whelan Energy Center | Whelan Energy Center | 8399211 | 104525113 | 60 | 2 | 60 | 2 | 00042 | 010 | 312.97 | 439.8 | 22.2868 | 58.968 | 20.6532 | 0 | 473.12 | 466.7 | 569.8 | 13.2418 | 48.68 | 24.0307 |  | 123.4 | 2017 | 275 | 15 | 176 | 79.4 | 0.4493 | 221112 | -98.3119 | 40.5809 | 2210 | 125 | 100 |  | 232 | N | Subbituminous | Y | N | N | 9999 | N |  | Coal Steam |  | 6160.29 | 12132
60_B_1 | NE | 31001 | Whelan Energy Center | Whelan Energy Center | 8399211 | 724613 | 60 | 1 | 60 | 1 | 00042 | 001 | 386.6 | 1579.3 | 10.4116 | 19.3716 | 8.93 | 0 | 63.88 | 328.7 | 1621.7 | 9.3918 | 17.4681 | 7.9259 |  | 60.1968 | 2019 | 250 | 9.75 | 289 | 87.3458 | 1.1698 | 221112 | -98.3119 | 40.5809 | 865 | 125 | 100 |  | 77 | N | Subbituminous | Y | N | N | 9999 | N |  | Coal Steam |  | 8036.0298 | 12708
2253_G_4A | NE | 31021 | Lyons Municipal Power Plant | Lyons | 7574011 | 11906113 |  |  | 2253 | 4A | 00013 | 001 | 0.04 | 1e-07 | 1.0756e-07 | 1.0756e-07 | 1e-07 |  | 0.01 | 0.3 | 0.03 | 1.1e-07 | 1.1e-07 | 0.01 |  | 0.06 | 2017 | 17 | 1 | 350 | -1 | 1.6666 | 221118 | -96.4785 | 41.9376 | 1 | 125 | 160 |  | 0.6 | N | Distillate Fuel Oil | N | N | N | 9999 | N |  | Combustion Turbine |  |  | 25000
2233_G_6 | NE | 31023 | David City Municipal Power | David City | 7574511 | 11903913 |  |  | 2233 | 6 | 00019 | 002 | 0.15 | 1e-07 | 1.82e-07 | 1.82e-07 | 1e-07 |  | 1e-07 | [8 empty] | 37 | 1.92 | 350 | -1 | 1.6666 | 221112 | -97.1198 | 41.2547 | 1 | 125 | 160 |  | 1.3 | N | Distillate Fuel Oil | N | N | N | 9999 | N |  | Combustion Turbine |  |  | 10745
2233_G_7 | NE | 31023 | David City Municipal Power | David City | 7574511 | 11904013 |  |  | 2233 | 7 | 00019 | 005 | 0.15 | 1e-07 | 1.0756e-07 | 1.0756e-07 | 0.04 |  | 0.01 | [8 empty] | 37 | 1.92 | 350 | -1 | 1.6666 | 221112 | -97.1198 | 41.2547 | 1 | 125 | 160 |  | 1.3 | N | Distillate Fuel Oil | N | N | N | 9999 | N |  | Combustion Turbine |  |  | 10745
2233_G_5 | NE | 31023 | David City Municipal Power | David City | 7574511 | 11904113 |  |  | 2233 | 5 | 00019 | 001 | 0.2 | 1e-07 | 1.0756e-07 | 1.0756e-07 | 0.05 |  | 0.01 | 0.052336 | 2.478e-05 | 0.00090934 | 0.00093714 | 0.001472 |  | 0.0041705 | 2019 | 36.6 | 2 | 490 | 1124.6901 | 358 | 221112 | -97.1187 | 41.2547 | 1 | 125 | 160 |  | 1.3 | N | Distillate Fuel Oil | N | N | N | 9999 | N |  | Combustion Turbine |  |  | 10745
55972_G_CT-1 | NE | 31025 | OPPD Cass County Station | Cass County | 9445711 | 55517013 | 55972 | CT1 | 55972 | CT-1 | 00054 | 001 | 6 | 0.06 | 0.3458 | 0.3458 | 0.21 | 1e-07 | 1.47 | 40.1 | 0.4 | 3.7493 | 3.7493 | 1.2503 | 1e-07 | 0.23816 | 2019 | 50 | 26.13 | 1160 | 46402.3675 | 86.6 | 221112 | -95.9646 | 40.9479 | 2060 | 125 | 120 |  | 161.7 | N | Natural Gas | Y | N | N | 9999 | N |  | Combustion Turbine |  | 132.56 | 11896
55972_G_CT-2 | NE | 31025 | OPPD Cass County Station | Cass County | 9445711 | 55517113 | 55972 | CT2 | 55972 | CT-2 | 00054 | 002 | 4.5 | 0.05 | 0.2912 | 0.2912 | 0.18 |  | 1.28 | 31.8 | 0.3 | 2.8056 | 2.8056 | 1.1319 |  | 0.1617 | 2019 | 50 | 26.13 | 1160 | 46402.3675 | 86.6 | 221112 | -95.9646 | 40.9479 | 2060 | 125 | 120 |  | 161.1 | N | Natural Gas | Y | N | N | 9999 | N |  | Combustion Turbine |  | 116.35 | 11896
2249_G_1 | NE | 31027 | Laurel Municipal Plant | Laurel | 7575311 | 11899513 |  |  | 2249 | 1 | 00016 | 001 | 0.050931 |  | 0.0048101 | 0.005659 | 0.0039613 |  | 0.021221 | 0.036207 |  | 0.00074932 | 0.00077224 | 0.0026552 |  | 0.015 | 2019 | 29 | 1.5 | 350 | -1 | 1.6666 | 221112 | -97.091 | 42.4306 | 1 | 125 | 160 |  | 1.1 | N | Natural Gas, Distillate Fuel Oil | N | N | N | 9999 | N |  | Combustion Turbine |  |  | 18000
2313_G_5 | NE | 31039 | West Point Power Plant |  | 7460011 | 11696413 |  |  |  |  | 00014 | 004 | 0.10819 | 2.9e-05 | 0.0006533 | 0.0007613 | 0.0059565 |  | 0.033844 | 0.13638 |  | 0.0028224 | 0.0029087 | 0.010001 |  | 0.0568 | 2019 | 38 | 1.25 | 350 | -1 | 1.6666 | 221118 | -96.7134 | 41.845 | 4 | 125 | 160 |  |  |  |  | N | N | N |  | N
2313_G_2 | NE | 31039 | West Point Power Plant | West Point Municipal | 7460011 | 11696513 |  |  | 2313 | 2 | 00014 | 001 | 5e-11 |  | 5.7762e-11 | 5.7762e-11 | 5e-11 |  | 5e-11 |  |  | 0 | 0 |  |  |  | 2019 | 32 | 2.5 | 350 | -1 | 1.6666 | 221118 | -96.7134 | 41.845 | 1 | 125 | 160 |  | 0.9 | N | Natural Gas, Distillate Fuel Oil | N | Y | N | 9999 | N |  | Combustion Turbine |  |  | 18000
2313_G_3 | NE | 31039 | West Point Power Plant | West Point Municipal | 7460011 | 11696613 |  |  | 2313 | 3 | 00014 | 002 | 0.19976 | 5.9e-05 | 0.0013345 | 0.0015555 | 0.012302 |  | 0.0699 | 0.40069 | 0.0001 | 0.0082925 | 0.008546 | 0.029384 |  | 0.017 | 2019 | 32 | 2 | 350 | -1 | 1.6666 | 221118 | -96.7134 | 41.845 | 1 | 125 | 160 |  | 1.2 | N | Natural Gas, Distillate Fuel Oil | N | N | N | 9999 | N |  | Combustion Turbine |  |  | 18000
2313_G_4 | NE | 31039 | West Point Power Plant | West Point Municipal | 7460011 | 11696713 |  |  | 2313 | 4 | 00014 | 003 | 0.15565 | 4.15e-05 | 0.00093728 | 0.0010923 | 0.0086735 |  | 0.049282 | 0.20035 | 0.0001 | 0.0041463 | 0.0042731 | 0.014692 |  | 0.0835 | 2019 | 39 | 1.25 | 350 | -1 | 1.6666 | 221118 | -96.7134 | 41.845 | 2 | 125 | 160 |  | 2.3 | N | Natural Gas, Distillate Fuel Oil | N | N | N | 9999 | N |  | Combustion Turbine |  |  | 18000
2316_G_3 | NE | 31039 | Wisner Municipal Power Plant | Wisner | 7460111 | 11696213 |  |  | 2316 | 3 | 00024 | 001 | 0.055626 |  | 0.0050546 | 0.0053975 | 0.0040767 |  | 0.01651 | 0.15103 |  | 0.0026241 | 0.0027044 | 0.0042477 |  | 0.040117 | 2019 | 31 | 1.08 | 350 | -1 | 1.6666 | 221112 | -96.9162 | 41.9881 | 1 | 125 | 160 |  | 0.8 | N | Distillate Fuel Oil | N | N | N | 9999 | N |  | Combustion Turbine |  |  | 13937
2221_G_1 | NE | 31041 | Broken Bow Power Plant | Broken Bow | 7460411 | 11695213 |  |  | 2221 | 1 | 00003 | 001 | 0.98 | 0.04 | 0.09511 | 0.11 | 0.08 | 1e-07 | 0.06 | [5 empty] | 1e-07 |  | 2017 | 30 | 1.31 | 350 | -1 | 1.6666 | 926130 | -99.6395 | 41.4045 | 1 | 125 | 160 |  | 0.5 | N | Distillate Fuel Oil | N | Y | N | 9999 | N |  | Combustion Turbine |  |  | 10745
2221_G_2 | NE | 31041 | Broken Bow Power Plant | Broken Bow | 7460411 | 11695313 |  |  | 2221 | 2 | 00003 | 002 | 0.05481 | 0.002 | 0.0010315 | 0.0069315 | 0.004 |  | 0.089 | 0.33539 | 0.093165 | 0.0069412 | 0.0071534 | 0.024596 |  | 0.013136 | 2019 | 25 | 2 | 350 | -1 | 1.6666 | 926130 | -99.6395 | 41.4045 | 4 | 125 | 160 |  | 3.5 | N | Natural Gas, Distillate Fuel Oil | N | Y | N | 9999 | N |  | Combustion Turbine |  |  | 10745
2221_G_3 | NE | 31041 | Broken Bow Power Plant | Broken Bow | 7460411 | 11695413 |  |  | 2221 | 3 | 00003 | 003 | 0.068 | 0.002 | 0.0012867 | 0.0080867 | 0.006 | 1e-07 | [6 empty] | 1e-07 |  | 2017 | 25 | 1.31 | 350 | -1 | 1.6666 | 926130 | -99.6395 | 41.4045 | 1 | 125 | 160 |  | 0.7 | N | Distillate Fuel Oil | N | Y | N | 9999 | N |  | Combustion Turbine |  |  | 10745
2221_G_4 | NE | 31041 | Broken Bow Power Plant | Broken Bow | 7460411 | 11695513 |  |  | 2221 | 4 | 00003 | 004 | 0.152 |  | 0.0030391 | 0.019639 | 0.012 |  | 0.009 | 0.083637 | 0.023232 | 0.0017309 | 0.0017838 | 0.0061334 |  | 0.00031364 | 2019 | 25 | 1.21 | 350 | -1 | 1.6666 | 926130 | -99.6395 | 41.4045 | 1 | 125 | 160 |  | 0.7 | N | Natural Gas, Distillate Fuel Oil | N | Y | N | 9999 | N |  | Combustion Turbine |  |  | 10745
2221_G_5 | NE | 31041 | Broken Bow Power Plant | Broken Bow | 7460411 | 11695613 |  |  | 2221 | 5 | 00003 | 005 | 1e-07 | 0.009 | 1.1552e-07 | 1.1552e-07 | 1e-07 |  | 1e-07 | 0.1038 | 0.028833 | 0.0021481 | 0.0022138 | 0.0076118 |  | 0.0031572 | 2019 | 25 | 1.21 | 350 | -1 | 1.6666 | 926130 | -99.6395 | 41.4045 | 1 | 125 | 160 |  | 1 | N | Natural Gas, Distillate Fuel Oil | N | Y | N | 9999 | N |  | Combustion Turbine |  |  | 10745
2221_G_6 | NE | 31041 | Broken Bow Power Plant | Broken Bow | 7460411 | 11695713 |  |  | 2221 | 6 | 00003 | 006 | 0 |  | 0 | 1e-07 | 1e-07 |  | 1e-07 | 0.16619 | 0.046165 | 0.0034395 | 0.0035446 | 0.012188 |  | 0.007638 | 2019 | 25 | 1.51 | 350 | -1 | 1.6666 | 926130 | -99.6395 | 41.4045 | 2 | 125 | 160 |  | 2 | N | Natural Gas, Distillate Fuel Oil | N | N | N | 9999 | N |  | Combustion Turbine |  |  | 10745
2214_G_2 | NE | 31041 | Ansley Light Plant | Ansley | 7460611 | 11694913 |  |  | 2214 | 2 | 00018 | 001 | 0.057065 | 6.5e-05 | 0.0063419 | 0.0073069 | 0.004425 |  | 0.023715 | 0.079533 | 0.0001 | 0.001646 | 0.0016963 | 0.0058324 |  | 0.00543 | 2019 | 22 | 1.17 | 350 | -1 | 1.6666 | 926130 | -99.3865 | 41.2891 | 1 | 125 | 160 |  | 0.8 | N | Natural Gas, Distillate Fuel Oil | N | Y | N | 9999 | N |  | Combustion Turbine |  |  | 11366
2214_G_3 | NE | 31041 | Ansley Light Plant | Ansley | 7460611 | 11695013 |  |  | 2214 | 3 | 00018 | 002 | 0.019205 | 2.5e-05 | 0.00029157 | 0.00034657 | 0.00441 |  | 0.00441 | 0.1154 | 0.00013179 | 0.0010232 | 0.0010232 | 0.0094201 |  | 0.0037665 | 2019 | 22 | 1.17 | 350 | -1 | 1.6666 | 926130 | -99.3865 | 41.2891 | 1 | 125 | 160 |  | 0.5 | N | Distillate Fuel Oil | N | Y | N | 9999 | N |  | Combustion Turbine |  |  | 11753
2300_G_4 | NE | 31041 | Sargent Municipal Utilities | Sargent | 7460711 | 11694613 |  |  | 2300 | 4 | 00019 | 003 | 0.014725 | 5e-06 | 7.0867e-05 | 8.0867e-05 | 5e-05 |  | 0.000265 |  |  | 0 | 0 |  |  |  | 2019 | 21 | 0.83 | 620 | -1 | 2.4333 | 926130 | -99.3699 | 41.6414 | 1 | 125 | 160 |  | 0.4 | N | Distillate Fuel Oil | N | Y | N | 9999 | N |  | Combustion Turbine |  |  | 25000
2300_G_3 | NE | 31041 | Sargent Municipal Utilities | Sargent | 7460711 | 11694713 |  |  | 2300 | 3 | 00019 | 002 | 0.03253 | 1.5e-05 | 0.00015406 | 0.00017906 | 0.00011 |  | 0.00058 |  |  | 1.733e-05 | 1.733e-05 |  |  |  | 2019 | 25 | 1.13 | 620 | -1 | 2.6166 | 926130 | -99.3699 | 41.6414 | 1 | 125 | 160 |  | 0.9 | N | Distillate Fuel Oil | N | Y | N | 9999 | N |  | Combustion Turbine |  |  | 25000
2300_G_1 | NE | 31041 | Sargent Municipal Utilities | Sargent | 7460711 | 11694813 |  |  | 2300 | 1 | 00019 | 001 | 0.088175 | 3e-05 | 0.00028424 | 0.00032924 | 0.0002 |  | 0.001075 | 0.029154 | 9e-05 | 0.00050654 | 0.00052203 | 0.00081994 |  | 0.0016247 | 2019 | 25 | 1.25 | 620 | -1 | 2.6833 | 926130 | -99.3699 | 41.6414 | 1 | 125 | 160 |  | 1.1 | N | Distillate Fuel Oil | N | Y | N | 9999 | N |  | Combustion Turbine |  |  | 25000
2216_G_1 | NE | 31041 | Arnold Plant | Arnold | 7460811 | 11694213 |  |  | 2216 | 1 | 56618 | 001 | [7 empty] | 1e-07 | 1e-07 | 9e-08 | 1e-07 | 1e-07 |  | 1e-07 | 2017 | 30 | 0.98 | 350 | -1 | 1.6666 | 926130 | -100.195 | 41.4218 | 1 | 125 | 160 |  | 0.5 | N | Distillate Fuel Oil | N | N | N | 9999 | N |  | Combustion Turbine |  |  | 12590
2230_G_1 | NE | 31049 | Chappell Municipal Power Plant |  | 6703311 | 12886713 |  |  |  |  | 00006 | 001 | 0.07 | 0.006253 | 0.0062685 | 0.006694 | 0.005056 |  | 0.020475 |  |  | 0.006 | 0.006 |  |  |  | 2019 | 30 | 1 | 350 | -1 | 1.6666 | 221118 | -102.471 | 41.0919 | 1 | 125 | 160 |  |  |  |  | N | N | N |  | N
2311_G_6 | NE | 31051 | Wakefield Municipal Power | Wakefield | 6703511 | 12886213 |  |  | 2311 | 6 | 00006 | 002 | 1e-07 | 1e-07 | 1.0756e-07 | 1.0756e-07 | 1e-07 |  | 1e-07 | [8 empty] | 30 | 0.98 | 350 | -1 | 0.5666 | 221112 | -96.862 | 42.269 | 1 | 125 | 160 |  | 1.1 | N | Natural Gas, Distillate Fuel Oil | N | N | N | 9999 | N |  | Combustion Turbine |  |  | 10789
2311_G_5 | NE | 31051 | Wakefield Municipal Power | Wakefield | 6703511 | 12886313 |  |  | 2311 | 5 | 00006 | 001 | 0.43 | 1e-07 | 0.011552 | 0.011552 | 0.01 |  | 0.03 | 0.001712 | 8.1e-07 | 2.975e-05 | 3.066e-05 | 4.815e-05 |  | 0.00013642 | 2019 | 29.1 | 1 | 546 | 88.7499 | 113 | 221112 | -96.862 | 42.269 | 1 | 125 | 160 |  | 1 | N | Natural Gas, Distillate Fuel Oil | N | Y | N | 9999 | N |  | Combustion Turbine |  |  | 10745
2235_G_2 | NE | 31051 | Emerson Municipal Utilities | Emerson | 6703911 | 12885413 |  |  | 2235 | 2 | 00054 | 001 | 0.09173 |  | 0.0086632 | 0.010192 | 0.0071344 |  | 0.03822 | 0.09173 |  | 0.01 | 0.01 | 0.01 |  | 0.04 | 2017 | 25 | 1.5 | 500 | -1 | 1.6666 | 926130 | -96.7291 | 42.2761 | 1 | 125 | 160 |  | 1.1 | N | Natural Gas, Distillate Fuel Oil | N | N | N | 9999 | N |  | Combustion Turbine |  |  | 11198
2235_G_4 | NE | 31051 | Emerson Municipal Utilities | Emerson | 6703911 | 12885513 |  |  | 2235 | 4 | 7748 | 003 | [14 empty] | 2017 | 25 | 1.5 | 500 | -1 | 1.6666 | 926130 | -96.7291 | 42.2761 | 1 | 125 | 160 |  | 0.4 | N | Natural Gas, Distillate Fuel Oil | N | N | N | 9999 | N |  | Combustion Turbine |  |  | 11370
2235_G_3 | NE | 31051 | Emerson Municipal Utilities | Emerson | 6703911 | 12885613 |  |  | 2235 | 3 | 00054 | 002 | 0.035345 |  | 0.001938 | 0.00228 | 0.001596 |  | 0.00855 | 0.035345 |  | 0.01 | 0.01 |  |  | 0.02 | 2017 | 18 | 0.83 | 500 | -1 | 1.6666 | 926130 | -96.7291 | 42.2761 | 1 | 125 | 160 |  | 0.1 | N | Distillate Fuel Oil | N | Y | N | 9999 | N |  | Combustion Turbine |  |  | 12846
2240_B_8 | NE | 31053 | Lon D Wright Power Plant | Lon Wright | 7766111 | 1753213 | 2240 | 8 | 2240 | 8 | 00001 | 003 | 369.3 | 589.4 | 31.84 | 50.11 | 6.03 | 0.18 | 51.75 | 531.6 | 712 | 22.2213 | 23.8513 | 7.2595 | 0.23459 | 62.5115 | 2019 | 196 | 9.71 | 199 | 2962.0223 | 40 | 221112 | -96.4622 | 41.4277 | 1190 | 125 | 100 |  | 82 | N | Subbituminous | Y | N | N | 9999 | N |  | Coal Steam |  | 6398.1299 | 12240
2240_B_7 | NE | 31053 | Lon D Wright Power Plant | Lon Wright | 7766111 | 1753313 |  |  | 2240 | 7 | 00001 | 002 | 402.26 | 281.68 | 7.42 | 8.54 | 2.09 | 0.08 | 18.01 | 287.6041 | 191.2567 | 5.291 | 6.075 | 1.5109 | 0.070154 | 13.2684 | 2019 | 176 | 7.27 | 325 | 1577.4016 | 38 | 221112 | -96.4622 | 41.4277 |  | 125 | 100 |  | 21 | N | Subbituminous | N | N | N | 9999 | N |  | Coal Steam |  |  | 12341
2240_B_6 | NE | 31053 | Lon D Wright Power Plant | Lon Wright | 7766111 | 1753613 |  |  | 2240 | 6 | 00001 | 001 | 253.25 | 176.08 | 4.32 | 4.81 | 1.34 | 0.07 | 11.8 | 122.7581 | 81.6827 | 2.1357 | 2.3657 | 0.64382 | 0.029125 | 5.6448 | 2019 | 176 | 7.27 | 325 | 1577.4016 | 38 | 221112 | -96.4619 | 41.4277 |  | 125 | 100 |  | 15.5 | N | Subbituminous | N | N | N | 9999 | N |  | Coal Steam |  |  | 12282
2240_G_5OT | NE | 31053 | Lon D Wright Power Plant | Lon Wright | 7766111 | 91096713 | 2240 | 50T | 2240 | 5OT | 00001 | 004 | 2.78 | 0.4 | 0.42 | 0.42 | 0.17 |  | 6.51 | 0.98141 | 0.12541 | 0.14901 | 0.14901 | 0.056033 |  | 2.2994 | 2019 | 82 | 12.14 | 1013 | 4282.8116 | 37 | 221112 | -96.4622 | 41.4277 | 578 | 125 | 120 |  | 38 | N | Natural Gas, Distillate Fuel Oil | Y | N | N | 9999 | N |  | Combustion Turbine |  | 444.7299 | 14432
2291_B_1 | NE | 31055 | Omaha Public Power District - North Omaha Power Station | North Omaha | 6732411 | 105526113 | 2291 | 1 | 2291 | 1 | 0002 | 1BA | 126 | 355.21 | 3.0975 | 11.05 | 1.53 | 0.05 | 12.49 | 4.7 | 0.3 | 0.38 | 0.38 | 0.28 | 0.16 | 1.21 | 2019 | 204 | 14.5 | 300 | 19799 | 120 | 221112 | -95.9458 | 41.3299 | 1010 | 125 | 100 |  | 65 | N | Natural Gas | Y | N | N | 9999 | N | 2291_G_1;2291_B_1 | O/G Steam |  | 1526.8799 | 11010
2291_B_2 | NE | 31055 | Omaha Public Power District - North Omaha Power Station | North Omaha | 6732411 | 105526213 | 2291 | 2 | 2291 | 2 | 0002 | 2BA | 114.25 | 352.09 | 2.9212 | 10.3 | 1.45 | 0.07 | 11.72 | 9.1 | 0.5 | 0.88 | 0.88 | 0.64 | 0.37 | 2.79 | 2019 | 204 | 14.5 | 300 | 19799 | 120 | 221112 | -95.9458 | 41.3299 | 1510 | 125 | 100 |  | 91 | N | Natural Gas | Y | N | N | 9999 | N | 2291_B_2;2291_G_2 | O/G Steam |  | 1127.4497 | 10903
2291_B_3 | NE | 31055 | Omaha Public Power District - North Omaha Power Station | North Omaha | 6732411 | 105526313 | 2291 | 3 | 2291 | 3 | 0002 | 3BA | 148.76 | 458.96 | 4.0775 | 14.63 | 2.01 | 0.06 | 16.45 | 17.9 | 1.1 | 1.49 | 1.49 | 1.08 | 0.63 | 4.71 | 2019 | 204 | 14.5 | 300 | 19799 | 120 | 221112 | -95.9458 | 41.3299 | 1360 | 125 | 100 |  | 86 | N | Natural Gas | Y | N | N | 9999 | N | 2291_G_3;2291_B_3 | O/G Steam |  | 1563.6199 | 10960
2291_B_4 | NE | 31055 | Omaha Public Power District - North Omaha Power Station | North Omaha | 6732411 | 105526413 | 2291 | 4 | 2291 | 4 | 0002 | 4BB | 1197.29 | 2938.79 | 26.3746 | 95.87 | 12.88 | 0.2 | 106.83 | 1265.3 | 2114.8 | 26.7745 | 97.49 | 13.06 | 0.17 | 108.5 | 2019 | 204 | 9.6 | 300 | 8737 | 121 | 221112 | -95.9458 | 41.3299 | 1690 | 125 | 100 |  | 120 | N | Subbituminous | Y | N | N | 9999 | N |  | Coal Steam |  | 7517.7417 | 10592
2291_B_5 | NE | 31055 | Omaha Public Power District - North Omaha Power Station | North Omaha | 6732411 | 105526513 | 2291 | 5 | 2291 | 5 | 0002 | 5BC | 2232.12 | 4797.03 | 44.024 | 158.18 | 21.21 | 0.29 | 177.85 | 2046.1 | 3676.1 | 45.5036 | 163.75 | 21.89 | 0.26 | 183.13 | 2019 | 204 | 11.5 | 300 | 12495 | 120 | 221112 | -95.9458 | 41.3299 | 2590 | 125 | 100 |  | 216 | N | Subbituminous | Y | N | N | 9999 | N |  | Coal Steam |  | 8053.3784 | 10811
2290_G_1 | NE | 31055 | Omaha Public Power District - Jones Street Power Station | Jones Street | 6732511 | 105527613 | 2290 | 1 | 2290 | 1 | 0003 | 1 | 2.23 | 0.13 | 0.03 | 0.03 | 0 |  | 0.01 | 11.5 | 0.66 | 0.15 | 0.15 | 0.01 |  | 0.04 | 2019 | 41 | 1.8 | 1045 | -1 | 50 | 221112 | -95.9222 | 41.2517 | 795 | 125 | 120 |  | 61.3 | N | Distillate Fuel Oil | Y | N | N | 9999 | N |  | Combustion Turbine |  | 13.76 | 25000
2290_G_2 | NE | 31055 | Omaha Public Power District - Jones Street Power Station | Jones Street | 6732511 | 105527713 | 2290 | 2 | 2290 | 2 | 0003 | 2 | 2 | 0.11 | 0.03 | 0.03 | 0 |  | 0.01 | 15.06 | 0.86 | 0.19 | 0.19 | 0.01 |  | 0.06 | 2019 | 41 | 1.8 | 1045 | -1 | 50 | 221112 | -95.9222 | 41.2517 | 795 | 125 | 120 |  | 61.3 | N | Distillate Fuel Oil | Y | N | N | 9999 | N |  | Combustion Turbine |  | 12.06 | 25000
2218_G_1 | NE | 31057 | Benkelman Municipal Power |  | 6712511 | 12869613 |  |  |  |  | 58358 | 001 | [7 empty] | 0.13807 | 0.02067 | 0.0022391 | 0.0023075 | 0.0040559 |  | 0.0052177 | 2019 | 21 | 3.33 | 350 | -1 | 1.6666 | 221112 | -101.538 | 40.0445 | 900 | 125 | 160 |  |  |  |  | N | N | N |  | N
2238_G_2 | NE | 31061 | Franklin Municipal Power Plant | Franklin (NE) | 6713411 | 12868413 |  |  | 2238 | 2 | 00010 | 001 | 0.94 |  | 0.0182 | 0.0182 | 0.04 |  | 0.01 | 0.0050416 | 2.39e-06 | 8.76e-05 | 9.028e-05 | 0.0001418 |  | 0.00040175 | 2019 | 36.1 | 1.25 | 697 | 2.0453 | 1.6666 | 221118 | -98.9544 | 40.0955 | 1 | 125 | 160 |  | 1.3 | N | Natural Gas, Distillate Fuel Oil | N | N | N | 9999 | N |  | Combustion Turbine |  |  | 13659
2232_G_3 | NE | 31063 | Curtis Power Plant | Curtis | 6830411 | 13776613 |  |  | 2232 | 3 | 00010 | 002 | 0.082875 | 9.5e-05 | 0.009234 | 0.010634 | 0.006075 |  | 0.034525 | 0.12673 | 0.00014 | 0.0026227 | 0.0027029 | 0.0092935 |  | 0.0528 | 2019 | 25 | 1 | 350 | 1.3089 | 1.6666 | 221118 | -100.515 | 40.6315 | 1 | 125 | 160 |  | 1 | N | Natural Gas, Distillate Fuel Oil | N | Y | N | 9999 | N |  | Combustion Turbine |  |  | 18000
2232_G_2 | NE | 31063 | Curtis Power Plant | Curtis | 6830411 | 13776713 |  |  | 2232 | 2 | 00010 | 001 | 0.090165 | 0.0001 | 0.01005 | 0.01157 | 0.00661 |  | 0.037565 | 0.24066 | 0.00027 | 0.0049806 | 0.0051329 | 0.017648 |  | 0.10027 | 2019 | 27 | 1.05 | 350 | -1 | 1.6666 | 221118 | -100.515 | 40.6314 | 1 | 125 | 160 |  | 0.8 | N | Natural Gas, Distillate Fuel Oil | N | Y | N | 9999 | N |  | Combustion Turbine |  |  | 18000
2232_G_4 | NE | 31063 | Curtis Power Plant | Curtis | 6830411 | 13776813 |  |  | 2232 | 4 | 00010 | 003 | 0.04437 | 5e-05 | 0.0049446 | 0.0056896 | 0.003255 |  | 0.018485 | 0.096552 | 0.00011 | 0.0019982 | 0.0020593 | 0.0070805 |  | 0.04023 | 2019 | 25 | 1 | 350 | 1.3089 | 1.6666 | 221118 | -100.5152 | 40.6315 | 1 | 125 | 160 |  | 1.2 | N | Natural Gas, Distillate Fuel Oil | N | Y | N | 9999 | N |  | Combustion Turbine |  |  | 18000
2217_G_2 | NE | 31065 | Beaver City Municipal Plant | Beaver City | 6831111 | 13775813 |  |  | 2217 | 2 | 22856 | 002 | [14 empty] | 2017 | 24 | 1 | 350 | -1 | 1.6666 | 221118 | -99.8276 | 40.1302 | 300 | 125 | 160 |  | 0.3 | N | Natural Gas | N | N | N | 9999 | N |  | Combustion Turbine |  |  | 11398
2217_G_4 | NE | 31065 | Beaver City Municipal Plant | Beaver City | 6831111 | 13775913 |  |  | 2217 | 4 | 22856 | 003 | [14 empty] | 2017 | 24 | 1 | 350 | -1 | 1.6666 | 221118 | -99.8276 | 40.1302 | 350 | 125 | 160 |  | 0.8 | N | Natural Gas | N | N | N | 9999 | N |  | Combustion Turbine |  |  | 10745
2295_G_3 | NE | 31065 | Oxford Light Plant | Oxford (NE) | 6831311 | 13774913 |  |  | 2295 | 3 | 00014 | 002 | 0.08 |  | 0.011552 | 0.011552 | 0.01 |  | 0.03 | 0.088101 | 0.0001 | 0.0018233 | 0.001879 | 0.0064607 |  | 0.03671 | 2019 | 36 | 1.17 | 350 | -1 | 1.6666 | 221118 | -99.6367 | 40.2496 | 1 | 125 | 160 |  | 0.8 | N | Natural Gas, Distillate Fuel Oil | N | N | N | 9999 | N |  | Combustion Turbine |  |  | 12570
2295_G_2 | NE | 31065 | Oxford Light Plant | Oxford (NE) | 6831311 | 13775013 |  |  | 2295 | 2 | 00014 | 001 | 0.09 |  | 0.011552 | 0.011552 | 0.01 |  | 0.04 | 0.063846 | 7e-05 | 0.0013213 | 0.0013617 | 0.004682 |  | 0.0266 | 2019 | 33 | 1 | 550 | -1 | 1.6666 | 221118 | -99.6367 | 40.2496 | 1 | 125 | 160 |  | 0.5 | N | Natural Gas, Distillate Fuel Oil | N | N | N | 9999 | N |  | Combustion Turbine |  |  | 12747
2295_G_5 | NE | 31065 | Oxford Light Plant | Oxford (NE) | 6831311 | 13775113 |  |  | 2295 | 5 | 00014 | 004 | 0.29 |  | 0.034657 | 0.034657 | 0.02 |  | 0.12 | 0.44921 | 0.00051 | 0.0092966 | 0.0095809 | 0.032942 |  | 0.18717 | 2019 | 30 | 1.5 | 350 | -1 | 1.6666 | 221118 | -99.6367 | 40.2496 | 1 | 125 | 160 |  | 1.2 | N | Natural Gas, Distillate Fuel Oil | N | N | N | 9999 | N |  | Combustion Turbine |  |  | 12425
2295_G_4 | NE | 31065 | Oxford Light Plant | Oxford (NE) | 6831311 | 13775213 |  |  | 2295 | 4 | 00014 | 003 | 0.06 |  | 0.011552 | 0.011552 | 0.01 |  | 0.03 | 0.066015 | 7e-05 | 0.0013662 | 0.001408 | 0.0048411 |  | 0.02751 | 2019 | 36 | 1 | 350 | -1 | 1.6666 | 221118 | -99.6367 | 40.2496 | 1 | 125 | 160 |  | 0.5 | N | Natural Gas, Distillate Fuel Oil | N | N | N | 9999 | N |  | Combustion Turbine |  |  | 12747
8000_G_CT1 | NE | 31067 | NPPD Beatrice Power Station | Beatrice | 9434711 | 55640913 | 8000 | 1 | 8000 | CT1 | 00053 | 001 | 8.9 | 0.4 | 1.5288 | 1.5288 | 0.9 |  | 0.59 | 18.3 | 1 | 3.949 | 3.949 | 2.3144 |  | 1.5189 | 2019 | 121 | 15.05 | 1000 | 8847.2939 | 49.7333 | 221111 | -96.8085 | 40.3304 | 1310 | 125 | 120 | 0 | 69 | N | Natural Gas | Y | N | N | 9999 | N | 8000_G_CT1;8000_G_ST1 | Combined Cycle |  | 1610.9803 | 8498
8000_G_CT2 | NE | 31067 | NPPD Beatrice Power Station | Beatrice | 9434711 | 55641013 | 8000 | 2 | 8000 | CT2 | 00053 | 002 | 8.3 | 0.3 | 1.4742 | 1.4742 | 0.87 |  | 0.57 | 16 | 0.8 | 3.2286 | 3.2286 | 1.8922 |  | 1.2418 | 2019 | 121 | 15.05 | 1000 | 8381.8029 | 47.1166 | 221111 | -96.8085 | 40.3299 | 1320 | 125 | 120 |  | 68 | N | Natural Gas | Y | N | N | 9999 | N |  | Combined Cycle |  | 1561.4801 | 8498
2222_G_4 | NE | 31071 | Burwell Light Plant | Burwell | 6714511 | 12865313 |  |  | 2222 | 4 | 00003 | 004 | 0.0305 | 0.00621 | 0.0006 | 0.000705 | 0.001235 |  | 0.0105 | 0.02192 | 0.00345 | 0.00038086 | 0.0003925 | 0.0006165 |  | 0.0058225 | 2019 | 28 | 0.92 | 547 | -1 | 100 | 221112 | -99.1361 | 41.7805 | 1 | 125 | 160 |  | 0.7 | N | Distillate Fuel Oil | N | Y | N | 9999 | N |  | Combustion Turbine |  |  | 11651
2222_G_2 | NE | 31071 | Burwell Light Plant | Burwell | 6714511 | 12865413 |  |  | 2222 | 2 | 00003 | 002 | 0.1275 | 0.019665 | 0.001895 | 0.002235 | 0.003905 |  | 0.0325 | 0.15782 | 0.02484 | 0.0027422 | 0.002826 | 0.0044388 |  | 0.012577 | 2019 | 28 | 1.35 | 617 | -1 | 133.3333 | 221112 | -99.1361 | 41.7805 | 1 | 125 | 160 |  | 1.1 | N | Distillate Fuel Oil | N | Y | N | 9999 | N |  | Combustion Turbine |  |  | 11518
2222_G_1 | NE | 31071 | Burwell Light Plant | Burwell | 6714511 | 12865613 |  |  | 2222 | 1 | 00003 | 001 | 0.2 | 0.03105 | 0.002995 | 0.003535 | 0.006165 |  | 0.05 | 0.23893 | 0.037605 | 0.0041514 | 0.0042783 | 0.0067199 |  | 0.01904 | 2017 | 26 | 1.41 | 601 | -1 | 125 | 221112 | -99.1361 | 41.7805 | 1 | 125 | 160 |  | 1.4 | N | Distillate Fuel Oil | N | Y | N | 9999 | N |  | Combustion Turbine |  |  | 11179
2222_G_3 | NE | 31071 | Burwell Light Plant | Burwell | 6714511 | 12865713 |  |  | 2222 | 3 | 00003 | 003 | 0.0985 | 0.01518 | 0.001465 | 0.001725 | 0.003015 |  | 0.0255 | 0.092064 | 0.01449 | 0.0015996 | 0.0016485 | 0.0025893 |  | 0.0073364 | 2019 | 30 | 1.18 | 586 | 144.8 | 133.3333 | 221112 | -99.1361 | 41.7805 | 1 | 125 | 160 |  | 0.9 | N | Distillate Fuel Oil | N | Y | N | 9999 | N |  | Combustion Turbine |  |  | 11394
2226_B_1 | NE | 31073 | NPPD Canaday Station | Canaday | 8211811 | 6705913 | 2226 | 1 | 2226 | 1 | 00035 | 003 | 3.8 | 1e-07 | 0.1254 | 0.1254 | 0.08 |  | 0.36 | 1.5 | 0.003393 | 0.042978 | 0.042978 | 0.031103 |  | 0.13572 | 2017 | 167 | 12.8 | 250 | 7183 | 57 | 221111 | -99.7015 | 40.6944 | 2950 | 125 | 100 |  | 99 | N | Natural Gas | Y | N | N | 9999 | N |  | O/G Steam |  | 97.75 | 9741
2241_B_B-1 | NE | 31079 | C W Burdick Generating Station |  | 6714711 | 12864013 |  |  |  |  | 00001 | 001 | 1e-07 | 1e-07 | 2.6e-07 | 2.6e-07 | 1e-07 | 1e-07 | 1e-07 | 2.1832 | 0.0096196 | 0.045028 | 0.045028 | 0.014327 | 1e-07 | 0.55944 | 2019 | 36.8 | 10.66 | 895 | 8924.9191 | 100 | 221112 | -98.3269 | 40.9228 |  | 125 | 100 |  |  |  |  | N | N | N |  | N
2241_B_B-2 | NE | 31079 | C W Burdick Generating Station |  | 6714711 | 12864213 |  |  |  |  | 00001 | 003 | 1e-07 | 1e-07 | 2.6e-07 | 2.6e-07 | 1e-07 | 1e-07 | 1e-07 | 0.8 | 0.1 | 0.051895 | 0.18027 | 0.057357 | 1e-07 | 2.2397 | 2019 | 82 | 12.1 | 1011 | 4055.3191 | 35.2666 | 221112 | -98.3269 | 40.9228 |  | 125 | 100 |  |  |  |  | N | N | N |  | N
2241_B_B-3 | NE | 31079 | C W Burdick Generating Station |  | 6714711 | 12864313 | 2241 | B-3 |  |  | 00001 | 006 | 0.8 | 0.01 | 0.052 | 0.052 | 0.06 | 0.03 | 0.86 |  |  | 0.021938 | 0.021938 | 0.00074956 | 1e-07 | 0.006033 | 2017 | 65.6 | 12.1 | 1011 | 4055.3191 | 35.2666 | 221112 | -98.3297 | 40.9253 | 640 | 125 | 100 |  |  |  |  | Y | N | N |  | N |  |  |  | 140.24
2241_G_GT1 | NE | 31079 | C W Burdick Generating Station | C W Burdick | 6714711 | 12864613 |  |  | 2241 | GT1 | 00001 | 008 | 0.37 | 0.02 | 1.82e-07 | 1.82e-07 | 1e-07 |  | 0.09 | 0.027783 | 0.001827 | 0.001953 | 0.001953 | 0.002268 |  | 0.005985 | 2019 | 21 | 0.5 | 100 | 0.3272 | 1.6666 | 221112 | -98.3262 | 40.9232 |  | 125 | 120 |  | 13.6 | N | Natural Gas, Distillate Fuel Oil | N | N | N | 9999 | N |  | Combustion Turbine |  |  | 25000
2241_G_GT2 | NE | 31079 | C W Burdick Generating Station | C W Burdick | 6714711 | 91102213 | 2241 | GT-2 | 2241 | GT2 | 00001 | 011 | 0.14 | 0.06 | 0.0182 | 0.0182 | 0.01 |  | 0.06 | [8 empty] | 112 | 7.61 | 300 | -1 | 0.3766 | 221112 | -98.3285 | 40.9218 | 530 | 125 | 120 |  | 34 | N | Natural Gas, Distillate Fuel Oil | Y | N | N | 9999 | N |  | Combustion Turbine |  | 28.89 | 25000
2241_G_GT3 | NE | 31079 | C W Burdick Generating Station | C W Burdick | 6714711 | 91102413 | 2241 | GT-3 | 2241 | GT3 | 00001 | 013 | 0.07 | 0.03 | 0 | 0 | 1e-07 |  | 0.03 | [8 empty] | 112 | 7.61 | 300 | -1 | 0.3766 | 221112 | -98.3285 | 40.9218 | 530 | 125 | 120 |  | 34 | N | Natural Gas, Distillate Fuel Oil | Y | N | N | 9999 | N |  | Combustion Turbine |  | 15.21 | 25000
59_B_1 | NE | 31079 | Platte Generating Station | Platte | 8212011 | 6705013 | 59 | 1 | 59 | 1 | 00606 | 001 | 642 | 487.3 | 0.0015418 | 0.021542 | 9.99 | 0.1 | 83.33 | 564.6 | 499.6 | 0.011601 | 0.022235 | 10.8051 | 0.11751 | 90.109 | 2019 | 412 | 12.01 | 482 | 2.8861 | 0.0254 | 926130 | -98.3487 | 40.8551 | 1500 | 125 | 100 |  | 100 | N | Subbituminous | Y | N | N | 9999 | N |  | Coal Steam |  | 7349.7803 | 11578
2305_G_3 | NE | 31089 | Stuart Municipal Power Plant | Stuart (NE) | 6717811 | 12853613 |  |  | 2305 | 3 | 00023 | 003 | 0.00153 | 0.0001 | 0.00011708 | 0.00012708 | 8e-05 |  | 0.000325 | 0.0063568 | 0.00058 | 0.00011045 | 0.00011383 | 0.00017878 |  | 0.0016885 | 2019 | 25 | 1 | 350 | 1.3089 | 1.6666 | 926130 | -99.1437 | 42.5991 |  | 125 | 160 |  | 0.2 | N | Distillate Fuel Oil | N | Y | N | 9999 | N |  | Combustion Turbine |  |  | 12843
2305_G_1 | NE | 31089 | Stuart Municipal Power Plant | Stuart (NE) | 6717811 | 12853713 |  |  | 2305 | 1 | 00023 | 001 | 0.06959 | 1.5e-05 | 0.00026571 | 0.00026571 | 0.00267 |  | 0.009175 | 0.045864 | 4e-05 | 0.00094918 | 0.0009782 | 0.0033634 |  | 0.02332 | 2019 | 25 | 1 | 350 | 1.3089 | 1.6666 | 926130 | -99.1437 | 42.5991 |  | 125 | 160 |  | 0.7 | N | Distillate Fuel Oil | N | Y | N | 9999 | N |  | Combustion Turbine |  |  | 14085
2305_G_5 | NE | 31089 | Stuart Municipal Power Plant | Stuart (NE) | 6717811 | 12853813 |  |  | 2305 | 5 | 00023 | 004 | 0.07951 | 0.007225 | 0.0082058 | 0.0089358 | 0.005945 |  | 0.023665 | 0.10237 | 0.00927 | 0.0017786 | 0.001833 | 0.0028791 |  | 0.0081573 | 2019 | 25 | 1 | 350 | 1.3089 | 1.6666 | 926130 | -99.1437 | 42.5991 |  | 125 | 160 |  | 0.8 | N | Distillate Fuel Oil | N | Y | N | 9999 | N |  | Combustion Turbine |  |  | 13226
2305_G_2 | NE | 31089 | Stuart Municipal Power Plant | Stuart (NE) | 6717811 | 12853913 |  |  | 2305 | 2 | 00023 | 002 | 0.015075 | 0.00098 | 0.0011665 | 0.0012765 | 0.00075 |  | 0.003245 | 0.0052608 | 0.00049 | 9.141e-05 | 9.42e-05 | 0.00014796 |  | 0.0013974 | 2019 | 25 | 1 | 350 | 1.3089 | 1.6666 | 926130 | -99.1437 | 42.5991 |  | 125 | 160 |  | 0.2 | N | Distillate Fuel Oil | N | Y | N | 9999 | N |  | Combustion Turbine |  |  | 12843
2236_B_1a | NE | 31095 | Fairbury Municipal Power Plant |  | 6718211 | 12851913 |  |  |  |  | 00002 | 002 | 0.031 |  | 0.0065 | 0.0065 | 0.0015 |  | 0.026 | 0 |  | 0 | 0 | 0 |  | 0 | 2017 | 70 | 6.5 | 350 | -1 | 1.6666 | 221118 | -97.184 | 40.1348 |  | 125 | 100 |  |  |  |  | N | N | N |  | N
2236_B_1 | NE | 31095 | Fairbury Municipal Power Plant |  | 6718211 | 12852013 |  |  |  |  | 00002 | 001 | 0.53 |  | 0.0377 | 0.0377 | 0.0105 | 0.01 | 0.16 | 1e-07 |  | 0 | 0 | 0 | 1e-07 | 1e-07 | 2019 | 70 | 6.5 | 350 | -1 | 1.6666 | 221118 | -97.184 | 40.1348 | 19 | 125 | 100 |  |  |  |  | N | N | N |  | N
2308_G_2 | NE | 31097 | Tecumseh Plant | Tecumseh | 6718911 | 12850713 |  |  | 2308 | 2 | 00009 | 002 | 1.05 |  | 0.023105 | 0.023105 | 0.09 |  | 0.5 | 0.22 | 0.00013123 | 0.0048161 | 0.0049634 | 0.017324 |  | 0.10048 | 2019 | 26 | 3.5 | 350 | -1 | 1.6666 | 926130 | -96.1905 | 40.3666 | 1 | 125 | 160 |  | 1.4 | N | Natural Gas, Distillate Fuel Oil | N | N | N | 9999 | N |  | Combustion Turbine |  |  | 11710
2308_G_5A | NE | 31097 | Tecumseh Plant | Tecumseh | 6718911 | 12850813 |  |  | 2308 | 5A | 00009 | 005 | 1.87 |  | 0.04621 | 0.04621 | 0.14 |  | 0.83 | 0.37 | 0.00018746 | 0.0068797 | 0.00709 | 0.024747 |  | 0.14353 | 2019 | 26 | 3.5 | 350 | -1 | 1.6666 | 926130 | -96.1905 | 40.3666 | 2 | 125 | 160 |  | 2.4 | N | Natural Gas, Distillate Fuel Oil | N | N | N | 9999 | N |  | Combustion Turbine |  |  | 11732
2308_G_3 | NE | 31097 | Tecumseh Plant | Tecumseh | 6718911 | 12850913 |  |  | 2308 | 3 | 00009 | 003 | 0.76 |  | 0.023105 | 0.023105 | 0.06 |  | 0.36 | 0.11 | 5.978e-05 | 0.0021937 | 0.0022608 | 0.0078912 |  | 0.045769 | 2019 | 26 | 3.5 | 350 | -1 | 1.6666 | 926130 | -96.1905 | 40.3666 | 1 | 125 | 160 |  | 1 | N | Natural Gas, Distillate Fuel Oil | N | N | N | 9999 | N |  | Combustion Turbine |  |  | 11720
2308_G_1 | NE | 31097 | Tecumseh Plant | Tecumseh | 6718911 | 12851013 |  |  | 2308 | 1 | 00009 | 001 | 0.07 | 1e-07 | 1.0031e-07 | 1.1552e-07 | 1e-07 |  | 0.02 | 0.02 | 1.276e-05 | 0.00046846 | 0.00048278 | 0.00069005 |  | 0.0071617 | 2019 | 26 | 3.5 | 350 | -1 | 1.6666 | 926130 | -96.1905 | 40.3666 | 1 | 125 | 160 |  | 0.6 | N | Distillate Fuel Oil | N | Y | N | 9999 | N |  | Combustion Turbine |  |  | 11724
2308_G_4 | NE | 31097 | Tecumseh Plant | Tecumseh | 6718911 | 12851113 |  |  | 2308 | 4 | 00009 | 004 | 0.92 |  | 0.023105 | 0.023105 | 0.08 |  | 0.44 | 0.13 | 9.091e-05 | 0.0033364 | 0.0034384 | 0.012001 |  | 0.069608 | 2019 | 26 | 3.5 | 350 | -1 | 1.6666 | 926130 | -96.1905 | 40.3666 | 1 | 125 | 160 |  | 1.2 | N | Natural Gas, Distillate Fuel Oil | N | N | N | 9999 | N |  | Combustion Turbine |  |  | 11716
2248_G_2 | NE | 31105 | Kimball Municipal Power Plant | Kimball | 5280711 | 25619913 |  |  | 2248 | 2 | 00008 | 002 | 0.1075 |  | 0.010145 | 0.011935 | 0.0083545 |  | 0.044756 | 0.075069 | 0.00169 | 0.0015536 | 0.0016011 | 0.0055051 |  | 0.02294 | 2019 | 25 | 1.25 | 350 | -1 | 1.6666 | 926130 | -103.666 | 41.2386 | 1 | 125 | 160 |  | 0.7 | N | Distillate Fuel Oil | N | N | N | 9999 | N |  | Combustion Turbine |  |  | 10745
2248_G_3 | NE | 31105 | Kimball Municipal Power Plant | Kimball | 5280711 | 25620013 |  |  | 2248 | 3 | 00008 | 003 | 0.0735 |  | 0.006953 | 0.00818 | 0.005726 |  | 0.030675 | 0.088947 | 0.002 | 0.0018408 | 0.0018971 | 0.0065228 |  | 0.02718 | 2017 | 23 | 1.25 | 350 | -1 | 1.6666 | 926130 | -103.666 | 41.2386 | 1 | 125 | 160 |  | 1 | N | Distillate Fuel Oil | N | N | N | 9999 | N |  | Combustion Turbine |  |  | 10745
2248_G_4 | NE | 31105 | Kimball Municipal Power Plant | Kimball | 5280711 | 25620113 |  |  | 2248 | 4 | 00008 | 004 | 0.0675 |  | 0.0063835 | 0.00751 | 0.005257 |  | 0.028163 | 0.063486 | 0.00143 | 0.0013139 | 0.0013541 | 0.0046556 |  | 0.0194 | 2019 | 25 | 1.25 | 350 | -1 | 1.6666 | 926130 | -103.666 | 41.2386 | 1 | 125 | 160 |  | 1 | N | Distillate Fuel Oil | N | N | N | 9999 | N |  | Combustion Turbine |  |  | 10745
2248_G_5 | NE | 31105 | Kimball Municipal Power Plant | Kimball | 5280711 | 25620213 |  |  | 2248 | 5 | 00008 | 005 | 0.0675 |  | 0.0016896 | 0.0019712 | 0.0018078 |  |  | 0.059625 | 0.00627 | 0.001234 | 0.0012717 | 0.0043725 |  | 0.01822 | 2019 | 25 | 1.25 | 350 | -1 | 1.6666 | 926130 | -103.666 | 41.2386 | 1 | 125 | 160 |  | 0.6 | N | Distillate Fuel Oil | N | Y | N | 9999 | N |  | Combustion Turbine |  |  | 10745
2248_G_6 | NE | 31105 | Kimball Municipal Power Plant | Kimball | 5280711 | 25620313 |  |  | 2248 | 6 | 00008 | 006 | 0.188 |  | 0.017782 | 0.02092 | 0.014644 |  | 0.07845 | 0.27879 | 0.00627 | 0.0057698 | 0.0059462 | 0.020445 |  | 0.08519 | 2019 | 38 | 2.17 | 350 | -1 | 1.6666 | 926130 | -103.666 | 41.2386 | 4 | 125 | 160 |  | 3.6 | N | Distillate Fuel Oil | N | Y | N | 9999 | N |  | Combustion Turbine |  |  | 10745
2248_G_1 | NE | 31105 | Kimball Municipal Power Plant | Kimball | 5280711 | 25620413 |  |  | 2248 | 1 | 00008 | 001 | 0.0735 |  | 0.006953 | 0.00818 | 0.005726 |  | 0.030675 | 0.095589 | 0.00215 | 0.0019783 | 0.0020388 | 0.0070099 |  | 0.02921 | 2019 | 25 | 1.25 | 350 | -1 | 1.6666 | 926130 | -103.666 | 41.2386 | 1 | 125 | 160 |  | 0.7 | N | Distillate Fuel Oil | N | Y | N | 9999 | N |  | Combustion Turbine |  |  | 10745
2277_B_2 | NE | 31109 | NPPD Sheldon Station | Sheldon | 5281111 | 25619413 | 2277 | 2 | 2277 | 2 | 00005 | 002 | 369.1 | 556.4 | 0.3968 | 0.6618 | 7.9041 | 0.4862 | 154.52 | 768.1 | 1008.2 | 0.51641 | 1.0215 | 13.995 | 0.39047 | 219.7513 | 2017 | 174 | 11.6 | 304 | 7733 | 73 | 221112 | -96.784 | 40.5591 | 1620 | 125 | 100 |  | 115 | N | Subbituminous | Y | N | N | 9999 | N |  | Coal Steam |  | 2826.5798 | 11706
2277_B_1 | NE | 31109 | NPPD Sheldon Station | Sheldon | 5281111 | 25619513 | 2277 | 1 | 2277 | 1 | 00005 | 001 | 856.4 | 875.5 | 0.33385 | 0.7154 | 11.348 | 0.1733 | 220.866 | 1256.1 | 1062.4 | 0.5184 | 1.0191 | 13.8776 | 0.4009 | 217.9438 | 2019 | 174 | 11.6 | 304 | 7733 | 73 | 221112 | -96.7843 | 40.5595 | 1500 | 125 | 100 |  | 104 | N | Subbituminous | Y | N | N | 9999 | N |  | Coal Steam |  | 4103.6699 | 11681
6373_G_1 | NE | 31109 | LES Rokeby Generating Station | Rokeby | 5281411 | 25619113 | 6373 | 1 | 6373 | 1 | 00130 | 001 | 26.54 | 0.3799 | 0 | 0.6901 | 0.2136 | 1.8257 | 7.504 | 27.481 | 0.6445 |  | 7.5 | 0.196 | 1.8659 | 16.844 | 2019 | 32 | 8 | 1593 | -1 | 144 | 221112 | -96.7364 | 40.7317 | 660 | 125 | 120 |  | 70.5 | N | Natural Gas, Distillate Fuel Oil | Y | N | N | 9999 | N |  | Combustion Turbine |  | 410.0002 | 13644
6373_G_2 | NE | 31109 | LES Rokeby Generating Station | Rokeby | 5281411 | 91231513 | 6373 | 2 | 6373 | 2 | 00130 | 002 | 1.588 | 0.1 | 0 | 0.0793 | 0.0116 | 0.1671 | 2.733 | [8 empty] | 62 | 15.5 | 936 | -1 | 150 | 221112 | -96.7367 | 40.7321 | 882 | 125 | 120 |  | 90.4 | N | Natural Gas, Distillate Fuel Oil | Y | N | N | 9999 | N |  | Combustion Turbine |  | 24.06 | 13650
6373_G_3 | NE | 31109 | LES Rokeby Generating Station | Rokeby | 5281411 | 91231613 | 6373 | 3 | 6373 | 3 | 00130 | 003 | 5.365 |  | 0 | 0.3303 | 0.2112 | 0.8228 | 17.589 | [8 empty] | 62 | 15.5 | 937 | -1 | 159 | 221112 | -96.7367 | 40.7326 | 1040 | 125 | 120 |  | 94.2 | N | Natural Gas, Distillate Fuel Oil | Y | N | N | 9999 | N |  | Combustion Turbine |  | 124.59 | 13647
7887_G_2 | NE | 31109 | LES Terry Bundy Generating Station | Terry Bundy Generating Station | 9428811 | 57627413 | 7887 | SVGS2 | 7887 | 2 | 00240 | 002 | 9.443 | 0.167 | [5 empty] | 28.996 | 0.201 | [5 empty] | 2019 | 100 | 10.2 | 300 | -1 | 150 | 221112 | -96.6134 | 40.9097 | 461 | 125 | 120 |  | 46 | N | Natural Gas, Distillate Fuel Oil | Y | N | N | 9999 | N | 7887_G_2;7887_G_1 | Combined Cycle |  | 1485.4301 | 8660
7887_G_3 | NE | 31109 | LES Terry Bundy Generating Station | Terry Bundy Generating Station | 9428811 | 58448013 | 7887 | SVGS3 | 7887 | 3 | 00240 | 003 | 8.537 | 0.165 |  |  |  | 0.355 |  | 14.656 | 0.159 | [5 empty] | 2019 | 100 | 10.2 | 300 | -1 | 150 | 221112 | -96.6134 | 40.9095 | 461 | 125 | 120 |  | 44.9 | N | Natural Gas, Distillate Fuel Oil | Y | N | N | 9999 | N |  | Combined Cycle |  | 1457.5603 | 8660
7887_G_4 | NE | 31109 | LES Terry Bundy Generating Station | Terry Bundy Generating Station | 9428811 | 91234113 | 7887 | SVGS4 | 7887 | 4 | 00240 | 004 | 7.919 | 0.137 | [5 empty] | 8.658 | 0.169 | [5 empty] | 2019 | 100 | 10.2 | 848 | -1 | 150 | 221112 | -96.6132 | 40.9093 | 439 | 125 | 120 |  | 45.5 | N | Natural Gas, Distillate Fuel Oil | Y | N | N | 9999 | N |  | Combustion Turbine |  | 1288.5306 | 11020
6077_B_1 | NE | 31111 | NPPD Gerald Gentleman Station | Gerald Gentleman | 7766511 | 1736213 | 6077 | 1 | 6077 | 1 | 00019 | 001 | 4710.7 | 12853.2 | 43.2737 | 60.9237 | 77.28 | 1 | 4345.57 | 3881.3 | 10466.5 | 38.3504 | 59.429 | 68.3789 | 0.83911 | 3759.75 | 2019 | 550 | 28 | 310 | 49332.0115 | 65.584 | 221112 | -101.1418 | 41.0814 | 7960 | 125 | 100 |  | 665 | N | Subbituminous | Y | N | N | 9999 | N |  | Coal Steam |  | 8690.5 | 10041
6077_B_2 | NE | 31111 | NPPD Gerald Gentleman Station | Gerald Gentleman | 7766511 | 1736413 | 6077 | 2 | 6077 | 2 | 00019 | 002 | 2522.3 | 9915 | 33.8313 | 48.7713 | 60.17 | 0.76 | 2669.8 | 3596 | 12945.5 | 47.8526 | 102.7434 | 80.0138 | 0.99599 | 3523.15 | 2019 | 550 | 28 | 300 | 48685.4717 | 65.584 | 221112 | -101.1415 | 41.0803 | 8250 | 125 | 100 |  | 700 | N | Subbituminous | Y | N | N | 9999 | N |  | Coal Steam |  | 6700 | 10068
7469_G_FM2 | NE | 31119 | Madison Light & Power Plant | Madison Utilities | 5298011 | 25611113 |  |  | 7469 | FM2 | 00016 | 002 | 0.15 | 1e-07 | 1e-07 | 1e-07 | 0.01 |  | 0.02 | 0.015863 | 2.12e-06 | 0.00032665 | 0.00033664 | 0.001175 |  | 0.0020445 | 2019 | 32 | 1.84 | 741 | 432.2807 | 162.57 | 221112 | -97.4561 | 41.8299 | 1 | 125 | 160 |  | 1 | N | Natural Gas, Distillate Fuel Oil | N | Y | N | 9999 | N |  | Combustion Turbine |  |  | 18541
7469_G_FM1 | NE | 31119 | Madison Light & Power Plant | Madison Utilities | 5298011 | 25611213 |  |  | 7469 | FM1 | 00016 | 001 | 0.35 | 1e-07 | 0.011552 | 0.011552 | 0.01 |  | 0.03 | 0.0276 | 1.307e-05 | 0.00047955 | 0.00049421 | 0.00077625 |  | 0.0021994 | 2019 | 32 | 1.84 | 741 | 432.2807 | 162.57 | 221112 | -97.4561 | 41.8299 | 2 | 125 | 160 |  | 1.7 | N | Natural Gas, Distillate Fuel Oil | N | Y | N | 9999 | N |  | Combustion Turbine |  |  | 17700
2215_G_4A | NE | 31127 | Auburn Generating Plant | Auburn | 5105811 | 24688313 |  |  | 2215 | 4A | 00014 | 003 | 0.65 | 0.01 | 0.011552 | 0.011552 | 0.04 |  | 0.019 | 0.21604 | 0.06001 | 0.004471 | 0.0046077 | 0.015843 |  | 0.015213 | 2019 | 54 | 2.33 | 350 | -1 | 1.6666 | 221112 | -95.8461 | 40.3883 | 4 | 125 | 160 |  | 3.7 | N | Natural Gas, Distillate Fuel Oil | N | Y | N | 9999 | N |  | Combustion Turbine |  |  | 10745
2215_G_2 | NE | 31127 | Auburn Generating Plant | Auburn | 5105811 | 24688413 |  |  | 2215 | 2 | 00014 | 002 | 0.08 | 1e-07 | 1.1552e-07 | 1.1552e-07 | 1e-07 |  | 0.001 | 0.018108 | 0.00503 | 0.00037476 | 0.00038621 | 0.0013279 |  | 8.752e-05 | 2019 | 25 | 1.33 | 350 | -1 | 1.6666 | 221112 | -95.8461 | 40.3883 | 1 | 125 | 160 |  | 0.9 | N | Natural Gas, Distillate Fuel Oil | N | Y | N | 9999 | N |  | Combustion Turbine |  |  | 10745
2215_G_5 | NE | 31127 | Auburn Generating Plant | Auburn | 5105811 | 24688513 |  |  | 2215 | 5 | 00014 | 004 | 0.61 | 0.01 | 0.011552 | 0.011552 | 0.04 |  | 0.042 | 0.1388 | 0.038555 | 0.0028725 | 0.0029603 | 0.010179 |  | 0.021465 | 2019 | 48 | 2 | 350 | -1 | 1.6666 | 221112 | -95.8461 | 40.3883 | 3 | 125 | 160 |  | 3 | N | Natural Gas, Distillate Fuel Oil | N | Y | N | 9999 | N |  | Combustion Turbine |  |  | 10745
2215_G_6 | NE | 31127 | Auburn Generating Plant | Auburn | 5105811 | 24688613 |  |  | 2215 | 6 | 00014 | 005 | 0.46 | 1e-07 | 1.1552e-07 | 1.1552e-07 | 0.03 |  | 0.036 | 0.083277 | 0.023133 | 0.0017235 | 0.0017762 | 0.006107 |  | 0.0088829 | 2019 | 32 | 2.5 | 350 | -1 | 1.6666 | 221112 | -95.8461 | 40.3883 | 2 | 125 | 160 |  | 2.5 | N | Natural Gas, Distillate Fuel Oil | N | Y | N | 9999 | N |  | Combustion Turbine |  |  | 10745
2215_G_7 | NE | 31127 | Auburn Generating Plant | Auburn | 5105811 | 24688713 |  |  | 2215 | 7 | 00014 | 006 | 0.72 | 0.01 | 0.023105 | 0.023105 | 0.04 |  | 0.025 | 1.4145 | 0.39291 | 0.029274 | 0.030169 | 0.10373 |  | 0.11139 | 2019 | 51 | 2.66 | 350 | -1 | 1.6666 | 221112 | -95.8461 | 40.3883 | 5 | 125 | 160 |  | 5.2 | N | Natural Gas, Distillate Fuel Oil | N | Y | N | 9999 | N |  | Combustion Turbine |  |  | 10745
2215_G_1 | NE | 31127 | Auburn Generating Plant | Auburn | 5105811 | 24688813 |  |  | 2215 | 1 | 00014 | 001 | 0.23 | 1e-07 | 1.1552e-07 | 1.1552e-07 | 0.01 |  | 0.006 | 0.063963 | 0.017767 | 0.0013237 | 0.0013642 | 0.0046906 |  | 0.0026118 | 2019 | 35 | 2.33 | 350 | -1 | 1.6666 | 221112 | -95.8461 | 40.3883 | 2 | 125 | 160 |  | 2.2 | N | Natural Gas, Distillate Fuel Oil | N | Y | N | 9999 | N |  | Combustion Turbine |  |  | 10745
2255_G_2 | NE | 31131 | Nebraska City Power Plant No 1 | Nebraska City # 1 | 5106711 | 24685013 |  |  | 2255 | 2 | 00003 | 001 | 0.02 | 1e-07 | 1.0031e-07 | 1.1552e-07 | 1e-07 |  | 0.01 | 0.017379 | 0.00068 | 0.00035967 | 0.00037067 | 0.0012745 |  | 0.00724 | 2019 | 18 | 1.17 | 350 | -1 | 1.6666 | 221112 | -95.8477 | 40.6805 | 1 | 125 | 160 |  | 1 | N | Distillate Fuel Oil | N | Y | N | 9999 | N |  | Combustion Turbine |  |  | 12283
2255_G_9 | NE | 31131 | Nebraska City Power Plant No 1 | Nebraska City # 1 | 5106711 | 24685113 |  |  | 2255 | 9 | 00003 | 006 | 0.25 | 0.01 | 0.024657 | 0.034657 | 0.02 |  | 0.1 | 5.2223 | 0.20309 | 0.10808 | 0.11138 | 0.38297 |  | 2.1759 | 2019 | 35 | 1.67 | 350 | -1 | 1.6666 | 221112 | -95.8477 | 40.6805 | 6 | 125 | 160 |  | 5.8 | N | Natural Gas | N | Y | N | 9999 | N |  | Combustion Turbine |  |  | 12283
2255_G_8 | NE | 31131 | Nebraska City Power Plant No 1 | Nebraska City # 1 | 5106711 | 24685213 |  |  | 2255 | 8 | 00003 | 005 | 0.29 | 0.01 | 0.034657 | 0.034657 | 0.02 |  | 0.12 | 0.72414 | 0.02816 | 0.014986 | 0.015445 | 0.053104 |  | 0.30173 | 2019 | 35 | 1.67 | 350 | -1 | 1.6666 | 221112 | -95.8477 | 40.6805 | 4 | 125 | 160 |  | 3.6 | N | Natural Gas | N | Y | N | 9999 | N |  | Combustion Turbine |  |  | 12283
2255_G_10 | NE | 31131 | Nebraska City Power Plant No 1 | Nebraska City # 1 | 5106711 | 24685313 |  |  | 2255 | 10 | 00003 | 008 | 0.25 | 0.01 | 0.024657 | 0.034657 | 0.02 |  | 0.1 | 4.066 | 0.15812 | 0.084149 | 0.086722 | 0.29818 |  | 1.6942 | 2019 | 40 | 1.67 | 350 | -1 | 1.6666 | 221112 | -95.8477 | 40.6805 | 6 | 125 | 160 |  | 5.8 | N | Natural Gas | N | Y | N | 9999 | N |  | Combustion Turbine |  |  | 12283
2255_G_5 | NE | 31131 | Nebraska City Power Plant No 1 | Nebraska City # 1 | 5106711 | 24685413 |  |  | 2255 | 5 | 00003 | 004 | 0.16 | 0.01 | 0.013105 | 0.023105 | 0.01 |  | 0.07 | 0.21278 | 0.00827 | 0.0044036 | 0.0045382 | 0.015604 |  | 0.08866 | 2019 | 18 | 1.17 | 350 | -1 | 1.6666 | 221112 | -95.8477 | 40.6805 | 2 | 125 | 160 |  | 1.7 | N | Natural Gas | N | Y | N | 9999 | N |  | Combustion Turbine |  |  | 12283
2255_G_4 | NE | 31131 | Nebraska City Power Plant No 1 | Nebraska City # 1 | 5106711 | 24685513 |  |  | 2255 | 4 | 00003 | 003 | 0.18 | 0.01 | 0.023105 | 0.023105 | 0.01 |  | 0.08 | 0.14845 | 0.00577 | 0.0030722 | 0.0031661 | 0.010886 |  | 0.06185 | 2019 | 35 | 1.67 | 350 | -1 | 1.6666 | 221112 | -95.8477 | 40.6805 | 3 | 125 | 160 |  | 2.7 | N | Natural Gas | N | Y | N | 9999 | N |  | Combustion Turbine |  |  | 12283
2255_G_3 | NE | 31131 | Nebraska City Power Plant No 1 | Nebraska City # 1 | 5106711 | 24685613 |  |  | 2255 | 3 | 00003 | 002 | 0.14 | 0.01 | 0.013105 | 0.023105 | 0.01 |  | 0.06 | 0.13903 | 0.00541 | 0.0028773 | 0.0029653 | 0.010196 |  | 0.05793 | 2019 | 25 | 1.5 | 350 | -1 | 1.6666 | 221112 | -95.8477 | 40.6805 | 2 | 125 | 160 |  | 2 | N | Natural Gas | N | Y | N | 9999 | N |  | Combustion Turbine |  |  | 12283
7555_G_12 | NE | 31131 | Nebraska City Power Plant No 2 | Nebraska City # 2 | 5106811 | 24684813 |  |  | 7555 | 12 | 00008 | 002 | 0.04526 |  | 0.0024267 | 0.0027888 | 0.0016898 |  | 0.0090525 | [8 empty] | 18 | 1.17 | 350 | -1 | 1.6666 | 926130 | -96.1786 | 40.6758 | 4 | 125 | 160 |  | 3.8 | N | Natural Gas | N | N | N | 9999 | N |  | Combustion Turbine |  |  | 12283
7555_G_11 | NE | 31131 | Nebraska City Power Plant No 2 | Nebraska City # 2 | 5106811 | 24684913 |  |  | 7555 | 11 | 00008 | 001 | 0.073545 | 0.0003218 | 0.0064707 | 0.0074363 | 0.0045059 |  | 0.024139 | [8 empty] | 18 | 1.17 | 350 | -1 | 1.6666 | 926130 | -96.1786 | 40.6758 | 4 | 125 | 160 |  | 3.8 | N | Natural Gas | N | Y | N | 9999 | N |  | Combustion Turbine |  |  | 12283
6096_B_1 | NE | 31131 | OPPD Nebraska City Station | Nebraska City | 7303711 | 8402913 | 6096 | 1 | 6096 | 1 | 00036 | 001 | 3824.77 | 12232.3 | 69.0558 | 142.7158 | 72.34 | 0.68 | 2551.98 | 2994.2 | 8452.4 | 55.5357 | 114.6518 | 56.8794 | 0.53524 | 2380.6 | 2017 | 700 | 23.6 | 360 | 43087.383 | 98.5 | 221122 | -95.7733 | 40.6208 | 6790 | 125 | 100 |  | 654 | N | Subbituminous | Y | N | N | 9999 | N |  | Coal Steam |  | 7217.9199 | 9818
6096_B_2 | NE | 31131 | OPPD Nebraska City Station | Nebraska City | 7303711 | 91099913 | 6096 | 2 | 6096 | 2 | 00036 | 027 | 1462.4 | 2489.78 | 96.852 | 157.672 | 83.24 | 460.02 | 838.51 | 1155.2 | 1934.1 | 86.4848 | 140.8576 | 21.5922 | 346.261 | 574.98 | 2019 | 400 | 22.5 | 165 | 31689.3432 | 79.7 | 221122 | -95.7733 | 40.6208 | 7110 | 125 | 100 |  | 691 | N | Subbituminous | Y | N | N | 9999 | N |  | Coal Steam |  | 8674.0098 | 10016
2297_G_1 | NE | 31139 | Plainview Municipal Power | Plainview Muncipal Power | 7627611 | 12556413 |  |  | 2297 | 1 | 00012 | 001 | 0.78 | 1e-07 | 0.010756 | 0.010756 | 0.17 |  | 0.21 |  | 1e-07 | [5 empty] | 2017 | 28.7 | 1.33 | 350 | 2.3154 | 1.6666 | 221118 | -97.7907 | 42.3499 | 1 | 125 | 160 |  | 1.1 | N | Distillate Fuel Oil | N | N | N | 9999 | N |  | Combustion Turbine |  |  | 10745
57046_B_CFB2 | NE | 31141 | ADM Corn Processing | Archer Daniels Midland Columbus | 14493311 | 91130513 |  |  | 57046 | CFB2 | 00032 | 093 | 336.54 | 385.86 | 23.9 | 47.8 | 0.03 | 37.43 | 102.6 | [8 empty] | 164 | 2.5 | 68 | -1 | 1.1333 | 311221 | -97.291 | 41.4229 |  | 127 | 100 |  | 30 | Y | Subbituminous | N | Y | N | 9999 | N | 57046_B_CFB1;57046_B_CFB2 | Coal Steam |  |  | 10986
2271_G_1 | NE | 31145 | NPPD Mc Cook Peaking Unit | McCook | 7767711 | 1717513 | 2271 |  | 2271 | 1;1 | 00013 | 001 | 3.69 | 0.1 | 0.053779 | 0.053779 | 1e-07 |  | 0.01 | 0.75398 | 0.0025096 | 0.0039627 | 0.0039627 | 0.00035129 |  | 0.0028274 | 2019 | 32 | 8.96 | 900 | 13350 | 212 | 221112 | -100.651 | 40.2208 | 50 | 125 | 120 |  | 42.7 | N | Distillate Fuel Oil | Y | N | N | 9999 | Y |  | Combustion Turbine |  | 21.23 | 18536
2237_G_7 | NE | 31147 | Falls City Power Plant | Falls City | 7629411 | 12544413 |  |  | 2237 | 7 | 40565 | 007 | [9 empty] | 60.4915 | 72.9 |  |  |  | 2019 | 31.3 | 1.6 | 309 | 2.6808 | 1.3333 | 926130 | -95.6075 | 40.0566 | 2250 | 125 | 160 |  | 5.9 | N | Natural Gas, Distillate Fuel Oil | N | N | N | 9999 | N |  | Combustion Turbine |  |  | 18000
2237_G_4 | NE | 31147 | Falls City Power Plant | Falls City | 7629411 | 12544513 |  |  | 2237 | 4 | 00005 | 004 | 2.7655 | 0.030727 | 0.049164 | 0.061455 | 0.20485 |  | 1.1881 | 47.25 | 0.525 | 0.84 | 1.05 | 3.5 |  | 20.3 | 2019 | 31.3 | 1.6 | 309 | 2.6808 | 1.3333 | 926130 | -95.6075 | 40.0566 | 1 | 125 | 160 |  | 0.8 | N | Natural Gas, Distillate Fuel Oil | N | Y | N | 9999 | N |  | Combustion Turbine |  |  | 18000
2237_G_6 | NE | 31147 | Falls City Power Plant | Falls City | 7629411 | 12544613 |  |  | 2237 | 6 | 00005 | 006 | 9.1393 | 0.10155 | 0.16248 | 0.2031 | 0.67699 |  | 0.61529 | 0.36958 | 0.014373 | 0.0057491 | 0.041065 | 0.030799 |  | 0.12114 | 2019 | 31.3 | 1.6 | 309 | 2.6808 | 1.3333 | 926130 | -95.6075 | 40.0566 | 2 | 125 | 160 |  | 2 | N | Natural Gas, Distillate Fuel Oil | N | Y | N | 9999 | N |  | Combustion Turbine |  |  | 18000
2237_G_5 | NE | 31147 | Falls City Power Plant | Falls City | 7629411 | 12544713 |  |  | 2237 | 5 | 00005 | 005 | 0.16578 | 0.001842 | 0.0029472 | 0.003684 | 0.01228 |  | 0.0019729 | 0.07803 | 0.0030345 | 0.0020808 | 0.00867 | 0.0065025 |  | 0.025576 | 2019 | 31.3 | 1.6 | 309 | 2.6808 | 1.3333 | 926130 | -95.6075 | 40.0566 | 1 | 125 | 160 |  | 1.4 | N | Natural Gas, Distillate Fuel Oil | N | Y | N | 9999 | N |  | Combustion Turbine |  |  | 18000
2237_G_1 | NE | 31147 | Falls City Power Plant | Falls City | 7629411 | 12544813 |  |  | 2237 | 1 | 00005 | 001 | 3.8848 | 0.043164 | 0.069062 | 0.086328 | 0.28776 |  | 1.669 | [8 empty] | 31 | 1.6 | 309 | -1 | 1.3333 | 926130 | -95.6075 | 40.0566 | 1 | 125 | 160 |  | 0.6 | N | Distillate Fuel Oil | N | Y | N | 9999 | N |  | Combustion Turbine |  |  | 18340
2237_G_2 | NE | 31147 | Falls City Power Plant | Falls City | 7629411 | 12544913 |  |  | 2237 | 2 | 00005 | 002 | 0.015795 | 0.0001755 | 0.00033529 | 0.00040549 | 0.00117 |  | 0.006786 | 2.16 | 0.024 | 0.045852 | 0.055452 | 0.16 |  | 0.928 | 2019 | 31.3 | 1.6 | 309 | 2.6808 | 1.3333 | 926130 | -95.6075 | 40.0566 | 1 | 125 | 160 |  | 0.9 | N | Distillate Fuel Oil | N | Y | N | 9999 | N |  | Combustion Turbine |  |  | 18403
2237_G_3 | NE | 31147 | Falls City Power Plant | Falls City | 7629411 | 12545013 |  |  | 2237 | 3 | 00005 | 003 | 0.39082 | 0.0043425 | 0.006948 | 0.008685 | 0.02895 |  | 0.16791 | [8 empty] | 31 | 1.6 | 309 | -1 | 1.3333 | 926130 | -95.6075 | 40.0566 | 2 | 125 | 160 |  | 2.3 | N | Natural Gas, Distillate Fuel Oil | N | Y | N | 9999 | N |  | Combustion Turbine |  |  | 18000
2237_G_8 | NE | 31147 | Falls City Power Plant | Falls City | 7629411 | 12545113 |  |  | 2237 | 8 | 00005 | 008 |  |  |  |  | 0.00301 | [6 empty] | 1.59 |  |  | 2019 | 31.3 | 1.6 | 309 | 2.6808 | 1.3333 | 926130 | -95.6075 | 40.0566 | 6 | 125 | 160 |  | 6 | N | Natural Gas, Distillate Fuel Oil | N | N | N | 9999 | N |  | Combustion Turbine |  |  | 18000
2231_G_1 | NE | 31151 | Crete Municipal Plant |  | 7630111 | 12540713 |  |  |  |  | 00001 | 001 | 1.2867 | 0.050039 | 0.16516 | 0.16516 | 0.10723 |  | 0.42176 | 0.70604 | 0.00044 | 0.014612 | 0.015059 | 0.051776 |  | 0.33222 | 2019 | 34 | 2.67 | 350 | -1 | 1.6666 | 221112 | -96.9602 | 40.6267 | 1 | 125 | 160 |  |  |  |  | N | Y | N |  | N
2292_G_2x | NE | 31153 | OPPD Sarpy County Station |  | 7631011 | 12530613 | 2292 |  |  |  | 00005 | 004 | 1e-07 | 1e-07 | 1.0756e-07 | 1.0756e-07 | 1e-07 |  | 1e-07 | 2.6 | 0.1 | 0.030834 | 0.030834 | 0.0027333 |  | 0.022 | 2019 | 53.2 | 29.08 | 986 | 16543.1669 | 24.908 | 221112 | -95.9692 | 41.1706 | 1000 | 125 | 120 |  |  |  |  | Y | N | N |  | N |  |  |  | 218.2999
2292_G_1 | NE | 31153 | OPPD Sarpy County Station | Sarpy County | 7631011 | 12530713 | 2292 |  | 2292 | 1 | 00005 | 001 | 94.959 | 0.2 | 0.2002 | 0.2002 | 0.12 | 1e-07 | 4.78 | 6.1 |  | 0.072656 | 0.072656 | 0.044123 | 1e-07 | 1.7229 | 2019 | 53.2 | 29.08 | 986 | 16543.1669 | 24.908 | 221112 | -95.9692 | 41.1706 | 1000 | 125 | 120 |  | 55.3 | N | Natural Gas, Distillate Fuel Oil | Y | N | N | 9999 | N |  | Combustion Turbine |  | 271.0399 | 13381
2292_G_1x | NE | 31153 | OPPD Sarpy County Station |  | 7631011 | 12530813 | 2292 |  |  |  | 00005 | 002 | 1e-07 | 1e-07 | 1e-07 | 1e-07 | 1e-07 |  | 1e-07 | 0.2 |  | 0.00081585 | 0.00081585 | 7.232e-05 |  | 0.00058212 | 2019 | 53.2 | 29.08 | 986 | 16543.1669 | 24.908 | 221112 | -95.9692 | 41.1706 | 1000 | 125 | 120 |  |  |  |  | Y | N | N |  | N |  |  |  | 271.0399
2292_G_5 | NE | 31153 | OPPD Sarpy County Station | Sarpy County | 7631011 | 12530913 | 2292 | CT5A | 2292 | 5 | 00005 | 021 | 3.9 | 0.03 |  |  | 0 |  | 0 | [8 empty] | 53 | 28.32 | 986 | -1 | 0.4383 | 221112 | -95.9677 | 41.1706 |  | 125 | 120 |  | 48.1 | N | Natural Gas, Distillate Fuel Oil | Y | N | N | 9999 | N |  | Combustion Turbine |  | 486.8098 | 13381
2292_G_4 | NE | 31153 | OPPD Sarpy County Station | Sarpy County | 7631011 | 12531013 | 2292 | CT4A | 2292 | 4 | 00005 | 015 | 3.5 | 0.02 |  |  | 0 |  | 0 | [8 empty] | 53 | 28.32 | 986 | -1 | 0.4383 | 221112 | -95.9677 | 41.1706 |  | 125 | 120 |  | 49 | N | Natural Gas, Distillate Fuel Oil | Y | N | N | 9999 | N |  | Combustion Turbine |  | 388.1799 | 13381
2292_G_5 | NE | 31153 | OPPD Sarpy County Station | Sarpy County | 7631011 | 12531113 | 2292 | CT5B | 2292 | 5 | 00005 | 024 | 4 | 0.03 |  |  | 1e-07 |  | 1e-07 | [8 empty] | 53 | 28.32 | 986 | -1 | 0.4383 | 221112 | -95.9677 | 41.1706 |  | 125 | 120 |  | 48.1 | N | Natural Gas, Distillate Fuel Oil | Y | N | N | 9999 | N |  | Combustion Turbine |  | 486.0597 | 13381
2292_G_2 | NE | 31153 | OPPD Sarpy County Station | Sarpy County | 7631011 | 12531513 | 2292 |  | 2292 | 2 | 00005 | 003 | 76.482 | 0.16 | 0.1638 | 0.1638 | 0.1 |  | 3.89 | 35 | 0.1 | 0.50801 | 0.50801 | 0.30851 |  | 12.0464 | 2019 | 53.2 | 29.08 | 986 | 16543.1669 | 24.908 | 221112 | -95.9692 | 41.1706 | 1000 | 125 | 120 |  | 56.4 | N | Natural Gas, Distillate Fuel Oil | Y | N | N | 9999 | N |  | Combustion Turbine |  | 218.2999 | 13382
2292_G_4 | NE | 31153 | OPPD Sarpy County Station | Sarpy County | 7631011 | 12531613 | 2292 | CT4B | 2292 | 4 | 00005 | 018 | 2.5 | 0.02 |  |  | 1e-07 |  | 0 | [8 empty] | 53 | 28.32 | 986 | -1 | 0.4383 | 221112 | -95.9677 | 41.1706 |  | 125 | 120 |  | 49 | N | Natural Gas, Distillate Fuel Oil | Y | N | N | 9999 | N |  | Combustion Turbine |  | 300.4201 | 13381
2292_G_3 | NE | 31153 | OPPD Sarpy County Station | Sarpy County | 7631011 | 12532413 | 2292 | CT3 | 2292 | 3 | 00005 | 010 | 4 | 0.04 |  |  | 1e-07 |  | 0 | [8 empty] | 53 | 28.32 | 986 | -1 | 0.4383 | 221112 | -95.9677 | 41.1706 |  | 125 | 120 |  | 107.7 | N | Natural Gas, Distillate Fuel Oil | Y | N | N | 9999 | N |  | Combustion Turbine |  | 181.15 | 13381
2292_G_3x | NE | 31153 | OPPD Sarpy County Station |  | 7631011 | 12532513 |  |  |  |  | 00005 | 009 | 1e-07 | 1e-07 | 1.0756e-07 | 1.0756e-07 | 1e-07 |  | 1e-07 | 1.4 | 0.1 | 0.051775 | 0.051775 | 0.0045898 |  | 0.74333 | 2019 | 73 | 22.67 | 1000 | 65578.3346 | 162.4678 | 221112 | -95.9692 | 41.1706 |  | 125 | 120 |  |  |  |  | N | N | N |  | N
2292_G_3 | NE | 31153 | OPPD Sarpy County Station | Sarpy County | 7631011 | 12532613 |  |  | 2292 | 3 | 00005 | 008 | 1e-07 | 1e-06 | 0.2548 | 0.2548 | 0.16 |  | 4.47 | 11.3 | 0.1 | 0.73514 | 0.73514 | 0.44644 |  | 12.5428 | 2019 | 73 | 22.67 | 1000 | 65578.3346 | 162.4678 | 221112 | -95.9692 | 41.1706 |  | 125 | 120 |  | 107.7 | N | Natural Gas, Distillate Fuel Oil | N | N | N | 9999 | N |  | Combustion Turbine |  |  | 13381
2310_G_4 | NE | 31155 | Wahoo Power Plant | Wahoo | 7644211 | 12525913 |  |  | 2310 | 4 | 00034 | 004 | 1e-07 | 1e-07 | 1.0031e-07 | 1.1552e-07 | 1e-07 |  | 1e-07 | [8 empty] | 29 | 2.33 | 490 | -1 | 1.6666 | 926130 | -96.6121 | 41.212 | 1 | 125 | 160 |  | 1.1 | N | Natural Gas, Distillate Fuel Oil | N | Y | N | 9999 | N |  | Combustion Turbine |  |  | 10745
2310_G_6 | NE | 31155 | Wahoo Power Plant | Wahoo | 7644211 | 12526013 |  |  | 2310 | 6 | 00034 | 006 | 0.18 |  | 0.0026876 | 0.02 | 0.01 |  | 0.01 | 0.058491 | 0.00020782 | 0.0012105 | 0.0012475 | 0.0042893 |  | 0.002169 | 2019 | 34 | 2.33 | 900 | 426.3848 | 100 | 926130 | -96.6121 | 41.212 | 3 | 125 | 160 |  | 3.4 | N | Natural Gas, Distillate Fuel Oil | N | N | N | 9999 | N |  | Combustion Turbine |  |  | 10745
2310_G_5 | NE | 31155 | Wahoo Power Plant | Wahoo | 7644211 | 12526113 |  |  | 2310 | 5 | 00034 | 005 | 0.12 | 1e-07 | 0.0015525 | 0.011552 | 0.01 |  | 0.01 | 0.037917 | 0.00013472 | 0.00078471 | 0.00080871 | 0.0027806 |  | 0.0037443 | 2019 | 42 | 2.33 | 567 | 426.3848 | 100 | 926130 | -96.6121 | 41.212 | 2 | 125 | 160 |  | 2.2 | N | Natural Gas, Distillate Fuel Oil | N | Y | N | 9999 | N |  | Combustion Turbine |  |  | 10745
2310_G_2 | NE | 31155 | Wahoo Power Plant | Wahoo | 7644211 | 12526213 |  |  | 2310 | 2 | 00034 | 002 | 1e-07 | 1e-07 | 1.1552e-07 | 1.1552e-07 | 1e-07 |  | 1e-07 | [8 empty] | 29 | 2.33 | 490 | -1 | 1.6666 | 926130 | -96.6121 | 41.212 | 1 | 125 | 160 |  | 0.4 | N | Distillate Fuel Oil | N | Y | N | 9999 | N |  | Combustion Turbine |  |  | 10745
2310_G_1 | NE | 31155 | Wahoo Power Plant | Wahoo | 7644211 | 12526313 |  |  | 2310 | 1 | 00034 | 001 | 0.1 | 1e-07 | 0 | 0.01 | 0.01 |  | 0.05 | 0.035091 | 0.00012468 | 0.00072623 | 0.00074843 | 0.0025733 |  | 0.014621 | 2019 | 29 | 2.33 | 490 | -1 | 1.6666 | 926130 | -96.6121 | 41.212 | 2 | 125 | 160 |  | 2.1 | N | Natural Gas, Distillate Fuel Oil | N | Y | N | 9999 | N |  | Combustion Turbine |  |  | 10745
2310_G_3 | NE | 31155 | Wahoo Power Plant | Wahoo | 7644211 | 12526413 |  |  | 2310 | 3 | 00034 | 003 | 0.25 | 1e-07 | 0.0046574 | 0.034657 | 0.02 |  | 0.01 | 0.077427 | 0.00027509 | 0.0016024 | 0.0016514 | 0.005678 |  | 0.0038843 | 2019 | 36 | 2.5 | 900 | 490.8738 | 100 | 926130 | -96.6121 | 41.212 | 4 | 125 | 160 |  | 4.4 | N | Natural Gas, Distillate Fuel Oil | N | Y | N | 9999 | N |  | Combustion Turbine |  |  | 10745
2266_G_1 | NE | 31169 | NPPD Hebron Peaking Unit | Hebron | 6898611 | 13709013 | 2266 |  | 2266 | 1;1 | 00020 | 001 | 3.21 | 0.01 | 0.043023 | 0.043023 | 1e-07 |  | 0.01 | 2.866 | 0.0088814 | 0.015063 | 0.015063 | 0.0013353 |  | 0.010748 | 2019 | 32 | 8.96 | 900 | 14050 | 222.828 | 221118 | -97.5779 | 40.1879 | 51 | 125 | 120 |  | 41.5 | N | Distillate Fuel Oil | Y | N | N | 9999 | Y |  | Combustion Turbine |  | 22.73 | 17685
2296_G_4 | NE | 31173 | Pender Municipal Power Plant | Pender | 6911211 | 13704313 |  |  | 2296 | 4 | 02005 | 004 | 0.04357 |  | 0.000885 | 0.000915 | 0.00256 |  | 0.00322 | [8 empty] | 100 | 2 | 350 | -1 | 1.6666 | 926130 | -96.7057 | 42.1155 |  | 125 | 160 |  | 0.8 | N | Natural Gas, Distillate Fuel Oil | N | N | N | 9999 | N |  | Combustion Turbine |  |  | 14113
2296_G_3 | NE | 31173 | Pender Municipal Power Plant | Pender | 6911211 | 13704413 |  |  | 2296 | 3 | 02005 | 003 | 0.00854 |  | 0.000145 | 0.000155 | 0.000225 |  | 0.000185 | [8 empty] | 100 | 2 | 350 | -1 | 1.6666 | 926130 | -96.7057 | 42.1155 |  | 125 | 160 |  | 0.5 | N | Natural Gas, Distillate Fuel Oil | N | N | N | 9999 | N |  | Combustion Turbine |  |  | 13853
2296_G_2 | NE | 31173 | Pender Municipal Power Plant | Pender | 6911211 | 13704513 |  |  | 2296 | 2 | 02005 | 002 | 0.19024 |  | 0.00328 | 0.00328 | 0.004995 |  | 0.007055 | [8 empty] | 100 | 2 | 350 | -1 | 1.6666 | 926130 | -96.7057 | 42.1155 |  | 125 | 160 |  | 2 | N | Natural Gas | N | N | N | 9999 | N |  | Combustion Turbine |  |  | 13544
2296_G_1 | NE | 31173 | Pender Municipal Power Plant | Pender | 6911211 | 13704613 |  |  | 2296 | 1 | 02005 | 001 | 0.1002 |  | 0.002165 | 0.00223 | 0.00723 |  | 0.0027 | [8 empty] | 100 | 2 | 350 | -1 | 1.6666 | 926130 | -96.7057 | 42.1155 |  | 125 | 160 |  | 1.2 | N | Natural Gas, Distillate Fuel Oil | N | N | N | 9999 | N |  | Combustion Turbine |  |  | 13870
2312_G_4 | NE | 31179 | Wayne Municipal Power Plant | Wayne IC | 6727011 | 12753113 |  |  | 2312 | 4 | 00001 | 001 | 8 | 0.33 | 0.10397 | 0.10397 | 0.13 |  | 0.13 | 0.041844 | 0.022666 | 0.00067857 | 0.00069932 | 0.0012292 |  | 0.0028768 | 2019 | 39 | 1.35 | 350 | -1 | 1.6666 | 221118 | -97.0179 | 42.2276 | 2 | 125 | 160 |  | 1.9 | N | Distillate Fuel Oil | N | Y | N | 9999 | N |  | Combustion Turbine |  |  | 10745
2299_G_2 | NE | 31181 | Red Cloud Municipal Plant | Red Cloud | 7515011 | 12751713 |  |  | 2299 | 2 | 00008 | 002 | 0.2255 | 0.0215 | 0.023238 | 0.024738 | 0.0175 |  | 0.0705 | 0.33976 | 0.03077 | 0.0054838 | 0.0056643 | 0.0095558 |  | 0.027075 | 2019 | 20 | 1.25 | 350 | -1 | 1.6666 | 221112 | -98.5188 | 40.0976 | 1 | 125 | 160 |  | 0.6 | N | Distillate Fuel Oil | N | N | N | 9999 | N |  | Combustion Turbine |  |  | 16978
2299_G_3 | NE | 31181 | Red Cloud Municipal Plant | Red Cloud | 7515011 | 12751813 |  |  | 2299 | 3 | 00008 | 003 | 0.1125 | 0.013 | 0.014058 | 0.015058 | 0.0105 |  | 0.0425 | 0.3996 | 0.03619 | 0.0064497 | 0.006662 | 0.011239 |  | 0.031843 | 2019 | 27 | 1.46 | 350 | -1 | 1.6666 | 221112 | -98.5188 | 40.0976 | 1 | 125 | 160 |  | 1.2 | N | Distillate Fuel Oil | N | N | N | 9999 | N |  | Combustion Turbine |  |  | 17050
2299_G_4 | NE | 31181 | Red Cloud Municipal Plant | Red Cloud | 7515011 | 12751913 |  |  | 2299 | 4 | 00008 | 004 | 0.2415 | 0.024 | 0.026465 | 0.027965 | 0.0195 |  | 0.0795 | 0.51885 | 0.04698 | 0.0083743 | 0.00865 | 0.014593 |  | 0.041346 | 2019 | 27 | 1.46 | 350 | -1 | 1.6666 | 221112 | -98.5188 | 40.0976 | 1 | 125 | 160 |  | 1.2 | N | Distillate Fuel Oil | N | N | N | 9999 | N |  | Combustion Turbine |  |  | 17050
2299_G_5 | NE | 31181 | Red Cloud Municipal Plant | Red Cloud | 7515011 | 12752013 |  |  | 2299 | 5 | 00008 | 005 | 0.416 | 0.039 | 0.041137 | 0.044637 | 0.0315 |  | 0.1275 | 0.37483 | 0.03394 | 0.0060499 | 0.006249 | 0.010542 |  | 0.029869 | 2019 | 36 | 2.25 | 350 | -1 | 1.6666 | 221112 | -98.5188 | 40.0976 | 2 | 125 | 160 |  | 2.2 | N | Distillate Fuel Oil | N | N | N | 9999 | N |  | Combustion Turbine |  |  | 17054
7481_G_2 | NE | 31181 | Blue Hill City Light & Water | City Light & Water | 7515111 | 12751513 |  |  | 7481 | 2 | 47499 | 002 | [7 empty] | 0.045813 | 0.00721 | 0.000796 | 0.00082034 | 0.0012885 |  | 0.012169 | 2019 | 28 | 1 | 600 | -1 | 2.6166 | 221112 | -98.4506 | 40.3275 | 400 | 125 | 160 |  | 0.4 | N | Distillate Fuel Oil | N | N | N | 9999 | N |  | Combustion Turbine |  |  | 16553
7481_G_1 | NE | 31181 | Blue Hill City Light & Water | City Light & Water | 7515111 | 12751613 |  |  | 7481 | 1 | 00012 | 001 | 0.082069 |  | 0.0016783 | 0.0019782 | 0.0034524 |  | 0.029232 | 0.092064 | 0.01449 | 0.0030996 | 0.0031485 | 0.0025893 |  | 0.024455 | 2019 | 28 | 1.5 | 600 | -1 | 2.6833 | 221112 | -98.4506 | 40.3275 | 1 | 125 | 160 |  | 0.9 | N | Distillate Fuel Oil | N | Y | N | 9999 | N |  | Combustion Turbine |  |  | 16167
54854_G_5657 | NV | 32003 | Nevada Sun Peak Partnerships | Sun Peak Generating Station | 10626511 | 58434713 | 54854 | 3 | 54854 | 5657 | 0423 | 01 | 7.42 | 0.03 | 0.31 | 0.31 | 0.11 |  | 2.84 | 15.81 | 0.07 | 0.67 | 0.67 | 0.24 |  | 2.37 | 2019 | 19.8 | 15.4 | 806 | -1 | 123.4 | 22111 | -115.0357 | 36.1391 | 84.5 | 125 | 120 | 213 | 74 | N | Natural Gas, Distillate Fuel Oil | Y | N | N | 9999 | N |  | Combustion Turbine |  | 142.94 | 12323
54854_G_5658 | NV | 32003 | Nevada Sun Peak Partnerships | Sun Peak Generating Station | 10626511 | 58434813 | 54854 | 4 | 54854 | 5658 | 0423 | 02 | 5.94 | 0.03 | 0.25 | 0.25 | 0.09 |  | 1.52 | 11.69 | 0.05 | 0.49 | 0.49 | 0.18 |  | 2.58 | 2019 | 19.8 | 15.4 | 806 | -1 | 123.4 | 22111 | -115.0357 | 36.1391 | 84.5 | 125 | 120 | 213 | 74 | N | Natural Gas, Distillate Fuel Oil | Y | N | N | 9999 | N |  | Combustion Turbine |  | 112.66 | 12323
54854_G_5659 | NV | 32003 | Nevada Sun Peak Partnerships | Sun Peak Generating Station | 10626511 | 58434913 | 54854 | 5 | 54854 | 5659 | 0423 | 03 | 3.43 | 0.01 | 0.15 | 0.15 | 0.05 |  | 1.38 | 16.98 | 0.07 | 0.72 | 0.72 | 0.26 |  | 2.82 | 2019 | 19.8 | 15.4 | 806 | -1 | 123.4 | 22111 | -115.0357 | 36.1391 | 84.5 | 125 | 120 | 213 | 74 | N | Natural Gas, Distillate Fuel Oil | Y | N | N | 9999 | N |  | Combustion Turbine |  | 70.95 | 12323
55322_G_CTG1 | NV | 32003 | Nevada Power (Chuck Lenzie) | Chuck Lenzie Generating Station | 12768311 | 67164413 | 55322 | CTG-1 | 55322 | CTG1 | 1513 | 01 | 59.82 | 8.4 | 49.68 | 49.68 | 19.86 | 39.4009 | 1.23 | 57.91 | 8.95 | 52.88 | 52.88 | 21.14 | 42.0163 | 2.95 | 2019 | 170 | 18 | 194 | -1 | 66.2 | 22111 | -114.9221 | 36.3839 | 292 | 125 | 120 |  | 165 | N | Natural Gas | Y | N | N | 9999 | N |  | Combined Cycle |  | 8035.6699 | 7244
55322_G_CTG2 | NV | 32003 | Nevada Power (Chuck Lenzie) | Chuck Lenzie Generating Station | 12768311 | 67164513 | 55322 | CTG-2 | 55322 | CTG2 | 1513 | 03 | 58.76 | 7.9 | 46.71 | 46.71 | 18.67 | 37.0088 | 2.87 | 58.62 | 8.98 | 53.06 | 53.06 | 21.21 | 42.1746 | 3.65 | 2019 | 170 | 18 | 194 | -1 | 66.2 | 22111 | -114.9215 | 36.3839 | 292 | 125 | 120 |  | 165 | N | Natural Gas | Y | N | N | 9999 | N |  | Combined Cycle |  | 7480.0405 | 7244
55322_G_CTG3 | NV | 32003 | Nevada Power (Chuck Lenzie) | Chuck Lenzie Generating Station | 12768311 | 67164913 | 55322 | CTG-3 | 55322 | CTG3 | 1513 | 05 | 56.04 | 7.57 | 44.74 | 44.74 | 17.88 | 35.5064 | 5.06 | 49.53 | 7.55 | 44.62 | 44.62 | 17.83 | 35.4472 | 2.64 | 2019 | 170 | 18 | 194 | -1 | 66.2 | 22111 | -114.921 | 36.3839 | 292 | 125 | 120 |  | 165 | N | Natural Gas | Y | N | N | 9999 | N |  | Combined Cycle |  | 7512.8906 | 7244
55322_G_CTG4 | NV | 32003 | Nevada Power (Chuck Lenzie) | Chuck Lenzie Generating Station | 12768311 | 67165013 | 55322 | CTG-4 | 55322 | CTG4 | 1513 | 07 | 57.18 | 7.61 | 44.96 | 44.96 | 17.97 | 35.6144 | 5.04 | 53.29 | 7.75 | 45.81 | 45.81 | 18.31 | 36.3967 | 2.36 | 2019 | 170 | 18 | 194 | -1 | 66.2 | 22111 | -114.9205 | 36.3839 | 292 | 125 | 120 |  | 165 | N | Natural Gas | Y | N | N | 9999 | N |  | Combined Cycle |  | 7494.3594 | 7244
55841_G_CT1 | NV | 32003 | Nevada Power Silverhawk | Silverhawk | 12770211 | 67165513 | 55841 | A01 | 55841 | CT1 | 1584 | A01,2 | 44.58 | 2.86 | 41.38 | 41.38 | 23.89 | 29.6667 | 30.84 | 32.2 | 1.99 | 28.8 | 28.8 | 16.62 | 20.8048 | 32.73 | 2019 | 150 | 5.5 | 360 | -1 | 21 | 22111 | -114.9607 | 36.4093 | 170 | 125 | 120 |  | 157 | N | Natural Gas | Y | N | N | 9999 | N | 55841_G_CT1;55841_G_ST1 | Combined Cycle |  | 6401.6382 | 7661
55841_G_CT2 | NV | 32003 | Nevada Power Silverhawk | Silverhawk | 12770211 | 67165613 | 55841 | A03 | 55841 | CT2 | 1584 | A03,4 | 49.73 | 3.37 | 48.77 | 48.77 | 28.15 | 35.062 | 32.58 | 30.8 | 2.19 | 31.73 | 31.73 | 18.32 | 22.9236 | 18.91 | 2019 | 150 | 5.5 | 360 | -1 | 21 | 22111 | -114.96 | 36.4093 | 170 | 125 | 120 |  | 157 | N | Natural Gas | Y | N | N | 9999 | N |  | Combined Cycle |  | 7555.0869 | 7661
2324_B_4 | NV | 32003 | REID GARDNER STATION POWER PLANT |  | 6815611 | 97877213 | 2324 | 4 |  |  | AP49110897 | 10255 | 421.268 | 237.638 | 11.9817 | 43.2069 | 2.1604 | 0 | 3119.54 | [8 empty] | 500 | 21.194 | 145 | 19400 | -1 | 221112 | -114.6318 | 36.6556 | 2960 | 125 | 100 | 205 |  |  |  | Y | N | N |  | N |  |  |  | 2276.75
54350_G_GTA | NV | 32003 | Nevada Cogeneration Associates 1 |  | 7756911 | 67156613 |  |  |  |  | 0360 | 01 | 36.53 | 2.96 | 16.61 | 16.61 | 8.55 | 27.16 | 12.35 | 35.85 | 2.9 | 16.24 | 16.24 | 8.36 | 26.56 | 8.43 | 2019 | 70 | 6.9 | 422 | -1 | 84 | 22111 | -114.9204 | 36.3432 | 21.7 | 125 | 120 |  |  |  |  | N | Y | N |  | N | 54350_G_GTA;54350_G_STM
54350_G_GTB | NV | 32003 | Nevada Cogeneration Associates 1 |  | 7756911 | 67156913 |  |  |  |  | 0360 | 02 | 37.72 | 2.92 | 16.42 | 16.42 | 8.45 | 26.83 | 16.22 | 36.8 | 2.86 | 16.04 | 16.04 | 8.26 | 26.22 | 10.43 | 2019 | 70 | 6.9 | 422 | -1 | 84 | 22111 | -114.9204 | 36.3432 | 21.7 | 125 | 120 |  |  |  |  | N | Y | N |  | N
54350_G_GTC | NV | 32003 | Nevada Cogeneration Associates 1 |  | 7756911 | 67157013 |  |  |  |  | 0360 | 03 | 37.48 | 2.96 | 16.63 | 16.63 | 8.56 | 27.17 | 14.7 | 36.82 | 2.89 | 16.24 | 16.24 | 8.36 | 26.56 | 11.86 | 2019 | 70 | 6.9 | 422 | -1 | 84 | 22111 | -114.9204 | 36.3432 | 21.7 | 125 | 120 |  |  |  |  | N | Y | N |  | N
55077_G_ED01 | NV | 32003 | San Diego Gas and Electric | Desert Star Energy Center | 7757511 | 1853913 | 55077 | EDE1 | 55077 | ED01 | 0652 | A01 | 29.36 | 1.26 | 9.86 | 9.86 | 10 |  | 19.84 | 34.76 | 1.49 | 11.67 | 11.67 | 12.05 |  | 23.93 | 2019 | 100 | 19 | 367 | -1 | 56 | 221112 | -114.993 | 35.7865 | 165 | 125 | 120 |  | 150 | N | Natural Gas | Y | N | N | 9999 | N | 55077_G_ED01;55077_G_ED03 | Combined Cycle |  | 2951.0803 | 7550
55077_G_ED02 | NV | 32003 | San Diego Gas and Electric | Desert Star Energy Center | 7757511 | 1854013 | 55077 | EDE2 | 55077 | ED02 | 0652 | A02 | 32.7 | 1.4 | 10.98 | 10.98 | 10.74 |  | 21.32 | 34.82 | 1.49 | 11.69 | 11.69 | 12.12 |  | 24.06 | 2019 | 100 | 19 | 367 | -1 | 56 | 221112 | -114.9938 | 35.7865 | 165 | 125 | 120 |  | 150 | N | Natural Gas | Y | N | N | 9999 | N |  | Combined Cycle |  | 3462.2598 | 7550
54349_G_GTA | NV | 32003 | Nevada Cogeneration Associates 2 |  | 7758511 | 67157513 |  |  |  |  | 0391 | 01 | 34.9 | 2.95 | 16.53 | 16.53 | 8.52 | 27.05 | 8.93 | 31.52 | 2.89 | 16.18 | 16.18 | 8.33 | 26.48 | 7.12 | 2019 | 70 | 6.9 | 417 | -1 | 84 | 22111 | -114.8788 | 36.225 | 22.2 | 125 | 120 |  |  |  |  | N | Y | N |  | N | 54349_G_STM;54349_G_GTA
54349_G_GTB | NV | 32003 | Nevada Cogeneration Associates 2 |  | 7758511 | 67157913 |  |  |  |  | 0391 | 02 | 34.7 | 2.95 | 16.53 | 16.53 | 8.53 | 27.08 | 8.99 | 36.14 | 2.9 | 16.25 | 16.25 | 8.36 | 26.59 | 9.94 | 2019 | 70 | 6.9 | 417 | -1 | 84 | 22111 | -114.8788 | 36.2247 | 22.2 | 125 | 120 |  |  |  |  | N | Y | N |  | N
54349_G_GTC | NV | 32003 | Nevada Cogeneration Associates 2 |  | 7758511 | 67158013 |  |  |  |  | 0391 | 03 | 34.7 | 2.96 | 16.62 | 16.62 | 8.56 | 27.2 | 3.94 | 35.58 | 2.87 | 16.06 | 16.06 | 8.27 | 26.28 | 5.99 | 2019 | 70 | 6.9 | 417 | -1 | 84 | 22111 | -114.8788 | 36.2244 | 22.2 | 125 | 120 |  |  |  |  | N | Y | N |  | N
54271_G_STG | NV | 32003 | Saguaro Power Company | Saguaro Power | 8177511 | 67158213 |  |  | 54271 | STG | 0393 | 01 | 52.014 | 1.137 | 10.53 | 10.53 | 3.875 | 20.97 | 7.686 | 54.447 | 1.133 | 10.487 | 10.487 | 3.859 | 20.887 | 9.876 | 2019 | 81 | 12 | 414 | -1 | 70 | 22111 | -115.0116 | 36.0422 | 34.5 | 125 | 120 |  | 29 | Y | Natural Gas, Distillate Fuel Oil | N | Y | N | 9999 | N | 54271_G_CTG1;54271_G_STG | Combined Cycle |  |  | 6824
54271_G_CTG2 | NV | 32003 | Saguaro Power Company | Saguaro Power | 8177511 | 67158313 |  |  | 54271 | CTG2 | 0393 | 02 | 52.092 | 1.139 | 10.545 | 10.545 | 3.881 | 20.998 | 8.995 | 52.222 | 1.136 | 10.517 | 10.517 | 3.87 | 18.672 | 7.143 | 2019 | 81 | 12 | 414 | -1 | 70 | 22111 | -115.0116 | 36.0422 | 34.5 | 125 | 120 |  | 36 | Y | Natural Gas, Distillate Fuel Oil | N | Y | N | 9999 | N |  | Combined Cycle |  |  | 6824
2322_G_GT4 | NV | 32003 | Nevada Power Clark Station | Clark (NVE) | 8211211 | 67143013 |  |  | 2322 | GT4 | 0007 | 04 | 0.38 | 0.01 | 0.14 | 0.14 | 0.08 |  | 0.11 | 5.41 | 0.02 | 0.52 | 0.52 | 0.29 |  | 1.35 | 2019 | 60 | 6.9 | 219 | -1 | 80 | 22111 | -115.0489 | 36.0868 | 60 | 125 | 120 |  | 55 | N | Natural Gas | N | N | N | 9999 | N |  | Combustion Turbine |  |  | 10971
2322_G_GT5 | NV | 32003 | Nevada Power Clark Station | Clark (NVE) | 8211211 | 67143113 |  |  | 2322 | GT5 | 0007 | 05 | 9.4 | 0.95 | 14.37 | 14.37 | 2.94 |  | 6 | 10 | 0.68 | 10.26 | 10.26 | 2.11 |  | 7.1 | 2019 | 60 | 6.9 | 219 | -1 | 80 | 22111 | -115.0502 | 36.0874 | 85 | 125 | 120 |  | 73 | N | Natural Gas | N | N | N | 9999 | N | 2322_G_GT5;2322_G_9 | Combined Cycle |  |  | 9392
2322_G_GT6 | NV | 32003 | Nevada Power Clark Station | Clark (NVE) | 8211211 | 67143213 |  |  | 2322 | GT6 | 0007 | 06 | 8.8 | 0.94 | 14.16 | 14.16 | 2.9 |  | 5.6 | 9.8 | 0.79 | 11.87 | 11.87 | 2.43 |  | 13.1 | 2019 | 60 | 6.9 | 219 | -1 | 80 | 22111 | -115.0507 | 36.0874 | 85 | 125 | 120 |  | 73 | N | Natural Gas | N | N | N | 9999 | N |  | Combined Cycle |  |  | 9392
2322_G_GT7 | NV | 32003 | Nevada Power Clark Station | Clark (NVE) | 8211211 | 67143313 |  |  | 2322 | GT7 | 0007 | 07 | 9.8 | 1.01 | 15.15 | 15.15 | 3.1 |  | 10.1 | 9.3 | 0.66 | 9.92 | 9.92 | 2.03 |  | 11.9 | 2019 | 60 | 6.9 | 219 | -1 | 80 | 22111 | -115.0512 | 36.0874 | 85 | 125 | 120 |  | 73 | N | Natural Gas | N | N | N | 9999 | N | 2322_G_10;2322_G_GT7 | Combined Cycle |  |  | 9392
2322_G_GT8 | NV | 32003 | Nevada Power Clark Station | Clark (NVE) | 8211211 | 67143413 |  |  | 2322 | GT8 | 0007 | 08 | 11.7 | 1.08 | 16.24 | 16.24 | 3.33 |  | 16.2 | 10.7 | 0.74 | 11.08 | 11.08 | 2.27 |  | 14.8 | 2019 | 60 | 6.9 | 219 | -1 | 80 | 22111 | -115.0518 | 36.0874 | 85 | 125 | 120 |  | 73 | N | Natural Gas | N | N | N | 9999 | N |  | Combined Cycle |  |  | 9392
2322_G_11 | NV | 32003 | Nevada Power Clark Station | Clark (NVE) | 8211211 | 67144013 | 2322 |  | 2322 | 11;11 | 0007 | 27 | 2.1 | 0.06 | 0.53 | 0.53 | 0.17 |  | 0.11 | 2.31 | 0.07 | 0.61 | 0.61 | 0.19 |  | 0.25 | 2019 | 58 | 18 | 900 | -1 | 53.5 | 22111 | -115.0474 | 36.0878 | 58 | 125 | 120 |  | 52 | N | Natural Gas | Y | N | N | 9999 | Y |  | Combustion Turbine |  | 288.1801 | 10971
2322_G_12 | NV | 32003 | Nevada Power Clark Station | Clark (NVE) | 8211211 | 67144113 | 2322 |  | 2322 | 12;12 | 0007 | 28 | 1.87 | 0.06 | 0.58 | 0.58 | 0.18 |  | 0.16 | 3.21 | 0.11 | 1.02 | 1.02 | 0.32 |  | 0.28 | 2019 | 58 | 18 | 900 | -1 | 53.5 | 22111 | -115.048 | 36.0878 | 58 | 125 | 120 |  | 52 | N | Natural Gas | Y | N | N | 9999 | Y |  | Combustion Turbine |  | 298.5999 | 10971
2322_G_13 | NV | 32003 | Nevada Power Clark Station | Clark (NVE) | 8211211 | 67144213 | 2322 |  | 2322 | 13;13 | 0007 | 29 | 4.5 | 0.14 | 1.25 | 1.25 | 0.39 |  | 0.43 | 2.6 | 0.09 | 0.77 | 0.77 | 0.24 |  | 0.27 | 2019 | 58 | 18 | 900 | -1 | 53.5 | 22111 | -115.0474 | 36.0874 | 58 | 125 | 120 |  | 52 | N | Natural Gas | Y | N | N | 9999 | Y |  | Combustion Turbine |  | 657.2702 | 10971
2322_G_14 | NV | 32003 | Nevada Power Clark Station | Clark (NVE) | 8211211 | 67144313 | 2322 |  | 2322 | 14;14 | 0007 | 30 | 4.17 | 0.13 | 1.14 | 1.14 | 0.36 |  | 0.25 | 2.12 | 0.08 | 0.71 | 0.71 | 0.22 |  | 0.2 | 2019 | 58 | 18 | 900 | -1 | 53.5 | 22111 | -115.0479 | 36.0874 | 58 | 125 | 120 |  | 52 | N | Natural Gas | Y | N | N | 9999 | Y |  | Combustion Turbine |  | 616.9404 | 10971
2322_G_15 | NV | 32003 | Nevada Power Clark Station | Clark (NVE) | 8211211 | 67144413 | 2322 |  | 2322 | 15;15 | 0007 | 31 | 2.22 | 0.07 | 0.64 | 0.64 | 0.2 |  | 0.15 | 1.69 | 0.07 | 0.62 | 0.62 | 0.19 |  | 0.23 | 2019 | 58 | 18 | 900 | -1 | 53.5 | 22111 | -115.0474 | 36.0882 | 58 | 125 | 120 |  | 52 | N | Natural Gas | Y | N | N | 9999 | Y |  | Combustion Turbine |  | 358.1599 | 10971
2322_G_16 | NV | 32003 | Nevada Power Clark Station | Clark (NVE) | 8211211 | 67144513 | 2322 |  | 2322 | 16;16 | 0007 | 32 | 3.7 | 0.12 | 1.12 | 1.12 | 0.35 |  | 0.26 | 2.01 | 0.08 | 0.75 | 0.75 | 0.23 |  | 0.33 | 2019 | 58 | 18 | 900 | -1 | 53.5 | 22111 | -115.048 | 36.0883 | 58 | 125 | 120 |  | 52 | N | Natural Gas | Y | N | N | 9999 | Y |  | Combustion Turbine |  | 600.0701 | 10971
2322_G_17 | NV | 32003 | Nevada Power Clark Station | Clark (NVE) | 8211211 | 67144613 | 2322 |  | 2322 | 17;17 | 0007 | 33 | 3.19 | 0.11 | 0.96 | 0.96 | 0.3 |  | 0.26 | 2.19 | 0.09 | 0.78 | 0.78 | 0.24 |  | 0.32 | 2019 | 58 | 18 | 900 | -1 | 53.5 | 22111 | -115.0474 | 36.0887 | 58 | 125 | 120 |  | 52 | N | Natural Gas | Y | N | N | 9999 | Y |  | Combustion Turbine |  | 510.7297 | 10971
2322_G_18 | NV | 32003 | Nevada Power Clark Station | Clark (NVE) | 8211211 | 67144713 | 2322 |  | 2322 | 18;18 | 0007 | 34 | 3.13 | 0.1 | 0.9 | 0.9 | 0.28 |  | 0.22 | 1.9 | 0.07 | 0.65 | 0.65 | 0.2 |  | 0.26 | 2019 | 58 | 18 | 900 | -1 | 53.5 | 22111 | -115.0479 | 36.0887 | 58 | 125 | 120 |  | 52 | N | Natural Gas | Y | N | N | 9999 | Y |  | Combustion Turbine |  | 490.9098 | 10971
2322_G_19 | NV | 32003 | Nevada Power Clark Station | Clark (NVE) | 8211211 | 67144813 | 2322 |  | 2322 | 19;19 | 0007 | 35 | 2.25 | 0.07 | 0.59 | 0.59 | 0.18 |  | 0.15 | 2.16 | 0.07 | 0.64 | 0.64 | 0.2 |  | 0.23 | 2019 | 58 | 18 | 900 | -1 | 53.5 | 22111 | -115.0492 | 36.0882 | 58 | 125 | 120 | 109&139&213 | 52 | N | Natural Gas | Y | N | N | 9999 | Y |  | Combustion Turbine |  | 320.2198 | 10971
2322_G_20 | NV | 32003 | Nevada Power Clark Station | Clark (NVE) | 8211211 | 67144913 | 2322 |  | 2322 | 20;20 | 0007 | 36 | 4.21 | 0.12 | 1.08 | 1.08 | 0.34 |  | 0.22 | 2.66 | 0.09 | 0.83 | 0.83 | 0.26 |  | 0.24 | 2019 | 58 | 18 | 900 | -1 | 53.5 | 22111 | -115.0498 | 36.0882 | 58 | 125 | 120 |  | 52 | N | Natural Gas | Y | N | N | 9999 | Y |  | Combustion Turbine |  | 584.7498 | 10971
2322_G_21 | NV | 32003 | Nevada Power Clark Station | Clark (NVE) | 8211211 | 67145013 | 2322 |  | 2322 | 21;21 | 0007 | 37 | 3.3 | 0.1 | 0.87 | 0.87 | 0.27 |  | 0.22 | 2.17 | 0.07 | 0.64 | 0.64 | 0.2 |  | 0.31 | 2019 | 58 | 6 | 900 | -1 | 53.5 | 22111 | -115.0492 | 36.0886 | 58 | 125 | 120 |  | 52 | N | Natural Gas | Y | N | N | 9999 | Y |  | Combustion Turbine |  | 467.6397 | 10971
2322_G_22 | NV | 32003 | Nevada Power Clark Station | Clark (NVE) | 8211211 | 67145113 | 2322 |  | 2322 | 22;22 | 0007 | 38 | 2.71 | 0.08 | 0.72 | 0.72 | 0.23 |  | 0.12 | 1.49 | 0.05 | 0.42 | 0.42 | 0.13 |  | 0.16 | 2019 | 58 | 6 | 900 | -1 | 53.5 | 22111 | -115.0498 | 36.0886 | 58 | 125 | 120 |  | 52 | N | Natural Gas | Y | N | N | 9999 | Y |  | Combustion Turbine |  | 392.0898 | 10971
55687_G_ST1 | NV | 32003 | NV Energy-Walter Higgins | Higgins Generating Station | 9398411 | 55599513 |  |  | 55687 | ST1 | 1550 | A05 | 0.06 | 0.01 | 0.02 | 0.02 | 0.01 |  | 0.12 | 0.77 | 0.02 | 0.21 | 0.21 | 0.09 |  | 1.58 | 2019 | 15 | 3 | 265 | -1 | 75 | 22111 | -115.3559 | 35.6131 | 40 | 125 | 100 |  | 236 | N | Natural Gas | N | N | N | 9999 | N |  | Combined Cycle |  |  | 7501
55687_G_A01 | NV | 32003 | NV Energy-Walter Higgins | Higgins Generating Station | 9398411 | 97436413 | 55687 | BHG1 | 55687 | A01 | 1550 | A01 | 51.61 | 3.89 | 53.45 | 53.45 | 16.03 |  | 2.27 | 37.23 | 2.41 | 33.17 | 33.17 | 9.95 |  | 34.83 | 2019 | 156 | 19 | 182 | -1 | 54.6 | 22111 | -115.3559 | 35.6131 | 159 | 125 | 120 |  | 157 | N | Natural Gas | Y | N | N | 9999 | N |  | Combined Cycle |  | 8294.9697 | 7501
55687_G_A02 | NV | 32003 | NV Energy-Walter Higgins | Higgins Generating Station | 9398411 | 97436513 | 55687 | BHG2 | 55687 | A02 | 1550 | A03 | 50.02 | 3.76 | 51.66 | 51.66 | 15.49 |  | 3.21 | 42.82 | 2.71 | 37.31 | 37.31 | 11.19 |  | 28.09 | 2019 | 156 | 19 | 182 | -1 | 54.6 | 22111 | -115.3559 | 35.6131 | 159 | 125 | 120 |  | 157 | N | Natural Gas | Y | N | N | 9999 | N |  | Combined Cycle |  | 8137.1602 | 7501
55514_G_CTG1 | NV | 32003 | Las Vegas Power Company-Apex Generating Station | Apex Generating Station | 9398511 | 90104013 | 55514 | CTG01 | 55514 | CTG1 | 1520 | A01 | 62.5 | 4.1 | 48.5 | 48.5 | 27.8 | 13 | 2.8 | 52.6 | 3.4 | 27 | 27 | 6.3 | 3.6 | 16.4 | 2019 | 170 | 16.8 | 360 | -1 | 70 | 22111 | -114.9598 | 36.4146 | 170 | 125 | 120 |  | 164.6 | N | Natural Gas | Y | N | N | 9999 | N | 55514_G_STG1;55514_G_CTG1 | Combined Cycle |  | 7415.292 | 7099
55514_G_CTG2 | NV | 32003 | Las Vegas Power Company-Apex Generating Station | Apex Generating Station | 9398511 | 90104113 | 55514 | CTG02 | 55514 | CTG2 | 1520 | A03 | 59.8 | 4.2 | 49.6 | 49.6 | 29.3 | 4.6 | 2.5 | 50.8 | 3.6 | 28.5 | 28.5 | 6.7 | 1.2 | 12.1 | 2019 | 170 | 16.8 | 360 | -1 | 70 | 22111 | -114.9598 | 36.4143 | 170 | 125 | 120 |  | 164.6 | N | Natural Gas | Y | N | N | 9999 | N |  | Combined Cycle |  | 7632.5693 | 7099
7082_G_GT1 | NV | 32003 | Nevada Power Company (Harry Allen) | Harry Allen | 9399011 | 55526813 | 7082 | **3 | 7082 | GT1 | 0533 | 01 | 2.2 | 0.11 | 0.81 | 0.81 | 0.12 |  | 1.55 | 4.59 | 0.21 | 1.59 | 1.59 | 0.24 |  | 4.54 | 2019 | 123 | 11.5 | 982 | -1 | 59.1 | 221112 | -114.9002 | 36.4283 | 75 | 125 | 120 | 109&139 | 72 | N | Natural Gas | Y | N | N | 9999 | N |  | Combustion Turbine |  | 206.21 | 11653
7082_G_6 | NV | 32003 | Nevada Power Company (Harry Allen) | Harry Allen | 9399011 | 67161013 | 7082 | **6 | 7082 | 6 | 0533 | 04 | 33.25 | 3.52 | 40.1 | 40.1 | 22.45 |  | 2.54 | 30.23 | 3.24 | 36.99 | 36.99 | 20.71 |  | 6.62 | 2019 | 100 | 19 | 202 | -1 | 56.7 | 221112 | -114.9013 | 36.4309 | 185 | 125 | 120 |  | 151.6 | N | Natural Gas | Y | N | N | 9999 | N |  | Combined Cycle |  | 8408.5195 | 7078
7082_G_5 | NV | 32003 | Nevada Power Company (Harry Allen) | Harry Allen | 9399011 | 67161113 | 7082 | **5 | 7082 | 5 | 0533 | 03 | 31.48 | 3.44 | 39.26 | 39.26 | 21.98 |  | 1.74 | 28.19 | 3.22 | 36.74 | 36.74 | 20.57 |  | 3.02 | 2019 | 100 | 19 | 202 | -1 | 56.7 | 221112 | -114.9009 | 36.4304 | 185 | 125 | 120 |  | 151.6 | N | Natural Gas | Y | N | N | 9999 | N | 7082_G_5;7082_G_7 | Combined Cycle |  | 8316.6699 | 7078
7082_G_GT4 | NV | 32003 | Nevada Power Company (Harry Allen) | Harry Allen | 9399011 | 67161213 | 7082 | **4 | 7082 | GT4 | 0533 | 09 | 2.4 | 0.08 | 1.21 | 1.21 | 0.22 |  | 0.1 | 10.09 | 0.32 | 4.98 | 4.98 | 0.9 |  | 2.69 | 2019 | 60 | 14 | 959 | -1 | 179 | 221112 | -114.9006 | 36.4285 | 75 | 125 | 120 |  | 72 | N | Natural Gas | Y | N | N | 9999 | N |  | Combustion Turbine |  | 297.37 | 11653
10761_G_GEN1 | NV | 32003 | SWG Nevada Holdings LLC | Las Vegas Generating Station | 9399211 | 55525313 | 10761 | 1 | 10761 | GEN1 | 0329 | 01 | 2.65 | 0.04 | 0.43 | 0.43 | 0.28 |  | 2.09 | 3.74 | 0.06 | 0.62 | 0.62 | 0.4 |  | 2.93 | 2019 | 100 | 9 | 300 | -1 | 87.8 | 221112 | -115.1237 | 36.2316 | 44 | 125 | 120 | 109&139 | 41 | N | Natural Gas | Y | N | N | 9999 | N | 10761_G_GEN1;10761_G_GEN2 | Combined Cycle |  | 649.88 | 8608
10761_G_GEN3 | NV | 32003 | SWG Nevada Holdings LLC | Las Vegas Generating Station | 9399211 | 55525513 | 10761 | 2 | 10761 | GEN3 | 0329 | 03 | 4.5 | 0.25 | 2.09 | 2.09 | 1.67 |  | 1.65 | 1.69 | 0.12 | 0.99 | 0.99 | 0.79 |  | 0.42 | 2019 | 100 | 9 | 285 | -1 | 85 | 221112 | -115.1237 | 36.2316 | 44 | 125 | 120 | 109&139 | 45 | N | Natural Gas | Y | N | N | 9999 | N | 10761_G_GEN7;10761_G_GEN3;55952_G_GEN7;55952_G_GEN3 | Combined Cycle |  | 2573.4084 | 8608
10761_G_GEN4 | NV | 32003 | SWG Nevada Holdings LLC | Las Vegas Generating Station | 9399211 | 55525613 | 10761 | 3 | 10761 | GEN4 | 0329 | 04 | 3.66 | 0.23 | 1.9 | 1.9 | 1.52 |  | 1.66 | 1.82 | 0.12 | 1 | 1 | 0.8 |  | 0.41 | 2019 | 100 | 9 | 285 | -1 | 85 | 221112 | -115.1237 | 36.2316 | 44 | 125 | 120 | 109&139 | 45 | N | Natural Gas | Y | N | N | 9999 | N | 55952_G_GEN4;10761_G_GEN4 | Combined Cycle |  | 2436.009 | 8608
10761_G_GEN5 | NV | 32003 | SWG Nevada Holdings LLC | Las Vegas Generating Station | 9399211 | 55525713 | 10761 | 4 | 10761 | GEN5 | 0329 | 05 | 3.39 | 0.23 | 1.9 | 1.9 | 1.52 |  | 1.71 | 1.43 | 0.11 | 0.88 | 0.88 | 0.71 |  | 0.28 | 2019 | 100 | 9 | 285 | -1 | 85 | 221112 | -115.1237 | 36.2316 | 44 | 125 | 120 | 109&139 | 45 | N | Natural Gas | Y | N | N | 9999 | N | 55952_G_GEN5;10761_G_GEN5;10761_G_GEN8;55952_G_GEN8 | Combined Cycle |  | 2257.688 | 8608
10761_G_GEN6 | NV | 32003 | SWG Nevada Holdings LLC | Las Vegas Generating Station | 9399211 | 55525813 | 10761 | 5 | 10761 | GEN6 | 0329 | 06 | 3.35 | 0.22 | 1.86 | 1.86 | 1.49 |  | 1.5 | 1.69 | 0.1 | 0.83 | 0.83 | 0.67 |  | 0.39 | 2019 | 100 | 9 | 285 | -1 | 85 | 221112 | -115.1237 | 36.2316 | 44 | 125 | 120 | 109&139 | 45 | N | Natural Gas | Y | N | N | 9999 | N | 10761_G_GEN6;55952_G_GEN6 | Combined Cycle |  | 2316.3882 | 8608
56224_B_BLR100 | NV | 32011 | TS POWER PLANT | TS Power Plant | 12758911 | 97868713 | 56224 | 001 | 56224 | BLR100 | AP49112502 | 10029 | 232.553 | 118.65 | 31.4148 | 71.1897 | 6.8986 |  | 75.9357 | 214.907 | 56.5544 | 47.4171 | 107.453 | 4.0476 |  | 16.9663 | 2019 | 350 | 16 | 160 | 7933.3334 | 39.4412 | 221112 | -116.5298 | 40.746 | 2460 | 125 | 100 | 127 | 218 | N | Subbituminous | Y | N | N | 9999 | N |  | Coal Steam |  | 8163.8906 | 10573
8224_B_1 | NV | 32013 | NORTH VALMY GENERATING STATION | North Valmy | 7302011 | 97874013 | 8224 | 1 | 8224 | 1 | AP49110457 | 10158 | 785.183 | 1846.77 | 9.7146 | 22.0145 | 0.43051 | 0 | 276.404 | 1959 | 4041.1 | 46.6665 | 105.752 |  |  | 606.684 | 2017 | 504.9 | 18.44 | 285 | 11248.8502 | 42.1038 | 221112 | -117.1528 | 40.8813 | 2560 | 125 | 100 | 127 | 254 | N | Bituminous, Subbituminous | Y | N | N | 2021 | N |  | Coal Steam |  | 3433.0898 | 11355
8224_B_2 | NV | 32013 | NORTH VALMY GENERATING STATION | North Valmy | 7302011 | 97874113 | 8224 | 2 | 8224 | 2 | AP49110457 | 10159 | 797.955 | 430.512 | 24.2009 | 54.8423 | 1.1572 | 0 | 2023.68 | 954.19 | 516.7 | 14.5697 | 33.0168 |  |  | 62.732 | 2019 | 450.2 | 17 | 203 | 11066.5168 | 48.7358 | 221112 | -117.1528 | 40.8813 | 3050 | 125 | 100 | 127 | 268 | N | Bituminous, Subbituminous | Y | N | N | 2026 | N |  | Coal Steam |  | 3134.21 | 11179
2330_B_1 | NV | 32019 | FORT CHURCHILL GENERATING STATION | Fort Churchill | 8209811 | 97830513 | 2330 | 1 | 2330 | 1 | AP49110091 | 2004 | 107.527 | 0.51613 | 6.4516 | 6.4516 | 29.4624 | 2.6495 | 328.499 | 278.02 | 1.1853 | 14.8167 | 14.8167 | 67.6632 | 6.3458 | 754.429 | 2019 | 162 | 11.2 | 268 | 6886.5001 | 69.8711 | 221112 | -119.1313 | 39.128 | 1320 | 125 | 100 | 99 | 113 | N | Natural Gas | Y | N | N | 2026 | N |  | O/G Steam |  | 3372.99 | 11713
2330_B_2 | NV | 32019 | FORT CHURCHILL GENERATING STATION |  | 8209811 | 97830613 | 2330 | 2 |  |  | AP49110091 | 2007 | 90.1715 | 0.45086 | 5.6357 | 5.6357 | 25.7365 | 2.3144 | 286.956 | 227.43 | 1.0072 | 12.5895 | 12.5895 | 57.4922 | 5.393 | 641.025 | 2019 | 162 | 11.2 | 268 | 6433.0001 | 65.2698 | 221112 | -119.1317 | 39.1282 | 1320 | 125 | 100 | 99 |  |  |  | Y | N | N |  | N |  |  |  | 2928.7603
56500_G_A101 | NV | 32029 | WESTERN 102 POWER PLANT | Western 102 Power Plant | 12762111 | 97806713 |  |  | 56500 | A101 | A0016 | 1098 | [7 empty] | 16.5857 | 10.2616 | 5.822 | 5.822 | 6.4299 |  | 13.3502 | 2019 | 54.8 | 3.7 | 726 | 1109.4833 | 103.146 | 221112 | -119.5105 | 39.5595 | 0.01 |  | 140 |  | 7.9 | N | Natural Gas | N | N | N | 9999 | N |  | Combustion Turbine | 4352 |  | 10872
2336_G_8 | NV | 32029 | TRACY GENERATING STATION | Tracy | 7302811 | 111114013 | 2336 | 8 | 2336 | 8 | AP49110194 | 23922 | 39.6693 | 4.1037 | 45.1407 | 45.1407 | 22.0916 |  | 4.6509 | 34.51 | 3.6986 | 40.685 | 40.685 | 19.91 |  | 8.14 | 2019 | 150 | 18 | 173 | 16031.5469 | 62.9746 | 221112 | -119.522 | 39.5613 | 2380 | 125 | 120 | 38 | 145 | N | Natural Gas | Y | N | N | 9999 | N | 2336_G_10;2336_G_8 | Combined Cycle |  | 8397.2207 | 7673
2336_G_9 | NV | 32029 | TRACY GENERATING STATION | Tracy | 7302811 | 111114113 | 2336 | 9 | 2336 | 9 | AP49110194 | 23923 | 35.391 | 4.0065 | 44.0718 | 44.0718 | 21.5685 |  | 4.0065 | 33.9 | 3.749 | 41.2385 | 41.2385 | 20.18 |  | 8.92 | 2019 | 150 | 18 | 173 | 16031.5469 | 62.9746 | 221112 | -119.522 | 39.5613 | 2380 | 125 | 120 | 38 | 145 | N | Natural Gas | Y | N | N | 9999 | N |  | Combined Cycle |  | 8110.5303 | 7673
2336_B_3 | NV | 32029 | TRACY GENERATING STATION | Tracy | 7302811 | 97830913 | 2336 | 3 | 2336 | 3 | AP49110194 | 2021 | 75.6935 | 0.3315 | 4.1438 | 4.1438 | 5.5251 | 1.7017 | 182.327 | 229.66 | 1.051 | 13.1369 | 13.1369 | 18.9172 | 5.3949 | 576.273 | 2019 | 300 | 9.83 | 350 | 4935.0564 | 65.001 | 221112 | -119.5196 | 39.5613 | 1150 | 125 | 100 | 99 | 108 | N | Natural Gas | Y | N | N | 9999 | N |  | O/G Steam |  | 2094.4094 | 12280
2336_G_GT3 | NV | 32029 | TRACY GENERATING STATION | Tracy | 7302811 | 97831013 | 2336 | 4 | 2336 | GT3 | AP49110194 | 2023 | 5.6695 | 0.1157 | 1.2727 | 1.2727 | 0.80993 |  | 4.0496 | 21.88 | 0.43734 | 4.8108 | 4.8108 | 3.0614 |  | 17.01 | 2019 | 55 | 13.92 | 1000 | 22768.5904 | 149.5522 | 221112 | -119.5196 | 39.5613 | 1010 | 125 | 140 | 205 | 66.3 | N | Natural Gas | Y | N | N | 9999 | N |  | Combustion Turbine |  | 578.38 | 13489
2336_G_GT4 | NV | 32029 | TRACY GENERATING STATION | Tracy | 7302811 | 97831113 | 2336 | 5 | 2336 | GT4 | AP49110194 | 2024 | 4.0956 | 0.085325 | 0.93857 | 0.93857 | 0.59727 |  | 3.6974 | 23 | 0.33799 | 3.7179 | 3.7179 | 2.3659 |  | 13.66 | 2019 | 55 | 13.83 | 1000 | 22768.5904 | 151.505 | 221112 | -119.5196 | 39.5613 | 1010 | 125 | 140 | 213 | 66.3 | N | Natural Gas | Y | N | N | 9999 | N |  | Combustion Turbine |  | 413.4001 | 13489
2336_G_5 | NV | 32029 | TRACY GENERATING STATION | Tracy | 7302811 | 97831213 | 2336 | 6 | 2336 | 5 | AP49110194 | 2025 | 189.8062 | 0.75922 | 8.3515 | 8.3515 | 12.6537 | 7.9845 | 50.615 | 315.34 | 1.2545 | 13.7993 | 13.7993 | 20.91 | 13.175 | 83.6344 | 2019 | 225 | 12 | 367 | 8018.6018 | 70.8714 | 221112 | -119.5231 | 39.5613 | 920 | 125 | 140 | 213 | 40 | N | Natural Gas | Y | N | N | 9999 | N | 2336_G_5;2336_G_4 | Combined Cycle |  | 4418.3882 | 7673
2369_G_GT1 | NH | 33003 | PSNH - WHITE LAKE STATION | White Lake | 5209211 | 26128213 | 2369 | CT1 | 2369 | GT1 | 3300300014 | 001 | 6.5477 | 0.37571 | 0.043248 | 0.043248 | 0.00389 |  | 0.03132 | 2.7071 | 0.17035 | 0.048492 | 0.048492 | 0.001729 |  | 0.013915 | 2017 | 30 | 5.64 | 1015 | 3390.15 | 135.7 | 221112 | -71.2069 | 43.8475 | 300 | 125 | 120 |  | 17.5 | N | Distillate Fuel Oil | Y | Y | N | 9999 | N |  | Combustion Turbine |  | 18 | 14626
50739_B_0100 | NH | 33003 | PINETREE POWER - TAMWORTH LLC | Pinetree Power Tamworth | 5209311 | 26128113 |  |  | 50739 | 0100 | 3300300019 | 001 | [7 empty] | 109.7348 | 0.39426 | 23.7376 | 23.931 | 5.5196 | 4.0403 | 398.1292 | 2017 | 197 | 8.5 | 420 | 3001.8167 | 52.9 | 221117 | -71.1969 | 43.8358 | 404 | 125 | 100 |  | 20 | N | Biomass | N | N | N | 9999 | N |  | Biomass |  |  | 17144
58054_B_ST01 | NH | 33007 | BURGESS BIOPOWER | Burgess BioPower | 17167211 | 114382213 | 58054 | ST01 | 58054 | ST01 | 3300790137 | 001 | 304.94 | 21.46 | 40.1866 | 42.3136 | 10.3028 | 1.2 | 225.5 | 216.9 | 17.508 | 22.2679 | 22.7724 | 7.562 | 0.1428 | 144.4 | 2019 | 320 | 11.25 | 369 | 6366.6667 | 64.1 | 221117 | -71.1752 | 44.4712 | 1010 | 125 | 100 | 127&139 | 68 | N | Biomass | Y | N | N | 9999 | N |  | Biomass |  | 8115.9092 | 13694
2362_G_GT1 | NH | 33007 | PSNH - LOST NATION STATION | Lost Nation | 7867011 | 3385313 | 2362 | CT1 | 2362 | GT1 | 3300700087 | 001 | 5.0788 | 0.26998 | 0.041206 | 0.041206 | 0.00365 |  | 0.0294 | 3.5204 | 2.2188 | 0.063156 | 0.063156 | 0.002252 |  | 0.018124 | 2017 | 26 | 10.09 | 1040 | 6546.6667 | 81.83 | 221112 | -71.495 | 44.5944 | 315 | 125 | 120 |  | 14 | N | Distillate Fuel Oil | Y | Y | N | 9999 | N |  | Combustion Turbine |  | 43 | 17847
58595_B_B1 | NH | 33009 | INDECK ENERGY - ALEXANDRIA LLC | Indeck Energy-Alexandria | 14563111 | 88257213 |  |  | 58595 | B1 | 3300900029 | 001 | [7 empty] | 24.23 | 0.80136 | 5.2336 | 5.3325 | 4.5411 | 0.21266 | 74.78 | 2017 | 150 | 5 | 305 | 1488.0833 | 75.8 | 221117 | -71.7808 | 43.5612 | 250 | 125 | 100 |  | 15.2 | N | Biomass | N | N | N | 9999 | N |  | Biomass |  |  | 15518
10290_B_EU1 | NH | 33009 | BRIDGEWATER POWER COMPANY | Bridgewater Power LP | 7758611 | 1840213 |  |  | 10290 | EU1 | 3300900021 | 001 | [7 empty] | 65.049 | 0.84615 | 44.7991 | 48.7567 | 1.147 | 0.63812 | 235.214 | 2017 | 196 | 6 | 370 | 1916.6667 | 67.8 | 221117 | -71.6589 | 43.7139 | 250 | 125 | 100 |  | 16 | N | Biomass | N | N | N | 9999 | N |  | Biomass |  |  | 15710
50208_B_B1 | NH | 33009 | PINETREE POWER LLC - BETHLEHEM | Pinetree Power | 7868311 | 3382613 |  |  | 50208 | B1 | 3300900026 | 001 | [7 empty] | 86.5158 | 0.92586 | 19.4945 | 19.7723 | 5.4523 | 1.0287 | 344.7592 | 2017 | 197 | 7.5 | 420 | 2385.65 | 54 | 221117 | -71.6805 | 44.3278 | 289 | 125 | 100 |  | 15 | N | Biomass | N | N | N | 9999 | N |  | Biomass |  |  | 15924
50873_B_B1 | NH | 33013 | WHEELABRATOR CONCORD COMPANY LP | Wheelabrator Concord Facility | 7301111 | 8527813 |  |  | 50873 | B1 | 3301300102 | 001 | [7 empty] | 174.09 | 22.97 | 13.9721 | 13.9721 | 0.40315 | 0.037777 | 10.29 | 2019 | 240 | 5.66 | 277 | 2148.9833 | 85.4 | 562213 | -71.5769 | 43.2867 | 108 | 103 | 270 |  | 6 | N | MSW | N | Y | N | 9999 | N |  | Municipal Solid Waste |  |  | 20068
50873_B_B2 | NH | 33013 | WHEELABRATOR CONCORD COMPANY LP | Wheelabrator Concord Facility | 7301111 | 8527913 |  |  | 50873 | B2 | 3301300102 | 002 | [7 empty] | 166.6 | 28.07 | 4.144 | 4.144 | 0.90696 | 0.087418 | 11.56 | 2017 | 240 | 5.66 | 277 | 2148.9833 | 85.4 | 562213 | -71.5769 | 43.2867 | 108 | 103 | 270 |  | 6 | N | MSW | N | Y | N | 9999 | N |  | Municipal Solid Waste |  |  | 20068
2364_B_2 | NH | 33013 | GSP MERRIMACK LLC | Merrimack | 8178911 | 6757913 | 2364 | 2 | 2364 | 2 | 3301300026 | 002 | 320.8 | 155.3 | 25.8565 | 27.2653 | 5.2457 | 0.028938 | 23.9548 | 330.098 | 151.906 | 28.5781 | 31.0638 | 5.599 | 0.039144 | 25.5145 | 2019 | 445 | 21.5 | 131 | 22710.3337 | 62.5 | 221112 | -71.4675 | 43.1411 | 3470 | 125 | 100 | 128&139&215 | 330 | N | Bituminous | Y | N | N | 9999 | N |  | Coal Steam |  | 1093.02 | 10988
2364_G_GT2 | NH | 33013 | GSP MERRIMACK LLC | Merrimack | 8178911 | 6758113 | 2364 | CT2 | 2364 | GT2 | 3301300026 | 004 | 1.5429 | 0.00301 | 0.02284 | 0.02284 | 0.00081 |  | 0.06536 | 1.0362 | 0.00182 | 0.0138 | 0.0138 | 0.00049 |  | 0.03362 | 2019 | 20 | 13.7 | 840 | 13683.3336 | 92.8 | 221112 | -71.4708 | 43.1409 | 319 | 125 | 120 |  | 16.8 | N | Distillate Fuel Oil | Y | Y | N | 9999 | N |  | Combustion Turbine |  | 13 | 15322
2364_B_1 | NH | 33013 | GSP MERRIMACK LLC | Merrimack | 8178911 | 6758313 | 2364 | 1 | 2364 | 1 | 3301300026 | 001 | 224.56 | 72.91 | 15.8677 | 16.7826 | 3.2157 | 0.042533 | 14.6708 | 94.414 | 47.909 | 8.0175 | 8.7186 | 1.5814 | 0.02913 | 7.2311 | 2019 | 445 | 21.5 | 131 | 22710.3337 | 62.5 | 221112 | -71.4675 | 43.1411 | 1090 | 125 | 100 | 128&139 | 108 | N | Bituminous | Y | N | N | 9999 | N |  | Coal Steam |  | 1604.6499 | 11390
2364_G_GT1 | NH | 33013 | GSP MERRIMACK LLC | Merrimack | 8178911 | 6758513 | 2364 | CT1 | 2364 | GT1 | 3301300026 | 003 | 1.9238 | 0.00372 | 0.02827 | 0.02827 | 0.00101 |  | 0.08779 | 1.2299 | 0.00235 | 0.01784 | 0.01784 | 0.00064 |  | 0.06049 | 2019 | 20 | 13.7 | 840 | 13683.3336 | 92.8 | 221112 | -71.4705 | 43.141 | 319 | 125 | 120 |  | 16.8 | N | Distillate Fuel Oil | Y | Y | N | 9999 | N |  | Combustion Turbine |  | 17 | 15313
2367_G_GT1 | NH | 33015 | GSP SCHILLER LLC | Schiller | 7287811 | 8539213 | 2367 | CT1 | 2367 | GT1 | 3301500012 | 003 | 1.6177 | 0.00309 | 0.02348 | 0.02348 | 0.00084 |  | 0.21074 | 1.2596 | 0.00259 | 0.01966 | 0.01966 | 0.0007 |  | 0.1181 | 2019 | 20 | 13.68 | 905 | 9906.4335 | 67.4 | 221112 | -70.785 | 43.0978 | 290 | 125 | 120 |  | 17 | N | Distillate Fuel Oil | Y | N | N | 9999 | N |  | Combustion Turbine |  | 18 | 15699
2367_B_6 | NH | 33015 | GSP SCHILLER LLC | Schiller | 7287811 | 8539313 | 2367 | 6 | 2367 | 6 | 3301500012 | 006 | 44.299 | 126.899 | 2.4623 | 2.6459 | 0.61875 | 0.049278 | 5.0266 | 36.463 | 88.954 | 3.952 | 4.4612 | 0.55946 | 0.65721 | 4.4934 | 2019 | 226 | 8 | 350 | 3550 | 70.6 | 221112 | -70.7842 | 43.0969 | 574 | 125 | 100 | 128&140 | 48 | N | Bituminous | Y | N | N | 9999 | N |  | Coal Steam |  | 1138.0601 | 14500
2367_B_4 | NH | 33015 | GSP SCHILLER LLC | Schiller | 7287811 | 8539513 | 2367 | 4 | 2367 | 4 | 3301500012 | 004 | 62.1 | 144.37 | 3.2203 | 3.4777 | 0.79411 | 0.063886 | 6.3625 | 39.579 | 94.02 | 1.4158 | 1.5183 | 0.62919 | 0.11451 | 5.0303 | 2019 | 226 | 8 | 350 | 3550 | 70.6 | 221112 | -70.7844 | 43.0972 | 574 | 125 | 100 | 128&140 | 48 | N | Bituminous | Y | N | N | 9999 | N |  | Coal Steam |  | 2129.5508 | 14500
2367_B_5W | NH | 33015 | GSP SCHILLER LLC | Schiller | 7287811 | 88260613 | 2367 | 5 | 2367 | 5W | 3301500012 | 009 | 166.946 | 1.112 | 17.6995 | 18.4796 | 11.8862 | 3.1114 | 0.84244 | 136.647 | 1.392 | 5.1874 | 6.5573 | 8.8332 | 2.5821 | 1.0203 | 2019 | 227 | 8 | 317 | 4161.9834 | 82.8 | 221112 | -70.7838 | 43.0973 | 635 | 125 | 100 | 127&140&41 | 43 | N | Biomass | Y | N | N | 9999 | N |  | Biomass |  | 7542.7695 | 15792
8002_B_1 | NH | 33015 | GSP NEWINGTON LLC | Newington | 7288011 | 8537013 | 8002 | 1 | 8002 | 1 | 3301500054 | 001 | 44.6 | 40.6 | 2.605 | 2.6549 | 1.6631 |  | 8.1503 | 6.747 | 7.178 | 0.33095 | 0.34311 | 0.2081 |  | 1.0405 | 2019 | 410 | 20.75 | 500 | 28566.6672 | 84.5 | 221112 | -70.7911 | 43.0997 | 4350 | 125 | 100 | 128&205 | 400 | N | Natural Gas, Residual Fuel Oil | Y | N | N | 9999 | N |  | O/G Steam |  | 420.5801 | 12657
55170_G_CT12 | NH | 33015 | GRANITE RIDGE ENERGY LLC | Granite Ridge | 7458411 | 12074713 | 55170 | 0001 | 55170 | CT12 | 3301590782 | 002 | 52.7713 | 3.6473 | 13.9727 | 13.9727 | 4.2526 | 39.0213 | 204.047 | 50.3425 | 3.4571 | 13.2593 | 13.2593 | 4.0354 | 46.6182 | 170.8028 | 2019 | 132 | 20.67 | 190 | 15853.2503 | 47.2 | 221112 | -71.4258 | 42.9036 | 2850 | 125 | 120 | 139 | 222 | N | Natural Gas | Y | N | N | 9999 | N |  | Combined Cycle |  | 5790.8198 | 7348
55170_G_CT11 | NH | 33015 | GRANITE RIDGE ENERGY LLC | Granite Ridge | 7458411 | 12074913 | 55170 | 0002 | 55170 | CT11 | 3301590782 | 001 | 51.493 | 3.6749 | 7.9435 | 7.9435 | 4.2773 | 57.792 | 140.852 | 43.6521 | 3.0327 | 6.5533 | 6.5533 | 3.5287 | 36.9228 | 116.0333 | 2019 | 132 | 20.67 | 190 | 15853.2503 | 47.2 | 221112 | -71.4261 | 42.9039 | 2850 | 125 | 120 | 139 | 222 | N | Natural Gas | Y | N | N | 9999 | N |  | Combined Cycle |  | 5651.1494 | 7348
55170_G_STG | NH | 33015 | GRANITE RIDGE ENERGY LLC | Granite Ridge | 7458411 | 12075013 |  |  | 55170 | STG | 3301590782 | 004 | 0.03175 | 0.001008 | 0.0010314 | 0.0010314 | 0.000864 |  | 0.00329 | 0.03086 | 0.00097 | 0.00099253 | 0.00099253 | 0.00083 |  | 0.0032 | 2019 | 11.5 | 0.4 | 737 | 31.8 | 253 | 221112 | -71.4264 | 42.9036 | 1.41 | 125 | 160 |  | 234 | N | Natural Gas | N | N | N | 9999 | N |  | Combined Cycle |  |  | 7348
55661_G_ST | NH | 33015 | NEWINGTON ENERGY | Essential Power Newington LLC | 7458511 | 12074113 |  |  | 55661 | ST | 3301590793 | 004 | 0.335 | 0.00201 | 0.02547 | 0.02547 | 0.01843 |  | 0.2814 | 0.625 | 0.00375 | 0.047505 | 0.047505 | 0.03438 |  | 0.525 | 2019 | 38 | 2 | 300 | 131.6666 | 41.9 | 221112 | -70.8053 | 43.1033 | 25.2 | 125 | 100 |  | 228 | N | Natural Gas, Distillate Fuel Oil | N | N | N | 9999 | N |  | Combined Cycle |  |  | 7529
55661_G_GT-2 | NH | 33015 | NEWINGTON ENERGY | Essential Power Newington LLC | 7458511 | 12074313 | 55661 | 2 | 55661 | GT-2 | 3301590793 | 002 | 30.1649 | 1.4656 | 2.941 | 2.941 | 0 | 2.008 | 104.7 | 11.96 | 0.65815 | 1.4605 | 1.4605 | 0.03873 | 1.205 | 41.119 | 2019 | 150 | 16.75 | 315 | 17628.2503 | 80 | 221112 | -70.8053 | 43.1033 | 1750 | 125 | 120 | 139&213 | 176 | N | Natural Gas, Distillate Fuel Oil | Y | N | N | 9999 | N |  | Combined Cycle |  | 2940.5898 | 7529
55661_G_GT-1 | NH | 33015 | NEWINGTON ENERGY | Essential Power Newington LLC | 7458511 | 12074413 | 55661 | 1 | 55661 | GT-1 | 3301590793 | 001 | 26.8698 | 1.4823 | 3.9852 | 3.9852 | 0 | 1.72 | 94.2 | 11.709 | 0.7863 | 2.0543 | 2.0543 | 0.08462 | 1.596 | 38.4081 | 2019 | 150 | 16.75 | 315 | 17628.2503 | 80 | 221112 | -70.8053 | 43.1033 | 1750 | 125 | 120 | 139&213 | 176 | N | Natural Gas, Distillate Fuel Oil | Y | N | N | 9999 | N |  | Combined Cycle |  | 2878.4207 | 7529
54663_G_GEN6 | NH | 33017 | TURNKEY RECYCLING & ENVIRONMENTAL ENTERP | Turnkey Landfill Gas Recovery | 7237811 | 7568313 |  |  | 54663 | GEN6 | 3301700003 | 013 | [7 empty] | 18.6472 | 21.879 | 4.5942 | 4.5942 | 0.208 |  | 11.9642 | 2017 | 49 | 4 | 432 | 1464.3166 | 116.5 | 562212 | -70.9661 | 43.2411 | 42 | 104 | 120 |  | 2.9 | N | Landfill Gas | N | N | N | 9999 | N |  | Landfill Gas |  |  | 19558
54663_G_GEN5 | NH | 33017 | TURNKEY RECYCLING & ENVIRONMENTAL ENTERP | Turnkey Landfill Gas Recovery | 7237811 | 7568413 |  |  | 54663 | GEN5 | 3301700003 | 012 | [7 empty] | 9.2043 | 13.659 | 2.846 | 2.846 | 0.129 |  | 9.6776 | 2017 | 49 | 4 | 728 | 1481.25 | 117.9 | 562212 | -70.9661 | 43.2411 | 42 | 104 | 120 |  | 2.9 | N | Landfill Gas | N | N | N | 9999 | N |  | Landfill Gas |  |  | 19558
54663_G_GEN2 | NH | 33017 | TURNKEY RECYCLING & ENVIRONMENTAL ENTERP | Turnkey Landfill Gas Recovery | 7237811 | 7568713 |  |  | 54663 | GEN2 | 3301700003 | 003 | [7 empty] | 0.91248 | 0.525 | 0.1353 | 0.1353 | 0.005 |  | 2.1008 | 2017 | 40 | 0.67 | 819 | 102.0666 | 289.5 | 562212 | -70.9672 | 43.2414 | 10 | 104 | 160 |  | 0.8 | N | Landfill Gas | N | N | N | 9999 | N |  | Landfill Gas |  |  | 13500
54663_G_GEN1 | NH | 33017 | TURNKEY RECYCLING & ENVIRONMENTAL ENTERP | Turnkey Landfill Gas Recovery | 7237811 | 7568813 |  |  | 54663 | GEN1 | 3301700003 | 002 | [7 empty] | 1.1915 | 0.615 | 0.16334 | 0.16334 | 0.006 |  | 2.5754 | 2017 | 40 | 0.67 | 819 | 102.0666 | 289.5 | 562212 | -70.9672 | 43.2414 | 10 | 104 | 160 |  | 0.8 | N | Landfill Gas | N | N | N | 9999 | N |  | Landfill Gas |  |  | 13500
54663_G_GEN3 | NH | 33017 | TURNKEY RECYCLING & ENVIRONMENTAL ENTERP | Turnkey Landfill Gas Recovery | 7237811 | 7569013 |  |  | 54663 | GEN3 | 3301700003 | 004 | [7 empty] | 0.88988 | 0.57 | 0.15044 | 0.15044 | 0.005 |  | 1.8533 | 2017 | 40 | 0.67 | 819 | 102.0666 | 289.5 | 562212 | -70.9672 | 43.2414 | 10 | 104 | 160 |  | 0.8 | N | Landfill Gas | N | N | N | 9999 | N |  | Landfill Gas |  |  | 13500
54663_G_GEN4 | NH | 33017 | TURNKEY RECYCLING & ENVIRONMENTAL ENTERP | Turnkey Landfill Gas Recovery | 7237811 | 7569113 |  |  | 54663 | GEN4 | 3301700003 | 005 | [7 empty] | 5.7271 | 5.364 | 1.4407 | 1.4407 | 0.051 |  | 18.7388 | 2017 | 40 | 0.67 | 819 | 102.0666 | 289.5 | 562212 | -70.9669 | 43.2414 | 10 | 104 | 160 |  | 0.8 | N | Landfill Gas | N | N | N | 9999 | N |  | Landfill Gas |  |  | 13500
50852_G_GEN2 | NJ | 34003 | Elmwood Park Power, LLC | Elmwood Park Power LLC | 7202611 | 10057613 | 50852 | 002001 | 50852 | GEN2 | 02624 | U2 | 9.4 | 0.1 | 0.62 | 0.62 | 0.26 |  | 1.35 | 0.4 |  | 0.03 | 0.03 | 0.011 |  | 0.07 | 2019 | 140 | 14 | 284 | 7350.0001 | 47.7272 | 221112 | -74.1306 | 40.9053 | 51 | 125 | 120 | 28 | 17.9 | N | Natural Gas | Y | N | N | 9999 | N | 50852_G_GEN2;50852_G_GEN1 | Combined Cycle |  | 524.48 | 10097
2398_G_2201 | NJ | 34003 | PSEG Bergen Generating Station | Bergen Generating Station | 7392311 | 10494713 | 2398 | ;2101;2201;1301;1401;1101;1201 | 2398 | 2201;2201;2201;2201;2201;2201 | 02488 | U1 | 299.8829 | 11.3178 | 91.5597 | 91.5597 | 5.1694 | 13.1484 | 46.1793 | 226.9002 | 6.8315 | 56.3233 | 56.3233 | 8.0753 | 8.6743 | 64.5623 | 2019 | 213 | 18.417 | 235 | 13583.3336 | 50.9687 | 221112 | -74.025 | 40.8396 | 1520 | 125 | 120 | 205&28 | 177.3 | N | Natural Gas, Distillate Fuel Oil | Y | N | N | 9999 | Y | 2398_G_1301;2398_G_1101;2398_G_1501;2398_G_1201;2398_G_1401;2398_G_2301;2398_G_2101;2398_G_2201 | Combined Cycle |  | 7044.5605 | 7813
2399_G_124 | NJ | 34005 | Burlington Generating Station | PSEG Burlington Generating Station | 7310911 | 10701713 | 2399 | ;121;124;122;123 | 2399 | 124;124;124;124 | 45979 | U15 | 28.4656 | 0.1909 | 1.4847 | 1.4847 | 1.8317 | 2.0785 | 22.3705 | 7.285 | 0.0501 | 0.3815 | 0.3815 | 0.4512 | 0.5663 | 5.8672 | 2019 | 100 | 9 | 820 | 9500.0001 | 149.2704 | 221112 | -74.8772 | 40.0765 | 460 | 125 | 120 | 28 | 42 | N | Natural Gas, Distillate Fuel Oil | Y | N | N | 9999 | Y | 2399_G_121;2399_G_122;2399_G_124;2399_G_123 | Combustion Turbine |  | 465.8004 | 10745
10751_G_GEN2 | NJ | 34007 | Camden Plant Holding, LLC | Camden Plant Holdings LLC | 5119811 | 25826013 | 10751 | 002001 | 10751 | GEN2 | 51608 | U1 | 44.47 | 0.81 | 4.76 | 4.76 | 1.89 | 0.61 | 3.15 | 13.68 | 0.18 | 1.17 | 1.17 | 0.48 | 0.12 | 1.91 | 2019 | 80 | 16 | 250 | 14083.3336 | 70.0165 | 221112 | -75.1181 | 39.9182 | 1140 | 125 | 100 | 139&99 | 65.2 | N | Natural Gas | Y | N | N | 9999 | N | 10751_G_GEN1;10751_G_GEN2 | Combined Cycle |  | 2297.6697 | 8774
10435_B_SG101A | NJ | 34007 | Camden County Energy Recovery Associates L.P. | Camden Resource Recovery Facility | 7391611 | 10514513 |  |  | 10435 | SG101A | 51614 | U1 | 382.11 | 60.04 | 50.69 | 50.69 | 1.61 | 4.12 | 17.2 | 311.27 | 58.32 | 39.39 | 39.39 | 1.74 | 7.57 | 36.06 | 2019 | 365 | 6 | 300 | 1666.6667 | 58.9225 | 562213 | -75.1167 | 39.9094 |  | 103 | 100 | 10 | 11 | N | MSW | N | Y | N | 9999 | N |  | Municipal Solid Waste |  |  | 22061
2378_G_IC4 | NJ | 34009 | B. L. England Generating Station |  | 5133011 | 25811013 |  |  |  |  | 73242 | U5 | 0.0123 | 0.0008 | 0.0022 | 0.0022 | 0.0018 | 0 | 0.0041 | [13 empty] | 221112 | -74.6339 | 39.2897 | 2 | 125 | 160 |  |  |  |  | N | N | N |  | N
2378_B_3 | NJ | 34009 | B. L. England Generating Station |  | 5133011 | 25811113 | 2378 | 3 |  |  | 73242 | U3 | 2.3 | 8.9 | 0.37 | 0.62 | 0.01 | 0.0107 | 1.11 | [8 empty] | 475 | 13 | 300 | -1 | 69 | 221112 | -74.6339 | 39.2897 | 1720 | 125 | 100 | 140&75 |  |  |  | Y | N | N |  | N |  |  |  | 35.04
2378_B_2 | NJ | 34009 | B. L. England Generating Station |  | 5133011 | 25811213 | 2378 | 2 |  |  | 73242 | U2 | 201.91 | 113.61 | 11.52 | 17.93 | 1.73 | 0.9328 | 13.36 | [8 empty] | 475 | 15 | 130 | 7833.3333 | -1 | 221112 | -74.6339 | 39.2897 | 1600 | 125 | 100 | 128&129&140&99 |  |  |  | Y | N | N |  | N |  |  |  | 1023.1797
56884_G_GEN1 | NJ | 34011 | CUMBERLAND GAS TO ENERGY PLANT | Cumberland County Solid Waste Complex | 12741811 | 66074113 |  |  | 56884 | GEN1 | 75697 | U1 | 14.76 | 10.99 | 2.15 | 2.15 | 3.02 | 0 | 90.19 | 12.25 | 10.88 | 2.18 | 2.18 | 5.76 |  | 78.31 | 2019 | 20 | 2 | 898 | 207.9333 | 66.1606 | 221118 | -75.0963 | 39.4533 |  | 125 | 160 |  | 1.6 | N | Landfill Gas | N | N | N | 9999 | N | 56884_G_GEN 3;56884_G_GEN1;56884_G_GEN 2 | Landfill Gas |  |  | 13500
58235_G_1 | NJ | 34011 | VMEU - Clayville Station | Clayville | 18994411 | 137443913 | 58235 | U1 | 58235 | 1 | 75808 | U1 | [7 empty] | 5.4 | 0.24 | 0.347 | 0.591 | 0.438 | 1.142 | 3.86 | 2019 | [5 empty] | 221112 | -75.0196 | 39.4251 |  | 125 | 120 |  | 55 | N | Natural Gas | Y | N | N | 9999 | N |  | Combustion Turbine | 1477 | 1478.1296 | 10745
2434_G_11 | NJ | 34011 | VMEU - Down Station | Howard Down | 7201811 | 66307513 | 2434 | U11 | 2434 | 11 | 75507 | U11 | 8.35 | 0.42 | 2.648 | 2.648 | 0.774 | 3.772 | 6.48 | 5.48 | 0.25 | 2.705 | 2.772 | 0.44 | 1.967 | 4.05 | 2019 | 200 | 6.25 | 350 | 11745.0835 | 382.6761 | 221112 | -75.0341 | 39.4892 | 590 | 125 | 120 |  | 55 | N | Natural Gas, Distillate Fuel Oil | Y | N | N | 9999 | N |  | Combustion Turbine |  | 2512.2607 | 10745
5083_G_CUMB | NJ | 34011 | Cumberland Energy Center | Cumberland (NJ) | 7201911 | 10062713 | 5083 | 004001 | 5083 | CUMB | 75508 | U1 | 16.613 | 0.904 | 1.163 | 1.163 | 0.211 |  | 3.2113 | 8.99 | 0.073 | 1.078 | 1.078 | 0.14 |  | 6.049 | 2019 | 65 | 13.417 | 800 | 21666.6671 | 153.1851 | 221112 | -74.9654 | 39.3754 | 84 | 125 | 120 |  | 86.6 | N | Natural Gas, Distillate Fuel Oil | Y | N | N | 9999 | N |  | Combustion Turbine |  | 562.6801 | 10745
5083_G_CUMB2 | NJ | 34011 | Cumberland Energy Center | Cumberland (NJ) | 7201911 | 10062813 | 5083 | 05001 | 5083 | CUMB2 | 75508 | U4 | 0.355 | 0.2186 | 4.53 | 4.53 | 0.5013 | 2.28 | 0.044 | 2.92 | 0.1908 | 3.73 | 3.73 | 0.5305 | 1.9466 | 0.712 | 2019 | [5 empty] | 221112 | -74.9652 | 39.3758 | 1150 | 125 | 120 |  | 96.5 | N | Natural Gas, Distillate Fuel Oil | Y | N | N | 9999 | N |  | Combustion Turbine |  | 826.4006 | 10745
6776_G_1 | NJ | 34011 | Vineland Municipal Electric Utility (VMEU) | West Station (NJ) | 7461611 | 11680913 | 6776 | 002001 | 6776 | 1 | 75482 | U1 | 0.523 | 0.0063 | 0.0115 | 0.111 | 0.0231 | 0.0422 | 0.1005 | 0.482 | 0.0024 | 0.0503 | 0.0503 | 0.0191 | 0.0342 | 0.0502 | 2019 | 32 | 15.833 | 925 | 13333.3336 | 67.6936 | 221112 | -75.0486 | 39.4915 | 450 | 125 | 120 |  | 22.9 | N | Distillate Fuel Oil | Y | N | N | 9999 | N |  | Combustion Turbine |  | 31.18 | 16148
2379_G_CA2 | NJ | 34011 | Carll s Energy Center | Carlls Corner | 7462211 | 66041613 | 2379 | 003001 | 2379 | CA2 | 75512 | GR4 | 102.8 | 0.13 | 0.36 | 0.36 | 0.2 | 0.07 | 42.49 | [8 empty] | 80 | 17.5 | 791 | 16631.6666 | -1 | 221112 | -75.2016 | 39.4539 | 660 | 125 | 120 |  | 41.2 | N | Natural Gas, Distillate Fuel Oil | Y | N | N | 9999 | N |  | Combustion Turbine | 357 | 450 | 15982
2379_G_CA2x | NJ | 34011 | Carll s Energy Center |  | 7462211 | 66041713 | 2379 |  |  |  | 75512 | GR3 | 0.06 | 0.03 | 0.04 | 0.04 | 0.004 | 0.004 | 0.14 | [8 empty] | 80 | 17.5 | 791 | 16631.6666 | -1 | 221112 | -75.2016 | 39.4539 | 660 | 125 | 120 |  |  |  |  | N | N | N |  | N |  |  | 6
2379_G_CA1 | NJ | 34011 | Carll s Energy Center | Carlls Corner | 7462211 | 66041813 | 2379 | 002001 | 2379 | CA1 | 75512 | GR2 | 68.5 | 0.09 | 0.79 | 0.79 | 0.13 | 0.17 | 29.23 | [8 empty] | 80 | 17.5 | 791 | 16631.6666 | -1 | 221112 | -75.2016 | 39.4539 | 660 | 125 | 120 |  | 37.4 | N | Natural Gas, Distillate Fuel Oil | Y | N | N | 9999 | N |  | Combustion Turbine | 251 | 319 | 15982
2379_G_CA1x | NJ | 34011 | Carll s Energy Center |  | 7462211 | 66041913 | 2379 |  |  |  | 75512 | GR1 | 0.07 | 0.04 | 0.03 | 0.03 | 0.01 | 0.01 | 0.22 | [8 empty] | 80 | 17.5 | 791 | 16631.6666 | -1 | 221112 | -75.2016 | 39.4539 | 660 | 125 | 120 |  |  |  |  | N | N | N |  | N |  |  | 8
7288_G_SEHR | NJ | 34011 | Sherman Energy Center | Sherman Avenue | 8094711 | 7143213 | 7288 | 1 | 7288 | SEHR | 75476 | U1 | 23.83 | 0.03 | 2.94 | 2.94 | 0.701 |  | 14.89 | 10.92 | 0.098 | 0.433 | 0.433 | 0.823 | 1.04 | 13.95 | 2019 | 65 | 13.417 | 317 | 21666.6671 | 153.1851 | 221112 | -75.058 | 39.451 | 81 | 125 | 120 |  | 82.4 | N | Natural Gas, Distillate Fuel Oil | Y | N | N | 9999 | N |  | Combustion Turbine |  | 702.2501 | 13167
58079_G_GT-1 | NJ | 34013 | Newark Energy Center | Newark Energy Center | 17800111 | 124740813 | 58079 | ;U001;U002 | 58079 | GT-1;GT-1 | 08857 | U1 | 88.44 | 5.06 | 26.09 | 32.84 | 8.74 | 36.41 | 1.72 | 101.09 | 5.68 | 23.08 | 26.4 | 11.35 | 20.48 | 3.38 | 2019 | 100 | 22 | 181 | 18684.167 | 49.1319 | 221112 | -74.1276 | 40.7072 | 5060 | 125 | 140 |  | 212.5 | N | Natural Gas | Y | N | N | 9999 | Y | 58079_G_GT-1;58079_G_GT-2 | Combined Cycle |  | 7940.0093 | 7050
54708_G_1 | NJ | 34013 | MONTCLAIR STATE UNIVERSITY |  | 7463911 | 11654813 |  |  |  |  | 07524 | U1 | [7 empty] | 1.163 | 0.026 | 0.062 | 0.062 | 0.265 |  | 0.453 | 2019 | [5 empty] | 611310 | -74.2011 | 40.8597 | 57 | 148 | 160 |  |  |  |  | N | N | N |  | N |  |  | 384
50385_G_GEN2 | NJ | 34013 | Newark Bay Cogeneration Partnership LP | Newark Bay Cogeneration Partnership LP | 7464111 | 11647813 | 50385 | 2001 | 50385 | GEN2 | 07617 | U2 | 15.9 | 0.5 | 7.3 | 7.3 | 0.27 | 1.22 | 0.34 | 1.7 |  | 0.37 | 0.37 | 0.01 | 0.27 | 0.2 | 2019 | 175 | 11 | 250 | 8850.0001 | 93.0879 | 221112 | -74.1303 | 40.7202 | 640 | 125 | 120 | 139&99 | 43.5 | N | Natural Gas | Y | N | N | 9999 | N |  | Combined Cycle |  | 3171.2598 | 8876
50385_G_GEN1 | NJ | 34013 | Newark Bay Cogeneration Partnership LP | Newark Bay Cogeneration Partnership LP | 7464111 | 11647913 | 50385 | 1001 | 50385 | GEN1 | 07617 | U1 | 16.3 | 0.4 | 13.93 | 13.93 | 0.24 | 4.47 | 0.28 | 2.5 |  | 0.95 | 0.95 | 0.02 | 0.22 | 0.14 | 2019 | 175 | 11 | 250 | 8016.6668 | 84.3225 | 221112 | -74.1303 | 40.7202 | 640 | 125 | 120 | 139&99 | 43.5 | N | Natural Gas | Y | N | N | 9999 | N |  | Combined Cycle |  | 3068.0798 | 8876
2401_G_9 | NJ | 34013 | PSEG FOSSIL LLC ESSEX GENERATING STATION | PSEG Essex Generating Station | 7478411 | 11647013 | 2401 | 35001 | 2401 | 9 | 07627 | U1 | 8.8228 | 0.0691 | 0.3356 | 0.3356 | 1.0611 | 0.7037 | 5.8847 | 1.341 | 0.012 | 0.0448 | 0.0448 | 0.0117 | 0.1004 | 4.2949 | 2019 | 65 | 14.083 | 374 | -1 | 55.8 | 221112 | -74.119 | 40.7382 | 81 | 125 | 120 | 28 | 81 | N | Natural Gas, Distillate Fuel Oil | Y | N | N | 9999 | N |  | Combustion Turbine |  | 319.8899 | 17054
10643_B_3 | NJ | 34013 | Covanta Essex Company | Covanta Essex Company | 8177011 | 6822113 |  |  | 10643 | 3 | 07736 | U1 | 701.1888 | 69.659 | 71.157 | 74.215 | 1.8973 | 10.6009 | 177.787 | 804.9113 | 53.425 | 44.31 | 47.007 | 4.3535 | 12.7992 | 165.184 | 2019 | 279 | 7.583 | 285 | 3016.6667 | 66.7698 | 562213 | -74.1263 | 40.7389 |  | 103 | 270 |  | 20 | N | MSW | N | Y | N | 9999 | N | 10643_B_2;10643_B_1;10643_B_3 | Municipal Solid Waste |  |  | 20422
50561_G_GTG2 | NJ | 34015 | Eagle Point Power Generation LLC | Eagle Point Power Generation | 16662211 | 107406013 | 50561 | ;0001;0002 | 50561 | GTG2;GTG2 | 56220 | U99 | 79.64 | 2.11 | 38.42 | 38.42 | 9.18 | 10.21 | 10.81 | 68.16 | 0.13 | 4.12 | 4.12 | 1.7576 | 8.51 | 10.59 | 2019 | 80 | 8 | 300 | 12333.3335 | 245.2651 | 221112 | -75.1558 | 39.8714 | 3250 | 125 | 120 |  | 85 | N | Natural Gas, Distillate Fuel Oil | Y | Y | N | 9999 | Y | 50561_G_STG1;50561_G_GTG1;50561_G_GTG2 | Combined Cycle |  | 3445.0413 | 8961
56963_G_E101 | NJ | 34015 | West Depford Energy Station | West Deptford Energy Station | 17169211 | 118496413 | 56963 | ;E101;E102 | 56963 | E101;E101 | 56078 | U1 | 102 | 23.6332 | 32.9675 | 40.0168 | 28.0642 | 112.7786 | 22.83 | 127.43 | 5.34 | 36.13 | 40.2 | 26.16 | 119.28 | 32.66 | 2019 | 150 | 19 | 194 | 21966.6671 | 77.4448 | 221112 | -75.2212 | 39.8411 | 5370 | 125 | 120 |  | 216.5 | N | Natural Gas | Y | N | N | 9999 | Y | 56963_G_E101;56963_G_E102;56963_G_STG1 | Combined Cycle |  | 7728.77 | 7074
50628_G_GEN1 | NJ | 34015 | Paulsboro Refining Company LLC | Paulsboro Refinery | 7201311 | 10077613 |  |  | 50628 | GEN1 | 55829 | U20 | 341.14 | 5.53 | 32.24 | 32.24 | 7.5 | 0.002 | 19.61 | 353 | 5.74 | 25.82 | 25.82 | 10.52 | 0.09 | 40.67 | 2019 | 155 | 4.5 | 515 | 266.6666 | 16.7601 | 324110 | -75.2624 | 39.8444 | 484 | 126 | 100 |  | 27 | Y | Natural Gas | N | N | N | 9999 | N | 50628_B_2B;50628_B_2C;50628_B_2A;50628_B_HRSG;50628_G_GEN1;50628_G_GEN4 | Combustion Turbine |  |  | 8700
8008_G_MICK | NJ | 34015 | Mickleton Energy Center | Mickleton Station | 7700911 | 12111013 | 8008 | 001001 | 8008 | MICK | 55784 | U1 | 1.89 | 0.18 | 0.36 | 0.36 | 0.11 | 0.14 | 3.88 | 0.31 | 0.0013 | 0.02 | 0.024 | 0.0046 | 0.013 | 0.14 | 2019 | 32 | 2.1 | 198 | 111.1 | 31.9 | 221112 | -75.2487 | 39.813 | 59 | 125 | 120 |  | 64.9 | N | Natural Gas | Y | N | N | 9999 | N |  | Combustion Turbine |  | 152 | 16633
50885_B_BLR2 | NJ | 34015 | WHEELABRATOR GLOUCESTER COMPANY L P | Wheelabrator Gloucester LP | 7701011 | 12110213 |  |  | 50885 | BLR2 | 55793 | U1 | 232.56 | 20.507 | 31.27 | 31.27 | 0.0877 | 2.25 | 31.93 | 225.88 | 16.896 | 14.66 | 14.66 | 2.723 | 1.7585 | 12.62 | 2019 | 260 | 4 | 250 | 1166.6666 | 92.803 | 562213 | -75.1382 | 39.8736 | 108 | 103 | 100 | 100&129&140&99 | 6 | N | MSW | N | Y | N | 9999 | N | 50885_B_BLR2;50885_B_BLR1 | Municipal Solid Waste |  |  | 23668
10043_B_B01 | NJ | 34015 | Logan Generating Plant | Logan Generating Company LP | 8093811 | 7154613 | 10043 | 1001 | 10043 | B01 | 55834 | U1 | 351.67 | 462.04 | 30.9306 | 30.9311 | 0.6968 | 0.4851 | 77.86 | 402.18 | 481.07 | 34.6185 | 34.844 | 8.5687 | 0.1201 | 394.66 | 2019 | 197.5 | 9 | 317 | 3478 | 54.7 | 22111 | -75.4075 | 39.7916 | 2370 | 125 | 100 | 100&129&139 | 219 | Y | Bituminous | Y | N | N | 9999 | N |  | Coal Steam |  | 8503.8301 | 11837
56964_G_GT9 | NJ | 34017 | Bayonne Energy Center | Bayonne Energy Center | 15658011 | 135756313 | 56964 | GT9 | 56964 | GT9 | 12863 | U4 | [7 empty] | 19.7189 | 0.4704 | 6.514 | 6.514 | 2.503 | 2.8417 | 5.09 | 2019 | [5 empty] | 221112 | -74.0912 | 40.6531 |  | 125 | 120 |  | 61.3 | N | Natural Gas, Distillate Fuel Oil | Y | N | N | 9999 | N | 56964_G_GT10;56964_G_GT9 | Combustion Turbine | 3 | 1768.5496 | 10745
56964_G_GT8 | NJ | 34017 | Bayonne Energy Center | Bayonne Energy Center | 15658011 | 99940113 | 56964 | ;GT8;GT7;GT6;GT4;GT3;GT2;GT5;GT1 | 56964 | GT8;GT8;GT8;GT8;GT8;GT8;GT8;GT8 | 12863 | U1 | 42.69 | 3.0837 | 45.1831 | 45.1831 | 17.4709 | 36.9669 | 39.7761 | 16.765 | 1.3795 | 20.244 | 20.244 | 7.8203 | 19.3891 | 12.7717 | 2019 | 140 | 11 | 800 | 12594.2502 | 132.4714 | 221112 | -74.094 | 40.6544 | 4820 | 125 | 120 |  | 57.6 | N | Natural Gas, Distillate Fuel Oil | Y | N | N | 9999 | Y | 56964_G_GT2;56964_G_GT7;56964_G_GT3;56964_G_GT8;56964_G_GT6;56964_G_GT1;56964_G_GT4;56964_G_GT5 | Combustion Turbine |  | 2890.4451 | 10745
2404_G_142 | NJ | 34017 | Kearny Generating Station | PSEG Kearny Generating Station | 7217311 | 107401813 | 2404 | ;141;142;131;132;134;133 | 2404 | 142;142;142;142;142;142 | 12200 | U13 | 16.037 | 1.202 | 4.2567 | 4.2567 | 3.0929 | 8.5681 | 18.4672 | 2.889 | 0.1844 | 0.6706 | 0.6706 | 0.7413 | 1.3681 | 4.7112 | 2019 | 100 | 11 | 837 | 9971.6668 | 104.886 | 221112 | -74.0972 | 40.738 | 2940 | 125 | 120 |  | 46.9 | N | Natural Gas | Y | Y | N | 9999 | Y | 2404_G_133;2404_G_134;2404_G_141;2404_G_142;2404_G_131;2404_G_132 | Combustion Turbine |  | 1822.3503 | 10745
2404_G_N124 | NJ | 34017 | Kearny Generating Station | PSEG Kearny Generating Station | 7217311 | 66329213 | 2404 | ;122;121;123;124 | 2404 | N124;N124;N124;N124 | 12200 | U14 | 72.3985 | 0.5546 | 2.4673 | 2.4673 | 3.3791 | 5.4822 | 72.5774 | 21.566 | 0.1312 | 0.8137 | 0.8137 | 1.0628 | 1.8136 | 25.2904 | 2019 | 80 | 9.8 | 820 | 9500.0001 | 125.8945 | 221112 | -74.0972 | 40.738 | 1850 | 125 | 120 |  | 44.5 | N | Natural Gas, Distillate Fuel Oil | Y | N | N | 9999 | Y | 2404_G_N121;2404_G_N122;2404_G_N123;2404_G_N124 | Combustion Turbine |  | 1101.3407 | 10745
50497_G_GTG3 | NJ | 34017 | Bayonne Plant Holding, L.L.C. |  | 7591211 | 11873213 | 50497 | 004001 |  |  | 12174 | U3 | 20.7 | 0.4 | 2.91 | 2.91 | 0.33 | 9.91 | 12.44 | [8 empty] | 100 | 10 | 225 | 6439.8666 | -1 | 221112 | -74.1124 | 40.6553 | 62 | 125 | 120 | 139 |  |  |  | Y | N | N |  | N | 50497_G_STG1;50497_G_GTG3 |  |  | 2655.9202
50497_G_GTG2 | NJ | 34017 | Bayonne Plant Holding, L.L.C. |  | 7591211 | 11873313 | 50497 | 002001 |  |  | 12174 | U2 | 19.2 | 0.3 | 3.12 | 3.12 | 0.16 | 10.64 | 12.53 | [8 empty] | 100 | 10 | 225 | 6439.8666 | -1 | 221112 | -74.1124 | 40.6553 | 36 | 125 | 120 | 139 |  |  |  | Y | N | N |  | N |  |  |  | 2445.0708
50497_G_GTG1 | NJ | 34017 | Bayonne Plant Holding, L.L.C. |  | 7591211 | 11873413 | 50497 | 001001 |  |  | 12174 | U1 | 18.4 | 0.3 | 3.26 | 3.26 | 0.16 | 5.43 | 10.83 | [8 empty] | 100 | 10 | 225 | 6439.8666 | -1 | 221112 | -74.1124 | 40.6553 | 36 | 125 | 120 | 139 |  |  |  | Y | N | N |  | N |  |  |  | 2466.4487
2403_B_2 | NJ | 34017 | Hudson Generating Station |  | 7591411 | 11870913 | 2403 | 2 |  |  | 12202 | U2 | 175.268 | 18.4588 | 9.7631 | 9.7631 | 3.4538 | 6.3389 | 37.6078 | [8 empty] | 498 | 17.5 | 260 | 40000 | -1 | 221112 | -74.0731 | 40.7445 | 6600 | 125 | 100 | 10&107&205 |  |  |  | Y | N | N |  | N |  |  |  | 1064.3
2393_G_4 | NJ | 34019 | Gilbert Generating Station | Gilbert | 7312511 | 10666113 | 2393 | 04 | 2393 | 4 | 80002 | U2210 | 2.2 | 0 | 0.34 | 0.34 | 0.02 |  | 4.62 | 0.6 |  | 0.07 | 0.07 |  |  | 1.08 | 2019 | 175 | 14.083 | 420 | 16500.0003 | 105.8836 | 221112 | -75.1621 | 40.5667 | 52 | 125 | 120 |  | 47 | N | Natural Gas | Y | N | N | 9999 | N | 2393_G_4;2393_G_8 | Combined Cycle |  | 229.84 | 10938
2393_G_5 | NJ | 34019 | Gilbert Generating Station | Gilbert | 7312511 | 10666213 | 2393 | 05 | 2393 | 5 | 80002 | U2211 | 1.7 | 0 | 0.33 | 0.33 | 0.02 |  | 6.08 | 0.2 |  | 0.03 | 0.03 |  |  | 0.63 | 2019 | 175 | 14.083 | 420 | 16500.0003 | 105.8836 | 221112 | -75.1621 | 40.5667 | 52 | 125 | 120 |  | 47 | N | Natural Gas | Y | N | N | 9999 | N |  | Combined Cycle |  | 222.34 | 10938
2393_G_7 | NJ | 34019 | Gilbert Generating Station | Gilbert | 7312511 | 10666313 | 2393 | 07 | 2393 | 7 | 80002 | U2213 | 2.1 | 0 | 0.28 | 0.28 | 0.06 |  | 5.15 | 0.2 |  | 0.02 | 0.02 |  |  | 0.44 | 2019 | 175 | 14.083 | 420 | 16500.0003 | 105.8836 | 221112 | -75.1621 | 40.5667 | 52 | 125 | 120 |  | 47 | N | Natural Gas | Y | N | N | 9999 | N |  | Combined Cycle |  | 226.49 | 10938
2393_G_6 | NJ | 34019 | Gilbert Generating Station | Gilbert | 7312511 | 10666913 | 2393 | 06 | 2393 | 6 | 80002 | U2212 | 1.6 | 0 | 0.4 | 0.4 | 0.08 |  | 11.36 | 0.2 |  | 0.03 | 0.03 | 0.01 |  | 1.1 | 2019 | 175 | 14.083 | 420 | 16500.0003 | 105.8836 | 221112 | -75.1621 | 40.5667 | 52 | 125 | 120 |  | 49 | N | Natural Gas | Y | N | N | 9999 | N |  | Combined Cycle |  | 260.19 | 10938
2393_G_9 | NJ | 34019 | Gilbert Generating Station | Gilbert | 7312511 | 10667013 | 2393 | 9 | 2393 | 9 | 80002 | U2323 | 4.5 | 0 | 0.33 | 0.33 | 0.02 |  | 11.35 | 7.7 | 0.6 | 0.25 | 0.25 | 0.02 |  | 23.29 | 2019 | 80 | 10 | 1060 | 28333.3339 | 360.606 | 221112 | -75.1621 | 40.5667 | 1800 | 125 | 120 |  | 150 | N | Distillate Fuel Oil | Y | N | N | 9999 | N |  | Combustion Turbine |  | 70.82 | 16221
2408_B_1 | NJ | 34021 | PSEG FOSSIL LLC MERCER GENERATING STATION |  | 7474911 | 12061313 | 2408 | 1 |  |  | 61057 | U1 | 6.7548 | 1.4481 | 1.1231 | 1.1231 | 5.8652 | 0.4033 | 2.4988 | [8 empty] | 326 | 17.5 | 300 | 21666.6666 | -1 | 221112 | -74.7336 | 40.1801 | 3350 | 125 | 100 | 10&107&99 |  |  |  | Y | N | N |  | N |  |  |  | 240.36
2408_B_2 | NJ | 34021 | PSEG FOSSIL LLC MERCER GENERATING STATION |  | 7474911 | 12061613 | 2408 | 2 |  |  | 61057 | U2 | 19.4348 | 2.2276 | 2.202 | 2.202 | 12.8717 | 0.8841 | 5.908 | [8 empty] | 326 | 17.5 | 300 | 21666.6666 | -1 | 221112 | -74.7336 | 40.1801 | 3350 | 125 | 100 | 10&107&99 |  |  |  | Y | N | N |  | N |  |  |  | 422.9601
50094_G_7213 | NJ | 34021 | Vicinity Energy Trenton, L.P. |  | 8238011 | 5148413 |  |  |  |  | 61015 | U11 | 29.69 | 0.34 | 0.95 | 0.95 | 0.05 | 0.88 | 0.74 | 23.9 | 0.24 | 0.72 | 0.73 | 0.04 | 0.8094 | 0.2 | 2019 | 164 | 6.5 | 450 | 1666.6667 | 50.2062 | 221330 | -74.7648 | 40.2169 | 3 | 183 | 160 |  |  |  |  | N | Y | N |  | N
57839_G_CT001 | NJ | 34023 | Woodbridge Energy Center | Woodbridge Energy Center | 17798211 | 124746613 | 57839 | ;0002;0001 | 57839 | CT001;CT001 | 18940 | U1 | 84 | 0.88 | 25.346 | 25.457 | 1.343 | 25.9 | 8.5 | 88.24 | 0.9 | 24.74 | 26.49 | 3.25 | 24.74 | 11.95 | 2019 | 100 | 22 | 177 | -1 | 50 | 221112 | -74.3203 | 40.5158 | 5610 | 125 | 120 |  | 206.9 | N | Natural Gas | Y | N | N | 9999 | Y | 57839_G_CT002;57839_G_CT001 | Combined Cycle |  | 7491.1602 | 7050
50799_G_GEN4 | NJ | 34023 | EFS Parlin Holdings, LLC | Parlin Power Plant | 6719511 | 12843913 | 50799 | ;003001;001001 | 50799 | GEN4;GEN4 | 18061 | U1 | 13.08 | 0.1225 | 1.6566 | 1.6566 | 0.2211 | 0.0751 | 3.07 | 2.66 | 0.02 | 0.3 | 0.3 | 0.04 | 0.1 | 0.49 | 2019 | 213 | 11.58 | 292 | 6633 | 62.9547 | 221112 | -74.3276 | 40.4607 | 1310 | 125 | 100 |  | 20.6 | N | Natural Gas, Distillate Fuel Oil | Y | Y | N | 9999 | Y | 50799_G_GEN4;50799_G_GEN1;50799_G_GEN3;50799_G_GEN2 | Combined Cycle |  | 507.8 | 10070
2411_B_3 | NJ | 34023 | Sewaren Generating Station |  | 6719611 | 12842813 | 2411 | 3 |  |  | 18068 | U3 | 5.82 | 0.068 | 0.8432 | 0.8432 | 0.6102 | 0.355 | 1.2532 | [8 empty] | 225 | 12.333 | 275 | 6030 | -1 | 221112 | -74.2483 | 40.5588 | 1600 | 125 | 100 |  |  |  |  | Y | N | N |  | N |  |  |  | 370.6
2411_B_1 | NJ | 34023 | Sewaren Generating Station |  | 6719611 | 12842913 | 2411 | 1 |  |  | 18068 | U1 | 11.9998 | 0.0774 | 1.8422 | 1.8422 | 0.1372 | 0.393 | 2.5078 | [8 empty] | 225 | 12.333 | 275 | 6030 | -1 | 221112 | -74.2483 | 40.5588 | 1550 | 125 | 100 |  |  |  |  | Y | N | N |  | N |  |  |  | 512.0601
2411_B_2 | NJ | 34023 | Sewaren Generating Station |  | 6719611 | 12843013 | 2411 | 2 |  |  | 18068 | U2 | 21.2135 | 0.1035 | 1.0146 | 1.0146 | 0.4104 | 0.5253 | 3.8335 | [8 empty] | 225 | 12.333 | 275 | 6030 | -1 | 221112 | -74.2483 | 40.5588 | 1720 | 125 | 100 |  |  |  |  | Y | N | N |  | N |  |  |  | 559.7899
2411_B_4 | NJ | 34023 | Sewaren Generating Station |  | 6719611 | 12843113 | 2411 | 4 |  |  | 18068 | U4 | 6.7411 | 0.1509 | 0.9268 | 0.9268 | 0.6707 | 0.3902 | 3.9459 | [8 empty] | 225 | 12.333 | 275 | 6030 | -1 | 221112 | -74.2483 | 40.5588 | 1700 | 125 | 100 |  |  |  |  | Y | N | N |  | N |  |  |  | 400.7899
2411_G_701 | NJ | 34023 | Sewaren Generating Station | PSEG Sewaren Generating Station | 6719611 | 135735513 | 2411 | 7 | 2411 | 701 | 18068 | U701 | [7 empty] | 73.048 | 6.815 | 55.9565 | 59.3953 | 4.0189 | 10.6159 | 12.2852 | 2019 | 80 | 10 | 600 | 20000.0004 | 254.5454 | 221112 | -74.2483 | 40.5588 |  | 125 | 120 |  | 328 | N | Natural Gas | Y | N | N | 9999 | N | 2411_G_701;2411_G_702 | Combined Cycle | 38 | 7567.7617 | 7050
10308_G_CT2 | NJ | 34023 | NORTH JERSEY ENERGY ASSOC A LP | Sayreville Cogeneration Facility | 6719711 | 12842413 | 10308 | 1002 | 10308 | CT2 | 18072 | U2 | 148.3 | 1.1 | 10.66 | 10.66 | 0.49 | 0 | 3.1 | 73.8 | 0.5 | 1.58 | 1.58 | 1.06 |  | 4.56 | 2019 | 190 | 18 | 210 | 11333.3335 | 44.5192 | 221112 | -74.3453 | 40.4392 | 1400 | 125 | 120 |  | 112 | N | Natural Gas | Y | N | N | 9999 | N |  | Combined Cycle |  | 3320.6199 | 8500
10308_G_CT1 | NJ | 34023 | NORTH JERSEY ENERGY ASSOC A LP | Sayreville Cogeneration Facility | 6719711 | 12842713 | 10308 | 1001 | 10308 | CT1 | 18072 | U1 | 142.9 | 1.2 | 11.52 | 11.52 | 0.44 | 0 | 2.97 | 77.7 | 0.5 | 1.94 | 1.94 | 0.89 |  | 4.08 | 2019 | 190 | 18 | 210 | 11333.3335 | 44.5192 | 221112 | -74.3453 | 40.4392 | 1400 | 125 | 120 |  | 112 | N | Natural Gas | Y | N | N | 9999 | N |  | Combined Cycle |  | 3418.6599 | 8500
56119_G_300 | NJ | 34023 | MCUA Landfill Gas Utilization Project | Middlesex Generating Facility | 6719911 | 12840813 |  |  | 56119 | 300 | 18348 | U1 | 39.73 | 30.65 | 11.17 | 11.17 | 0.6216 | 0 | 84 | 36.54 | 21.83 | 8.92 | 8.92 | 0.455 |  | 51.5 | 2019 | 60 | 5 | 437 | 1283.3333 | 65.3333 | 221118 | -74.3128 | 40.4918 |  | 125 | 120 |  | 10.6 | Y | Landfill Gas | N | N | N | 9999 | N |  | Landfill Gas |  |  | 6203
2390_G_GT4 | NJ | 34023 | Sayreville Generating Station | Sayreville | 7621211 | 11834713 | 2390 | 012001 | 2390 | GT4 | 17884 | U4321 | 0.24 | 0.02 | 0.07 | 0.07 | 0.05 |  | 1.06 | 0.11 |  | 0.11 | 0.11 | 0.02 | 0.07 | 0.43 | 2019 | [5 empty] | 221112 | -74.3539 | 40.4781 | 57 | 125 | 120 |  | 50 | N | Natural Gas, Distillate Fuel Oil | Y | N | N | 9999 | N |  | Combustion Turbine |  | 26.3 | 22529
2390_G_GT3 | NJ | 34023 | Sayreville Generating Station | Sayreville | 7621211 | 11834813 | 2390 | 014001 | 2390 | GT3 | 17884 | U4320 | 0.48 | 0.06 | 0.11 | 0.11 | 0.22 |  | 2.95 | 0.06 |  | 0.06 | 0.06 | 0.03 | 0.03 | 0.35 | 2019 | [5 empty] | 221112 | -74.3539 | 40.4781 | 57 | 125 | 120 |  | 50 | N | Natural Gas, Distillate Fuel Oil | Y | N | N | 9999 | N |  | Combustion Turbine |  | 43.93 | 22529
2390_G_GT2 | NJ | 34023 | Sayreville Generating Station | Sayreville | 7621211 | 11834913 | 2390 | 015001 | 2390 | GT2 | 17884 | U4319 | 0.3 | 0.01 | 0.1 | 0.1 | 0.22 |  | 3.48 | 0.09 |  | 0.07 | 0.07 | 0.05 | 0.04 | 0.82 | 2019 | [5 empty] | 221112 | -74.3539 | 40.4781 | 63 | 125 | 120 |  | 50 | N | Natural Gas, Distillate Fuel Oil | Y | N | N | 9999 | N |  | Combustion Turbine |  | 48.52 | 22529
2390_G_GT1 | NJ | 34023 | Sayreville Generating Station | Sayreville | 7621211 | 11835313 | 2390 | 016001 | 2390 | GT1 | 17884 | U4318 | 0.34 | 0.02 | 0.16 | 0.16 | 0.16 |  | 2.9 | 0.06 |  | 0.06 | 0.06 | 0.02 | 0.05 | 0.41 | 2019 | [5 empty] | 221112 | -74.3539 | 40.4781 | 57 | 125 | 120 |  | 50 | N | Natural Gas, Distillate Fuel Oil | Y | N | N | 9999 | N |  | Combustion Turbine |  | 47.93 | 22524
55239_G_0001 | NJ | 34023 | RED OAK POWER LLC | Red Oak Power LLC | 7621611 | 11830313 | 55239 | ;1;3;2 | 55239 | 0001;0001;0001 | 18195 | U1 | 218.04 | 8.6 | 131.93 | 131.93 | 30.89 | 157.04 | 35.26 | 188.49 | 7.25 | 51.22 | 51.22 | 18.94 | 47.11 | 58.09 | 2019 | 150 | 19 | 225 | 17833.3336 | 62.8724 | 22111 | -74.349 | 40.4484 | 2180 | 125 | 120 | 139&99 | 165.3 | N | Natural Gas | Y | N | N | 9999 | Y | 55239_G_0001;55239_G_0004;55239_G_0003;55239_G_0002 | Combined Cycle |  | 8145.9199 | 7203
7138_G_2 | NJ | 34029 | Forked River Power, LLC | Forked River | 5111011 | 24651813 | 7138 | 003001 | 7138 | 2 | 78912 | U1303 | 2.3961 | 0.0164 | 0.2905 | 0.2905 | 0.0872 |  | 2.3167 | 1.3435 | 0.0175 | 0.0955 | 0.0955 | 0.0257 |  | 0.8473 | 2019 | 60 | 11.25 | 999 | 11535.9335 | 116.0066 | 221112 | -74.2098 | 39.8154 | 18 | 125 | 120 |  | 32.5 | N | Natural Gas, Distillate Fuel Oil | Y | N | N | 9999 | N |  | Combustion Turbine |  | 203.9 | 14423
7138_G_1 | NJ | 34029 | Forked River Power, LLC | Forked River | 5111011 | 24651913 | 7138 | 002001 | 7138 | 1 | 78912 | U1302 | 2.0161 | 0.0295 | 0.3446 | 0.3446 | 0.083 |  | 1.2995 | 1.1148 | 0.0091 | 0.177 | 0.177 | 0.0465 |  | 0.1818 | 2019 | 60 | 11.25 | 999 | 11535.9335 | 116.0066 | 221112 | -74.2098 | 39.8154 | 18 | 125 | 120 |  | 34.5 | N | Natural Gas, Distillate Fuel Oil | Y | N | N | 9999 | N |  | Combustion Turbine |  | 200.95 | 14438
54640_G_GEN1 | NJ | 34029 | Nautilus Power, LLC | NAEA Lakewood LLC | 8174211 | 4463313 | 54640 | ;002001;001001 | 54640 | GEN1;GEN1 | 78896 | U4 | 90.39 | 3.23 | 11.93 | 11.93 | 0.71 | 40.53 | 14.15 | 28.7151 | 0.8964 | 3.7473 | 3.7473 | 0.2225 | 12.7342 | 12.2658 | 2019 | 175 | 15 | 354 | 13600.0002 | 76.9292 | 221112 | -74.1686 | 40.0624 | 1190 | 125 | 120 | 139 | 84.6 | N | Natural Gas, Distillate Fuel Oil | Y | N | N | 9999 | Y | 54640_G_GEN3;54640_G_GEN1;54640_G_GEN2 | Combined Cycle |  | 4739.3501 | 8217
55938_G_OPP4 | NJ | 34029 | Nautilus Power, LLC | NAEA Ocean Peaking Power LLC | 8174211 | 65965113 | 55938 | ;OPP3;OPP4 | 55938 | OPP4;OPP4 | 78896 | U11 | 58.39 | 1.09 | 3.06 | 3.06 | 0.18 | 5.54 | 26.99 | 12.4848 | 0.2258 | 0.6425 | 0.6425 | 0.0376 | 1.1756 | 15.8953 | 2019 | 75 | 19 | 1110 | 40828.6674 | 143.9439 | 221112 | -74.1686 | 40.0624 | 3920 | 125 | 120 |  | 162.8 | N | Natural Gas | Y | N | N | 9999 | Y | 55938_G_OPP3;55938_G_OPP4 | Combustion Turbine |  | 1114.5602 | 10745
10099_G_GEN2 | NJ | 34033 | Pedricktown Cogeneration Plant | Pedricktown Cogeneration Company LP | 7988911 | 5127913 | 10099 | 001001 | 10099 | GEN2 | 65497 | U1 | 24.54 | 0.502 | 9.15 | 9.15 | 2.39 | 3.54 | 39.34 | 1.03 |  | 0.3 | 0.3 | 0.0724 | 0.085 | 1.22 | 2019 | 80 | 4 | 275 | 14775.0002 | 1175.2841 | 221112 | -75.4215 | 39.7636 | 79 | 125 | 120 |  | 37 | N | Natural Gas, Distillate Fuel Oil | Y | N | N | 9999 | N | 10099_G_GEN1;10099_G_GEN2 | Combined Cycle |  | 1532.6991 | 8761
10566_B_BOIL2 | NJ | 34033 | CARNEYS POINT GENERATING PLANT | Chambers Cogeneration LP | 7989011 | 5126613 | 10566 | 1002 | 10566 | BOIL2 | 65498 | U1 | 301.12 | 345.57 | 20.9349 | 21.07 | 0.9286 | 0.3691 | 49.88 | 195.25 | 254.71 | 15.07 | 15.15 | 1.8895 | 0.2544 | 79.93 | 2019 | 475 | 10.5 | 174 | 7684.6168 | 88.7113 | 221112 | -75.4856 | 39.6937 | 1580 | 125 | 100 | 100 | 122 | Y | Bituminous | Y | N | N | 9999 | N |  | Coal Steam |  | 7985.5 | 10097
10566_B_BOIL1 | NJ | 34033 | CARNEYS POINT GENERATING PLANT | Chambers Cogeneration LP | 7989011 | 90352313 | 10566 | 1001 | 10566 | BOIL1 | 65498 | U2 | 347.86 | 382.46 | 24.9949 | 25.13 | 1.1286 | 0.31 | 119.39 | 250.77 | 327.82 | 23.439 | 23.51 | 1.019 | 0.2 | 58.41 | 2019 | 475 | 10.5 | 174 | 7684.6168 | 88.7113 | 221112 | -75.4856 | 39.6937 | 1580 | 125 | 100 |  | 122 | Y | Bituminous | Y | N | N | 9999 | N |  | Coal Steam |  | 8288.75 | 10097
2410_G_3 | NJ | 34033 | PSEG Nuclear LLC Hope Crk-Salem Gen Stations | PSEG Salem Generating Station | 7991211 | 66021513 | 2410 | 2001 | 2410 | 3 | 65500 | U39 | 0.8302 | 0.0014 | 0.1698 | 0.1698 | 0.0212 | 0 | 0.1144 | 0.3665 | 0.0006 | 0.075 | 0.075 | 0.0094 |  | 0.0505 | 2019 | [5 empty] | 221113 | -75.5346 | 39.463 | 810 |  | 120 |  | 38.4 | N | Distillate Fuel Oil | Y | N | N | 9999 | N |  | Combustion Turbine |  | 12 | 17445
10805_G_GEN2 | NJ | 34039 | EF KENILWORTH LLC | Kenilworth Energy Facility | 7548611 | 12702413 | 10805 | 002001 | 10805 | GEN2 | 41741 | U2 | 87.171 | 0.43 | 4.728 | 4.728 | 4.489 |  | 27.912 | 113.199 | 0.473 | 5.198 | 5.198 | 4.935 |  | 26.787 | 2019 | 85 | 8 | 950 | -1 | 110.3 | 221112 | -74.2748 | 40.6762 | 328 | 125 | 120 | 109 | 4.5 | Y | Natural Gas, Distillate Fuel Oil | Y | N | N | 9999 | N | 10805_G_GEN1;10805_G_GEN2 | Combined Cycle |  | 8279.7695 | 8180
50960_B_UNIT3 | NJ | 34039 | Union County Resource Recovery Facility | Union County Resource Recovery | 7906111 | 3199913 |  |  | 50960 | UNIT3 | 41814 | U1 | 605.45 | 32.5735 | 3.5669 | 4.1964 | 0.9686 | 3.1692 | 37.1225 | 651.15 | 18.2595 | 1.8515 | 2.1781 | 0.6076 | 3.2312 | 35.837 | 2019 | 280 | 10.7 | 293 | 6000.0001 | 66.6989 | 562213 | -74.2665 | 40.6008 |  | 103 | 270 | 100&129&140&48 | 12.5 | N | MSW | N | Y | N | 9999 | N | 50960_B_UNIT3;50960_B_UNIT1;50960_B_UNIT2 | Municipal Solid Waste |  |  | 19383
50006_G_GTG3 | NJ | 34039 | Cogen Technologies Linden Venture, L.P. | Linden Cogen Plant | 7990011 | 5104413 | 50006 | 007001 | 50006 | GTG3 | 41809 | U3 | 75.31 | 1.8459 | 13.35 | 15.97 | 0.482 | 16.889 | 12.18 | 90.43 | 2.2884 | 18.393 | 22.242 | 0.383 | 6.685 | 21.77 | 2019 | 190 | 15 | 250 | 12200 | 69.0101 | 221112 | -74.2151 | 40.632 | 1420 | 125 | 120 | 139 | 98.3 | Y | Natural Gas | Y | N | N | 9999 | N |  | Combined Cycle |  | 6415.3525 | 6069
50006_G_GTG1 | NJ | 34039 | Cogen Technologies Linden Venture, L.P. | Linden Cogen Plant | 7990011 | 5104513 | 50006 | 009001 | 50006 | GTG1 | 41809 | U1 | 63.37 | 1.5667 | 8.69 | 10.38 | 1.458 | 6.615 | 7.6 | 81.05 | 2.0634 | 8.55 | 13.252 | 2.513 | 1.063 | 13.62 | 2019 | 190 | 15 | 250 | 12200 | 69.0101 | 221112 | -74.2151 | 40.632 | 1420 | 125 | 120 | 139 | 98.3 | Y | Natural Gas | Y | N | N | 9999 | N | 50006_G_GTG1;50006_G_STG1 | Combined Cycle |  | 5419.4131 | 6069
50006_G_GTG2 | NJ | 34039 | Cogen Technologies Linden Venture, L.P. | Linden Cogen Plant | 7990011 | 5104913 | 50006 | 008001 | 50006 | GTG2 | 41809 | U2 | 69.37 | 1.748 | 7.42 | 10.53 | 2.133 | 11.393 | 9.89 | 98.29 | 2.4992 | 11.071 | 15.721 | 4.17 | 16.268 | 16.28 | 2019 | 190 | 15 | 250 | 12200 | 69.0101 | 221112 | -74.2151 | 40.632 | 1420 | 125 | 120 | 139 | 98.3 | Y | Natural Gas | Y | N | N | 9999 | N |  | Combined Cycle |  | 6073.6128 | 6069
50006_G_GTG4 | NJ | 34039 | Cogen Technologies Linden Venture, L.P. | Linden Cogen Plant | 7990011 | 5105013 | 50006 | 006001 | 50006 | GTG4 | 41809 | U4 | 74.54 | 1.8466 | 9.95 | 12.28 | 1.205 | 13.347 | 14.25 | 90.92 | 2.2798 | 10.601 | 13.489 | 1.338 | 8.388 | 22.89 | 2019 | 190 | 15 | 250 | 12200 | 69.0101 | 221112 | -74.2151 | 40.632 | 1420 | 125 | 120 | 139 | 98.3 | Y | Natural Gas | Y | N | N | 9999 | N |  | Combined Cycle |  | 6468.3525 | 6069
50006_G_GTG5 | NJ | 34039 | Cogen Technologies Linden Venture, L.P. | Linden Cogen Plant | 7990011 | 5105213 | 50006 | 005001 | 50006 | GTG5 | 41809 | U5 | 77.53 | 1.9326 | 11.48 | 15.54 | 2.206 | 9.22 | 14.61 | 92.09 | 2.2696 | 11.011 | 12.784 | 2.616 | 2.166 | 22.94 | 2019 | 190 | 15 | 250 | 12200 | 69.0101 | 221112 | -74.2151 | 40.632 | 1420 | 125 | 120 | 139 | 98.3 | Y | Natural Gas, Distillate Fuel Oil | Y | N | N | 9999 | N | 50006_G_STG3;50006_G_GTG5 | Combined Cycle |  | 6641.9927 | 6069
50006_G_GTG6 | NJ | 34039 | Cogen Technologies Linden Venture, L.P. | Linden Cogen Plant | 7990011 | 65946113 | 50006 | 004001 | 50006 | GTG6 | 41809 | U6 | 36.82 | 4.2245 | 28.82 | 41.15 | 0.685 | 7.154 | 1.16 | 37.09 | 3.9579 | 41.6692 | 49.582 | 0.654 | 7.158 | 1.29 | 2019 | 190 | 18 | 250 | 15184 | 59.6453 | 221112 | -74.2151 | 40.632 | 2120 | 125 | 120 | 109&139 | 165.8 | Y | Natural Gas, Distillate Fuel Oil | Y | N | N | 9999 | N |  | Combined Cycle |  | 8572.1699 | 6069
2406_G_8 | NJ | 34039 | PSEG Fossil LLC Linden Gen St & PSE&G SNG Plt | PSEG Linden Generating Station | 7990111 | 5103913 | 2406 | ;8;5;6;7 | 2406 | 8;8;8;8 | 41810 | U4 | 21.118 | 0.2918 | 2.2649 | 2.2649 | 0.1419 | 0 | 21.1021 | 6.9539 | 0.0622 | 0.5322 | 0.5322 | 0.1208 |  | 7.3021 | 2019 | 100 | 16 | 990 | 24333.3338 | 120.9753 | 221112 | -74.2119 | 40.6244 | 4700 | 125 | 120 | 205 | 80.2 | N | Natural Gas, Distillate Fuel Oil | Y | N | N | 9999 | Y | 2406_G_6;2406_G_5;2406_G_7;2406_G_8 | Combustion Turbine |  | 369.9799 | 12986
2406_G_2201 | NJ | 34039 | PSEG Fossil LLC Linden Gen St & PSE&G SNG Plt | PSEG Linden Generating Station | 7990111 | 66146013 | 2406 | ;1101;1201;2201;2101 | 2406 | 2201;2201;2201;2201 | 41810 | U43 | 109.4739 | 13.6839 | 57.4246 | 57.4246 | 20.7103 | 25.3785 | 28.4003 | 153.0763 | 11.7452 | 49.5069 | 49.5069 | 23.9228 | 21.6605 | 81.6289 | 2019 | 100 | 16 | 197 | 16666.667 | 82.8598 | 221112 | -74.2119 | 40.6244 | 9800 | 125 | 120 |  | 188.3 | N | Natural Gas, Distillate Fuel Oil | Y | N | N | 9999 | Y | 2406_G_2201;2406_G_1001;2406_G_1101;2406_G_2101;2406_G_1201;2406_G_2001 | Combined Cycle |  | 7366.8218 | 7298
10061_G_GEN1 | NJ | 34041 | Mars Wrigley Confectionery US, LLC | Mars Wrigley Confectionery US, LLC | 7399311 | 9291313 |  |  | 10061 | GEN1 | 85443 | U47 | 10.338 | 1.434 | 5.822 | 5.822 | 0.7533 |  | 2.218 | 9.14 | 1.37 | 5.53 | 5.53 | 0.71 |  | 1.19 | 2019 | [5 empty] | 311352 | -74.8258 | 40.8636 |  | 147 | 120 | 28 | 8.8 | Y | Natural Gas | N | N | N | 9999 | N |  | Combined Cycle |  |  | 7905
10012_B_2 | NJ | 34041 | Covanta Warren Energy Resource Co. L.P. |  | 7989511 | 5122213 |  |  |  |  | 85455 | U1 | 170.8758 | 5.6693 | 1.1747 | 7.3519 | 1.089 | 1.3889 | 28.569 | 24.3813 | 1.041 | 0.6493 | 1.5115 | 0.1166 | 0.1661 | 5.4203 | 2019 | 250 | 4 | 898 | -1 | 44.7 | 562213 | -75.0114 | 40.8205 |  | 103 | 270 | 100&129&48 |  |  |  | N | Y | N |  | N | 10012_B_2;10012_B_1
2450_B_3 | NM | 35001 | Reeves Generating Station | Reeves | 7532111 | 12669013 | 2450 | 3 | 2450 | 3 | 00011 | 103 | 115.3 | 0.3 | 3.5226 | 3.5226 | 2.5492 | 1.7106 | 45.1 | 144.92 | 0.38 | 4.6454 | 4.6454 | 3.3618 | 2.2483 | 60.24 | 2019 | 118.4 | 10 | 225 | 4429.6 | 56.4 | 221122 | -106.6014 | 35.1729 | 66 | 125 | 100 |  | 66 | N | Natural Gas | Y | N | N | 9999 | N |  | O/G Steam | 2245 | 2244.5195 | 12802
2450_B_1 | NM | 35001 | Reeves Generating Station | Reeves | 7532111 | 12669113 | 2450 | 1 | 2450 | 1 | 00011 | 101 | 59.6 | 0.2 | 1.919 | 1.919 | 1.3887 | 0.93212 | 2 | 84.73 | 0.2 | 2.4561 | 2.4561 | 1.7775 | 1.1901 | 0.11 | 2019 | 118.4 | 9 | 284 | 3142.7 | 49.4 | 221122 | -106.6014 | 35.1729 | 44 | 125 | 100 |  | 44 | N | Natural Gas | Y | N | N | 9999 | N |  | O/G Steam | 1780 | 1779.8207 | 12772
2450_B_2 | NM | 35001 | Reeves Generating Station | Reeves | 7532111 | 12669213 | 2450 | 2 | 2450 | 2 | 00011 | 102 | 50.1 | 0.1 | 1.4858 | 1.4858 | 1.0753 | 0.72203 | 5 | 59.2 | 0.14 | 1.7465 | 1.7465 | 1.2639 | 0.8468 | 18.88 | 2019 | 118.4 | 9 | 260 | 3161.8 | 49.7 | 221122 | -106.6014 | 35.1729 | 44 | 125 | 100 |  | 44 | N | Natural Gas | Y | N | N | 9999 | N |  | O/G Steam | 1506 | 1506.3397 | 13416
55039_G_GT1 | NM | 35001 | Rio Bravo Generating Station | Rio Bravo | 7532811 | 12663013 | 55039 | GT-1 | 55039 | GT1 | 00368 | 1 | 22.681 | 0.455 | [13 empty] | 50 | 23.6 | 1103 | 42343.7 | 96.8 | 221112 | -106.6429 | 35.0274 | 150 | 125 | 120 | 205 | 138 | N | Natural Gas, Distillate Fuel Oil | Y | N | N | 9999 | N |  | Combustion Turbine |  | 1034.3201 | 11264
55039_G_GT1 | NM | 35001 | Rio Bravo Generating Station | Rio Bravo | 7532811 | 86709013 | 55039 | GT-1 | 55039 | GT1 | 00368 | 001 | [7 empty] | 51.76 | 0.95 | 6.21 | 6.21 | 6.21 |  | 1.7 | 2019 | 50 | 23.6 | 1081 | 41458.1008 | 98.3 | 221112 | -106.643 | 35.0257 | 150 | 125 | 120 |  | 138 | N | Natural Gas, Distillate Fuel Oil | Y | N | N | 9999 | N |  | Combustion Turbine | 2376 | 2386.6094 | 11264
2444_G_9 | NM | 35013 | El Paso Electric - Rio Grande Generating Station | Rio Grande | 7581811 | 108981213 | 2444 | 9 | 2444 | 9 | 350130002 | EQPT-22 | 9.498 | 0.196 | 1.133 | 1.133 | 0.568 | 7.394 | 3.69 | 8.545 | 0.372 | 1.812 | 1.812 | 2.718 | 5.177 | 11.371 | 2019 | 90 | 13.5 | 773 | 5292 | 36.9562 | 221112 | -106.5472 | 31.8047 | 94.5 | 125 | 120 | 139 | 87.9 | N | Natural Gas | Y | N | N | 9999 | N |  | Combustion Turbine | 2782 | 2644.0894 | 10745
2444_B_7 | NM | 35013 | El Paso Electric - Rio Grande Generating Station |  | 7581811 | 82571913 | 2444 | 7 |  |  | 350130002 | EQPT2 | 87.062 | 0.394 | 0.767 | 0.767 | 3.61 | 2.1 | 3.571 | 129.031 | 0.289 | 1.106 | 1.106 | 5.209 | 3.031 | 7.776 | 2019 | 118 | 9.33 | 266 | -1 | 26.4 | 221112 | -106.5472 | 31.8047 | 590 | 125 | 100 |  |  |  |  | Y | N | N |  | N | 2444_B_7;2444_G_7 |  |  | 5162.5303
2444_G_6 | NM | 35013 | El Paso Electric - Rio Grande Generating Station |  | 7581811 | 82572013 | 2444 | 6 |  |  | 350130002 | EQPT1 | 90.536 | 0.239 | 0.593 | 0.593 | 2.193 | 1.276 | 16.543 | [7 empty] | 2017 | 118 | 9.33 | 251 | -1 | 29.5 | 221112 | -106.5472 | 31.8047 | 610 | 125 | 100 |  |  |  |  | Y | N | N |  | N | 2444_B_6;2444_G_6 |  |  | 2765.1204
2444_B_8 | NM | 35013 | El Paso Electric - Rio Grande Generating Station | Rio Grande | 7581811 | 82572113 | 2444 | 8 | 2444 | 8 | 350130002 | EQPT3 | 430.208 | 1.509 | 20.302 | 20.302 | 13.834 | 8.049 | 33.903 | 624.899 | 0.86 | 22.72 | 22.72 | 15.482 | 9.008 | 95.869 | 2017 | 135 | 13.33 | 259 | -1 | 33.8 | 221112 | -106.5472 | 31.8047 | 1540 | 125 | 100 | 205 | 142 | N | Natural Gas | Y | N | N | 9999 | N |  | O/G Steam |  | 6538.9307 | 12258
55210_G_0002 | NM | 35013 | PNM - Afton Generating Station | Afton Generating Station | 7583911 | 82578113 | 55210 | 0001 | 55210 | 0002 | 350130048 | EQPT6 | 39.8 | 1.4 | 18.5 | 18.5 | 0.4 | 34 | 40.4 | 85.7 | 2.1 | 27 | 27 | 0.5 | 49.5 | 49.6 | 2019 | 120 | 17 | 1118 | -1 | 179 | 221112 | -106.8462 | 32.1141 | 164 | 125 | 120 |  | 94.6 | N | Natural Gas | Y | N | N | 9999 | N | 55210_G_0002;55210_G_0001 | Combined Cycle | 3637 | 3636.7993 | 8460
7975_G_4 | NM | 35023 | Pyramid Generating Station | Pyramid | 5213011 | 91583413 | 7975 | 4 | 7975 | 4 | 350230007 | EQPT4 | 1.8 |  | 0.1 | 0.1 | 0.03 |  | 0.6 | 42.5 | 0.2 | 2.5 | 2.5 | 0.8 |  | 15.2 | 2019 | 45 | 10 | 845 | -1 | 124.7 | 221112 | -108.5486 | 32.2373 | 45 | 125 | 120 | 217 | 39.5 | N | Natural Gas, Distillate Fuel Oil | Y | N | N | 9999 | N |  | Combustion Turbine | 88 | 90.57 | 10745
7975_G_3 | NM | 35023 | Pyramid Generating Station | Pyramid | 5213011 | 91583513 | 7975 | 3 | 7975 | 3 | 350230007 | EQPT3 | 1.1 |  | 0.06 | 0.06 | 0.02 |  | 0.2 | 29.7 | 0.2 | 1.7 | 1.7 | 0.6 |  | 7.5 | 2019 | 45 | 10 | 845 | -1 | 124.7 | 221112 | -108.5486 | 32.2373 | 45 | 125 | 120 | 217 | 39.5 | N | Natural Gas, Distillate Fuel Oil | Y | N | N | 9999 | N |  | Combustion Turbine | 52 | 70.38 | 10745
7975_G_2 | NM | 35023 | Pyramid Generating Station | Pyramid | 5213011 | 91583613 | 7975 | 2 | 7975 | 2 | 350230007 | EQPT2 | 5.2 |  | 0.28 | 0.28 | 0.09 |  | 1.1 | 18.5 | 0.1 | 1 | 1 | 0.3 |  | 16.8 | 2019 | 45 | 10 | 845 | -1 | 124.7 | 221112 | -108.5486 | 32.2373 | 45 | 125 | 120 | 217 | 39.5 | N | Natural Gas, Distillate Fuel Oil | Y | N | N | 9999 | N |  | Combustion Turbine | 259 | 278.05 | 10745
7975_G_1 | NM | 35023 | Pyramid Generating Station | Pyramid | 5213011 | 91583713 | 7975 | 1 | 7975 | 1 | 350230007 | EQPT1 | 5.7 |  | 0.34 | 0.34 | 0.11 |  | 1.8 | 64.5 | 0.3 | 3.8 | 3.8 | 1.2 |  | 24 | 2019 | 45 | 10 | 845 | -1 | 124.7 | 221112 | -108.5486 | 32.2373 | 45 | 125 | 120 | 217 | 39.5 | N | Natural Gas, Distillate Fuel Oil | Y | N | N | 9999 | N |  | Combustion Turbine | 291 | 299.03 | 10745
7967_G_GT1 | NM | 35023 | PNM - Lordsburg Generating Station | Lordsburg Generating | 7994311 | 82504813 | 7967 | 1 | 7967 | GT1 | 350230009 | EQPT1 | 3.603 | 0.022 | 0.241 | 0.443 | 1.034 |  | 2.629 | 4.286 | 0.027 | 0.302 | 0.474 | 1.105 |  | 3.976 | 2019 | 45 | 9 | 846 | -1 | 166 | 221112 | -108.6981 | 32.3497 | 41.1 | 125 | 120 | 213 | 37 | N | Natural Gas | Y | N | N | 9999 | N |  | Combustion Turbine | 295 | 295.4601 | 11948
7967_G_GT2 | NM | 35023 | PNM - Lordsburg Generating Station | Lordsburg Generating | 7994311 | 82504913 | 7967 | 2 | 7967 | GT2 | 350230009 | EQPT2 | 4.133 | 0.023 | 0.254 | 0.461 | 1.076 |  | 2.047 | 6.613 | 0.038 | 0.423 | 0.651 | 1.518 |  | 4.737 | 2019 | 45 | 9 | 846 | -1 | 166 | 221112 | -108.6981 | 32.3497 | 41.1 | 125 | 120 | 213 | 37 | N | Natural Gas | Y | N | N | 9999 | N |  | Combustion Turbine | 307 | 307.4702 | 11949
56458_G_GT2 | NM | 35025 | Lea Power - Hobbs Generating Station | Hobbs Generating Station | 14627711 | 91585513 | 56458 | HOBB2 | 56458 | GT2 | 350250341 | EQPT11 | 51.81 | 8.8 | 28.844 | 28.844 | 1.174 | 12.505 | 2.922 | 53.973 | 1.972 | 31.5 | 31.5 | 13.2 | 20.5 | 3.2 | 2019 | 165 | 18 | 179 | -1 | 75.3 | 221112 | -103.3099 | 32.7301 | 180 | 125 | 120 | 139 | 164.9 | N | Natural Gas | Y | N | N | 9999 | N |  | Combined Cycle | 7699 | 7699.2705 | 7503
56458_G_GT1 | NM | 35025 | Lea Power - Hobbs Generating Station | Hobbs Generating Station | 14627711 | 91585713 | 56458 | HOBB1 | 56458 | GT1 | 350250341 | EQPT1 | 46.79 | 9.1 | 20.518 | 20.518 | 1.127 | 24.363 | 3.169 | 51.435 | 1.862 | 29.7 | 29.7 | 7.8 | 23.4 | 1.6 | 2019 | 165 | 18 | 179 | -1 | 80.3 | 221112 | -103.3099 | 32.7301 | 180 | 125 | 120 | 139 | 164.5 | N | Natural Gas | Y | N | N | 9999 | N |  | Combined Cycle | 7932 | 7932.3193 | 7503
57872_G_UNIT1 | NM | 35025 | Lea County Electric Cooperative Power Plant | LCEC Generation LLVC | 17129011 | 113939413 |  |  | 57872 | UNIT1 | 350254190 | EQPT1 | 0.961 | 0.03 | 1.397 | 1.397 | 1.764 | 0.713 | 1.764 | 0.695 | 0.022 | 1.011 | 1.011 | 1.277 | 0.516 | 1.277 | 2019 | 80 | 4 | 722 | -1 | 85.23 | 221122 | -103.3222 | 32.9708 | 9.34 |  | 160 | 65 | 8.7 | N | Natural Gas | N | N | N | 9999 | N |  | Combustion Turbine | 2107 |  | 10745
57872_G_UNIT4 | NM | 35025 | Lea County Electric Cooperative Power Plant | LCEC Generation LLVC | 17129011 | 113939513 |  |  | 57872 | UNIT4 | 350254190 | EQPT10 | 0.911 | 0.029 | 1.325 | 1.325 | 1.673 | 0.676 | 1.673 | 0.915 | 0.029 | 1.33 | 1.33 | 1.679 | 0.679 | 1.679 | 2019 | 80 | 4 | 722 | -1 | 85.23 | 221122 | -103.3222 | 32.9708 | 9.34 |  | 160 | 65 | 8.7 | N | Natural Gas | N | N | N | 9999 | N |  | Combustion Turbine | 2021 |  | 10745
57872_G_UNIT5 | NM | 35025 | Lea County Electric Cooperative Power Plant | LCEC Generation LLVC | 17129011 | 113939613 |  |  | 57872 | UNIT5 | 350254190 | EQPT11 | 0.963 | 0.03 | 1.399 | 1.399 | 1.768 | 0.714 | 1.768 | 0.897 | 0.028 | 1.303 | 1.303 | 1.646 | 0.665 | 1.646 | 2019 | 80 | 4 | 722 | -1 | 85.23 | 221122 | -103.3222 | 32.9708 | 9.34 |  | 160 | 65 | 8.7 | N | Natural Gas | N | N | N | 9999 | N |  | Combustion Turbine | 2155 |  | 10745
57872_G_UNIT2 | NM | 35025 | Lea County Electric Cooperative Power Plant | LCEC Generation LLVC | 17129011 | 113940113 |  |  | 57872 | UNIT2 | 350254190 | EQPT8 | 0.941 | 0.03 | 1.367 | 1.367 | 1.727 | 0.698 | 1.727 | 0.916 | 0.029 | 1.331 | 1.331 | 1.681 | 0.679 | 1.681 | 2019 | 80 | 4 | 722 | -1 | 85.23 | 221122 | -103.3222 | 32.9708 | 9.34 |  | 160 | 65 | 8.7 | N | Natural Gas | N | N | N | 9999 | N |  | Combustion Turbine | 2095 |  | 10745
57872_G_UNIT3 | NM | 35025 | Lea County Electric Cooperative Power Plant | LCEC Generation LLVC | 17129011 | 113940213 |  |  | 57872 | UNIT3 | 350254190 | EQPT9 | 0.958 | 0.03 | 1.393 | 1.393 | 1.759 | 0.711 | 1.759 | 0.895 | 0.028 | 1.301 | 1.301 | 1.643 | 0.664 | 1.643 | 2019 | 80 | 4 | 722 | -1 | 85.23 | 221122 | -103.3222 | 32.9708 | 9.34 |  | 160 | 65 | 8.7 | N | Natural Gas | N | N | N | 9999 | N |  | Combustion Turbine | 2113 |  | 10745
2446_G_3 | NM | 35025 | Southwestern Public Service Co - Maddox Station | Maddox | 5228411 | 82518413 |  |  | 2446 | 3 | 350250034 | EQPT3 | 0.29 | 0.001 | 0.008 | 0.008 | 0.004 |  | 0.03 | 0.53 | 0.001 | 0.011 | 0.011 | 0.003 |  | 0.04 | 2019 | 21 | 9.3 | 736 | -1 | 5 | 221112 | -103.3018 | 32.7146 | 15 | 125 | 120 | 213 | 10 | N | Natural Gas | N | N | N | 9999 | N |  | Combustion Turbine | 17 |  | 13263
2446_G_2 | NM | 35025 | Southwestern Public Service Co - Maddox Station | Maddox | 5228411 | 82518513 |  |  | 2446 | 2 | 350250034 | EQPT2 | 132 | 0.33 | 2.8 | 2.8 | 0.89 |  | 0.21 | 545 | 1.52 | 13.02 | 13.02 | 4.14 |  | 2.76 | 2019 | 35 | 19.2 | 760 | -1 | 77.8 | 221112 | -103.3018 | 32.7146 | 94 | 125 | 120 | 217 | 61 | N | Natural Gas | N | N | N | 9999 | N |  | Combustion Turbine | 1000 |  | 13421
2446_B_051B | NM | 35025 | Southwestern Public Service Co - Maddox Station | Maddox | 5228411 | 82518613 | 2446 | 051B | 2446 | 051B | 350250034 | EQPT1 | 212 | 0.9 | 10.4 | 10.4 | 7.6 | 5.1248 | 0.73 | 518 | 1.88 | 23.03 | 23.03 | 16.7 | 10.9738 | 0.93 | 2019 | 156 | 12 | 394 | -1 | 35.9 | 221112 | -103.3018 | 32.7146 | 133 | 125 | 100 |  | 112 | N | Natural Gas | Y | N | N | 9999 | N |  | O/G Steam | 4547 | 4547.9199 | 10994
2454_G_4 | NM | 35025 | Xcel Energy - Cunningham Station Power Plant | Cunningham | 5229511 | 82534013 | 2454 | 124T | 2454 | 4 | 350250054 | EQPT7 | 84.7 | 0.9 | 9.642 | 9.642 | 3.068 | 10.5621 | 2.9 | 139.8 | 1.46 | 12.175 | 12.175 | 5.281 | 18.1834 | 12.6 | 2019 | 50 | 25.6 | 980 | -1 | 55 | 221112 | -103.3543 | 32.7135 | 1400 | 125 | 120 | 205 | 103 | N | Natural Gas | Y | N | N | 9999 | N |  | Combustion Turbine | 2848 | 2848.7996 | 11755
2454_G_3 | NM | 35025 | Xcel Energy - Cunningham Station Power Plant | Cunningham | 5229511 | 82534113 | 2454 | 123T | 2454 | 3 | 350250054 | EQPT3 | 43.2 | 0.4 | 5.285 | 5.285 | 1.682 | 5.7896 | 2.4 | 128.6 | 1.22 | 10.166 | 10.166 | 4.44 | 15.2854 | 6.6 | 2019 | 50 | 25.6 | 980 | -1 | 55 | 221112 | -103.3543 | 32.7135 | 1400 | 125 | 120 | 205 | 106 | N | Natural Gas | Y | N | N | 9999 | N |  | Combustion Turbine | 1597 | 1595.9006 | 11753
2454_B_122B | NM | 35025 | Xcel Energy - Cunningham Station Power Plant | Cunningham | 5229511 | 82534213 | 2454 | 122B | 2454 | 122B | 350250054 | EQPT9 | 588.9 | 2.4 | 29.34 | 29.34 | 5.4 | 14.3364 | 65 | 425 | 1.7 | 21.01 | 21.01 | 3.9 | 10.0221 | 0.3 | 2019 | 146 | 20 | 275 | -1 | 32.16 | 221112 | -103.3543 | 32.7135 | 1950 | 125 | 100 |  | 183 | N | Natural Gas | Y | N | N | 9999 | N |  | O/G Steam | 8040 | 8040.4102 | 10518
2454_G_1 | NM | 35025 | Xcel Energy - Cunningham Station Power Plant |  | 5229511 | 82534313 | 2454 | 121B |  |  | 350250054 | EQPT8 | 142.5 | 0.6 | 7 | 7 | 1.3 | 3.4219 | 7.8 | 305.1 | 1.1 | 13.67 | 13.67 | 2.5 | 6.5203 | 2.4 | 2019 | 139 | 15 | 275 | -1 | 22.98 | 221112 | -103.3543 | 32.7135 | 784 | 125 | 100 |  |  |  |  | Y | N | N |  | N |  |  | 4506 | 4506.0898
55343_G_CTG1 | NM | 35029 | PNM - Luna Energy Center | Luna Energy Facility | 7404611 | 82437513 | 55343 | CTG1 | 55343 | CTG1 | 350290013 | EQPT1 | 57.1 | 2.751 | 14.195 | 14.195 | 7.097 | 39.643 | 31.69 | 55.36 | 2.96 | 14.98 | 14.98 | 7.49 | 43.43 | 14.03 | 2019 | 160 | 18 | 237 | -1 | 70.6 | 221112 | -107.7827 | 32.2995 | 2380 | 125 | 120 | 139 | 150.5 | N | Natural Gas | Y | N | N | 9999 | N |  | Combined Cycle | 6765 | 6754.0908 | 7809
55343_G_CTG2 | NM | 35029 | PNM - Luna Energy Center | Luna Energy Facility | 7404611 | 82437613 | 55343 | CTG2 | 55343 | CTG2 | 350290013 | EQPT2 | 54.8 | 2.839 | 14.641 | 14.641 | 7.323 | 58.7 | 31.254 | 50 | 2.92 | 14.98 | 14.98 | 7.4 | 42.87 | 15.639 | 2019 | 160 | 18 | 237 | -1 | 70.6 | 221112 | -107.7827 | 32.2995 | 170 | 125 | 120 | 139 | 150.5 | N | Natural Gas | Y | N | N | 9999 | N |  | Combined Cycle | 6727 | 6726.9438 | 7809
87_B_1 | NM | 35031 | Prewitt Escalante Generating Station | Escalante | 5597111 | 82448113 | 87 | 1 | 87 | 1 | 350310032 | EQPT6 | 2436.7 | 898.5 | 9.3 | 15 | 23.7 | 0.3 | 267.2 | 2250.2 | 809.6 | 3.1 | 11.9 | 20.3 | 0.2 | 160.8 | 2017 | 450 | 20 | 125 | -1 | 50 | 221112 | -108.082 | 35.4159 | 2470 | 125 | 100 | 127 | 253 | N | Subbituminous | Y | N | N | 2020 | N |  | Coal Steam | 8760 | 8784 | 10809
58125_G_1 | NM | 35037 | SPS - Quay County Generating Plant | Quay County | 17750411 | 123574813 |  |  | 58125 | 1 | 350370014 | EQPT1 | 1.89 | 0.005 | 0.04 | 0.04 | 0.13 |  | 0.02 | 1.19 | 0.003 | 0.024 | 0.024 | 0.08 |  | 0.092 | 2019 | 70 | 12.75 | 865 | -1 | 92.8 | 221122 | -103.7311 | 35.1844 | 23 | 125 | 120 |  | 17 | N | Distillate Fuel Oil | N | N | N | 9999 | N |  | Combustion Turbine | 17 |  | 18577
55977_G_CTG1 | NM | 35045 | Bluffview Power Plant | Bluffview | 13646111 | 82635513 | 55977 | CTG-1 | 55977 | CTG1 | 350450462 | EQPT4 | 67.81 | 0.203 | 2.455 | 2.455 | 2.713 | 11.504 | 33.2 | 54.34 | 0.13 | 2.39 | 2.39 | 2.641 | 9.117 | 15.1 | 2019 | 70 | 13 | 269 | -1 | 37.95 | 221112 | -108.2144 | 36.7143 | 338 | 125 | 120 | 65 | 31 | N | Natural Gas | Y | N | N | 9999 | N |  | Combined Cycle | 7906 | 7913.8594 | 7883
2451_B_2 | NM | 35045 | PNM - San Juan Generating Station |  | 7991911 | 82423513 | 2451 | 2 |  |  | 350450902 | EQPT2 | 3252.4 | 360.6 | 34.2 | 34.2 | 34.1 | 0 | 4114 | [8 empty] | 400 | 20 | 127 | -1 | 70.7 | 221112 | -108.4386 | 36.8025 | 3690 | 125 | 100 | 141 |  |  |  | Y | N | N |  | N |  |  | 7171 | 7171.1797
2451_B_1 | NM | 35045 | PNM - San Juan Generating Station |  | 7991911 | 82423613 | 2451 | 1 |  |  | 350450902 | EQPT1 | 2941.1 | 597.7 | 48.3 | 48.3 | 37.8 | 31.7 | 4398.1 | 2614.94 | 428.87 | 58.32 | 139.96 | 33.85 | 27.22 | 2473.74 | 2019 | 400 | 20 | 127 | -1 | 74.3 | 221112 | -108.4386 | 36.8025 | 3710 | 125 | 100 | 141 |  |  |  | Y | N | N |  | N |  |  | 7783 | 7782.5811
2451_B_4 | NM | 35045 | PNM - San Juan Generating Station |  | 7991911 | 82425213 | 2451 | 4 |  |  | 350450902 | EQPT4 | 4224.3 | 1124.8 | 57.1 | 57.1 | 55.9 | 9.5 | 2350.6 | 3863.02 | 1024.43 | 68.17 | 136.34 | 49.48 | 8.54 | 2865.4 | 2019 | 400 | 28 | 128 | -1 | 58.4 | 221112 | -108.4386 | 36.8025 | 5650 | 125 | 100 | 141 |  |  |  | Y | N | N |  | N |  |  | 7928 | 7927.8701
2451_B_3 | NM | 35045 | PNM - San Juan Generating Station |  | 7991911 | 82425313 | 2451 | 3 |  |  | 350450902 | EQPT3 | 4478.8 | 830 | 56.3 | 56.3 | 49 | 0 | 4336 | [8 empty] | 400 | 28 | 128 | -1 | 58.4 | 221112 | -108.4386 | 36.8025 | 5760 | 125 | 100 | 141 |  |  |  | Y | N | N |  | N |  |  | 7471 | 7470.8896
54814_G_GO1A | NM | 35045 | Milagro Gas Treating Plant |  | 7993111 | 82413913 | 54814 | 1 |  |  | 350450274 | EQPT10 | 357.13 | 0.324 | 0.097099 | 0.15842 | 1.1856 | 3.6949 | 47.3229 | [8 empty] | 80 | 10 | 328 | 6023.999 | 76.7 | 213112 | -107.9417 | 36.7359 | 381 | 108 | 120 |  |  |  |  | Y | N | N |  | N |  |  |  | 2184
58284_G_0001 | NM | 35061 | La Luz Energy Center | La Luz Energy Center | 17750511 | 125726613 | 58284 | 1 | 58284 | 0001 | 350610039 | EQPT1 | 1 | 0.1 | 0.3 | 0.3 | 0.4 | 0.6 | 0.1 | 0.94 | 0.025 | 0.27 | 0.27 | 0.23 | 0.56 | 0.06 | 2019 | 45 | 10 | 730 | 9392 | 119.6 | 221112 | -106.815 | 34.6162 | 42 | 125 | 120 |  | 41 | N | Natural Gas | Y | N | N | 9999 | N |  | Combustion Turbine | 718 | 717.8401 | 11625
55802_G_CTG1 | NM | 35061 | Valencia Power Plant | Valencia Energy Facility | 7799911 | 82635413 | 55802 | CTG1 | 55802 | CTG1 | 350610031 | EQPT2 | 12.86 | 0.22 | 6.33 | 6.33 | 0.84 |  | 4.81 | 18.46 | 0.282 | 7.707 | 7.707 | 1.028 |  | 5.671 | 2019 | 14.9 | 6.1 | 839 | -1 | 28.1 | 221112 | -106.7321 | 34.6111 | 160 | 125 | 120 |  | 144.3 | N | Natural Gas | Y | N | N | 9999 | N |  | Combustion Turbine | 639 | 639.2501 | 11850
55155_G_UNT3 | NY | 36001 | ALBANY LANDFILL | MM Albany Energy | 7800711 | 3438613 |  |  | 55155 | UNT3 | 4010100171 | EI0001 | 0.034248 | 0.00036474 | 0.0026542 | 0.0026564 | 0.00034248 | 0.0013699 | 0.008562 | [7 empty] | 2017 | 73.6 | 3.8 | 416 | 5.4883 | 0.4837 | 562212 | -73.8533 | 42.7088 |  | 104 | 160 |  | 0.9 | N | Landfill Gas | N | N | N | 9999 | N | 55155_G_UNT1;55155_G_UNT3;55155_G_UNT2 | Landfill Gas |  |  | 13500
2539_G_5 | NY | 36001 | BETHLEHEM ENERGY CENTER | Bethlehem Energy Center | 7801011 | 64136913 | 2539 | 10003;10001;10002; | 2539 | 5;5;5 | 4012200044 | U00010 | 129.0332 | 10.868 | 57.7047 | 58.2355 | 16.4538 | 0.032395 | 12.8582 | 107.988 | 9.463 | 41.6755 | 41.8797 | 13.857 | 0.97841 | 29.3194 | 2019 | 248 | 19 | 308 | 208.0316 | 0.7334 | 221112 | -73.7641 | 42.5935 | 7350 | 125 | 140 |  | 182.6 | N | Natural Gas | Y | N | N | 9999 | Y | 2539_G_8;2539_G_5;2539_G_7;2539_G_6 | Combined Cycle |  | 7567.4502 | 7056
10725_G_GEN1 | NY | 36001 | SELKIRK COGENERATION PROJECT | Selkirk Cogen | 7801111 | 3434913 | 10725 | CTG101 | 10725 | GEN1 | 4012200078 | U00001 | 57.9625 | 0.46506 | 1.3881 | 1.3899 | 2.415 | 4.9916 | 36.3845 | 6.9815 | 0.054095 | 0.21905 | 0.21905 | 0.20288 | 0.58044 | 4.552 | 2019 | 12 | 0.7 | 1010 | -1 | 123 | 221112 | -73.8603 | 42.5757 | 1220 | 125 | 140 |  | 69.4 | Y | Natural Gas, Distillate Fuel Oil | Y | N | N | 9999 | N | 10725_G_GEN2;10725_G_GEN1 | Combined Cycle |  | 1666.5005 | 7915
10725_G_GEN5 | NY | 36001 | SELKIRK COGENERATION PROJECT | Selkirk Cogen | 7801111 | 3435013 | 10725 | CTG201;CTG301; | 10725 | GEN5;GEN5 | 4012200078 | U00002 | 52.192 | 1.223 | 5.398 | 5.4029 | 4.8967 | 0.855 | 9.538 | 13.0095 | 1.4475 | 6.4887 | 6.4941 | 3.5452 | 0.0635 | 1.581 | 2019 | 200 | 15 | 72 | 0.0166 | 0.001 | 221112 | -73.8603 | 42.5757 | 160 | 125 | 140 | 28 | 123.6 | Y | Natural Gas, Distillate Fuel Oil | Y | Y | N | 9999 | Y | 10725_G_GEN5;10725_G_GEN4;10725_G_GEN3 | Combined Cycle |  | 2263.7219 | 7915
56987_G_GEN1 | NY | 36003 | HYLAND LANDFILL | Hyland LFGTE Facility | 15449111 | 96597113 |  |  | 56987 | GEN1 | 9023200003 | 1LFGTE | [7 empty] | 21.7234 | 105.6775 | 5.567e-05 | 5.765e-05 | 19.0347 |  | 146.3948 | 2019 | 28 | 1.66 | 836 | -1 | 73 | 562212 | -78.0079 | 42.2868 | 4800 | 104 | 160 |  | 1.6 | N | Landfill Gas | N | N | N | 9999 | N | 56987_G_GEN3;56987_G_GEN1;56987_G_GEN2 | Landfill Gas |  |  | 13500
7784_G_1 | NY | 36003 | RG&E ALLEGANY STATION 133 | Allegany Cogen | 8377511 | 1494013 | 10619 | 00001 | 7784 | 1 | 9025800018 | U1GTDB | 10.629 | 0.2135 | 2.4162 | 2.4162 | 0.76871 | 0.131 | 10.2875 | 2.198 | 0.0415 | 0.47003 | 0.47003 | 0.1886 | 0.0505 | 1.708 | 2019 | 213 | 11.2 | 210 | -1 | 52 | 221112 | -78.0682 | 42.5029 | 38 | 125 | 120 | 99 | 40 | N | Natural Gas | Y | N | N | 9999 | N | 7784_G_1;7784_G_2 | Combined Cycle |  | 1826.0387 | 8466
52168_B_0003HP | NY | 36005 | RIVERBAY CORP-CO-OP CITY |  | 8378311 | 64121313 | 52168 | 0003HP |  |  | 2600300038 | U00003 | 13.7047 | 0.2274 | 2.8806 | 2.8806 | 2.0845 | 0.18571 | 6.8637 | [8 empty] | 138 | 6.833 | 340 | -1 | 56 | 53111 | -73.8275 | 40.8701 | 212 |  | 100 | 205&26 |  |  |  | Y | N | N |  | N |  |  |  | 3231.5
52168_G_GEN3 | NY | 36005 | RIVERBAY CORP-CO-OP CITY | Riverbay | 8378311 | 97069813 | 52168 | 00004 | 52168 | GEN3 | 2600300038 | U00004 | 0.13235 | 0.0129 | 0.19527 | 0.19527 | 0.098205 | 0.6022 | 0.42599 | [8 empty] | 150 | 5.28 | 303 | -1 | 77 | 53111 | -73.8275 | 40.8701 |  |  | 120 |  | 12.3 | Y | Natural Gas, Distillate Fuel Oil | Y | N | N | 9999 | N |  | Combustion Turbine |  | 1666 | 8700
52168_G_GEN4 | NY | 36005 | RIVERBAY CORP-CO-OP CITY | Riverbay | 8378311 | 97069913 | 2292 | 00006 | 52168 | GEN4 | 2600300038 | U00006 | 0.16356 | 0.00978 | 0.14173 | 0.14173 | 0.020344 | 0.8499 | 0.34588 | [8 empty] | 150 | 5.28 | 303 | -1 | 77 | 53111 | -73.8275 | 40.8701 |  |  | 120 |  | 12.3 | Y | Natural Gas, Distillate Fuel Oil | N | N | N | 9999 | N |  | Combustion Turbine |  |  | 8700
7914_G_HR02 | NY | 36005 | HARLEM RIVER YARDS PLANT | Harlem River Yard | 9389711 | 55527913 | 7914 | HR01;HR02; | 7914 | HR02;HR02 | 2600700726 | 100001 | 3.2112 | 0.20285 | 1.2224 | 1.2224 | 0.57709 | 2.3765 | 2.572 | 2.3963 | 0.22502 | 1.042 | 1.042 | 0.34371 | 0.95228 | 0.99586 | 2019 | 13 | 0.2 | 1120 | -1 | 135 | 221112 | -73.9142 | 40.798 | 950 | 125 | 120 |  | 40 | N | Natural Gas | Y | N | N | 9999 | Y | 7914_G_HR02;7914_G_HR01 | Combustion Turbine |  | 618.2991 | 11043
7913_G_HG02 | NY | 36005 | HELL GATE | Hell Gate | 9389811 | 55527813 | 7913 | HG01;HG02; | 7913 | HG02;HG02 | 2600700724 | 100001 | 3.1563 | 0.1836 | 1.5264 | 1.5264 | 0.51716 | 0.002384 | 1.8758 | 2.6157 | 0.25454 | 1.0413 | 1.0413 | 0.3459 | 0.001056 | 1.2121 | 2019 | 13 | 0.2 | 1120 | -1 | 135 | 221112 | -73.9118 | 40.7987 | 961 | 125 | 120 |  | 40 | N | Natural Gas | Y | N | N | 9999 | Y | 7913_G_HG01;7913_G_HG02 | Combustion Turbine |  | 586.6598 | 11028
55600_G_1 | NY | 36007 | BINGHAMTON CO-GENERATION PLANT | Binghamton Cogen | 8380211 | 64143213 | 55600 | 1 | 55600 | 1 | 7030200079 | 000001 | 15.55 | 0.149 | 0.76 | 0.76 | 1.52 |  | 0.301 | [8 empty] | 200 | 11 | 232 | 106.945 | -1 | 221112 | -75.9279 | 42.1072 | 410 | 125 | 120 |  | 42 | Y | Natural Gas | Y | N | N | 9999 | N |  | Combustion Turbine |  | 809.2895 | 9572
54076_G_GEN1 | NY | 36009 | INDECK OLEAN ENERGY CENTER | Indeck Olean Energy Center | 8433511 | 591513 | 54076 | 1 | 54076 | GEN1 | 9041200042 | O00001 | 20.6604 | 0.29942 | 0.26315 | 0.26321 | 0.071967 | 1.8964 | 1.9563 | 19.3954 | 0.31445 | 2.0978 | 2.0982 | 0.57455 | 0.48315 | 1.9823 | 2019 | 175 | 10 | 205 | -1 | 70 | 221112 | -78.4543 | 42.086 | 789 | 125 | 120 | 99 | 34.1 | Y | Natural Gas, Distillate Fuel Oil | Y | N | N | 9999 | N | 54076_G_GEN1;54076_G_GEN2 | Combined Cycle |  | 2008.5 | 8935
2682_G_7 | NY | 36013 | SAMUEL A CARLSON GENERATING STATION | S A Carlson | 7806011 | 2858413 | 2682 | 20 | 2682 | 7 | 9060800053 | U00020 | 109.9 | 0.6 | 3.2418 | 3.2418 | 1.9446 |  | 30.2775 | 95.49 | 0.4382 | 0.38635 | 0.38635 | 1.5352 |  | 18.3176 | 2019 | 200 | 12 | 790 | -1 | 83 | 221112 | -79.2477 | 42.0935 | 554 | 125 | 120 |  | 42 | N | Natural Gas | Y | N | N | 9999 | N | 2682_B_HRSG;2682_G_7;2682_G_5;2682_G_6 | Combustion Turbine |  | 4705.25 | 10745
2682_B_10 | NY | 36013 | SAMUEL A CARLSON GENERATING STATION | S A Carlson | 7806011 | 2858513 | 2682 | 10 | 2682 | 10 | 9060800053 | U00004 | 1.5 | 0.005 | 0.21824 | 0.21842 | 0.1595 | 0.0928 | 1.1036 | 0.3 | 0.003 | 0.041183 | 0.041216 | 0.029975 | 0.01744 | 0.2069 | 2019 | 195 | 7 | 72 | -1 | 65 | 221112 | -79.2477 | 42.0935 | 190 | 125 | 100 |  | 15 | N | Natural Gas | Y | N | N | 9999 | N |  | O/G Steam |  | 720 | 8300
2682_B_12 | NY | 36013 | SAMUEL A CARLSON GENERATING STATION |  | 7806011 | 2858613 | 2682 |  |  | ; | 9060800053 | U00003 | 1.3047 | 0.01115 | 0.13217 | 0.13397 | 0.094798 | 0.055832 | 0.6668 | 0.1 |  | 0.01634 | 0.020919 | 0.011825 | 0.00688 | 0.0545 | 2019 | 195 | 10 | 72 | -1 | 65 | 221112 | -79.2477 | 42.0935 | 190 | 125 | 100 |  |  |  |  | Y | N | N |  | Y | 2682_B_12;2682_B_9
54574_G_GEN1 | NY | 36019 | SARANAC POWER PARTNERS COGENERATION FAC | Saranac Facility | 8375111 | 1671213 | 54574 | 00001 | 54574 | GEN1 | 5094200106 | U00001 | 11.6793 | 0.38622 | 1.8073 | 3.6546 | 1.5585 | 1.8176 | 0.96913 | 9.8947 | 0.10554 | 2.1407 | 2.4812 | 0.72821 | 0.3321 | 0.56793 | 2019 | 160 | 16 | 72 | -1 | 60.2 | 221112 | -73.4559 | 44.7131 | 1680 | 125 | 160 | 109&139 | 82.3 | N | Natural Gas | Y | N | N | 9999 | N |  | Combined Cycle |  | 722.3799 | 9097
54574_G_GEN2 | NY | 36019 | SARANAC POWER PARTNERS COGENERATION FAC | Saranac Facility | 8375111 | 1671313 | 54574 | 00002 | 54574 | GEN2 | 5094200106 | U00002 | 5.1579 | 0.19081 | 0.89315 | 1.805 | 0.77145 | 0.87031 | 0.89913 | 1.6739 | 0.01165 | 0.28709 | 0.3362 | 0.11393 | 0.00585 | 0.23554 | 2019 | 160 | 16 | 72 | -1 | 64.9 | 221112 | -73.4559 | 44.7131 | 1680 | 125 | 120 |  | 82 | N | Natural Gas | Y | N | N | 9999 | N |  | Combined Cycle |  | 315.5601 | 9097
54574_G_GEN3 | NY | 36019 | SARANAC POWER PARTNERS COGENERATION FAC | Saranac Facility | 8375111 | 1671413 |  |  | 54574 | GEN3 | 5094200106 | U00003 | 22.5881 | 0.5115 | 2.6383 | 2.7077 | 4.4729 | 1.1109 | 0.26985 | 15.9487 | 0.17966 | 1.2618 | 1.3866 | 1.647 |  | 0.2179 | 2019 | 120 | 5 | 72 | -1 | 13.4 | 221112 | -73.4559 | 44.7131 | 85 | 125 | 100 |  | 85.6 | N | Natural Gas | N | Y | N | 9999 | N |  | Combined Cycle |  |  | 9097
10305_G_GEN1 | NY | 36027 | DUTCHESS CO RESOURCE RECOVERY FACILITY | Dutchess Cnty Resource Recovery Facility | 7993711 | 4099913 |  |  | 10305 | GEN1 | 3134600019 | 1MBMWC | 162.586 | 10.783 | 0.12385 | 0.14576 | 22.5119 |  | 92.6835 | 140.531 | 9.347 | 0.062011 | 0.07166 | 23.3087 |  | 66.9395 | 2019 | 200 | 4 | 400 | -1 | 80 | 221118 | -73.9432 | 41.6469 |  | 103 | 270 |  | 7.2 | Y | MSW | N | Y | N | 9999 | N |  | Municipal Solid Waste |  |  | 26554
2549_B_68 | NY | 36029 | HUNTLEY STEAM GENERATING STATION |  | 8504011 | 550713 | 2549 | 68;67 |  | ; | 9146400130 | U00002 | 143 | 753 | 2.1196 | 6.1839 | 5.1412 | 71.8385 | 39.3907 | [8 empty] | 350 | 20.5 | 186 | -1 | 38.7 | 221112 | -78.93 | 42.97 | 2280 | 125 | 100 | 10 |  |  |  | Y | N | N |  | Y | 2549_B_67;2549_B_68 |  |  | 1435.23
50451_G_GEN2 | NY | 36029 | INDECK-YERKES ENERGY SERVICES | Indeck Yerkes Energy Center | 8504111 | 549813 |  |  | 50451 | GEN2 | 9146400153 | Y00002 | 9.0785 | 0.0985 | 0.27889 | 0.27992 | 2.1337 |  | 5.212 | 5.495 | 0.104 | 0.010673 | 0.011431 | 2.3559 |  | 0.35375 | 2019 | 90 | 2.833 | 311 | 453 | 72 | 221112 | -78.9179 | 42.9673 | 19 | 125 | 100 |  | 15.4 | Y | Natural Gas, Distillate Fuel Oil | N | N | N | 9999 | N |  | Combined Cycle |  |  | 10128
50451_G_GEN1 | NY | 36029 | INDECK-YERKES ENERGY SERVICES | Indeck Yerkes Energy Center | 8504111 | 549913 | 50451 | 1 | 50451 | GEN1 | 9146400153 | Y00001 | 74.4359 | 0.5017 | 11.4903 | 11.4943 | 3.9038 |  | 3.4637 | 20.1605 | 0.0785 | 2.947 | 2.947 | 0.93587 |  | 2.918 | 2019 | 150 | 9.8 | 232 | -1 | 74 | 221112 | -78.9179 | 42.9673 | 29 | 125 | 120 |  | 32.3 | Y | Natural Gas, Distillate Fuel Oil | Y | Y | N | 9999 | N |  | Combined Cycle |  | 2537.25 | 10128
57003_G_GEN1 | NY | 36035 | INNOVATIVE / FULTON | Fulton LFGTE Facility | 15448511 | 96597413 |  |  | 57003 | GEN1 | 5172800122 | 1FLFGE | [7 empty] | 12.3425 | 2.2093 | 5.1463 | 5.1463 | 10.0482 | 0.21208 | 60.8489 | 2017 | 35 | 1.25 | 900 | -1 | 168 | 221112 | -74.4718 | 43.0104 | 3200 | 125 | 160 |  | 1.6 | N | Landfill Gas | N | N | N | 9999 | N | 57003_G_GEN1;57003_G_GEN2 | Landfill Gas |  |  | 13500
54593_G_GEN1 | NY | 36037 | BATAVIA POWER PLANT | Batavia Power Plant | 8462711 | 1616913 | 54593 | 1 | 54593 | GEN1 | 8180200045 | 1CMBTN | 24.648 | 0.134 | 1.4156 | 1.466 | 0.467 |  | 4.9595 | 6.385 | 0.14534 | 0.27242 | 0.28214 | 0.090001 |  | 1.0335 | 2019 | 150 | 11 | 72 | -1 | 60.2 | 221112 | -78.1592 | 42.9827 | 38 | 125 | 120 |  | 34.3 | N | Natural Gas | Y | N | N | 9999 | N |  | Combined Cycle |  | 1015 | 9166
55405_G_CT1 | NY | 36039 | ATHENS GENERATING PLANT | Athens Generating Plant | 9333711 | 64138613 | 55405 | 1 | 55405 | CT1 | 4192200055 | U00001 | 47.3175 | 2.9545 | 22.3425 | 22.3425 | 4.8672 | 11.769 | 385.8765 | 30.652 | 13.7703 | 18.6425 | 18.6425 | 4.0418 | 9.3655 | 227.4175 | 2019 | 180 | 19 | 242 | 457.695 | 1.6136 | 221112 | -73.8504 | 42.2719 | 2800 | 125 | 120 |  | 224.1 | N | Natural Gas | Y | N | N | 9999 | N | 55405_G_ST1;55405_G_CT1 | Combined Cycle |  | 4605.272 | 7281
55405_G_CT2 | NY | 36039 | ATHENS GENERATING PLANT | Athens Generating Plant | 9333711 | 64138713 | 55405 | 2 | 55405 | CT2 | 4192200055 | U00002 | 25.1575 | 1.762 | 15.1225 | 15.1225 | 2.726 | 14.453 | 226.197 | 19.9825 | 7.0983 | 6.6485 | 6.6485 | 1.2979 | 1.0655 | 256.337 | 2019 | 180 | 19 | 242 | 457.695 | 1.6136 | 221112 | -73.8504 | 42.2719 | 2800 | 125 | 120 |  | 222.6 | N | Natural Gas | Y | N | N | 9999 | N | 55405_G_CT2;55405_G_ST2 | Combined Cycle |  | 4670.603 | 7281
55405_G_CT3 | NY | 36039 | ATHENS GENERATING PLANT | Athens Generating Plant | 9333711 | 64138813 | 55405 | 3 | 55405 | CT3 | 4192200055 | U00003 | 25.659 | 1.898 | 11.124 | 11.124 | 2.2226 | 8.1715 | 206.833 | 37.2995 | 14.658 | 14.772 | 14.772 | 2.7576 | 5.512 | 299.805 | 2019 | 180 | 19 | 242 | 457.695 | 1.6136 | 221112 | -73.8504 | 42.2719 | 2800 | 125 | 120 |  | 222.7 | N | Natural Gas | Y | N | N | 9999 | N | 55405_G_ST3;55405_G_CT3 | Combined Cycle |  | 3830.0796 | 7281
10620_G_GEN1 | NY | 36045 | CARTHAGE ENERGY COGEN FACILITY | Carthage Energy LLC | 8036811 | 3684113 | 10620 | 1 | 10620 | GEN1 | 6226000024 | U00001 | 7.5488 | 0.09098 | 0.2425 | 0.2426 | 0.11564 |  | 0.39495 | 1.9178 | 0.01952 | 0.10467 | 0.10467 | 0.036832 |  | 0.1744 | 2019 | 213 | 10.8 | 200 | -1 | 58 | 221112 | -75.621 | 43.9842 | 583 | 125 | 120 |  | 38.2 | N | Natural Gas, Distillate Fuel Oil | Y | N | N | 9999 | N |  | Combined Cycle |  | 253.1999 | 9865
10620_G_GEN2 | NY | 36045 | CARTHAGE ENERGY COGEN FACILITY | Carthage Energy LLC | 8036811 | 3684213 |  |  | 10620 | GEN2 | 6226000024 | EIC001 | 0.39684 | 0.093035 | 0.38996 | 0.62001 | 0.09494 |  | 0.09984 | 0.33524 | 0.00596 | 0.032209 | 0.040385 | 0.00726 |  | 1.8293 | 2019 | 36.6 | 1.8 | 442 | 0.8416 | 0.3306 | 221112 | -75.621 | 43.9842 |  | 125 | 140 |  | 21 | N | Natural Gas, Distillate Fuel Oil | N | Y | N | 9999 | N |  | Combined Cycle |  |  | 9865
10464_B_E0003 | NY | 36045 | BLACK RIVER GENERATION LLC | ReEnergy Black River | 8104811 | 4821513 | 10464 |  | 10464 | E0003;E0003;E0003 | 6224000009 | U00001 | 401.3 | 6.6 | 11.406 | 28.6775 | 76.7708 |  | 63.9 | 334.9 | 17.1 | 2.7505 | 6.9155 | 72.3632 |  | 150.8 | 2017 | 235 | 8.5 | 300 | -1 | 64 | 221118 | -75.7717 | 44.0367 | 249 | 125 | 100 |  | 18.3 | N | Biomass | Y | N | N | 9999 | Y | 10464_B_E0002;10464_B_E0003;10464_B_E0001 | Biomass |  | 8242.1094 | 17949
50743_B_1 | NY | 36047 | STARRETT CITY POWER PLANT | Starrett City Cogen Facility | 7943911 | 2535913 |  |  | 50743 | 1 | 2610500263 | 000001 | [7 empty] | 120.6891 | 0.45668 | 5.7096 | 5.7191 | 4.1561 | 0.37077 | 63.4666 | 2019 | 99 | 4.7 | 800 | 21.3616 | 1.2307 | 53111 | -73.8797 | 40.6495 | 140 |  | 100 |  | 2.8 | Y | Natural Gas | N | N | N | 9999 | N |  | O/G Steam |  |  | 8300
2494_G_GT48 | NY | 36047 | GOWANUS GENERATING STATION | Gowanus Gas Turbines Generating | 7992311 | 97070713 | 2494 | ;CT02-2;CT02-6;CT02-4;CT02-1;CT03-1;CT03-5;CT02-7;CT03-7;CT02-5;CT03-2;CT02-3;CT02-8;CT03-6;CT03-8;CT04-1;CT01-4;CT03-3;CT04-5;CT04-2;CT03-4;CT04-6;CT01-1;CT04-4;CT04-7;CT04-3;CT01-3;CT01-6;CT01-5;CT01-7;CT01-8;CT01-2;CT04-8 | 2494 | GT48;GT48;GT48;GT48;GT48;GT48;GT48;GT48;GT48;GT48;GT48;GT48;GT48;GT48;GT48;GT48;GT48;GT48;GT48;GT48;GT48;GT48;GT48;GT48;GT48;GT48;GT48;GT48;GT48;GT48;GT48;GT48 | 2610200116 | G00001 | 47.161 | 0.45702 | 1.2458 | 1.2749 | 0.41733 |  | 10.7456 | 24.4095 | 0.19541 | 0.61599 | 0.62828 | 0.17918 |  | 4.5518 | 2019 | 57 | 18.1 | 930 | -1 | 31 | 221112 | -74.0018 | 40.6615 | 9570 | 125 | 120 |  | 16.6 | N | Distillate Fuel Oil | Y | N | N | 9999 | Y | 2494_G_GT34;2494_G_GT35;2494_G_GT36;2494_G_GT38;2494_G_GT37;2494_G_GT42;2494_G_GT44;2494_G_GT24;2494_G_GT12;2494_G_GT32;2494_G_GT25;2494_G_GT27;2494_G_GT11;2494_G_GT17;2494_G_GT18;2494_G_GT21;2494_G_GT46;2494_G_GT47;2494_G_GT13;2494_G_GT14;2494_G_GT33;2494_G_GT41;2494_G_GT43;2494_G_GT45;2494_G_GT26;2494_G_GT28;2494_G_GT23;2494_G_GT48;2494_G_GT31;2494_G_GT15;2494_G_GT16;2494_G_GT22 | Combustion Turbine |  | 90.7 | 17314
2496_G_GT5 | NY | 36047 | CON EDISON - HUDSON AVE STATION | Hudson Avenue | 8038811 | 3680213 | 2496 | CT0005;CT0003;;CT0004 | 2496 | GT5;GT5;GT5 | 2610100042 | HA0005 | 3.6285 | 0.3445 | 0.48742 | 0.498 | 0.0475 |  | 0.389 | 3.252 | 0.28002 | 0.056897 | 0.070407 | 0.043 |  | 0.326 | 2019 | 47 | 16.4 | 935 | -1 | 35.2 | 22133 | -73.9803 | 40.7049 | 705 | 183 | 120 |  | 14.7 | N | Distillate Fuel Oil | Y | Y | N | 9999 | Y | 2496_G_4;2496_G_GT3;2496_G_GT5 | Combustion Turbine |  | 27.59 | 20160
2499_G_NT18 | NY | 36047 | NARROWS GENERATING STATION | Narrows Gas Turbines Generating | 8039511 | 3677313 | 2499 | ;CT01-3;CT01-5;CT01-6;CT01-7;CT01-1;CT01-4;CT01-8;CT01-2 | 2499 | NT18;NT18;NT18;NT18;NT18;NT18;NT18;NT18 | 2610200086 | NA0005 | 110.3095 | 1.1715 | 2.2748 | 2.3514 | 1.0964 |  | 26.6722 | 53.759 | 0.54032 | 1.0493 | 1.0493 | 0.33366 |  | 13.0272 | 2019 | 62 | 15.6 | 905 | 166.6066 | 0.8713 | 221112 | -74.0234 | 40.6499 |  | 125 | 120 |  | 17.4 | N | Natural Gas, Distillate Fuel Oil | Y | N | N | 9999 | Y | 2499_G_NT11;2499_G_NT17;2499_G_NT13;2499_G_NT14;2499_G_NT16;2499_G_NT12;2499_G_NT15;2499_G_NT18 | Combustion Turbine |  | 397.6 | 17192
2499_G_NT28 | NY | 36047 | NARROWS GENERATING STATION | Narrows Gas Turbines Generating | 8039511 | 64125713 | 2499 | ;CT02-7;CT02-3;CT02-4;CT02-1;CT02-8;CT02-2;CT02-5;CT02-6 | 2499 | NT28;NT28;NT28;NT28;NT28;NT28;NT28;NT28 | 2610200086 | NA0006 | 120.3575 | 1.2814 | 2.4737 | 2.5573 | 1.1973 |  | 29.1624 | 55.76 | 0.55995 | 1.0874 | 1.0875 | 0.34578 |  | 13.5001 | 2019 | 57 | 15.6 | 905 | 166.6066 | 0.8713 | 221112 | -74.0234 | 40.6499 |  | 125 | 120 |  | 16.5 | N | Natural Gas, Distillate Fuel Oil | Y | N | N | 9999 | Y | 2499_G_NT25;2499_G_NT27;2499_G_NT28;2499_G_NT22;2499_G_NT24;2499_G_NT23;2499_G_NT26;2499_G_NT21 | Combustion Turbine |  | 485.8001 | 17192
54914_G_01 | NY | 36047 | BROOKLYN NAVY YARD COGENERATION PLANT | Brooklyn Navy Yard Cogeneration | 8105011 | 4819613 | 54914 | 1 | 54914 | 01 | 2610100185 | U00001 | 38.5015 | 2.9907 | 0.011513 | 0.011581 | 0.0098139 | 19.3864 | 2.6368 | 32.2006 | 2.8001 | 0.55635 | 0.56891 | 0.007021 | 9.5098 | 13.1681 | 2017 | 310 | 17 | 240 | -1 | 70 | 221112 | -73.9767 | 40.6993 | 85 | 125 | 120 |  | 90 | Y | Natural Gas, Distillate Fuel Oil | Y | N | N | 9999 | N |  | Combined Cycle |  | 8389.1191 | 5884
54914_G_02 | NY | 36047 | BROOKLYN NAVY YARD COGENERATION PLANT | Brooklyn Navy Yard Cogeneration | 8105011 | 4819713 | 54914 | 2 | 54914 | 02 | 2610100185 | U00002 | 1.5274 | 2.9516 | 0.0093298 | 0.0093486 | 0.0073434 | 16.0973 | 4.1141 | 30.5 | 2.7 | 0.0089947 | 0.0090239 | 0.0067916 | 4.7464 | 15.8769 | 2017 | 310 | 17 | 240 | -1 | 70 | 221112 | -73.9767 | 40.6993 | 85 | 125 | 120 | 139&65 | 90 | Y | Natural Gas, Distillate Fuel Oil | Y | N | N | 9999 | N |  | Combined Cycle |  | 8264.8496 | 5884
54914_G_03 | NY | 36047 | BROOKLYN NAVY YARD COGENERATION PLANT | Brooklyn Navy Yard Cogeneration | 8105011 | 4819813 |  |  | 54914 | 03 | 2610100185 | U00003 | 0.9112 | 0.016876 | 0.018551 | 0.018995 | 0.011055 |  | 0.015575 | 0.6392 | 0.000235 | 0.013016 | 0.013325 | 0.0087868 |  | 0.01077 | 2019 | 135 | 1.2 | 690 | -1 | 55.1 | 221112 | -73.9767 | 40.6993 | 30 | 125 | 120 |  | 35 | Y | Natural Gas, Distillate Fuel Oil | N | Y | N | 9999 | N |  | Combined Cycle |  |  | 5884
54914_G_04 | NY | 36047 | BROOKLYN NAVY YARD COGENERATION PLANT | Brooklyn Navy Yard Cogeneration | 8105011 | 4819913 |  |  | 54914 | 04 | 2610100185 | U00004 | 0.75255 | 0.01368 | 0.016334 | 0.016725 | 0.006785 |  | 0.01121 | 1.7491 | 0.00022 | 0.013014 | 0.013325 | 0.0063547 |  | 0.0089 | 2019 | 135 | 1.2 | 690 | -1 | 55.1 | 221112 | -73.9767 | 40.6993 | 30 | 125 | 120 |  | 35 | Y | Natural Gas, Distillate Fuel Oil | N | Y | N | 9999 | N |  | Combined Cycle |  |  | 5884
7910_G_2 | NY | 36047 | 23RD AND 3RD PLANT | Joseph J Seymour Power Project | 9326011 | 55489013 | 7910 | 2301;2302; | 7910 | 2;2 | 2610200482 | 100001 | 6.3039 | 0.38721 | 4.0849 | 4.0849 | 1.3013 | 4.8438 | 4.7684 | 4.6745 | 0.3095 | 2.7418 | 2.7418 | 0.90781 | 2.2938 | 2.8594 | 2019 | 10 | 0.4 | 983 | -1 | 61.9 | 221112 | -74.0007 | 40.6618 | 1010 | 125 | 120 | 109&139 | 39.9 | N | Natural Gas | Y | N | N | 9999 | Y | 7910_G_1;7910_G_2 | Combustion Turbine |  | 1583.5309 | 11015
7915_G_N01 | NY | 36047 | N 1ST STREET PLANT | North 1st | 9326111 | 55488913 | 7915 | NO1 | 7915 | N01 | 2610101077 | 100001 | 3.2852 | 0.15643 | 1.6126 | 1.6126 | 0.51335 | 1.7888 | 0.77839 | 2.3082 | 0.1085 | 0.75304 | 0.75306 | 0.35972 | 0.82246 | 1.0183 | 2019 | 107 | 12 | 719 | -1 | 77 | 221112 | -73.9664 | 40.7147 | 475 | 125 | 120 | 109&139 | 46 | N | Natural Gas | Y | N | N | 9999 | N |  | Combustion Turbine |  | 1082.1584 | 10821
10617_G_GEN1 | NY | 36049 | BEAVER FALLS GENERATING FACILITY | CH Resources Beaver Falls | 8469511 | 570213 | 10617 | 1 | 10617 | GEN1 | 6232000018 | U00001 | 2.2717 | 0.017761 | 0.097367 | 0.097367 | 0.026593 |  | 0.80955 | 0.44762 | 0.0064046 | 0.049514 | 0.049514 | 0.0080845 |  | 0.307 | 2019 | 213 | 11.2 | 200 | -1 | 73 | 221112 | -75.4343 | 43.8864 | 52 | 125 | 140 |  | 50.7 | Y | Natural Gas, Distillate Fuel Oil | Y | N | N | 9999 | N | 10617_G_GEN1;10617_G_GEN2 | Combined Cycle |  | 47.27 | 6669
54526_B_00001 | NY | 36049 | LYONSDALE BIOMASS LLC | ReEnergy Lyonsdale Biomass | 8469711 | 569513 |  |  | 54526 | 00001 | 6233800012 | U00001 | 146.5623 | 8.0398 | 23.7228 | 27.91 | 14.5797 |  | 172.8672 | 108.4907 | 6.4486 | 10.2486 | 12.0378 | 10.3178 |  | 126.9478 | 2017 | 185 | 6.2 | 416 | 1902.1 | 62 | 221112 | -75.3059 | 43.6177 |  | 125 | 100 | 204 | 19 | Y | Biomass | N | Y | N | 2019 | N |  | Biomass |  |  | 5546
10025_B_41 | NY | 36055 | Red-Rochester LLC At Eastman Business Park | RED-Rochester, LLC | 17052711 | 114204213 | 10025 | 4B;;3A;3B;4A | 10025 | 41;41;41;41 | 8269900126 | U00015 | 2013.7925 | 8507.849 | 210.508 | 347.768 | 16.925 | 0.4225 | 106.1145 | 248.571 | 5.284 | 3.9765 | 6.272 | 13.4174 | 0.0485 | 71.2393 | 2019 | 408 | 12 | 265 | -1 | 43.1 | 221112 | -77.6658 | 43.1979 | 3130 | 183 | 100 |  | 17.3 | Y | Natural Gas | Y | N | N | 9999 | Y | 10025_B_44;10025_B_43;10025_B_42;10025_B_41 | O/G Steam |  |  | 8300
56032_G_0001 | NY | 36059 | EQUUS FREEPORT POWER GENERATING STATION | Equus Freeport Power | 10680411 | 58686613 | 56032 | 0001 | 56032 | 0001 | 1282004508 | U00001 | 7.2265 | 0.378 | 1.5735 | 1.6494 | 4.9602 | 0.8442 | 8.7195 | 2.481 | 0.1315 | 0.51775 | 0.53961 | 1.4567 | 0.5635 | 2.9215 | 2019 | 187 | 10.5 | 850 | -1 | 115 | 221112 | -73.5682 | 40.6443 | 500 | 125 | 120 | 109&139 | 46.2 | N | Natural Gas, Distillate Fuel Oil | Y | N | N | 9999 | N |  | Combustion Turbine |  | 2659.75 | 10745
7869_G_GT5 | NY | 36059 | GLENWOOD ENERGY CENTER - new turbs | Glenwood Landing | 10680511 | 58686713 | 7869 | UGT013;UGT012; | 7869 | GT5;GT5 | 1282402146 | UCT001 | 11.4695 | 0.6035 | 10.0669 | 10.07 | 2.1083 | 7.5155 | 71.4815 | 11.215 | 0.3465 | 3.0496 | 4.6166 | 0.96884 | 2.7155 | 37.9187 | 2019 | 125 | 10 | 879 | -1 | 124.4 | 221112 | -73.6474 | 40.8319 | 914 | 125 | 120 |  | 40 | N | Natural Gas, Distillate Fuel Oil | Y | N | N | 9999 | Y | 7869_G_GT5;7869_G_GT4 | Combustion Turbine |  | 2598.5 | 10745
2678_G_3 | NY | 36059 | FREEPORT POWER PLANT 1 | Plant No 1 Freeport | 7221211 | 7565813 |  |  | 2678 | 3 | 1282000357 | 100002 | 0.54839 | 0.00069488 | 0.014655 | 0.03863 | 0.024996 |  | 0.25472 | 0.23034 | 0.000155 | 0.006155 | 0.01249 | 0.010501 |  | 0.10699 | 2019 | 40 | 2.5 | 72 | -1 | 72.9 | 221112 | -73.5926 | 40.6564 | 3 | 125 | 160 |  | 2 | N | Distillate Fuel Oil | N | N | N | 9999 | N |  | Combustion Turbine |  |  | 14140
2678_G_2 | NY | 36059 | FREEPORT POWER PLANT 1 | Plant No 1 Freeport | 7221211 | 7565913 |  |  | 2678 | 2 | 1282000357 | 100001 | 0.52295 | 0.00044096 | 0.01165 | 0.02211 | 0.01581 |  | 0.16164 | 0.13473 | 6e-05 | 0.003 | 0.006095 | 0.0040708 |  | 0.04164 | 2019 | 46 | 2.5 | 72 | -1 | 72.9 | 221112 | -73.5926 | 40.6564 | 2 | 125 | 160 |  | 2.2 | N | Distillate Fuel Oil | N | N | N | 9999 | N |  | Combustion Turbine |  |  | 14144
2678_G_1 | NY | 36059 | FREEPORT POWER PLANT 1 |  | 7221211 | 7566013 |  |  |  |  | 1282000357 | 100004 | [7 empty] | 0.41175 | 0.000255 | 0.008675 | 0.017595 | 0.017702 |  | 0.18041 | 2019 | 55 | 3.5 | 72 | -1 | 72.9 | 221112 | -73.5926 | 40.6564 |  | 125 | 160 |  |  |  |  | N | N | N |  | N
2679_G_CT5 | NY | 36059 | FREEPORT POWER PLANT 2 | Plant No 2 Freeport | 7221311 | 64114913 | 2679 | 5 | 2679 | CT5 | 1282000358 | U00005 | 3.2822 | 0.15266 | 0.38092 | 0.38185 | 2.8778 | 2.2117 | 10.43 | 1.1646 | 0.05797 | 0.16665 | 0.16857 | 0.80834 | 0.71813 | 2.4842 | 2019 | 180 | 10.5 | 850 | 165.2783 | 1.9079 | 221112 | -73.5682 | 40.6448 | 475 | 125 | 120 |  | 49 | N | Natural Gas, Distillate Fuel Oil | Y | N | N | 9999 | N |  | Combustion Turbine |  | 1147.5 | 10745
2679_G_3 | NY | 36059 | FREEPORT POWER PLANT 2 | Plant No 2 Freeport | 7221311 | 7565613 |  |  | 2679 | 3 | 1282000358 | 200004 | 0.95299 | 0.0019961 | 0.019818 | 0.053123 | 0.0012862 |  | 0.0053324 | 0.7937 | 0.0018722 | 0.022455 | 0.094064 | 0.00076002 |  | 0.0061173 | 2019 | 80 | 8 | 72 | -1 | 61.7 | 221112 | -73.5682 | 40.6448 | 17 | 125 | 120 |  | 16.8 | N | Distillate Fuel Oil | N | N | N | 9999 | N |  | Combustion Turbine |  |  | 10745
2511_G_GT1 | NY | 36059 | EF BARRETT POWER STATION | E F Barrett | 7221611 | 118548013 | 2511 | U00007;U00004;U00008;U00006;U00009;U00005;U00011;;U00010 | 2511 | GT1;GT1;GT1;GT1;GT1;GT1;GT1;GT1 | 1282000553 | UCTGEN | 111.3892 | 0.23457 | 2.4075 | 4.2599 | 0.88659 |  | 27.9081 | 52.8089 | 0.12916 | 1.2213 | 2.1859 | 0.38912 | 0.5919 | 14.2744 | 2019 | 52 | 9.9 | 1028 | -1 | 46 | 221112 | -73.6483 | 40.6177 |  | 125 | 120 |  | 17.4 | N | Natural Gas, Distillate Fuel Oil | Y | N | N | 9999 | Y | 2511_G_4;2511_G_7;2511_G_8;2511_G_GT1;2511_G_5;2511_G_6;2511_G_GT2;2511_G_3 | Combustion Turbine |  |  | 16046
2511_G_9 | NY | 36059 | EF BARRETT POWER STATION | E F Barrett | 7221611 | 118548113 | 2511 | U00016;U00017;U00019;U00018;U00012;U00013;U00014;U00015; | 2511 | 9;9;9;9;9;9;9;9 | 1282000553 | UCTPWN | 371.7152 | 0.49628 | 5.402 | 10.2147 | 1.9543 |  | 63.6995 | 219.9505 | 0.3175 | 3.4919 | 6.4001 | 1.0645 | 1.6987 | 41.3745 | 2019 | 36 | 7.6 | 1150 | -1 | 110 | 221112 | -73.6483 | 40.6177 |  | 125 | 120 |  | 40.7 | N | Natural Gas, Distillate Fuel Oil | Y | N | N | 9999 | Y | 2511_G_11;2511_G_9;2511_G_10;2511_G_12 | Combustion Turbine |  | 1136 | 16044
2511_B_20 | NY | 36059 | EF BARRETT POWER STATION | E F Barrett | 7221611 | 7563313 | 2511 | 20 | 2511 | 20 | 1282000553 | U00002 | 175.9265 | 2.0875 | 25.4668 | 25.4834 | 39.1944 | 10.721 | 273.4 | 141.007 | 21.1665 | 18.9803 | 19.0168 | 13.8795 | 8.4951 | 213.8075 | 2019 | 350 | 10.2 | 309 | -1 | 115 | 221112 | -73.6476 | 40.6161 | 2000 | 125 | 100 |  | 193 | N | Natural Gas | Y | N | N | 9999 | N |  | O/G Steam |  | 4768.25 | 11042
2511_B_10 | NY | 36059 | EF BARRETT POWER STATION | E F Barrett | 7221611 | 7563413 | 2511 | 10 | 2511 | 10 | 1282000553 | U00001 | 436.582 | 7.7487 | 41.4688 | 41.6551 | 63.156 | 17.3213 | 441.076 | 405.965 | 19.0312 | 37.0923 | 37.6546 | 25.7131 | 15.6198 | 395.9775 | 2019 | 250 | 16 | 309 | -1 | 47 | 221112 | -73.6476 | 40.6161 | 2300 | 125 | 100 |  | 193 | N | Natural Gas, Distillate Fuel Oil | Y | N | N | 9999 | N |  | O/G Steam |  | 6695.75 | 10937
2695_G_8 | NY | 36059 | ROCKVILLE CENTRE POWER PLANT | Charles P Keller | 7221911 | 7561913 |  |  | 2695 | 8 | 1282000753 | 1RVCPP | 6.245 | 0.098 | 0.16484 | 0.19065 | 1.438 | 0.072 | 4.215 | 1.8935 | 0.0036 | 0.043368 | 0.135 | 0.019943 | 0.1225 | 1.9265 | 2019 | 90 | 3.2 | 850 | 15.555 | 1.9333 | 221112 | -73.6401 | 40.6585 | 3 | 125 | 160 | 139 | 2.7 | N | Distillate Fuel Oil | N | Y | N | 2017 | N |  | Combustion Turbine |  |  | 25000
52056_G_GT1 | NY | 36059 | TRIGEN CENTRL UTILITY PLT - MITCHL FIELD | Nassau Energy Corp | 7222111 | 7561213 | 52056 | 00004 | 52056 | GT1 | 1282001015 | 1GTADB | 349.6229 | 6.4982 | 1.7759 | 2.4607 | 7.0674 | 0.041972 | 27.8518 | 269.1096 | 6.1038 | 0.60744 | 1.6417 | 4.172 | 0.038601 | 36.6709 | 2019 | 125 | 12 | 300 | -1 | 32.4 | 221112 | -73.5894 | 40.7266 | 633 | 125 | 140 | 99 | 43 | Y | Natural Gas, Distillate Fuel Oil | Y | N | N | 9999 | N |  | Combined Cycle |  | 6175.6206 | 5500
52056_G_ST1 | NY | 36059 | TRIGEN CENTRL UTILITY PLT - MITCHL FIELD | Nassau Energy Corp | 7222111 | 7561313 |  |  | 52056 | ST1 | 1282001015 | 1SBSGU | 3.1491 | 0.018889 | 0.23787 | 0.24084 | 0.42231 | 0.017324 | 2.6032 | 2.7711 | 0.01693 | 0.19751 | 0.21859 | 0.14394 | 0.02081 | 2.2182 | 2019 | 50 | 4.5 | 382 | 7.7366 | 0.4862 | 221112 | -73.5894 | 40.7266 | 12 | 125 | 100 |  | 12 | Y | Natural Gas, Distillate Fuel Oil | N | Y | N | 9999 | N |  | Combined Cycle |  |  | 5500
2514_G_GT3 | NY | 36059 | GLENWOOD MAIN POWER STATION | Glenwood | 7222811 | 7558513 | 2514 | U00021 | 2514 | GT3 | 1282200481 | U00021 | 5.0525 | 0.0125 | 0.20407 | 0.2085 | 0.0045 |  | 0.0345 | 1.6275 | 0.0025 | 0.03122 | 0.0565 | 0.001 | 0.016 | 0.0095 | 2019 | 59 | 20.9 | 980 | -1 | 35 | 221112 | -73.6475 | 40.8259 | 51 | 125 | 120 |  | 55.1 | N | Distillate Fuel Oil | Y | N | N | 9999 | N |  | Combustion Turbine |  | 43 | 15482
2514_G_GT2 | NY | 36059 | GLENWOOD MAIN POWER STATION | Glenwood | 7222811 | 7558713 | 2514 | U00020 | 2514 | GT2 | 1282200481 | U00020 | 7.3615 | 0.0185 | 0.29705 | 0.3035 | 0.006 |  | 0.05 | 2.4455 | 0.0035 | 0.046919 | 0.085 | 0.0015 | 0.0245 | 0.013987 | 2019 | 59 | 20.9 | 980 | -1 | 35 | 221112 | -73.6475 | 40.8259 | 49 | 125 | 120 |  | 49 | N | Distillate Fuel Oil | Y | N | N | 9999 | N |  | Combustion Turbine |  | 60 | 15453
50292_G_GEN1 | NY | 36059 | TBG COGEN FACILITY | Bethpage Power Plant | 7223311 | 118513413 | 50292 |  | 50292 | GEN1;GEN1 | 1282400947 | U00010 | 216.7 | 0.788 | 8.2759 | 18.391 | 2.9234 |  | 0.87 | 95.137 | 0.457 | 0.0073501 | 15.993 | 1.7713 |  | 15.5694 | 2019 | 100 | 6.58 | 830 | -1 | 85 | 221112 | -73.4992 | 40.7465 | 254 | 125 | 120 |  | 22.2 | N | Natural Gas | Y | N | N | 9999 | Y | 50292_G_GEN3;50292_G_GEN1;50292_G_GEN2 | Combined Cycle |  | 6606.0786 | 8914
50292_G_GEN4 | NY | 36059 | TBG COGEN FACILITY | Bethpage Power Plant | 7223311 | 64116413 | 50292 | GT3 | 50292 | GEN4 | 1282400947 | U00002 | 8.6 | 0.679 | 3.004 | 6.6755 | 6.1386 | 1.1897 | 12.97 | 1.773 | 0.141 | 0.0025978 | 2.1415 | 1.4858 | 0.52044 | 2.2344 | 2019 | 80 | 9.2 | 72 | 0.0166 | 0.001 | 221112 | -73.4992 | 40.7465 | 525 | 125 | 120 |  | 0.4 | N | Distillate Fuel Oil | Y | N | N | 9999 | N | 50292_G_GEN4;50292_G_GEN5 | Combustion Turbine |  | 4611.686 | 12283
50292_G_GEN6 | NY | 36059 | TBG COGEN FACILITY | Bethpage Power Plant | 7223311 | 64116513 | 50292 | GT4 | 50292 | GEN6 | 1282400947 | U00003 | 9.42 | 0.608 | 0.68765 | 1.5281 | 5.7576 | 0.06465 | 19.74 | 3.204 | 0.3 | 0.0032258 | 0.75933 | 2.7058 | 0.00185 | 6.3116 | 2019 | 100 | 6.58 | 830 | -1 | 85 | 221112 | -73.4992 | 40.7465 | 730 | 125 | 120 |  | 49 | N | Natural Gas | Y | N | N | 9999 | N | 50292_G_GEN6;50292_G_GEN7 | Combined Cycle |  | 4592.7993 | 8914
10642_B_3 | NY | 36059 | HEMPSTEAD RESOURCE RECOVERY FACILITY | Covanta Hempstead | 7993311 | 4102513 |  |  | 10642 | 3 | 1282001727 | UUNITS | 981.9323 | 34.2951 | 6.4534 | 8.0477 | 5.7261 | 25.0912 | 142.8244 | 1040.6378 | 178.1201 | 0.060926 | 0.081002 | 5.6682 | 24.8623 | 123.065 | 2019 | 381 | 8 | 310 | -1 | 80.92 | 562213 | -73.5904 | 40.7381 |  | 103 | 270 |  | 23.9 | N | MSW | N | Y | N | 9999 | N | 10642_B_2;10642_B_3;10642_B_1 | Municipal Solid Waste |  |  | 17909
2503_G_GT1 | NY | 36061 | CON ED-59TH ST STA | 59th Street | 7986111 | 5576513 | 2503 | CT0001 | 2503 | GT1 | 2620200032 | 590005 | 0.2965 | 0.0255 | 0.0315 | 0.0315 | 0.0040207 |  | 0.0695 | 0.406 | 0.0555 | 0.032299 | 0.033 | 0.0075 |  | 0.1505 | 2019 | 119 | 12 | 660 | -1 | 68 | 221112 | -73.99 | 40.77 | 220 | 125 | 120 |  | 15.5 | N | Natural Gas, Distillate Fuel Oil | Y | N | N | 9999 | N |  | Combustion Turbine |  | 6 | 18360
2503_B_4BLRS | NY | 36061 | CON ED-59TH ST STA |  | 7986111 | 5576613 | 2503 | BLR114;BLR115;;BLR117;BLR116;BLR118 |  | ;;;; | 2620200032 | 590020 | 238.7195 | 19.7435 | 17.8368 | 18.4737 | 28.0625 | 6.7574 | 174.5375 | 236.0705 | 25.1121 | 17.4217 | 18.4142 | 10.5623 | 6.5129 | 161.7322 | 2019 | 507 | 16.5 | 370 | -1 | 61 | 221112 | -73.99 | 40.77 | 2150 | 125 | 100 |  |  |  |  | Y | N | N |  | Y |  |  |  | 4709.5
2493_B_70 | NY | 36061 | CON ED-EAST RIVER GENERATING STATION | East River | 7994011 | 4097013 | 2493 | 60;;70 | 2493 | 70;70 | 2620600012 | ER0001 | 685.1915 | 63.9055 | 46.2991 | 47.7437 | 74.7079 | 18.145 | 465.284 | 645.023 | 34.384 | 37.613 | 41.7682 | 27.9162 | 16.2508 | 418.8578 | 2019 | 370 | 15 | 325 | -1 | 33 | 221112 | -73.9733 | 40.7278 | 1930 | 125 | 100 |  | 182 | N | Natural Gas | Y | N | N | 9999 | Y | 2493_B_60;2493_B_70 | O/G Steam |  | 5931.75 | 9437
2493_G_1 | NY | 36061 | CON ED-EAST RIVER GENERATING STATION | East River | 7994011 | 4097113 | 2493 | 1 | 2493 | 1 | 2620600012 | ER0002 | 81.708 | 4.5025 | 41.279 | 41.3001 | 20.5356 | 12.449 | 43.3851 | 151.7803 | 41.0846 | 49.36 | 49.7313 | 11.3013 | 21.3394 | 57.2245 | 2019 | 370 | 21.5 | 360 | -1 | 28 | 221112 | -73.9733 | 40.7278 | 3160 | 125 | 120 |  | 154.7 | N | Natural Gas, Distillate Fuel Oil | Y | N | N | 9999 | N |  | Combustion Turbine |  | 7309.75 | 10745
2493_G_2 | NY | 36061 | CON ED-EAST RIVER GENERATING STATION | East River | 7994011 | 64129013 | 2493 | 2 | 2493 | 2 | 2620600012 | ER0003 | 49.7765 | 4.1475 | 40.6027 | 40.6027 | 15.2954 | 6.7895 | 8.062 | 45.4235 | 3.8135 | 36.889 | 36.889 | 6.7865 | 12.209 | 7.897 | 2019 | 368 | 21.2 | 50 | 179.9566 | 0.5096 | 221112 | -73.9733 | 40.7278 | 3160 | 125 | 120 |  | 153.1 | N | Natural Gas, Distillate Fuel Oil | Y | N | N | 9999 | N |  | Combustion Turbine |  | 7740.25 | 10745
2504_G_GT2 | NY | 36061 | CON ED-74TH STREET STA | 74th Street | 7995311 | 4074513 | 2504 |  | 2504 | GT2;GT2 | 2620400019 | EI0001 | 2.0065 | 0.203 | 0.057133 | 0.0585 | 0.2035 |  | 0.46 | 2.0065 | 0.203 | 0.032717 | 0.0335 | 0.2035 |  | 0.46 | 2019 | [5 empty] | 221112 | -73.9526 | 40.7682 | 446 | 125 | 120 |  | 18.9 | N | Distillate Fuel Oil | Y | N | N | 9999 | Y | 2504_G_GT1;2504_G_GT2 | Combustion Turbine |  | 16 | 13867
2504_B_122 | NY | 36061 | CON ED-74TH STREET STA |  | 7995311 | 4074613 | 2504 | ;122;120;121 |  | ;; | 2620400019 | 740020 | 179.392 | 27.0591 | 19.6439 | 21.346 | 25.2237 | 5.8318 | 155.4877 | 249.5055 | 26.835 | 18.9182 | 19.5769 | 12.7002 | 7.5562 | 190.7362 | 2019 | 494 | 16 | 363 | -1 | 112 | 221112 | -73.9526 | 40.7682 | 2510 | 125 | 100 |  |  |  |  | Y | N | N |  | Y | 2504_B_121;2504_B_120;2504_B_122 |  |  | 3216.75
50472_B_BLR4 | NY | 36063 | COVANTA NIAGARA LP | Covanta Niagara I, LLC | 7417011 | 7979813 |  |  | 50472 | BLR4 | 9291100113 | U00001 | 684.7115 | 140.4855 | 6.5847 | 10.5807 | 23.2483 | 1.8966 | 91.231 | 609.15 | 73.289 | 1.7424 | 1.7647 | 6.7219 | 4.88 | 97.738 | 2019 | 210 | 10 | 400 | -1 | 50 | 221118 | -79.0068 | 43.0837 |  | 103 | 270 |  | 12 | Y | MSW | N | Y | N | 9999 | N | 50472_B_BLR2;50472_B_BLR1;50472_B_BLR4;50472_B_BLR3 | Municipal Solid Waste |  |  | 6783
54131_G_GEN1 | NY | 36063 | FORTISTAR NORTH TONAWANDA INC | Fortistar North Tonawanda | 7417211 | 7978813 | 54131 | NTCT1 | 54131 | GEN1 | 9291200059 | U00001 | 28.7201 | 1.2015 | 2.5065 | 2.5065 | 0.79025 | 0.00046656 | 13.2302 | 7.8089 | 0.24642 | 0.0011752 | 0.0011752 | 0.16245 | 0.0005291 | 2.9305 | 2019 | 165 | 10.5 | 222 | 6407 | 74 | 221112 | -78.8539 | 43.0484 | 40 | 125 | 120 | 28 | 39.1 | Y | Natural Gas, Distillate Fuel Oil | Y | N | N | 9999 | N |  | Combined Cycle |  | 1636.25 | 7553
54131_G_GEN2 | NY | 36063 | FORTISTAR NORTH TONAWANDA INC | Fortistar North Tonawanda | 7417211 | 7979113 |  |  | 54131 | GEN2 | 9291200059 | U00002 | 1.3274 | 0.087291 | 0.030317 | 0.030317 | 0.10676 |  | 0.28595 | 0.93512 | 0.061493 |  |  | 0.074216 |  | 0.20144 | 2019 | 68 | 1.4 | 918 | -1 | 115 | 221112 | -78.8539 | 43.0484 | 16 | 125 | 160 |  | 20 | Y | Natural Gas, Distillate Fuel Oil | N | Y | N | 9999 | N |  | Combined Cycle |  |  | 7553
54041_G_GEN3 | NY | 36063 | LOCKPORT COGENERATION FACILITY | Lockport Energy Associates LP | 7417511 | 7977913 | 54041 | 011855;011854;011856; | 54041 | GEN3;GEN3;GEN3 | 9292600016 | U3GTDB | 593.6909 | 0.04834 | 0.5056 | 0.506 | 0.38005 | 0.21411 | 5.6204 | 116.7029 | 0.0032053 | 6.1044 | 6.3106 | 0.98211 | 9.17e-05 | 79.1991 | 2019 | 100 | 13 | 1002 | 11945.9002 | 89.9637 | 221112 | -78.7447 | 43.162 | 45 | 125 | 120 |  | 43.6 | Y | Natural Gas, Distillate Fuel Oil | Y | Y | N | 9999 | Y | 54041_G_GEN3;54041_G_GEN2;54041_G_GEN4;54041_G_GEN1 | Combined Cycle |  | 4235.25 | 8570
6082_B_1 | NY | 36063 | AES SOMERSET LLC | Somerset Operating Co LLC | 7417811 | 7974613 | 6082 | 1 | 6082 | 1 | 9293800003 | S00001 | 593.7 | 1631.5 | 0.10934 | 0.3943 | 7.4035 | 0 | 49.35 | 400.852 | 949.5269 | 0.15646 | 0.65631 | 4.1688 | 0.15179 | 63.1787 | 2019 | 612 | 2.3 | 186 | -1 | 65 | 221112 | -78.6058 | 43.3574 | 6280 | 125 | 100 | 10&139&39 | 686 | N | Bituminous | Y | N | N | 2020 | N |  | Coal Steam |  | 1752.1198 | 10049
50744_G_GEN1 | NY | 36065 | STERLING ENERGY FACILITY | Sterling Power Plant | 7243711 | 7486713 | 50744 | 00001 | 50744 | GEN1 | 6301400011 | 1CMBTN | 6.47 | 0.17093 | 0.33176 | 0.33176 | 0.15713 |  | 0.99194 | 3.7251 | 0.0198 | 0.2123 | 0.2123 | 0.06995 |  | 0.8493 | 2017 | 150 | 11 | 72 | -1 | 60.2 | 221112 | -75.601 | 43.0804 | 551 | 125 | 140 |  | 38.8 | N | Natural Gas | Y | N | N | 9999 | N | 50744_G_GEN2;50744_G_GEN1 | Combined Cycle |  | 266.57 | 9569
50978_G_GEN2 | NY | 36067 | CARR STREET GENERATING STATION | Carr Street Generating Station | 7435811 | 7947913 | 50978 |  | 50978 | GEN2;GEN2 | 7312600127 | 1TURBS | 21.4505 | 0.45475 | 5.1023 | 5.1023 | 1.6235 | 5.1886 | 20.6325 | 5.9836 | 0.12684 | 1.4231 | 1.4231 | 0.67382 | 0.13115 | 5.8305 | 2019 | 125 | 10.5 | 215 | -1 | 58 | 221112 | -76.08 | 43.06 | 96 | 125 | 140 | 139 | 32 | N | Natural Gas, Distillate Fuel Oil | Y | N | N | 9999 | Y | 50978_G_GEN2;50978_G_GEN3;50978_G_GEN1 | Combined Cycle |  | 2421.1353 | 8755
10621_G_GEN1 | NY | 36067 | WPS SYRACUSE GENERATION LLC | CH Resources Syracuse | 7435911 | 7947513 | 10621 | 1 | 10621 | GEN1 | 7313200035 | U00001 | 21.6267 | 0.15536 | 1.0987 | 1.4991 | 1.6032 | 0.018686 | 5.2996 | 8.017 | 0.059007 | 0.52123 | 0.53382 | 0.57557 | 0.0027749 | 5.2313 | 2019 | 223 | 13.5 | 194 | -1 | 60 | 221112 | -76.2246 | 43.0667 | 59 | 125 | 120 |  | 56.5 | N | Natural Gas | Y | N | N | 9999 | N |  | Combined Cycle |  | 427.41 | 8495
10621_G_GEN2 | NY | 36067 | WPS SYRACUSE GENERATION LLC | CH Resources Syracuse | 7435911 | 7947613 |  |  | 10621 | GEN2 | 7313200035 | U00006 | 0.24315 | 0.0014589 | 0.018374 | 0.018388 | 0.013373 | 0.0011914 | 0.20425 | 0.038679 | 0.00023207 | 0.0029228 | 0.0029251 | 0.0021273 | 0.00018953 | 0.03249 | 2019 | 40 | 0.8 | 535 | -1 | 28 | 221112 | -76.2246 | 43.0667 | 34 | 125 | 100 |  | 28.8 | N | Natural Gas | N | N | N | 9999 | N |  | Combined Cycle |  |  | 8495
50662_B_UNIT3 | NY | 36067 | ONONDAGA CO RESOURCE RECOVERY FACILITY | Onondaga County Resource Recovery | 7982011 | 6452313 |  |  | 50662 | UNIT3 | 7314200028 | 1MBMWF | 529.38 | 20.7005 | 2.2061 | 2.3857 | 10.0447 | 3.7256 | 19.3655 | 573.09 | 9.2765 | 0.02629 | 0.02843 | 3.4234 | 0.666 | 29.7795 | 2019 | 274 | 5.5 | 72 | -1 | 47.1 | 562213 | -76.1147 | 43.0048 |  | 103 | 270 |  | 10 | N | MSW | N | Y | N | 9999 | N | 50662_B_UNIT3;50662_B_UNIT1;50662_B_UNIT2 | Municipal Solid Waste |  |  | 19383
56940_G_CTG2 | NY | 36071 | CPV VALLEY ENERGY CENTER | CPV Valley Energy Center | 18918211 | 137076713 | 56940 | 2 | 56940 | CTG2 | 3335600136 | U00002 | [7 empty] | 44.8371 | 4.2733 | 32.202 | 32.2099 | 14.391 |  | 8.3954 | 2019 | 275 | 19 | 195 | -1 | 72 | 221112 | -74.4404 | 41.4117 | 2000 | 125 | 120 |  | 198.2 | N | Natural Gas, Distillate Fuel Oil | Y | N | N | 9999 | N |  | Combined Cycle |  | 6821.4302 | 7050
56940_G_CTG1 | NY | 36071 | CPV VALLEY ENERGY CENTER | CPV Valley Energy Center | 18918211 | 137077213 | 56940 | 1 | 56940 | CTG1 | 3335600136 | U00001 | [7 empty] | 47.1533 | 4.2419 | 14.0001 | 14.0102 | 14.2765 |  | 7.8703 | 2019 | 275 | 19 | 195 | -1 | 72 | 221112 | -74.4404 | 41.4117 | 2000 | 125 | 120 |  | 198.2 | N | Natural Gas, Distillate Fuel Oil | Y | N | N | 9999 | N | 56940_G_STG;56940_G_CTG1 | Combined Cycle |  | 6770.2896 | 7050
2632_G_SHOE | NY | 36071 | SHOEMAKER GAS TURBINE FACILITY | Shoemaker | 8427211 | 1626913 | 2632 | 1 | 2632 | SHOE | 3330900040 | 100001 | 0.9867 | 0.0097415 | 0.019634 | 0.019728 | 0.0062955 |  | 0.23034 | 5.5 | 0.032929 | 0.06392 | 0.06392 | 0.020338 |  | 0.79416 | 2019 | 45 | 1.7 | 72 | -1 | 60.2 | 221112 | -74.4185 | 41.4276 | 37 | 125 | 120 |  | 33 | N | Natural Gas, Distillate Fuel Oil | Y | N | N | 9999 | N |  | Combustion Turbine |  | 17.22 | 17800
10549_G_3010 | NY | 36071 | AL TURI LANDFILL & LFGTE FACILITY |  | 8427411 | 64129913 |  |  |  |  | 3333000184 | 0U0001 | 15.0835 | 0.06957 | 0.704 | 1.1595 | 1.5665 |  | 27.3285 | 0.23 |  | 0.0315 | 0.0315 | 0.052 |  | 0.889 | 2019 | 17 | 1.75 | 650 | -1 | 87 | 562212 | -74.3797 | 41.3997 |  | 104 | 160 |  |  |  |  | N | Y | N |  | N | 10549_G_2;10549_G_3010;10549_G_3
2480_B_2 | NY | 36071 | DANSKAMMER GENERATING STATION | Danskammer Generating Station | 8427711 | 1625013 | 2480 | 2 | 2480 | 2 | 3334600011 | UD0002 | 2.7 | 5.0096 | 0.14208 | 0.1672 | 0.096973 | 0.06185 | 0.456 | 1 | 0.0057 | 0.071786 | 0.071844 | 0.05225 | 0.0304 | 0.228 | 2019 | 220 | 12 | 330 | -1 | 42 | 221112 | -73.9646 | 41.573 | 904 | 125 | 100 |  | 66 | N | Natural Gas, Residual Fuel Oil | Y | N | N | 9999 | N |  | O/G Steam |  | 128.85 | 12463
2480_B_1 | NY | 36071 | DANSKAMMER GENERATING STATION | Danskammer Generating Station | 8427711 | 1625313 | 2480 | 1 | 2480 | 1 | 3334600011 | UD0001 | 2.5 | 7.1114 | 0.14363 | 0.14377 | 0.12285 | 0.0608 | 0.5155 | 1.1 | 0.0057 | 0.071786 | 0.071844 | 0.05225 | 0.0304 | 0.228 | 2019 | 220 | 12 | 330 | -1 | 42 | 221112 | -73.9646 | 41.573 | 709 | 125 | 100 |  | 71 | N | Natural Gas, Residual Fuel Oil | Y | N | N | 9999 | N |  | O/G Steam |  | 150.63 | 12463
2480_B_4 | NY | 36071 | DANSKAMMER GENERATING STATION | Danskammer Generating Station | 8427711 | 1625413 | 2480 | 4 | 2480 | 4 | 3334600011 | UD0004 | 3.7 | 0.0291 | 0.36649 | 0.36679 | 0.29642 | 0.1552 | 1.164 | 2 | 0.0099 | 0.12468 | 0.12478 | 0.09075 | 0.0528 | 0.396 | 2019 | 240 | 12.6 | 304 | -1 | 90 | 221112 | -73.9646 | 41.573 | 2420 | 125 | 100 | 204 | 222 | N | Natural Gas | Y | N | N | 9999 | N |  | O/G Steam |  | 144.1 | 11798
2480_B_3 | NY | 36071 | DANSKAMMER GENERATING STATION | Danskammer Generating Station | 8427711 | 1625613 | 2480 | 3 | 2480 | 3 | 3334600011 | UD0003 | 2.6 | 0.0111 | 0.13979 | 0.13991 | 0.11318 | 0.0592 | 0.444 | 1.4 | 0.0027 | 0.034004 | 0.034032 | 0.027405 | 0.0144 | 0.108 | 2019 | 240 | 9.4 | 302 | -1 | 90 | 221112 | -73.9646 | 41.573 | 1340 | 125 | 100 | 204 | 138 | N | Natural Gas | Y | N | N | 9999 | N |  | O/G Steam |  | 208.93 | 11798
8006_B_1 | NY | 36071 | ROSETON GENERATING STATION | Roseton Generating Facility | 8427811 | 1624513 | 8006 | 1 | 8006 | 1 | 3334600075 | UR0001 | 88.0002 | 77.1002 | 3.8884 | 8.309 | 4.1236 | 2.8658 | 28.8432 | 39.9 | 7.2 | 1.2044 | 1.2606 | 2.367 | 1.1339 | 13.7509 | 2019 | 260 | 23 | 265 | -1 | 60 | 221112 | -73.975 | 41.5717 | 7030 | 125 | 100 | 16&99 | 584 | N | Natural Gas, Residual Fuel Oil | Y | N | N | 9999 | N |  | O/G Steam |  | 703.64 | 11156
8006_B_2 | NY | 36071 | ROSETON GENERATING STATION | Roseton Generating Facility | 8427811 | 1624813 | 8006 | 2 | 8006 | 2 | 3334600075 | UR0002 | 111.5001 | 80.5001 | 3.0057 | 8.2608 | 5.0881 | 3.3341 | 36.0858 | 36.4 | 7.6 | 1.7912 | 1.8494 | 2.8066 | 1.6756 | 20.349 | 2019 | 260 | 23 | 265 | -1 | 60 | 221112 | -73.975 | 41.5717 | 6990 | 125 | 100 | 16&99 | 600 | N | Natural Gas, Residual Fuel Oil | Y | N | N | 9999 | N |  | O/G Steam |  | 856.3201 | 11140
2594_B_5 | NY | 36075 | OSWEGO HARBOR POWER | Oswego Harbor Power | 7980511 | 6466313 | 2594 | 5 | 2594 | 5 | 7351200030 | U00005 | 25.71 | 44.0054 | 0.5085 | 1.2914 | 0.56158 | 0.5153 | 3.807 | 20.625 | 36 | 0.42267 | 0.90311 | 0.47217 | 0.4776 | 3.464 | 2019 | 700 | 2.3 | 186 | -1 | 58.9 | 221112 | -76.5316 | 43.4586 | 9420 | 125 | 100 |  | 822 | N | Residual Fuel Oil | Y | N | N | 9999 | N |  | O/G Steam |  | 92.06 | 11549
2594_B_6 | NY | 36075 | OSWEGO HARBOR POWER | Oswego Harbor Power | 7980511 | 6466613 | 2594 | 6 | 2594 | 6 | 7351200030 | U00006 | 25.995 | 63.0063 | 0.54286 | 1.4288 | 0.73033 | 0.68 | 4.922 | 24.6 | 58 | 0.467 | 0.97013 | 0.60306 | 0.6025 | 4.419 | 2019 | 700 | 2.3 | 186 | -1 | 58.9 | 221112 | -76.5316 | 43.4586 | 9490 | 125 | 100 |  | 816 | N | Residual Fuel Oil | Y | N | N | 9999 | N |  | O/G Steam |  | 145.53 | 11480
50907_G_UNT2 | NY | 36075 | OSWEGO CO ENERGY RECOVERY FAC | Oswego County Energy Recovery | 7980711 | 6464313 |  |  | 50907 | UNT2 | 7355800013 | 1INCIN | 156.972 | 13.6605 | 0.72436 | 0.84654 | 0.003815 |  | 6.6065 | 133.466 | 9.6054 | 0.0033686 | 0.0039368 | 4.641 |  | 4.641 | 2019 | 155 | 3.5 | 250 | -1 | 55 | 562213 | -76.4256 | 43.3492 |  | 103 | 270 | 16 | 1.7 | Y | MSW | N | Y | N | 9999 | N | 50907_G_UNT2;50907_G_UNT1 | Municipal Solid Waste |  |  | 6064
50450_G_GEN1 | NY | 36075 | INDECK-OSWEGO LIMITED PARTNERSHIP | Indeck Oswego Energy Center | 8538911 | 462613 | 50450 | 1 | 50450 | GEN1 | 7351200005 | W00001 | 27.8 | 0.0985 | 1.9455 | 1.9466 | 0.8577 |  | 2.127 | 13.9995 | 0.07 | 0.85349 | 0.8535 | 0.38347 |  | 1.857 | 2019 | 150 | 11 | 225 | -1 | 60 | 221112 | -76.4933 | 43.472 | 570 | 125 | 140 |  | 35.1 | Y | Natural Gas, Distillate Fuel Oil | Y | N | N | 9999 | N | 50450_G_GEN2;50450_G_GEN1 | Combined Cycle |  | 1221.25 | 9313
54547_G_6 | NY | 36075 | INDEPENDENCE STATION | Sithe Independence Station | 8539211 | 461013 |  |  | 54547 | 6 | 7355600040 | 100AUX | 4.996 | 0.0056234 | 0.32007 | 0.32033 | 0.35554 | 0.13477 | 0.064245 | 5.059 | 0.0082457 | 0.46659 | 0.46697 | 0.016043 | 0.19759 | 0.0942 | 2019 | 195 | 6 | 341 | -1 | 90 | 221112 | -76.4505 | 43.4951 |  | 125 | 100 |  | 167.5 | Y | Natural Gas | N | Y | N | 9999 | N | 54547_G_6;54547_G_5 | Combined Cycle |  |  | 6744
54547_G_4 | NY | 36075 | INDEPENDENCE STATION | Sithe Independence Station | 8539211 | 461113 | 54547 |  | 54547 | 4;4;4;4 | 7355600040 | 100GTU | 243.0655 | 10.3131 | 31.3548 | 31.3548 | 6.8926 |  | 271.175 | 326.466 | 10.8132 | 29.8471 | 33.2009 | 7.2268 |  | 526.7225 | 2019 | 195 | 18.5 | 200 | -1 | 38 | 221112 | -76.4505 | 43.4951 | 2130 | 125 | 120 |  | 155.3 | Y | Natural Gas | Y | N | N | 9999 | Y | 54547_G_3;54547_G_1;54547_G_4;54547_G_2 | Combined Cycle |  | 6112.5679 | 6744
55243_G_13 | NY | 36081 | ASTORIA GAS TURBINE POWER |  | 12681711 | 64122513 | 55243 | CT3-4A;CT3-4B;CT2-3B;CT2-3A;CT4-1A;CT4-1B;CT4-2B;CT4-2A;CT2-2A;CT2-2B;CT2-4B;CT2-4A;CT4-3A;CT4-3B;CT3-2A;CT3-2B;CT2-1A;CT2-1B;CT4-4B;CT4-4A;;CT3-3A;CT3-3B;CT3-1B;CT3-1A;CT0005;CT0007;CT0008;CT0010;CT0011;CT0012;CT0013 |  | ;;;;;;;;;;;;;;;;;;;;;;;;;;;;;; | 2630100191 | U00001 | 180.3105 | 1.1835 | 2.7488 | 2.76 | 1.085 |  | 133.746 | 63.3845 | 0.43218 | 0.83019 | 0.911 | 0.26495 |  | 48.7245 | 2019 | 12 | 0.3 | 72 | 0.0166 | 0.2356 | 221112 | -73.9051 | 40.7873 | 8220 | 125 | 120 |  |  |  |  | Y | N | N |  | Y | 55243_G_2-2;55243_G_7;55243_G_12;55243_G_13;55243_G_5;55243_G_2-1;55243_G_2-3;55243_G_2-4;55243_G_3-2;55243_G_4-3;55243_G_8;55243_G_3-4;55243_G_11;55243_G_3-1;55243_G_3-3;55243_G_4-2;55243_G_4-4;55243_G_10;55243_G_4-1
57664_G_CT4 | NY | 36081 | ASTORIA ENERGY LLC & ASTORIA ENERGY II LLC | Astoria Energy II | 7763311 | 64122013 | 55375 | ;CT4;CT1;CT3;CT2 | 57664 | CT4;CT4;CT4;CT4 | 2630100072 | U00001 | 162.2473 | 13.6912 | 157.7787 | 157.7806 | 29.1088 | 31.5572 | 39.7375 | 144.2889 | 13.7881 | 149.9709 | 158.6759 | 23.3194 | 31.7398 | 64.4278 | 2019 | 269 | 37 | 328 | -1 | 75.6 | 221112 | -73.8964 | 40.7813 | 9110 | 125 | 120 |  | 156 | N | Natural Gas, Distillate Fuel Oil | Y | N | N | 9999 | Y | 55375_G_ST1;55375_G_CT2;57664_G_CT4;57664_G_CT3;57664_G_ST2;55375_G_CT1 | Combined Cycle |  | 7637.0527 | 7477
56196_G_CT02 | NY | 36081 | POLETTI POWER PROJECT | 500MW CC | 7982211 | 64122213 | 56196 | CTG7B;CTG7A; | 56196 | CT02;CT02 | 2630100084 | U00003 | 74.8285 | 6.1586 | 14.9541 | 15.8125 | 3.0735 | 8.9655 | 5.5262 | 84.4898 | 5.6072 | 8.3845 | 8.392 | 11.9391 | 4.7024 | 11.0438 | 2019 | 250 | 18.5 | 50 | 296.6283 | 1.103 | 221112 | -73.9064 | 40.789 | 4120 | 125 | 120 |  | 151.3 | N | Natural Gas, Distillate Fuel Oil | Y | N | N | 9999 | Y | 56196_G_CA01;56196_G_CT01;56196_G_CT02 | Combined Cycle |  | 7061.8584 | 7509
8906_G_1 | NY | 36081 | ASTORIA GENERATING STATION | Astoria Generating Station | 7982311 | 64122313 | 8906 | CT0001 | 8906 | 1 | 2630100185 | AS0005 | 3.065 | 0.028164 | 0.054671 | 0.054671 | 0.025887 |  | 0.67924 | 3.1 | 0.023068 | 0.04478 | 0.04478 | 0.014248 |  | 0.55635 | 2019 | 28 | 9.9 | 970 | 117.555 | 1.5265 | 221112 | -73.9128 | 40.7874 | 243 | 125 | 120 |  | 14 | N | Natural Gas | Y | N | N | 9999 | N |  | Combustion Turbine |  | 48.63 | 18734
8906_B_50 | NY | 36081 | ASTORIA GENERATING STATION | Astoria Generating Station | 7982311 | 6450813 | 8906 | 51RH;52SH;;50 | 8906 | 50;50;50 | 2630100185 | AS0004 | 174 | 40.6 | 22.5559 | 23.1547 | 37.9896 | 9.4037 | 69.681 | 77.2 | 12 | 11.801 | 11.9621 | 8.4086 | 4.9734 | 37.0577 | 2019 | 299 | 14 | 280 | 185.54 | 1.2048 | 221112 | -73.9128 | 40.7874 | 4190 | 125 | 100 |  | 378 | N | Natural Gas | Y | N | N | 9999 | Y |  | O/G Steam |  |  | 11763
8906_B_30 | NY | 36081 | ASTORIA GENERATING STATION | Astoria Generating Station | 7982311 | 6450913 | 8906 | 31RH;32SH;;30 | 8906 | 30;30;30 | 2630100185 | AS0002 | 110 | 6.186 | 15.1578 | 15.6062 | 23.5696 | 6.4121 | 166.5782 | 117.6 | 11.0405 | 18.4202 | 18.9301 | 13.3629 | 7.8493 | 202.7124 | 2019 | 299 | 14 | 270 | -1 | 71 | 221112 | -73.9128 | 40.7874 | 3960 | 125 | 100 | 26 | 377 | N | Natural Gas | Y | N | N | 9999 | Y |  | O/G Steam |  |  | 12256
8906_B_20 | NY | 36081 | ASTORIA GENERATING STATION | Astoria Generating Station | 7982311 | 6451013 | 8906 | 20 | 8906 | 20 | 2630100185 | AS0001 | 4.7075 | 0.01704 | 0.56658 | 0.56704 | 0.8157 | 0.23856 | 6.2622 | 5.033 | 0.0165 | 0.56721 | 0.56773 | 0.41223 | 0.15136 | 6.2947 | 2019 | 299 | 13.7 | 270 | -1 | 71 | 221112 | -73.9128 | 40.7874 | 1630 | 125 | 100 |  | 173 | N | Natural Gas | Y | N | N | 9999 | N |  | O/G Steam |  | 123.65 | 14137
2500_G_GT21 | NY | 36081 | RAVENSWOOD GENERATING STATION | Ravenswood | 8309011 | 201013 | 2500 | CT02-1 | 2500 | GT21 | 2630400024 | UCT201 | 6.5587 | 0.0099 | 0.10186 | 0.10189 | 0.048231 |  | 1.2655 | [8 empty] | 50 | 22.6 | 1125 | -1 | 60.2 | 221112 | -73.946 | 40.7597 | 38 | 125 | 120 |  | 30.6 | N | Natural Gas, Distillate Fuel Oil | Y | N | N | 9999 | N |  | Combustion Turbine |  | 98 | 16892
2500_G_GT22 | NY | 36081 | RAVENSWOOD GENERATING STATION | Ravenswood | 8309011 | 201113 | 2500 | CT02-2 | 2500 | GT22 | 2630400024 | UCT202 | 6.7099 | 0.0091 | 0.10416 | 0.1042 | 0.049321 |  | 1.2941 | [8 empty] | 50 | 22.6 | 1125 | -1 | 60.2 | 221112 | -73.946 | 40.7597 | 38 | 125 | 120 |  | 32 | N | Natural Gas, Distillate Fuel Oil | Y | N | N | 9999 | N |  | Combustion Turbine |  | 97 | 16890
2500_G_GT23 | NY | 36081 | RAVENSWOOD GENERATING STATION | Ravenswood | 8309011 | 201213 | 2500 | CT02-3 | 2500 | GT23 | 2630400024 | UCT203 | 11.8918 | 0.9763 | 0.1779 | 0.17799 | 0.085272 |  | 1.8311 | [8 empty] | 50 | 22.6 | 1125 | -1 | 60.2 | 221112 | -73.946 | 40.7597 | 38 | 125 | 120 |  | 30.7 | N | Natural Gas, Distillate Fuel Oil | Y | N | N | 9999 | N |  | Combustion Turbine |  | 121 | 16864
2500_G_GT24 | NY | 36081 | RAVENSWOOD GENERATING STATION | Ravenswood | 8309011 | 201313 | 2500 | CT02-4 | 2500 | GT24 | 2630400024 | UCT204 | 5.4398 | 0.0072 | 0.084435 | 0.084463 | 0.039981 |  | 1.049 | [8 empty] | 50 | 22.6 | 1125 | -1 | 60.2 | 221112 | -73.946 | 40.7597 | 37 | 125 | 120 |  | 30.9 | N | Natural Gas, Distillate Fuel Oil | Y | N | N | 9999 | N |  | Combustion Turbine |  | 80 | 16892
2500_G_GT31 | NY | 36081 | RAVENSWOOD GENERATING STATION | Ravenswood | 8309011 | 201413 | 2500 | CT03-1 | 2500 | GT31 | 2630400024 | UCT301 | 6.2593 | 0.0074 | 0.086824 | 0.086853 | 0.041112 |  | 1.0787 | [8 empty] | 50 | 22.6 | 1125 | -1 | 60.2 | 221112 | -73.946 | 40.7597 | 38 | 125 | 120 |  | 30.7 | N | Natural Gas, Distillate Fuel Oil | Y | N | N | 9999 | N |  | Combustion Turbine |  | 80 | 16887
2500_G_GT34 | NY | 36081 | RAVENSWOOD GENERATING STATION | Ravenswood | 8309011 | 201513 | 2500 | CT03-4 | 2500 | GT34 | 2630400024 | UCT304 | 8.9532 | 0.3918 | 0.14342 | 0.14349 | 0.06847 |  | 1.4618 | [8 empty] | 50 | 22.6 | 1125 | -1 | 60.2 | 221112 | -73.946 | 40.7597 | 30 | 125 | 120 |  | 29.8 | N | Natural Gas, Distillate Fuel Oil | Y | N | N | 9999 | N |  | Combustion Turbine |  | 127 | 16889
2500_G_GT32 | NY | 36081 | RAVENSWOOD GENERATING STATION | Ravenswood | 8309011 | 201913 | 2500 | CT03-2 | 2500 | GT32 | 2630400024 | UCT302 | 3.6398 | 0.00455 | 0.050457 | 0.050473 | 0.023891 |  | 0.62688 | [8 empty] | 50 | 22.6 | 1125 | -1 | 60.2 | 221112 | -73.946 | 40.7597 | 35 | 125 | 120 |  | 29.7 | N | Natural Gas, Distillate Fuel Oil | Y | N | N | 9999 | N |  | Combustion Turbine |  | 63 | 16883
2500_B_20 | NY | 36081 | RAVENSWOOD GENERATING STATION | Ravenswood | 8309011 | 202113 | 2500 | 20 | 2500 | 20 | 2630400024 | U00020 | 326.9067 | 24.9386 | 35.2786 | 35.2815 | 25.5499 |  | 110.7431 | 156.2714 | 15.8 | 17.1376 | 17.2215 | 12.3994 | 7.3354 | 54.677 | 2019 | 499 | 13.5 | 260 | -1 | 62.8 | 221112 | -73.946 | 40.7597 | 4170 | 125 | 100 |  | 372 | N | Natural Gas | Y | N | N | 9999 | N |  | O/G Steam |  | 5214.6504 | 11033
2500_B_10 | NY | 36081 | RAVENSWOOD GENERATING STATION | Ravenswood | 8309011 | 202213 | 2500 | 10 | 2500 | 10 | 2630400024 | U00010 | 359.308 | 17.0585 | 37.2013 | 37.2043 | 27.298 |  | 117.9814 | 92.7974 | 9.5279 | 10.7192 | 10.7509 | 7.747 | 4.5818 | 34.1556 | 2019 | 499 | 13.333 | 260 | -1 | 62.8 | 221112 | -73.946 | 40.7597 | 4200 | 125 | 100 |  | 368 | N | Natural Gas | Y | N | N | 9999 | N |  | O/G Steam |  | 5389.0298 | 11015
2500_G_GT11 | NY | 36081 | RAVENSWOOD GENERATING STATION | Ravenswood | 8309011 | 202513 | 2500 | CT0011 | 2500 | GT11 | 2630400024 | UCT011 | 4.4618 | 0.049904 | 0.096788 | 0.096788 | 1.1197 |  | 1.2029 | 4.2159 | 0.033335 | 0.064688 | 0.064709 | 0.020589 |  | 0.80396 | 2019 | 35 | 12.5 | 750 | -1 | 60.2 | 221112 | -73.946 | 40.7597 | 20 | 125 | 120 |  | 17.3 | N | Natural Gas, Distillate Fuel Oil | Y | N | N | 9999 | N |  | Combustion Turbine |  | 132 | 16888
2500_G_GT10 | NY | 36081 | RAVENSWOOD GENERATING STATION | Ravenswood | 8309011 | 202613 | 2500 | CT0010 | 2500 | GT10 | 2630400024 | UCT010 | 6.9591 | 0.060702 | 0.12472 | 0.12472 | 0.05044 |  | 1.463 | 3.6894 | 0.029172 | 0.05661 | 0.056628 | 0.018018 |  | 0.70356 | 2019 | 35 | 12.5 | 750 | -1 | 60.2 | 221112 | -73.946 | 40.7597 | 21 | 125 | 120 |  | 19.2 | N | Natural Gas, Distillate Fuel Oil | Y | N | N | 9999 | N |  | Combustion Turbine |  | 135 | 16885
2500_G_GT9 | NY | 36081 | RAVENSWOOD GENERATING STATION | Ravenswood | 8309011 | 202813 | 2500 | CT0009 | 2500 | GT9 | 2630400024 | UCT009 | 8.9182 | 0.05344 | 0.10365 | 0.10365 | 0.044107 |  | 1.2881 | [8 empty] | 35 | 12.5 | 750 | -1 | 60.2 | 221112 | -73.946 | 40.7597 | 21 | 125 | 120 |  | 16.3 | N | Natural Gas, Distillate Fuel Oil | Y | N | N | 9999 | N |  | Combustion Turbine |  | 143 | 16213
2500_G_GT1 | NY | 36081 | RAVENSWOOD GENERATING STATION | Ravenswood | 8309011 | 202913 | 2500 | CT0001 | 2500 | GT1 | 2630400024 | UCT001 | 1.8736 | 0.0090157 | 0.017486 | 0.017486 | 0.0074412 |  | 0.21731 | 0.72384 | 0.0076908 | 0.014924 | 0.014929 | 0.0047502 |  | 0.18548 | 2019 | 28 | 10.1 | 920 | -1 | 61.9 | 221112 | -73.946 | 40.7597 | 8 | 125 | 120 |  | 8.7 | N | Natural Gas | Y | N | N | 9999 | N |  | Combustion Turbine |  | 36 | 16896
2500_B_30 | NY | 36081 | RAVENSWOOD GENERATING STATION | Ravenswood | 8309011 | 203413 | 2500 | 30 | 2500 | 30 | 2630400024 | U00030 | 816.9333 | 21.622 | 76.0573 | 76.0628 | 55.3257 |  | 238.6983 | 55.9021 | 1.6 | 5.9459 | 7.3865 | 10.5842 |  | 18.6641 | 2019 | 499 | 23.5 | 270 | 48750 | 112 | 221112 | -73.946 | 40.7597 | 9380 | 125 | 100 |  | 973 | N | Natural Gas | Y | N | N | 9999 | N |  | O/G Steam |  | 4476.2598 | 11031
2500_G_4 | NY | 36081 | RAVENSWOOD GENERATING STATION | Ravenswood | 8309011 | 64122913 | 2500 | UCC001 | 2500 | 4 | 2630400024 | UCC001 | 42.8253 | 3.7712 | 55.8407 | 55.8547 | 8.658 | 16.3733 | 4.7264 | 42.621 | 3.5492 | 73.3103 | 73.3236 | 12.2415 | 3.8984 | 6.0831 | 2019 | 400 | 18.5 | 283 | 336.0033 | 1.2494 | 221112 | -73.946 | 40.7597 | 2160 | 125 | 120 |  | 169.7 | N | Natural Gas, Distillate Fuel Oil | Y | N | N | 9999 | N | 2500_G_4;2500_G_4S | Combined Cycle |  | 7585.6992 | 7425
54114_G_GEN1 | NY | 36081 | KIAC COGENERATION PLANT-JFK AIRPORT | Kennedy International Airport Cogen | 8310711 | 97071513 | 54114 | GT1 | 54114 | GEN1 | 2630800096 | U00001 | 35.4829 | 0.82308 | 1.2559 | 2.7822 | 8.4052 |  | 15.3311 | 34.1799 | 0.548 | 6.1477 | 6.1477 | 8.5518 | 2.7075 | 2.5795 | 2019 | 110 | 9.5 | 261 | -1 | 70 | 221112 | -73.7851 | 40.6468 | 718 | 125 | 120 |  | 48.9 | Y | Natural Gas, Distillate Fuel Oil | Y | N | N | 9999 | N | 54114_G_GEN3;54114_G_GEN1 | Combined Cycle |  | 6305.9673 | 8773
54114_G_GEN2 | NY | 36081 | KIAC COGENERATION PLANT-JFK AIRPORT | Kennedy International Airport Cogen | 8310711 | 97071613 | 54114 | GT2 | 54114 | GEN2 | 2630800096 | U00002 | 37.2475 | 1.0437 | 2.5473 | 5.6545 | 18.7827 |  | 19.4823 | 34.756 | 0.814 | 9.2238 | 9.2239 | 14.34 | 6.3278 | 5.6519 | 2019 | 110 | 9.5 | 261 | -1 | 70 | 221112 | -73.7851 | 40.6468 | 718 | 125 | 120 |  | 47.8 | Y | Natural Gas, Distillate Fuel Oil | Y | N | N | 9999 | N |  | Combined Cycle |  | 7557.7905 | 8773
55699_G_1 | NY | 36081 | BAYSWATER / JAMAICA BAY PEAKING FACILITY | Bayswater Peaking Facility LLC | 9333411 | 55489413 | 55699 | 1 | 55699 | 1 | 2630800513 | U00001 | 9.8802 | 0.7181 | 9.6913 | 9.694 | 2.1843 | 9.2502 | 11.5653 | 6.5125 | 0.40931 | 5.524 | 5.5255 | 1.4326 | 4.7022 | 9.347 | 2019 | 110 | 14.6 | 851 | -1 | 77 | 221112 | -73.7614 | 40.6106 | 625 | 125 | 120 | 109&139 | 53.9 | N | Natural Gas | Y | N | N | 9999 | N |  | Combustion Turbine |  | 4101.5361 | 11048
56141_G_2 | NY | 36081 | BAYSWATER / JAMAICA BAY PEAKING FACILITY | Jamaica Bay Peaking | 9333411 | 55489513 | 55699 | 2 | 56141 | 2 | 2630800513 | U00002 | 1.7019 | 0.067661 | 1.0008 | 1.0595 | 0.091621 | 0.13955 | 0.12532 | 1.168 | 0.025524 | 0.45334 | 0.49131 | 0.027819 | 0.10645 | 0.10543 | 2019 | 110 | 15 | 723 | -1 | 77 | 221112 | -73.7614 | 40.6106 | 625 | 125 | 120 |  | 54.3 | N | Distillate Fuel Oil | Y | N | N | 9999 | N |  | Combustion Turbine |  | 202.92 | 11792
7909_G_VG03 | NY | 36081 | VERNON BLVD PLANT | Vernon Boulevard | 9333511 | 55487013 | 7909 | VB02;VB01; | 7909 | VG03;VG03 | 2630401377 | 100001 | 3.5911 | 0.14358 | 1.7354 | 1.7354 | 0.5596 | 2.3094 | 2.6025 | 3.1555 | 0.12766 | 1.2367 | 1.2375 | 0.61055 | 1.338 | 1.5035 | 2019 | 30 | 3 | 983 | -1 | 61.9 | 221112 | -73.9506 | 40.7539 | 885 | 125 | 120 | 109&139 | 39.9 | N | Natural Gas | Y | N | N | 9999 | Y | 7909_G_VG03;7909_G_VG02 | Combustion Turbine |  | 753.4002 | 11752
56259_G_CT11 | NY | 36083 | EMPIRE POWER PLANT | Empire Generating Co LLC | 15473111 | 96599013 | 56259 | ;CT-1;CT-2 | 56259 | CT11;CT11 | 4381400052 | 1CTDBR | 123.9763 | 7.9662 | 40.6218 | 40.6218 | 1.3069 | 10.0675 | 42.9704 | 79.0035 | 5.4461 | 17.7261 | 17.7261 | 0.8302 | 6.6446 | 18.5634 | 2019 | 248 | 19 | 171 | -1 | 58 | 221112 | -73.749 | 42.6296 | 5500 | 125 | 120 |  | 155 | Y | Natural Gas, Distillate Fuel Oil | Y | N | N | 9999 | Y | 56259_G_CT12;56259_G_CT11;56259_G_ST13 | Combined Cycle |  | 7740.4736 | 7315
54034_G_GEN1 | NY | 36083 | RENSSELAER COGEN FACILITY | Rensselaer Cogen | 7863911 | 3601013 | 54034 | 1GTDBS | 54034 | GEN1 | 4381400029 | 1GTDBS | 4.5282 | 0.083941 | 0.70124 | 0.70479 | 0.34191 | 0.1673 | 2.7542 | 0.52651 | 0.0092196 | 0.075506 | 0.075543 | 0.033274 | 0.04381 | 0.28077 | 2019 | 150 | 11.5 | 266 | -1 | 76 | 221112 | -73.7483 | 42.6255 | 787 | 125 | 120 | 139 | 47 | N | Natural Gas, Distillate Fuel Oil | Y | N | N | 9999 | N | 54034_G_GEN1;54034_G_GEN2 | Combined Cycle |  | 462.64 | 8977
10190_G_GEN1 | NY | 36083 | EPCOR POWER CASTLETON | Castleton Energy Center | 7864311 | 3599713 | 10190 | 1 | 10190 | GEN1 | 4384400008 | 10GTDB | 83.2725 | 0.7136 | 1.8196 | 3.5324 | 3.1353 |  | 34.677 | 44.2345 | 0.3665 | 0.8864 | 1.4957 | 1.2781 |  | 22.0627 | 2019 | 145 | 12 | 250 | -1 | 52 | 221112 | -73.7451 | 42.5397 | 43 | 125 | 120 |  | 45.8 | N | Natural Gas, Distillate Fuel Oil | Y | N | N | 9999 | N |  | Combined Cycle |  | 4603.5703 | 9066
10190_G_GEN2 | NY | 36083 | EPCOR POWER CASTLETON | Castleton Energy Center | 7864311 | 3599813 |  |  | 10190 | GEN2 | 4384400008 | 100AUX | 0.5488 | 0.00235 | 0.0298 | 0.0298 | 0.02155 |  | 0.3293 | 0.266 | 0.00114 | 0.01445 | 0.01445 | 0.01045 |  | 0.1596 | 2019 | 85 | 3.333 | 375 | -1 | 50 | 221112 | -73.7451 | 42.5397 | 25 | 125 | 100 |  | 24.4 | N | Natural Gas, Distillate Fuel Oil | N | N | N | 9999 | N |  | Combined Cycle |  |  | 9066
2490_B_30 | NY | 36085 | ARTHUR KILL GENERATING STATION | Arthur Kill Generating Station | 7844111 | 3597313 | 2490 | 20;30; | 2490 | 30;30 | 2640300014 | AK0001 | 534.613 | 3.5745 | 45.28 | 45.313 | 43.983 | 19.065 | 500.4605 | 454.2125 | 3.036 | 38.2351 | 38.266 | 27.8296 | 16.1917 | 357.935 | 2019 | 193.8 | 7.8 | 324 | 32.9733 | 0.6897 | 221112 | -74.1994 | 40.5915 | 5500 | 125 | 100 |  | 508 | N | Natural Gas | Y | N | N | 9999 | Y | 2490_B_30;2490_B_20 | O/G Steam |  | 5197.1001 | 11227
2490_G_GT1 | NY | 36085 | ARTHUR KILL GENERATING STATION | Arthur Kill Generating Station | 7844111 | 3597513 | 2490 | CT0001 | 2490 | GT1 | 2640300014 | AK0005 | 1.0925 | 0.0145 | 0.028 | 0.028 | 0.013 |  | 0.3485 | 1.3575 | 0.014423 | 0.027997 | 0.027997 | 0.0089082 |  | 0.34784 | 2019 | 47 | 16.4 | 935 | -1 | 61.9 | 221112 | -74.1994 | 40.5915 | 15 | 125 | 120 |  | 12 | N | Natural Gas | Y | N | N | 9999 | N |  | Combustion Turbine |  | 27.25 | 19635
8053_G_N01 | NY | 36085 | POUCH TERMINAL | Pouch | 9330411 | 55492713 | 8053 | PT01 | 8053 | N01 | 2640200295 | 100001 | 3.5927 | 0.22618 | 2.2964 | 2.2964 | 0.73288 | 3.5745 | 3.6905 | 3.2437 | 0.20773 | 1.8138 | 1.8138 | 0.88501 | 1.7579 | 2.149 | 2019 | 10 | 0.4 | 983 | -1 | 61.9 | 221112 | -74.0681 | 40.6189 | 517 | 125 | 120 | 109&139 | 46 | N | Natural Gas | Y | N | N | 9999 | N |  | Combustion Turbine |  | 1526.3674 | 10745
2628_G_GEN1 | NY | 36087 | ALLIANCE ENERGY- HILLBURN GAS TURBINE FACILITY | Hillburn | 7952711 | 3502213 | 2628 | 001 | 2628 | GEN1 | 3392600059 | 100001 | 1.0319 | 0.010321 | 0.020662 | 0.020744 | 0.0066164 |  | 0.24494 | 0.86986 | 0.0092422 | 0.017941 | 0.017941 | 0.0057084 |  | 0.2229 | 2019 | 45 | 1.7 | 72 | -1 | 60.2 | 221112 | -74.1639 | 41.1266 | 38 | 125 | 120 |  | 33.1 | N | Natural Gas, Distillate Fuel Oil | Y | N | N | 9999 | N |  | Combustion Turbine |  | 17.87 | 17931
2625_B_1 | NY | 36087 | BOWLINE POINT GENERATING STATION | Bowline Point | 8175411 | 4454713 | 2625 | 1 | 2625 | 1 | 3392200003 | 100001 | 487.5 | 28.1 | 32.997 | 33.0266 | 24.4502 | 14.054 | 105.2993 | 88.9047 | 4.8204 | 5.8571 | 5.8617 | 4.4027 | 2.4797 | 20.6409 | 2019 | 286 | 18.8 | 292 | -1 | 114 | 221112 | -73.966 | 41.2055 | 7000 | 125 | 100 | 149 | 575 | N | Natural Gas, Residual Fuel Oil | Y | N | N | 9999 | N |  | O/G Steam |  | 2559.6301 | 10814
2625_B_2 | NY | 36087 | BOWLINE POINT GENERATING STATION | Bowline Point | 8175411 | 4454813 | 2625 | 2 | 2625 | 2 | 3392200003 | 100002 | 306.1 | 15.2 | 22.2665 | 22.2844 | 17.9215 | 9.3753 | 246.1035 | 92.8 | 4.8 | 6.2005 | 6.2055 | 5.0194 | 2.6258 | 68.9262 | 2017 | 286 | 18.8 | 268 | -1 | 84 | 221112 | -73.966 | 41.2055 | 7600 | 125 | 100 | 99 | 562 | N | Natural Gas, Residual Fuel Oil | Y | N | N | 9999 | N |  | O/G Steam |  | 1806.6598 | 11120
10803_B_HRSG A | NY | 36089 | OGDENSBURG ENERGY FACILITY |  | 7968011 | 3495513 | 10803 | 1 |  |  | 6401200053 | 1AXBLR | 8.341 | 0.04632 | 0.58672 | 0.58719 | 1.0563 | 0.037828 | 6.4848 | 7.912 | 0.0465 | 0.58563 | 0.5861 | 0.42625 | 0.037975 | 6.51 | 2019 | 175 | 3 | 72 | -1 | 36.6 | 221112 | -75.4423 | 44.7258 | 536 | 125 | 100 |  |  |  |  | N | Y | N |  | N
54592_G_GEN1 | NY | 36089 | MASSENA ENERGY FACILITY | Massena Energy Facility | 7968411 | 3491713 | 54592 | 001 | 54592 | GEN1 | 6405800046 | 100GTU | 3 | 0.0115 | 0.094148 | 0.0975 | 0.057 |  | 0.8485 | 0.464 | 0.0045 | 0.043984 | 0.04555 | 0.0215 |  | 0.1275 | 2019 | [5 empty] | 221112 | -74.8926 | 44.95 | 46 | 125 | 120 | 99 | 46 | N | Natural Gas, Distillate Fuel Oil | Y | N | N | 9999 | N |  | Combined Cycle |  | 67.27 | 9766
50458_G_GEN2 | NY | 36091 | INDECK-CORINTH ENERGY CENTER | Indeck Corinth Energy Center | 7819511 | 3429213 |  |  | 50458 | GEN2 | 5412600028 | EI0001 | 0.53831 | 0.0082372 | 0.042176 | 0.042202 | 0.018385 |  | 0.20275 | 0.1777 | 0.0087307 | 0.012773 | 0.012776 | 0.012985 |  | 0.047409 | 2019 | 26.5 | 1.4 | 490 | 1.585 | 1.0292 | 221112 | -73.8096 | 43.2492 |  | 125 | 140 |  | 54.6 | Y | Natural Gas, Distillate Fuel Oil | N | Y | N | 9999 | N |  | Combined Cycle |  |  | 7771
50458_G_GEN1 | NY | 36091 | INDECK-CORINTH ENERGY CENTER | Indeck Corinth Energy Center | 7819511 | 3429313 | 50458 | 1 | 50458 | GEN1 | 5412600028 | U00001 | 75.8076 | 1.6213 | 2.6329 | 2.6578 | 19.3243 | 0.26894 | 43.6485 | 61.893 | 1.4236 | 2.4148 | 2.4488 | 16.5039 | 0.022035 | 20.8219 | 2019 | 237 | 15 | 275 | -1 | 75 | 221112 | -73.8096 | 43.2492 | 76 | 125 | 120 |  | 74.7 | Y | Natural Gas, Distillate Fuel Oil | Y | N | N | 9999 | N |  | Combined Cycle |  | 5417.25 | 7771
54782_G_GE1 | NY | 36099 | SENECA ENERGY LFGTE FACILITY |  | 8436511 | 64160313 |  |  |  |  | 8453200075 | 3STAGE | [7 empty] | 29.1031 | 38.5768 | 19.9418 | 19.9421 | 68.0883 | 1.8835 | 355.5393 | 2019 | 38 | 1.7 | 836 | 2.6333 | 1.1596 | 562212 | -76.8453 | 42.9211 | 17900 | 125 | 160 |  |  |  |  | N | N | N |  | N | 54782_G_GE3;54782_G_GE16;54782_G_GE15;54782_G_GE12;54782_G_GE7;54782_G_GE6;54782_G_GE11;54782_G_GE9;54782_G_GE5;54782_G_GE2;54782_G_GE18;54782_G_GE17;54782_G_GE8;54782_G_GE1;54782_G_GE13;54782_G_GE10;54782_G_GE4;54782_G_GE14
55787_G_CT02 | NY | 36103 | SHOREHAM ELECTRIC GENERATING FACILITY | Shoreham Energy LLC | 10724011 | 58686813 | 55787 |  | 55787 | CT02;CT02 | 1472204133 | U00001 | 1.2275 | 0.092 | 0.41462 | 0.44402 | 0.049356 | 0.0365 | 0.1855 | 1.8185 | 0.014 | 0.21009 | 0.2322 | 0.030201 | 0.001 | 0.048 | 2019 | 110 | 10.5 | 835 | -1 | 85.3 | 221112 | -72.8667 | 40.9574 | 922 | 125 | 120 | 139 | 42.5 | N | Distillate Fuel Oil | Y | N | N | 9999 | Y | 55787_G_CT02;55787_G_CT01 | Combustion Turbine |  | 83.14 | 10745
55969_G_U-01 | NY | 36103 | GREENPORT GENERATING FACILITY | Hawkeye Energy Greenport LLC | 10749711 | 64120413 | 55969 | U-01 | 55969 | U-01 | 1473803119 | U00001 | 1.7694 | 0.0595 | 0.15058 | 0.15385 | 0.01314 | 0.11404 | 0.04445 | 5.381 | 0.1885 | 0.8383 | 0.8565 | 0.023 | 0.4195 | 0.146 | 2019 | 65 | 10 | 840 | 211.1116 | 2.6868 | 221112 | -72.3761 | 41.1059 | 550 | 125 | 120 |  | 53.4 | N | Distillate Fuel Oil | Y | N | N | 9999 | N |  | Combustion Turbine |  | 338.75 | 11389
56234_G_CT01 | NY | 36103 | Caithness Long Island Energy Center | Caithness Long Island Energy Center | 15488311 | 96986713 | 56234 | 0001 | 56234 | CT01 | 1472204426 | U00001 | 53.77 | 5.1746 | 13.7429 | 13.746 | 17.4244 | 9.7203 | 4.574 | 49.5431 | 4.4934 | 11.9568 | 11.9572 | 15.1235 | 15.7312 | 8.1399 | 2019 | 170 | 20 | 175 | -1 | 43 | 221112 | -72.9404 | 40.8143 | 2650 | 125 | 120 |  | 179.9 | N | Natural Gas, Distillate Fuel Oil | Y | N | N | 9999 | N |  | Combined Cycle |  | 8281.6699 | 7398
56234_G_ST01 | NY | 36103 | Caithness Long Island Energy Center | Caithness Long Island Energy Center | 15488311 | 96986813 |  |  | 56234 | ST01 | 1472204426 | U00002 | 0.032 |  | 0.00299 | 0.0029925 | 0.0024855 | 0.002892 |  | 0.00231 | 0.00012 | 0.00011989 | 0.00011999 | 2.5e-05 | 0.0001 | 0.000625 | 2019 | 170 | 2 | 365 | -1 | 15 | 221112 | -72.9404 | 40.8143 |  | 125 | 100 |  | 137 | N | Natural Gas, Distillate Fuel Oil | N | N | N | 9999 | N |  | Combined Cycle |  |  | 7398
2519_G_1 | NY | 36103 | SOUTHAMPTON GT FACILITY | South Hampton | 7942611 | 2539113 |  |  | 2519 | 1 | 1473601438 | UGT001 | 11.9775 | 0.021 | 0.41602 | 0.42505 | 0.00935 |  | 0.07 | 14.5785 | 0.017 | 0.50504 | 0.516 | 0.018755 | 0.154 | 0.085 | 2019 | 38 | 11.4 | 900 | -1 | 60.2 | 221112 | -72.3819 | 40.9079 | 7 | 125 | 120 |  | 8.5 | N | Distillate Fuel Oil | N | Y | N | 9999 | N |  | Combustion Turbine |  |  | 25000
2520_G_1 | NY | 36103 | SOUTHOLD GT FACILITY | Southold | 7942711 | 2538913 |  |  | 2520 | 1 | 1473800455 | UGT001 | 4.3595 | 0.007 | 0.15122 | 0.1545 | 0.00331 |  | 0.0255 | 10.706 | 0.0145 | 0.37095 | 0.379 | 0.008 | 0.1125 | 0.0625 | 2019 | 38 | 11.4 | 900 | -1 | 60.2 | 221112 | -72.3905 | 41.0933 | 12 | 125 | 120 |  | 10 | N | Distillate Fuel Oil | N | Y | N | 9999 | N |  | Combustion Turbine |  |  | 25000
2517_B_3 | NY | 36103 | PORT JEFFERSON POWER STATION | Port Jefferson | 7981511 | 6455313 | 2517 | 3 | 2517 | 3 | 1472200107 | U00002 | 83.9225 | 64.626 | 13.5953 | 14.0311 | 15.6235 | 4.0918 | 99.339 | 40.8395 | 13.9242 | 5.5542 | 5.6589 | 3.2735 | 2.0348 | 16.3902 | 2019 | 425 | 10.2 | 310 | -1 | 122 | 221112 | -73.0787 | 40.9501 | 1950 | 125 | 100 |  | 190 | N | Natural Gas, Residual Fuel Oil | Y | N | N | 9999 | N |  | O/G Steam |  | 2428 | 11953
2517_G_GT1 | NY | 36103 | PORT JEFFERSON POWER STATION | Port Jefferson | 7981511 | 6455413 | 2517 | UGT001 | 2517 | GT1 | 1472200107 | UGT001 | 1.4815 | 0.0025 | 0.029034 | 0.0525 | 0.001105 |  | 0.0085 | 2.5207 | 0.0025 | 0.032074 | 0.058 | 0.001 | 0.0175 | 0.0095613 | 2019 | 38 | 11.7 | 980 | -1 | 46 | 221112 | -73.0787 | 40.9501 | 266 | 125 | 120 |  | 12.1 | N | Distillate Fuel Oil | Y | N | N | 9999 | N |  | Combustion Turbine |  | 35 | 10804
2517_B_4 | NY | 36103 | PORT JEFFERSON POWER STATION | Port Jefferson | 7981511 | 6455613 | 2517 | 4 | 2517 | 4 | 1472200107 | U00003 | 63.0085 | 139.7775 | 16.0082 | 16.9742 | 9.7057 | 3.204 | 69.9975 | 55.0525 | 29.6356 | 9.7763 | 9.999 | 5.4865 | 3.4371 | 28.1948 | 2019 | 425 | 10.2 | 310 | -1 | 122 | 221112 | -73.0787 | 40.9501 | 2000 | 125 | 100 |  | 190 | N | Natural Gas, Residual Fuel Oil | Y | N | N | 9999 | N |  | O/G Steam |  | 1945.75 | 11684
7314_G_NA1 | NY | 36103 | RICHARD M FLYNN POWER PLANT | Richard M Flynn | 7981711 | 6454013 | 7314 | 001 | 7314 | NA1 | 1472200926 | U00001 | 144.0732 | 2.8836 | 3.9989 | 3.9989 | 6.7007 | 30.5405 | 2.1463 | 63.6214 | 5.2084 | 1.3771 | 1.4245 | 7.3895 | 10.6515 | 0.8841 | 2019 | 120 | 17.5 | 72 | -1 | 32.4 | 221112 | -73.0641 | 40.8158 | 1320 | 125 | 120 |  | 87.5 | N | Natural Gas, Distillate Fuel Oil | Y | N | N | 9999 | N | 7314_G_NA1;7314_G_NA2 | Combined Cycle |  | 8396.3008 | 8042
2516_B_1 | NY | 36103 | NORTHPORT POWER STATION | Northport | 8121711 | 126493813 | 2516 | 4;2;3;;1 | 2516 | 1 | 1472600130 | UTGB01 | 142.9455 | 79.9329 | 24.2081 | 26.9597 | 12.0289 | 7.6041 | 183.663 | 666.4055 | 252.7011 | 104.6016 | 112.6034 | 59.8749 | 37.1248 | 921.1875 | 2019 | 600 | 16.8 | 325 | -1 | 84 | 221112 | -73.3426 | 40.9235 | 385 | 125 | 140 |  | 400 | N | Natural Gas | Y | N | N | 9999 | Y | 2516_B_4;2516_B_3;2516_B_2;2516_B_1 | O/G Steam |  | 2116.25 | 10733
2516_B_2 | NY | 36103 | NORTHPORT POWER STATION | Northport | 8121711 | 4705713 | 2516 | 2 | 2516 | 2 | 1472600130 | U00002 | 219.917 | 35.9525 | 31.7053 | 32.139 | 19.6925 | 12.0316 | 303.3905 | [8 empty] | 600 | 16.8 | 325 | -1 | 84 | 221112 | -73.34 | 40.92 | 3900 | 125 | 100 |  | 399 | N | Natural Gas, Residual Fuel Oil | Y | N | N | 9999 | N |  | O/G Steam |  | 3433.5 | 10794
2516_B_3 | NY | 36103 | NORTHPORT POWER STATION | Northport | 8121711 | 4705813 | 2516 | 3 | 2516 | 3 | 1472600130 | U00003 | 174.2785 | 99.6858 | 31.8968 | 32.9592 | 15.2195 | 9.6135 | 234.913 | [8 empty] | 600 | 16.8 | 325 | -1 | 84 | 221112 | -73.34 | 40.92 | 3900 | 125 | 100 | 10 | 390 | N | Natural Gas, Residual Fuel Oil | Y | N | N | 9999 | N |  | O/G Steam |  | 2845.75 | 10707
2516_B_4 | NY | 36103 | NORTHPORT POWER STATION | Northport | 8121711 | 4705913 | 2516 | 4 | 2516 | 4 | 1472600130 | U00004 | 249.525 | 181.6117 | 42.0818 | 43.1318 | 24.558 | 15.1716 | 376.457 | [8 empty] | 600 | 16.8 | 325 | -1 | 84 | 221112 | -73.34 | 40.92 | 3800 | 125 | 100 | 10 | 392 | N | Natural Gas, Residual Fuel Oil | Y | N | N | 9999 | N |  | O/G Steam |  | 4215.75 | 10605
2516_G_GT1 | NY | 36103 | NORTHPORT POWER STATION | Northport | 8121711 | 4706013 | 2516 | UGT001 | 2516 | GT1 | 1472600130 | UGT001 | 1.277 | 2.2324 | 0.024468 | 0.030768 | 0.001 |  | 0.0075 | 0.5355 | 0.001 | 0.01028 | 0.013021 | 0.0005 |  | 0.0030646 | 2019 | 57.3 | 11.4 | 734 | 6361.4 | 61.7 | 221112 | -73.3426 | 40.9235 | 266 | 125 | 120 |  | 11.8 | N | Distillate Fuel Oil | Y | N | N | 9999 | N |  | Combustion Turbine |  | 28 | 25000
50649_B_1 | NY | 36103 | BABYLON RESOURCE RECOVERY FACILITY | Covanta Babylon Inc | 8123111 | 4686313 |  |  | 50649 | 1 | 1472000777 | 1MBMWC | 91.95 | 5.151 | 0.22207 | 0.27482 | 6.503e-06 |  | 13.0125 | 185.215 | 12.247 | 0.34434 | 0.42614 | 2.325e-05 |  | 22.7955 | 2019 | 138 | 7.1 | 300 | 2635.6 | 66.5 | 562213 | -73.387 | 40.7342 |  | 103 | 270 |  | 7.2 | N | MSW | N | Y | N | 9999 | N |  | Municipal Solid Waste |  |  | 19383
50649_B_2 | NY | 36103 | BABYLON RESOURCE RECOVERY FACILITY | Covanta Babylon Inc | 8123111 | 97069213 |  |  | 50649 | 2 | 1472000777 | 2MBMWC | 91.59 | 6.245 | 0.25022 | 0.30967 | 6.503e-06 |  | 11.602 |  |  | 0.13775 |  |  |  |  | 2017 | 138 | 7.1 | 300 | 2635.6 | 66.5 | 562213 | -73.387 | 40.7342 |  | 103 | 270 |  | 7.2 | N | MSW | N | Y | N | 9999 | N |  | Municipal Solid Waste |  |  | 19383
50656_B_UNIT3 | NY | 36103 | HUNTINGTON RESOURCE RECOVERY FACILITY | Huntington Resource Recovery Facility | 8123211 | 4685913 |  |  | 50656 | UNIT3 | 1472600790 | 1MBMWC | 353.453 | 6.3924 | 0.030916 | 0.033432 | 0.19428 | 4.9474 | 43.1221 | 358.506 | 4.0365 | 0.020719 | 0.022405 | 0.89045 | 9.022 | 47.5446 | 2019 | 312 | 4 | 440 | -1 | 41.5 | 562213 | -73.2899 | 40.8817 |  | 103 | 270 |  | 8.2 | N | MSW | N | Y | N | 9999 | N | 50656_B_UNIT1;50656_B_UNIT3;50656_B_UNIT2 | Municipal Solid Waste |  |  | 17913
51038_B_B2 | NY | 36103 | ISLIP MCARTHUR RESOURCE RECOVERY FACIL | MacArthur Waste to Energy Facility | 8123311 | 4685413 |  |  | 51038 | B2 | 1472800185 | I00012 | 154.846 | 12.5005 | 0.005427 | 0.0054271 | 3.0023 |  | 76.991 | 163.2955 | 17.778 | 0.0059308 | 0.005931 | 7.229 |  | 90.048 | 2019 | 150 | 3.5 | 380 | 11.9633 | 1.2429 | 562213 | -73.1058 | 40.7864 |  | 103 | 270 |  | 5.5 | N | MSW | N | Y | N | 9999 | N | 51038_B_B2;51038_B_B1 | Municipal Solid Waste |  |  | 19383
2521_G_4 | NY | 36103 | WEST BABYLON GT FACILITY | West Babylon | 8452011 | 579613 | 2521 | UGT001 | 2521 | 4 | 1472001046 | UGT001 | 14.917 | 0.034 | 0.60684 | 0.60684 | 0.025557 |  | 0.10148 | 19.4972 | 0.0245 | 0.24809 | 0.8852 | 0.0091883 | 0.1285 | 0.073955 | 2019 | 46 | 20.6 | 980 | -1 | 61.7 | 221112 | -73.3495 | 40.6955 | 49 | 125 | 120 |  | 49.7 | N | Distillate Fuel Oil | Y | N | N | 9999 | N |  | Combustion Turbine |  | 150 | 15764
8007_G_1 | NY | 36103 | HOLTSVILLE GT FACILITY | Holtsville | 8452411 | 126778313 | 8007 | ;U00014;U00015;U00013;U00016;U00012;U00018;U00020;U00019;U00011;U00017;U00007;U00008;U00006;U00005;U00009;U00010;U00002;U00001;U00004;U00003 | 8007 | 1;1;1;1;1;1;1;1;1;1;1;1;1;1;1;1;1;1;1;1 | 1472200105 | UGT001 | 131.6542 | 0.2815 | 3.1479 | 6.9363 | 0.19514 |  | 0.9384 | 75.438 | 0.119 | 0.61338 | 1.866 | 0.0833 | 0.954 | 0.53087 | 2019 | 44 | 7.2 | 1260 | -1 | 127 | 221112 | -73.0657 | 40.8169 | 420 | 125 | 120 |  | 55.5 | N | Distillate Fuel Oil | Y | N | N | 9999 | Y | 8007_G_4;8007_G_9;8007_G_2;8007_G_8;8007_G_10;8007_G_3;8007_G_7;8007_G_6;8007_G_1;8007_G_5 | Combustion Turbine |  | 246 | 15129
7146_G_02 | NY | 36103 | WADING RIVER GT FACILITY | Wading River | 8452511 | 575113 | 7146 | UGT008 | 7146 | 02 | 1472200108 | UGT008 | 19.1395 | 0.0735 | 0.041077 | 0.041077 | 0.055756 |  | 1.601 | 5.4005 | 0.0225 | 0.20261 | 0.20261 | 0.010793 | 0.151 | 0.632 | 2019 | 70 | 19.9 | 1000 | -1 | 61.7 | 221112 | -72.8774 | 40.9568 | 81 | 125 | 120 |  | 76.9 | N | Distillate Fuel Oil | Y | N | N | 9999 | N |  | Combustion Turbine |  | 177.75 | 14576
7146_G_1 | NY | 36103 | WADING RIVER GT FACILITY | Wading River | 8452511 | 575313 | 7146 | UGT007 | 7146 | 1 | 1472200108 | UGT007 | 5.4925 | 0.0385 | 0.2371 | 0.2371 | 0.029439 |  | 0.8455 | 6.7615 | 0.0265 | 0.22705 | 0.24246 | 0.013 | 0.179 | 0.748 | 2019 | 70 | 19.9 | 1000 | -1 | 61.7 | 221112 | -72.8774 | 40.9568 | 78 | 125 | 120 |  | 82 | N | Distillate Fuel Oil | Y | N | N | 9999 | N |  | Combustion Turbine |  | 86 | 14599
2518_G_GT1 | NY | 36103 | WADING RIVER GT FACILITY | Shoreham | 8452511 | 575413 | 7146 | UGT013 | 2518 | GT1 | 1472200108 | UGT013 | 13.9645 | 0.0315 | 1.1981 | 1.1981 | 0.023883 |  | 0.094245 | 5.659 | 0.007 | 0.070217 | 0.26284 | 0.0026006 | 0.0365 | 0.021 | 2019 | 45 | 22.1 | 920 | -1 | 61.7 | 221112 | -72.8774 | 40.9568 | 686 | 125 | 120 |  | 49.8 | N | Distillate Fuel Oil | Y | N | N | 9999 | N |  | Combustion Turbine |  | 118 | 16203
7146_G_03 | NY | 36103 | WADING RIVER GT FACILITY | Wading River | 8452511 | 575513 | 7146 | UGT009 | 7146 | 03 | 1472200108 | UGT009 | 9.848 | 0.0595 | 0.033365 | 0.033365 | 0.04531 |  | 1.301 | 8.716 | 0.031 | 0.20239 | 0.20239 | 0.015 | 0.209 | 0.8725 | 2019 | 70 | 19.9 | 1000 | -1 | 61.7 | 221112 | -72.8774 | 40.9568 | 81 | 125 | 120 |  | 81.7 | N | Distillate Fuel Oil | Y | N | N | 9999 | N |  | Combustion Turbine |  | 139.25 | 14643
2518_G_GT2 | NY | 36103 | WADING RIVER GT FACILITY | Shoreham | 8452511 | 575613 | 7146 | UGT014 | 2518 | GT2 | 1472200108 | UGT014 | 9.8295 | 0.012 | 0.30581 | 0.30581 | 0.0091845 |  | 0.036232 | 2.1135 | 0.003 | 0.029692 | 0.07373 | 0.0011043 | 0.0155 | 0.009 | 2019 | 45 | 14.6 | 1040 | -1 | 61.7 | 221112 | -72.8774 | 40.9568 | 266 | 125 | 120 |  | 15.9 | N | Distillate Fuel Oil | Y | N | N | 9999 | N |  | Combustion Turbine |  | 142 | 16208
54149_G_GEN1 | NY | 36103 | NISSEQUOGUE COGEN PARTNERS PLANT | Stony Brook Cogen Plant | 8452911 | 574413 | 54149 | 1 | 54149 | GEN1 | 1472202441 | 100001 | 114.8667 | 1.0059 | 10.663 | 10.663 | 16.7329 | 10.4987 | 83.6415 | 130.303 | 0.996 | 9.9685 | 9.972 | 3.4884 | 10.6865 | 118.8191 | 2019 | 218 | 9 | 326 | -1 | 117 | 221112 | -73.1291 | 40.9168 | 670 | 125 | 120 | 99 | 44.5 | Y | Natural Gas, Distillate Fuel Oil | Y | N | N | 9999 | N |  | Combustion Turbine |  | 8074.9683 | 8700
2512_G_1 | NY | 36103 | EAST HAMPTON GT FACILITY | East Hampton | 8474611 | 293113 | 2512 | UGT001 | 2512 | 1 | 1472400345 | UGT001 | 64.926 | 0.0895 | 0.81673 | 2.6244 | 0.03025 |  | 0.24347 | 68.127 | 0.095 | 0.95564 | 2.0347 | 0.035394 | 0.494 | 0.28488 | 2019 | 39 | 17.1 | 1150 | -1 | 61.7 | 221112 | -72.21 | 40.96 | 19 | 125 | 120 |  | 19.2 | N | Distillate Fuel Oil | Y | N | N | 9999 | N |  | Combustion Turbine |  | 625.2502 | 13958
55786_G_CT02 | NY | 36103 | EDGEWOOD ELECTRIC GENERATING FACILITY | Edgewood Energy LLC | 9316211 | 55409813 | 55786 |  | 55786 | CT02;CT02 | 1472803244 | U00001 | 5.805 | 0.328 | 3.6076 | 3.6076 | 1.1479 | 2.9075 | 11.0165 | 4.0345 | 0.191 | 2.1016 | 2.1021 | 0.334 | 2.106 | 6.8045 | 2019 | 105 | 10.5 | 835 | -1 | 85 | 221112 | -73.2927 | 40.7863 | 960 | 125 | 120 | 109 | 42.5 | N | Natural Gas | Y | N | N | 9999 | Y | 55786_G_CT01;55786_G_CT02 | Combustion Turbine |  | 1259.9707 | 10745
7912_G_1 | NY | 36103 | BRENTWOOD PLANT | Brentwood | 9316311 | 55409713 | 7912 | BW01 | 7912 | 1 | 1472803067 | 100001 | 2.7251 | 0.15336 | 1.7352 | 1.7352 | 0.82929 | 2.7429 | 2.5445 | 3.4195 | 0.1733 | 1.8073 | 1.8073 | 0.57821 | 2.5473 | 1.4641 | 2019 | 15 | 1.8 | 430 | 41.6 | 15.8 | 221112 | -73.2933 | 40.787 | 480 | 125 | 120 |  | 45.5 | N | Natural Gas | Y | N | N | 9999 | N |  | Combustion Turbine |  | 1295.8381 | 10745
2517_G_GT3 | NY | 36103 | PORT JEFFERSON ENERGY CENTER | Port Jefferson | 9318011 | 55407613 | 2517 | UGT002;UGT003; | 2517 | GT3;GT3 | 1472204141 | UGT002 | 5.328 | 0.30684 | 1.6009 | 1.6076 | 0.88458 | 3.092 | 44.294 | 7.144 | 0.16 | 1.2794 | 1.2794 | 0.55064 | 1.7255 | 33.872 | 2019 | 265 | 10 | 835 | -1 | 125 | 221112 | -73.0785 | 40.9495 | 937 | 125 | 120 |  | 41.1 | N | Natural Gas, Distillate Fuel Oil | Y | N | N | 9999 | Y | 2517_G_GT3;2517_G_GT2 | Combustion Turbine |  | 1143 | 10810
56188_G_CTG | NY | 36103 | PINELAWN POWER | Pinelawn Power LLC | 9318211 | 55568913 | 56188 | 00001 | 56188 | CTG | 1472003061 | U00001 | 5.1725 | 0.4055 | 7.1802 | 7.7802 | 1.4272 | 2.385 | 15.8861 | 2.602 | 0.181 | 3.2674 | 3.5345 | 0.70521 | 0.873 | 4.984 | 2019 | 145 | 10.7 | 390 | -1 | 72 | 221112 | -73.3886 | 40.7339 | 850 | 125 | 140 | 109&139 | 47 | N | Natural Gas, Distillate Fuel Oil | Y | N | N | 9999 | N | 56188_G_STG;56188_G_CTG | Combined Cycle |  | 2817.25 | 8758
2535_B_2 | NY | 36109 | AES CAYUGA | Cayuga Operating Company | 8542611 | 228113 | 2535 | 1;;2 | 2535 | 2;2 | 7503200019 | M00001 | 354.9638 | 737.4495 | 65.517 | 65.9847 | 7.3688 | 9.2888 | 58.6901 | 137.4192 | 344.9047 | 0.025663 | 0.13877 | 1.1772 | 0.18415 | 9.851 | 2019 | 374 | 2.3 | 186 | -1 | 65 | 221112 | -76.6346 | 42.6018 | 4050 | 125 | 100 | 139&39 | 140 | N | Bituminous | Y | N | N | 2019 | Y | 2535_B_2;2535_B_1 | Coal Steam |  | 4844.0894 | 11120
10503_B_SG201B | NY | 36115 | WHEELABRATOR HUDSON FALLS | Wheelabrator Hudson Falls | 7982111 | 6451713 |  |  | 10503 | SG201B | 5534400001 | U00002 | 114.0785 | 11.5035 | 3.1127 | 3.1411 | 0.73807 |  | 10.6388 | 129.5395 | 2.6662 | 0.056642 | 0.10776 | 0.23267 |  | 10.9232 | 2019 | 316 | 4 | 225 | -1 | 57 | 562213 | -73.5916 | 43.3057 |  | 103 | 270 | 99 | 5.8 | N | MSW | N | Y | N | 9999 | N |  | Municipal Solid Waste |  |  | 21668
10503_B_SG201A | NY | 36115 | WHEELABRATOR HUDSON FALLS | Wheelabrator Hudson Falls | 7982111 | 6451913 |  |  | 10503 | SG201A | 5534400001 | U00001 | 108.7085 | 12.7543 | 3.3431 | 3.378 | 0.47272 |  | 12.2951 | 113.4565 | 3.1437 | 0.062647 | 0.13427 | 0.26161 |  | 13.4235 | 2019 | 316 | 4 | 225 | -1 | 57 | 562213 | -73.5916 | 43.3057 |  | 103 | 270 | 99 | 5.8 | N | MSW | N | Y | N | 9999 | N |  | Municipal Solid Waste |  |  | 21668
50882_B_2 | NY | 36119 | WHEELABRATOR WESTCHESTER LP | Wheelabrator Westchester | 8123611 | 4683613 |  |  | 50882 | 2 | 3551200031 | U0000B | 337.164 | 40.334 | 0.91109 | 1.1598 | 10.8654 |  | 23.9475 | 319.471 | 42.7175 | 0.64176 | 0.82996 | 10.4952 |  | 15.3699 | 2019 | 195 | 11.2 | 277 | -1 | 97.4 | 562213 | -73.9424 | 41.2771 |  | 103 | 270 | 107&99 | 17 | N | MSW | N | Y | N | 9999 | N |  | Municipal Solid Waste |  |  | 18482
50882_B_3 | NY | 36119 | WHEELABRATOR WESTCHESTER LP | Wheelabrator Westchester | 8123611 | 4684013 |  |  | 50882 | 3 | 3551200031 | U0000C | 367.818 | 39.2625 | 4.963 | 6.1602 | 11.8418 |  | 19.9647 | 373.745 | 42.7159 | 5.9685 | 7.4108 | 11.8042 |  | 19.5553 | 2019 | 195 | 11.2 | 277 | -1 | 97.4 | 562213 | -73.9424 | 41.2771 |  | 103 | 270 | 107&99 | 17 | N | MSW | N | Y | N | 9999 | N |  | Municipal Solid Waste |  |  | 18482
50882_B_1 | NY | 36119 | WHEELABRATOR WESTCHESTER LP | Wheelabrator Westchester | 8123611 | 4684113 |  |  | 50882 | 1 | 3551200031 | U0000A | 342.1101 | 44.0843 | 0.44152 | 0.5592 | 11.8465 |  | 21.989 | 350.2865 | 35.1662 | 0.9182 | 1.1736 | 11.8409 |  | 23.9723 | 2019 | 195 | 11.2 | 277 | -1 | 97.4 | 562213 | -73.9424 | 41.2771 |  | 103 | 270 | 107&99 | 17 | N | MSW | N | Y | N | 9999 | N |  | Municipal Solid Waste |  |  | 18482
50449_G_GEN1 | NY | 36121 | INDECK-SILVER SPRINGS COGENERATION | Indeck Silver Springs Energy Center | 7814811 | 3615513 | 50449 | 1 | 50449 | GEN1 | 9563200010 | S00001 | 36.656 | 0.23511 | 0.27847 | 0.27854 | 1.5868 |  | 3.5811 | 20.9505 | 0.12601 | 0.14701 | 0.14701 | 0.62996 |  | 4.6528 | 2019 | 135 | 11.5 | 290 | -1 | 64 | 221112 | -78.0781 | 42.6541 | 628 | 125 | 140 |  | 34.5 | Y | Natural Gas, Distillate Fuel Oil | Y | N | N | 9999 | N | 50449_G_GEN1;50449_G_GEN2 | Combined Cycle |  | 1997.25 | 9756
2527_B_6 | NY | 36123 | AES GREENIDGE LLC | Greenidge Generation LLC | 7935711 | 3543313 | 2527 | 6 | 2527 | 6 | 8573600004 | G00004 | [7 empty] | 7.7 | 0.2 | 2.4574 | 2.4594 | 1.7886 | 3.927 | 27.3172 | 2019 | 250 | 2.333 | 186 | -1 | 19.52 | 221112 | -76.9486 | 42.6791 | 1340 | 125 | 100 |  | 104 | N | Natural Gas | Y | N | N | 9999 | N |  | O/G Steam |  | 1123.86 | 11153
56249_G_6 | NC | 37007 | NCEMC - Anson Plant | Anson County Generation Facility | 10616211 | 74982813 | 56249 | ;ES1-B;ES1-A;ES2-A;ES6-A;ES6-B;ES4-A;ES3-B;ES4-B;ES3-A;ES2-B;ES5-A;ES5-B | 56249 | 6;6;6;6;6;6;6;6;6;6;6;6 | 3700700050 | GR1 | 112.2 |  | 6.65 | 6.65 | 15.55 |  | 136.19 | 48.85 | 0.319 | 2.7 | 2.7 | 6.92 |  | 59.2 | 2019 | 60 | 8.9 | 563 | 4168.163 | 67 | 221112 | -79.9223 | 34.9681 | 3960 | 125 | 120 | 109 | 56.5 | N | Natural Gas, Distillate Fuel Oil | Y | N | N | 9999 | Y | 56249_G_5;56249_G_6;56249_G_3;56249_G_4;56249_G_1;56249_G_2 | Combustion Turbine | 8736 | 822.3397 | 10745
2707_G_GT1 | NC | 37007 | Duke Energy Progress, LLC - Blewett | Blewett | 15613711 | 98739113 | 2707 | 1 | 2707 | GT1 | 3700700032 | G-1 | 2.3 | 1.2 | [5 empty] | 0.814 | 0.34 | [5 empty] | 2017 | 28.2 | 9.6 | 965 | 7505.0001 | 103.68 | 221111 | -79.877 | 34.9819 | 277 | 125 | 120 |  | 13 | N | Distillate Fuel Oil | Y | N | N | 9999 | N |  | Combustion Turbine |  | 14.06 | 25000
2707_G_GT2 | NC | 37007 | Duke Energy Progress, LLC - Blewett | Blewett | 15613711 | 98739213 | 2707 | 2 | 2707 | GT2 | 3700700032 | G-2 | 2.4 | 0.6 | [5 empty] | 1.233 | 0.514 | [5 empty] | 2019 | 28.2 | 9.6 | 965 | 7505.0001 | 103.68 | 221111 | -79.877 | 34.9819 | 277 | 125 | 120 |  | 13 | N | Distillate Fuel Oil | Y | N | N | 9999 | N |  | Combustion Turbine |  | 13.27 | 25000
2707_G_GT3 | NC | 37007 | Duke Energy Progress, LLC - Blewett | Blewett | 15613711 | 98739313 | 2707 | 3 | 2707 | GT3 | 3700700032 | G-3 | 2.4 | 1.1 | [5 empty] | 1.15 | 0.479 | [5 empty] | 2019 | 28.2 | 9.6 | 965 | 7505.0001 | 103.68 | 221111 | -79.877 | 34.9819 | 277 | 125 | 120 |  | 13 | N | Distillate Fuel Oil | Y | N | N | 9999 | N |  | Combustion Turbine |  | 17.31 | 25000
2707_G_GT4 | NC | 37007 | Duke Energy Progress, LLC - Blewett | Blewett | 15613711 | 98739413 | 2707 | 4 | 2707 | GT4 | 3700700032 | G-4 | 2.3 | 1.1 | [5 empty] | 1.144 | 0.477 | [5 empty] | 2017 | 28.2 | 9.6 | 965 | 7505.0001 | 103.68 | 221111 | -79.877 | 34.9819 | 277 | 125 | 120 |  | 13 | N | Distillate Fuel Oil | Y | N | N | 9999 | N |  | Combustion Turbine |  | 14.87 | 25000
10378_B_2C | NC | 37019 | CPI USA North Carolina - Southport Plant | CPI USA NC Southport | 8176711 | 6824813 | 10378 |  | 10378 | 2C;2C;2C;2C;2C;2C | 3701900067 | G-29 | 929 | 4609 | 76.72 | 76.72 | 7.38 |  | 1585 | 893.1 | 3297.8 | 55.97 | 67.37 | 6.91 |  | 1227.94 | 2019 | 228 | 8.81 | 315 | 4233.3334 | 69.44 | 221112 | -78.0121 | 33.9437 | 18 | 125 | 100 | 127 | 16 | Y | Biomass | Y | N | N | 9999 | Y | 10378_B_2A;10378_B_2B;10378_B_1B;10378_B_1A;10378_B_1C;10378_B_2C | Biomass | 8736 | 7884.0195 | 5867
2706_G_CT5 | NC | 37021 | Duke Energy Progress , Inc. - Asheville Steam Electric Plant | Asheville | 8392811 | 137508413 |  |  | 2706 | CT5 | 0628 | Unit 5 Main | [7 empty] | 278.18 | 4.696 | 13.469 | 13.469 | 0.7088 | 0.97 | 1.908 | 2019 | 160 | 18.5 | 190 | -1 | 157.513 | 221112 | -82.542 | 35.4664 | 2210 | 125 | 120 |  | 191.2 | N | Natural Gas, Distillate Fuel Oil | N | N | N | 9999 | N |  | Combined Cycle |  |  | 7050
2706_G_CT7 | NC | 37021 | Duke Energy Progress , Inc. - Asheville Steam Electric Plant | Asheville | 8392811 | 137508513 |  |  | 2706 | CT7 | 0628 | Unit 7 Main | [7 empty] | 277 | 4.69 | 0.108 | 0.108 | 0.278 |  | 0.728 | 2019 | 160 | 18.5 | 190 | -1 | 157.513 | 221112 | -82.5412 | 35.4665 | 2210 | 125 | 120 |  | 191.2 | N | Natural Gas, Distillate Fuel Oil | N | N | N | 9999 | N |  | Combined Cycle |  |  | 7050
2706_B_1 | NC | 37021 | Duke Energy Progress , Inc. - Asheville Steam Electric Plant |  | 8392811 | 1654113 | 2706 | 1 |  |  | 0628 | 1 | 328.6 | 505.9 | 75.0176 | 81.2199 | 9.1872 | 0.66018 | 76.8962 | 331.95 | 390.29 | 68.5831 | 72.7339 | 8.7282 | 0.61628 | 73.2569 | 2019 | 327 | 16.5 | 124 | -1 | 56.84 | 221112 | -82.5434 | 35.4706 | 2160 | 125 | 100 | 128&139&215 |  |  |  | Y | N | N |  | N |  |  |  | 7056.5098
2706_B_2 | NC | 37021 | Duke Energy Progress , Inc. - Asheville Steam Electric Plant |  | 8392811 | 1654213 | 2706 | 2 |  |  | 0628 | 2 | 273.6 | 415 | 53.1981 | 56.0226 | 7.6982 | 0.55287 | 64.4809 | 278.25 | 387.74 | 51.311 | 53.045 | 7.7261 | 0.54322 | 64.738 | 2019 | 327 | 16.5 | 121 | -1 | 56.08 | 221112 | -82.5434 | 35.4706 | 2100 | 125 | 100 | 128&139&215 |  |  |  | Y | N | N |  | N |  |  |  | 6488.6597
2706_G_GT1 | NC | 37021 | Duke Energy Progress , Inc. - Asheville Steam Electric Plant | Asheville | 8392811 | 1654313 | 2706 | 3 | 2706 | GT1 | 0628 | 3 | 76.5 | 0.489 | 2.6834 | 2.6834 | 1.38 |  | 2.6581 | 117.5 | 0.614 | 2.9983 | 2.9983 | 1.5663 |  | 3.1094 | 2019 | 60 | 16.2 | 1131 | 38400.1 | 186.3 | 221112 | -82.5404 | 35.4722 | 1930 | 125 | 120 | 213 | 160 | N | Natural Gas, Distillate Fuel Oil | Y | N | N | 9999 | N |  | Combustion Turbine |  | 1141.8702 | 11753
2706_G_GT2 | NC | 37021 | Duke Energy Progress , Inc. - Asheville Steam Electric Plant | Asheville | 8392811 | 1654413 | 2706 | 4 | 2706 | GT2 | 0628 | 4 | 42.783 | 0.262 | 1.4013 | 1.4013 | 0.72357 |  | 1.4049 | 88.323 | 0.587 | 3.0782 | 3.0782 | 1.5913 |  | 3.0965 | 2019 | 60 | 16.2 | 1131 | 38400.1 | 186.3 | 221112 | -82.5403 | 35.4729 | 1930 | 125 | 120 | 213 | 160 | N | Natural Gas, Distillate Fuel Oil | Y | N | N | 9999 | N |  | Combustion Turbine |  | 645.6302 | 11751
57896_G_UNT1 | NC | 37025 | Concord Energy, LLC | Concord Energy | 16601511 | 113947413 |  |  | 57896 | UNT1 | 3702500164 | G-12 | [7 empty] | 33.89 | 0.19 | 5.7 | 5.7 | 3.21 |  | 20.34 | 2019 | 128 | 3.83 | 800 | 1284.6408 | 111.5 | 221118 | -80.6703 | 35.346 | 63.8 | 125 | 120 |  | 3.9 | N | Landfill Gas | N | N | N | 9999 | N | 57896_G_UNT1;57896_G_UNT2 | Landfill Gas | 8736 |  | 16576
2727_B_1 | NC | 37035 | Duke Energy Carolinas, LLC - Marshall Steam Station | Marshall (NC) | 8370411 | 122679613 | 2727 | 2;1; | 2727 | 1;1 | 3703500073 | GR16 | 3132.2 | 1244 | 62.18 | 77.23 | 29.05 |  | 1049.3 | 2671.22 | 1589.39 | 52.44 | 63.57 | 25.84 |  | 403.04 | 2019 | 315 | 29.5 | 120 | 37592.1007 | 55 | 221112 | -80.9612 | 35.598 | 8460 | 125 | 100 | 128&140&67 | 370 | N | Bituminous | Y | N | N | 9999 | Y | 2727_B_2;2727_B_1 | Coal Steam | 8736 | 5040.4199 | 9477
2727_B_4 | NC | 37035 | Duke Energy Carolinas, LLC - Marshall Steam Station | Marshall (NC) | 8370411 | 408113 | 2727 | 4 | 2727 | 4 | 3703500073 | G-2 | 4278 | 1614 | 110.26 | 124.29 | 41.06 | 0 | 876.5 | 4226.35 | 1585 | 107.26 | 121.29 | 39.36 |  | 940.47 | 2019 | 315 | 29.5 | 120 | 37592.1007 | 55 | 221112 | -80.9612 | 35.598 | 7110 | 125 | 100 | 128&67&68 | 660 | N | Bituminous | Y | N | N | 9999 | N |  | Coal Steam | 8736 | 6943.1797 | 9300
2727_B_3 | NC | 37035 | Duke Energy Carolinas, LLC - Marshall Steam Station | Marshall (NC) | 8370411 | 408613 | 2727 | 3 | 2727 | 3 | 3703500073 | G-1 | 1978.5 | 2061 | 130.23 | 137.24 | 47.05 | 0 | 991.2 | 1854.05 | 1703.56 | 81.26 | 85.28 | 29.06 |  | 823.44 | 2019 | 315 | 29.5 | 120 | 37592.1007 | 55 | 221112 | -80.9612 | 35.598 | 7110 | 125 | 100 | 128&67&99 | 658 | N | Bituminous | Y | N | N | 9999 | N |  | Coal Steam | 8736 | 7651.5303 | 9344
57029_G_1 | NC | 37045 | Cleveland County Generating Facility | Cleveland Cnty Generating Facility | 16600211 | 106270213 | 57029 | ES1 | 57029 | 1 | 3704500372 | G-1 | 32.204 | 0.6134 | 8.9467 | 8.9467 | 1.4329 |  | 9.1741 | 43.7 | 0.9 | 11.83 | 11.83 | 1.81 |  | 12.81 | 2019 | 60 | 26.1 | 1111 | 42266.6675 | 79 | 221118 | -81.4167 | 35.1706 | 2210 | 125 | 160 |  | 185 | N | Natural Gas, Distillate Fuel Oil | Y | N | N | 9999 | N |  | Combustion Turbine | 9 | 1096.7804 | 10745
57029_G_2 | NC | 37045 | Cleveland County Generating Facility | Cleveland Cnty Generating Facility | 16600211 | 106270313 | 57029 | ES2 | 57029 | 2 | 3704500372 | G-2 | 39.0053 | 0.7092 | 10.9832 | 10.9832 | 1.7556 |  | 11.3208 | 32.81 | 0.7 | 9.6 | 9.6 | 1.5 |  | 10.1 | 2019 | 60 | 26.1 | 1111 | 42266.6675 | 79 | 221118 | -81.4167 | 35.1706 | 2210 | 125 | 120 |  | 187 | N | Natural Gas, Distillate Fuel Oil | Y | N | N | 9999 | N |  | Combustion Turbine | 10 | 1338.8005 | 10745
57029_G_3 | NC | 37045 | Cleveland County Generating Facility | Cleveland Cnty Generating Facility | 16600211 | 106270413 | 57029 | ES3 | 57029 | 3 | 3704500372 | G-3 | 40.8621 | 0.8091 | 10.9595 | 10.9595 | 1.7189 |  | 11.8439 | 36.95 | 0.7 | 10.03 | 10.03 | 1.61 |  | 10.91 | 2019 | 60 | 26.1 | 1111 | 42266.6663 | 79 | 221118 | -81.4167 | 35.1706 | 2210 | 125 | 120 |  | 183.2 | N | Natural Gas, Distillate Fuel Oil | Y | N | N | 9999 | N |  | Combustion Turbine | 1430 | 1422.7805 | 10745
57029_G_4 | NC | 37045 | Cleveland County Generating Facility | Cleveland Cnty Generating Facility | 16600211 | 106270513 | 57029 | ES4 | 57029 | 4 | 3704500372 | G-4 | 17.7445 | 0.2941 | 5.302 | 5.302 | 0.864 |  | 5.1899 | 38.45 | 0.8 | 10.75 | 10.75 | 1.71 |  | 11.62 | 2019 | 60 | 26.1 | 1111 | 42266.6663 | 79 | 221118 | -81.4167 | 35.1706 | 2210 | 125 | 120 |  | 183 | N | Natural Gas, Distillate Fuel Oil | Y | N | N | 9999 | N |  | Combustion Turbine | 600 | 606.7698 | 10745
59325_G_KMEC1 | NC | 37045 | Kings Mountain Energy Center | Kings Mountain Energy Center | 18049211 | 135476013 | 59325 | ES-1 | 59325 | KMEC1 | 3704500383 | G-4 | [7 empty] | 57.79 | 6.17 |  |  | 21.85 |  | 7.59 | 2019 | 180 | 23 | 170 | 18388.9515 | 44.26 | 221112 | -81.3603 | 35.1986 | 0.01 | 125 | 140 |  | 259 | N | Natural Gas | Y | N | N | 9999 | N | 59325_G_KMEC1;59325_G_KMEC2 | Combined Cycle | 8736 | 8223.5605 | 7050
10525_B_4A | NC | 37049 | Craven County Wood Energy, L.P. | Craven County Wood Energy LP | 8505111 | 546713 | 10525 | ES5A | 10525 | 4A | 3704900158 | G-1 | 590 | 55.1 | 59.1 | 76.7 | 25.99 | 0.0037024 | 1236.87 | 506.8 | 380.6 | 53.7 | 73.3 | 24.85 | 0.0054592 | 1182.34 | 2019 | 230 | 10.7 | 315 | 4046.4104 | 45 | 221118 | -77.1678 | 35.1286 | 666 | 125 | 100 | 128&75 | 47 | N | Biomass | Y | N | N | 9999 | N |  | Biomass | 7224 | 7132.6406 | 14638
1016_G_7 | NC | 37051 | Public Works Commission Butler-Warner Generation Plant | Butler-Warner Generation Plant | 8134411 | 5498113 | 1016 | GT-1;GT-3;GT-6;GT-2;GT-7; | 1016 | 7;7;7;7;7 | 3705100094 | G-35 | 16.93 | 0.23 | 0.27 | 0.38 | 0.11 |  | 7.81 | 21.86 | 0.23 | 0.32 | 0.44 | 0.14 |  | 0.88 | 2019 | 74.5 | 14.2 | 410 | 586.4166 | 3.7 | 221112 | -78.8295 | 35.0983 | 20 | 125 | 120 | 46 | 20 | N | Natural Gas, Distillate Fuel Oil | Y | Y | N | 9999 | Y | 1016_G_3;1016_G_2;1016_G_6;1016_G_9;1016_G_7;1016_G_1 | Combined Cycle | 2 | 87 | 12530
1016_G_8 | NC | 37051 | Public Works Commission Butler-Warner Generation Plant | Butler-Warner Generation Plant | 8134411 | 75105013 | 1016 | GT-8 | 1016 | 8 | 3705100094 | GR5 | 3.21 | 0.05 | 0.05 | 0.07 | 0.02 |  | 1.48 | 4.73 | 0.05 | 0.07 | 0.1 | 0.03 |  | 0.19 | 2019 | 74.5 | 14.2 | 410 | 586.4166 | 3.7 | 221112 | -78.8295 | 35.0983 | 341 | 125 | 120 | 46 | 20 | N | Natural Gas, Distillate Fuel Oil | Y | N | N | 9999 | N |  | Combined Cycle | 12 | 76 | 12530
1016_G_5 | NC | 37051 | Public Works Commission Butler-Warner Generation Plant | Butler-Warner Generation Plant | 8134411 | 89060413 | 1016 |  | 1016 | 5;5 | 3705100094 | GR8 | 0.47 |  | 0.02 | 0.02 |  |  | 0.02 | 4.5 | 0.05 | 0.07 | 0.1 | 0.03 |  | 0.1 | 2019 | 27.1 | 11.9 | 900 | 909.9666 | 8.18 | 221112 | -78.8295 | 35.0983 | 682 | 125 | 120 | 46 | 20 | N | Natural Gas, Distillate Fuel Oil | Y | Y | N | 9999 | Y | 1016_G_4;1016_G_5 | Combustion Turbine | 6 | 10 | 15301
2783_G_5A | NC | 37055 | NCEMC - Buxton | Buxton | 8135811 | 5494513 |  |  | 2783 | 5A | 3705500021 | G-8 | 6.52 |  | 0.17 | 0.17 | 0.09 |  | 0.03 | 12.43 | 0.01 | 0.33 | 0.33 | 0.17 |  | 0.06 | 2019 | 53 | 2.33 | 620 | 388.0526 | 91.01 | 221122 | -75.5351 | 35.2674 | 3 | 125 | 160 | 109 | 3 | N | Distillate Fuel Oil | N | N | N | 9999 | N | 2783_G_1A;2783_G_4A;2783_G_5A;2783_G_3A;2783_G_2A | Combustion Turbine | 375 |  | 16555
10384_B_1A | NC | 37065 | Edgecombe Power Station |  | 8124311 | 4678013 | 10384 |  |  | ; | 3706500146 | G-26 | 206.89 | 16.4 | 0.25 | 0.57 | 0.33 | 0.0088061 | 9.84 | 43.334 | 5.679 | 0.12 | 0.27 | 0.28 | 0.0076752 | 8.52 | 2017 | 198 | 8.67 | 175 | 4841.076 | 82 | 221118 | -77.7528 | 36.0377 | 750 | 125 | 100 | 127&215 |  |  |  | Y | N | N |  | Y | 10384_B_1B;10384_B_1A |  | 8736 | 4422.6401
10384_B_2A | NC | 37065 | Edgecombe Power Station |  | 8124311 | 4679213 | 10384 |  |  | ; | 3706500146 | G-27 | 243.51 | 14.63 | 0.11 | 0.26 | 0.39 | 0.010474 | 13.65 | 84.339 | 9.949 | 0.22 | 0.51 | 0.28 | 0.0075368 | 9.76 | 2019 | 198 | 8.67 | 175 | 4841.076 | 82 | 221118 | -77.7528 | 36.0377 | 750 | 125 | 100 | 127&215 |  |  |  | Y | N | N |  | Y | 10384_B_2B;10384_B_2A |  | 8736 | 5319.6309
54984_G_UNT1 | NC | 37067 | Salem Energy Systems, L.L.C. |  | 9344111 | 57687313 |  |  |  |  | 00884 | EU1 | [7 empty] | 41.5083 | 1.8549 | 5.3111 | 5.3111 | 3 |  | 76.3703 | 2019 | 34 | 3.8 | 830 | 1916.6667 | 170 | 221118 | -80.2913 | 36.1911 | 68.5 | 125 | 120 |  |  |  |  | N | N | N |  | N |  |  | 6
2718_B_1 | NC | 37071 | Duke Energy Carolinas, LLC - Allen Steam Station | G G Allen | 8137511 | 122705913 | 2718 | 5;1;2; | 2718 | 1;1;1 | 3707100039 | GR42 | 1106 | 440 | 31.4 | 42.53 | 12.08 |  | 371 | 832.4 | 87.98 | 25.5 | 35.27 | 8.76 |  | 253.96 | 2019 | 365 | 29.5 | 120 | 37592.1007 | 55 | 221112 | -81.0098 | 35.1915 | 7350 | 125 | 100 | 128&140&52&99 | 162 | N | Bituminous | Y | N | N | 2024 | Y | 2718_B_2;2718_B_5;2718_B_1 | Coal Steam | 8736 | 2429.1497 | 10839
2718_B_3 | NC | 37071 | Duke Energy Carolinas, LLC - Allen Steam Station | G G Allen | 8137511 | 122706013 | 2718 | 4;3; | 2718 | 3;3 | 3707100039 | GR43 | 1062 | 236 | 25.27 | 34.37 | 9.26 |  | 347.4 | 514.3 | 59.83 | 12.55 | 17.11 | 4.33 |  | 160.76 | 2019 | 365 | 29.5 | 120 | 37592.1007 | 55 | 221112 | -81.0098 | 35.1915 | 6780 | 125 | 100 | 128&140&52 | 258 | N | Bituminous | Y | N | N | 2024 | Y | 2718_B_3;2718_B_4 | Coal Steam | 8736 | 2532.5498 | 10448
54035_B_BLR1 | NC | 37083 | Roanoke Valley Energy Facility |  | 8048111 | 6362813 | 54035 | 1 |  |  | 3708300174 | G-7 | 92.9 | 22.2 | 4.05 | 4.97 | 0.34 | 0 | 38.49 | [8 empty] | 375 | 12 | 165 | 7916.8133 | 70 | 221112 | -77.6175 | 36.4365 | 1700 | 125 | 100 | 127&205&41 |  |  |  | Y | N | N |  | N |  |  | 8736 | 911.8701
54755_B_BLR2 | NC | 37083 | Roanoke Valley Energy Facility |  | 8048111 | 6362913 | 54755 | 2 |  |  | 3708300174 | G-27 | 8.7 | 7.4 | 1.28 | 1.47 | 0.25 | 0.14023 | 7.26 | [8 empty] | 380 | 6.5 | 160 | 2455.5473 | 74 | 221112 | -77.6175 | 36.4365 | 560 | 125 | 100 | 127&140&41 |  |  |  | Y | N | N |  | N |  |  | 8736 | 563.43
50555_G_GEN3 | NC | 37083 | Rosemary Power Station | Rosemary Power Station | 8286911 | 454813 |  |  | 50555 | GEN3 | 3708300170 | G-4 | 0.01 | [5 empty] | 0.01 | [8 empty] | 155 | 4 | 310 | 366.938 | 29.2 | 221112 | -77.6627 | 36.4535 | 54 | 125 | 100 | 205 | 54 | N | Distillate Fuel Oil | N | N | N | 9999 | N |  | Combined Cycle | 8736 |  | 9552
50555_G_GEN2 | NC | 37083 | Rosemary Power Station | Rosemary Power Station | 8286911 | 455013 | 50555 | 2 | 50555 | GEN2 | 3708300170 | G-2 | 14.9 | 0.079 | 0.75 | 0.75 | 0.24 | 0.73953 | 1.14 | 1.8 | 1.357 | 0.07 | 0.07 | 0.013187 | 0.041178 | 0.15 | 2019 | 145 | 11 | 230 | 5901.5604 | 62.1 | 221112 | -77.6607 | 36.4535 | 541 | 125 | 120 | 213 | 36 | N | Distillate Fuel Oil | Y | N | N | 9999 | N |  | Combined Cycle |  | 571.46 | 9552
50555_G_GEN1 | NC | 37083 | Rosemary Power Station | Rosemary Power Station | 8286911 | 455213 | 50555 | 1 | 50555 | GEN1 | 3708300170 | G-1 | 31 | 0.134 | 1.47 | 1.47 | 0.47 | 1.42 | 0.01 | 2 | 0.199 | 0.11 | 0.11 | 0.018681 | 0.058332 | 0.11 | 2019 | 145 | 15 | 230 | 12652.7645 | 71.6 | 221112 | -77.6607 | 36.4535 | 1140 | 125 | 120 | 213 | 75 | N | Distillate Fuel Oil | Y | N | N | 9999 | N |  | Combined Cycle | 8736 | 554.8701 | 9552
6377_G_1 | NC | 37095 | NCEMC - Ocracoke | Ocracoke Hybrid | 8312611 | 189213 |  |  | 6377 | 1 | 3709500028 | G-1 | 1.41 |  | 0.04 | 0.04 | 0.02 |  | 0.01 | 4.59 |  | 0.12 | 0.12 | 0.06 |  | 0.02 | 2019 | 21 | 0.33 | 62 | 0.017 | 0.2 | 221122 | -75.9804 | 35.1094 | 3 | 125 | 160 |  | 3 | N | Distillate Fuel Oil | N | N | N | 9999 | N |  | Combustion Turbine | 2548 |  | 25000
7277_G_16 | NC | 37109 | Duke Energy Corporation LCTS | Lincoln Combustion | 7731511 | 3480013 | 7277 | 4;1;3;14;6;15;8;2;7;16;11;13;5;;10;9;12 | 7277 | 16;16;16;16;16;16;16;16;16;16;16;16;16;16;16;16 | 3710900082 | G-58 | 39 | 2.1 | 2.8 | 2.8 | 0.59 |  | 22.31 | 17.92 |  | 1.45 | 1.45 | 0.43 |  | 6.78 | 2019 | 65 | 13.8 | 882 | 25575.1628 | 170.99 | 221112 | -81.0372 | 35.4313 | 1450 | 125 | 120 |  | 73 | N | Natural Gas, Distillate Fuel Oil | Y | N | N | 9999 | Y | 7277_G_15;7277_G_3;7277_G_7;7277_G_11;7277_G_6;7277_G_8;7277_G_9;7277_G_16;7277_G_14;7277_G_2;7277_G_13;7277_G_1;7277_G_10;7277_G_12;7277_G_4;7277_G_5 | Combustion Turbine | 8736 | 66.44 | 14173
50189_B_1HFB | NC | 37117 | Domtar Paper Company, LLC | Domtar Paper Co LLC Plymouth NC | 8049311 | 6349013 |  |  | 50189 | 1HFB | 3711700069 | G-143 | 327.3 | 174.83 | 115.48 | 115.48 | 12.7 |  | 2990.28 | 121 | 58.22 | 69.94 | 69.94 | 11.8 |  | 427.23 | 2019 | 250 | 18 | 383 | 23083.3337 | 90.71 | 322121 | -76.7797 | 35.8617 | 624 | 133 | 100 | 121&141 | 21.7 | Y | Biomass | N | Y | N | 9999 | N |  | Biomass | 8736 |  | 4757
50189_B_2HFB | NC | 37117 | Domtar Paper Company, LLC | Domtar Paper Co LLC Plymouth NC | 8049311 | 6351613 |  |  | 50189 | 2HFB | 3711700069 | G-148 | 483.8 | 526.28 | 80.73 | 102.77 | 81.99 |  | 589.46 | 460 | 877.26 | 54.21 | 59.74 | 55.39 |  | 509.7 | 2019 | 250 | 9 | 350 | 6447.9001 | 101.35 | 322121 | -76.7797 | 35.8617 |  | 133 | 100 | 121&141 | 21.7 | Y | Biomass | N | Y | N | 9999 | N |  | Biomass | 8736 |  | 4757
50189_B_5REC | NC | 37117 | Domtar Paper Company, LLC | Domtar Paper Co LLC Plymouth NC | 8049311 | 6351713 |  |  | 50189 | 5REC | 3711700069 | G-158 | 935.29 | 6.51 | 109.79 | 136.04 | 57.65 |  | 5216.51 | 747.12 | 5.91 | 83.63 | 103.6 | 46.02 |  | 2087.57 | 2019 | 250 | 18 | 383 | 23083.3337 | 90.71 | 322121 | -76.7797 | 35.8617 |  | 133 | 100 | 128 | 71 | Y | Non-Fossil Waste | N | Y | N | 9999 | N |  | Non-Fossil Waste | 8736 |  | 4757
58697_G_CT1 | NC | 37129 | Duke Energy Progress, LLC - L.V. Sutton Electric Plant |  | 8547211 | 109330213 | 2713 | 01A |  |  | 3712900036 | G-208 | 274.7 | 4.8 | 77.43 | 77.43 | 3.29 |  | 10.2 | 249.2 | 4.8 | 74.04 | 74.04 | 3.15 |  | 25.71 | 2019 | 195 | 18 | 260 | 18530.4337 | 72.82 | 221112 | -77.9864 | 34.2829 | 2720 | 125 | 120 | 109&65 |  |  |  | Y | N | N |  | N | 2713_G_CT1;2713_G_CA1;58697_G_CT1;58697_G_CA1 |  | 8736 | 8359.7002
58697_G_CT2 | NC | 37129 | Duke Energy Progress, LLC - L.V. Sutton Electric Plant |  | 8547211 | 109330313 | 2713 | 01B |  |  | 3712900036 | G-209 | 293.8 | 4.8 | 78.35 | 78.35 | 3.33 |  | 14.86 | 273.2 | 4.7 | 72.75 | 72.75 | 3.1 |  | 55.75 | 2019 | 195 | 18 | 184 | 17451.4846 | 68.58 | 221112 | -77.9864 | 34.2829 | 2720 | 125 | 120 | 109&65 |  |  |  | Y | N | N |  | N | 2713_G_CT2;58697_G_CT2 |  | 8736 | 8484.4805
58697_G_CT004 | NC | 37129 | Duke Energy Progress, LLC - L.V. Sutton Electric Plant | L V Sutton Combined Cycle | 8547211 | 129290213 | 2713 | 4 | 58697 | CT004 | 3712900036 | G-224 | [7 empty] | 39.26 | 0.3 | 9.25 | 9.25 | 8.73 |  | 49.89 | 2019 | 60 | 10 | 710 | 12252.2119 | 156 | 221112 | -77.9864 | 34.2829 | 0.01 | 125 | 120 |  | 39 | N | Natural Gas, Distillate Fuel Oil | Y | N | N | 9999 | N |  | Combustion Turbine | 2912 | 2247.8301 | 10745
58697_G_CT005 | NC | 37129 | Duke Energy Progress, LLC - L.V. Sutton Electric Plant | L V Sutton Combined Cycle | 8547211 | 129290313 | 2713 | 5 | 58697 | CT005 | 3712900036 | G-225 | [7 empty] | 41.49 | 0.31 | 9.56 | 9.56 | 9.02 |  | 56.36 | 2019 | 60 | 10 | 710 | 12252.2119 | 156 | 221112 | -77.9864 | 34.2829 | 0.01 | 125 | 120 |  | 39 | N | Natural Gas, Distillate Fuel Oil | Y | N | N | 9999 | N |  | Combustion Turbine | 2912 | 2272.6899 | 10745
2713_G_GTA | NC | 37129 | Duke Energy Progress, LLC - L.V. Sutton Electric Plant |  | 8547211 | 1553813 | 2713 | 2A |  |  | 3712900036 | G-185 | 0.876 | 1.64 | 0.01 | 0.01 | [11 empty] | 49.6 | 14 | 845 | 13331.023 | 86.6 | 221112 | -77.9864 | 34.2829 | 477 | 125 | 120 |  |  |  |  | Y | N | N |  | N |  |  | 8736 | 3.06
2713_G_GTB | NC | 37129 | Duke Energy Progress, LLC - L.V. Sutton Electric Plant |  | 8547211 | 1554013 | 2713 | 2B |  |  | 3712900036 | G-186 | 26.7 | 0.528 | 0.01 | 0.01 | [11 empty] | 49.6 | 14 | 845 | 13331.023 | 86.6 | 221112 | -77.9864 | 34.2829 | 477 | 125 | 120 |  |  |  |  | Y | N | N |  | N |  |  | 8736 | 4.43
2713_G_GT1 | NC | 37129 | Duke Energy Progress, LLC - L.V. Sutton Electric Plant |  | 8547211 | 1554113 |  |  |  |  | 3712900036 | G-184 | 0.27 | 0.31 | [13 empty] | 36.5 | 10.2 | 802 | 5017.1632 | 61.4 | 221112 | -77.9864 | 34.2829 | 11 | 125 | 120 |  |  |  |  | N | N | N |  | N |  |  | 8736
54276_G_ES003 | NC | 37135 | The University of North Carolina at Chapel Hill |  | 8438211 | 316913 | 54276 | ES003 |  |  | 3713500043 | G-63 | 1.15 | 0.01 | 0.15 | 0.15 | 0.11 |  | 1.6 | 1.63 | 0.02 | 0.22 | 0.22 | 0.16 | 0.093901 | 2.46 | 2019 | 208 | 6 | 300 | 1334.5485 | 47.2 | 61131 | -79.0623 | 35.9069 | 338 | 148 | 100 |  |  |  |  | Y | N | N |  | N |  |  | 8400 | 203.75
2712_B_1 | NC | 37145 | Duke Energy Progress, LLC - Roxboro Steam Electric Plant | Roxboro | 7826011 | 2214613 | 2712 | 1 | 2712 | 1 | 3714500029 | G-29 | 608.7 | 876.1 | 44.16 | 47.95 | 11.44 | 1.5e-05 | 95.9 | 452.1 | 277.5 | 32.35 | 35.74 | 8.13 | 1e-05 | 68.11 | 2019 | 400 | 22 | 126 | 17714.1846 | 46.6 | 221112 | -79.0714 | 36.4838 | 4720 | 125 | 100 | 128&139&141 | 379 | N | Bituminous | Y | N | N | 9999 | N |  | Coal Steam |  | 3830.6602 | 10245
2712_B_4B | NC | 37145 | Duke Energy Progress, LLC - Roxboro Steam Electric Plant | Roxboro | 7826011 | 2214813 | 2712 | 4A;4B; | 2712 | 4B;4B | 3714500029 | G-36 | 1307.35 | 2468 | 157.55 | 180.73 | 26.86 | 4.5e-05 | 225.03 | 1846.2 | 1928.3 | 126.93 | 128.12 | 34.03 | 7e-05 | 285.07 | 2019 | 400 | 30.5 | 127 | 34338.9826 | 47 | 221112 | -79.0731 | 36.484 | 4300 | 125 | 100 | 128&139&141&41 | 349 | N | Bituminous | Y | N | N | 9999 | Y | 2712_B_4A;2712_B_4B | Coal Steam | 8736 | 4346.4897 | 10364
2712_B_3B | NC | 37145 | Duke Energy Progress, LLC - Roxboro Steam Electric Plant | Roxboro | 7826011 | 2215313 | 2712 | 3A;3B; | 2712 | 3B;3B | 3714500029 | G-35 | 1985.6 | 2212.8 | 63.85 | 68.86 | 26.69 | 4e-05 | 224.19 | 1760.6 | 1321.2 | 75.94 | 84.36 | 28.87 | 6e-05 | 241.94 | 2019 | 400 | 30.5 | 128 | 34338.9826 | 47 | 221112 | -79.0731 | 36.484 | 4260 | 125 | 100 | 128&139&141&41 | 347 | N | Bituminous | Y | N | N | 9999 | Y | 2712_B_3A;2712_B_3B | Coal Steam | 8736 | 4975.1797 | 10296
2712_B_2 | NC | 37145 | Duke Energy Progress, LLC - Roxboro Steam Electric Plant | Roxboro | 7826011 | 2215413 | 2712 | 2 | 2712 | 2 | 3714500029 | G-30 | 1579.2 | 2495.7 | 76.83 | 91.37 | 31.28 | 6.5e-05 | 261.71 | 826.6 | 614.5 | 32.19 | 37.15 | 15.61 | 3e-05 | 130.78 | 2019 | 400 | 28.5 | 126 | 32088.3653 | 50.3 | 221112 | -79.0714 | 36.4838 | 7040 | 125 | 100 | 128&139&141&41 | 668 | N | Bituminous | Y | N | N | 9999 | N |  | Coal Steam | 8736 | 5930.1499 | 10393
6250_B_1B | NC | 37145 | Duke Energy Progress, LLC - Mayo Electric Generating Plant | Mayo | 7826111 | 2214013 | 6250 | 1A;1B; | 6250 | 1B;1B | 3714500045 | G-46 | 1561 | 2736.9 | 174.33 | 203.85 | 28.64 | 3e-05 | 241.92 | 1280 | 1123.2 | 146.88 | 171.45 | 22.58 | 2e-05 | 190.6 | 2019 | 160 | 2.5 | 70 | 250.3455 | 51 | 221112 | -78.8916 | 36.5283 | 4550 | 125 | 100 | 128&139 | 364 | N | Bituminous | Y | N | N | 9999 | Y | 6250_B_1B;6250_B_1A | Coal Steam | 8736 | 5393.4897 | 11143
10379_B_1C | NC | 37145 | CPI USA North Carolina LLC | CPI USA NC Roxboro | 7826311 | 2212213 | 10379 |  | 10379 | 1C;1C;1C | 3714500056 | G-21 | 441.1 | 2315.3 | 50.14 | 50.55 | 10.87 |  | 834.9 | 457.8 | 2237 | 18.08 | 18.08 | 10.8 |  | 746.31 | 2019 | 198 | 8.67 | 315 | 3542.2509 | 60 | 221112 | -78.9612 | 36.4347 | 660 | 125 | 100 | 127 | 15.7 | N | Biomass | Y | N | N | 9999 | Y | 10379_B_1A;10379_B_1B;10379_B_1C | Biomass | 6240 | 7393.6899 | 13823
56292_G_ES6 | NC | 37153 | NCEMC - Hamlet Plant | Hamlet Generating Facility | 10631811 | 109394713 | 56292 | ;ES6-B;ES6-A | 56292 | ES6;ES6 | 3715300082 | GR3 | 0.2 |  | 0.02 | 0.02 | 0.06 |  | 0.53 | 2.63 |  | 0.14 | 0.14 | 0.32 |  | 2.95 | 2019 | 60 | 8.9 | 563 | 4168.163 | 67 | 221112 | -79.7364 | 34.8395 |  | 125 | 120 |  | 56.5 | N | Natural Gas, Distillate Fuel Oil | Y | N | N | 9999 | Y |  | Combustion Turbine | 40 | 14.53 | 11012
56292_G_ES5 | NC | 37153 | NCEMC - Hamlet Plant | Hamlet Generating Facility | 10631811 | 74982313 | 56292 | ;ES1-B;ES4-A;ES4-B;ES1-A;ES5-B;ES5-A;ES3-A;ES3-B;ES2-B;ES2-A | 56292 | ES5;ES5;ES5;ES5;ES5;ES5;ES5;ES5;ES5;ES5 | 3715300082 | GR1 | 21.9 |  | 1.35 | 1.35 | 3.39 |  | 33.63 | 46.38 | 0.211 | 2.44 | 2.44 | 6.04 |  | 60.41 | 2019 | 60 | 8.9 | 563 | 4168.163 | 67 | 221112 | -79.7364 | 34.8395 | 3300 | 125 | 120 |  | 56.5 | N | Natural Gas, Distillate Fuel Oil | Y | N | N | 9999 | Y | 56292_G_ES1;56292_G_ES2;56292_G_ES4;56292_G_ES5;56292_G_ES3 | Combustion Turbine | 8736 | 343.9598 | 11012
7805_G_8 | NC | 37153 | Duke Energy Progress, LLC - Richmond County Turbines | Sherwood H Smith Jr Energy Complex | 8490411 | 281213 | 7805 | 8 | 7805 | 8 | 3715300070 | G-9 | 44 | 3.2 | 30 | 30 | 9.3 | 26.3275 | 98 | 49.4 | 4 | 35.6 | 35.6 | 11.1 | 19.1653 | 116.6 | 2019 | 145 | 17.7 | 184 | 16239.7879 | 66 | 221112 | -79.7402 | 34.8388 | 1630 | 125 | 120 | 139 | 153 | N | Natural Gas, Distillate Fuel Oil | Y | N | N | 9999 | N |  | Combined Cycle | 8736 | 6391.02 | 7050
7805_G_7 | NC | 37153 | Duke Energy Progress, LLC - Richmond County Turbines | Sherwood H Smith Jr Energy Complex | 8490411 | 281513 | 7805 | 7 | 7805 | 7 | 3715300070 | G-15 | 47 | 3.3 | 31 | 31 | 9.6 | 12.038 | 100 | 52.4 | 4.1 | 37.23 | 37.23 | 11.64 | 25.1608 | 121.85 | 2019 | 145 | 17.7 | 184 | 16239.7879 | 66 | 221112 | -79.7402 | 34.8388 | 1630 | 125 | 120 | 139 | 154 | N | Natural Gas, Distillate Fuel Oil | Y | N | N | 9999 | N | 7805_G_ST4;7805_G_7 | Combined Cycle | 8736 | 6446.4102 | 7050
7805_G_6 | NC | 37153 | Duke Energy Progress, LLC - Richmond County Turbines | Sherwood H Smith Jr Energy Complex | 8490411 | 281613 | 7805 | 6 | 7805 | 6 | 3715300070 | G-14 | 94.01 | 1.8 | 17 | 17 | 5.1 | 19.1627 | 54.01 | 60.1 | 0.9 | 9.25 | 9.25 | 2.87 | 10.6944 | 30.3 | 2019 | 115 | 17.7 | 1089 | 38335.7421 | 155.8 | 221112 | -79.7402 | 34.8388 | 1630 | 125 | 120 | 213&25 | 145 | N | Natural Gas, Distillate Fuel Oil | Y | N | N | 9999 | N |  | Combustion Turbine | 8736 | 3782.8911 | 11238
7805_G_001 | NC | 37153 | Duke Energy Progress, LLC - Richmond County Turbines | Sherwood H Smith Jr Energy Complex | 8490411 | 281713 | 7805 | 1 | 7805 | 001 | 3715300070 | G-10 | 109.03 | 2.1 | 19.01 | 19.01 | 5.9 | 21.9442 | 62.03 | 69 | 1.2 | 10.32 | 10.32 | 3.2 | 11.9329 | 33.8 | 2019 | 115 | 17.7 | 1089 | 38335.7424 | 155.8 | 221112 | -79.7402 | 34.8388 | 1630 | 125 | 120 | 213&25 | 157 | N | Natural Gas, Distillate Fuel Oil | Y | N | N | 9999 | N |  | Combustion Turbine | 8736 | 4291.7007 | 11239
7805_G_002 | NC | 37153 | Duke Energy Progress, LLC - Richmond County Turbines | Sherwood H Smith Jr Energy Complex | 8490411 | 281813 | 7805 | 2 | 7805 | 002 | 3715300070 | G-11 | 105.01 | 2 | 18 | 18 | 5.6 | 21.0948 | 60.01 | 59.7 | 1.2 | 10.39 | 10.39 | 3.22 | 12.0264 | 34.03 | 2019 | 115 | 17.7 | 1089 | 38335.7424 | 155.8 | 221112 | -79.7402 | 34.8388 | 1630 | 125 | 120 | 213&25 | 156 | N | Natural Gas, Distillate Fuel Oil | Y | N | N | 9999 | N |  | Combustion Turbine | 8736 | 4168.2197 | 11239
7805_G_003 | NC | 37153 | Duke Energy Progress, LLC - Richmond County Turbines | Sherwood H Smith Jr Energy Complex | 8490411 | 281913 | 7805 | 3 | 7805 | 003 | 3715300070 | G-12 | 116.01 | 1.9 | 18 | 18 | 5.6 | 21.1483 | 60.01 | 55.8 | 0.9 | 8.19 | 8.19 | 2.53 | 9.4667 | 26.81 | 2019 | 115 | 17.7 | 1089 | 38335.7424 | 155.8 | 221112 | -79.7402 | 34.8388 | 1630 | 125 | 120 | 213&25 | 155 | N | Natural Gas, Distillate Fuel Oil | Y | N | N | 9999 | N |  | Combustion Turbine | 8736 | 4237.231 | 11239
7805_G_004 | NC | 37153 | Duke Energy Progress, LLC - Richmond County Turbines | Sherwood H Smith Jr Energy Complex | 8490411 | 282013 | 7805 | 4 | 7805 | 004 | 3715300070 | G-13 | 114 | 2 | 19 | 19 | 5.8 | 21.8343 | 62 | 68 | 1.3 | 11.41 | 11.41 | 3.53 | 13.212 | 37.36 | 2019 | 115 | 17.7 | 1089 | 38335.7424 | 155.8 | 221112 | -79.7402 | 34.8388 | 1630 | 125 | 120 | 213&25 | 159 | N | Natural Gas, Distillate Fuel Oil | Y | N | N | 9999 | N |  | Combustion Turbine | 8736 | 4288.5996 | 11239
7805_G_9 | NC | 37153 | Duke Energy Progress, LLC - Richmond County Turbines | Sherwood H Smith Jr Energy Complex | 8490411 | 98738513 | 7805 | 9 | 7805 | 9 | 3715300070 | G-31 | 56 | 4.9 | 45 | 45 | 14 | 32.638 | 148.02 | 45.9 | 4.2 | 38.38 | 38.38 | 12 | 33.4567 | 125.64 | 2019 | 205 | 18 | 260 | 18779.8128 | 73.8 | 221112 | -79.7402 | 34.8388 | 2540 | 125 | 120 | 65 | 174 | N | Natural Gas, Distillate Fuel Oil | Y | N | N | 9999 | N | 7805_G_9;7805_G_ST5 | Combined Cycle | 8736 | 7731.5591 | 7050
7805_G_10 | NC | 37153 | Duke Energy Progress, LLC - Richmond County Turbines | Sherwood H Smith Jr Energy Complex | 8490411 | 98738613 | 7805 | 10 | 7805 | 10 | 3715300070 | G-32 | 58.01 | 4.9 | 46.01 | 46.01 | 14 | 31.5915 | 150.03 | 44.9 | 4.2 | 39.2 | 39.2 | 12.26 | 32.1499 | 128.31 | 2019 | 205 | 18 | 260 | 18779.8137 | 73.8 | 221112 | -79.7402 | 34.8388 | 2540 | 125 | 120 | 65 | 175 | N | Natural Gas, Distillate Fuel Oil | Y | N | N | 9999 | N |  | Combined Cycle | 8736 | 7753.231 | 7050
2716_G_GT3 | NC | 37155 | Duke Energy Progress, LLC - W. H. Weatherspoon Plant | W H Weatherspoon | 8491111 | 278513 | 2716 | 6 | 2716 | GT3 | 3715500147 | G-29 | 17 | 6.9 | 0.07 | 0.07 |  |  | 0.02 | 4 | 1.6 | 0.02 | 0.02 |  |  | 0.01 | 2019 | 62.9 | 19 | 1038 | 17833.9578 | 62.9 | 221112 | -78.9744 | 34.5881 | 573 | 125 | 120 |  | 32 | N | Distillate Fuel Oil | Y | N | N | 9999 | N |  | Combustion Turbine | 8736 | 48.51 | 25000
2716_G_GT2 | NC | 37155 | Duke Energy Progress, LLC - W. H. Weatherspoon Plant | W H Weatherspoon | 8491111 | 278613 | 2716 | 5 | 2716 | GT2 | 3715500147 | G-28 | 6.6 | 2.7 | 0.04 | 0.04 |  |  | 0.01 | 4.4 | 1.9 | 0.03 | 0.03 |  |  | 0.01 | 2019 | 62.9 | 19 | 1038 | 17833.9578 | 62.9 | 221112 | -78.9744 | 34.5881 | 573 | 125 | 120 |  | 31 | N | Distillate Fuel Oil | Y | N | N | 9999 | N |  | Combustion Turbine | 8736 | 19.26 | 25000
2716_G_GT1 | NC | 37155 | Duke Energy Progress, LLC - W. H. Weatherspoon Plant | W H Weatherspoon | 8491111 | 278713 | 2716 | 4 | 2716 | GT1 | 3715500147 | G-27 | 8.7 | 3.6 | 0.04 | 0.04 |  |  | 0.01 | 2.8 | 1.2 | 0.02 | 0.02 |  |  |  | 2019 | 62.9 | 19 | 1038 | 17833.9578 | 62.9 | 221112 | -78.9744 | 34.5881 | 573 | 125 | 120 |  | 31 | N | Distillate Fuel Oil | Y | N | N | 9999 | N |  | Combustion Turbine | 8736 | 25.32 | 25000
2716_G_GT4 | NC | 37155 | Duke Energy Progress, LLC - W. H. Weatherspoon Plant | W H Weatherspoon | 8491111 | 279113 | 2716 | 7 | 2716 | GT4 | 3715500147 | G-23 | 6.5 | 2.6 | 0.04 | 0.04 |  |  | 0.01 | 3.6 | 1.5 | 0.02 | 0.02 |  |  | 0.01 | 2019 | 62.9 | 19 | 1038 | 17833.9578 | 62.9 | 221112 | -78.9744 | 34.5881 | 573 | 125 | 120 |  | 30 | N | Distillate Fuel Oil | Y | N | N | 9999 | N |  | Combustion Turbine | 8736 | 18.77 | 25000
10382_B_UNIT2 | NC | 37155 | North Carolina Renewable Power - Lumberton, LLC | Lumberton | 8491311 | 277713 | 10382 |  | 10382 | UNIT2;UNIT2 | 3715500166 | G-17 | 47.93 | 7.57 | 5.33 | 5.81 | 0.48 | 7.7477 | 408.17 | 203 | 193.3 | 13.41 | 14.62 | 1.22 | 19.4992 | 539.1 | 2019 | 181 | 7 | 327 | 1333.1033 | 34.64 | 221112 | -78.9963 | 34.59 | 430 | 125 | 100 |  | 17.4 | Y | Biomass | Y | N | N | 9999 | Y | 10382_B_UNIT1;10382_B_UNIT2 | Biomass | 4200 | 3186.5283 | 18075
2723_G_CT8 | NC | 37157 | Duke Energy Carolinas, LLC - Dan River Comb. Cycle Facility | Dan River | 8009611 | 106285813 | 2723 |  | 2723 | CT8;CT8 | 3715700015 | GR7 | 231.1 | 10.3 | 154.99 | 154.99 | 36.5 | 11.6076 | 107.1 | 269.68 | 9.53 | 144.09 | 144.09 | 32.87 | 43.049 | 98.29 | 2019 | 160 | 19 | 300 | 17011.7245 | 60 | 221112 | -79.7206 | 36.4904 | 5210 | 125 | 120 | 109&65 | 171 | N | Natural Gas | Y | N | N | 9999 | Y | 2723_G_ST7;2723_G_CT8;2723_G_CT9 | Combined Cycle | 8736 | 8158.0698 | 7153
55116_G_CT5 | NC | 37157 | Duke Energy Carolinas, LLC-Rockingham Co Comb. Turb. | Rockingham County CT Station | 8493211 | 74610613 | 55116 | ;CT5;CT3;CT1;CT2;CT4 | 55116 | CT5;CT5;CT5;CT5;CT5 | 3715700156 | GR1 | 306.4 | 4 | 11.1 | 22.06 | 14.39 |  | 205.45 | 243.8 | 3 | 8.37 | 16.65 | 10.87 |  | 155.27 | 2019 | 60 | 24.7 | 1100 | 41160.1509 | 85.9 | 221112 | -79.8287 | 36.3306 | 9520 | 125 | 120 |  | 165 | N | Natural Gas, Distillate Fuel Oil | Y | N | N | 9999 | Y | 55116_G_CT2;55116_G_CT1;55116_G_CT4;55116_G_CT5;55116_G_CT3 | Combustion Turbine | 8736 | 1821.201 | 11013
2720_G_CT11 | NC | 37159 | Duke Energy Carolinas, LLC - Buck Combined Cycle Facility | Buck | 8506911 | 106141213 | 2720 |  | 2720 | CT11;CT11 | 3715900004 | GR1 | 147 | 10.4 | 48.87 | 48.87 | 9.15 | 11.8035 | 15.54 | 129.7 | 9.1 | 43.42 | 43.42 | 8.13 | 36.2845 | 13.81 | 2019 | 160 | 19 | 200 | 14970.3169 | 52.8 | 221112 | -80.3773 | 35.7136 | 5210 | 125 | 120 | 109&65 | 178 | N | Natural Gas | Y | N | N | 9999 | Y | 2720_G_ST10;2720_G_CT12;2720_G_CT11 | Combined Cycle | 8736 | 8375.4004 | 7079
7826_G_001 | NC | 37159 | Plant Rowan County | Rowan | 8508011 | 255913 | 7826 | 1 | 7826 | 001 | 3715900163 | G-1 | 47.84 | 1.11 | 5.91 | 5.91 | 1.68 |  | 19.68 | 30.39 | 0.6 | 5.1 | 5.1 | 1.4 |  | 16.62 | 2019 | 100 | 17.7 | 1066 | 38335.7421 | 155.8 | 221112 | -80.6021 | 35.7323 | 1630 | 125 | 120 |  | 154 | N | Natural Gas, Distillate Fuel Oil | Y | N | N | 9999 | N |  | Combustion Turbine | 1330 | 1320.8201 | 10883
7826_G_002 | NC | 37159 | Plant Rowan County | Rowan | 8508011 | 256013 | 7826 | 2 | 7826 | 002 | 3715900163 | G-2 | 37.4 | 0.8 | 5.32 | 5.32 | 1.52 |  | 17.78 | 39 | 0.7 | 6.11 | 6.11 | 1.71 |  | 19.95 | 2019 | 100 | 17.7 | 1066 | 38335.7421 | 155.8 | 221112 | -80.602 | 35.7318 | 1630 | 125 | 120 |  | 154 | N | Natural Gas, Distillate Fuel Oil | Y | N | N | 9999 | N |  | Combustion Turbine | 1080 | 1139.1302 | 10883
7826_G_003 | NC | 37159 | Plant Rowan County | Rowan | 8508011 | 256113 | 7826 | 3 | 7826 | 003 | 3715900163 | G-3 | 40.7 | 0.8 | 5.97 | 5.97 | 1.68 |  | 19.75 | 22.7 | 0.4 | 3.82 | 3.82 | 1.01 |  | 12.5 | 2019 | 100 | 17.7 | 1066 | 38335.7421 | 155.8 | 221112 | -80.6017 | 35.7308 | 1630 | 125 | 120 |  | 154 | N | Natural Gas, Distillate Fuel Oil | Y | N | N | 9999 | N |  | Combustion Turbine | 1280 | 1322.9004 | 10883
7826_G_4 | NC | 37159 | Plant Rowan County | Rowan | 8508011 | 74216013 | 7826 | 4 | 7826 | 4 | 3715900163 | G-4 | 60.8 | 4 | 36.56 | 36.56 | 11.43 | 17.9287 | 119.66 | 75.2 | 4.3 | 30.4 | 30.4 | 12.5 | 19.528 | 130.3 | 2019 | 184 | 19 | 184 | 16481.5253 | 58.13 | 221112 | -80.6017 | 35.7303 | 1630 | 125 | 140 | 65 | 155.5 | N | Natural Gas, Distillate Fuel Oil | Y | N | N | 9999 | N |  | Combined Cycle | 8232 | 8240.3398 | 7050
7826_G_5 | NC | 37159 | Plant Rowan County | Rowan | 8508011 | 74216113 | 7826 | 5 | 7826 | 5 | 3715900163 | G-5 | 60.9 | 3.9 | 35.98 | 35.98 | 11.25 | 17.6453 | 117.77 | 68.7 | 4.1 | 30.4 | 30.4 | 12.5 | 19.538 | 130.4 | 2019 | 184 | 19 | 184 | 16481.5256 | 58.13 | 221112 | -80.6017 | 35.7294 | 1630 | 125 | 140 | 65 | 155.5 | N | Natural Gas, Distillate Fuel Oil | Y | N | N | 9999 | N |  | Combined Cycle | 8211 | 8112.959 | 7050
7826_G_STG | NC | 37159 | Plant Rowan County | Rowan | 8508011 | 74216313 |  |  | 7826 | STG | 3715900163 | G-10 | 0.03 | [5 empty] | 0.05 | 0.02 | [5 empty] | 0.03 | 2019 | 39 | 2 | 480 | 96.4468 | 30.7 | 221112 | -80.6028 | 35.7317 |  | 125 | 100 |  | 188 | N | Natural Gas, Distillate Fuel Oil | N | N | N | 9999 | N |  | Combined Cycle | 594 |  | 7050
2721_B_6 | NC | 37161 | Duke Energy Carolinas, LLC - Cliffside Steam Station | James E. Rogers Energy Complex | 8300611 | 106357513 | 2721 | 6 | 2721 | 6 | 3716100028 | G-161 | 702.91 | 506.12 | 37.7 | 47.5 | 4.53 |  | 531.01 | 1202.95 | 754 | 87.66 | 96.06 | 16.61 |  | 562.31 | 2019 | 575 | 29 | 120 | 39763.2974 | 60.2 | 221112 | -81.7622 | 35.2156 | 7850 | 125 | 100 | 127&139&52&67 | 844 | N | Bituminous, Natural Gas | Y | N | N | 9999 | N |  | Coal Steam | 8736 | 4718.4199 | 9090
2721_B_5 | NC | 37161 | Duke Energy Carolinas, LLC - Cliffside Steam Station | James E. Rogers Energy Complex | 8300611 | 452213 | 2721 | 5 | 2721 | 5 | 3716100028 | G-86 | 465.54 | 78.69 | 82.39 | 88.29 | 9.56 | 0 | 80.35 | 1282.82 | 628.41 | 171.91 | 176.91 | 29.34 |  | 17.52 | 2019 | 575 | 25 | 118 | 27601.8372 | 56.23 | 221112 | -81.7622 | 35.2156 | 6080 | 125 | 100 | 109&128&139&206&52 | 544 | N | Bituminous, Natural Gas | Y | N | N | 9999 | N |  | Coal Steam | 6216 | 2238.1301 | 9385
8042_B_2 | NC | 37169 | Duke Energy Carolinas, LLC - Belews Creek Steam Station | Belews Creek | 8514011 | 1578413 | 8042 | 2 | 8042 | 2 | 3716900004 | G-18 | 3160.9 | 2588.9 | 538.75 | 586.12 | 61 | 0.00024 | 510.25 | 2846.1 | 1800.25 | 402.87 | 433 | 46.05 | 0.0001375 | 387.67 | 2019 | 500 | 36.5 | 120 | 57549.0678 | 55 | 221112 | -80.0588 | 36.2827 | 12600 | 125 | 100 | 128&139&205&99 | 1110 | N | Bituminous | Y | N | N | 9999 | N |  | Coal Steam | 8736 | 5980.4399 | 9203
8042_B_1 | NC | 37169 | Duke Energy Carolinas, LLC - Belews Creek Steam Station | Belews Creek | 8514011 | 1578913 | 8042 | 1 | 8042 | 1 | 3716900004 | G-17 | 3611.3 | 2477.5 | 524.36 | 539.19 | 62.35 | 0.000109 | 521.95 | 2822.06 | 1569.95 | 303.19 | 320.26 | 34.75 | 7.25e-05 | 293.61 | 2019 | 500 | 36.5 | 120 | 57549.0678 | 55 | 221112 | -80.0588 | 36.2827 | 12300 | 125 | 100 | 139&205&99 | 1110 | N | Bituminous | Y | N | N | 9999 | N |  | Coal Steam | 8736 | 5820.75 | 9185
57505_G_1 | NC | 37179 | NC Municipal Power Agency No.1-Monroe Ashcraft Facility | Monroe Generating Station | 16600711 | 106275313 |  |  | 57505 | 1 | 3717900207 | G-2 | [7 empty] | 0.68 | 0.04 | 0.04 | 0.04 | 0.19 |  | 0.62 | 2017 | 45 | 5.5 | 923 | 3885.85 | 163.55 | 221122 | -80.5061 | 34.9859 |  |  | 120 |  | 12 | N | Natural Gas, Distillate Fuel Oil | N | N | N | 9999 | N |  | Combustion Turbine |  |  | 16578
57505_G_2 | NC | 37179 | NC Municipal Power Agency No.1-Monroe Ashcraft Facility | Monroe Generating Station | 16600711 | 106275413 |  |  | 57505 | 2 | 3717900207 | G-3 | [7 empty] | 1.24 | 0.07 | 0.07 | 0.07 | 0.37 |  | 1.23 | 2017 | 45 | 5.5 | 923 | 3885.85 | 163.55 | 221122 | -80.5061 | 34.9859 |  |  | 120 |  | 12 | N | Natural Gas, Distillate Fuel Oil | N | N | N | 9999 | N |  | Combustion Turbine |  |  | 16584
7538_G_4 | NC | 37191 | Duke Energy Progress, LLC - H.F. Lee Steam Electric Plant | Wayne County | 7265811 | 10757813 | 2709 | 13;12; | 7538 | 4;4 | 3719100017 | G-20 | 65.8 | 1.1 | 9.84 | 9.84 | 15.27 |  | 53.52 | 13.1 | 0.18 | 1.67 | 1.67 | 2.59 |  | 9.08 | 2019 | 100 | 17.7 | 1122 | 39369.15 | 160 | 221112 | -78.0875 | 35.3807 | 4000 | 125 | 120 |  | 170 | N | Natural Gas, Distillate Fuel Oil | Y | N | N | 9999 | Y | 7538_G_3;7538_G_4 | Combustion Turbine | 8736 | 1314.0697 | 11501
7538_G_2 | NC | 37191 | Duke Energy Progress, LLC - H.F. Lee Steam Electric Plant | Wayne County | 7265811 | 10758113 | 2709 | ;10;11 | 7538 | 2;2 | 3719100017 | G-19 | 10.7 | 0.102 | 0.65 | 0.65 | 1.03 |  | 5.56 | 11.5 | 0.08 | 0.77 | 0.77 | 0.99 |  | 5.3 | 2019 | 100 | 17.7 | 1122 | 39369.15 | 160 | 221112 | -78.0875 | 35.3807 | 4000 | 125 | 120 |  | 174 | N | Natural Gas, Distillate Fuel Oil | Y | N | N | 9999 | Y | 7538_G_2;7538_G_1 | Combustion Turbine | 8736 | 126.81 | 11501
58215_G_1A | NC | 37191 | Duke Energy Progress, LLC - H.F. Lee Steam Electric Plant | Lee Combined Cycle Plant | 7265811 | 109330813 | 2709 | 01A | 58215 | 1A | 3719100017 | G-65 | 303.4 | 4.54 | 47.05 | 47.05 | 3.03 |  | 45.98 | 278.59 | 4.71 | 48.68 | 48.68 | 3.26 |  | 33.43 | 2017 | 175 | 18 | 171 | 16611.7368 | 65.28 | 221112 | -78.0875 | 35.3807 | 2700 | 125 | 140 | 109&65 | 170 | N | Natural Gas, Distillate Fuel Oil | Y | N | N | 9999 | N | 58215_G_1A;58215_G_ST1 | Combined Cycle | 8736 | 7481.5405 | 7239
58215_G_1B | NC | 37191 | Duke Energy Progress, LLC - H.F. Lee Steam Electric Plant | Lee Combined Cycle Plant | 7265811 | 109330913 | 2709 | 01B | 58215 | 1B | 3719100017 | G-66 | 323.6 | 4.61 | 47.64 | 47.64 | 3.07 |  | 33.36 | 314.3 | 4.77 | 49.3 | 49.3 | 3.18 |  | 24.83 | 2019 | 175 | 18 | 171 | 16611.7368 | 65.28 | 221112 | -78.0875 | 35.3807 | 2700 | 125 | 140 | 109&65 | 170 | N | Natural Gas, Distillate Fuel Oil | Y | N | N | 9999 | N |  | Combined Cycle | 8736 | 7515.8291 | 7239
58215_G_1C | NC | 37191 | Duke Energy Progress, LLC - H.F. Lee Steam Electric Plant | Lee Combined Cycle Plant | 7265811 | 109331013 | 2709 | 01C | 58215 | 1C | 3719100017 | G-67 | 320.8 | 4.6 | 47.39 | 47.39 | 3.05 |  | 46.79 | 323.3 | 4.8 | 48.8 | 48.8 | 3.15 |  | 24.89 | 2019 | 175 | 18 | 171 | 16611.7368 | 65.28 | 221112 | -78.0875 | 35.3807 | 2700 | 125 | 140 | 109&65 | 170 | N | Natural Gas, Distillate Fuel Oil | Y | N | N | 9999 | N |  | Combined Cycle | 8736 | 7525.1206 | 7239
7538_G_5 | NC | 37191 | Duke Energy Progress, LLC - H.F. Lee Steam Electric Plant | Wayne County | 7265811 | 88910013 | 2709 | 14 | 7538 | 5 | 3719100017 | G-22 | 33.8 | 0.7 | 6.42 | 6.42 | 9.99 |  | 34.98 | 11.3 | 0.2 | 2.16 | 2.16 | 3.35 |  | 11.75 | 2019 | 100 | 17.7 | 1122 | 39369.1831 | 160 | 221112 | -78.0875 | 35.3807 | 2020 | 125 | 120 | 112 | 163 | N | Natural Gas, Distillate Fuel Oil | Y | N | N | 9999 | N |  | Combustion Turbine | 8736 | 1467.99 | 11506
57943_G_01 | ND | 38053 | Basin Electric Power Cooperative - Lonesome Creek Station |  | 17788211 | 124545113 | 57943 | CT1 |  |  | 1540 | 2521 | 18.1 | 3.4 | 6.9 | 6.9 | 11.1 |  | 2.2 | 11 | 2.6 | 5.33 | 5.33 | 1.5629 |  | 3.26 | 2019 | 80 | 9 | 785 | 10496.8464 | 165 | 221112 | -103.5783 | 47.7966 | 46 | 125 | 120 |  |  |  |  | Y | N | N |  | N |  |  |  | 6100.186
57943_G_02 | ND | 38053 | Basin Electric Power Cooperative - Lonesome Creek Station |  | 17788211 | 124545213 | 57943 | CT2 |  |  | 1540 | 2522 | 16.8 | 4.4 | 1.9 | 1.9 | 14.2 |  | 2.3 | 11.7 | 3.2 | 2.8854 | 2.8854 | 1.8771 |  | 1.44 | 2019 | 80 | 9 | 785 | 10814.9327 | 170 | 221112 | -103.5783 | 47.7966 | 46 | 125 | 120 |  |  |  |  | Y | N | N |  | N |  |  |  | 7409.4917
57943_G_03 | ND | 38053 | Basin Electric Power Cooperative - Lonesome Creek Station |  | 17788211 | 124545313 | 57943 | CT3 |  |  | 1540 | 2523 | 17.7 | 4.3 | 4.1 | 4.1 | 13.9 |  | 2.3 | 6.3 | 1.6 | 3.2627 | 3.2627 | 0.93225 |  | 1.6 | 2019 | 80 | 9 | 785 | 9339.0124 | 146.8 | 221112 | -103.5783 | 47.7966 | 46 | 125 | 120 |  |  |  |  | Y | N | N |  | N |  |  |  | 7307.1982
57943_G_04 | ND | 38053 | Basin Electric Power Cooperative - Lonesome Creek Station | Lonesome Creek Station | 17788211 | 133795913 | 57943 | CT4 | 57943 | 04 | 1540 | Unit 4 | [7 empty] | 15.3 | 3.9 | 6.22 | 6.22 | 2.3253 |  | 1.3 | 2019 | 80 | 9 | 785 | 10547.7402 | 165.8 | 221112 | -103.5783 | 47.7966 | 412 | 125 | 120 |  | 40 | N | Natural Gas | Y | N | N | 9999 | N |  | Combustion Turbine |  | 6526.2373 | 10745
57943_G_05 | ND | 38053 | Basin Electric Power Cooperative - Lonesome Creek Station | Lonesome Creek Station | 17788211 | 133796013 | 57943 | CT5 | 57943 | 05 | 1540 | Unit 5 | [7 empty] | 13.2 | 3.2 | 3.3 | 3.3 | 1.9263 |  | 1.55 | 2019 | 80 | 9 | 785 | 10528.655 | 165.5 | 221112 | -103.5783 | 47.7966 | 412 | 125 | 120 |  | 40 | N | Natural Gas | Y | N | N | 9999 | N |  | Combustion Turbine |  | 5400.311 | 10745
6030_B_1 | ND | 38055 | Great River Energy - Coal Creek Station | Coal Creek | 8011011 | 64296413 | 6030 | 1 | 6030 | 1 | 347 | 973 | 4326.5 | 7643 | 491.3 | 545.8 | 67.1 | 0.1 | 859.8 | 4004.2887 | 3554.7 | 507.3 | 539.4 | 74.4444 | 0.1 | 930.555 | 2019 | 675 | 24.73 | 140 | 36024.6174 | 13.1234 | 221112 | -101.1566 | 47.3769 | 6550 | 125 | 100 |  | 574 | Y | Lignite | Y | N | N | 2022 | N |  | Coal Steam |  | 8272.1797 | 9950
6030_B_2 | ND | 38055 | Great River Energy - Coal Creek Station | Coal Creek | 8011011 | 64296513 | 6030 | 2 | 6030 | 2 | 347 | 974 | 2563.3 | 5633.1 | 411.2 | 449.7 | 57.3 | 0.1 | 716 | 2510.2677 | 2726.3 | 399 | 420.5 | 56.7234 | 0.1 | 709.9529 | 2017 | 675 | 25.35 | 140 | 37853.5898 | 13.1234 | 221112 | -101.1569 | 47.3781 | 6380 | 125 | 100 |  | 573 | Y | Lignite | Y | N | N | 2022 | N |  | Coal Steam |  | 7194.48 | 9950
2817_B_1 | ND | 38057 | Basin Electric Power Cooperative - Leland Olds Station | Leland Olds | 8086311 | 64283513 | 2817 | 1 | 2817 | 1 | 338 | 480 | 1856 | 711.2 | 159.1 | 190.7 | 34.9 | 17.5 | 291.4 | 996.8 | 723.3 | 146.5 | 195.6 | 21.7346 | 16.3009 | 260.815 | 2017 | 600 | 18.42 | 143 | 13404.0833 | 74.2126 | 221112 | -101.3194 | 47.2819 | 3080 | 125 | 100 |  | 222 | N | Lignite, Subbituminous | Y | N | N | 9999 | N |  | Coal Steam |  | 8365.7207 | 11851
2817_B_2 | ND | 38057 | Basin Electric Power Cooperative - Leland Olds Station | Leland Olds | 8086311 | 64283613 | 2817 | 2 | 2817 | 2 | 338 | 481 | 5433.8 | 1216.9 | 311.9 | 389.9 | 68 | 34 | 567.3 | 3982.5 | 1314.2 | 287.1 | 383.3 | 71.4273 | 30.6117 | 492.5168 | 2019 | 600 | 27 | 138 | 28627.763 | 72.5066 | 221112 | -101.3194 | 47.2819 | 5530 | 125 | 100 |  | 445 | N | Lignite, Subbituminous | Y | N | N | 9999 | N |  | Coal Steam |  | 8171.9199 | 11751
2824_B_1 | ND | 38057 | Stanton Station |  | 8086411 | 64288913 | 2824 | 1 |  |  | 342 | 541 | 1037.3 | 2412.2 | 65.9 | 92.1 | 9.8 | 0 | 123.2 | [8 empty] | 255 | 15 | 300 | 150000.123 | -1 | 221112 | -101.3318 | 47.2865 | 1880 | 125 | 100 |  |  |  |  | Y | N | N |  | N |  |  |  | 7543.291
2824_B_10 | ND | 38057 | Stanton Station |  | 8086411 | 64289013 | 2824 | 10 |  |  | 342 | 542 | 488.2 | 66.7 | 35.1 | 43.2 | 3.6 | 0 | 30.2 | [8 empty] | 255 | 15 | 300 | 150000.123 | -1 | 221112 | -101.3318 | 47.2865 | 780 | 125 | 100 |  |  |  |  | Y | N | N |  | N |  |  |  | 4193.0098
6469_B_B1 | ND | 38057 | Basin Electric Power Cooperative - Antelope Valley Station | Antelope Valley | 8086511 | 64298413 | 6469 | B1 | 6469 | B1 | 349 | 484 | 2357.8 | 7254.5 | 160.3 | 196.2 | 56.2 | 42 | 703 | 1800 | 6045 | 141.3 | 191.1 | 55.0046 | 41.2535 | 666.6019 | 2017 | 600 | 23 | 152 | 27833.3338 | 92.3885 | 221112 | -101.8356 | 47.3705 | 4930 | 125 | 100 |  | 450 | N | Lignite | Y | N | N | 9999 | N |  | Coal Steam |  | 8374.0605 | 11322
6469_B_B2 | ND | 38057 | Basin Electric Power Cooperative - Antelope Valley Station | Antelope Valley | 8086511 | 64298513 | 6469 | B2 | 6469 | B2 | 349 | 485 | 2683.2 | 5088.7 | 127.4 | 157.3 | 46.9 | 32.8 | 550.3 | 1762.8 | 4718 | 139.7 | 184.8 | 49.0309 | 36.7731 | 594.4617 | 2019 | 600 | 23 | 152 | 27833.3338 | 92.3885 | 221112 | -101.8356 | 47.3705 | 4930 | 125 | 100 |  | 450 | N | Lignite | Y | N | N | 9999 | N |  | Coal Steam |  | 6618.6504 | 11263
8222_B_B1 | ND | 38057 | Otter Tail Power Company - Coyote Station | Coyote | 8086611 | 64297413 | 8222 | B1 | 8222 | B1 | 348 | 979 | 7771.9 | 11873 | 455.5 | 490.9 | 70.5 | 0.02 | 604.8 | 5360.2824 | 10059.8 | 389.5 | 409.76 | 59.5693 |  | 511.7402 | 2019 | 498 | 21 | 236 | 38513.0674 | 72.5066 | 221112 | -101.8151 | 47.2212 | 5800 | 125 | 100 |  | 429 | N | Lignite | Y | N | N | 9999 | N |  | Coal Steam |  | 6746.3403 | 11481
2790_G_3 | ND | 38059 | Montana Dakota Utilities Company - R.M. Heskett Station | R M Heskett | 8087011 | 111798213 | 2790 | CT6 | 2790 | 3 | 341 | 2836 | 4.6 | 0.4 | 0.182 | 0.182 | 0.2 |  | 12.8 | 3.27 |  | 0.182 | 0.182 |  |  | 5.98 | 2019 | 58 | 15 | 972 | 5349.2334 | 30.2704 | 221112 | -100.8839 | 46.8669 | 986 | 125 | 120 |  | 88 | N | Natural Gas | Y | N | N | 9999 | N |  | Combustion Turbine |  | 139.97 | 18700
2790_B_B1 | ND | 38059 | Montana Dakota Utilities Company - R.M. Heskett Station |  | 8087011 | 64287213 |  |  |  |  | 341 | 950 | 203.3 | 702.5 | 5.4 | 6.7 | 1.1 |  | 175.3 | 224.069 | 991 | 3.11 | 3.78 | 1.159 |  | 193.162 | 2019 | 298.8 | 7.25 | 400 | 1604.9833 | 38.878 | 221112 | -100.883 | 46.867 | 350 | 125 | 100 |  |  |  |  | N | N | N |  | N
2790_B_B2 | ND | 38059 | Montana Dakota Utilities Company - R.M. Heskett Station |  | 8087011 | 64287313 | 2790 | B2 |  |  | 341 | 951 | 1012.8 | 1887 | 224.5 | 226.1 | 5.6 | 0 | 927.7 | 949.3 | 1104.9 | 205.13 | 207.3 | 5.1372 |  | 856.2 | 2019 | 298.8 | 12 | 275 | 3308.45 | 13.1234 | 221112 | -100.8839 | 46.8669 | 1260 | 125 | 100 |  |  |  |  | Y | N | N |  | N |  |  |  | 7753.6992
2823_B_B1 | ND | 38065 | Minnkota Power Cooperative, Inc. - Milton R. Young Station | Milton R Young | 8087911 | 64290913 | 2823 | B1 | 2823 | B1 | 344 | 1786 | 3830 | 909.3 | 158.2 | 219.5 | 59 | 8.69 | 15.9 | 3445.9 | 636.4 | 140.64 | 182.55 | 56.4332 | 8.52 | 105.1 | 2017 | 564 | 25 | 140 | 16000.0003 | 72.5066 | 221112 | -101.2139 | 47.0664 | 3200 | 125 | 100 |  | 237 | N | Lignite | Y | N | N | 9999 | N |  | Coal Steam |  | 8433.21 | 11631
2823_B_B2 | ND | 38065 | Minnkota Power Cooperative, Inc. - Milton R. Young Station | Milton R Young | 8087911 | 64291013 | 2823 | B2 | 2823 | B2 | 344 | 1787 | 4309.6 | 1729 | 151.2 | 314.1 | 75.6 | 3.8 | 22.7 | 5116.9 | 2021.3 | 225.2 | 434.6 | 87.4841 | 4.4212 | 79.7 | 2019 | 550 | 30 | 140 | 28866.6672 | 72.5066 | 221112 | -101.2159 | 47.0659 | 6300 | 125 | 100 |  | 447 | N | Lignite | Y | N | N | 9999 | N |  | Coal Steam |  | 6112.6089 | 11391
56786_B_1 | ND | 38093 | Great River Energy - Spiritwood Station | Spiritwood Station | 16937511 | 125689813 | 56786 | 001 | 56786 | 1 | 995 | 2132 | 288.2 | 17.2 | 45.7 | 48.6 | 20.8 | 0.8 | 220.2 | 230.025 | 22.5618 | 54.8127 | 58.5127 | 19.7689 | 6.64 | 124.4784 | 2019 | 200 | 8.75 | 180 | 5833.3334 | 97 | 221330 | -98.4989 | 46.9252 | 1280 | 125 | 100 |  | 92 | Y | Lignite | Y | N | N | 9999 | N |  | Coal Steam |  | 8534.6797 | 8300
56098_G_1 | ND | 38097 | Hillsboro Municipal Electric Utility - Peak Load Generators | Hillsboro | 10613311 | 64319513 |  |  | 56098 | 1 | 371 | 1048 | 0.6 | 0.2 |  |  |  |  | 0.1 | 0.7 | 0.3 |  |  |  |  | 0.2 | 2017 | 40 | 1.33 | 500 | -1 | 1 | 221112 | -97.0606 | 47.3969 |  | 125 | 160 |  | 2 | N | Distillate Fuel Oil | N | N | N | 9999 | N |  | Combustion Turbine |  |  | 10745
56098_G_2 | ND | 38097 | Hillsboro Municipal Electric Utility - Peak Load Generators | Hillsboro | 10613311 | 64319613 |  |  | 56098 | 2 | 371 | 1049 | 0.6 | 0.2 |  |  |  |  | 0.1 | 0.7 | 0.3 |  |  |  |  | 0.2 | 2017 | 40 | 1.33 | 500 | -1 | 1 | 221112 | -97.0606 | 47.3969 |  | 125 | 160 |  | 2 | N | Distillate Fuel Oil | N | N | N | 9999 | N |  | Combustion Turbine |  |  | 10745
57881_G_03 | ND | 38105 | Basin Electric Power Cooperative - Pioneer Generation Station | Pioneer Generating Station | 18983011 | 137154813 | 57881 | CT3 | 57881 | 03 | 1532 | Unit 3 | [7 empty] | 7.4 | 0.299 | 3.0063 | 3.0063 | 0.94834 |  | 2.18 | 2019 | 80 | 9 | 785 | 9669.8221 | 152 | 221112 | -103.9528 | 48.2325 | 451 | 125 | 120 | 139&337 | 40 | N | Natural Gas | Y | N | N | 9999 | N |  | Combustion Turbine |  | 3019.3315 | 10745
57881_G_02 | ND | 38105 | Basin Electric Power Cooperative - Pioneer Generation Station | Pioneer Generating Station | 18983011 | 137154913 | 57881 | CT2 | 57881 | 02 | 1532 | Unit 2 | [7 empty] | 8 | 0.292 | 4.3 | 4.3 | 0.94166 |  | 1.8 | 2019 | 80 | 9 | 785 | 9669.8221 | 152 | 221112 | -103.9528 | 48.2325 | 451 | 125 | 120 |  | 40 | N | Natural Gas | Y | N | N | 9999 | N |  | Combustion Turbine |  | 2853.0967 | 10745
57881_G_21 | ND | 38105 | Basin Electric Power Cooperative - Pioneer Generation Station | Pioneer Generating Station | 18983011 | 137155013 |  |  | 57881 | 21 | 1532 | Unit 14 | [7 empty] | 1.6447 |  | 2.4765 | 2.4765 | 2.3923 |  |  | 2019 | 80 | 9 | 695 | 6425.3423 | 101 | 221112 | -103.9528 | 48.2325 | 12400 | 125 | 160 |  | 9.3 | N | Natural Gas | N | N | N | 9999 | N |  | Combustion Turbine |  |  | 10745
57881_G_13 | ND | 38105 | Basin Electric Power Cooperative - Pioneer Generation Station | Pioneer Generating Station | 18983011 | 137155113 |  |  | 57881 | 13 | 1532 | Unit 6 | [7 empty] | 1.8414 |  | 2.7727 | 2.7727 | 2.6784 |  |  | 2019 | 80 | 9 | 695 | 6425.3423 | 101 | 221112 | -103.9528 | 48.2325 | 12400 | 125 | 160 |  | 9.3 | N | Natural Gas | N | N | N | 9999 | N |  | Combustion Turbine |  |  | 10745
57881_G_12 | ND | 38105 | Basin Electric Power Cooperative - Pioneer Generation Station | Pioneer Generating Station | 18983011 | 137155213 |  |  | 57881 | 12 | 1532 | Unit 5 | [7 empty] | 2.1428 |  | 3.2265 | 3.2265 | 3.1168 |  |  | 2019 | 80 | 9 | 695 | 6425.3423 | 101 | 221112 | -103.9528 | 48.2325 | 12400 | 125 | 160 | 139&337 | 9.3 | N | Natural Gas | N | N | N | 9999 | N |  | Combustion Turbine |  |  | 10745
57881_G_15 | ND | 38105 | Basin Electric Power Cooperative - Pioneer Generation Station | Pioneer Generating Station | 18983011 | 137155313 |  |  | 57881 | 15 | 1532 | Unit 8 | [7 empty] | 1 |  |  |  | 1.4522 |  |  | 2019 | 80 | 9 | 695 | 6425.3423 | 101 | 221112 | -103.9528 | 48.2325 | 12400 | 125 | 160 |  | 9.3 | N | Natural Gas | N | N | N | 9999 | N |  | Combustion Turbine | 2269 |  | 10745
57881_G_19 | ND | 38105 | Basin Electric Power Cooperative - Pioneer Generation Station | Pioneer Generating Station | 18983011 | 137155413 |  |  | 57881 | 19 | 1532 | Unit 12 | [7 empty] | 1.6328 |  | 2.4586 | 2.4586 | 2.375 |  |  | 2019 | 80 | 9 | 695 | 6425.3423 | 101 | 221112 | -103.9528 | 48.2325 | 12400 | 125 | 160 |  | 9.3 | N | Natural Gas | N | N | N | 9999 | N |  | Combustion Turbine |  |  | 10745
57881_G_17 | ND | 38105 | Basin Electric Power Cooperative - Pioneer Generation Station | Pioneer Generating Station | 18983011 | 137155513 |  |  | 57881 | 17 | 1532 | Unit 10 | [7 empty] | 1.5699 |  | 2.3639 | 2.3639 | 2.2835 |  |  | 2019 | 80 | 9 | 695 | 6425.3423 | 101 | 221112 | -103.9528 | 48.2325 | 12400 | 125 | 160 | 139&337 | 9.3 | N | Natural Gas | N | N | N | 9999 | N |  | Combustion Turbine |  |  | 10745
57881_G_16 | ND | 38105 | Basin Electric Power Cooperative - Pioneer Generation Station | Pioneer Generating Station | 18983011 | 137155613 |  |  | 57881 | 16 | 1532 | Unit 9 | [7 empty] | 1.1972 |  |  |  | 1.7414 |  |  | 2019 | 80 | 9 | 695 | 6425.3423 | 101 | 221112 | -103.9528 | 48.2325 | 12400 | 125 | 160 |  | 9.3 | N | Natural Gas | N | N | N | 9999 | N |  | Combustion Turbine | 2721 |  | 10745
57881_G_11 | ND | 38105 | Basin Electric Power Cooperative - Pioneer Generation Station | Pioneer Generating Station | 18983011 | 137155713 |  |  | 57881 | 11 | 1532 | Unit 4 | [7 empty] | 2.1221 |  | 3.1954 | 3.1954 | 3.0867 |  |  | 2019 | 80 | 9 | 695 | 6425.3423 | 101 | 221112 | -103.9528 | 48.2325 | 12400 | 125 | 160 | 139&337 | 9.3 | N | Natural Gas | N | N | N | 9999 | N |  | Combustion Turbine |  |  | 10745
57881_G_14 | ND | 38105 | Basin Electric Power Cooperative - Pioneer Generation Station | Pioneer Generating Station | 18983011 | 137155813 |  |  | 57881 | 14 | 1532 | Unit 7 | [7 empty] | 1.2905 |  |  |  | 1.8771 |  |  | 2019 | 80 | 9 | 695 | 6425.3423 | 101 | 221112 | -103.9528 | 48.2325 | 12400 | 125 | 160 | 139&337 | 9.3 | N | Natural Gas | N | N | N | 9999 | N |  | Combustion Turbine | 2933 |  | 10745
57881_G_01 | ND | 38105 | Basin Electric Power Cooperative - Pioneer Generation Station | Pioneer Generating Station | 18983011 | 137155913 | 57881 | CT1 | 57881 | 01 | 1532 | Unit 1 | [7 empty] | 8.8 | 0.305 | 8.62 | 8.62 | 0.98687 |  | 1.03 | 2019 | 80 | 9 | 785 | 9669.8221 | 152 | 221112 | -103.9528 | 48.2325 | 451 | 125 | 120 |  | 40 | N | Natural Gas | Y | N | N | 9999 | N |  | Combustion Turbine |  | 3011.6143 | 10745
57881_G_18 | ND | 38105 | Basin Electric Power Cooperative - Pioneer Generation Station | Pioneer Generating Station | 18983011 | 137156013 |  |  | 57881 | 18 | 1532 | Unit 11 | [7 empty] | 1.6293 |  | 2.4533 | 2.4533 | 2.3699 |  |  | 2019 | 80 | 9 | 695 | 6425.3423 | 101 | 221112 | -103.9528 | 48.2325 | 12400 | 125 | 160 |  | 9.3 | N | Natural Gas | N | N | N | 9999 | N |  | Combustion Turbine |  |  | 10745
57881_G_22 | ND | 38105 | Basin Electric Power Cooperative - Pioneer Generation Station | Pioneer Generating Station | 18983011 | 137156113 |  |  | 57881 | 22 | 1532 | Unit 15 | [7 empty] | 1.7358 |  | 2.6137 | 2.6137 | 2.5248 |  |  | 2019 | 80 | 9 | 695 | 6425.3423 | 101 | 221112 | -103.9528 | 48.2325 | 12400 | 125 | 160 |  | 9.3 | N | Natural Gas | N | N | N | 9999 | N |  | Combustion Turbine |  |  | 10745
57881_G_20 | ND | 38105 | Basin Electric Power Cooperative - Pioneer Generation Station | Pioneer Generating Station | 18983011 | 137156213 |  |  | 57881 | 20 | 1532 | Unit 13 | [7 empty] | 1.7657 |  | 2.6587 | 2.6587 | 2.5683 |  |  | 2019 | 80 | 9 | 695 | 6425.3423 | 101 | 221112 | -103.9528 | 48.2325 | 12400 | 125 | 160 |  | 9.3 | N | Natural Gas | N | N | N | 9999 | N |  | Combustion Turbine |  |  | 10745
2850_B_4 | OH | 39001 | DP&L, J.M. Stuart Generating Station (0701000007) |  | 8101311 | 5525713 | 2850 | 4 |  |  | 0701000007 | B004 | 1503 | 2700 | 354.3105 | 377.452 | 37.465 | 0.699 | 1477.39 | [8 empty] | 800 | 19 | 290 | 33333.3333 | -1 | 221112 | -83.6939 | 38.6361 | 5650 | 125 | 100 | 128&141&99 |  |  |  | Y | N | N |  | N |  |  | 6852 | 6831.2495
2850_B_3 | OH | 39001 | DP&L, J.M. Stuart Generating Station (0701000007) |  | 8101311 | 5525813 | 2850 | 3 |  |  | 0701000007 | B003 | 1216 | 2103 | 497.387 | 582.488 | 35.589 | 0.699 | 1403.48 | [8 empty] | 800 | 19 | 290 | 33333.3333 | -1 | 221112 | -83.6939 | 38.6361 | 5650 | 125 | 100 |  |  |  |  | Y | N | N |  | N |  |  | 6121 | 6100.8096
2850_B_2 | OH | 39001 | DP&L, J.M. Stuart Generating Station (0701000007) |  | 8101311 | 5525913 | 2850 | 2 |  |  | 0701000007 | B002 | 1372 | 2223 | 357.5907 | 383.953 | 36.835 | 0.751 | 1452.88 | [8 empty] | 800 | 26 | 127 | 33333.3333 | -1 | 221112 | -83.6939 | 38.6361 | 5650 | 125 | 100 |  |  |  |  | Y | N | N |  | N |  |  | 6855 | 6834.2207
2850_B_1 | OH | 39001 | DP&L, J.M. Stuart Generating Station (0701000007) |  | 8101311 | 5526513 | 2850 | 1 |  |  | 0701000007 | B001 | 1375 | 1979 | 434.028 | 489.63 | 37.081 | 0.732 | 1462.03 | [8 empty] | 800 | 19 | 290 | 33333.3333 | -1 | 221112 | -83.6939 | 38.6361 | 5650 | 125 | 100 |  |  |  |  | Y | N | N |  | N |  |  | 6743 | 6725.1987
6031_B_2 | OH | 39001 | DP&L, Killen Generating Station (0701000060) |  | 8101411 | 5524813 | 6031 | 2 |  |  | 0701000060 | B001 | 6057 | 10130 | 468.145 | 511.147 | 46.658 | 0.23 | 1791.708 | [8 empty] | 900 | 29 | 121 | 36367.1666 | -1 | 221112 | -83.4803 | 38.6903 | 5930 | 125 | 100 |  |  |  |  | Y | N | N |  | N |  |  | 6838 | 6813.8892
6031_G_GT1 | OH | 39001 | DP&L, Killen Generating Station (0701000060) |  | 8101411 | 89864113 |  |  |  |  | 0701000060 | B004 | 1.3 | 0.03 | 0.029 | 0.029 | 0.0006 | 0.009 | 0.005 | [8 empty] | 37.5 | 12.4 | 925 | 8698.6666 | -1 | 221112 | -83.4803 | 38.6903 | 299 | 125 | 120 |  |  |  |  | N | N | N |  | N |  |  | 10
59326_G_MEC1 | OH | 39017 | NTE Ohio, LLC (1409001151) | Middletown Energy Center | 17967111 | 134964213 | 59326 | 1 | 59326 | MEC1 | 1409001151 | P001 | [7 empty] | 68.88 | 6.746 | 67.96 | 67.96 | 1.473 | 65.21 | 10.2 | 2019 | 200 | 23 | 158 | 21450.0004 | 51.6068 | 221112 | -84.354 | 39.4693 | 3280 | 125 | 120 |  | 252.3 | N | Natural Gas | Y | N | N | 9999 | N | 59326_G_MEC2;59326_G_MEC1 | Combined Cycle |  | 7799.6299 | 7050
7158_G_GT2 | OH | 39017 | Duke Energy Kentucky, Woodsdale Generating Station (1409120656) | Woodsdale | 8455211 | 303513 | 7158 | **GT2 | 7158 | GT2 | 1409120656 | B002 | 6.6 | 0.039 | 0.43 | 0.43 | 0.137 | 0.42 | 1.96 | 24.56 | 0.38 | 1.94 | 1.94 | 0.33 | 0.99 | 4.6 | 2019 | 213 | 15 | 955 | 25683.3338 | 145.2794 | 221112 | -84.4611 | 39.4489 | 1240 | 125 | 120 | 99 | 80 | N | Natural Gas | Y | N | N | 9999 | N |  | Combustion Turbine | 252 | 203.32 | 18700
7158_G_GT6 | OH | 39017 | Duke Energy Kentucky, Woodsdale Generating Station (1409120656) | Woodsdale | 8455211 | 303613 | 7158 | **GT6 | 7158 | GT6 | 1409120656 | B006 | 5.7 | 0.037 | 0.41 | 0.41 | 0.1299 | 0.4 | 1.86 | 16.63 | 0.94 | 1.52 | 1.52 | 0.26 | 0.77 | 3.57 | 2019 | 213 | 15 | 955 | 25683.3338 | 145.2794 | 221112 | -84.4611 | 39.4489 | 1240 | 125 | 120 | 99 | 80 | N | Natural Gas | Y | N | N | 9999 | N |  | Combustion Turbine | 244 | 204.03 | 18700
7158_G_GT5 | OH | 39017 | Duke Energy Kentucky, Woodsdale Generating Station (1409120656) | Woodsdale | 8455211 | 303713 | 7158 | **GT5 | 7158 | GT5 | 1409120656 | B005 | 6 | 0.038 | 0.42 | 0.42 | 0.1337 | 0.41 | 1.91 | 21.46 | 0.92 | 1.78 | 1.78 | 0.31 | 0.93 | 4.31 | 2019 | 213 | 15 | 955 | 25683.3338 | 145.2794 | 221112 | -84.4611 | 39.4489 | 1240 | 125 | 120 | 99 | 80 | N | Natural Gas | Y | N | N | 9999 | N |  | Combustion Turbine | 264 | 215.87 | 18700
7158_G_GT4 | OH | 39017 | Duke Energy Kentucky, Woodsdale Generating Station (1409120656) | Woodsdale | 8455211 | 303813 | 7158 | **GT4 | 7158 | GT4 | 1409120656 | B004 | 6.8 | 0.033 | 0.37 | 0.37 | 0.1161 | 0.36 | 1.66 | 23.04 | 0.1 | 1.66 | 1.66 | 0.33 | 0.98 | 4.53 | 2019 | 213 | 15 | 955 | 25683.3338 | 145.2794 | 221112 | -84.4611 | 39.4489 | 1240 | 125 | 120 | 99 | 78 | N | Natural Gas | Y | N | N | 9999 | N |  | Combustion Turbine | 236 | 185.63 | 19621
7158_G_GT1 | OH | 39017 | Duke Energy Kentucky, Woodsdale Generating Station (1409120656) | Woodsdale | 8455211 | 303913 | 7158 | **GT1 | 7158 | GT1 | 1409120656 | B001 | 6.6 | 0.036 | 0.39 | 0.39 | 0.1263 | 0.39 | 1.8 | 21.31 | 1.39 | 1.94 | 1.94 | 0.31 | 0.94 | 4.35 | 2019 | 213 | 15 | 955 | 25683.3338 | 145.2794 | 221112 | -84.4611 | 39.4489 | 1240 | 125 | 120 | 99 | 78 | N | Natural Gas | Y | N | N | 9999 | N |  | Combustion Turbine | 253 | 197.6 | 19620
7158_G_GT3 | OH | 39017 | Duke Energy Kentucky, Woodsdale Generating Station (1409120656) | Woodsdale | 8455211 | 304013 | 7158 | **GT3 | 7158 | GT3 | 1409120656 | B003 | 7.7 | 0.037 | 0.41 | 0.41 | 0.1294 | 0.4 | 1.85 | 28.23 | 0.13 | 2.74 | 2.74 | 0.38 | 1.11 | 5.15 | 2019 | 213 | 15 | 955 | 25683.3338 | 145.2794 | 221112 | -84.4611 | 39.4489 | 1240 | 125 | 120 | 99 | 80 | N | Natural Gas | Y | N | N | 9999 | N |  | Combustion Turbine | 258 | 203.88 | 18700
7782_G_1 | OH | 39017 | OMEGA JV2 Hamilton Peaking Station (1409040897) | Hamilton Peaking | 9300011 | 55576013 | 7782 | P001 | 7782 | 1 | 1409040897 | P001 | 3.1 | 0.0509 | 0.33264 | 0.33264 | 0.56 |  | 1.31 | 2.428 | 0.03991 | 0.26082 | 0.26082 | 0.444 |  | 1.041 | 2019 | 96.6 | 3.3 | 950 | 10504.0002 | 1227.615 | 221112 | -84.5186 | 39.3553 | 423 | 125 | 120 |  | 29 | N | Natural Gas | Y | N | N | 9999 | N |  | Combustion Turbine | 144 | 143.67 | 12112
2831_G_1 | OH | 39017 | Dicks Creek Energy Facility (1409010078) | Dicks Creek | 9303211 | 55575613 | 2831 | 1 | 2831 | 1 | 1409010078 | B001 | 5.81 | 0.06173 | 0.11983 | 0.11983 | 0.03813 | 0.05282 | 1.489 | 8.96 | 0.1 | 0.18 | 0.18 | 0.06 | 0.09 | 2.3 | 2019 | 62.5 | 27.6 | 625 | 26666.6672 | 44.5539 | 221112 | -84.3776 | 39.4651 | 1980 | 125 | 120 |  | 92 | N | Natural Gas | Y | N | N | 9999 | N |  | Combustion Turbine | 31 | 30.63 | 18700
2831_G_3 | OH | 39017 | Dicks Creek Energy Facility (1409010078) | Dicks Creek | 9303211 | 55575713 |  |  | 2831 | 3 | 1409010078 | B003 | 0.9926 | 0.01 | 0.020474 | 0.020474 | 0.006396 | 0.01 | 0.2544 | 1.37 | 0.01 | 0.028 | 0.028 | 0.01 | 0.01 | 0.35 | 2019 | 28 | 13.1 | 770 | 7425.0001 | 55.0667 | 221112 | -84.3776 | 39.4651 | 236 | 125 | 120 |  | 14.2 | N | Natural Gas | N | N | N | 9999 | N |  | Combustion Turbine | 32 |  | 23452
2831_G_4 | OH | 39017 | Dicks Creek Energy Facility (1409010078) | Dicks Creek | 9303211 | 55575813 |  |  | 2831 | 4 | 1409010078 | B004 | 1.653 | 0.01 | 0.034083 | 0.034083 | 0.01085 | 0.01 | 0.4235 | 0.7 | 0.01 | 0.014 | 0.014 |  | 0.01 | 0.18 | 2019 | 20.5 | 11.3 | 750 | 10600.0002 | 105.6536 | 221112 | -84.3776 | 39.4651 | 303 | 125 | 120 |  | 15 | N | Distillate Fuel Oil | N | N | N | 9999 | N |  | Combustion Turbine | 40 |  | 23452
2831_G_5 | OH | 39017 | Dicks Creek Energy Facility (1409010078) | Dicks Creek | 9303211 | 55575913 |  |  | 2831 | 5 | 1409010078 | B005 | 0.1056 | 0.001122 | 0.002178 | 0.002178 | 0.000693 | 0.00096 | 0.02706 | 0.95 | 0.01 | 0.016 | 0.016 | 0.01 | 0.01 | 0.24 | 2019 | 20.5 | 11.3 | 750 | 10600.0002 | 105.6536 | 221112 | -84.3776 | 39.4651 | 303 | 125 | 120 |  | 15 | N | Distillate Fuel Oil | N | N | N | 9999 | N |  | Combustion Turbine | 39 |  | 23452
55110_G_CT1 | OH | 39017 | Duke Energy Indiana, Madison Generating Station (1409000896) | Madison | 9303411 | 55544313 | 55110 | 1 | 55110 | CT1 | 1409000896 | P001 | 15.9 |  | 3.84 | 3.84 | 1.92 | 3.22 | 17.22 | 9.13 | 0.17 | 1.96 | 1.96 | 0.98 | 1.79 | 8.36 | 2019 | 90 | 14.8 | 930 | 18500.0003 | 107.4938 | 221112 | -84.4634 | 39.4523 | 1180 | 125 | 120 | 99 | 71 | N | Natural Gas | Y | N | N | 9999 | N |  | Combustion Turbine | 1536 | 1336.4513 | 13489
55110_G_CT2 | OH | 39017 | Duke Energy Indiana, Madison Generating Station (1409000896) | Madison | 9303411 | 55544413 | 55110 | 2 | 55110 | CT2 | 1409000896 | P002 | 13.5 |  | 3 | 3 | 1.5 | 2.6 | 14.75 | 11.24 | 0.17 | 1.96 | 1.96 | 0.98 | 1.82 | 6.59 | 2019 | 90 | 14.8 | 930 | 18500.0003 | 107.4938 | 221112 | -84.4634 | 39.4523 | 1180 | 125 | 120 | 99 | 71 | N | Natural Gas | Y | N | N | 9999 | N |  | Combustion Turbine | 1202 | 1036.3807 | 13489
55110_G_CT3 | OH | 39017 | Duke Energy Indiana, Madison Generating Station (1409000896) | Madison | 9303411 | 55544513 | 55110 | 3 | 55110 | CT3 | 1409000896 | P003 | 10.5 |  | 2.21 | 2.21 | 1.1 | 1.86 | 17.01 | 11.21 | 0.18 | 2.1 | 2.1 | 1.05 | 1.91 | 17.42 | 2019 | 90 | 14.8 | 930 | 18500.0003 | 107.4938 | 221112 | -84.4634 | 39.4523 | 1180 | 125 | 120 | 99 | 69 | N | Natural Gas | Y | N | N | 9999 | N |  | Combustion Turbine | 883 | 756.6301 | 13488
55110_G_CT4 | OH | 39017 | Duke Energy Indiana, Madison Generating Station (1409000896) | Madison | 9303411 | 55544613 | 55110 | 4 | 55110 | CT4 | 1409000896 | P004 | 10.6 |  | 2.51 | 2.51 | 1.26 | 2.11 | 10.93 | 11.19 | 0.17 | 1.95 | 1.95 | 0.97 | 1.8 | 5.04 | 2019 | 90 | 14.8 | 930 | 18500.0003 | 107.4938 | 221112 | -84.4634 | 39.4523 | 1180 | 125 | 120 | 99 | 70 | N | Natural Gas | Y | N | N | 9999 | N |  | Combustion Turbine | 1006 | 860.7004 | 13488
55110_G_CT5 | OH | 39017 | Duke Energy Indiana, Madison Generating Station (1409000896) | Madison | 9303411 | 55574813 | 55110 | 5 | 55110 | CT5 | 1409000896 | P005 | 13.3 |  | 2.71 | 2.71 | 1.35 | 2.36 | 11.93 | 11.15 | 0.18 | 2.11 | 2.11 | 1.05 | 1.97 | 8.38 | 2019 | 90 | 14.8 | 930 | 18500.0003 | 107.4938 | 221112 | -84.4634 | 39.4523 | 1180 | 125 | 120 | 99 | 70 | N | Natural Gas | Y | N | N | 9999 | N |  | Combustion Turbine | 1083 | 941.7701 | 13488
55110_G_CT6 | OH | 39017 | Duke Energy Indiana, Madison Generating Station (1409000896) | Madison | 9303411 | 55574913 | 55110 | 6 | 55110 | CT6 | 1409000896 | P006 | 14.6 |  | 3.1 | 3.1 | 1.55 | 2.68 | 25.66 | 10.3 | 0.17 | 1.98 | 1.98 | 0.99 | 1.83 | 11.22 | 2019 | 90 | 14.8 | 930 | 18500.0003 | 107.4938 | 221112 | -84.4634 | 39.4523 | 1180 | 125 | 120 | 99 | 72 | N | Natural Gas | Y | N | N | 9999 | N |  | Combustion Turbine | 1241 | 1077.851 | 13489
55110_G_CT7 | OH | 39017 | Duke Energy Indiana, Madison Generating Station (1409000896) | Madison | 9303411 | 55575013 | 55110 | 7 | 55110 | CT7 | 1409000896 | P007 | 12.5 |  | 3.14 | 3.14 | 1.57 | 2.71 | 27.52 | 10.45 | 0.19 | 2.23 | 2.23 | 1.11 | 2.04 | 13.35 | 2019 | 90 | 14.8 | 930 | 18500.0003 | 107.4938 | 221112 | -84.4634 | 39.4523 | 1180 | 125 | 120 | 99 | 73 | N | Natural Gas | Y | N | N | 9999 | N |  | Combustion Turbine | 1254 | 1095.7904 | 13489
55110_G_CT8 | OH | 39017 | Duke Energy Indiana, Madison Generating Station (1409000896) | Madison | 9303411 | 55575113 | 55110 | 8 | 55110 | CT8 | 1409000896 | P008 | 10.9 |  | 2.47 | 2.47 | 1.23 | 2.07 | 9.67 | 8.29 | 0.14 | 1.72 | 1.72 | 0.86 | 1.56 | 7.05 | 2019 | 90 | 14.8 | 930 | 18500.0003 | 107.4938 | 221112 | -84.4634 | 39.4523 | 1180 | 125 | 120 | 99 | 70 | N | Natural Gas | Y | N | N | 9999 | N |  | Combustion Turbine | 987 | 849.8306 | 13488
59773_G_SGT1 | OH | 39019 | Carroll County Energy LLC (0210002025) | Carroll County Energy | 17965011 | 127489613 |  |  | 59773 | SGT1 | 0210002025 | B001 | [7 empty] | 0.079 | 0.0007809 | 0.009892 | 0.009892 | 0.007158 | 0.004165 | 0.002 | 2019 | 175 | 4 | 250 | 451.8166 | 35.9399 | 221112 | -81.0592 | 40.6048 | 81.6 | 125 | 100 |  | 288 | N | Natural Gas | N | N | N | 9999 | N |  | Combined Cycle |  |  | 7107
59773_G_CGT1 | OH | 39019 | Carroll County Energy LLC (0210002025) | Carroll County Energy | 17965011 | 127489713 | 59773 | 1 | 59773 | CGT1 | 0210002025 | P001 | [7 empty] | 52.7 | 25.58 | 64.62 | 64.62 | 4.73 | 81.55 | 14.08 | 2019 | 175 | 19 | 175 | 19080.5003 | 67.2694 | 221112 | -81.0592 | 40.6044 | 2040 | 125 | 120 | 140&99 | 203.3 | N | Natural Gas | Y | N | N | 9999 | N |  | Combined Cycle |  | 7875.9019 | 7107
59773_G_CGT2 | OH | 39019 | Carroll County Energy LLC (0210002025) | Carroll County Energy | 17965011 | 127489813 | 59773 | 2 | 59773 | CGT2 | 0210002025 | P002 | [7 empty] | 52.66 | 25.84 | 67.16 | 67.16 | 1.87 | 82.36 | 11.29 | 2019 | 175 | 19 | 175 | 19080.5003 | 67.2694 | 221112 | -81.0592 | 40.6048 | 2040 | 125 | 120 | 140&99 | 203.3 | N | Natural Gas | Y | N | N | 9999 | N |  | Combined Cycle |  | 7932.1289 | 7107
6019_B_1 | OH | 39025 | Zimmer Power Station (1413090154) | W H Zimmer | 8294311 | 1540113 | 6019 | 1 | 6019 | 1 | 1413090154 | B006 | 5458 | 9973 | 570.0261 | 621.3461 | 43.5284 | 341.0994 | 562.41 | 5323 | 7663 | 406.588 | 428.2389 | 32.2019 | 2.4176 | 405.9625 | 2019 | 573 | 42 | 130 | 65000.0013 | 46.8975 | 221112 | -84.2284 | 38.869 | 12000 | 125 | 100 |  | 1305 | N | Bituminous | Y | N | N | 9999 | N |  | Coal Steam | 3262 | 5115.0503 | 9761
2840_B_5 | OH | 39031 | Conesville Power Plant (0616000000) |  | 8010811 | 4030913 | 2840 | 5 |  |  | 0616000000 | B007 | 1945.26 | 989.24 | 213.76 | 220.09 | 11.46 | 0.02 | 95.51 | [8 empty] | 800 | 26 | 125 | 41666.6666 | -1 | 221112 | -81.8797 | 40.185 | 4090 | 125 | 100 | 128&141 |  |  |  | Y | N | N |  | N |  |  | 8760 | 3750.04
2840_B_4 | OH | 39031 | Conesville Power Plant (0616000000) |  | 8010811 | 4031113 | 2840 | 4 |  |  | 0616000000 | B004 | 1196.82 | 2580.12 | 302.29 | 318.87 | 34.07 | 0.53 | 284.11 | 1005.06 | 2262.15 | 286.76 | 302.21 | 31.56 | 0.53 | 263.33 | 2019 | 800 | 32.6 | 127 | 41974.4175 | 50.2672 | 221112 | -81.8797 | 40.185 | 7960 | 125 | 100 | 128&140&141 |  |  |  | Y | N | N |  | N |  |  | 8760 | 6085.501
2840_B_6 | OH | 39031 | Conesville Power Plant (0616000000) |  | 8010811 | 4031213 | 2840 | 6 |  |  | 0616000000 | B008 | 2840.439 | 1444.06 | 254.15 | 263.6 | 17.05 | 0.03 | 142.19 | 11.7 | 4.27 | 0.78 | 0.95 | 0.09 | 0.15 | 1.38 | 2019 | 800 | 26 | 125 | 41666.6675 | 78.4471 | 221112 | -81.8797 | 40.185 | 4090 | 125 | 100 | 128&141 |  |  |  | Y | N | N |  | N |  |  | 8760 | 6111.8994
55263_G_CT2 | OH | 39033 | AMP Galion Generation Station (0317030060) | Galion Generating Station | 9289211 | 55698413 |  |  | 55263 | CT2 | 0317030060 | P001 | 1.365 | 0.003437 | 0.16846 | 0.16846 | 0.0192 |  | 1.138 | 0.82 | 0.01867 | 0.12201 | 0.12201 | 0.01391 |  | 0.72 | 2019 | 90 | 3.9 | 700 | 7612.6001 | 636.9995 | 221112 | -82.789 | 40.7167 | 16.5 | 125 | 120 | 99 | 12 | N | Natural Gas | N | N | N | 9999 | N |  | Combustion Turbine | 100 |  | 15420
55263_G_CT1 | OH | 39033 | AMP Galion Generation Station (0317030060) | Galion Generating Station | 9289211 | 55698513 | 55263 | CT1 | 55263 | CT1 | 0317030060 | P002 | 2.088 | 0.00628 | 0.30769 | 0.30769 | 0.03507 |  | 2.283 | 1.54 | 0.004496 | 0.2203 | 0.2203 | 0.02511 |  | 1.58 | 2019 | 90 | 3.9 | 700 | 8250.4168 | 690.3701 | 221112 | -82.789 | 40.7167 | 33 | 125 | 120 |  | 26 | N | Natural Gas | Y | N | N | 9999 | N |  | Combustion Turbine | 107 | 105.97 | 15421
2909_G_1 | OH | 39035 | Cleveland Public Power - Service Center (1318000133) | West 41st Street | 8250711 | 62813 |  |  | 2909 | 1 | 1318000133 | B001 | 3.3774 | 0.0029582 | 0.06949 | 0.06949 | 0.021937 |  | 0.85624 | 1.0865 | 0.000945 | 0.022175 | 0.022175 | 0.007015 |  | 0.27012 | 2019 | 39 | 13.5 | 983 | 2568.7667 | 17.9387 | 221112 | -81.7142 | 41.4738 | 257 | 125 | 120 |  | 16 | N | Natural Gas, Distillate Fuel Oil | N | N | N | 9999 | N |  | Combustion Turbine | 211 |  | 12657
55228_G_GT2 | OH | 39037 | Buckeye Power Greenville Station (0819070237) | Greenville Electric Generating Station | 8257111 | 36113 | 55228 | G2CT1 | 55228 | GT2 | 0819070237 | B003 | 5.312 | 0.03673 | 0.1938 | 0.1938 | 0.0983 |  | 13.7 | 14.14 | 0.16 | 1.56 | 1.56 | 0.78 | 0.01 | 9.05 | 2019 | 60 | 9.5 | 890 | 6533.3334 | 92.1346 | 221112 | -84.615 | 40.0747 | 25 | 125 | 120 | 99 | 49 | N | Natural Gas, Distillate Fuel Oil | Y | N | N | 9999 | N |  | Combustion Turbine | 1248 | 503.8601 | 10745
55228_G_GT1 | OH | 39037 | Buckeye Power Greenville Station (0819070237) | Greenville Electric Generating Station | 8257111 | 36213 | 55228 | G1CT1 | 55228 | GT1 | 0819070237 | B001 | 5.19 | 0.0358 | 0.19 | 0.19 | 0.0962 |  | 13.42 | 17.45 | 0.26 | 1.74 | 1.74 | 0.83 | 0.01 | 14.34 | 2019 | 60 | 9.5 | 890 | 6533.3334 | 92.1346 | 221112 | -84.6153 | 40.0742 | 25 | 125 | 120 | 99 | 49 | N | Natural Gas, Distillate Fuel Oil | Y | N | N | 9999 | N |  | Combustion Turbine | 1248 | 493.5199 | 10745
55228_G_GT2x | OH | 39037 | Buckeye Power Greenville Station (0819070237) |  | 8257111 | 36313 | 55228 | G2CT2 |  |  | 0819070237 | B004 | 5.182 | 0.03598 | 0.1911 | 0.1911 | 0.097 |  | 13.53 | 14.11 | 0.14 | 1.56 | 1.56 | 0.78 | 0.01 | 12.34 | 2019 | 60 | 9.5 | 890 | 6533.3334 | 92.1346 | 221112 | -84.615 | 40.0747 | 25 | 125 | 120 | 99 |  |  |  | Y | N | N |  | N |  |  | 1248 | 497.43
55228_G_GT3 | OH | 39037 | Buckeye Power Greenville Station (0819070237) | Greenville Electric Generating Station | 8257111 | 36413 | 55228 | G3CT1 | 55228 | GT3 | 0819070237 | B005 | 4.353 | 0.03027 | 0.1636 | 0.1636 | 0.0829 |  | 11.57 | 12.63 | 0.15 | 1.46 | 1.46 | 0.72 | 0.01 | 9.8 | 2019 | 60 | 9.5 | 890 | 6533.3334 | 92.1346 | 221112 | -84.615 | 40.0742 | 25 | 125 | 120 | 99 | 49 | N | Natural Gas, Distillate Fuel Oil | Y | N | N | 9999 | N |  | Combustion Turbine | 1248 | 425.3301 | 10745
55228_G_GT3x | OH | 39037 | Buckeye Power Greenville Station (0819070237) |  | 8257111 | 36513 | 55228 | G3CT2 |  |  | 0819070237 | B006 | 3.727 | 0.02553 | 0.1303 | 0.1303 | 0.066 |  | 9.21 | 12.11 | 0.14 | 1.4223 | 1.4223 | 0.71 |  | 8.38 | 2019 | 60 | 9.5 | 890 | 6533.3334 | 92.1346 | 221112 | -84.615 | 40.0744 | 25 | 125 | 120 | 99 |  |  |  | Y | N | N |  | N |  |  | 1248 | 338.67
55228_G_GT4 | OH | 39037 | Buckeye Power Greenville Station (0819070237) | Greenville Electric Generating Station | 8257111 | 36613 | 55228 | G4CT1 | 55228 | GT4 | 0819070237 | B007 | 4.292 | 0.02972 | 0.1692 | 0.1692 | 0.0855 |  | 11.92 | 9.36 | 0.13 | 1.03 | 1.03 | 0.52 | 0.01 | 5.56 | 2019 | 60 | 9.5 | 890 | 6533.3334 | 92.1346 | 221112 | -84.615 | 40.0747 | 25 | 125 | 120 | 99 | 49 | N | Natural Gas, Distillate Fuel Oil | Y | N | N | 9999 | N |  | Combustion Turbine | 1248 | 438.4601 | 10745
55228_G_GT4x | OH | 39037 | Buckeye Power Greenville Station (0819070237) |  | 8257111 | 36713 | 55228 | G4CT2 |  |  | 0819070237 | B008 | 4.579 | 0.03168 | 0.1697 | 0.1697 | 0.0859 |  | 11.98 | 11.99 | 0.16 | 1.38 | 1.38 | 0.69 | 0.01 | 5.93 | 2019 | 60 | 9.5 | 890 | 6533.3334 | 92.1346 | 221112 | -84.615 | 40.0744 | 25 | 125 | 120 | 99 |  |  |  | Y | N | N |  | N |  |  | 1248 | 440.4601
55228_G_GT1x | OH | 39037 | Buckeye Power Greenville Station (0819070237) |  | 8257111 | 36813 | 55228 | G1CT2 |  |  | 0819070237 | B002 | 5.01 | 0.03481 | 0.1902 | 0.1902 | 0.0964 |  | 13.44 | 15.46 | 0.22 | 1.61 | 1.61 | 0.81 | 0.01 | 10.02 | 2019 | 60 | 9.5 | 890 | 6533.3334 | 92.1346 | 221112 | -84.615 | 40.0744 | 25 | 125 | 120 | 99 |  |  |  | Y | N | N |  | N |  |  | 1248 | 494.1101
2880_G_6 | OH | 39039 | Richland Substation Peaker Facility (0320010006) | Richland | 8257511 | 35213 | 2880 | CTG6 | 2880 | 6 | 0320010006 | P003 | 24.87 | 0.18 | 3.42 | 3.42 | 0.636 |  | 0.2 | 38.44 | 0.27 | 5.01 | 5.01 | 0.18 |  | 0.29 | 2019 | 98 | 18 | 960 | 30000.0006 | 117.8451 | 221112 | -84.3389 | 41.3042 | 1670 | 125 | 120 |  | 112 | N | Natural Gas | Y | N | N | 9999 | N |  | Combustion Turbine | 455 | 454.72 | 11067
2880_G_4 | OH | 39039 | Richland Substation Peaker Facility (0320010006) | Richland | 8257511 | 35613 | 2880 | CTG4 | 2880 | 4 | 0320010006 | P001 | 30.97 | 0.233 | 4.13 | 4.13 | 0.83 |  | 0.48 | 41.9 | 0.29 | 5.55 | 5.55 | 0.21 |  | 0.62 | 2019 | 98 | 18 | 960 | 30000.0006 | 117.8451 | 221112 | -84.3389 | 41.3042 | 1670 | 125 | 120 | 99 | 112 | N | Natural Gas | Y | N | N | 9999 | N |  | Combustion Turbine | 561 | 560.78 | 11067
2880_G_5 | OH | 39039 | Richland Substation Peaker Facility (0320010006) | Richland | 8257511 | 35713 | 2880 | CTG5 | 2880 | 5 | 0320010006 | P002 | 18.32 | 0.14 | 2.54 | 2.54 | 0.47 |  | 1.07 | 45.75 | 0.32 | 6.02 | 6.02 | 0.22 |  | 2.54 | 2019 | 64.8 | 18 | 960 | 30000.0006 | 117.8451 | 221112 | -84.3389 | 41.3042 | 1670 | 125 | 120 | 99 | 112 | N | Natural Gas | Y | N | N | 9999 | N |  | Combustion Turbine | 332 | 332.4501 | 11067
54974_G_UNT1 | OH | 39051 | Sauder Woodworking Cogeneration Facility (0326000079) | Sauder Power Plant | 10698611 | 58689313 |  |  | 54974 | UNT1 | 0326000079 | B008 | 31.4 | 6.013 | 4.091 | 4.449 | 11.12 | 1.75 | 70.49 | 31.2 | 5.421 | 3.689 | 4.338 | 10.8 | 1.41 | 14.95 | 2019 | 80 | 4.8 | 400 | 530.9 | 29.3268 | 221112 | -84.2933 | 41.5156 | 63.8 | 125 | 100 |  | 3.6 | Y | Biomass | N | Y | N | 9999 | N |  | Biomass | 8392 |  | 5301
54974_G_UNT2 | OH | 39051 | Sauder Woodworking Cogeneration Facility (0326000079) | Sauder Power Plant | 10698611 | 58689413 |  |  | 54974 | UNT2 | 0326000079 | B009 | 29.2 | 5.94 | 4.049 | 6.289 | 10.89 | 1.79 | 35.04 | 28.9 | 5.244 | 3.57 | 4.53 | 10.78 | 1.6 | 39.88 | 2019 | 80 | 4.8 | 400 | 530.9 | 29.3268 | 221112 | -84.2933 | 41.5156 | 63.8 | 125 | 100 |  | 3.6 | Y | Biomass | N | Y | N | 9999 | N |  | Biomass | 8475 |  | 5301
2876_B_4 | OH | 39053 | Ohio Valley Electric Corp., Kyger Creek Station (0627000003) | Kyger Creek | 7983011 | 6441313 | 2876 | 1 | 2876 | 4 | 0627000003 | B004 | 1793 | 828 | 116.917 | 126.277 | 14.91 | 0.4 | 106.33 | 1108 | 832.4 | 139.931 | 150.691 | 18.41 | 0.47 | 131.71 | 2019 | 838 | 30.2 | 130 | 35987.5173 | 50.2196 | 221112 | -82.1277 | 38.9165 | 217 | 125 | 100 | 128&141&99 | 192 | N | Bituminous, Subbituminous | Y | N | N | 9999 | N |  | Coal Steam | 6260 | 6481.1396 | 10472
2876_B_2 | OH | 39053 | Ohio Valley Electric Corp., Kyger Creek Station (0627000003) | Kyger Creek | 7983011 | 6441513 | 2876 | 4 | 2876 | 2 | 0627000003 | B002 | 1109 | 699.8 | 104.167 | 108.387 | 13.91 | 0.38 | 99.33 | 1187 | 737.5 | 127.621 | 130.891 | 17.82 | 0.46 | 127.51 | 2019 | 838 | 24.7 | 130 | 23991.6838 | 50.0497 | 221112 | -82.1276 | 38.9164 | 217 | 125 | 100 | 128&141&99 | 192 | N | Bituminous, Subbituminous | Y | N | N | 9999 | N |  | Coal Steam | 6171 | 6260.2915 | 10547
2876_B_3 | OH | 39053 | Ohio Valley Electric Corp., Kyger Creek Station (0627000003) | Kyger Creek | 7983011 | 6441613 | 2876 | 3 | 2876 | 3 | 0627000003 | B003 | 1848 | 853.2 | 120.527 | 130.167 | 15.41 | 0.41 | 110.33 | 985.6 | 740.5 | 127.351 | 136.921 | 16.79 | 0.43 | 120.21 | 2019 | 838 | 30.2 | 130 | 35987.5173 | 50.2196 | 221112 | -82.1277 | 38.9165 | 217 | 125 | 100 | 128&141&99 | 192 | N | Bituminous, Subbituminous | Y | N | N | 9999 | N |  | Coal Steam | 6549 | 6549.2798 | 10579
2876_B_1 | OH | 39053 | Ohio Valley Electric Corp., Kyger Creek Station (0627000003) | Kyger Creek | 7983011 | 6441713 | 2876 | 2 | 2876 | 1 | 0627000003 | B001 | 1197 | 755.4 | 112.217 | 116.767 | 15.01 | 0.4 | 107.33 | 1055 | 655.7 | 112.131 | 115.031 | 15.64 | 0.42 | 11.94 | 2019 | 838 | 24.7 | 130 | 23991.6838 | 50.0497 | 221112 | -82.1276 | 38.9164 | 217 | 125 | 100 | 128&141&99 | 194 | N | Bituminous, Subbituminous | Y | N | N | 9999 | N |  | Coal Steam | 6481 | 6170.6694 | 10558
2876_B_5 | OH | 39053 | Ohio Valley Electric Corp., Kyger Creek Station (0627000003) | Kyger Creek | 7983011 | 6441913 | 2876 | 5 | 2876 | 5 | 0627000003 | B005 | 1831 | 845.4 | 119.877 | 129.467 | 15.31 | 0.41 | 109.33 | 1039 | 780.6 | 129.617 | 139.707 | 17.04 | 0.45 | 122.03 | 2019 | 838 | 30.2 | 130 | 35987.5173 | 50.2196 | 221112 | -82.1277 | 38.9165 | 217 | 125 | 100 | 128&141&99 | 192 | N | Bituminous, Subbituminous | Y | N | N | 9999 | N |  | Coal Steam | 6406 | 6405.8501 | 10506
8102_B_1 | OH | 39053 | General James M. Gavin Power Plant (0627010056) | Gavin Power, LLC | 8148511 | 5952713 | 8102 | 1 | 8102 | 1 | 0627010056 | B003 | 3574.78 | 9039.39 | 608.8 | 704.44 | 72.97 | 0.91 | 608.99 | 3485.59 | 12160.51 | 218.88 | 286.83 | 83.43 | 1.07 | 696.5 | 2017 | 830 | 42 | 122 | 36626.6673 | 26.4261 | 221112 | -82.1158 | 38.9342 | 11900 | 125 | 100 | 128&140&141 | 1348 | N | Bituminous, Subbituminous | Y | N | N | 9999 | N |  | Coal Steam | 6454 | 6453.6895 | 9926
8102_B_2 | OH | 39053 | General James M. Gavin Power Plant (0627010056) | Gavin Power, LLC | 8148511 | 5953013 | 8102 | 2 | 8102 | 2 | 0627010056 | B004 | 3760.28 | 10990.47 | 1007.9 | 1050.28 | 90.78 | 1.11 | 757.54 | 3857.69 | 14310.52 | 403.32 | 456.78 | 83.3 | 1.08 | 695.45 | 2019 | 830 | 42 | 125 | 36235.0007 | 26.1435 | 221112 | -82.115 | 38.9355 | 11900 | 125 | 100 | 128&140&141 | 1361 | N | Bituminous, Subbituminous | Y | N | N | 9999 | N |  | Coal Steam | 7402 | 7401.6006 | 9861
2832_G_GT5 | OH | 39061 | Miami Fort Power Station (1431350093) | Miami Fort | 7738711 | 2470313 |  |  | 2832 | GT5 | 1431350093 | B012 | [7 empty] | 0.7853 | 0.0005768 | 0.0099 | 0.0101 | 0.0003659 | 0.0053 | 0.002945 | 2019 | 28 | 13.1 | 770 | 7425.0001 | 55.0667 | 221112 | -84.8033 | 39.1128 | 236 | 125 | 120 |  | 14 | N | Distillate Fuel Oil | N | N | N | 9999 | N |  | Combustion Turbine |  |  | 23448
2832_B_8 | OH | 39061 | Miami Fort Power Station (1431350093) | Miami Fort | 7738711 | 2470813 | 2832 | 8 | 2832 | 8 | 1431350093 | B016 | 2771 | 4604 | 356.8154 | 382.9367 | 42.331 | 218.6641 | 354.275 | 5575 | 6276 | 391.7958 | 426.72 | 45.1004 | 2.3328 | 376.961 | 2019 | 800 | 23.5 | 130 | 29583.3339 | 68.1783 | 221112 | -84.8033 | 39.1128 | 5020 | 125 | 100 |  | 510 | N | Bituminous | Y | N | N | 9999 | N |  | Coal Steam | 7803 | 7940.3408 | 10396
2832_G_GT6 | OH | 39061 | Miami Fort Power Station (1431350093) | Miami Fort | 7738711 | 2470913 |  |  | 2832 | GT6 | 1431350093 | B013 | 1.063 | 0.0006 | 0.0134 | 0.0137 | 0.0048 | 0.0071 | 0.004 | 0.7427 | 0.0005455 | 0.0094 | 0.0096 | 0.000346 | 0.005 | 0.002785 | 2019 | 28 | 13.1 | 770 | 7425.0001 | 55.0667 | 221112 | -84.8033 | 39.1128 | 236 | 125 | 120 |  | 14 | N | Distillate Fuel Oil | N | N | N | 9999 | N |  | Combustion Turbine | 16 |  | 23448
2832_G_GT4 | OH | 39061 | Miami Fort Power Station (1431350093) | Miami Fort | 7738711 | 2471013 |  |  | 2832 | GT4 | 1431350093 | B011 | [7 empty] | 1.043 | 0.0007664 | 0.0131 | 0.0134 | 0.0004861 | 0.006992 | 0.003913 | 2019 | 28 | 13.1 | 770 | 7425.0001 | 55.0667 | 221112 | -84.8033 | 39.1128 | 236 | 125 | 120 |  | 14 | N | Distillate Fuel Oil | N | N | N | 9999 | N |  | Combustion Turbine |  |  | 23448
2832_G_GT3 | OH | 39061 | Miami Fort Power Station (1431350093) | Miami Fort | 7738711 | 2471313 |  |  | 2832 | GT3 | 1431350093 | B010 | [7 empty] | 0.5726 | 0.0004206 | 0.0072 | 0.0074 | 0.0002668 | 0.003838 | 0.002147 | 2019 | 28 | 13.1 | 770 | 7425.0001 | 55.0667 | 221112 | -84.8033 | 39.1128 | 236 | 125 | 120 |  | 14 | N | Distillate Fuel Oil | N | N | N | 9999 | N |  | Combustion Turbine |  |  | 23420
2832_B_7 | OH | 39061 | Miami Fort Power Station (1431350093) | Miami Fort | 7738711 | 2471413 | 2832 | 7 | 2832 | 7 | 1431350093 | B015 | 2281 | 5610 | 386.5527 | 428.7895 | 43.7665 | 226.1059 | 366.012 | 5784 | 8120 | 405.1422 | 478.3788 | 43.1364 | 2.2281 | 360.711 | 2019 | 800 | 23.5 | 130 | 29583.3339 | 68.1783 | 221112 | -84.8033 | 39.1128 | 5020 | 125 | 100 |  | 510 | N | Bituminous | Y | N | N | 9999 | N |  | Coal Steam | 8058 | 8144.4307 | 10361
7776_G_4 | OH | 39069 | OMEGA JV2-NAPOLEON (0335010055) | Napoleon Peaking | 14755911 | 106016313 |  |  | 7776 | 4 | 0335010055 | P001 | 1.33 | 0.0172 | 0.10348 | 0.10348 | 0.049 |  | 0.163 | 0.684 | 0.0005 | 0.04925 | 0.04925 | 0.025 |  | 0.013 | 2019 | 21 | 1.5 | 617 | 489.3616 | 276.8106 | 221112 | -84.1055 | 41.4081 |  | 125 | 160 |  | 1.8 | N | Distillate Fuel Oil | N | N | N | 9999 | N |  | Combustion Turbine | 64 |  | 10745
7776_G_5 | OH | 39069 | OMEGA JV2-NAPOLEON (0335010055) | Napoleon Peaking | 14755911 | 106016413 |  |  | 7776 | 5 | 0335010055 | P002 | 1.31 | 0.006 | 0.10074 | 0.10074 | 0.028 |  | 0.161 | 0.622 | 0.0005 | 0.04803 | 0.04803 | 0.023 |  | 0.011 | 2019 | 21 | 1.5 | 617 | 489.3616 | 276.8106 | 221112 | -84.1055 | 41.4081 |  | 125 | 160 |  | 1.8 | N | Distillate Fuel Oil | N | N | N | 9999 | N |  | Combustion Turbine | 63 |  | 10745
7776_G_6 | OH | 39069 | OMEGA JV2-NAPOLEON (0335010055) | Napoleon Peaking | 14755911 | 106016513 |  |  | 7776 | 6 | 0335010055 | P003 | 1.24 | 0.006 | 0.0958 | 0.0958 | 0.0421 |  | 0.153 | 0.912 | 0.0007 | 0.07104 | 0.07104 | 0.034 |  | 0.017 | 2019 | 21 | 1.5 | 617 | 489.3616 | 276.8106 | 221112 | -84.1055 | 41.4081 |  | 125 | 160 |  | 1.8 | N | Distillate Fuel Oil | N | N | N | 9999 | N |  | Combustion Turbine | 60 |  | 10745
55264_G_CT2 | OH | 39069 | AMP Napoleon Peaking Plant (0335010056) | Napoleon Peaking Station | 9291911 | 55775113 |  |  | 55264 | CT2 | 0335010056 | P001 | 0.965 | 0.00304 | 0.149 | 0.149 | 0.01698 |  | 0.969 | 0.77 | 0.018 | 0.11762 | 0.11762 | 0.01341 |  | 0.73 | 2019 | 60.1 | 3.9 | 700 | 5907.3001 | 494.3051 | 221112 | -84.1089 | 41.4072 | 16.5 | 125 | 120 | 99 | 12 | N | Natural Gas | N | N | N | 9999 | N |  | Combustion Turbine | 85 |  | 16431
55264_G_CT1 | OH | 39069 | AMP Napoleon Peaking Plant (0335010056) | Napoleon Peaking Station | 9291911 | 55775213 | 55264 | CT1 | 55264 | CT1 | 0335010056 | P002 | 1.95 | 0.006504 | 0.31869 | 0.31869 | 0.03632 |  | 2.121 | 1.43 | 0.004809 | 0.23561 | 0.23561 | 0.02686 |  | 1.53 | 2019 | 60.1 | 3.9 | 700 | 8250.4168 | 690.3701 | 221112 | -84.1089 | 41.4072 | 33 | 125 | 120 |  | 26 | N | Natural Gas | Y | N | N | 9999 | N |  | Combustion Turbine | 100 | 100.05 | 16430
2828_B_2 | OH | 39081 | Cardinal Power Plant (Cardinal Operating Company) (0641050002) | Cardinal | 8115711 | 6045913 | 2828 | 2 | 2828 | 2 | 0641050002 | B002 | 1148.48 | 3986.35 | 73.1922 | 93.053 | 35.05 | 0.7035 | 292.94 | 1245.16 | 3714.45 | 42.8204 | 69.0214 | 36.74 | 0.6 | 307.18 | 2019 | 1000 | 29.1 | 130 | 33166.6673 | 49.8483 | 221112 | -80.6467 | 40.2528 | 5280 | 125 | 100 | 128&141&99 | 585 | N | Bituminous | Y | N | N | 9999 | N |  | Coal Steam | 8760 | 5802.3203 | 9906
2828_B_1 | OH | 39081 | Cardinal Power Plant (Cardinal Operating Company) (0641050002) | Cardinal | 8115711 | 6046013 | 2828 | 1 | 2828 | 1 | 0641050002 | B001 | 1500.9 | 3885.55 | 54.4179 | 76.3293 | 40.19 | 0.8906 | 336.15 | 1481.82 | 3685.4 | 92.1903 | 129.1513 | 43.61 | 0.64 | 364.31 | 2017 | 1000 | 29.1 | 130 | 33166.6673 | 49.8483 | 221112 | -80.6467 | 40.2531 | 5280 | 125 | 100 | 128&141&99 | 585 | N | Bituminous | Y | N | N | 9999 | N |  | Coal Steam | 8760 | 6633.0396 | 9899
2828_B_3 | OH | 39081 | Cardinal Power Plant (Cardinal Operating Company) (0641050002) | Cardinal | 8115711 | 6046113 | 2828 | 3 | 2828 | 3 | 0641050002 | B009 | 1118.26 | 1325.89 | 969.724 | 1004.6244 | 31.48 | 0.961 | 264.43 | 1159.57 | 2053.37 | 118.33 | 144.83 | 32.91 | 0.52 | 275.09 | 2017 | 423 | 180 | 116 | 200000.004 | 7.8563 | 221112 | -80.6486 | 40.2522 | 5980 | 125 | 100 | 128&141&99 | 620 | N | Bituminous | Y | N | N | 9999 | N |  | Coal Steam | 8760 | 5278.9395 | 10103
2828_B_B008 | OH | 39081 | Cardinal Power Plant (Cardinal Operating Company) (0641050002) |  | 8115711 | 6046213 | 2828 | B008 |  |  | 0641050002 | B008 | 15.35 | 1 | 0.9913 | 1.4714 | 0.13 | 0.5117 | 3.2 | 1.55 | 0.22 | 0.24 | 0.35 | 0.03 | 0.12 | 0.77 | 2019 | 70 | 6 | 647 | 3816.6667 | 134.9326 | 221112 | -80.6486 | 40.2522 | 498 | 125 | 100 |  |  |  |  | Y | N | N |  | N |  |  | 2672 | 160.74
2866_B_4 | OH | 39081 | W. H. Sammis Plant (0641160017) |  | 8190811 | 4408813 | 2866 | 4 |  |  | 0641160017 | B010 | 359.3 | 639.6 | 229.2 | 243.2 | 4.6 | 0.2 | 38.5 | 1.4 | 0.2 | 1.1975 | 1.2692 | 0.05037 | 0.00105 | 0.4 | 2019 | 850 | 55.4 | 116 | 100506.602 | 41.6783 | 221112 | -80.6325 | 40.5289 | 1820 | 125 | 100 | 100&141&99 |  |  |  | Y | N | N |  | N |  |  | 3197 | 3196.7
2866_B_7 | OH | 39081 | W. H. Sammis Plant (0641160017) | FirstEnergy W H Sammis | 8190811 | 4409413 | 2866 | 7 | 2866 | 7 | 0641160017 | B013 | 1178 | 1038 | 115.8 | 152 | 33.6 | 1.3 | 279.7 | 1006 | 771.2 | 110.9 | 161.1 | 26 | 1.2 | 216.7 | 2019 | 850 | 55.4 | 116 | 100506.602 | 41.6783 | 221112 | -80.6325 | 40.5289 | 6070 | 125 | 100 |  | 600 | N | Bituminous, Subbituminous | Y | N | N | 9999 | N |  | Coal Steam |  | 5617.0298 | 11011
2866_B_2 | OH | 39081 | W. H. Sammis Plant (0641160017) |  | 8190811 | 4409613 | 2866 | 2 |  |  | 0641160017 | B008 | 357.1 | 668.4 | 418.9 | 432.3 | 4.7 | 0.2 | 39.1 |  |  | 9 | 9.274 |  |  |  | 2017 | 850 | 55.4 | 116 | 100506.602 | 41.6783 | 221112 | -80.6325 | 40.5289 | 1820 | 125 | 100 | 100&141&99 |  |  |  | Y | N | N |  | N |  |  | 3923 | 3922.6602
2866_B_1 | OH | 39081 | W. H. Sammis Plant (0641160017) |  | 8190811 | 4409713 | 2866 | 1 |  |  | 0641160017 | B007 | 458.6 | 847.5 | 316.7 | 334 | 5.8 | 0.2 | 48 |  |  | 17.4 | 18.3 |  |  |  | 2017 | 850 | 55.4 | 116 | 100506.602 | 41.6783 | 221112 | -80.6325 | 40.5289 | 1820 | 125 | 100 | 100&141&99 |  |  |  | Y | N | N |  | N |  |  | 4068 | 4067.75
2866_B_6 | OH | 39081 | W. H. Sammis Plant (0641160017) | FirstEnergy W H Sammis | 8190811 | 4409813 | 2866 | 6 | 2866 | 6 | 0641160017 | B012 | 1651 | 1354 | 154.5 | 203.1 | 43.6 | 1.8 | 363.3 | 631.6 | 529.1 | 74.1 | 107.8 | 17.5 | 0.8 | 145.9 | 2017 | 850 | 55.4 | 116 | 100506.602 | 41.6783 | 221112 | -80.6325 | 40.5289 | 6070 | 125 | 100 |  | 600 | N | Bituminous, Subbituminous | Y | N | N | 9999 | N |  | Coal Steam |  | 7115.6797 | 10917
2866_B_5 | OH | 39081 | W. H. Sammis Plant (0641160017) | FirstEnergy W H Sammis | 8190811 | 4409913 | 2866 | 5 | 2866 | 5 | 0641160017 | B011 | 531.4 | 326.3 | 36 | 47.3 | 11.3 | 0.4 | 94.3 | 761.6 | 338.2 | 49.4 | 71.9 | 11.7 | 0.5 | 97.3 | 2019 | 850 | 55.4 | 116 | 100506.602 | 41.6783 | 221112 | -80.6325 | 40.5289 | 3000 | 125 | 100 | 128&141&99 | 290 | N | Bituminous, Subbituminous | Y | N | N | 9999 | N |  | Coal Steam | 4588 | 4587.8306 | 11309
2866_B_3 | OH | 39081 | W. H. Sammis Plant (0641160017) |  | 8190811 | 4410213 | 2866 | 3 |  |  | 0641160017 | B009 | 458.7 | 840.4 | 245.3 | 262.5 | 5.8 | 0.2 | 48 | 0.468 | 0.32 | 0.79548 | 0.81173 | 0.0092326 |  | 0.076815 | 2017 | 850 | 55.4 | 116 | 100506.602 | 41.6783 | 221112 | -80.6325 | 40.5289 | 1820 | 125 | 100 | 100&141&99 |  |  |  | Y | N | N |  | N |  |  | 4002 | 4001.6802
2936_B_5 | OH | 39085 | PAINESVILLE MUNICIPAL ELECTRIC PLANT (0243110008) | Painesville | 8149311 | 5945213 |  |  | 2936 | 5 | 0243110008 | B001 | 35.43 | 163.5 | 9.9133 | 10.2884 | 0.1201 | 0.001131 | 1.001 | 12.07 | 60.26 | 3.9365 | 4.3932 | 0.04119 | 0.0003879 | 0.3433 | 2019 | 157 | 8 | 300 | 1783.3333 | 35.464 | 221112 | -81.2539 | 41.7261 | 250 | 125 | 100 |  | 18.6 | N | Bituminous | N | N | N | 9999 | N |  | Coal Steam | 567 |  | 14500
2936_B_4 | OH | 39085 | PAINESVILLE MUNICIPAL ELECTRIC PLANT (0243110008) | Painesville | 8149311 | 5945413 |  |  | 2936 | 4 | 0243110008 | B004 | 22.22 | 114.8 | 1.8935 | 2.1605 | 0.06402 | 0.0007235 | 6.403 | 3.91 | 18.32 | 0.28746 | 0.31954 | 0.01058 | 0.0001195 | 1.058 | 2019 | 171 | 11.4 | 350 | 1833.3333 | 17.9542 | 221112 | -81.2539 | 41.7261 | 379 | 125 | 100 |  | 18.6 | N | Bituminous | N | N | N | 9999 | N |  | Coal Steam | 319 |  | 14500
2837_G_6 | OH | 39085 | Eastlake Substation (0243160009) |  | 8149511 | 5943613 | 2837 | 6 |  |  | 0243160009 | B006 | 2.6 | 1 | 0.02 | 0.02 | 0.01 |  | 0.01 | 8.1 | 3.4 | 0.058 | 0.058 | 0.027 |  | 0.022 | 2019 | 30 | 16.4 | 498 | 6600.0001 | 31.2314 | 221112 | -81.4431 | 41.671 | 469 | 125 | 120 |  |  |  |  | Y | N | N |  | N |  |  | 9 | 9
55736_G_1GT1 | OH | 39087 | Hanging Rock Energy Facility (0744000150) | Hanging Rock Energy Facility | 9279711 | 55248513 | 55736 | CTG1 | 55736 | 1GT1 | 0744000150 | P001 | 81.18 | 5.775 | 91.13 | 91.13 | 3.822 | 14.37 | 24.47 | 72.66 | 5.322 | 46.068 | 46.068 | 3.548 | 14.16 | 22.71 | 2019 | 160 | 18 | 219 | 17040.517 | 66.938 | 221112 | -82.7847 | 38.5731 | 2040 | 125 | 120 | 99 | 181 | N | Natural Gas | Y | N | N | 9999 | N | 55736_G_1GT1;55736_G_1ST | Combined Cycle | 7610 | 7579.0498 | 7433
55736_G_1GT2 | OH | 39087 | Hanging Rock Energy Facility (0744000150) | Hanging Rock Energy Facility | 9279711 | 55248613 | 55736 | CTG2 | 55736 | 1GT2 | 0744000150 | P002 | 85.6 | 5.761 | 71.88 | 71.88 | 1.925 | 14.36 | 25.68 | 73.23 | 5.131 | 42.7 | 42.7 | 1.71 | 13.65 | 13.18 | 2019 | 160 | 18 | 219 | 17040.517 | 66.938 | 221112 | -82.785 | 38.5728 | 2040 | 125 | 120 | 99 | 183 | N | Natural Gas | Y | N | N | 9999 | N |  | Combined Cycle | 8097 | 8064.7607 | 7433
55736_G_2GT1 | OH | 39087 | Hanging Rock Energy Facility (0744000150) | Hanging Rock Energy Facility | 9279711 | 55250113 | 55736 | CTG3 | 55736 | 2GT1 | 0744000150 | P003 | 89.82 | 6.268 | 55.079 | 55.079 | 2.098 | 15.6 | 28.09 | 74.5 | 5.366 | 50.035 | 50.035 | 1.789 | 14.27 | 39.88 | 2019 | 160 | 18 | 219 | 17040.517 | 66.938 | 221112 | -82.7836 | 38.5744 | 2040 | 125 | 120 | 99 | 185 | N | Natural Gas | Y | N | N | 9999 | N | 55736_G_2ST;55736_G_2GT1 | Combined Cycle | 8147 | 8118.0894 | 7433
55736_G_2GT2 | OH | 39087 | Hanging Rock Energy Facility (0744000150) | Hanging Rock Energy Facility | 9279711 | 55250213 | 55736 | CTG4 | 55736 | 2GT2 | 0744000150 | P004 | 86.01 | 6.016 | 52.965 | 52.965 | 2.018 | 15.01 | 25.12 | 74.22 | 5.31 | 45.97 | 45.97 | 3.54 | 14.13 | 8.91 | 2019 | 160 | 18 | 219 | 17040.517 | 66.938 | 221112 | -82.7839 | 38.5742 | 2040 | 125 | 120 | 99 | 186 | N | Natural Gas | Y | N | N | 9999 | N |  | Combined Cycle | 7890 | 7861.2319 | 7433
2869_G_4 | OH | 39093 | West Lorain Power Plant (0247080487) | FirstEnergy West Lorain | 6371011 | 15957813 | 2869 | 4 | 2869 | 4 | 0247080487 | P003 | [7 empty] | 0.6 | 0.006 | 0.0378 | 0.0475 | 0.008 |  | 0.0567 | 2019 | 75 | 12.4 | 1000 | 24500.0004 | 202.7953 | 221112 | -82.2656 | 41.4294 | 933 | 125 | 120 |  | 85 | N | Natural Gas, Distillate Fuel Oil | Y | N | N | 9999 | N |  | Combustion Turbine |  | 15.92 | 14558
2869_G_5 | OH | 39093 | West Lorain Power Plant (0247080487) | FirstEnergy West Lorain | 6371011 | 15957913 | 2869 | 5 | 2869 | 5 | 0247080487 | P004 | 1 |  | 0.073 | 0.0748 | 0.0066 |  | 0.0264 | 0.9 |  | 0.0574 | 0.0703 | 0.0208 |  | 0.166 | 2019 | 75 | 12.4 | 1000 | 24500.0004 | 202.7953 | 221112 | -82.266 | 41.4293 | 933 | 125 | 120 |  | 85 | N | Natural Gas, Distillate Fuel Oil | Y | N | N | 9999 | N |  | Combustion Turbine | 18 | 18.24 | 14558
2869_G_1B | OH | 39093 | West Lorain Power Plant (0247080487) | FirstEnergy West Lorain | 6371011 | 15958013 | 2869 | 1B | 2869 | 1B | 0247080487 | B002 | 5.5 | 0.9 | 0.0235 | 0.0241 | 0.0085 |  | 0.007 | 3.3 | 0.7 | 0.0106 | 0.0109 | 0.0038 |  | 0.0032 | 2019 | 43 | 14.1 | 30 | 4955.0667 | 31.7209 | 221112 | -82.2637 | 41.4296 | 811 | 125 | 120 |  | 57 | N | Distillate Fuel Oil | Y | N | N | 9999 | N |  | Combustion Turbine | 18 | 18 | 14558
2869_G_1A | OH | 39093 | West Lorain Power Plant (0247080487) | FirstEnergy West Lorain | 6371011 | 15958113 | 2869 | 1A | 2869 | 1A | 0247080487 | B001 | 4.4 | 0.9 | 0.0237 | 0.0242 | 0.0086 |  | 0.0071 | 6.3 | 1.1 | 0.0311 | 0.0318 | 0.0112 |  | 0.0093 | 2019 | 43 | 14.1 | 30 | 4955.0667 | 31.7209 | 221112 | -82.2626 | 41.4298 | 811 | 125 | 120 |  | 57 | N | Distillate Fuel Oil | Y | N | N | 9999 | N |  | Combustion Turbine | 16 | 16 | 14558
2869_G_2 | OH | 39093 | West Lorain Power Plant (0247080487) | FirstEnergy West Lorain | 6371011 | 15958213 | 2869 | 2 | 2869 | 2 | 0247080487 | P001 | 1 |  | 0.0663 | 0.0678 | 0.006 |  | 0.024 | 1.2001 |  | 0.0808 | 0.0886 | 0.0656 |  | 0.572 | 2019 | 75 | 12.4 | 1000 | 24500.0004 | 202.7953 | 221112 | -82.2645 | 41.4293 | 933 | 125 | 120 |  | 85 | N | Natural Gas, Distillate Fuel Oil | Y | N | N | 9999 | N |  | Combustion Turbine | 17 | 17.41 | 14558
2869_G_6 | OH | 39093 | West Lorain Power Plant (0247080487) | FirstEnergy West Lorain | 6371011 | 15958313 | 2869 | 6 | 2869 | 6 | 0247080487 | P005 | [7 empty] | 0.7 | 0.01 | 0.0491 | 0.0502 | 0.0313 |  | 0.268 | 2019 | 75 | 12.4 | 1000 | 24500.0004 | 202.7953 | 221112 | -82.2665 | 41.4294 | 933 | 125 | 120 |  | 85 | N | Natural Gas, Distillate Fuel Oil | Y | N | N | 9999 | N |  | Combustion Turbine |  | 29.69 | 14558
2869_G_3 | OH | 39093 | West Lorain Power Plant (0247080487) | FirstEnergy West Lorain | 6371011 | 15958413 | 2869 | 3 | 2869 | 3 | 0247080487 | P002 | [7 empty] | 0.5 | 0.008 | 0.27 | 0.2808 | 0.0139 |  | 0.1075 | 2019 | 75 | 12.4 | 1000 | 24500.0004 | 202.7953 | 221112 | -82.2651 | 41.4294 | 933 | 125 | 120 |  | 85 | N | Natural Gas, Distillate Fuel Oil | Y | N | N | 9999 | N |  | Combustion Turbine |  | 18.16 | 14558
2836_G_10 | OH | 39093 | Avon Lake Power Plant (0247030013) | Avon Lake | 8130811 | 6011413 | 2836 | CT10 | 2836 | 10 | 0247030013 | B013 | 1.7 | 0.06 | 0.015 | 0.02 | 0.001 |  | 0.004 |  |  | 0.02 | 0.02 |  |  |  | 2017 | 40 | 15.3 | 999 | 16.65 | 0.0905 | 221112 | -82.053 | 41.5046 | 469 | 125 | 120 |  | 25 | N | Distillate Fuel Oil | Y | N | N | 9999 | N |  | Combustion Turbine | 16 | 13.9 | 25000
2836_B_10 | OH | 39093 | Avon Lake Power Plant (0247030013) |  | 8130811 | 6011613 | 2836 | 10 |  |  | 0247030013 | B010 | 24.5 | 157.5 | 0.85 | 1.21 | 0.11 | 0.001 | 1.3 | [8 empty] | 524 | 10.5 | 380 | 7854.65 | -1 | 221112 | -82.0536 | 41.5055 | 1130 | 125 | 100 |  |  |  |  | Y | N | N |  | N |  |  | 451 | 432.64
2836_B_12 | OH | 39093 | Avon Lake Power Plant (0247030013) | Avon Lake | 8130811 | 6011813 | 2836 | 12 | 2836 | 12 | 0247030013 | B012 | 2031 | 8863 | 241.01 | 261.35 | 14.17 | 0.13 | 1580.07 | 607.6 | 1597 | 102.56 | 107.68 | 6.95 | 0.06 | 691.53 | 2019 | 600 | 24 | 310 | 23111.5337 | 51.0671 | 221112 | -82.0564 | 41.5038 | 6040 | 125 | 100 | 128&140 | 615 | N | Bituminous, Subbituminous | Y | N | N | 9999 | N |  | Coal Steam | 2734 | 2714.96 | 10011
59764_G_CTG11 | OH | 39095 | Oregon Clean Energy Center (0448020102) | Oregon Clean Energy Center | 16974411 | 127499513 | 59764 | 01 | 59764 | CTG11 | 0448020102 | P001 | [7 empty] | 48.1 | 0.8245 | 38.49 | 38.49 | 2.108 | 48.19 | 5.2 | 2019 | 240 | 22 | 185 | 24715.5838 | 64.9921 | 221112 | -83.4436 | 41.6672 | 800 | 125 | 120 |  | 256.5 | N | Natural Gas | Y | N | N | 9999 | N | 59764_G_STG10;59764_G_CTG11 | Combined Cycle |  | 6883.189 | 7050
59764_G_CTG12 | OH | 39095 | Oregon Clean Energy Center (0448020102) | Oregon Clean Energy Center | 16974411 | 127499613 | 59764 | 02 | 59764 | CTG12 | 0448020102 | P002 | [7 empty] | 51.1 | 0.8398 | 39.21 | 39.21 | 2.147 | 49.08 | 5.3 | 2019 | 240 | 22 | 185 | 24715.5838 | 64.9921 | 221112 | -83.4436 | 41.6676 | 800 | 125 | 120 |  | 256.5 | N | Natural Gas | Y | N | N | 9999 | N |  | Combined Cycle |  | 7024.6191 | 7050
59764_G_EDG13 | OH | 39095 | Oregon Clean Energy Center (0448020102) | Oregon Clean Energy Center | 16974411 | 127499713 |  |  | 59764 | EDG13 | 0448020102 | P003 | [7 empty] | 0.07395 | 4.912e-05 | 0.0011984 | 0.0011984 | 0.00197 |  | 0.01011 | 2019 | 14 | 0.8 | 757 | 439.5533 | 874.1117 | 221112 | -83.4399 | 41.6676 |  | 125 | 999 |  | 1.5 | N | Distillate Fuel Oil | N | N | N | 9999 | N |  | Combustion Turbine |  |  | 12283
2878_B_1 | OH | 39095 | Walleye Power, LLC, Bay Shore Plant (0448020006) | FirstEnergy Bay Shore | 8302011 | 444813 | 2878 | 1 | 2878 | 1 | 0448020006 | B006 | 363.9 | 2100 | 209.06 | 309.5 | 10.7 | 91.0847 | 94.7 | 319.7 | 1536 | 98.218 | 108.36 | 0.495 | 63.9455 | 67.89 | 2017 | 302 | 12 | 303 | 9150.0001 | 80.8712 | 221112 | -83.4389 | 41.6917 | 1790 | 125 | 100 |  | 136 | N | Subbituminous, Petroleum Coke | Y | N | N | 9999 | N |  | Coal Steam | 7519 | 7519.1802 | 12574
2937_G_8 | OH | 39109 | Piqua Municipal Power System (0855100041) | Piqua Power Plant | 8497311 | 1570113 |  |  | 2937 | 8 | 0855100041 | B007 | 2.488 | 0.2855 | 0.0326 | 0.0326 | 0.0012 |  | 0.009329 | 5.032 | 0.5776 | 0.458 | 0.458 | 0.0023 |  | 0.01887 | 2019 | 41 | 11.3 | 650 | 700 | 6.9771 | 221112 | -84.2364 | 40.1319 | 20 | 125 | 120 |  | 20 | N | Distillate Fuel Oil | N | N | N | 9999 | N |  | Combustion Turbine | 22 |  | 21162
2847_G_GT1 | OH | 39113 | Tait Electric Generating Station (0857043333) | Frank M Tait | 13572311 | 73759013 | 2847 | 1 | 2847 | GT1 | 0857043333 | P005 | 23.557 | 3.0203 | 3.8844 | 3.8844 | 0.46143 |  | 3.5205 | 25.2 | 0.1183 | 3.984 | 3.984 | 0.7611 |  | 9.89 | 2019 | 92 | 15.6 | 913 | 26333.3338 | 137.7184 | 221112 | -84.2097 | 39.7283 | 80 | 125 | 120 |  | 88 | N | Natural Gas, Distillate Fuel Oil | Y | N | N | 9999 | N |  | Combustion Turbine | 13 | 602.0402 | 12380
2847_G_GT2 | OH | 39113 | Tait Electric Generating Station (0857043333) | Frank M Tait | 13572311 | 73759113 | 2847 | 2 | 2847 | GT2 | 0857043333 | P006 | 45.528 | 3.7228 | 6.1489 | 6.1489 | 0.434 |  | 3.3244 | 29.74 | 0.1317 | 5.83 | 5.83 | 0.8937 |  | 17.21 | 2019 | 92 | 15.6 | 913 | 26333.3338 | 137.7184 | 221112 | -84.2097 | 39.7283 | 80 | 125 | 120 |  | 89 | N | Natural Gas, Distillate Fuel Oil | Y | N | N | 9999 | N |  | Combustion Turbine | 17 | 601.8898 | 12380
2847_G_GT3 | OH | 39113 | Tait Electric Generating Station (0857043333) | Frank M Tait | 13572311 | 73759213 | 2847 | 3 | 2847 | GT3 | 0857043333 | P007 | 39.505 | 2.7128 | 20.088 | 20.088 | 1.4109 |  | 10.806 | 72.77 | 0.5675 | 17.142 | 17.142 | 3.843 |  | 6.519 | 2019 | 92 | 15.6 | 913 | 26333.3338 | 137.7184 | 221112 | -84.2097 | 39.7283 | 80 | 125 | 120 |  | 79 | N | Natural Gas, Distillate Fuel Oil | Y | N | N | 9999 | N |  | Combustion Turbine | 12 | 1540.65 | 12380
55248_G_GT4 | OH | 39113 | Tait Electric Generating Station (0857043334) | Tait Electric Generating Station | 13572411 | 73759313 | 55248 | CT4 | 55248 | GT4 | 0857043334 | P001 | 40.92 | 8.6927 | 12.35 | 12.35 | 3.02 |  | 10.1216 | 64.6 | 0.5913 | 25.6464 | 25.6464 | 4.423 |  | 59.8 | 2017 | 92 | 15.6 | 1015 | 25015.0005 | 130.8237 | 221112 | -84.2097 | 39.7277 | 80 | 125 | 120 |  | 85 | N | Natural Gas | Y | N | N | 9999 | N |  | Combustion Turbine | 43 | 1539.4498 | 12725
55248_G_GT5 | OH | 39113 | Tait Electric Generating Station (0857043334) | Tait Electric Generating Station | 13572411 | 73759413 | 55248 | CT5 | 55248 | GT5 | 0857043334 | P002 | 43.38 | 8.0439 | 12.39 | 12.39 | 3.07 |  | 10.15 | 70.6 | 0.5839 | 25.3366 | 25.3366 | 2.704 |  | 44.4 | 2019 | 92 | 15.6 | 1015 | 25015.0005 | 130.8237 | 221112 | -84.2093 | 39.7279 | 80 | 125 | 120 |  | 85 | N | Natural Gas | Y | N | N | 9999 | N |  | Combustion Turbine | 36 | 1560.2798 | 12725
55248_G_GT6 | OH | 39113 | Tait Electric Generating Station (0857043334) | Tait Electric Generating Station | 13572411 | 73759513 | 55248 | CT6 | 55248 | GT6 | 0857043334 | P003 | 47.69 | 10.0542 | 13.01 | 13.01 | 3.17 |  | 10.6651 | 77.538 | 0.6049 | 25.7138 | 25.7138 | 4.471 |  | 31 | 2019 | 92 | 15.6 | 1015 | 25015.0005 | 130.8237 | 221112 | -84.2091 | 39.7282 | 80 | 125 | 120 |  | 85 | N | Natural Gas | Y | N | N | 9999 | N |  | Combustion Turbine | 45 | 1617.5001 | 12725
55248_G_GT7 | OH | 39113 | Tait Electric Generating Station (0857043334) | Tait Electric Generating Station | 13572411 | 73759613 | 55248 | CT7 | 55248 | GT7 | 0857043334 | P004 | 36.69 | 7.9905 | 12.13 | 12.13 | 3.03 |  | 10.0298 | 74.1 | 0.62239 | 24.4304 | 24.4304 | 4.293 |  | 61.6 | 2019 | 92 | 15.6 | 1015 | 25015.0005 | 130.8237 | 221112 | -84.2088 | 39.7284 | 80 | 125 | 120 |  | 85 | N | Natural Gas | Y | N | N | 9999 | N |  | Combustion Turbine | 37 | 1536.6599 | 12725
2854_G_6 | OH | 39113 | Yankee Street (0857810015) | Yankee Street | 7895711 | 127512813 |  |  | 2854 | 6 | 0857810015 | B006 | [7 empty] | 1.518 | 0.0161 | 0.0106 | 0.0106 | 0.01 |  | 0.3889 | 2019 | 36 | 10.1 | 800 | 6299.3334 | 78.5936 | 221112 | -84.205 | 39.6025 | 409 | 125 | 120 |  | 12 | N | Natural Gas, Distillate Fuel Oil | N | N | N | 9999 | N |  | Combustion Turbine |  |  | 17347
2854_G_1 | OH | 39113 | Yankee Street (0857810015) | Yankee Street | 7895711 | 134962913 |  |  | 2854 | 1 | 0857810015 | B001 | [7 empty] | 2.743 | 0.0291 | 0.0114 | 0.0114 | 0.0201 |  | 0.785 | 2019 | 24.5 | 11.9 | 785 | 7047.6501 | 63.3411 | 221112 | -84.205 | 39.6025 | 409 | 125 | 120 |  | 19.5 | N | Natural Gas, Distillate Fuel Oil | N | N | N | 9999 | N |  | Combustion Turbine |  |  | 17347
2854_G_2 | OH | 39113 | Yankee Street (0857810015) | Yankee Street | 7895711 | 134963013 |  |  | 2854 | 2 | 0857810015 | B002 | [7 empty] | 3.293 | 0.03449 | 0.013586 | 0.013586 | 0.02161 |  | 0.8444 | 2019 | 24.5 | 11.9 | 785 | 7047.6501 | 63.3411 | 221112 | -84.205 | 39.6025 | 409 | 125 | 120 |  | 19.5 | N | Natural Gas, Distillate Fuel Oil | N | N | N | 9999 | N |  | Combustion Turbine |  |  | 17348
2854_G_4 | OH | 39113 | Yankee Street (0857810015) | Yankee Street | 7895711 | 134963113 |  |  | 2854 | 4 | 0857810015 | B004 | [7 empty] | 0.9123 | 0.0097 | 0.0038 | 0.0038 | 0.006 |  | 0.2338 | 2019 | 36 | 10.1 | 800 | 6299.3334 | 78.5936 | 221112 | -84.205 | 39.6025 | 409 | 125 | 120 |  | 11 | N | Natural Gas, Distillate Fuel Oil | N | N | N | 9999 | N |  | Combustion Turbine |  |  | 17345
2854_G_5 | OH | 39113 | Yankee Street (0857810015) | Yankee Street | 7895711 | 134963213 |  |  | 2854 | 5 | 0857810015 | B005 | [7 empty] | 1.377 | 0.01464 | 0.005682 | 0.005682 | 0.009039 |  | 0.3529 | 2019 | 36 | 10.1 | 800 | 6299.3334 | 78.5936 | 221112 | -84.205 | 39.6025 | 409 | 125 | 120 |  | 9 | N | Natural Gas, Distillate Fuel Oil | N | N | N | 9999 | N |  | Combustion Turbine |  |  | 17346
2854_G_7 | OH | 39113 | Yankee Street (0857810015) | Yankee Street | 7895711 | 134963313 |  |  | 2854 | 7 | 0857810015 | B007 | [7 empty] | 1.609 | 0.0171 | 0.0066 | 0.0066 | 0.0106 |  | 0.4123 | 2019 | 36 | 10.1 | 800 | 6299.3334 | 78.5936 | 221112 | -84.205 | 39.6025 | 409 | 125 | 120 |  | 11 | N | Natural Gas, Distillate Fuel Oil | N | N | N | 9999 | N |  | Combustion Turbine |  |  | 17345
2854_G_3 | OH | 39113 | Yankee Street (0857810015) | Yankee Street | 7895711 | 2166513 |  |  | 2854 | 3 | 0857810015 | B003 | [7 empty] | 3.173 | 0.03371 | 0.013088 | 0.013088 | 0.02082 |  | 0.8129 | 2019 | 24.5 | 11.9 | 785 | 7047.6501 | 63.3411 | 221112 | -84.205 | 39.6025 | 409 | 125 | 120 |  | 19.3 | N | Natural Gas, Distillate Fuel Oil | N | N | N | 9999 | N |  | Combustion Turbine |  |  | 17348
55350_G_1 | OH | 39119 | Appalachian Power Co, Dresden Plant (0660000247) | Dresden Energy Facility | 15483511 | 96956013 | 55350 | 1A | 55350 | 1 | 0660000247 | P001 | 69.22 | 3.907 | 30.29 | 30.29 | 7.08 | 105.8 | 11.36 | 79.06 | 4.31 | 13.86 | 13.86 | 1.23 | 11.29 | 5.59 | 2019 | 170 | 19.1 | 293 | 22166.6671 | 77.3337 | 221112 | -82.0273 | 40.0928 | 172 | 125 | 140 | 140 | 158.3 | N | Natural Gas | Y | N | N | 9999 | N | 55350_G_3;55350_G_1 | Combined Cycle | 7505 | 7504.6792 | 7050
55350_G_2 | OH | 39119 | Appalachian Power Co, Dresden Plant (0660000247) | Dresden Energy Facility | 15483511 | 96956113 | 55350 | 1B | 55350 | 2 | 0660000247 | P002 | 68.72 | 3.876 | 30.374 | 30.374 | 5.73 | 105.1 | 11.87 | 78.19 | 4.31 | 16.32 | 16.32 | 1.27 | 4.12 | 7.1 | 2019 | 170 | 19.1 | 293 | 22166.6671 | 77.3337 | 221112 | -82.0273 | 40.0928 | 172 | 125 | 140 | 140 | 158.3 | N | Natural Gas | Y | N | N | 9999 | N |  | Combined Cycle | 7454 | 7454.2402 | 7050
55247_G_GT1 | OH | 39129 | Darby Electric Generating Station (0165000132) | Darby Power, LLC | 9242811 | 55201413 | 55247 | CT1 | 55247 | GT1 | 0165000132 | P001 | 16.4 | 0.09311 | 1.06 | 1.06 | 0.135 |  | 1.93 | 30.15 | 0.3535 | 4.7098 | 4.7098 | 0.6451 |  | 12.4451 | 2019 | 65 | 14.8 | 1015 | 25015.0005 | 145.3491 | 221112 | -83.1764 | 39.7144 | 1120 | 125 | 120 |  | 72.5 | N | Natural Gas, Distillate Fuel Oil | Y | N | N | 9999 | N |  | Combustion Turbine | 15 | 186.43 | 16296
55247_G_GT2 | OH | 39129 | Darby Electric Generating Station (0165000132) | Darby Power, LLC | 9242811 | 55201513 | 55247 | CT2 | 55247 | GT2 | 0165000132 | P002 | 16.9 | 0.09373 | 1.07 | 1.07 | 0.0506 |  | 1.93 | 26.071 | 0.3615 | 4.1933 | 4.1933 | 0.5266 |  | 10.9093 | 2019 | 65 | 14.8 | 1015 | 25015.0005 | 145.3491 | 221112 | -83.1761 | 39.7142 | 1120 | 125 | 120 |  | 72.5 | N | Natural Gas, Distillate Fuel Oil | Y | N | N | 9999 | N |  | Combustion Turbine | 12 | 188.74 | 16297
55247_G_GT3 | OH | 39129 | Darby Electric Generating Station (0165000132) | Darby Power, LLC | 9242811 | 55201613 | 55247 | CT3 | 55247 | GT3 | 0165000132 | P003 | 14.5 | 0.0799 | 0.98 | 0.98 | 0.054 |  | 1.83 | 35.617 | 0.5368 | 5.6426 | 5.6426 | 0.5993 |  | 15.0809 | 2019 | 65 | 14.8 | 1015 | 25015.0005 | 145.3491 | 221112 | -83.1761 | 39.7139 | 1120 | 125 | 120 |  | 72.5 | N | Natural Gas, Distillate Fuel Oil | Y | N | N | 9999 | N |  | Combustion Turbine | 13 | 173.77 | 16297
55247_G_GT4 | OH | 39129 | Darby Electric Generating Station (0165000132) | Darby Power, LLC | 9242811 | 55201713 | 55247 | CT4 | 55247 | GT4 | 0165000132 | P004 | 14.8 | 0.08776 | 0.94 | 0.94 | 0.042 |  | 1.73 | 34.3 | 0.5072 | 5.5329 | 5.5329 | 0.6055 |  | 14.4193 | 2019 | 65 | 14.8 | 1015 | 25015.0005 | 145.3491 | 221112 | -83.1758 | 39.7136 | 1120 | 125 | 120 |  | 72.5 | N | Natural Gas, Distillate Fuel Oil | Y | N | N | 9999 | N |  | Combustion Turbine | 12 | 166.88 | 16297
55247_G_GT5 | OH | 39129 | Darby Electric Generating Station (0165000132) | Darby Power, LLC | 9242811 | 55201813 | 55247 | CT5 | 55247 | GT5 | 0165000132 | P005 | 12.8 | 0.07995 | 0.77 | 0.77 | 0.04 |  | 0.31 | 29.6984 | 0.3209 | 5.5351 | 5.5351 | 0.6212 |  | 2.2064 | 2019 | 65 | 14.8 | 1015 | 25015.0005 | 145.3491 | 221112 | -83.1758 | 39.7133 | 1120 | 125 | 120 |  | 72.5 | N | Natural Gas, Distillate Fuel Oil | Y | N | N | 9999 | N |  | Combustion Turbine | 12 | 134.15 | 16297
55247_G_GT6 | OH | 39129 | Darby Electric Generating Station (0165000132) | Darby Power, LLC | 9242811 | 55201913 | 55247 | CT6 | 55247 | GT6 | 0165000132 | P006 | 12.7 | 0.08007 | 0.78 | 0.78 | 0.036 |  | 0.31 | 24.113 | 0.3758 | 4.2508 | 4.2508 | 0.462 |  | 1.6606 | 2019 | 65 | 14.8 | 1015 | 25015.0005 | 145.3491 | 221112 | -83.1756 | 39.7131 | 1120 | 125 | 120 |  | 72.5 | N | Natural Gas, Distillate Fuel Oil | Y | N | N | 9999 | N |  | Combustion Turbine | 12 | 134.56 | 16297
55701_G_CT01 | OH | 39143 | AMP Fremont Energy Center (0372030241) | Fremont Energy Center | 15483111 | 96948213 | 55701 | CT01 | 55701 | CT01 | 0372030241 | P001 | 57.7 | 1.25 | 48.69 | 48.69 | 9.11 | 12.16 | 28.26 | 61.57 | 1.19 | 43.39 | 43.39 | 13.97 | 11.59 | 13.97 | 2019 | 164 | 18.5 | 174 | 15314.6336 | 56.9506 | 221112 | -83.161 | 41.3767 | 2810 | 125 | 120 | 140&99 | 162.6 | N | Natural Gas | Y | N | N | 9999 | N | 55701_G_CT01;55701_G_CA01 | Combined Cycle | 6151 | 6140.77 | 11045
55701_G_CT02 | OH | 39143 | AMP Fremont Energy Center (0372030241) | Fremont Energy Center | 15483111 | 96948313 | 55701 | CT02 | 55701 | CT02 | 0372030241 | P002 | 41.1 | 0.86 | 47.8 | 47.8 | 18.1 | 14.3 | 14.78 | 59.7 | 1.23 | 38.46 | 38.46 | 13.1 | 14.85 | 11.71 | 2019 | 164 | 18.5 | 174 | 15314.6336 | 56.9506 | 221112 | -83.161 | 41.377 | 2810 | 125 | 120 | 140&99 | 162.6 | N | Natural Gas | Y | N | N | 9999 | N |  | Combined Cycle | 4277 | 4266.3794 | 11045
60376_G_CTG1 | OH | 39155 | Clean Energy Future - Lordstown, LLC (0278112009) | Clean Energy Future-Lordstown, LLC | 18867811 | 134943413 | 60376 | 1 | 60376 | CTG1 | 0278112009 | P001 | [7 empty] | 71 | 1.034 | 38.1 | 38.1 | 1.086 | 3.825 | 6.9 | 2019 | 160 | 22.5 | 183 | 24455.7838 | 61.4825 | 221112 | -80.8516 | 41.1491 | 3590 | 125 | 120 | 140&99 | 263 | N | Natural Gas | Y | N | N | 9999 | N |  | Combined Cycle |  | 7494.7095 | 7050
60376_G_CTG2 | OH | 39155 | Clean Energy Future - Lordstown, LLC (0278112009) | Clean Energy Future-Lordstown, LLC | 18867811 | 134943513 | 60376 | 2 | 60376 | CTG2 | 0278112009 | P002 | [7 empty] | 59.4 | 1.016 | 66.24 | 66.24 | 2.425 | 3.758 | 6.4 | 2019 | 160 | 22.5 | 183 | 24455.7838 | 61.4825 | 221112 | -80.8516 | 41.1487 | 3590 | 125 | 120 |  | 263 | N | Natural Gas | Y | N | N | 9999 | N |  | Combined Cycle |  | 7323.6406 | 7050
2861_G_GT1 | OH | 39155 | Niles Combustion Turbine (Niles Power, LLC) (0278060023) | Niles Power Plant | 7328911 | 10657813 | 2861 | CTA | 2861 | GT1 | 0278060023 | B004 | 1.5 | 0.002 | 0.015 | 0.015 | 0.001 |  | 0.004 | 4.6 | 2 | 0.04 | 0.04 | 0.002 |  | 0.01 | 2019 | 40 | 13.8 | 936 | 12000.0002 | 80.197 | 221112 | -80.7467 | 41.1663 | 409 | 125 | 120 |  | 25 | N | Distillate Fuel Oil | Y | N | N | 9999 | N |  | Combustion Turbine | 11 | 11 | 25000
2914_B_4 | OH | 39157 | Dover Municipal Light Plant (0679010146) | Dover | 7345511 | 10655413 |  |  | 2914 | 4 | 0679010146 | B004 | 171.86 | 1348.0003 | 16.4073 | 17.2233 | 0.78314 | 0.010648 | 78.098 | 190.97 | 902.2004 | 18.3035 | 19.4935 | 0.87334 | 0.01175 | 86.7611 | 2019 | 120 | 7.2 | 380 | 2166.6667 | 53.1939 | 221112 | -81.4722 | 40.5207 | 247 | 125 | 100 | 100 | 23.2 | N | Bituminous | N | N | N | 9999 | N |  | Coal Steam | 7272 |  | 14500
7872_G_1 | OH | 39161 | Robert P. Mone Plant (0381000043) | Robert P Mone Plant | 9216911 | 55667813 | 7872 | 1 | 7872 | 1 | 0381000043 | P001 | 32.9 | 0.309 | 1.5952 | 1.5952 | 0.4527 | 0.613 | 3.2311 | 22.35 | 0.21 | 1.9 | 1.9 | 0.52 | 0.51 | 3 | 2019 | 114.5 | 18 | 1150 | 38333.3341 | 150.5798 | 221112 | -84.7397 | 40.93 | 167 | 125 | 120 |  | 145 | N | Natural Gas, Distillate Fuel Oil | Y | N | N | 9999 | N |  | Combustion Turbine | 15 | 256.72 | 10745
7872_G_2 | OH | 39161 | Robert P. Mone Plant (0381000043) | Robert P Mone Plant | 9216911 | 55667913 | 7872 | 2 | 7872 | 2 | 0381000043 | P002 | 28.4 | 0.275 | 1.2514 | 1.2514 | 0.3923 | 0.615 | 3.3 | 22.64 | 0.21 | 1.46 | 1.46 | 0.53 | 0.528 | 2.95 | 2019 | 114.5 | 18 | 1150 | 38333.3341 | 150.5798 | 221112 | -84.7392 | 40.93 | 167 | 125 | 120 |  | 145 | N | Natural Gas, Distillate Fuel Oil | Y | N | N | 9999 | N |  | Combustion Turbine | 9 | 262.57 | 10745
7872_G_3 | OH | 39161 | Robert P. Mone Plant (0381000043) | Robert P Mone Plant | 9216911 | 55668013 | 7872 | 3 | 7872 | 3 | 0381000043 | P003 | 23.1 | 0.256 | 1.6814 | 1.6814 | 0.2418 | 0.546 | 2.8 | 22.01 | 0.23 | 1.8 | 1.8 | 0.45 | 0.543 | 2.94 | 2019 | 114.5 | 18 | 1150 | 38333.3341 | 150.5798 | 221112 | -84.7392 | 40.93 | 167 | 125 | 120 |  | 145 | N | Natural Gas, Distillate Fuel Oil | Y | N | N | 9999 | N |  | Combustion Turbine | 10 | 231.88 | 10745
55401_G_CT1 | OH | 39163 | Rolling Hills Generating, LLC (0682000057) | Rolling Hills Generating | 9216611 | 55668813 | 55401 | CT-1 | 55401 | CT1 | 0682000057 | P001 | 20.5 | 0.2998 | 1.729 | 1.729 | 0.05997 |  | 43.3 | 18.8 | 0.2626 | 3.407 | 3.407 | 0.05253 |  | 34.4 | 2019 | 90 | 25.5 | 1150 | 40000.0008 | 78.2915 | 221112 | -82.333 | 39.0842 | 2140 | 125 | 120 |  | 166.5 | N | Natural Gas | Y | N | N | 9999 | N |  | Combustion Turbine | 643 | 642.4599 | 11014
55401_G_CT2 | OH | 39163 | Rolling Hills Generating, LLC (0682000057) | Rolling Hills Generating | 9216611 | 55668913 | 55401 | CT-2 | 55401 | CT2 | 0682000057 | P002 | 20.4 | 0.2869 | 1.0614 | 1.0614 | 0.2104 |  | 39.7 | 40.2 | 0.5496 | 6.487 | 6.487 | 0.4031 |  | 60.5 | 2019 | 90 | 25.5 | 1150 | 40000.0008 | 78.2915 | 221112 | -82.3329 | 39.0846 | 2140 | 125 | 120 |  | 165.6 | N | Natural Gas | Y | N | N | 9999 | N |  | Combustion Turbine | 635 | 634.5502 | 11014
55401_G_CT3 | OH | 39163 | Rolling Hills Generating, LLC (0682000057) | Rolling Hills Generating | 9216611 | 55669013 | 55401 | CT-3 | 55401 | CT3 | 0682000057 | P003 | 19.9 | 0.252 | 1.4196 | 1.4196 | 0.1008 |  | 38.3 | 21.7 | 0.2991 | 3.8826 | 3.8826 | 0.03988 |  | 38.9 | 2019 | 63 | 24 | 1150 | 40000.0008 | 88.3838 | 221112 | -82.3329 | 39.0853 | 2060 | 125 | 120 |  | 169.6 | N | Natural Gas | Y | N | N | 9999 | N |  | Combustion Turbine | 543 | 541.9702 | 11013
55401_G_CT4 | OH | 39163 | Rolling Hills Generating, LLC (0682000057) | Rolling Hills Generating | 9216611 | 55669113 | 55401 | CT-4 | 55401 | CT4 | 0682000057 | P004 | 17.4 | 0.238 | 2.412 | 2.412 | 0.03173 |  | 37.6 | 34.8 | 0.4599 | 6.85 | 6.85 | 0.0613 |  | 49.4 | 2019 | 63 | 24 | 1150 | 40000.0008 | 88.3838 | 221112 | -82.3328 | 39.0858 | 2140 | 125 | 120 |  | 165.5 | N | Natural Gas | Y | N | N | 9999 | N |  | Combustion Turbine | 513 | 512.9001 | 11014
55401_G_CT5 | OH | 39163 | Rolling Hills Generating, LLC (0682000057) | Rolling Hills Generating | 9216611 | 55695813 | 55401 | CT-5 | 55401 | CT5 | 0682000057 | P005 | 21.6 | 0.3089 | 2.812 | 2.812 |  |  | 46.4 | 24.5 | 0.3445 | 4.988 | 4.988 |  |  | 38.5 | 2019 | 63 | 24 | 1150 | 40000.0008 | 88.3838 | 221112 | -82.3328 | 39.0862 | 2140 | 125 | 120 |  | 168.2 | N | Natural Gas | Y | N | N | 9999 | N |  | Combustion Turbine | 658 | 657.89 | 11013
55503_G_CTG1 | OH | 39167 | Waterford Plant (0684000213) | Waterford Power, LLC | 9212911 | 55703913 | 55503 | 1 | 55503 | CTG1 | 0684000213 | P001 | 63.54 | 1.5 | 11.8 | 11.8 | 1.3 | 2.8 | 19 | 66.59 | 1.46 | 6.75 | 7.27 | 1.31 | 2.94 | 12.87 | 2019 | 120 | 19 | 30 | 17692.467 | 62.3758 | 221112 | -81.7169 | 39.5333 | 2100 | 125 | 120 | 140 | 168 | N | Natural Gas | Y | N | N | 9999 | N |  | Combined Cycle | 7931 | 7931.1694 | 7050
55503_G_CTG2 | OH | 39167 | Waterford Plant (0684000213) | Waterford Power, LLC | 9212911 | 55704013 | 55503 | 2 | 55503 | CTG2 | 0684000213 | P002 | 64.14 | 1.6 | 11.3 | 11.3 | 1.3 | 2.9 | 11.2 | 63.21 | 1.39 | 6.41 | 6.9 | 1.25 | 2.79 | 8.97 | 2019 | 120 | 19 | 30 | 17692.467 | 62.3758 | 221112 | -81.7169 | 39.5331 | 2100 | 125 | 120 | 140 | 168 | N | Natural Gas | Y | N | N | 9999 | N |  | Combined Cycle | 8021 | 8020.5303 | 7050
55503_G_CTG3 | OH | 39167 | Waterford Plant (0684000213) | Waterford Power, LLC | 9212911 | 55704113 | 55503 | 3 | 55503 | CTG3 | 0684000213 | P003 | 64.02 | 1.6 | 12.5 | 12.5 | 1.3 | 2.9 | 16.8 | 59.29 | 1.33 | 6.12 | 6.59 | 1.18 | 2.66 | 10.87 | 2019 | 120 | 19 | 30 | 17692.467 | 62.3758 | 221112 | -81.7169 | 39.5325 | 2100 | 125 | 120 | 140 | 168 | N | Natural Gas | Y | N | N | 9999 | N |  | Combined Cycle | 7982 | 7981.7407 | 7050
55397_G_CT1 | OH | 39167 | Washington Energy Facility (0684000212) | Washington Energy Facility | 9213011 | 55703313 | 55397 | CT1 | 55397 | CT1 | 0684000212 | P001 | 82.48 | 5.571 | 53.7 | 53.7 | 6.55 | 97.56 | 25.53 | 90.16 | 5.438 | 51.416 | 51.416 | 4.532 | 100.6 | 15.48 | 2019 | 140 | 18 | 228 | 17040.517 | 66.938 | 221112 | -81.6571 | 39.5798 | 207 | 125 | 120 | 99 | 179 | N | Natural Gas | Y | N | N | 9999 | N |  | Combined Cycle | 7327 | 7296.771 | 7257
55397_G_CT2 | OH | 39167 | Washington Energy Facility (0684000212) | Washington Energy Facility | 9213011 | 55703413 | 55397 | CT2 | 55397 | CT2 | 0684000212 | P002 | 81.43 | 5.488 | 54.66 | 54.66 | 4.84 | 96.1 | 24 | 90.35 | 5.436 | 47.078 | 47.078 | 4.53 | 100.6 | 15.9 | 2019 | 140 | 18 | 228 | 17040.517 | 66.938 | 221112 | -81.6571 | 39.5798 | 207 | 125 | 120 | 99 | 179 | N | Natural Gas | Y | N | N | 9999 | N |  | Combined Cycle | 7231 | 7196.4692 | 7257
2935_B_12 | OH | 39169 | Department of Public Utilities, City of Orrville, Ohio (0285010188) | Orrville | 3950711 | 34858213 |  |  | 2935 | 12 | 0285010188 | B001 | 647.8653 | 3846.0014 | 240.3854 | 240.8725 | 1.7781 | 0.024224 | 14.9096 | 44.99 | 266.3021 | 16.7931 | 17.1135 | 0.13925 | 0.01233 | 1.294 | 2019 | 250 | 10 | 294 | 3901.6667 | 49.6575 | 221112 | -81.7658 | 40.8486 | 316 | 125 | 100 | 128 | 23 | N | Bituminous | N | N | N | 9999 | N |  | Coal Steam | 8760 |  | 14500
2935_B_13 | OH | 39169 | Department of Public Utilities, City of Orrville, Ohio (0285010188) | Orrville | 3950711 | 34858313 |  |  | 2935 | 13 | 0285010188 | B004 | 538.27 | 3030.0608 | 190.0488 | 190.8159 | 1.9483 | 0.3373 | 20.101 | 7.11 | 0.02704 | 0.25707 | 0.25707 | 0.2479 | 0.1442 | 3.786 | 2019 | 250 | 10 | 294 | 3901.6667 | 49.6575 | 221112 | -81.7658 | 40.8486 | 365 | 125 | 100 | 128 | 20 | N | Bituminous | N | N | N | 9999 | N |  | Coal Steam | 6810 |  | 14500
2935_B_10 | OH | 39169 | Department of Public Utilities, City of Orrville, Ohio (0285010188) | Orrville | 3950711 | 34858413 |  |  | 2935 | 10 | 0285010188 | B005 | 2.865 | 36.43 | 0.27593 | 0.28534 | 0.013 | 0.0001472 | 1.303 | 5.4 | 62.7 | 0.52156 | 0.54225 | 0.02455 | 0.0002774 | 2.454 | 2019 | 137 | 7 | 358 | 1333.3333 | 34.632 | 221112 | -81.7656 | 40.8489 | 111 | 125 | 100 | 121&128 | 11.5 | N | Bituminous | N | N | N | 9999 | N |  | Coal Steam | 210 |  | 14500
2935_B_11 | OH | 39169 | Department of Public Utilities, City of Orrville, Ohio (0285010188) | Orrville | 3950711 | 34858513 |  |  | 2935 | 11 | 0285010188 | B006 | 13.33 | 169.4 | 1.2834 | 1.3272 | 0.061 | 0.0006845 | 6.057 | 10.38 | 120.5 | 1.0026 | 1.0423 | 0.04718 | 0.0005331 | 4.718 | 2019 | 137 | 7 | 358 | 1333.3333 | 34.632 | 221112 | -81.7656 | 40.8489 | 201 | 125 | 100 | 121&128 | 11.5 | N | Bituminous | N | N | N | 9999 | N |  | Coal Steam | 210 |  | 14500
55262_G_CT2 | OH | 39173 | AMP Bowling Green Peaking Plant (0387020378) | Bowling Green Generating Station | 9253611 | 55202813 |  |  | 55262 | CT2 | 0387020378 | P001 | 1.07 | 0.003299 | 0.16163 | 0.16163 | 0.01842 |  | 1.09 | 0.76 | 0.01706 | 0.11144 | 0.11144 | 0.0127 |  | 0.72 | 2019 | 60.1 | 3.9 | 700 | 5907.3001 | 494.3051 | 221112 | -83.6412 | 41.3973 | 16.5 | 125 | 120 | 99 | 12 | N | Natural Gas | N | N | N | 9999 | N |  | Combustion Turbine | 96 |  | 15088
55262_G_CT1 | OH | 39173 | AMP Bowling Green Peaking Plant (0387020378) | Bowling Green Generating Station | 9253611 | 55202913 | 55262 | CT1 | 55262 | CT1 | 0387020378 | P002 | 0.895 | 0.002554 | 0.12514 | 0.12514 | 0.01426 |  | 0.873 | 1.86 | 0.005859 | 0.28714 | 0.28714 | 0.03273 |  | 1.87 | 2019 | 60.1 | 3.9 | 700 | 8250.4168 | 690.3701 | 221112 | -83.6412 | 41.3973 | 33 | 125 | 120 |  | 26 | N | Natural Gas | Y | N | N | 9999 | N |  | Combustion Turbine | 43 | 64.63 | 15090
7783_G_1 | OH | 39173 | OMEGA JV2 Bowling Green GT (0387020374) | Bowling Green Peaking | 9253711 | 55202713 | 7783 | P001 | 7783 | 1 | 0387020374 | P001 | 2.524 | 0.04148 | 0.27104 | 0.27104 | 0.4615 |  | 1.082 | 1.504 | 0.02473 | 0.16151 | 0.16151 | 0.2751 |  | 0.6447 | 2019 | 96.6 | 3.3 | 950 | 10504.0002 | 1227.615 | 221112 | -83.6401 | 41.3883 | 423 | 125 | 120 |  | 29 | N | Natural Gas | Y | N | N | 9999 | N |  | Combustion Turbine | 107 | 107.6 | 10745
55348_G_1 | OH | 39173 | Troy Energy, LLC (0387000377) | Troy Energy LLC | 9253811 | 55202113 | 55348 | 1 | 55348 | 1 | 0387000377 | P001 | 11.591 | 0.2 | 0.2823 | 0.2823 | 0.1168 |  | 4.0898 | 20.548 | 0.392 | 2.521 | 2.521 | 0.11 |  | 5.211 | 2019 | 114.5 | 18 | 1100 | 38333.3341 | 150.5798 | 221112 | -83.461 | 41.4768 | 191 | 125 | 120 |  | 178.5 | N | Natural Gas, Distillate Fuel Oil | Y | N | N | 9999 | N |  | Combustion Turbine | 404 | 412.2799 | 10745
55348_G_2 | OH | 39173 | Troy Energy, LLC (0387000377) | Troy Energy LLC | 9253811 | 55202213 | 55348 | 2 | 55348 | 2 | 0387000377 | P002 | 7.7 | 0.1 | 0.3189 | 0.3189 | 0.0646 |  | 2.6292 | 18.231 | 0.344 | 3.81 | 3.81 | 0.148 |  | 4.369 | 2019 | 114.5 | 18 | 1100 | 38333.3341 | 150.5798 | 221112 | -83.461 | 41.4768 | 191 | 125 | 120 |  | 173.1 | N | Natural Gas, Distillate Fuel Oil | Y | N | N | 9999 | N |  | Combustion Turbine | 7 | 262.73 | 10745
55348_G_3 | OH | 39173 | Troy Energy, LLC (0387000377) | Troy Energy LLC | 9253811 | 55202313 | 55348 | 3 | 55348 | 3 | 0387000377 | P003 | 9.7002 | 0.2 | 0.5157 | 0.5157 | 0.0715 |  | 3.1477 | 19.993 | 0.371 | 5.747 | 5.747 | 0.093 |  | 4.549 | 2019 | 114.5 | 18 | 1100 | 38333.3341 | 150.5798 | 221112 | -83.461 | 41.4768 | 191 | 125 | 120 |  | 173.4 | N | Natural Gas, Distillate Fuel Oil | Y | N | N | 9999 | N |  | Combustion Turbine | 363 | 362.8899 | 10745
55348_G_4 | OH | 39173 | Troy Energy, LLC (0387000377) | Troy Energy LLC | 9253811 | 55202413 | 55348 | 4 | 55348 | 4 | 0387000377 | P004 | 8.9 | 0.1 | 0.4606 | 0.4606 | 0.0969 |  | 3.7239 | 17.176 | 0.327 | 4.23 | 4.23 | 0.283 |  | 4.433 | 2019 | 114.5 | 18 | 1100 | 38333.3341 | 150.5798 | 221112 | -83.461 | 41.4768 | 191 | 125 | 120 |  | 176.1 | N | Natural Gas, Distillate Fuel Oil | Y | N | N | 9999 | N |  | Combustion Turbine | 290 | 300.9 | 10745
3006_G_7 | OK | 40015 | WESTERN FARMERS ANADARKO PLANT | Anadarko Plant | 1046611 | 135070313 | 3006 | 7 | 3006 | 7 | 1699 | 174208 | [7 empty] | 45.7 | 0.3 | 4.5075 | 4.5075 | 0.529 |  | 15.2992 | 2019 | 45 | 9 | 360 | 8970.0335 | 141 | 221112 | -98.2306 | 35.0835 | 452 | 125 | 120 |  | 45 | N | Natural Gas | Y | N | N | 9999 | N | 55655_G_GEN1;3006_G_7 | Combustion Turbine | 3005 | 3004.9182 | 10745
55655_G_GEN2 | OK | 40015 | WESTERN FARMERS ANADARKO PLANT |  | 1046611 | 135070613 | 3006 | 8 |  |  | 1699 | 174221 | [7 empty] | 19.7 | 0.2 | 2.055 | 2.055 | 0.247 |  | 20.1752 | 2019 | 45 | 9 | 790 | 8970.0335 | 141 | 221112 | -98.2306 | 35.0835 | 452 | 125 | 120 |  |  |  |  | Y | N | N |  | N | 3006_G_8;55655_G_GEN2 |  | 1370 | 1370.4194
3006_G_6 | OK | 40015 | WESTERN FARMERS ANADARKO PLANT | Anadarko Plant | 1046611 | 46954813 | 3006 | 6 | 3006 | 6 | 1699 | 10723 | 29.109 | 0.676 | 5.893 | 5.893 | 3.018 |  | 3.015 | 15.4 | 0.435 | 2.9739 | 2.9739 | 1.5232 |  | 1.6039 | 2019 | 80 | 14.6 | 360 | 14538.4836 | 83.406 | 221112 | -98.2306 | 35.0835 | 852 | 125 | 120 | 205 | 94 | N | Natural Gas | Y | N | N | 9999 | N |  | Combined Cycle | 3915 | 3915.0754 | 8593
3006_G_5 | OK | 40015 | WESTERN FARMERS ANADARKO PLANT | Anadarko Plant | 1046611 | 46955113 | 3006 | 5 | 3006 | 5 | 1699 | 10722 | 32.146 | 0.762 | 2.108 | 2.108 | 3.405 |  | 32.661 | 18.3 | 0.699 | 1.5148 | 1.5148 | 2.447 |  | 24.1209 | 2019 | 80 | 14.6 | 360 | 14538.4836 | 83.406 | 221112 | -98.2306 | 35.0835 | 852 | 125 | 120 | 205 | 94 | N | Natural Gas | Y | N | N | 9999 | N |  | Combined Cycle | 4267 | 4266.665 | 8859
3006_G_4 | OK | 40015 | WESTERN FARMERS ANADARKO PLANT | Anadarko Plant | 1046611 | 46955213 | 3006 | 4 | 3006 | 4 | 1699 | 10721 | 30.551 | 0.837 | 4.632 | 4.632 | 3.741 |  | 10.071 | 16.7 | 0.458 | 1.9857 | 1.9857 | 1.6038 |  | 4.5826 | 2019 | 80 | 14.6 | 360 | 14538.4836 | 83.406 | 221112 | -98.2306 | 35.0835 | 852 | 125 | 120 | 205 | 94 | N | Natural Gas | Y | N | N | 9999 | N |  | Combined Cycle | 4784 | 4784.4243 | 8789
3006_B_3 | OK | 40015 | WESTERN FARMERS ANADARKO PLANT | Anadarko Plant | 1046611 | 46955413 | 3006 | 3 | 3006 | 3 | 1699 | 10720 | 0.205 | 0.001 | 0.007 | 0.007 | 0.005 |  | 0.081 | 0.4 |  | 0.03477 | 0.03477 | 0.025163 |  | 0.3843 | 2017 | 111 | 7.5 | 260 | 1798.8 | 40.7 | 221112 | -98.2306 | 35.0835 | 531 | 125 | 100 |  | 44 | N | Natural Gas | Y | N | N | 9999 | N |  | O/G Steam | 121 | 121.32 | 14500
3006_G_9 | OK | 40015 | WESTERN FARMERS ANADARKO PLANT | Anadarko Plant | 1046611 | 88766613 | 3006 | 9 | 3006 | 9 | 1699 | 44118 | 27.412 | 0.187 | 0.407 | 0.407 | 0.402 |  | 28.807 | 19.7 | 0.13226 | 0.296 | 0.296 | 0.287 |  | 20.668 | 2019 | 60 | 10 | 803 | 9793.8335 | 124.7 | 221112 | -98.2306 | 35.0835 | 463 | 125 | 120 | 212 | 45 | N | Natural Gas | Y | N | N | 9999 | N |  | Combustion Turbine | 1703 | 1702.5449 | 10745
3006_G_11 | OK | 40015 | WESTERN FARMERS ANADARKO PLANT | Anadarko Plant | 1046611 | 88766813 | 3006 | 11 | 3006 | 11 | 1699 | 44124 | 25.277 | 0.174 | 0.382 | 0.382 | 0.373 |  | 20.748 | 24.4 | 0.16769 | 0.375 | 0.375 | 0.365 |  | 20.191 | 2019 | 60 | 10 | 803 | 9793.8335 | 124.7 | 221112 | -98.2306 | 35.0835 | 463 | 125 | 120 | 212 | 45 | N | Natural Gas | Y | N | N | 9999 | N |  | Combustion Turbine | 1637 | 1637.2423 | 10745
3006_G_10 | OK | 40015 | WESTERN FARMERS ANADARKO PLANT | Anadarko Plant | 1046611 | 88766913 | 3006 | 10 | 3006 | 10 | 1699 | 44123 | 25.883 | 0.176 | 0.677 | 0.677 | 0.379 |  | 26.07 | 20.2 | 0.14077 | 0.553 | 0.553 | 0.307 |  | 21.073 | 2019 | 60 | 10 | 803 | 9793.8335 | 124.7 | 221112 | -98.2306 | 35.0835 | 463 | 125 | 120 | 212 | 45 | N | Natural Gas | Y | N | N | 9999 | N |  | Combustion Turbine | 1624 | 1623.8735 | 10745
55655_G_GEN1 | OK | 40015 | ANADARKO POWER PLT (OLD WFEC GENCO) | Anadarko Plant | 16154811 | 103892613 | 3006 | 7 | 3006 | 7 | 6303 | 55298 | 30.866 | 0.27 | 3.262 | 3.262 | 0.6 |  | 13.418 | [8 empty] | 45 | 9 | 790 | 164.2166 | 2.581 | 221112 | -98.229 | 35.0826 | 452 | 125 | 120 |  | 45 | N | Natural Gas | Y | N | N | 9999 | N |  | Combustion Turbine | 2174 | 2174.345 | 10745
55655_G_GEN2 | OK | 40015 | ANADARKO POWER PLT (OLD WFEC GENCO) | Anadarko Plant | 16154811 | 103892713 | 3006 | 8 | 3006 | 8 | 6303 | 55299 | 37.125 | 0.291 | 3.51 | 3.51 | 0.6 |  | 43.287 | [8 empty] | 45 | 9 | 790 | 164.2166 | 2.581 | 221112 | -98.229 | 35.0826 | 452 | 125 | 120 |  | 45 | N | Natural Gas | Y | N | N | 9999 | N |  | Combustion Turbine | 2340 | 2339.9058 | 10745
2964_B_8003 | OK | 40015 | PSO SOUTHWESTERN POWER STATION | Southwestern | 8536511 | 478813 | 2964 | 8003 | 2964 | 8003 | 214 | 8758 | 440.21 | 1.37 | 17.35 | 17.35 | 12.56 | 7.2203 | 145.97 | 889.3 | 1.8323 | 22.7506 | 22.7506 | 16.4904 | 9.4667 | 299.27 | 2019 | 140 | 14 | 275 | 8207.9168 | 53.3 | 221112 | -98.3524 | 35.1009 | 3290 | 125 | 100 |  | 295 | N | Natural Gas | Y | N | N | 9999 | N |  | O/G Steam | 4846 | 4845.7314 | 12993
2964_B_8002 | OK | 40015 | PSO SOUTHWESTERN POWER STATION | Southwestern | 8536511 | 479213 | 2964 | 8002 | 2964 | 8002 | 214 | 8757 | 70.77 | 0.16 | 2.05 | 2.05 | 1.48 |  | 22.68 | 65.8 | 0.12933 | 1.6059 | 1.6059 | 1.164 |  | 17.7617 | 2019 | 141 | 10 | 340 | 2571.2 | 33 | 221112 | -98.3524 | 35.1009 | 940 | 125 | 100 |  | 78 | N | Natural Gas | Y | N | N | 9999 | N |  | O/G Steam | 2353 | 2353.0603 | 13258
2964_B_801N | OK | 40015 | PSO SOUTHWESTERN POWER STATION | Southwestern | 8536511 | 479313 | 2964 | 801N | 2964 | 801N | 214 | 8755 | 11.05 | 0.03 | 0.44 | 0.44 | 0.32 |  | 4.87 | 19.3 | 0.063853 | 0.79284 | 0.79284 | 0.57468 |  | 8.7691 | 2019 | 114 | 6.9 | 340 | 1257.7833 | 33.6 | 221112 | -98.3524 | 35.1009 | 482 | 125 | 100 |  | 39 | N | Natural Gas | Y | N | N | 9999 | N |  | O/G Steam | 834 | 833.78 | 13009
2964_B_801S | OK | 40015 | PSO SOUTHWESTERN POWER STATION | Southwestern | 8536511 | 479413 | 2964 | 801S | 2964 | 801S | 214 | 8756 | 12.08 | 0.04 | 0.45 | 0.45 | 0.33 |  | 5.02 | 24.2 | 0.063355 | 0.78665 | 0.78665 | 0.57019 |  | 8.7007 | 2017 | 114 | 6.9 | 340 | 1257.9333 | 33.6 | 221112 | -98.3524 | 35.1009 | 482 | 125 | 100 |  | 39 | N | Natural Gas | Y | N | N | 9999 | N |  | O/G Steam | 834 | 833.8001 | 13009
2964_G_4 | OK | 40015 | PSO SOUTHWESTERN POWER STATION | Southwestern | 8536511 | 72254813 | 2964 | 8004 | 2964 | 4 | 214 | 37038 | 4.58 | 0.1 | 0.98 | 0.98 | 0.08 |  | 4.09 | 47 | 0.20477 | 2.0477 | 2.0477 | 0.13651 |  | 8.532 | 2019 | 56 | 11.41 | 1005 | 21754.6671 | 212.76 | 221112 | -98.3524 | 35.1009 | 1080 | 125 | 120 |  | 76 | N | Natural Gas | Y | N | N | 9999 | N |  | Combustion Turbine | 433 | 372.4701 | 14349
2964_G_5 | OK | 40015 | PSO SOUTHWESTERN POWER STATION | Southwestern | 8536511 | 72254913 | 2964 | 8005 | 2964 | 5 | 214 | 37039 | 4.86 | 0.1 | 1.22 | 1.22 | 0.17 |  | 3.82 | 47 | 0.3 | 2.416 | 2.416 | 0.34514 |  | 7.593 | 2019 | 56 | 11.41 | 1005 | 22464.9337 | 219.707 | 221112 | -98.3524 | 35.1009 | 1080 | 125 | 120 |  | 76 | N | Natural Gas | Y | N | N | 9999 | N |  | Combustion Turbine | 466 | 400.29 | 14350
2953_G_GT1 | OK | 40017 | MUSTANG ENERGY CENTER | Mustang | 8350811 | 128563413 | 2953 | T6 | 2953 | GT1 | 1205 | 151519 | [7 empty] | 75.728 | 3.1999 | 3.254 | 3.254 | 5.241 |  | 28.664 | 2019 | 60 | 12 | 805 | 9280.5835 | 82.1 | 221112 | -97.6747 | 35.4703 | 552 | 125 | 120 |  | 57 | N | Natural Gas | Y | N | N | 9999 | N |  | Combustion Turbine | 3909 | 3908.6716 | 14633
2953_G_GT2 | OK | 40017 | MUSTANG ENERGY CENTER | Mustang | 8350811 | 128563513 | 2953 | T7 | 2953 | GT2 | 1205 | 152100 | [7 empty] | 71.149 | 2.9544 | 3.005 | 3.005 | 4.84 |  | 26.471 | 2019 | 60 | 12 | 805 | 9280.5835 | 82.0253 | 221112 | -97.6747 | 35.4703 | 552 | 125 | 120 |  | 57 | N | Natural Gas | Y | N | N | 9999 | N |  | Combustion Turbine | 3677 | 3676.9639 | 14575
2953_G_GT3 | OK | 40017 | MUSTANG ENERGY CENTER | Mustang | 8350811 | 128563613 | 2953 | T8 | 2953 | GT3 | 1205 | 152121 | [7 empty] | 56.152 | 2.499 | 2.536 | 2.536 | 4.085 |  | 22.344 | 2019 | 60 | 12 | 805 | 9280.5835 | 82.0253 | 221112 | -97.6747 | 35.4703 | 552 | 125 | 120 |  | 58 | N | Natural Gas | Y | N | N | 9999 | N |  | Combustion Turbine | 3080 | 3080.282 | 14579
2953_G_GT4 | OK | 40017 | MUSTANG ENERGY CENTER | Mustang | 8350811 | 128563713 | 2953 | T9 | 2953 | GT4 | 1205 | 152122 | [7 empty] | 66.654 | 2.9772 | 3.025 | 3.025 | 4.872 |  | 26.647 | 2019 | 60 | 12 | 805 | 9280.5835 | 82.0253 | 221112 | -97.6747 | 35.4703 | 552 | 125 | 120 |  | 58 | N | Natural Gas | Y | N | N | 9999 | N |  | Combustion Turbine | 3679 | 3679.2712 | 14559
2953_G_GT5 | OK | 40017 | MUSTANG ENERGY CENTER | Mustang | 8350811 | 128563813 | 2953 | T10 | 2953 | GT5 | 1205 | 152123 | [7 empty] | 64.392 | 2.8363 | 2.884 | 2.884 | 4.646 |  | 25.411 | 2019 | 60 | 12 | 805 | 9280.5835 | 82.0253 | 221112 | -97.6747 | 35.4703 | 552 | 125 | 120 |  | 57 | N | Natural Gas | Y | N | N | 9999 | N |  | Combustion Turbine | 3594 | 3594.5205 | 14556
2953_G_GT6 | OK | 40017 | MUSTANG ENERGY CENTER | Mustang | 8350811 | 128563913 | 2953 | T11 | 2953 | GT6 | 1205 | 152124 | [7 empty] | 66.828 | 2.8746 | 2.92 | 2.92 | 4.704 |  | 25.727 | 2019 | 60 | 12 | 805 | 9280.5835 | 82.0253 | 221112 | -97.6747 | 35.4703 | 552 | 125 | 120 |  | 57 | N | Natural Gas | Y | N | N | 9999 | N |  | Combustion Turbine | 3624 | 3623.5217 | 14556
2953_G_GT7 | OK | 40017 | MUSTANG ENERGY CENTER | Mustang | 8350811 | 128564013 | 2953 | T12 | 2953 | GT7 | 1205 | 152125 | [7 empty] | 48.142 | 2.0477 | 2.083 | 2.083 | 3.356 |  | 18.354 | 2019 | 60 | 12 | 805 | 9280.5835 | 82.0253 | 221112 | -97.6747 | 35.4703 | 552 | 125 | 120 |  | 57 | N | Natural Gas | Y | N | N | 9999 | N |  | Combustion Turbine | 2565 | 2564.8904 | 14556
2953_B_4 | OK | 40017 | MUSTANG ENERGY CENTER |  | 8350811 | 908513 | 2953 | 4 |  |  | 1205 | 9933 | 627.257 | 0.919 | 11.064 | 11.064 | 8.007 | 4.7556 | 122.287 | [8 empty] | 188 | 17.5 | 292 | 7668.4333 | 31.89 | 221112 | -97.6747 | 35.4703 | 2220 | 125 | 100 |  |  |  |  | Y | N | N |  | N |  |  | 2397 | 2396.6301
2953_B_3 | OK | 40017 | MUSTANG ENERGY CENTER |  | 8350811 | 908613 | 2953 | 3 |  |  | 1205 | 9932 | 119.234 | 0.246 | 2.968 | 2.968 | 2.148 | 1.2741 | 32.809 | [8 empty] | 167 | 12.6 | 297 | 3993.05 | 32.03 | 221112 | -97.6747 | 35.4703 | 1150 | 125 | 100 |  |  |  |  | Y | N | N |  | N |  |  | 1245 | 1244.7302
6772_B_1 | OK | 40023 | HUGO GENERATING STATION | Hugo | 8449511 | 1415813 | 6772 | 1 | 6772 | 1 | 1700 | 10724 | 2301.108 | 7275.461 | 74.113 | 74.113 | 40.452 | 0 | 337.419 | 571.9 | 1640.1 | 21.1444 | 21.1444 | 26.3348 |  | 97.2877 | 2019 | 500 | 26 | 260 | 25000.0005 | 47.087 | 221112 | -95.321 | 34.0147 | 4600 | 125 | 100 | 128 | 440 | N | Subbituminous | Y | N | N | 9999 | N |  | Coal Steam | 6789 | 6789.3911 | 11061
8059_G_1G1 | OK | 40031 | PSO COMANCHE POWER STATION | Comanche (OK) | 7320211 | 8336213 | 8059 | 7251 | 8059 | 1G1 | 211 | 8746 | 63.93 | 0.15 | 1.76 | 1.76 | 0.56 | 1.6942 | 21.84 | 22.959 | 0.398 | 0.12604 | 0.20564 | 1.3466 | 4.219 | 53.9973 | 2019 | 53 | 10.2 | 355 | 12390.0002 | 147 | 221112 | -98.3244 | 34.5437 | 1250 | 125 | 120 |  | 78 | N | Natural Gas | Y | N | N | 9999 | N |  | Combined Cycle | 563 | 562.89 | 9675
8059_G_1G2 | OK | 40031 | PSO COMANCHE POWER STATION | Comanche (OK) | 7320211 | 8336313 | 8059 | 7252 | 8059 | 1G2 | 211 | 8747 | 129.48 | 0.15 | 1.83 | 1.83 | 0.58 | 1.7596 | 22.69 | 23.337 | 0.377 | 0.11941 | 0.19482 | 1.2758 | 3.997 | 51.1559 | 2019 | 53 | 10.2 | 359 | 12390.0002 | 147 | 221112 | -98.3244 | 34.5437 | 1250 | 125 | 120 |  | 78 | N | Natural Gas | Y | N | N | 9999 | N |  | Combined Cycle | 560 | 559.72 | 9675
7546_G_3 | OK | 40071 | PONCA CITY MUNICIPAL STEAM PLANT | Ponca City | 1140311 | 46661413 | 762 | 3 | 7546 | 3 | 1406 | 12819 | 10.403 | 0.075 | 0.825 | 0.825 | 0.263 |  | 10.25 | 17.726 | 0.134 | 1.323 | 1.323 | 0.421 |  | 16.442 | 2017 | 100 | 10 | 835 | 10782.2502 | 137.28 | 221112 | -97.0858 | 36.7204 | 454 | 125 | 120 | 213 | 44.1 | N | Natural Gas, Distillate Fuel Oil | Y | N | N | 9999 | N |  | Combined Cycle | 706 | 1438.1007 | 9589
762_B_2 | OK | 40071 | PONCA CITY MUNI STEAM PLT | Ponca | 1140311 | 46661613 | 762 | 2 | 762 | 2 | 1406 | 10015 | 0.065 |  | 0.004 | 0.004 | 0.003 | 0.002 | 0.042 | [8 empty] | 170 | 8 | 600 | 2590.4333 | 51.535 | 221112 | -97.0863 | 36.7208 | 493 | 125 | 100 |  | 34 | N | Natural Gas | Y | N | N | 9999 | N |  | O/G Steam | 41 | 91.73 | 14500
7546_G_4 | OK | 40071 | PONCA CITY MUNICIPAL STEAM PLANT | Ponca City | 1140311 | 95173113 | 762 | 4 | 7546 | 4 | 1406 | 19629 | 3.722 | 0.028 | 0.306 | 0.306 | 0.097 |  | 3.803 | 5.508 | 0.048 | 0.551 | 0.551 | 0.175 |  | 6.841 | 2017 | 100 | 9 | 835 | 9710.0001 | 153.16 | 221112 | -97.0858 | 36.7204 | 454 | 125 | 120 | 213 | 43.9 | N | Natural Gas | Y | N | N | 9999 | N |  | Combustion Turbine | 295 | 318.7598 | 11122
10671_B_1B | OK | 40079 | RIVER VALLEY GENERATING STATION | River Valley | 8148711 | 5950413 | 10671 | 1B | 10671 | 1B | 11 | 8316 | 244.06 | 458.324 | 72.322 | 125.512 | 1.335 |  | 397.8 | 117.686 | 125.326 | 23.026 | 39.906 | 0.51677 |  | 128.799 | 2019 | 350 | 17 | 350 | 13333.6002 | 58.74 | 221112 | -94.6469 | 35.1928 | 1050 | 125 | 100 | 127&29&41 | 80 | Y | Bituminous, Subbituminous | Y | N | N | 9999 | N |  | Coal Steam | 8760 | 6949.7803 | 11851
10671_B_2A | OK | 40079 | RIVER VALLEY GENERATING STATION | River Valley | 8148711 | 5951013 | 10671 | 2A | 10671 | 2A | 11 | 8317 | 254.99 | 500.306 | 41.581 | 71.851 | 1.736 |  | 436.74 | 178.214 | 119.961 | 13.792 | 23.842 | 0.62724 |  | 146.841 | 2017 | 350 | 17 | 350 | 13333.6002 | 58.74 | 221112 | -94.6469 | 35.1928 | 916 | 125 | 100 | 127&29&41 | 80 | Y | Bituminous, Subbituminous | Y | N | N | 9999 | N |  | Coal Steam | 1003 | 7794.5005 | 11896
10671_B_1A | OK | 40079 | RIVER VALLEY GENERATING STATION | River Valley | 8148711 | 5951113 | 10671 | 1A | 10671 | 1A | 11 | 8315 | 231.04 | 474.113 | 23.362 | 40.522 | 1.411 |  | 423.2 | 104.793 | 106.506 | 7.338 | 12.686 | 0.52337 |  | 131.68 | 2019 | 350 | 17 | 350 | 13333.6002 | 58.74 | 221112 | -94.6469 | 35.1928 | 829 | 125 | 100 | 127&29&41 | 80 | Y | Bituminous, Subbituminous | Y | N | N | 9999 | N |  | Coal Steam | 7143 | 7166.27 | 11851
10671_B_2B | OK | 40079 | RIVER VALLEY GENERATING STATION | River Valley | 8148711 | 5951313 | 10671 | 2B | 10671 | 2B | 11 | 8318 | 249.88 | 476.432 | 27.541 | 47.601 | 1.573 |  | 422.67 | 143.098 | 94.049 | 8.47 | 14.53 | 0.44752 |  | 131.124 | 2019 | 350 | 17 | 350 | 13333.6002 | 58.74 | 221112 | -94.6469 | 35.1928 | 889 | 125 | 100 | 127&29&41 | 80 | Y | Bituminous, Subbituminous | Y | N | N | 9999 | N |  | Coal Steam | 7409 | 7400.8604 | 11896
55651_G_CT01 | OK | 40083 | SPRING CREEK ENERGY CENTER | Spring Creek Energy Center | 8350311 | 910413 | 55651 | CT-01 | 55651 | CT01 | 4001 | 17144 | 1.247 | 0.027 | 0.186 | 0.186 |  |  | 0.605 | 6.213 | 0.162 | 0.076 | 0.076 |  |  | 0.283 | 2019 | 56 | 15 | 985 | 23372.7171 | 136.6 | 221112 | -97.656 | 35.7416 | 891 | 125 | 120 |  | 69 | N | Natural Gas | Y | N | N | 9999 | N |  | Combustion Turbine | 111 | 181.7 | 12596
55651_G_CT02 | OK | 40083 | SPRING CREEK ENERGY CENTER | Spring Creek Energy Center | 8350311 | 910713 | 55651 | CT-02 | 55651 | CT02 | 4001 | 17146 | 0.894 | 0.022 | 0.109 | 0.109 |  |  | 0.51 | 5.509 | 0.184 | 0.055 | 0.055 |  |  | 0.219 | 2019 | 56 | 15 | 985 | 23372.7171 | 136.6 | 221112 | -97.656 | 35.7416 | 891 | 125 | 120 |  | 69 | N | Natural Gas | Y | N | N | 9999 | N |  | Combustion Turbine | 87 | 186.83 | 12596
55651_G_CT04 | OK | 40083 | SPRING CREEK ENERGY CENTER | Spring Creek Energy Center | 8350311 | 910813 | 55651 | CT-04 | 55651 | CT04 | 4001 | 17148 | 0.928 | 0.024 | 0.041 | 0.041 |  |  | 0.69 | 5.242 | 0.157 | 0.018 | 0.018 |  |  | 0.378 | 2017 | 56 | 15 | 985 | 23372.7171 | 136.6 | 221112 | -97.656 | 35.7416 | 891 | 125 | 120 |  | 68 | N | Natural Gas | Y | N | N | 9999 | N |  | Combustion Turbine | 94 | 71.24 | 12597
55651_G_CT03 | OK | 40083 | SPRING CREEK ENERGY CENTER | Spring Creek Energy Center | 8350311 | 911113 | 55651 | CT-03 | 55651 | CT03 | 4001 | 17147 | 0.883 | 0.019 | 0.125 | 0.125 |  |  | 0.655 | 6.164 | 0.148 | 0.069 | 0.069 |  |  | 0.24 | 2017 | 56 | 15 | 985 | 23372.7171 | 136.6 | 221112 | -97.656 | 35.7416 | 891 | 125 | 120 |  | 67 | N | Natural Gas | Y | N | N | 9999 | N |  | Combustion Turbine | 72 | 73.93 | 12597
55457_G_ST1 | OK | 40087 | MCCLAIN ENERGY FACILITY | McClain Energy Facility | 882511 | 47401413 |  |  | 55457 | ST1 | 3694 | 17140 | [7 empty] | 0.013 |  | 0.004 | 0.004 | 0.007 |  | 0.013 | 2017 | 54 | 2 | 404 | 100.4416 | 31.988 | 221112 | -97.5916 | 35.2953 | 22 | 125 | 100 |  | 171.5 | N | Natural Gas | N | N | N | 9999 | N |  | Combined Cycle |  |  | 7050
55457_G_CT2 | OK | 40087 | MCCLAIN ENERGY FACILITY | McClain Energy Facility | 882511 | 47401513 | 55457 | CT2 | 55457 | CT2 | 3694 | 17139 | 178.537 | 3.651 | 1.156 | 1.8861 | 12.3509 | 38.6953 | 495.2515 | 140.686 | 2.992 | 0.94737 | 1.5457 | 10.1219 | 31.7119 | 405.8725 | 2019 | 157 | 18 | 182 | 14859.2669 | 58.4 | 221112 | -97.5916 | 35.2953 | 182 | 125 | 120 | 205 | 157.7 | N | Natural Gas | Y | N | N | 9999 | N |  | Combined Cycle |  | 7213.6704 | 7050
55457_G_CT1 | OK | 40087 | MCCLAIN ENERGY FACILITY | McClain Energy Facility | 882511 | 47401613 | 55457 | CT1 | 55457 | CT1 | 3694 | 17138 | 180.322 | 3.676 | 1.164 | 1.8992 | 12.4369 | 38.9649 | 498.7022 | 153.222 | 3.046 | 0.96462 | 1.5739 | 10.3062 | 32.2894 | 413.264 | 2019 | 157 | 18 | 182 | 14859.2669 | 58.4 | 221112 | -97.5916 | 35.2953 | 182 | 125 | 120 | 205 | 157.8 | N | Natural Gas | Y | N | N | 9999 | N |  | Combined Cycle |  | 7125.2505 | 7050
7757_G_2 | OK | 40097 | CHOUTEAU POWER PLANT | Chouteau | 8350611 | 909213 | 7757 | 2 | 7757 | 2 | 2396 | 17125 | 69.798 | 1.702 | 0.53887 | 0.8792 | 5.7574 | 18.0378 | 230.8616 | 153.718 | 3.316 | 1.0499 | 1.713 | 11.2172 | 35.1434 | 449.7913 | 2019 | 130 | 16.7 | 200 | 17891.667 | 81.68 | 221112 | -95.2773 | 36.2223 | 1780 | 125 | 120 | 65 | 154 | N | Natural Gas | Y | N | N | 9999 | N |  | Combined Cycle |  | 4053.9878 | 7340
7757_G_1 | OK | 40097 | CHOUTEAU POWER PLANT | Chouteau | 8350611 | 909613 | 7757 | 1 | 7757 | 1 | 2396 | 17120 | 69.425 | 2.107 | 0.66716 | 1.0885 | 7.1281 | 22.3324 | 285.8269 | 162.401 | 3.584 | 1.1349 | 1.8516 | 12.1251 | 37.9879 | 486.1979 | 2019 | 130 | 16.7 | 200 | 17891.667 | 81.68 | 221112 | -95.2776 | 36.2223 | 1780 | 125 | 120 | 65 | 149 | N | Natural Gas | Y | N | N | 9999 | N | 7757_G_1;7757_G_3 | Combined Cycle |  | 4895.2485 | 7340
7757_G_5 | OK | 40097 | CHOUTEAU POWER PLANT | Chouteau | 8350611 | 97012313 | 7757 | 4 | 7757 | 5 | 2396 | 50927 | 19.7 | 1.6 | 9.33 | 9.33 | 6.22 | 7.3 | 5.57 | 22.485 | 3.713 | 11.52 | 11.52 | 7.67 | 8.99 | 6.87 | 2019 | 130 | 19 | 200 | 18153.4336 | 65.45 | 221112 | -95.278 | 36.2225 | 1880 | 125 | 120 | 65 | 150 | N | Natural Gas | Y | N | N | 9999 | N |  | Combined Cycle | 3679 | 6520.333 | 7340
7757_G_4 | OK | 40097 | CHOUTEAU POWER PLANT | Chouteau | 8350611 | 97012613 | 7757 | 3 | 7757 | 4 | 2396 | 50924 | 18.1 | 1.47 | 8.59 | 8.59 | 1.9 | 9.74 | 2.27 | 20.583 | 3.795 | 10.14 | 10.14 | 2.22 | 11.47 | 2.65 | 2019 | 130 | 19 | 200 | 18153.4336 | 65.45 | 221112 | -95.278 | 36.2225 | 1880 | 125 | 120 | 65 | 151 | N | Natural Gas | Y | N | N | 9999 | N | 7757_G_4;7757_G_6 | Combined Cycle | 3462 | 6141.0571 | 7340
165_G_3CT | OK | 40097 | GRAND RIVER ENERGY CENTER | GREC | 8522311 | 128893613 | 165 | 3 | 165 | 3CT | 799 | 162182 | [7 empty] | 177 | 115.28 | 107.59 | 107.59 | 30.74 |  | 245.92 | 2019 | 260 | 23.9 | 700 | 31250.3839 | 69.6297 | 221112 | -95.2849 | 36.1932 | 674 | 125 | 120 |  | 307 | N | Natural Gas | Y | N | N | 9999 | N |  | Combined Cycle | 6968 | 6919.1606 | 7050
165_B_2 | OK | 40097 | GRAND RIVER ENERGY CENTER | GREC | 8522311 | 484513 | 165 | 2 | 165 | 2 | 799 | 9258 | 588.799 | 629.62 | 22.6414 | 52.17 | 14.761 | 0 | 108.832 | 159 | 159.04 | 4.441 | 10.266 | 2.9 |  | 25.42 | 2019 | 505 | 18.2 | 300 | 17236.5503 | 65.955 | 221112 | -95.2885 | 36.1883 | 5300 | 125 | 100 | 128&48 | 492 | N | Subbituminous | Y | N | N | 9999 | N |  | Coal Steam | 2458 | 2458.29 | 12314
165_B_1 | OK | 40097 | GRAND RIVER ENGRY CTR | GREC | 8522311 | 484813 | 165 | 1 | 165 | 1 | 799 | 9257 | 1708.305 | 8357.645 | 111.7313 | 257.977 | 37.553 | 0 | 315.728 | [8 empty] | 505 | 20 | 306 | 32427.5666 | 106.1 | 221112 | -95.2894 | 36.1891 | 3660 | 125 | 100 | 128 | 40 | N | Natural Gas | Y | N | N | 2020 | N |  | O/G Steam | 366 | 5854.9282 | 12224
2952_B_4 | OK | 40101 | MUSKOGEE GENERATING STATION | Muskogee | 8506011 | 535113 | 2952 | 4 | 2952 | 4 | 1209 | 9944 | 1897.41 | 7040.07 | 444.28 | 458.612 | 49.961 | 0 | 2236.852 | 274.081 | 1.539 | 18.587 | 18.587 | 13.451 |  | 51.786 | 2019 | 350 | 24 | 264 | 25200.7838 | 56.173 | 221112 | -95.2886 | 35.7618 | 5480 | 125 | 100 | 128 | 493 | N | Subbituminous | Y | N | N | 9999 | N |  | Coal Steam | 205 | 6371.689 | 11271
2952_B_5 | OK | 40101 | MUSKOGEE GENERATING STATION | Muskogee | 8506011 | 535213 | 2952 | 5 | 2952 | 5 | 1209 | 9945 | 1616.97 | 5665.07 | 452.162 | 469.733 | 40.695 | 0 | 1653.34 | 252.3 | 1.523 | 18.458 | 18.458 | 13.358 |  | 37.657 | 2019 | 350 | 24 | 264 | 25200.7838 | 56.173 | 221112 | -95.2879 | 35.7622 | 5480 | 125 | 100 | 128 | 498 | N | Subbituminous | Y | N | N | 9999 | N |  | Coal Steam | 276 | 5973.5693 | 11261
2952_B_6 | OK | 40101 | MUSKOGEE GENERATING STATION | Muskogee | 8506011 | 535313 | 2952 | 6 | 2952 | 6 | 1209 | 9946 | 2945.74 | 5099.35 | 267.794 | 387.269 | 35.933 | 0 | 296.212 | 1226.57 | 1692.8 | 103.917 | 150.279 | 13.8985 |  | 113.498 | 2019 | 500 | 21.5 | 264 | 30059.8006 | 81.53 | 221112 | -95.2872 | 35.7622 | 5480 | 125 | 100 | 128&207 | 503 | N | Subbituminous | Y | N | N | 9999 | N |  | Coal Steam | 4609 | 4899.3896 | 11137
6095_B_1 | OK | 40103 | SOONER GENERATING STATION | Sooner | 8519411 | 519913 | 6095 | 1 | 6095 | 1 | 1211 | 9953 | 1410.94 | 5553.32 | 193.2572 | 221.752 | 37.803 | 0 | 1387.1 | 1272.54 | 307.394 | 181.5652 | 208.3721 | 35.3646 |  | 1386.58 | 2019 | 500 | 20 | 264 | 31962.8339 | 106.1 | 221112 | -97.0527 | 36.4535 | 5120 | 125 | 100 | 128 | 520 | N | Subbituminous | Y | N | N | 9999 | N |  | Coal Steam | 124 | 5377.9595 | 10621
6095_B_2 | OK | 40103 | SOONER GENERATING STATION | Sooner | 8519411 | 520013 | 6095 | 2 | 6095 | 2 | 1211 | 9954 | 1481.45 | 5641.07 | 400.7713 | 459.966 | 38.197 | 0 | 1891.39 | 1308.85 | 279.738 | 364.5374 | 418.437 | 34.6326 |  | 1230.34 | 2019 | 500 | 20 | 264 | 31962.8339 | 106.1 | 221112 | -97.0527 | 36.4535 | 5120 | 125 | 100 | 128 | 520 | N | Subbituminous | Y | N | N | 9999 | N |  | Coal Steam | 123 | 4722.6597 | 10479
2966_G_5 | OK | 40107 | PSO WELEETKA POWER STATION | Weleetka | 933911 | 47383613 | 2966 | 5 | 2966 | 5 | 216 | 8764 | 9.18 | 0.017 | 0.189 | 0.189 | 0.06 |  | 2.352 | 3.2541 | 0.00030804 | 0.021628 | 0.021628 | 0.0068817 |  | 0.26871 | 2019 | 54 | 10.2 | 900 | 7626.9834 | 93.338 | 221112 | -96.1356 | 35.3243 | 995 | 125 | 120 |  | 53 | N | Natural Gas | Y | N | N | 9999 | N |  | Combustion Turbine | 88 | 65.37 | 14948
2966_G_4 | OK | 40107 | PSO WELEETKA POWER STATION | Weleetka | 933911 | 47383713 | 2966 | 4 | 2966 | 4 | 216 | 8763 | 22.864 | 0.043 | 0.472 | 0.472 | 0.15 |  | 5.859 | 7.9442 | 0.00074157 | 0.052067 | 0.052067 | 0.016567 |  | 0.6469 | 2019 | 54 | 10.2 | 900 | 7626.9834 | 93.338 | 221112 | -96.1356 | 35.3243 | 995 | 125 | 120 |  | 55 | N | Natural Gas | Y | N | N | 9999 | N |  | Combustion Turbine | 216 | 135.08 | 14948
2966_G_6 | OK | 40107 | PSO WELEETKA POWER STA | Weleetka | 933911 | 47383813 | 2966 | 6 | 2966 | 6 | 216 | 8765 | 21.287 | 0.04 | 0.439 | 0.439 | 0.14 |  | 5.455 | [8 empty] | 54 | 10.2 | 900 | 7626.9833 | 93.338 | 221112 | -96.1358 | 35.3241 | 995 | 125 | 120 |  | 55 | N | Natural Gas | Y | N | N | 2019 | N |  | Combustion Turbine | 202 | 130.34 | 14948
2951_B_7 | OK | 40109 | HORSESHOE LAKE GENERATING STATION | Horseshoe Lake | 8185411 | 5362313 | 2951 | 7 | 2951 | 7 | 1208 | 9940 | 188.237 | 0.66 | 7.977 | 7.977 | 5.773 | 7.0075 | 88.172 | 467.616 | 1.584 | 18.6841 | 18.6841 | 13.5214 | 16.8127 | 206.509 | 2019 | 189 | 15.5 | 296 | 7470.5001 | 39.59 | 221112 | -97.1796 | 35.5083 | 2380 | 125 | 100 |  | 211 | N | Natural Gas | Y | N | N | 9999 | N | 2951_B_7;2951_G_ST7 | O/G Steam | 1546 | 1546.13 | 11199
2951_B_6 | OK | 40109 | HORSESHOE LAKE GENERATING STATION | Horseshoe Lake | 8185411 | 5362413 | 2951 | 6 | 2951 | 6 | 1208 | 9939 | 256.7 | 0.602 | 7.278 | 7.278 | 5.267 | 3.1162 | 80.437 | 549.243 | 1.256 | 14.8026 | 14.8026 | 10.7124 | 6.4997 | 163.608 | 2019 | 177 | 15.5 | 300 | 5659.0001 | 29.99 | 221112 | -97.1796 | 35.5083 | 1740 | 125 | 100 |  | 163 | N | Natural Gas, Residual Fuel Oil | Y | N | N | 9999 | N |  | O/G Steam | 1682 | 1681.52 | 11575
2951_G_9 | OK | 40109 | HORSESHOE LAKE GENERATING STATION | Horseshoe Lake | 8185411 | 5362513 | 2951 | 9 | 2951 | 9 | 1208 | 17310 | 27.705 | 0.169 | 2.02 | 2.02 | 1.443 |  | 40.402 | 60.397 | 0.37 | 4.409 | 4.409 | 6.298 |  | 88.175 | 2019 | 45 | 9 | 852 | 146.9 | 2.31 | 221112 | -97.1796 | 35.5083 | 550 | 125 | 120 | 213 | 43.2 | N | Natural Gas | Y | N | N | 9999 | N |  | Combustion Turbine | 1383 | 1382.9709 | 10745
2951_G_10 | OK | 40109 | HORSESHOE LAKE GENERATING STATION | Horseshoe Lake | 8185411 | 5362613 | 2951 | 10 | 2951 | 10 | 1208 | 17311 | 26.999 | 0.168 | 2.006 | 2.006 | 1.433 |  | 40.12 | 60.164 | 0.374 | 4.446 | 4.446 | 6.352 |  | 88.929 | 2019 | 45 | 9 | 852 | 146.9 | 2.31 | 221112 | -97.1796 | 35.5083 | 550 | 125 | 120 | 213 | 41.8 | N | Natural Gas | Y | N | N | 9999 | N |  | Combustion Turbine | 1342 | 1341.9609 | 10745
2951_B_8 | OK | 40109 | HORSESHOE LAKE GENERATING STATION | Horseshoe Lake | 8185411 | 5363013 | 2951 | 8 | 2951 | 8 | 1208 | 9942 | 331.922 | 0.965 | 11.622 | 11.622 | 8.411 | 4.9919 | 36.701 | 15.474 | 0.054 | 0.65033 | 0.65033 | 0.47064 | 0.28286 | 2.0537 | 2019 | 186 | 22 | 268 | 12095.0002 | 31.82 | 221112 | -97.1796 | 35.5083 | 3960 | 125 | 100 |  | 403 | N | Natural Gas | Y | N | N | 9999 | N |  | O/G Steam | 1931 | 1930.77 | 11881
50558_G_GT01 | OK | 40109 | FRONTIER GENERATING STATION | Frontier | 8185511 | 5362113 | 50558 | CC01 | 50558 | GT01 | 1407 | 10016 | 44.7518 | 0.4 | 4.3 | 4.3 | 0.9 |  | 0.4 | 59.41 | 0.5 | 5.2 | 5.2 | 1 |  | 0.5 | 2019 | 82 | 14.2 | 275 | 40850.0008 | 257.935 | 221330 | -97.6483 | 35.4418 | 927 | 125 | 120 | 212 | 67.3 | Y | Natural Gas | Y | N | N | 9999 | N |  | Combined Cycle |  | 861.9602 | 8569
55463_G_CT01 | OK | 40109 | REDBUD POWER PLANT | Redbud Power Plant | 9219711 | 57748313 | 55463 | CT-01 | 55463 | CT01 | 4240 | 20263 | 69.653 | 3.893 | 44.677 | 44.677 | 9.188 | 8.891 | 30.999 | 66.171 | 3.449 | 15.077 | 15.077 | 4.9531 | 0.60286 | 49.397 | 2019 | 190 | 18 | 170 | 15497.1669 | 60.9 | 221112 | -97.2241 | 35.6868 | 1830 | 125 | 120 | 139 | 167.6 | N | Natural Gas | Y | N | N | 9999 | N | 55463_G_CT01;55463_G_ST01 | Combined Cycle | 6351 | 6963.1499 | 7158
55463_G_CT02 | OK | 40109 | REDBUD POWER PLANT | Redbud Power Plant | 9219711 | 57748413 | 55463 | CT-02 | 55463 | CT02 | 4240 | 20264 | 72.793 | 3.749 | 38.662 | 38.662 | 6.443 | 2.54 | 46.89 | 74.864 | 3.956 | 26.4401 | 26.4401 | 5.9339 | 0.43129 | 36.238 | 2019 | 190 | 18 | 170 | 15497.1669 | 60.9 | 221112 | -97.2243 | 35.6863 | 1830 | 125 | 120 | 139 | 167.6 | N | Natural Gas | Y | N | N | 9999 | N | 55463_G_ST02;55463_G_CT02 | Combined Cycle | 6049 | 6766.8911 | 7158
55463_G_CT03 | OK | 40109 | REDBUD POWER PLANT | Redbud Power Plant | 9219711 | 57748513 | 55463 | CT-03 | 55463 | CT03 | 4240 | 20265 | 67.864 | 3.485 | 13.243 | 13.243 | 36.169 | 6.396 | 38.978 | 73.249 | 3.753 | 13.8739 | 13.8739 | 6.7506 | 0.78343 | 42.8 | 2019 | 190 | 18 | 170 | 15497.1669 | 60.9 | 221112 | -97.2245 | 35.6858 | 1830 | 125 | 120 | 139 | 166.5 | N | Natural Gas | Y | N | N | 9999 | N | 55463_G_CT03;55463_G_ST03 | Combined Cycle | 5711 | 6454.8486 | 7158
55463_G_CT04 | OK | 40109 | REDBUD POWER PLANT | Redbud Power Plant | 9219711 | 57748613 | 55463 | CT-04 | 55463 | CT04 | 4240 | 20266 | 69.002 | 3.834 | 20.876 | 20.876 | 10.589 | 3.269 | 32.185 | 72.873 | 3.752 | 20.8354 | 20.8354 | 5.0601 | 0.62577 | 59.724 | 2017 | 190 | 18 | 170 | 15497.1669 | 60.9 | 221112 | -97.2248 | 35.6853 | 1830 | 125 | 120 | 139 | 167 | N | Natural Gas | Y | N | N | 9999 | N | 55463_G_CT04;55463_G_ST04 | Combined Cycle | 6227 | 6945.6484 | 7158
55501_G_CTG1 | OK | 40121 | TENASKA KIAMICHI GENERATING STATION | Kiamichi Energy Facility | 1024211 | 47334213 | 55501 | CTGDB1 | 55501 | CTG1 | 4258 | 19117 | 51.2 | 0.9 | 3.05 | 3.05 | 0.31 | 9.358 | 1.08 | 158 | 3.3 | 11.0214 | 11.0214 | 0.98976 | 34.5364 | 4.4624 | 2019 | 165 | 19 | 206 | 17675.1836 | 62.34 | 221112 | -95.9343 | 34.6844 | 2530 | 125 | 140 | 205 | 142.2 | N | Natural Gas | Y | N | N | 9999 | N |  | Combined Cycle | 1923 | 1879.6395 | 7608
55501_G_CTG2 | OK | 40121 | TENASKA KIAMICHI GENERATING STATION | Kiamichi Energy Facility | 1024211 | 47334313 | 55501 | CTGDB2 | 55501 | CTG2 | 4258 | 19118 | 51.4 | 0.9 | 4.68 | 4.68 | 0.55 | 9.6473 | 3.07 | 157 | 3.3 | 19.7705 | 19.7705 | 1.8721 | 34.9162 | 11.2884 | 2019 | 165 | 19 | 206 | 17675.1836 | 62.34 | 221112 | -95.9343 | 34.684 | 2530 | 125 | 140 | 205 | 144.9 | N | Natural Gas | Y | N | N | 9999 | N |  | Combined Cycle | 1979 | 1915.8695 | 7608
55501_G_CTG3 | OK | 40121 | TENASKA KIAMICHI GENERATING STATION | Kiamichi Energy Facility | 1024211 | 72371913 | 55501 | CTGDB3 | 55501 | CTG3 | 4258 | 21673 | 61.1 | 1 | 2.18 | 2.18 | 0.52 | 10.8496 | 0.2 | 149 | 2.7 | 5.3636 | 5.3636 | 1.3934 | 28.9264 | 0.46647 | 2019 | 165 | 19 | 206 | 17675.1836 | 62.34 | 221112 | -95.9343 | 34.6831 | 2530 | 125 | 140 | 205 | 142.9 | N | Natural Gas | Y | N | N | 9999 | N |  | Combined Cycle | 1979 | 2174.6204 | 7608
55501_G_CTG4 | OK | 40121 | TENASKA KIAMICHI GENERATING STATION | Kiamichi Energy Facility | 1024211 | 72372013 | 55501 | CTGDB4 | 55501 | CTG4 | 4258 | 21674 | 66.4 | 1 | 4.64 | 4.64 | 0.33 | 10.7818 | 0.43 | 151.4 | 3 | 13.0874 | 13.0874 | 1.2843 | 31.3576 | 1.9172 | 2019 | 165 | 19 | 206 | 17675.1836 | 62.34 | 221112 | -95.9343 | 34.6827 | 2530 | 125 | 140 | 205 | 141.4 | N | Natural Gas | Y | N | N | 9999 | N |  | Combined Cycle | 2263 | 2130.1208 | 7608
2963_B_3313 | OK | 40131 | PSO NORTHEASTERN POWER STATION | Northeastern | 8212411 | 6698313 | 2963 | 3313 | 2963 | 3313 | 212 | 8750 | 1397.154 | 3382.201 | 177.704 | 192.701 | 38.223 | 0 | 4177.477 | 1481.257 | 4216.328 | 31.4497 | 58.9326 | 44.0064 |  | 612.8103 | 2019 | 600 | 27 | 250 | 25936.7505 | 45.3 | 221112 | -95.6992 | 36.4265 | 4780 | 125 | 100 | 205 | 313 | N | Subbituminous | Y | N | N | 2026 | N |  | Coal Steam | 54 | 5190.8203 | 10353
2963_B_3302 | OK | 40131 | PSO NORTHEASTERN POWER STATION | Northeastern | 8212411 | 6698513 | 2963 | 3302 | 2963 | 3302 | 212 | 8749 | 254.079 | 0.92 | 11.427 | 11.427 | 8.269 | 4.7542 | 56.744 | 512.484 | 1.763 | 22.8365 | 22.8365 | 16.5264 | 9.1064 | 352.463 | 2019 | 183 | 18 | 249 | 13593.7669 | 53.4 | 221112 | -95.7011 | 36.4323 | 4750 | 125 | 100 |  | 462 | N | Natural Gas | Y | N | N | 9999 | N |  | O/G Steam | 1402 | 1402.3798 | 10342
2963_B_3314 | OK | 40131 | PSO NORTHEASTERN PWR STA |  | 8212411 | 6698813 | 2963 | 3314 |  |  | 212 | 8751 | 229.406 | 755.761 | 7.443 | 19.412 | 6.708 | 0 | 279.393 | [8 empty] | 600 | 27 | 250 | 25936.75 | 45.3 | 221112 | -95.6992 | 36.4265 | 4780 | 125 | 100 | 205 |  |  |  | Y | N | N |  | N |  |  | 9 | 1038.55
2963_G_1A | OK | 40131 | PSO NORTHEASTERN POWER STATION | Northeastern | 8212411 | 6698913 | 2963 | 3301A | 2963 | 1A | 212 | 17869 | 175.905 | 2.705 | 45.086 | 45.086 | 0.645 | 28.6747 | 3.607 | 149.113 | 2.163 | 23.7972 | 23.7972 | 0.51567 | 22.9318 | 2.8845 | 2019 | 150 | 18.83 | 200 | 18000.0003 | 64.64 | 221112 | -95.7011 | 36.4312 | 1680 | 125 | 120 |  | 149 | N | Natural Gas | Y | N | N | 9999 | N | 2963_G_1;2963_G_1A | Combined Cycle | 6532 | 6531.8115 | 8028
2963_G_1B | OK | 40131 | PSO NORTHEASTERN POWER STATION | Northeastern | 8212411 | 6699113 | 2963 | 3301B | 2963 | 1B | 212 | 18380 | 176.977 | 2.714 | 45.234 | 45.234 | 0.647 | 28.769 | 5.88 | 146.323 | 2.173 | 23.9039 | 23.9039 | 0.51798 | 23.0347 | 4.7083 | 2019 | 150 | 18 | 200 | 18000.0003 | 70.735 | 221112 | -95.7011 | 36.431 | 1680 | 125 | 120 |  | 149 | N | Natural Gas | Y | N | N | 9999 | N |  | Combined Cycle | 6557 | 6557.4917 | 8028
2956_B_3 | OK | 40133 | SEMINOLE GENERATING STATION | Seminole (OK) | 8007311 | 5014013 | 2956 | 3 | 2956 | 3 | 1210 | 9951 | 939.012 | 3.269 | 7.76 | 7.76 | 28.078 | 16.8931 | 428.82 | 532.582 | 3.014 | 7.221 | 7.221 | 26.1284 | 15.5747 | 185.891 | 2019 | 350 | 18 | 282 | 16562.4836 | 65.1 | 221112 | -96.7258 | 34.9664 | 5500 | 125 | 100 | 75 | 464 | N | Natural Gas | Y | N | N | 9999 | N |  | O/G Steam | 4853 | 4853.1006 | 11488
2956_B_1 | OK | 40133 | SEMINOLE GENERATING STATION | Seminole (OK) | 8007311 | 5014213 | 2956 | 1 | 2956 | 1 | 1210 | 9949 | 274.234 | 1.483 | 17.641 | 17.641 | 12.767 | 7.6638 | 905.971 | 408.699 | 1.993 | 23.8453 | 23.8453 | 17.2565 | 10.3027 | 119.644 | 2019 | 178 | 15 | 247 | 7867.9168 | 44.53 | 221112 | -96.7258 | 34.9664 | 5480 | 125 | 100 |  | 426 | N | Natural Gas | Y | N | N | 9999 | N |  | O/G Steam | 2924 | 2924.3994 | 11687
2956_B_2 | OK | 40133 | SEMINOLE GENERATING STATION | Seminole (OK) | 8007311 | 5014313 | 2956 | 2 | 2956 | 2 | 1210 | 9950 | 369.154 | 2.235 | 26.437 | 26.437 | 19.132 | 11.5485 | 1292.61 | 290.02 | 1.551 | 18.5419 | 18.5419 | 13.4185 | 8.0202 | 77.615 | 2019 | 178 | 15 | 247 | 7867.9168 | 44.53 | 221112 | -96.7258 | 34.9664 | 5480 | 125 | 100 |  | 425 | N | Natural Gas | Y | N | N | 9999 | N |  | O/G Steam | 3630 | 3629.5403 | 11561
55146_G_STG1 | OK | 40143 | GREEN COUNTRY ENERGY PROJECT | Green Country Energy LLC | 7218011 | 10018913 |  |  | 55146 | STG1 | 3594 | 18816 | 0.24 |  | 0.02 | 0.02 | 0.01 |  | 0.2 | 0.117 | 0.000702 | 0.008892 | 0.008892 | 0.006435 |  | 0.09828 | 2019 | 83 | 2 | 510 | 163.3333 | 52 | 221112 | -95.9342 | 35.9831 | 24 | 125 | 100 |  | 106 | N | Natural Gas | N | N | N | 9999 | N |  | Combined Cycle | 330 |  | 7241
55146_G_CTG3 | OK | 40143 | GREEN COUNTRY ENERGY PROJECT | Green Country Energy LLC | 7218011 | 10019113 | 55146 | CTGEN3 | 55146 | CTG3 | 3594 | 18815 | 129.395 | 2.77 | 11.25 | 11.25 | 3.445 | 1.196 | 3.647 | 153.9 | 3.7479 | 19.8496 | 19.8496 | 2.599 | 1.3689 | 10.3013 | 2019 | 150 | 18 | 173 | 18041.667 | 70 | 221112 | -95.9362 | 35.9831 | 265 | 125 | 120 | 65 | 155 | N | Natural Gas | Y | N | N | 9999 | N |  | Combined Cycle | 5982 | 5928.5415 | 7241
55146_G_CTG1 | OK | 40143 | GREEN COUNTRY ENERGY PROJECT | Green Country Energy LLC | 7218011 | 10019313 | 55146 | CTGEN1 | 55146 | CTG1 | 3594 | 18813 | 112.66 | 2.504 | 15.756 | 15.756 | 3.135 | 1.735 | 4.502 | 150 | 3.5027 | 12.2869 | 12.2869 | 2.413 | 2.037 | 12.8689 | 2019 | 150 | 18 | 173 | 18041.667 | 70 | 221112 | -95.9345 | 35.9826 | 265 | 125 | 120 | 139 | 155 | N | Natural Gas | Y | N | N | 9999 | N |  | Combined Cycle | 5509 | 5453.5801 | 7241
55146_G_CTG2 | OK | 40143 | GREEN COUNTRY ENERGY PROJECT | Green Country Energy LLC | 7218011 | 10019613 | 55146 | CTGEN2 | 55146 | CTG2 | 3594 | 18814 | 117.829 | 2.62 | 19.17 | 19.17 | 3.282 | 1.299 | 4.13 | 128.1 | 3.2517 | 4.3552 | 4.3552 | 2.266 | 1.3999 | 11.0124 | 2019 | 150 | 18 | 173 | 18041.667 | 70 | 221112 | -95.9341 | 35.983 | 265 | 125 | 120 | 65 | 155 | N | Natural Gas | Y | N | N | 9999 | N |  | Combined Cycle | 5774 | 5713.0518 | 7241
4940_B_1501 | OK | 40143 | PSO RIVERSIDE JENKS POWER STATION | Riverside (OK) | 8186111 | 5349913 | 4940 | 1501 | 4940 | 1501 | 213 | 8753 | 120.067 | 0.153 | 1.888 | 1.888 | 1.367 | 0.79024 | 20.87 | 185.09 | 0.471 | 5.6817 | 5.6817 | 4.1117 | 2.4311 | 62.7977 | 2019 | 300 | 18 | 249 | 13593.7669 | 53.4 | 221112 | -95.9572 | 35.998 | 4680 | 125 | 100 | 25 | 454 | N | Natural Gas | Y | N | N | 9999 | N |  | O/G Steam | 256 | 256.32 | 12031
4940_B_1502 | OK | 40143 | PSO RIVERSIDE JENKS POWER STATION | Riverside (OK) | 8186111 | 5350213 | 4940 | 1502 | 4940 | 1502 | 213 | 8754 | 310.921 | 0.778 | 9.651 | 9.651 | 6.984 | 4.0194 | 106.671 | 645.106 | 1.52 | 18.4286 | 18.4286 | 13.3365 | 7.8552 | 203.684 | 2019 | 300 | 18 | 249 | 13593.7669 | 53.4 | 221112 | -95.9566 | 35.9976 | 4770 | 125 | 100 | 25 | 455 | N | Natural Gas | Y | N | N | 9999 | N |  | O/G Steam | 1793 | 1792.5499 | 11920
4940_G_3 | OK | 40143 | PSO RIVERSIDE JENKS POWER STATION | Riverside (OK) | 8186111 | 72254613 | 4940 | 1503 | 4940 | 3 | 213 | 41734 | 14.819 | 0.08 | 0.678 | 0.678 | 0.261 |  | 1.61 | 4.989 | 0.137 | 1.1687 | 1.1687 | 0.44726 |  | 2.7645 | 2019 | 92 | 15 | 1004 | 8333.3335 | 47.16 | 221112 | -95.9585 | 35.9988 | 1080 | 125 | 120 |  | 79 | N | Natural Gas | Y | N | N | 9999 | N |  | Combustion Turbine | 300 | 300.34 | 12093
4940_G_4 | OK | 40143 | PSO RIVERSIDE JENKS POWER STATION | Riverside (OK) | 8186111 | 72254713 | 4940 | 1504 | 4940 | 4 | 213 | 41741 | 14.45 | 0.079 | 0.745 | 0.745 | 0.062 |  | 0.745 | 4.039 | 0.099 | 0.97053 | 0.97053 | 0.080319 |  | 0.97053 | 2019 | 92 | 15 | 1004 | 8333.3335 | 47.16 | 221112 | -95.9582 | 35.999 | 1080 | 125 | 120 |  | 79 | N | Natural Gas | Y | N | N | 9999 | N |  | Combustion Turbine | 302 | 301.86 | 12094
2965_B_1404 | OK | 40143 | PSO TULSA POWER STATION | Tulsa | 8416111 | 650113 | 2965 | 1404 | 2965 | 1404 | 215 | 8762 | 148.483 | 0.393 | 5.072 | 5.072 | 3.671 | 2.0284 | 56.063 | 334.243 | 0.772 | 9.462 | 9.462 | 6.8475 | 3.9869 | 104.58 | 2019 | 184 | 9 | 340 | 2812.8333 | 44.2 | 221112 | -95.9917 | 36.1169 | 1820 | 125 | 100 |  | 155 | N | Natural Gas | Y | N | N | 9999 | N |  | O/G Steam | 3990 | 3989.6399 | 14058
2965_B_1402 | OK | 40143 | PSO TULSA POWER STATION | Tulsa | 8416111 | 650413 | 2965 | 1402 | 2965 | 1402 | 215 | 8760 | 270.293 | 0.647 | 8.371 | 8.371 | 6.058 | 3.3441 | 92.517 | 318.571 | 0.614 | 7.5221 | 7.5221 | 5.4436 | 3.1725 | 83.1388 | 2019 | 184 | 9 | 340 | 2812.8333 | 44.2 | 221112 | -95.9915 | 36.1161 | 1820 | 125 | 100 |  | 150 | N | Natural Gas | Y | N | N | 9999 | N |  | O/G Steam | 6165 | 6165.2485 | 14220
55225_G_CTG4 | OK | 40145 | ONETA POWER LLC | Oneta Energy Center | 8350011 | 912113 | 55225 | CTG-4 | 55225 | CTG4 | 3662 | 18790 | 201.839 | 3.854 | 1.2202 | 1.9909 | 13.0373 | 40.846 | 522.777 | 175.58 | 3.285 | 1.0402 | 1.6971 | 11.1134 | 34.8184 | 445.6324 | 2019 | 144 | 20 | 180 | 14828.3169 | 47.2 | 221112 | -95.697 | 36.0118 | 1580 | 125 | 120 | 205 | 149.3 | N | Natural Gas | Y | N | N | 9999 | N |  | Combined Cycle |  | 7316.3325 | 7287
55225_G_CTG1 | OK | 40145 | ONETA POWER LLC | Oneta Energy Center | 8350011 | 912213 | 55225 | CTG-1 | 55225 | CTG1 | 3662 | 18787 | 178.279 | 3.259 | 1.032 | 1.6839 | 11.0265 | 34.5461 | 442.1466 | 156.115 | 2.862 | 0.9064 | 1.4789 | 9.6841 | 30.3404 | 388.3195 | 2019 | 144 | 20 | 180 | 14828.3169 | 47.2 | 221112 | -95.697 | 36.0118 | 1580 | 125 | 120 | 205 | 149.3 | N | Natural Gas | Y | N | N | 9999 | N |  | Combined Cycle |  | 6271.668 | 7287
55225_G_CTG3 | OK | 40145 | ONETA POWER LLC | Oneta Energy Center | 8350011 | 912313 | 55225 | CTG-3 | 55225 | CTG3 | 3662 | 18789 | 200.439 | 3.724 | 1.1792 | 1.924 | 12.5989 | 39.4723 | 505.1955 | 179.509 | 3.238 | 1.0253 | 1.6728 | 10.9543 | 34.32 | 439.2533 | 2019 | 144 | 20 | 180 | 14828.3169 | 47.2 | 221112 | -95.697 | 36.0118 | 1580 | 125 | 120 | 205 | 149.3 | N | Natural Gas | Y | N | N | 9999 | N |  | Combined Cycle |  | 7175.9502 | 7287
55225_G_CTG2 | OK | 40145 | ONETA POWER LLC | Oneta Energy Center | 8350011 | 912513 | 55225 | CTG-2 | 55225 | CTG2 | 3662 | 18788 | 181.823 | 3.177 | 1.0061 | 1.6415 | 10.7491 | 33.677 | 431.0229 | 146.112 | 2.687 | 0.85085 | 1.3882 | 9.0907 | 28.4811 | 364.5221 | 2019 | 144 | 20 | 180 | 14828.3169 | 47.2 | 221112 | -95.697 | 36.0118 | 1580 | 125 | 120 | 205 | 149.3 | N | Natural Gas | Y | N | N | 9999 | N |  | Combined Cycle |  | 6140.1187 | 7287
3008_B_3 | OK | 40153 | MOORELAND GENERATING STATION | Mooreland | 8518611 | 527313 | 3008 | 3 | 3008 | 3 | 1701 | 10730 | 179.52 | 0.752 | 9.319 | 9.319 | 6.744 | 3.877 | 102.994 | 28.496 | 0.135 | 1.6762 | 1.6762 | 1.213 | 0.69738 | 18.5262 | 2019 | 154 | 12 | 252 | 7516.6668 | 66.46 | 221112 | -99.2281 | 36.4369 | 1760 | 125 | 100 | 147 | 140 | N | Natural Gas | Y | N | N | 9999 | N |  | O/G Steam | 4901 | 4900.8604 | 11423
3008_B_2 | OK | 40153 | MOORELAND GENERATING STATION | Mooreland | 8518611 | 527413 | 3008 | 2 | 3008 | 2 | 1701 | 10729 | 281.131 | 0.936 | 11.628 | 11.628 | 8.415 | 4.8378 | 128.519 | 44.314 | 0.171 | 2.1218 | 2.1218 | 1.5355 | 0.88277 | 23.4511 | 2019 | 153 | 12 | 220 | 6533.3334 | 57.77 | 221112 | -99.2281 | 36.4369 | 1620 | 125 | 100 | 147 | 132 | N | Natural Gas | Y | N | N | 9999 | N |  | O/G Steam | 5598 | 5597.8716 | 11362
3008_B_1 | OK | 40153 | MOORELAND GENERATING STATION | Mooreland | 8518611 | 527513 | 3008 | 1 | 3008 | 1 | 1701 | 10728 | 226.644 | 0.264 | 3.292 | 3.292 | 2.382 | 1.3694 | 36.38 | 1.253 | 0.002 | 0.0228 | 0.0228 | 0.0165 | 0.0094919 | 0.252 | 2019 | 125 | 10 | 250 | 2450 | 31.19 | 221112 | -99.2281 | 36.4369 | 756 | 125 | 100 | 147 | 50 | N | Natural Gas | Y | N | N | 9999 | N |  | O/G Steam | 2131 | 2131.0999 | 11239
7725_G_4 | OR | 41003 | Pacific Northwest Generating Cooperative | Coffin Butte | 16006411 | 112382613 |  |  | 7725 | 4 | 02-9503 | EU2 | [7 empty] | 29.1 | 19.8 | 4.1 | 4.1 | 33.2 |  | 137 | 2019 | 30 | 6.3 | 641 | 857.2423 | 27.5 | 221118 | -123.2345 | 44.6959 |  |  | 160 |  | 1.5 | N | Landfill Gas | N | N | N | 9999 | N | 7725_G_5;7725_G_4 | Landfill Gas |  |  | 13500
7725_G_1 | OR | 41003 | Pacific Northwest Generating Cooperative | Coffin Butte | 16006411 | 112382713 |  |  | 7725 | 1 | 02-9503 | EU1 | [7 empty] | 33.4 | 14.5 | 2.99 | 2.99 | 15.8 |  | 69 | 2019 | 30 | 6.3 | 641 | 857.2423 | 27.5 | 221118 | -123.2345 | 44.6959 |  |  | 160 |  | 0.8 | N | Landfill Gas | N | N | N | 9999 | N | 7725_G_1;7725_G_3;7725_G_2 | Landfill Gas |  |  | 13500
8073_G_8 | OR | 41009 | Beaver Plant/Port Westward I Plant | Beaver | 7393911 | 68311513 |  |  | 8073 | 8 | 05-2520 | PTEU1 | [7 empty] | 0.9 | 0.043 | 0.118 | 0.118 | 0.038 | 0.055 | 0.2 | 2019 | 36.2 | 8.6 | 617 | 4432.1172 | 76.3 | 221112 | -123.1739 | 46.1765 | 0.01 | 125 | 120 |  | 24 | N | Natural Gas | N | N | N | 9999 | N |  | Combustion Turbine |  |  | 12333
8073_G_6 | OR | 41009 | Beaver Plant/Port Westward I Plant | Beaver | 7393911 | 68311613 |  |  | 8073 | 6 | 05-2520 | GTEU6 | [7 empty] | 425 | 5.92 | 16.395 | 16.395 | 10.0044 | 7.618 | 81.072 | 2019 | 200 | 22 | 192 | 25468.8868 | 67 | 221112 | -123.1739 | 46.1765 | 0.01 | 125 | 120 |  | 54 | N | Natural Gas, Distillate Fuel Oil | N | N | N | 9999 | N | 8073_G_1;8073_G_3;8073_G_7;8073_G_2;8073_G_4;8073_G_5;8073_G_6 | Combined Cycle |  |  | 10337
56227_G_1 | OR | 41009 | Beaver Plant/Port Westward I Plant | Port Westward | 7393911 | 68311713 | 56227 | PWEU1 | 56227 | 1 | 05-2520 | PWEU1 | 77.302 | 19.758 | 44.8 | 44.8 | 14.3 |  | 18.5 | 78.9 | 5.7 | 60.2 | 60.2 | 19.2 | 94.3 | 19.8 | 2019 | 200 | 22 | 192 | 25468.8868 | 67 | 221112 | -123.1739 | 46.1765 | 3080 | 125 | 140 | 109&139 | 256.2 | N | Natural Gas | Y | N | N | 9999 | N | 56227_G_1;56227_G_2 | Combined Cycle |  | 6499.6196 | 7050
50396_B_BLR1 | OR | 41019 | Dillard | Dillard Complex | 8219211 | 68314613 |  |  | 50396 | BLR1 | 10-0025 | Boiler 1 | 229.2 | 13.847 | 78.912 | 78.912 | 9.904 |  | 575.5 | 231.35 | 16.244 | 83.374 | 87.474 | 10.947 |  | 672.22 | 2019 | 111 | 10.3 | 152 | 1833.1032 | 22 | 321113 | -123.4144 | 43.0896 | 270 | 134 | 100 | 141 | 13.3 | Y | Biomass | N | Y | N | 9999 | N |  | Biomass |  |  | 11664
50396_B_BLR2 | OR | 41019 | Dillard | Dillard Complex | 8219211 | 68314713 |  |  | 50396 | BLR2 | 10-0025 | Boiler 2 | 276.96 | 18.479 | 62.431 | 62.431 | 12.463 |  | 651.97 | 256.81 | 17.26 | 51.9 | 54.3 | 11.6 |  | 609.02 | 2017 | 99 | 8.3 | 154 | 1785.5003 | 33 | 321113 | -123.4144 | 43.0896 | 270 | 134 | 100 | 141 | 13.3 | Y | Biomass | N | Y | N | 9999 | N |  | Biomass |  |  | 11664
50396_B_BLR6 | OR | 41019 | Dillard | Dillard Complex | 8219211 | 68314813 |  |  | 50396 | BLR6 | 10-0025 | Boiler 6 | 437.6 | 35.137 | 128.229 | 128.229 | 23.757 |  | 743.91 | 443.03 | 36.444 | 119.074 | 125.074 | 24.348 |  | 767.23 | 2019 | 119 | 12 | 152 | 2940.5302 | 26 | 321113 | -123.4144 | 43.0896 | 400 | 134 | 100 | 141 | 13.3 | Y | Biomass | N | Y | N | 9999 | N |  | Biomass |  |  | 11664
57015_G_GEN9 | OR | 41021 | Columbia Ridge Landfill & Recycling Center | Waste Management Columbia Ridge LFGTE | 566611 | 118466213 |  |  | 57015 | GEN9 | 11-0001 | LFG ENG 9-12 | [7 empty] | 42.5 | 22.3 | 7.4 | 7.4 | 10.5 |  | 255 | 2017 | 25.6 | 1.7 | 835 | 171.3698 | 75.5 | 562212 | -120.255 | 45.624 | 69.8 | 104 | 160 |  | 1.6 | N | Landfill Gas | N | N | N | 9999 | N | 57015_G_GEN11;57015_G_GEN12;57015_G_GEN10;57015_G_GEN9 | Landfill Gas |  |  | 13500
57015_G_GEN1 | OR | 41021 | Columbia Ridge Landfill & Recycling Center | Waste Management Columbia Ridge LFGTE | 566611 | 118466313 |  |  | 57015 | GEN1 | 11-0001 | LFG ENG-1-8 | [7 empty] | 111 | 30.1 | 13.6 | 13.6 | 3.26 |  | 172 | 2017 | 25.6 | 1.7 | 835 | 171.3698 | 75.5 | 562212 | -120.255 | 45.624 | 83.9 | 104 | 160 |  | 0.8 | N | Landfill Gas | N | N | N | 9999 | N | 57015_G_GEN4;57015_G_GEN5;57015_G_GEN2;57015_G_GEN7;57015_G_GEN8;57015_G_GEN1;57015_G_GEN6;57015_G_GEN3 | Landfill Gas |  |  | 13500
10869_B_SOUTH | OR | 41029 | Biomass One, L.P. | Biomass One LP | 8056211 | 112383113 |  |  | 10869 | SOUTH | 15-0159 | 012 | [7 empty] | 113 | 7.44 | 3.01 | 3.4 | 1.31 |  | 180 | 2017 | 100 | 6.3 | 335 | 1558.6223 | 50 | 423440 | -122.85 | 42.436 | 175 | 183 | 100 |  | 18.2 | N | Biomass | N | N | N | 9999 | N |  | Biomass |  |  | 19151
10869_B_NORTH | OR | 41029 | Biomass One, L.P. | Biomass One LP | 8056211 | 112383313 |  |  | 10869 | NORTH | 15-0159 | 011 | [7 empty] | 125 | 5.88 | 3.29 | 3.76 | 1.06 |  | 199 | 2017 | 100 | 6.3 | 333 | 1558.6223 | 50 | 423440 | -122.85 | 42.436 | 175 | 183 | 100 |  | 18.2 | N | Biomass | N | N | N | 9999 | N |  | Biomass |  |  | 19151
55544_G_GT1 | OR | 41035 | Klamath Cogeneration Proj | Klamath Expansion Project | 9223711 | 118464113 | 55544 |  | 55544 | GT1;GT1;GT1;GT1 | 18-0003 | CT 3-6 | 7.265 | 0.158 | 1.34 | 1.34 | 1.04 |  | 3 | 8.909 | 0.276 | 2.62 | 2.62 | 2.04 |  | 5 | 2017 | 36.2 | 8.6 | 617 | 4432.1172 | 76.3 | 221112 | -121.8108 | 42.174 |  | 125 | 120 |  | 25 | N | Natural Gas | Y | N | N | 9999 | Y | 55544_G_GT1;55544_G_GT4;55544_G_GT3;55544_G_GT2 | Combustion Turbine |  | 707.04 | 11364
55103_G_CT1 | OR | 41035 | Klamath Cogeneration Proj | Klamath Cogeneration Plant | 9223711 | 118464213 | 55103 |  | 55103 | CT1;CT1 | 18-0003 | CT-1/CT-2 | 144.864 | 5.6 | 29.8 | 29.8 | 63.8 |  | 263 | 195.858 | 7.485 | 15.3 | 15.3 | 7.66 |  | 284 | 2017 | 199 | 19.03 | 217 | 17634.3341 | 62 | 221112 | -121.8108 | 42.174 | 3650 | 125 | 120 | 139 | 155 | Y | Natural Gas | Y | N | N | 9999 | Y | 55103_G_CT2;55103_G_CT1;55103_G_ST1 | Combined Cycle |  | 6430.8315 | 7240
57457_B_1 | OR | 41039 | Seneca Sustainable Energy, LLC | Seneca Sustainable Energy LLC | 10763611 | 59280213 |  |  | 57457 | 1 | 206470 | EU-1 | [7 empty] | 136.32 | 25.43 | 8.6313 | 10.17 | 5.09 |  | 72.59 | 2017 | 98 | 9 | 325 | -1 | 43.4 | 221117 | -123.1807 | 44.1159 | 353 | 125 | 100 |  | 19.8 | N | Biomass | N | N | N | 9999 | N |  | Biomass |  |  | 15307
50630_B_BLR1 | OR | 41047 | Covanta Marion, Inc. | Covanta Marion Inc | 8057311 | 112375613 |  |  | 50630 | BLR1 | 24-5398 | MWC-FT | [7 empty] | 265 | 3.93 | 9.32 | 9.32 |  |  | 12 | 2017 | 258 | 4 | 325 | 579.3095 | 46.1 | 562213 | -122.9634 | 45.0492 |  | 103 | 270 |  | 5.8 | N | MSW | N | Y | N | 9999 | N | 50630_B_BLR1;50630_B_BLR2 | Municipal Solid Waste |  |  | 19716
58503_G_GEN1 | OR | 41049 | PGE Boardman | Carty Generating Station | 8171111 | 126787713 | 58503 | CTEU1 | 58503 | GEN1 | 25-0016 | CTEU1 | 21.7 | 10 | 25.2 | 25.2 | 10.5 |  | 12.7 | 70 | 6.2 | 53.7 | 53.7 | 22.4 | 102 | 43.4 | 2019 | 60 | 8 | 300 | 1859.8225 | 37 | 221112 | -119.8075 | 45.6933 |  | 125 | 120 |  | 246.7 | N | Natural Gas | N | N | N | 9999 | N | 58503_G_GEN2;58503_G_GEN1 | Combined Cycle |  |  | 7050
6106_B_1SG | OR | 41049 | PGE Boardman |  | 8171111 | 5385813 | 6106 | 1SG |  |  | 25-0016 | MB.EU | 1755 | 3638 | 285.101 | 369.179 | 33.6 | 0 | 964 | 2207 | 3920 | 380.047 | 491.188 | 44.7 | 0.15 | 1140 | 2019 | 656 | 22.5 | 302 | 37772.7357 | 95 | 221112 | -119.8075 | 45.6933 | 5790 | 125 | 100 | 128&205 |  |  |  | Y | N | N |  | N |  |  |  | 3987.6899
7350_G_1 | OR | 41049 | Coyote Springs Plant | Coyote Springs | 8184111 | 72158213 | 7350 | CTG1 | 7350 | 1 | 25-0031 | CT1.EU | 77.709 | 3.088 | 11.2 | 11.2 | 3.72 |  | 31.3 | 91.109 | 3.648 | 9.08 | 9.08 | 3.35 |  | 32.7 | 2017 | 64.8 | 11.4 | 650 | 6318.1531 | 61.9 | 221112 | -119.6738 | 45.8485 | 1900 | 125 | 120 | 139 | 171 | Y | Natural Gas | Y | N | N | 9999 | N |  | Combined Cycle |  | 6517.3989 | 6840
7350_G_2 | OR | 41049 | Coyote Springs Plant | Coyote Springs | 8184111 | 72158313 | 7350 | CTG2 | 7350 | 2 | 25-0031 | CT2.EU | 92.03 | 3.661 | 12.7 | 12.7 | 4.21 |  | 29.3 | 91.275 | 3.904 | 10.3 | 10.3 | 3.79 |  | 76.8 | 2017 | 108.5 | 6.5 | 387 | 1214.5001 | 36.6 | 221112 | -119.6738 | 45.8485 | 2180 | 125 | 120 | 139 | 72 | Y | Natural Gas | Y | N | N | 9999 | N |  | Combined Cycle |  | 6844.5903 | 6840
55328_G_CTG1 | OR | 41059 | Hermiston Power | Hermiston Power Partnership | 1099311 | 68339113 | 55328 | CTG-1 | 55328 | CTG1 | 30-0118 | CTG1/HRSG1 | 91.182 | 3.471 | 37.1 | 37.1 | 15.2 |  | 242 | 120.189 | 4.723 | 36.6 | 36.6 | 15 |  | 155 | 2019 | 36.2 | 8.6 | 617 | 4432.1172 | 76.3 | 221112 | -119.3136 | 45.7935 | 1860 | 125 | 120 | 139&205 | 184 | N | Natural Gas | Y | N | N | 9999 | N |  | Combined Cycle |  | 6010.1704 | 7165
55328_G_CTG2 | OR | 41059 | Hermiston Power | Hermiston Power Partnership | 1099311 | 68339213 | 55328 | CTG-2 | 55328 | CTG2 | 30-0118 | CTG2/HRSG2 | 92.823 | 3.489 | 36.2 | 36.2 | 14.8 |  | 168 | 120.314 | 4.732 | 35.4 | 35.4 | 14.5 |  | 106 | 2019 | 36.2 | 8.6 | 617 | 4432.1172 | 76.3 | 221112 | -119.3136 | 45.7935 | 1860 | 125 | 120 | 139&205 | 184 | N | Natural Gas | Y | N | N | 9999 | N |  | Combined Cycle |  | 5956.2197 | 7165
54761_G_GEN1 | OR | 41059 | Hermiston Generating Company, L.P. | Hermiston Generating Plant | 8518911 | 112412313 | 54761 | 1 | 54761 | GEN1 | 30-0113 | Unit 1 | 59.914 | 2.136 | 0.67624 | 1.1033 | 7.3319 | 22.8855 | 292.9203 | 82.562 | 3.414 | 1.081 | 1.7638 | 11.7204 | 36.5837 | 468.2489 | 2019 | 64.8 | 11.4 | 650 | 6318.1531 | 61.9 | 221112 | -119.37 | 45.8042 | 1700 | 125 | 120 |  | 80 | Y | Natural Gas | Y | N | N | 9999 | N | 54761_G_GEN1;54761_G_GEN2 | Combined Cycle |  | 5240.6191 | 7407
54761_G_GEN3 | OR | 41059 | Hermiston Generating Company, L.P. | Hermiston Generating Plant | 8518911 | 112412413 | 54761 | 2 | 54761 | GEN3 | 30-0113 | Unit 2 | 65.959 | 2.35 | 0.74426 | 1.2143 | 8.0694 | 25.1874 | 322.3827 | 71.508 | 3.007 | 0.95201 | 1.5533 | 10.3217 | 32.2179 | 412.3691 | 2019 | 64.8 | 11.4 | 650 | 6318.1531 | 61.9 | 221112 | -119.37 | 45.8042 | 1700 | 125 | 120 |  | 80 | Y | Natural Gas | Y | N | N | 9999 | N | 54761_G_GEN4;54761_G_GEN3 | Combined Cycle |  | 5761.52 | 7407
3110_G_1 | PA | 42001 | HUNTERSTOWN POWER LLC/PEAKING STATION | Hunterstown | 18898111 | 135442613 |  |  | 3110 | 1 | 420010017 | 601 | [7 empty] | 2.371 | 0.0261 | 0.229 | 0.229 | 0.022 |  | 0.6217 | 2019 | 42 | 14.1 | 955 | 10001.017 | 64.045 | 221112 | -77.1648 | 39.8662 | 326 | 125 | 120 |  | 18 | N | Natural Gas, Distillate Fuel Oil | N | N | N | 9999 | N |  | Combustion Turbine |  |  | 21162
3110_G_3 | PA | 42001 | HUNTERSTOWN POWER LLC/PEAKING STATION | Hunterstown | 18898111 | 135442713 |  |  | 3110 | 3 | 420010017 | 603 | [7 empty] | 2.2499 | 0.0248 | 0.0823 | 0.0823 | 0.0152 |  | 0.5891 | 2019 | 42 | 14.1 | 955 | 10001.017 | 64.045 | 221112 | -77.1648 | 39.8662 | 326 | 125 | 120 |  | 18 | N | Natural Gas, Distillate Fuel Oil | N | N | N | 9999 | N |  | Combustion Turbine |  |  | 21160
3110_G_2 | PA | 42001 | HUNTERSTOWN POWER LLC/PEAKING STATION | Hunterstown | 18898111 | 135442813 |  |  | 3110 | 2 | 420010017 | 602 | [7 empty] | 1.3586 | 0.015 | 0.0497 | 0.0497 | 0.0091 |  | 0.3546 | 2019 | 42 | 14.1 | 955 | 10001.017 | 64.045 | 221112 | -77.1648 | 39.8662 | 326 | 125 | 120 |  | 17 | N | Natural Gas, Distillate Fuel Oil | N | N | N | 9999 | N |  | Combustion Turbine |  |  | 21160
55976_G_101 | PA | 42001 | KESTREL ACQUISITION LLC/HUNTERSTOWN PLT | Hunterstown Power Plant | 4713111 | 28152513 | 55976 | CT101 | 55976 | 101 | 420010122 | 101 | 39.72 | 2.88 | 27.09 | 27.09 | 1.12 |  | 56.9 | 44.5 | 4.15 | 38.51 | 38.51 | 0.25 | 5.68 | 16.1 | 2019 | 195 | 18.5 | 208 | 17838.583 | 66.375 | 221112 | -77.1668 | 39.8729 | 2250 | 125 | 120 | 65 | 153 | N | Natural Gas | Y | N | N | 9999 | N |  | Combined Cycle | 5524 | 6335.4995 | 7067
55976_G_401 | PA | 42001 | KESTREL ACQUISITION LLC/HUNTERSTOWN PLT | Hunterstown Power Plant | 4713111 | 67433413 |  |  | 55976 | 401 | 420010122 | 031 | [7 empty] | 0.0413 | 0.0002 | 0.0020367 | 0.0035 | 0.0055 | 0.0011 | 0.0517 | 2019 | 150 | 4.5 | 300 | 333.333 | 20.966 | 221112 | -77.1668 | 39.8729 | 32.7 | 125 | 100 |  | 299 | N | Natural Gas | N | N | N | 9999 | N |  | Combined Cycle |  |  | 7067
55976_G_201 | PA | 42001 | KESTREL ACQUISITION LLC/HUNTERSTOWN PLT | Hunterstown Power Plant | 4713111 | 67433513 | 55976 | CT201 | 55976 | 201 | 420010122 | 201 | 33.98 | 2.59 | 24.25 | 24.25 | 10.31 |  | 31.91 | 49.3 | 4.09 | 36.34 | 36.34 | 13.86 | 4.09 | 13.46 | 2019 | 195 | 18.5 | 208 | 17838.583 | 66.375 | 221112 | -77.1668 | 39.8729 | 2250 | 125 | 120 | 65 | 153 | N | Natural Gas | Y | N | N | 9999 | N |  | Combined Cycle | 5040 | 6324.7002 | 7067
55976_G_301 | PA | 42001 | KESTREL ACQUISITION LLC/HUNTERSTOWN PLT | Hunterstown Power Plant | 4713111 | 67433613 | 55976 | CT301 | 55976 | 301 | 420010122 | 301 | 21.41 | 3.08 | 31.06 | 31.06 | 5.76 |  | 43.78 | 22.2 | 4.17 | 41.16 | 41.16 | 3.64 | 4.1 | 17.12 | 2019 | 195 | 18.5 | 208 | 17838.583 | 66.375 | 221112 | -77.1668 | 39.8729 | 2250 | 125 | 120 | 65 | 153 | N | Natural Gas | Y | N | N | 9999 | N |  | Combined Cycle | 5631 | 6304.5503 | 7067
3109_G_1 | PA | 42001 | HAMILTON POWER LLC/HAMILTON GS | Hamilton (PA) | 4713311 | 28152013 |  |  | 3109 | 1 | 420010869 | 101 | [7 empty] | 0.7512 | 0.0085 | 0.0159 | 0.0159 | 0.0004 |  | 0.0028 | 2019 | 50 | 20 | 1060 | 10899.983 | 34.713 | 221112 | -76.9902 | 39.9081 | 305 | 125 | 100 |  | 18 | N | Distillate Fuel Oil | N | N | N | 9999 | N |  | Combustion Turbine |  |  | 25000
3112_G_1 | PA | 42001 | ORRTANNA POWER LLC/ORRTANNA GS | Orrtanna | 4713411 | 28151913 |  |  | 3112 | 1 | 420010876 | 101 | [7 empty] | 0.2869 | 0.0033 | 0.006 | 0.006 | 0.0001 |  | 0.0011 | 2019 | 38 | 1.2 | 1060 | 1131.4 | 64.895 | 221112 | -77.3504 | 39.8469 | 305 | 125 | 100 |  | 18 | N | Distillate Fuel Oil | N | N | N | 9999 | N |  | Combustion Turbine |  |  | 19793
55196_G_UNT1 | PA | 42003 | ALLEGHENY ENERGY SUPPLY/SPRINGDALE | Springdale 1 & 2 | 2990311 | 38213013 | 55196 | 1 | 55196 | UNT1 | 4200300580 | 001 | 17.5 | 0.14 | 0.04 | 0.07 | 0.48 |  | 22.15 | 22.3 | 0.1 | 0.2 | 0.24 | 0.75 |  | 28.38 | 2019 | 75 | 9 | 692 | 9039.783 | 142.039 | 221121 | -79.7672 | 40.5441 | 44 | 125 | 100 |  | 44 | N | Natural Gas | Y | N | N | 9999 | N |  | Combustion Turbine | 1061 | 1061.1899 | 10745
55196_G_UNT2 | PA | 42003 | ALLEGHENY ENERGY SUPPLY/SPRINGDALE | Springdale 1 & 2 | 2990311 | 38213113 | 55196 | 2 | 55196 | UNT2 | 4200300580 | 002 | 15.6 | 0.13 | 0.04 | 0.07 | 0.46 |  | 15.07 | 23.3 | 0.1 | 0.18 | 0.21 | 0.72 |  | 28.25 | 2019 | 75 | 9 | 762 | 9039.783 | 142.039 | 221121 | -79.7672 | 40.5441 | 44 | 125 | 100 |  | 44 | N | Natural Gas | Y | N | N | 9999 | N |  | Combustion Turbine | 1054 | 1053.9498 | 10745
55710_G_UNT3 | PA | 42003 | ALLEGHENY ENERGY SUPPLY/SPRINGDALE | Allegheny Energy Units 3 4 & 5 | 2990311 | 38213213 | 55710 | 3 | 55710 | UNT3 | 4200300580 | 003 | 60 | 4.43 | 37.02 | 51.77 | 24.41 | 88.54 | 9.83 | 56.93 | 4.27 | 59.61 | 71.47 | 3.95 | 49.9 | 45.91 | 2019 | 398 | 18 | 200 | 17007.45 | 66.808 | 221121 | -79.7692 | 40.545 | 167 | 125 | 100 |  | 167 | N | Natural Gas | Y | N | N | 9999 | N | 55710_G_UNT5;55710_G_UNT3 | Combined Cycle | 8252 | 8252.2002 | 7199
55710_G_UNT4 | PA | 42003 | ALLEGHENY ENERGY SUPPLY/SPRINGDALE | Allegheny Energy Units 3 4 & 5 | 2990311 | 38213313 | 55710 | 4 | 55710 | UNT4 | 4200300580 | 004 | 60.2 | 4.46 | 29.79 | 52.08 | 23.89 | 74.3 | 9.08 | 59.69 | 4.44 | 34.63 | 42.03 | 2.56 | 44.69 | 34.52 | 2019 | 398 | 18 | 200 | 17007.45 | 66.808 | 221121 | -79.7692 | 40.545 | 167 | 125 | 100 |  | 167 | N | Natural Gas | Y | N | N | 9999 | N |  | Combined Cycle | 8304 | 8303.8604 | 7199
8226_B_1 | PA | 42003 | NRG MIDWEST LP/CHESWICK | Cheswick Power Plant | 8404811 | 98945613 | 8226 | 1 | 8226 | 1 | 4200300157 | 031 | 4220.696 | 2090.6022 | 135.0764 | 153.5678 | 7.3578 | 0.0044 | 201.9535 | 850.3 | 1121.7004 | 44.5234 | 52.7831 | 2.814 | 0.152 | 67.6914 | 2019 | 553 | 27 | 116 | 30246.583 | 52.824 | 221112 | -79.7904 | 40.5383 | 5500 | 125 | 100 | 99 | 565 | N | Bituminous | Y | N | N | 9999 | N |  | Coal Steam | 4917 | 4886.8105 | 10935
3096_G_3 | PA | 42003 | NRG POWER MIDWEST L.P../BRUNOT ISLE POWER PLT | Brunot Island | 8404911 | 361613 | 3096 | 3 | 3096 | 3 | 4200300158 | 003 | 4.11 | 0.07 | 1.9207 | 1.9207 | 0.61 | 0.68 | 7.2 | 4 | 0.1 | 2.1915 | 2.1915 | 1 | 0.75 | 9.77 | 2019 | 69 | 12.6 | 439 | 12424.883 | 99.606 | 221121 | -80.0441 | 40.4663 | 918 | 125 | 100 |  | 49 | N | Natural Gas | Y | N | N | 9999 | N |  | Combined Cycle | 394 | 393.2001 | 11247
3096_G_2A | PA | 42003 | NRG POWER MIDWEST L.P../BRUNOT ISLE POWER PLT | Brunot Island | 8404911 | 361713 | 3096 | 2A | 3096 | 2A | 4200300158 | 001 | 2.93 | 0.06 | 1.5637 | 1.5637 | 0.65 | 0.81 | 5.45 | 5.4 | 0.1 | 2.6022 | 2.6022 | 1.56 | 1.08 | 13.1 | 2019 | 69 | 12.6 | 439 | 12424.883 | 99.606 | 221121 | -80.0441 | 40.4663 | 918 | 125 | 100 |  | 46 | N | Natural Gas | Y | N | N | 9999 | N |  | Combined Cycle | 358 | 356.1799 | 11247
3096_G_2B | PA | 42003 | NRG POWER MIDWEST L.P../BRUNOT ISLE POWER PLT | Brunot Island | 8404911 | 361913 | 3096 | 2B | 3096 | 2B | 4200300158 | 002 | 2.42 | 0.07 | 1.8151 | 1.8151 | 0.76 | 0.56 | 7.15 | 4.7 | 0.1 | 2.8698 | 2.8698 | 1.27 | 1.02 | 11.19 | 2019 | 69 | 12.6 | 439 | 12424.883 | 99.606 | 221121 | -80.0441 | 40.4663 | 918 | 125 | 100 |  | 48 | N | Natural Gas | Y | N | N | 9999 | N |  | Combined Cycle | 319 | 316.19 | 11247
3096_G_1A | PA | 42003 | NRG POWER MIDWEST L.P../BRUNOT ISLE POWER PLT | Brunot Island | 8404911 | 98943513 | 3096 | 1A | 3096 | 1A | 4200300158 | 031 | 0.42 | 0.04 | 0.0099 | 0.0099 | 0.0045 |  | 0.01 | 0.1147 | 0.0097 | 0.0027 | 0.0027 | 0.0012 |  | 0.0021 | 2019 | 33 | 11.2 | 865 | 8947.767 | 88.587 | 221121 | -80.0417 | 40.4634 | 300 | 125 | 100 |  | 15 | N | Distillate Fuel Oil | N | N | N | 9999 | N |  | Combustion Turbine | 12 |  | 25000
3136_B_2 | PA | 42005 | KEYSTONE STATION | Keystone | 3866111 | 37164513 | 3136 | 2 | 3136 | 2 | 420050012 | 032 | 6684.4504 | 10779.8 | 438.4704 | 564.4397 | 13.14 | 0.98 | 3126.8266 | 3202.8602 | 7938.73 | 742.33 | 742.33 | 25.25 | 0.91 | 3080.4199 | 2017 | 563 | 34 | 127 | 46282.767 | 50.987 | 221112 | -79.3411 | 40.6604 | 8720 | 125 | 100 | 128 | 850 | N | Bituminous | Y | N | N | 9999 | N |  | Coal Steam | 161 | 7932.0391 | 9794
3136_B_1 | PA | 42005 | KEYSTONE STATION | Keystone | 3866111 | 37164713 | 3136 | 1 | 3136 | 1 | 420050012 | 031 | 6667.8612 | 11595.5 | 489.12 | 605.43 | 14.45 | 0.91 | 1184.2516 | 3937.4704 | 11867.61 | 630.79 | 630.79 | 24.74 | 1.01 | 1391.4598 | 2017 | 563 | 34 | 127 | 46282.767 | 50.987 | 221112 | -79.3411 | 40.6604 | 8720 | 125 | 100 | 128 | 850 | N | Bituminous | Y | N | N | 9999 | N |  | Coal Steam | 97 | 8007.4502 | 9828
3136_G_4 | PA | 42005 | KEYSTONE STATION | Keystone | 3866111 | 37164813 |  |  | 3136 | 4 | 420050012 | 102 | 0.87 |  | 0.011512 | 0.021512 | 0.01 |  | 0.08 | 0.51 |  | 0.021512 | 0.021512 | 0.04 |  | 0.16 | 2019 | 18 | 4 | 800 | 384.583 | 30.612 | 221112 | -79.3418 | 40.6602 | 2700 | 125 | 120 |  | 2.8 | N | Distillate Fuel Oil | N | N | N | 9999 | N |  | Combustion Turbine | 18 |  | 12654
3136_G_3 | PA | 42005 | KEYSTONE STATION | Keystone | 3866111 | 37165013 |  |  | 3136 | 3 | 420050012 | 101 | 0.41 |  | 0.010756 | 0.010756 |  |  | 0.02 | 0.66 |  | 0.032268 | 0.032268 | 0.14 |  | 0.21 | 2019 | 18 | 4 | 800 | 393.333 | 31.301 | 221112 | -79.3418 | 40.6602 | 2700 | 125 | 120 |  | 2.8 | N | Distillate Fuel Oil | N | N | N | 9999 | N |  | Combustion Turbine | 8 |  | 12582
3136_G_5 | PA | 42005 | KEYSTONE STATION | Keystone | 3866111 | 37165113 |  |  | 3136 | 5 | 420050012 | 103 | 0.34 |  | 0.010756 | 0.010756 |  |  | 0.03 | 0.4 |  | 0.021512 | 0.021512 | 0.03 |  | 0.13 | 2019 | 18 | 4 | 800 | 403.117 | 32.088 | 221112 | -79.3418 | 40.6602 | 2700 | 125 | 120 |  | 2.8 | N | Distillate Fuel Oil | N | N | N | 9999 | N |  | Combustion Turbine | 7 |  | 12654
3136_G_6 | PA | 42005 | KEYSTONE STATION | Keystone | 3866111 | 37165513 |  |  | 3136 | 6 | 420050012 | 104 | 0.41 |  | 0.010756 | 0.010756 |  |  | 0.03 | 0.35 |  | 0.021512 | 0.021512 | 0.03 |  | 0.11 | 2019 | 18 | 4 | 800 | 393.333 | 31.301 | 221112 | -79.3418 | 40.6602 | 2700 | 125 | 120 |  | 2.8 | N | Distillate Fuel Oil | N | N | N | 9999 | N |  | Combustion Turbine | 9 |  | 12654
55347_G_3 | PA | 42005 | ARMSTRONG POWER/S BEND | Armstrong | 3866811 | 37160913 | 55347 | 3 | 55347 | 3 | 420050121 | 203 | 49.293 | 0.7 | 11.224 | 11.224 | 1.93 |  | 0.94 | 34.6 | 0.8 | 13.1183 | 13.1183 | 2.0453 |  | 8.5961 | 2019 | 119 | 18 | 1100 | 50000 | 196.499 | 221112 | -79.3512 | 40.6376 | 1930 | 125 | 120 |  | 169 | N | Natural Gas, Distillate Fuel Oil | Y | N | N | 9999 | N |  | Combustion Turbine |  | 2004.2583 | 10745
55347_G_1 | PA | 42005 | ARMSTRONG POWER/S BEND | Armstrong | 3866811 | 37161113 | 55347 | 1 | 55347 | 1 | 420050121 | 201 | 44.788 | 1 | 10.5586 | 10.5586 | 1.79 |  | 0.93 | 31.4 | 0.6 | 12.2839 | 12.2839 | 1.8802 |  | 6.1439 | 2019 | 119 | 18 | 1100 | 50000 | 196.499 | 221112 | -79.3512 | 40.6376 | 1930 | 125 | 120 |  | 168.4 | N | Natural Gas, Distillate Fuel Oil | Y | N | N | 9999 | N |  | Combustion Turbine |  | 1959.408 | 10745
55347_G_2 | PA | 42005 | ARMSTRONG POWER/S BEND | Armstrong | 3866811 | 37161213 | 55347 | 2 | 55347 | 2 | 420050121 | 202 | 45.92 | 0.7 | 10.0532 | 10.0532 | 1.73 |  | 1.66 | 40.1 | 0.8 | 15.8768 | 15.8768 | 2.4382 |  | 8.1248 | 2019 | 119 | 18 | 1100 | 50000 | 196.499 | 221112 | -79.3512 | 40.6376 | 1930 | 125 | 120 |  | 163.6 | N | Natural Gas, Distillate Fuel Oil | Y | N | N | 9999 | N |  | Combustion Turbine |  | 1977.1876 | 10745
55347_G_4 | PA | 42005 | ARMSTRONG POWER/S BEND | Armstrong | 3866811 | 37161313 | 55347 | 4 | 55347 | 4 | 420050121 | 204 | 41.242 | 1.4 | 11.4961 | 11.4961 | 1.95 |  | 0.97 | 27.5 | 0.5 | 10.0152 | 10.0152 | 1.5821 |  | 6.1356 | 2019 | 119 | 18 | 1100 | 50000 | 196.499 | 221112 | -79.3512 | 40.6376 | 1930 | 125 | 120 |  | 169.7 | N | Natural Gas, Distillate Fuel Oil | Y | N | N | 9999 | N |  | Combustion Turbine |  | 1788.438 | 10745
6094_B_1 | PA | 42007 | ENERGY HBR GENERATION LLC/BRUCE MANSFIELD PLT |  | 3853711 | 37815013 | 6094 | 1 |  |  | 420070005 | 031 | 2185.3016 | 3994.1 | 108.1 | 172.6 | 36 | 4.8 | 302.5996 |  |  | 127.1 | 198.3 |  |  |  | 2017 | 950 | 19.2 | 126 | 21750 | 75.135 | 221112 | -80.42 | 40.6344 | 7910 | 125 | 100 | 141 |  |  |  | Y | N | N |  | N |  |  | 5028 | 4997.9307
6094_B_2 | PA | 42007 | ENERGY HBR GENERATION LLC/BRUCE MANSFIELD PLT |  | 3853711 | 37815113 | 6094 | 2 |  |  | 420070005 | 032 | 2583.5006 | 4376.2 | 200.8 | 288.9998 | 48.4 | 6.4 | 406.0002 |  |  | 107.9 | 158.4 |  |  |  | 2017 | 950 | 19.2 | 126 | 21750 | 75.135 | 221112 | -80.42 | 40.6344 | 7910 | 125 | 100 | 141 |  |  |  | Y | N | N |  | N |  |  | 6215 | 6195.7202
6094_B_3 | PA | 42007 | ENERGY HBR GENERATION LLC/BRUCE MANSFIELD PLT |  | 3853711 | 37815213 | 6094 | 3 |  |  | 420070005 | 033 | 4359.696 | 7927.4 | 138.3 | 238.0998 | 58.6 | 7.7 | 490.5002 | 370.2 | 1191 | 30.4 | 50.8 | 10.5 | 3.6 | 89.5 | 2019 | 600 | 19.2 | 126 | 21750.017 | 75.135 | 221112 | -80.42 | 40.6344 | 7910 | 125 | 100 | 128&141 |  |  |  | Y | N | N |  | N |  |  | 7210 | 7191.9102
56957_G_LFG1 | PA | 42011 | PIONEER CROSSING ENERGY LLC/EXETER | Pioneer Crossing Energy, LLC | 12791811 | 67407813 |  |  | 56957 | LFG1 | 420110458 | 101 | [7 empty] | 27.878 | 31.866 | 3.82 | 3.82 | 16.09 |  | 137.864 | 2019 | 18 | 14.3 | 896 | 200.75 | 1.247 | 221118 | -75.8139 | 40.2737 | 0.01 | 125 | 690 |  | 1.6 | N | Landfill Gas | N | N | N | 9999 | N |  | Landfill Gas |  |  | 13500
61035_G_GEN1 | PA | 42011 | BIRDSBORO POWER LLC/BIRDSBORO POWER PROJECT | Birdsboro Power | 18895911 | 137554713 | 61035 | 01 | 61035 | GEN1 | 420110505 | 101 | [7 empty] | 45.2 | 4.14 | 8.62 | 8.62 | 0.594 | 28.3 | 13.17 | 2019 | 62.0079 | 0.1 | 800 | 7.9 | 61.2861 | 221112 | -75.8 | 40.2683 |  | 125 | 120 |  | 476 | N | Natural Gas | Y | N | N | 9999 | N |  | Combined Cycle |  | 4379.1704 | 7050
55193_G_CTG1 | PA | 42011 | ONTELAUNEE POWER OPR CO LLC/ONTELAUNEE PLT | Ontelaunee Energy Center | 3872411 | 37780113 | 55193 | CT1 | 55193 | CTG1 | 420110427 | 101 | 42.2 | 3.8 | 25.5927 | 25.5927 | 8.4096 | 31.5343 | 39.395 | 45.4 | 4.319 | 28.937 | 28.937 | 9.761 | 24.8994 | 108.4993 | 2019 | 175 | 18.5 | 200 | 16866.667 | 62.766 | 221112 | -75.9375 | 40.4208 | 2080 | 125 | 120 | 65 | 184 | N | Natural Gas | Y | N | N | 9999 | N | 55193_G_CTG1;55193_G_STG | Combined Cycle | 8026 | 8001.73 | 7333
55193_G_CTG2 | PA | 42011 | ONTELAUNEE POWER OPR CO LLC/ONTELAUNEE PLT | Ontelaunee Energy Center | 3872411 | 37780213 | 55193 | CT2 | 55193 | CTG2 | 420110427 | 102 | 41.9 | 3.8 | 25.3098 | 25.3098 | 1.4272 | 31.985 | 28.089 | 64.6856 | 3.9842 | 26.6939 | 26.6939 | 4.516 | 22.8118 | 77.0119 | 2019 | 175 | 18.5 | 200 | 16866.667 | 62.766 | 221112 | -75.9375 | 40.4208 | 2080 | 125 | 120 | 65 | 184 | N | Natural Gas | Y | N | N | 9999 | N |  | Combined Cycle | 7917 | 7895.8599 | 7333
58420_G_GEN1 | PA | 42015 | HAMILTON LIBERTY LLC/HAMILTON LIBERTY POWER PROJECT | Panda Liberty Generation Plant | 18038411 | 129182413 | 58420 | CT1 | 58420 | GEN1 | 420150093 | P103 | [7 empty] | 54.76 | 0.72 | 22.08 | 22.08 | 1.01 | 4.38 | 8.85 | 2019 | 160 | 22 | 199 | 25338.183 | 66.67 | 221112 | -76.3901 | 41.7675 | 3140 | 125 | 120 |  | 378 | N | Natural Gas | Y | N | N | 9999 | N |  | Combined Cycle |  | 7582.5 | 7050
58420_G_GEN2 | PA | 42015 | HAMILTON LIBERTY LLC/HAMILTON LIBERTY POWER PROJECT | Panda Liberty Generation Plant | 18038411 | 129182513 | 58420 | CT2 | 58420 | GEN2 | 420150093 | P104 | [7 empty] | 48.46 | 0.65 | 35.74 | 35.74 | 0.9 | 3.08 | 15.34 | 2019 | 160 | 22 | 199 | 25338.183 | 66.67 | 221112 | -76.3901 | 41.7675 | 3140 | 125 | 120 |  | 378 | N | Natural Gas | Y | N | N | 9999 | N |  | Combined Cycle |  | 6865.5 | 7050
3162_G_3 | PA | 42017 | EXELON GENERATION CO/FALLS TWP PEAK PWR PLT | Falls | 2878411 | 37949413 | 3162 | 3 | 3162 | 3 | 420170578 | 733 | [7 empty] | 1.7727 | 0.0187 | 0.037 | 0.1107 | 0.0067 |  | 0.1997 | 2019 | 34 | 10 | 1090 | 12136.233 | 154.535 | 221112 | -74.79 | 40.1765 | 295 | 125 | 120 |  | 17 | N | Distillate Fuel Oil | N | N | N | 9999 | N |  | Combustion Turbine |  |  | 18535
3162_G_2 | PA | 42017 | EXELON GENERATION CO/FALLS TWP PEAK PWR PLT | Falls | 2878411 | 37949513 | 3162 | 2 | 3162 | 2 | 420170578 | 732 | [7 empty] | 1.4058 | 0.0149 | 0.0293 | 0.0877 | 0.0053 |  | 0.1584 | 2019 | 34 | 10 | 1090 | 12136.233 | 154.535 | 221112 | -74.79 | 40.1765 | 295 | 125 | 120 |  | 17 | N | Distillate Fuel Oil | N | N | N | 9999 | N |  | Combustion Turbine |  |  | 18535
3162_G_1 | PA | 42017 | EXELON GENERATION CO/FALLS TWP PEAK PWR PLT | Falls | 2878411 | 37949613 | 3162 | 1 | 3162 | 1 | 420170578 | 731 | [7 empty] | 1.9831 | 0.021 | 0.0413 | 0.1237 | 0.0075 |  | 0.2234 | 2017 | 34 | 10 | 1090 | 12136.233 | 154.535 | 221112 | -74.79 | 40.1765 | 295 | 125 | 120 |  | 17 | N | Distillate Fuel Oil | N | N | N | 9999 | N |  | Combustion Turbine |  |  | 18533
7690_G_1 | PA | 42017 | EXELON GENERATION CO/PENNSBURY POWER PLT | Pennsbury | 2918911 | 38124713 |  |  | 7690 | 1 | 420170305 | 700 | [7 empty] | 2.6347 | 0.5957 | 0.5691 | 0.5691 | 0.1993 |  | 2.1765 | 2017 | 37 | 4 | 700 | 1641.667 | 130.649 | 221112 | -74.7687 | 40.1543 | 48 | 125 | 120 |  | 2 | N | Landfill Gas | N | N | N | 2020 | N |  | Landfill Gas |  |  | 13500
7690_G_2 | PA | 42017 | EXELON GENERATION CO/PENNSBURY POWER PLT | Pennsbury | 2918911 | 38124813 |  |  | 7690 | 2 | 420170305 | 701 | [7 empty] | 1.3975 | 0.3524 | 0.3019 | 0.3019 | 0.1057 |  | 1.4705 | 2017 | 37 | 4 | 700 | 1641.667 | 130.649 | 221112 | -74.7687 | 40.1543 | 48 | 125 | 120 |  | 2 | N | Landfill Gas | N | N | N | 2020 | N |  | Landfill Gas |  |  | 13500
7701_B_4 | PA | 42017 | EXELON GENERATION CO/FAIRLESS HILLS GEN STA |  | 7410911 | 10377613 | 7701 | PHBLR4 |  |  | 420170306 | 044 | 60.302 | 37.817 | 0.37746 | 0.45646 | 0.72594 | 2.0277 | 11.1481 | 47.36 | 46.56 | 34.8315 | 44.7706 | 0.0614 | 3.2201 | 7.0858 | 2019 | 146 | 14.8 | 400 | 2644.4 | 15.388 | 221112 | -74.7494 | 40.1428 | 468 | 125 | 100 |  |  |  |  | Y | N | N |  | N |  |  |  | 6640.5801
7701_B_5 | PA | 42017 | EXELON GENERATION CO/FAIRLESS HILLS GEN STA |  | 7410911 | 10377713 | 7701 | PHBLR5 |  |  | 420170306 | 045 | 62.646 | 42.283 | 8.2076 | 10.8463 | 0.0766 | 0.8732 | 2.7697 | 30.3 | 22.42 | 14.3329 | 18.9491 | 0.055 | 1.5036 | 3.68 | 2019 | 146 | 14.8 | 400 | 2796.933 | 16.274 | 221112 | -74.7494 | 40.1428 | 468 | 125 | 100 |  |  |  |  | Y | N | N |  | N |  |  | 1 | 7289.6396
8012_G_11 | PA | 42017 | EXELON GENERATION CO/CROYDON GEN STA | Croydon CT Generating Station | 8004311 | 5056413 | 8012 | 11 | 8012 | 11 | 420170006 | 031 | 2 | 2.37 | 0.6 | 1.2898 | 0.0134 |  | 0.1068 | 1.4276 | 0.029 | 0.0436 | 0.0934 | 0.001 |  | 0.0078 | 2019 | 37 | 20.2 | 850 | 8617.433 | 27.003 | 221112 | -74.8934 | 40.08 | 46 | 125 | 120 |  | 49 | N | Distillate Fuel Oil | Y | N | N | 9999 | N |  | Combustion Turbine |  | 11.37 | 12410
8012_G_12 | PA | 42017 | EXELON GENERATION CO/CROYDON GEN STA | Croydon CT Generating Station | 8004311 | 5056513 | 8012 | 12 | 8012 | 12 | 420170006 | 032 | 4.055 | 2.0704 | 0.5242 | 1.1268 | 0.0116 |  | 0.0932 | 0.9326 | 0.019 | 0.0284 | 0.061 | 0.0006 |  | 0.005 | 2019 | 37 | 20.2 | 850 | 8617.433 | 27.003 | 221112 | -74.8934 | 40.08 | 46 | 125 | 120 |  | 49 | N | Distillate Fuel Oil | Y | N | N | 9999 | N |  | Combustion Turbine |  | 22.46 | 12412
8012_G_22 | PA | 42017 | EXELON GENERATION CO/CROYDON GEN STA | Croydon CT Generating Station | 8004311 | 5056613 | 8012 | 22 | 8012 | 22 | 420170006 | 034 | 2.912 | 2.2702 | 0.5748 | 1.2354 | 0.0128 |  | 0.1022 | 1.5724 | 0.032 | 0.0478 | 0.1028 | 0.0012 |  | 0.0086 | 2019 | 37 | 20.2 | 850 | 8617.433 | 27.003 | 221112 | -74.8934 | 40.08 | 46 | 125 | 120 |  | 49 | N | Distillate Fuel Oil | Y | N | N | 9999 | N |  | Combustion Turbine |  | 18.23 | 12412
8012_G_41 | PA | 42017 | EXELON GENERATION CO/CROYDON GEN STA | Croydon CT Generating Station | 8004311 | 5056813 | 8012 | 41 | 8012 | 41 | 420170006 | 037 | 2.1 | 1.4914 | 0.3776 | 0.8118 | 0.0084 |  | 0.0672 | 1.6388 | 0.0334 | 0.0498 | 0.1072 | 0.0012 |  | 0.009 | 2019 | 37 | 20.2 | 850 | 8617.433 | 27.003 | 221112 | -74.8934 | 40.08 | 46 | 125 | 120 |  | 49 | N | Distillate Fuel Oil | Y | N | N | 9999 | N |  | Combustion Turbine |  | 11.41 | 12412
8012_G_42 | PA | 42017 | EXELON GENERATION CO/CROYDON GEN STA | Croydon CT Generating Station | 8004311 | 5056913 | 8012 | 42 | 8012 | 42 | 420170006 | 038 | 1.8 | 1.8146 | 0.4598 | 0.9882 | 0.0102 |  | 0.0818 | 1.6236 | 0.033 | 0.0496 | 0.1064 | 0.0012 |  | 0.0088 | 2019 | 37 | 20.2 | 750 | 7629.333 | 23.82 | 221112 | -74.8934 | 40.08 | 46 | 125 | 120 |  | 49 | N | Distillate Fuel Oil | Y | N | N | 9999 | N |  | Combustion Turbine |  | 13.94 | 12412
8012_G_21 | PA | 42017 | EXELON GENERATION CO/CROYDON GEN STA | Croydon CT Generating Station | 8004311 | 5057013 | 8012 | 21 | 8012 | 21 | 420170006 | 033 | 4.004 | 1.4798 | 0.3746 | 0.8052 | 0.0084 |  | 0.0666 | 1.1844 | 0.0242 | 0.0362 | 0.0776 | 0.0008 |  | 0.0064 | 2017 | 37 | 20.2 | 750 | 7629.333 | 23.82 | 221112 | -74.8934 | 40.08 | 46 | 125 | 120 |  | 49 | N | Distillate Fuel Oil | Y | N | N | 9999 | N |  | Combustion Turbine |  | 23.39 | 12412
8012_G_31 | PA | 42017 | EXELON GENERATION CO/CROYDON GEN STA | Croydon CT Generating Station | 8004311 | 5057113 | 8012 | 31 | 8012 | 31 | 420170006 | 035 | 2.842 | 1.655 | 0.419 | 0.9008 | 0.0094 |  | 0.0746 | 1.4698 | 0.03 | 0.0448 | 0.0962 | 0.001 |  | 0.008 | 2019 | 37 | 20.2 | 850 | 8617.433 | 26.904 | 221112 | -74.8934 | 40.08 | 46 | 125 | 120 |  | 49 | N | Distillate Fuel Oil | Y | N | N | 9999 | N |  | Combustion Turbine |  | 15.83 | 12412
8012_G_32 | PA | 42017 | EXELON GENERATION CO/CROYDON GEN STA | Croydon CT Generating Station | 8004311 | 67414613 | 8012 | 32 | 8012 | 32 | 420170006 | 036A | 3.627 | 1.466 | 0.371 | 0.7976 | 0.0082 |  | 0.066 | 0.5052 | 0.0104 | 0.0154 | 0.0332 | 0.0004 |  | 0.0028 | 2019 | 37 | 20.2 | 750 | 7629.333 | 23.82 | 221112 | -74.8934 | 40.08 | 46 | 125 | 120 |  | 48 | N | Distillate Fuel Oil | Y | N | N | 9999 | N |  | Combustion Turbine |  | 19.34 | 12413
54746_B_1 | PA | 42017 | WHEELABRATOR FALLS INC/FALLS TWP | Wheelabrator Falls | 8220011 | 5253913 |  |  | 54746 | 1 | 420170469 | 011 | [7 empty] | 305.81 | 47.04 | 6.1675 | 6.1675 | 1.68 | 2.8 | 16.98 | 2019 | 386 | 7 | 300 | 3582.517 | 93.082 | 562213 | -74.7674 | 40.1627 |  | 103 | 270 |  | 22 | N | MSW | N | Y | N | 9999 | N |  | Municipal Solid Waste |  |  | 16529
54746_B_2 | PA | 42017 | WHEELABRATOR FALLS INC/FALLS TWP | Wheelabrator Falls | 8220011 | 5254013 |  |  | 54746 | 2 | 420170469 | 012 | [7 empty] | 293.45 | 23.5 | 6.5263 | 6.5263 | 2.87 | 0.63 | 35.7 | 2019 | 386 | 7 | 300 | 3656.6 | 95.018 | 562213 | -74.7674 | 40.1627 |  | 103 | 270 |  | 22 | N | MSW | N | Y | N | 9999 | N |  | Municipal Solid Waste |  |  | 16529
55298_G_CT1A | PA | 42017 | FAIRLESS ENERGY LLC/FALLS TWP | Fairless Energy Center | 9202811 | 57827213 | 55298 | 1A | 55298 | CT1A | 420170131 | 101 | 52.743 | 4.358 | 1.3799 | 2.2514 | 14.8156 | 46.19 | 591.8995 | 43.4312 | 3.9687 | 18.4299 | 18.4299 | 10.2033 | 9.57 | 7.0332 | 2019 | 195 | 19 | 178 | 17886.583 | 63.094 | 221112 | -74.7425 | 40.1469 | 2280 | 125 | 120 | 65 | 183 | N | Natural Gas | Y | N | N | 9999 | N |  | Combined Cycle |  | 7843.0601 | 7184
55298_G_CT1B | PA | 42017 | FAIRLESS ENERGY LLC/FALLS TWP | Fairless Energy Center | 9202811 | 57827313 | 55298 | 1B | 55298 | CT1B | 420170131 | 102 | 53.443 | 4.37 | 1.3839 | 2.2579 | 14.8586 | 46.3237 | 593.614 | 38.05 | 3.51 | 11.3199 | 11.3199 | 7.93 | 6.012 | 7.96 | 2019 | 195 | 19 | 178 | 17886.583 | 63.094 | 221112 | -74.7425 | 40.1469 | 2280 | 125 | 120 | 65 | 191 | N | Natural Gas | Y | N | N | 9999 | N |  | Combined Cycle |  | 7833.8096 | 7184
55298_G_CT2A | PA | 42017 | FAIRLESS ENERGY LLC/FALLS TWP | Fairless Energy Center | 9202811 | 57827413 | 55298 | 2A | 55298 | CT2A | 420170131 | 105 | 56.252 | 4.581 | 1.4507 | 2.3669 | 15.5759 | 48.5601 | 622.272 | 43.989 | 3.897 | 18.034 | 18.034 | 10.397 | 4.2149 | 12.34 | 2019 | 195 | 19 | 178 | 17886.583 | 63.094 | 221112 | -74.7425 | 40.1469 | 2280 | 125 | 120 | 65 | 198 | N | Natural Gas | Y | N | N | 9999 | N |  | Combined Cycle |  | 8127.29 | 7184
55298_G_CT2B | PA | 42017 | FAIRLESS ENERGY LLC/FALLS TWP | Fairless Energy Center | 9202811 | 57827513 | 55298 | 2B | 55298 | CT2B | 420170131 | 106 | 62.012 | 4.738 | 1.5004 | 2.4481 | 16.1099 | 50.2249 | 643.6045 | 44.434 | 4.051 | 11.7819 | 11.7819 | 8.15 | 1.905 | 12.392 | 2019 | 195 | 19 | 178 | 17886.583 | 63.094 | 221112 | -74.7425 | 40.1469 | 2280 | 125 | 120 | 65 | 198 | N | Natural Gas | Y | N | N | 9999 | N |  | Combined Cycle |  | 8207.0293 | 7184
10603_B_031 | PA | 42021 | EBENSBURG POWER CO/EBENSBURG COGENERATION PLT | Ebensburg Power | 6594311 | 17845713 | 10603 | 031 | 10603 | 031 | 420210033 | 031 | 161.921 | 895.431 | 16.6928 | 22.3478 | 3.1994 | 0 | 1151.781 | 216.64 | 1318.7002 | 25.19 | 25.86 | 2.226 | 0.111 | 317.24 | 2017 | 250 | 8.8 | 340 | 3916.667 | 64.406 | 221112 | -78.7472 | 40.455 | 820 | 125 | 100 | 127 | 50 | Y | Waste Coal | Y | N | N | 9999 | N |  | Coal Steam |  | 6087.3794 | 14500
10143_B_ABB01 | PA | 42021 | INTER POWER AHLCON L/COLVER POWER PROJ | Colver Power Project | 6594411 | 17845413 | 10143 | AAB01 | 10143 | ABB01 | 420210034 | 031 | 737.548 | 2384.643 | 48.5861 | 65.0453 | 9.3121 |  | 3352.371 | 765.9 | 2258.8996 | 67.89 | 74.53 | 3.49 | 2.19 | 225.78 | 2019 | 398 | 12 | 270 | 4583.333 | 40.52 | 221112 | -78.7989 | 40.5504 | 1210 | 125 | 100 | 127&141 | 110 | N | Waste Coal | Y | N | N | 9999 | N |  | Coal Steam |  | 7180.6108 | 11032
10641_B_B1 | PA | 42021 | CAMBRIA COGEN EBENSBURG FAC | Cambria Cogen | 6594511 | 17844813 | 10641 | 1 | 10641 | B1 | 420210046 | 031 | 566.3 | 1284.8 | 15.5 | 25.1 | 3.4 | 0.7 | 156 | 59.9 | 248 | 3.698 | 6.28 | 0.637 | 0.131 | 29.04 | 2019 | 230 | 7.5 | 380 | 4033.267 | 91.31 | 221112 | -78.7021 | 40.4748 | 630 | 125 | 100 | 127 | 44 | Y | Waste Coal | Y | N | N | 2019 | N |  | Coal Steam | 8256 | 8264.4902 | 10702
10641_B_B2 | PA | 42021 | CAMBRIA COGEN EBENSBURG FAC | Cambria Cogen | 6594511 | 17844913 | 10641 | 2 | 10641 | B2 | 420210046 | 032 | 555.4 | 1252.8 | 2.8 | 11.7 | 3.2 | 0.7 | 135.1 | 61.1 | 243.1 | 3.548 | 5.39 | 0.573 | 0.1264 | 24.14 | 2019 | 230 | 7.5 | 380 | 4033.267 | 91.31 | 221112 | -78.7021 | 40.4748 | 630 | 125 | 100 | 127 | 44 | Y | Waste Coal | Y | N | N | 2019 | N |  | Coal Steam | 8324 | 8324.0996 | 10702
50776_B_BLR2 | PA | 42025 | PANTHER CREEK POWER OPR LLC/NESQUEHONING | Panther Creek Energy Facility | 7889011 | 2746813 | 50776 | 2 | 50776 | BLR2 | 420250023 | 032 | 51.987 | 51.521 | 1.9958 | 21.7846 | 0.85619 |  | 308.2291 | 40.1 | 40.4 | 1.5969 | 3.3769 | 0.3771 | 0.06 | 18.61 | 2019 | 350 | 7.5 | 350 | 9021.233 | 204.209 | 221112 | -75.8768 | 40.8557 | 600 | 125 | 100 | 127&141 | 42 | N | Waste Coal | Y | N | N | 9999 | N |  | Coal Steam |  | 1989.1898 | 14141
50776_B_BLR1 | PA | 42025 | PANTHER CREEK POWER OPR LLC/NESQUEHONING | Panther Creek Energy Facility | 7889011 | 2746913 | 50776 | 1 | 50776 | BLR1 | 420250023 | 031 | 50.853 | 52.683 | 1.9515 | 22.2954 | 0.83721 |  | 301.3959 | 39.8 | 39.2 | 1.5292 | 3.2392 | 0.3951 | 0.05 | 22.57 | 2019 | 350 | 7.5 | 350 | 9021.233 | 204.209 | 221112 | -75.8768 | 40.8557 | 600 | 125 | 100 | 127&141 | 42 | N | Waste Coal | Y | N | N | 9999 | N |  | Coal Steam |  | 1969.0302 | 14141
3131_B_1 | PA | 42033 | SHAWVILLE POWER LLC/SHAWVILLE GEN STA | Shawville | 2985011 | 38387013 | 3131 | 1 | 3131 | 1 | 420330021 | 031 | 33.923 | 2.691 | 3.6475 | 114.76 | 0.93516 | 0 | 7.793 | 20.9 | 0.1 | 1.9468 | 1.9489 | 0.2779 | 0.001 | 5.836 | 2019 | 600 | 12.5 | 286 | 22028 | 179.504 | 221112 | -78.3664 | 41.0669 | 1340 | 125 | 100 | 128&65 | 118 | N | Natural Gas | Y | N | N | 9999 | N |  | O/G Steam | 807 | 854.8799 | 12463
3131_B_3 | PA | 42033 | SHAWVILLE POWER LLC/SHAWVILLE GEN STA | Shawville | 2985011 | 38387313 | 3131 | 3 | 3131 | 3 | 420330021 | 033 | 34.282 | 2.525 | 3.9494 | 82.43 | 1.0126 | 0 | 8.438 | 33.3825 | 0.3 | 4.902 | 5.1051 | 0.5222 | 0.0009 | 1.0498 | 2019 | 854 | 19 | 243 | 26126.833 | 92.163 | 221112 | -78.3664 | 41.0669 | 1790 | 125 | 100 | 128 | 163 | N | Natural Gas | Y | N | N | 9999 | N |  | O/G Steam |  | 750.24 | 11615
3131_G_5 | PA | 42033 | SHAWVILLE POWER LLC/SHAWVILLE GEN STA | Shawville | 2985011 | 38387513 |  |  | 3131 | 5 | 420330021 | P101 | [7 empty] | 0.1649 | 0.001 | 0.0033 | 0.0034 | 0.0046 |  | 0.0438 | 2019 | 40.1903 | 0.1 | 320 | 7.9 | 83.9895 | 221112 | -78.3664 | 41.0669 | 2 | 125 | 160 |  | 2 | N | Distillate Fuel Oil | N | N | N | 9999 | N |  | Combustion Turbine |  |  | 25000
3131_B_4 | PA | 42033 | SHAWVILLE POWER LLC/SHAWVILLE GEN STA | Shawville | 2985011 | 38387813 | 3131 | 4 | 3131 | 4 | 420330021 | 034 | 14.194 | 1.162 | 1.7468 | 90.28 | 0.44785 | 0 | 3.7321 | 31.7169 | 0.3 | 4.6476 | 4.8402 | 0.4951 | 0.0009 | 0.9955 | 2019 | 854 | 19 | 243 | 26126.833 | 92.163 | 221112 | -78.3664 | 41.0669 | 1790 | 125 | 100 | 128 | 163 | N | Natural Gas | Y | N | N | 9999 | N |  | O/G Steam |  | 453.38 | 11615
3131_B_2 | PA | 42033 | SHAWVILLE POWER LLC/SHAWVILLE GEN STA | Shawville | 2985011 | 38387913 | 3131 | 2 | 3131 | 2 | 420330021 | 032 | 18.765 | 0.605 | 2.0328 | 88.58 | 0.52119 | 0 | 4.3432 | 29.2 | 0.3 | 3.828 | 3.8303 | 0.1046 | 0.001 | 11.4843 | 2019 | 600 | 12.5 | 286 | 22028 | 179.504 | 221112 | -78.3664 | 41.0669 | 1340 | 125 | 100 | 128&65 | 121 | N | Natural Gas | Y | N | N | 9999 | N |  | O/G Steam |  | 554.54 | 12463
3131_G_6 | PA | 42033 | SHAWVILLE POWER LLC/SHAWVILLE GEN STA | Shawville | 2985011 | 38388013 |  |  | 3131 | 6 | 420330021 | P102 | [7 empty] | 0.1762 | 0.0011 | 0.0035 | 0.0036 | 0.005 |  | 0.0468 | 2019 | 40.1903 | 0.1 | 320 | 7.9 | 83.9895 | 221112 | -78.3664 | 41.0669 | 2 | 125 | 160 |  | 2 | N | Distillate Fuel Oil | N | N | N | 9999 | N |  | Combustion Turbine |  |  | 25000
3131_G_7 | PA | 42033 | SHAWVILLE POWER LLC/SHAWVILLE GEN STA | Shawville | 2985011 | 38388113 |  |  | 3131 | 7 | 420330021 | P103 | [7 empty] | 0.1868 | 0.0012 | 0.0036 | 0.0037 | 0.0053 |  | 0.0496 | 2019 | 40.1903 | 0.1 | 320 | 7.9 | 83.9895 | 221112 | -78.3664 | 41.0669 | 2 | 125 | 160 |  | 2 | N | Distillate Fuel Oil | N | N | N | 9999 | N |  | Combustion Turbine |  |  | 25000
3147_G_CTG | PA | 42035 | MARTINS CREEK LLC/LOCK HAVEN CTS | TalenEnergy Martins Creek LLC Lock Haven | 6602011 | 19033913 |  |  | 3147 | CTG | 420350677 | P101 | [7 empty] | 0.0715 | 0.0113 | 0.0013 | 0.0013 |  |  | 0.0004 | 2019 | 40 | 2 | 280 | 16.667 | 5.315 | 221112 | -77.4709 | 41.1189 | 19 | 125 | 120 |  | 14 | N | Distillate Fuel Oil | N | N | N | 2022 | N |  | Combustion Turbine |  |  | 16370
3111_G_1 | PA | 42041 | MOUNTAIN POWER LLC/MOUNTAIN GS | Mountain | 6464111 | 18721213 | 3111 | 031 | 3111 | 1 | 420410045 | 031 | 10.8 | 1.8 | 0.17 | 0.17 | 0.01 |  | 0.05 | 2.9 | 0.4 | 0.0702 | 0.0702 | 0.0015 |  | 0.0124 | 2019 | 22 | 15.3 | 955 | 9748.717 | 53.021 | 221112 | -77.1757 | 40.1224 | 326 | 125 | 120 |  | 18 | N | Distillate Fuel Oil | Y | N | N | 9999 | N |  | Combustion Turbine | 99 | 105 | 15722
3111_G_2 | PA | 42041 | MOUNTAIN POWER LLC/MOUNTAIN GS | Mountain | 6464111 | 18721313 | 3111 | 032 | 3111 | 2 | 420410045 | 032 | 7 | 1.1 | 0.11 | 0.11 |  |  | 0.03 | 8.8 | 1.3 | 0.213 | 0.213 | 0.0047 |  | 0.0376 | 2019 | 22 | 15.3 | 955 | 9748.717 | 53.021 | 221112 | -77.1757 | 40.1224 | 326 | 125 | 120 |  | 18 | N | Distillate Fuel Oil | Y | N | N | 9999 | N |  | Combustion Turbine | 91 | 86 | 15724
3154_G_CTG1 | PA | 42041 | MARTINS CREEK LLC/WEST SHORE CTG SITE | TalenEnergy Martins Creek LLC West Shore | 6464511 | 18718913 |  |  | 3154 | CTG1 | 420410494 | 031 | [7 empty] | 0.341 | 0.057 | 0.0074 | 0.0074 |  |  | 0.002 | 2017 | 25 | 6 | 898 | 9550.017 | 337.627 | 221112 | -76.9458 | 40.1908 | 19 | 125 | 120 |  | 14 | N | Distillate Fuel Oil | N | N | N | 2022 | N |  | Combustion Turbine |  |  | 14860
3154_G_CTG2 | PA | 42041 | MARTINS CREEK LLC/WEST SHORE CTG SITE | TalenEnergy Martins Creek LLC West Shore | 6464511 | 18719013 |  |  | 3154 | CTG2 | 420410494 | 032 | [7 empty] | 0.259 | 0.043 | 0.0053 | 0.0053 |  |  | 0.002 | 2019 | 25 | 6 | 898 | 955.017 | 33.794 | 221112 | -76.9458 | 40.1908 | 19 | 125 | 120 |  | 14 | N | Distillate Fuel Oil | N | N | N | 2022 | N |  | Combustion Turbine |  |  | 14891
50373_G_GEN2 | PA | 42043 | ENERGY CTR HBG LLC/ENERGY CTR PAXTON LLC | Paxton Creek Cogeneration | 6465211 | 18718113 |  |  | 50373 | GEN2 | 420430013 | 033 | [7 empty] | 15.86 | 0.07 | 0.5288 | 1.2325 | 0.5091 | 0.2964 | 2.4074 | 2019 | 223 | 12 | 350 | 1180.7 | 10.434 | 221330 | -76.8771 | 40.2641 | 214 | 125 | 100 |  | 6 | Y | Natural Gas, Distillate Fuel Oil | N | Y | N | 9999 | N |  | Combustion Turbine |  |  | 8900
50373_G_GEN1 | PA | 42043 | ENERGY CTR HBG LLC/ENERGY CTR PAXTON LLC | Paxton Creek Cogeneration | 6465211 | 18718213 |  |  | 50373 | GEN1 | 420430013 | 031 | [9 empty] | 0.0114 | 0.0114 |  |  |  | 2019 | 225 | 12 | 220 | 253.75 | 2.231 | 221330 | -76.8771 | 40.2641 | 105 | 125 | 100 |  | 6 | Y | Natural Gas, Distillate Fuel Oil | N | Y | N | 9999 | N |  | Combustion Turbine |  |  | 8900
10118_B_1 | PA | 42043 | LANCASTER CNTY SWMA/SUSQ RESOURCE MGMT COMPLEX | Harrisburg Facility | 6622011 | 67406813 |  |  | 10118 | 1 | 420430017 | 0001 | [7 empty] | 66.3 | 5.9 | 1.8258 | 3.4728 | 0.64 | 1.52 | 11 | 2019 | 165 | 10 | 285 | 2596.7 | 33.072 | 562213 | -76.8541 | 40.2443 |  | 103 | 270 |  | 5.6 | Y | MSW | N | Y | N | 9999 | N |  | Municipal Solid Waste |  |  | 6464
10118_B_2 | PA | 42043 | LANCASTER CNTY SWMA/SUSQ RESOURCE MGMT COMPLEX | Harrisburg Facility | 6622011 | 67406913 |  |  | 10118 | 2 | 420430017 | 0002 | [7 empty] | 67.6 | 13.9 | 2.5071 | 4.9368 | 0.26 | 0.8 | 8.5 | 2019 | 165 | 10 | 285 | 2596.7 | 33.072 | 562213 | -76.8541 | 40.2443 |  | 103 | 270 |  | 5.6 | Y | MSW | N | Y | N | 9999 | N |  | Municipal Solid Waste |  |  | 6464
10118_B_3 | PA | 42043 | LANCASTER CNTY SWMA/SUSQ RESOURCE MGMT COMPLEX | Harrisburg Facility | 6622011 | 67407013 |  |  | 10118 | 3 | 420430017 | 0003 | [7 empty] | 55.8 | 9.4 | 1.1175 | 2.1031 | 0.41 | 0.65 | 9.5 | 2019 | 165 | 10 | 285 | 2596.7 | 33.072 | 562213 | -76.8541 | 40.2443 |  | 103 | 270 |  | 5.6 | Y | MSW | N | Y | N | 9999 | N |  | Municipal Solid Waste |  |  | 6464
3143_G_CTG3 | PA | 42043 | MARTINS CREEK LLC/HARRISBURG CTG SITE | TalenEnergy Martins Creek LLC Harrisburg | 6660711 | 17773213 |  |  | 3143 | CTG3 | 420430209 | P103 | [7 empty] | 0.45 | 0.09 | 0.0107 | 0.0107 | 0.0004 |  | 0.003 | 2017 | 25 | 6 | 895 | 671.667 | 23.754 | 221112 | -76.8579 | 40.2579 | 14 | 125 | 120 |  | 14 | N | Distillate Fuel Oil | N | N | N | 2022 | N |  | Combustion Turbine |  |  | 15132
3143_G_CTG2 | PA | 42043 | MARTINS CREEK LLC/HARRISBURG CTG SITE | TalenEnergy Martins Creek LLC Harrisburg | 6660711 | 17773413 |  |  | 3143 | CTG2 | 420430209 | P102 | [7 empty] | 0.61 | 0.12 | 0.0142 | 0.0142 | 0.0005 |  | 0.004 | 2017 | 25 | 6 | 895 | 6716.65 | 237.544 | 221112 | -76.8579 | 40.2579 | 14 | 125 | 120 |  | 14 | N | Distillate Fuel Oil | N | N | N | 2022 | N |  | Combustion Turbine |  |  | 15132
3143_G_CTG1 | PA | 42043 | MARTINS CREEK LLC/HARRISBURG CTG SITE | TalenEnergy Martins Creek LLC Harrisburg | 6660711 | 17773513 |  |  | 3143 | CTG1 | 420430209 | P101 | [7 empty] | 0.88 | 0.18 | 0.0211 | 0.0211 | 0.0007 |  | 0.006 | 2017 | 25 | 6 | 895 | 6716.65 | 237.544 | 221112 | -76.8579 | 40.2579 | 14 | 125 | 120 |  | 14 | N | Distillate Fuel Oil | N | N | N | 2022 | N |  | Combustion Turbine |  |  | 15121
55801_G_CT1A | PA | 42045 | MARCUS HOOK ENERGY LP/750 MW | Marcus Hook Energy LP | 10723711 | 58814913 | 55801 | 0001 | 55801 | CT1A | 420450317 | 101 | 78.528 | 5.106 | 1.1663 | 1.9029 | 12.5223 | 39.0401 | 500.2775 | 71.1 | 3.1 | 13.9 | 13.9 | 4 | 4.4 | 97.7 | 2019 | 275 | 20 | 200 | 18333.333 | 58.369 | 221112 | -75.4222 | 39.8067 | 2280 | 125 | 120 | 65 | 182.7 | Y | Natural Gas | Y | N | N | 9999 | N |  | Combined Cycle |  | 7194.7593 | 7287
55801_G_CTIB | PA | 42045 | MARCUS HOOK ENERGY LP/750 MW | Marcus Hook Energy LP | 10723711 | 58815013 | 55801 | 0002 | 55801 | CTIB | 420450317 | 102 | 85.193 | 5.127 | 1.1729 | 1.9137 | 12.5935 | 39.262 | 503.1215 | 69.9 | 3.2 | 14.6 | 14.6 | 4.2 | 4.7 | 90.1 | 2019 | 275 | 20 | 200 | 18333.333 | 58.369 | 221112 | -75.4222 | 39.8067 | 2280 | 125 | 120 | 65 | 176 | Y | Natural Gas | Y | N | N | 9999 | N |  | Combined Cycle |  | 7153.4995 | 7287
55801_G_CT13 | PA | 42045 | MARCUS HOOK ENERGY LP/750 MW | Marcus Hook Energy LP | 10723711 | 58850313 | 55801 | 0003 | 55801 | CT13 | 420450317 | 103 | 76.315 | 3.564 | 1.1265 | 1.8381 | 12.0956 | 37.7097 | 483.2296 | 71.2 | 3.2 | 14.4 | 14.4 | 4.2 | 4.5 | 105.1 | 2019 | 275 | 20 | 200 | 18333.333 | 58.369 | 221112 | -75.4222 | 39.8067 | 2280 | 125 | 120 | 65 | 176 | Y | Natural Gas | Y | N | N | 9999 | N |  | Combined Cycle |  | 7034.4009 | 7287
50074_G_GEN1 | PA | 42045 | MARCUS HOOK 50 LP/MARCUS HOOK |  | 4724511 | 67456613 | 50074 | 001 |  |  | 420450220 | 731 | 0.507 | 0.083 | 0.00017158 | 0.00027994 | 0.0018422 | 0.0057433 | 0.073598 | 1.05 | 0.0033 | 0.036 | 0.036 | 0.012 | 0.03468 | 0.17 | 2019 | 100 | 12 | 369 | 9016.667 | 79.728 | 221112 | -75.4275 | 39.8099 | 696 | 125 | 120 |  |  |  |  | Y | N | N |  | N |  |  |  | 4.85
55231_G_GTG1 | PA | 42045 | LIBERTY ELEC POWER LLC/EDDYSTONE PLT | Liberty Electric Power Plant | 4724611 | 27721513 | 55231 | 0001 | 55231 | GTG1 | 420450221 | 031 | 75.403 | 4.374 | 1.3849 | 2.2596 | 14.8696 | 46.3582 | 594.055 | 78.4 | 4.3 | 46.9 | 46.9 | 7.2 | 4.6 | 37.4625 | 2019 | 200 | 20 | 197 | 15740 | 50.101 | 221112 | -75.3358 | 39.8625 | 2240 | 125 | 120 |  | 169.1 | N | Natural Gas | Y | N | N | 9999 | N |  | Combined Cycle |  | 7673.1108 | 7241
55231_G_GTG2 | PA | 42045 | LIBERTY ELEC POWER LLC/EDDYSTONE PLT | Liberty Electric Power Plant | 4724611 | 27721713 | 55231 | 0002 | 55231 | GTG2 | 420450221 | 032 | 88.594 | 4.791 | 1.517 | 2.4752 | 16.2882 | 50.7809 | 650.7295 | 77.9 | 4.3 | 51.8 | 51.8 | 7.4 | 2.1 | 37.5 | 2019 | 200 | 20 | 197 | 15740 | 50.101 | 221112 | -75.3358 | 39.8625 | 2240 | 125 | 120 |  | 169.1 | N | Natural Gas | Y | N | N | 9999 | N |  | Combined Cycle |  | 8440.1602 | 7241
50410_B_10 | PA | 42045 | KIMBERLY CLARK PA LLC/CHESTER OPR |  | 6595211 | 17836013 | 50410 | 035 |  |  | 420450016 | 035 | 174.698 | 1068.4401 | 6.2877 | 101.4075 | 6.94 | 0.07 | 147.2501 | 153.4991 | 605.323 | 79.3905 | 95.7246 | 18.272 | 4.459 | 29.452 | 2019 | 295 | 8 | 375 | 5993.65 | 119.264 | 322121 | -75.3571 | 39.8437 | 799 | 133 | 100 | 127&141 |  |  |  | Y | N | N |  | N |  |  | 7824 | 8031
3161_G_20 | PA | 42045 | EXELON GENERATION CO/EDDYSTONE | Eddystone Generating Station | 6662011 | 17764113 |  |  | 3161 | 20 | 420450014 | 038 | [7 empty] | 0.343 | 0.0021 | 0.0122 | 0.0399 | 0.0019 |  | 0.0563 | 2019 | 32 | 11.9 | 735 | 6916.683 | 62.208 | 221112 | -75.3236 | 39.8588 | 13 | 125 | 120 |  | 13 | N | Distillate Fuel Oil | N | N | N | 9999 | N |  | Combustion Turbine |  |  | 13430
3161_G_10 | PA | 42045 | EXELON GENERATION CO/EDDYSTONE | Eddystone Generating Station | 6662011 | 17764213 |  |  | 3161 | 10 | 420450014 | 037 | [7 empty] | 0.6356 | 0.0038 | 0.0227 | 0.074 | 0.0035 |  | 0.1044 | 2019 | 32 | 11.9 | 735 | 6916.683 | 62.208 | 221112 | -75.3236 | 39.8588 | 13 | 125 | 120 |  | 13 | N | Distillate Fuel Oil | N | N | N | 9999 | N |  | Combustion Turbine |  |  | 13430
3161_B_4 | PA | 42045 | EXELON GENERATION CO/EDDYSTONE | Eddystone Generating Station | 6662011 | 17764613 | 3161 | 4 | 3161 | 4 | 420450014 | 041 | 31.938 | 3.738 | 6.6516 | 8.1398 | 1.7399 | 1.5007 | 10.0984 | 3.6002 | 0.2 | 1.2596 | 1.3736 | 0.4281 | 0.2068 | 1.5002 | 2019 | 249 | 24 | 297 | 25444.933 | 56.236 | 221112 | -75.3236 | 39.8588 | 4120 | 125 | 100 | 128 | 380 | N | Natural Gas, Distillate Fuel Oil | Y | N | N | 9999 | N |  | O/G Steam |  | 895.6501 | 14500
3161_B_3 | PA | 42045 | EXELON GENERATION CO/EDDYSTONE | Eddystone Generating Station | 6662011 | 17764713 | 3161 | 3 | 3161 | 3 | 420450014 | 033 | 40.033 | 3.686 | 5.6634 | 6.9568 | 1.4127 | 1.2362 | 8.2759 | 2.5998 | 0.1 | 1.047 | 1.1673 | 0.2975 | 0.1753 | 1.2388 | 2019 | 249 | 24 | 297 | 25444.933 | 56.236 | 221112 | -75.3236 | 39.8588 | 4120 | 125 | 100 | 128 | 380 | N | Natural Gas, Distillate Fuel Oil | Y | N | N | 9999 | N |  | O/G Steam | 382 | 1082.05 | 14500
3161_G_40 | PA | 42045 | EXELON GENERATION CO/EDDYSTONE | Eddystone Generating Station | 6662011 | 17765113 | 3161 | 40 | 3161 | 40 | 420450014 | 040 | [7 empty] | 1.4902 | 0.0062 | 0.0311 | 0.093 | 0.0057 |  | 0.1679 | 2019 | 32 | 11.9 | 735 | 6916.683 | 62.208 | 221112 | -75.3236 | 39.8588 | 17 | 125 | 120 |  | 17 | N | Distillate Fuel Oil | N | N | N | 9999 | N |  | Combustion Turbine |  |  | 13428
3161_G_30 | PA | 42045 | EXELON GENERATION CO/EDDYSTONE | Eddystone Generating Station | 6662011 | 17765213 | 3161 | 30 | 3161 | 30 | 420450014 | 039 | [7 empty] | 2.0567 | 0.0085 | 0.0429 | 0.1283 | 0.0078 |  | 0.2317 | 2019 | 32 | 11.9 | 735 | 6916.683 | 62.208 | 221112 | -75.3236 | 39.8588 | 17 | 125 | 120 |  | 17 | N | Distillate Fuel Oil | N | N | N | 9999 | N |  | Combustion Turbine |  |  | 13428
10746_B_BLR5 | PA | 42045 | COVANTA DELAWARE VALLEY LP/DELAWARE VALLEY RES REC | Covanta Delaware Valley | 8219711 | 5255513 |  |  | 10746 | BLR5 | 420450059 | 105 | [7 empty] | 163.2702 | 23.3814 | 18.2288 | 19.3095 | 2.4427 |  | 68.0654 | 2019 | 308 | 5.5 | 270 | 2300 | 96.822 | 562213 | -75.3945 | 39.8253 |  | 103 | 270 |  | 13.3 | N | MSW | N | Y | N | 9999 | N |  | Municipal Solid Waste |  |  | 18920
10746_B_BLR6 | PA | 42045 | COVANTA DELAWARE VALLEY LP/DELAWARE VALLEY RES REC | Covanta Delaware Valley | 8219711 | 5255613 |  |  | 10746 | BLR6 | 420450059 | 106 | [7 empty] | 148.0424 | 39.6723 | 13.3551 | 13.868 | 1.7874 |  | 73.8275 | 2019 | 308 | 5.5 | 270 | 2300 | 96.822 | 562213 | -75.3945 | 39.8253 |  | 103 | 270 |  | 13.3 | N | MSW | N | Y | N | 9999 | N |  | Municipal Solid Waste |  |  | 18920
10746_B_BLR3 | PA | 42045 | COVANTA DELAWARE VALLEY LP/DELAWARE VALLEY RES REC | Covanta Delaware Valley | 8219711 | 5255813 |  |  | 10746 | BLR3 | 420450059 | 103 | [7 empty] | 163.1693 | 18.714 | 17.9882 | 18.4869 | 2.5231 |  | 68.6939 | 2019 | 308 | 5.5 | 270 | 2300 | 96.822 | 562213 | -75.3945 | 39.8253 |  | 103 | 270 |  | 13.3 | N | MSW | N | Y | N | 9999 | N |  | Municipal Solid Waste |  |  | 18920
10746_B_BLR2 | PA | 42045 | COVANTA DELAWARE VALLEY LP/DELAWARE VALLEY RES REC | Covanta Delaware Valley | 8219711 | 5255913 |  |  | 10746 | BLR2 | 420450059 | 102 | [7 empty] | 191.9453 | 17.3052 | 16.1731 | 16.4503 | 3.1273 |  | 55.1302 | 2019 | 308 | 5.5 | 270 | 2300 | 96.822 | 562213 | -75.3945 | 39.8253 |  | 103 | 270 |  | 13.3 | N | MSW | N | Y | N | 9999 | N |  | Municipal Solid Waste |  |  | 18920
10746_B_BLR1 | PA | 42045 | COVANTA DELAWARE VALLEY LP/DELAWARE VALLEY RES REC | Covanta Delaware Valley | 8219711 | 5256013 |  |  | 10746 | BLR1 | 420450059 | 101 | [7 empty] | 179.0555 | 20.7044 | 18.729 | 19.3136 | 2.9661 |  | 76.0136 | 2019 | 308 | 5.5 | 270 | 2300 | 96.822 | 562213 | -75.3945 | 39.8253 |  | 103 | 270 |  | 13.3 | N | MSW | N | Y | N | 9999 | N |  | Municipal Solid Waste |  |  | 18920
10746_B_BLR4 | PA | 42045 | COVANTA DELAWARE VALLEY LP/DELAWARE VALLEY RES REC | Covanta Delaware Valley | 8219711 | 5256113 |  |  | 10746 | BLR4 | 420450059 | 104 | [7 empty] | 185.1202 | 22.3409 | 5.7834 | 6.263 | 2.2488 |  | 78.4124 | 2019 | 308 | 5.5 | 270 | 2300 | 96.822 | 562213 | -75.3945 | 39.8253 |  | 103 | 270 |  | 13.3 | N | MSW | N | Y | N | 9999 | N |  | Municipal Solid Waste |  |  | 18920
54638_B_040 | PA | 42047 | DOMTAR PAPER CO/JOHNSONBURG MILL |  | 6559611 | 17956513 | 54638 | 040 |  |  | 420470005 | 040 | 304.2587 | 23.759 | 2.6918 | 4.2707 | 2.2212 |  | 19.2102 | 47.7947 | 4.9207 | 14.5703 | 18.4992 | 3.6482 | 2.094 | 5.367 | 2019 | 288 | 10 | 310 | 2999.983 | 38.191 | 322121 | -78.6775 | 41.4909 | 306 | 133 | 100 | 128&141 |  |  |  | Y | N | Y |  | N |  |  | 4728 | 3671.97
54638_B_041 | PA | 42047 | DOMTAR PAPER CO/JOHNSONBURG MILL |  | 6559611 | 17957013 | 54638 | 041 |  |  | 420470005 | 041 | 327.7052 | 25.5679 | 2.9145 | 4.6225 | 2.3955 |  | 20.7641 | 48.4698 | 4.9902 | 14.7767 | 18.7611 | 3.6997 | 2.1236 | 5.4428 | 2019 | 288 | 10 | 310 | 2999.983 | 38.191 | 322121 | -78.6775 | 41.4909 | 306 | 133 | 100 | 128&141 |  |  |  | Y | N | Y |  | N |  |  | 14 | 3671.97
55377_G_UNT8 | PA | 42051 | GANS ENERGY LLC/GANS POWER STA | Gans | 3767811 | 37874113 | 55377 | 8 | 55377 | UNT8 | 420510119 | 101 | 10.2 | 0.074 | 0.022 | 0.036 | 0.26 |  | 10.42 | 32.7 | 0.2 | 0.308 | 0.357 | 1.026 |  | 39.61 | 2019 | 75 | 9 | 816 | 9039.783 | 142.1 | 221112 | -79.8391 | 39.7477 | 29.2 | 125 | 120 |  | 44 | N | Natural Gas | Y | N | N | 9999 | N |  | Combustion Turbine | 570 | 655.4699 | 10745
55377_G_UNT9 | PA | 42051 | GANS ENERGY LLC/GANS POWER STA | Gans | 3767811 | 37874213 | 55377 | 9 | 55377 | UNT9 | 420510119 | 102 | 9.9 | 0.078 | 0.023 | 0.038 | 0.273 |  | 8.85 | 28.7 | 0.2 | 0.242 | 0.29 | 0.98 |  | 31.58 | 2019 | 75 | 9 | 816 | 9039.783 | 142.1 | 221112 | -79.8391 | 39.7477 | 29.2 | 125 | 120 |  | 44 | N | Natural Gas | Y | N | N | 9999 | N |  | Combustion Turbine | 601 | 551.6501 | 10745
55516_G_CTG1 | PA | 42051 | FAYETTE ENERGY CENTER/MASONTOWN | Fayette Energy Facility | 9207411 | 54831913 | 55516 | CTG1 | 55516 | CTG1 | 420510122 | 101 | 58.7 | 5 | 12.14 | 12.14 | 0.39 | 22.62 | 3.8 | 62.65 | 5.42 | 72.27 | 72.27 | 0.24 | 27.1 | 1.95 | 2019 | 200 | 20 | 200 | 17639.783 | 56.138 | 221112 | -79.9181 | 39.8589 | 2340 | 125 | 120 | 109&65 | 174 | N | Natural Gas | Y | N | N | 9999 | N |  | Combined Cycle | 8136 | 7077.6899 | 7222
55516_G_CTG2 | PA | 42051 | FAYETTE ENERGY CENTER/MASONTOWN | Fayette Energy Facility | 9207411 | 54832013 | 55516 | CTG2 | 55516 | CTG2 | 420510122 | 102 | 62.6 | 5 | 17.59 | 17.59 | 0.43 | 22.04 | 5.56 | 63.11 | 5.28 | 35.18 | 35.18 | 0.25 | 17.59 | 3.67 | 2019 | 200 | 20 | 200 | 17639.783 | 56.138 | 221112 | -79.9182 | 39.8592 | 2340 | 125 | 120 | 109&65 | 174 | N | Natural Gas | Y | N | N | 9999 | N |  | Combined Cycle | 8147 | 7315.3306 | 7222
55997_G_8 | PA | 42055 | CHAMBERSBURG BORO/ORCHARD PARK GENERATING STA | Orchard Park | 10722111 | 58850413 |  |  | 55997 | 8 | 420550087 | 110 | [7 empty] | 0.6449 | 0.013 | 0.1654 | 0.1655 | 0.1957 |  | 0.5056 | 2019 | 32.5131 | 0.1 | 734 | 7.9 | 81.4961 | 221112 | -77.6667 | 39.9083 | 0.01 | 125 | 160 |  | 5.8 | N | Natural Gas, Distillate Fuel Oil | N | N | N | 9999 | N |  | Combustion Turbine |  |  | 10745
55997_G_9 | PA | 42055 | CHAMBERSBURG BORO/ORCHARD PARK GENERATING STA | Orchard Park | 10722111 | 58850513 |  |  | 55997 | 9 | 420550087 | 111 | [7 empty] | 0.6411 | 0.013 | 0.164 | 0.1641 | 0.1961 |  | 0.5032 | 2019 | 32.5131 | 0.1 | 730 | 7.9 | 81.4961 | 221112 | -77.6667 | 39.9083 | 0.01 | 125 | 160 |  | 5.8 | N | Natural Gas, Distillate Fuel Oil | N | N | N | 9999 | N |  | Combustion Turbine |  |  | 10745
55997_G_10 | PA | 42055 | CHAMBERSBURG BORO/ORCHARD PARK GENERATING STA | Orchard Park | 10722111 | 58850613 |  |  | 55997 | 10 | 420550087 | 112 | [7 empty] | 0.6401 | 0.0131 | 0.1636 | 0.1637 | 0.1968 |  | 0.5028 | 2019 | 32.5131 | 0.1 | 730 | 7.9 | 81.4961 | 221112 | -77.6667 | 39.9083 | 0.01 | 125 | 160 |  | 5.8 | N | Natural Gas, Distillate Fuel Oil | N | N | N | 9999 | N |  | Combustion Turbine |  |  | 10745
55997_G_11 | PA | 42055 | CHAMBERSBURG BORO/ORCHARD PARK GENERATING STA | Orchard Park | 10722111 | 58850713 |  |  | 55997 | 11 | 420550087 | 113 | [7 empty] | 0.6616 | 0.0136 | 0.1688 | 0.1689 | 0.205 |  | 0.5203 | 2019 | 32.5131 | 0.1 | 730 | 7.9 | 81.4961 | 221112 | -77.6667 | 39.9083 | 0.01 | 125 | 160 |  | 5.8 | N | Natural Gas, Distillate Fuel Oil | N | N | N | 9999 | N |  | Combustion Turbine |  |  | 10745
55654_G_UN12 | PA | 42055 | CHAMBERSBURG ENERGY LLC/CHAMBERSBURG | Chambersburg | 3769311 | 37867413 | 55654 | 12 | 55654 | UN12 | 420550085 | 012 | 39.092 | 0.294 | 0.035 | 0.057 | 0.41 |  | 9.1 | 43.5 | 0.3 | 0.23 | 0.3 | 1.24 |  | 36.63 | 2019 | 75 | 9 | 816 | 9039.783 | 142.1 | 221112 | -77.6833 | 39.8667 | 44 | 125 | 120 |  | 44 | N | Natural Gas | Y | N | N | 9999 | N |  | Combustion Turbine |  | 2214.1296 | 10745
55654_G_UN13 | PA | 42055 | CHAMBERSBURG ENERGY LLC/CHAMBERSBURG | Chambersburg | 3769311 | 37867513 | 55654 | 13 | 55654 | UN13 | 420550085 | 013 | 38.736 | 0.288 | 0.035 | 0.058 | 0.42 |  | 9.28 | 46.2 | 0.4 | 0.26 | 0.33 | 1.34 |  | 47.42 | 2019 | 75 | 9 | 816 | 9039.783 | 142.1 | 221112 | -77.6833 | 39.8667 | 44 | 125 | 120 |  | 44 | N | Natural Gas | Y | N | N | 9999 | N |  | Combustion Turbine |  | 2184.4602 | 10745
7397_G_6 | PA | 42055 | CHAMBERSBURG BORO/FALLING SPRING 2ND ST DIESEL POWER PLT | Falling Spring | 3769511 | 37866613 |  |  | 7397 | 6 | 420550609 | 106 | [7 empty] | 4.2097 | 0.0043 | 0.0312 | 0.0314 | 0.2063 |  | 0.188 | 2019 | 35 | 1.6 | 660 | 429.017 | 213.265 | 221112 | -77.6627 | 39.9419 | 19.6 | 125 | 160 |  | 2.1 | N | Natural Gas, Distillate Fuel Oil | N | N | N | 9999 | N |  | Combustion Turbine |  |  | 10745
7397_G_5 | PA | 42055 | CHAMBERSBURG BORO/FALLING SPRING 2ND ST DIESEL POWER PLT | Falling Spring | 3769511 | 37866713 |  |  | 7397 | 5 | 420550609 | 105 | [7 empty] | 4.0577 | 0.0041 | 0.0316 | 0.0317 | 0.1973 |  | 0.2044 | 2019 | 35 | 1.6 | 615 | 429 | 213.265 | 221112 | -77.6627 | 39.9419 | 19.6 | 125 | 160 |  | 2.1 | N | Natural Gas, Distillate Fuel Oil | N | N | N | 9999 | N |  | Combustion Turbine |  |  | 10745
7397_G_7 | PA | 42055 | CHAMBERSBURG BORO/FALLING SPRING 2ND ST DIESEL POWER PLT | Falling Spring | 3769511 | 37866813 |  |  | 7397 | 7 | 420550609 | 107 | [7 empty] | 0.7745 | 0.0056 | 0.1056 | 0.1057 | 0.5234 |  | 0.1334 | 2019 | 32.5131 | 0.1 | 400 | 7.9 | 81.4961 | 221112 | -77.6627 | 39.9419 | 31.7 | 125 | 160 |  | 2.9 | N | Natural Gas, Distillate Fuel Oil | N | N | N | 9999 | N |  | Combustion Turbine |  |  | 10745
3118_B_2 | PA | 42063 | CONEMAUGH STATION | Conemaugh | 2905911 | 38672213 | 3118 | 2 | 3118 | 2 | 420630001 | 032 | 4460.8985 | 1770.9034 | 209.85 | 280.6004 | 8.98 | 0.53 | 765.8304 | 3995.0035 | 2251.1389 | 742.2853 | 742.2853 | 14.0584 | 0.6728 | 5285.9698 | 2019 | 525 | 28 | 124 | 45000 | 73.101 | 221112 | -79.0611 | 40.3842 | 8060 | 125 | 100 | 128&141 | 850 | N | Bituminous | Y | N | N | 9999 | N |  | Coal Steam | 6646 | 6631.7603 | 9704
3118_G_B | PA | 42063 | CONEMAUGH STATION | Conemaugh | 2905911 | 38672413 |  |  | 3118 | B | 420630001 | 105 | 0.16 | [5 empty] | 0.04 | 0.5131 | 0.0034 | 0.026459 | 0.026459 | 0.0416 |  | 0.1653 | 2019 | 18 | 4 | 800 | 750.25 | 59.714 | 221112 | -79.0611 | 40.3842 | 3 | 125 | 160 |  | 2.8 | N | Distillate Fuel Oil | N | N | N | 9999 | N |  | Combustion Turbine | 5 |  | 10745
3118_G_A | PA | 42063 | CONEMAUGH STATION | Conemaugh | 2905911 | 38672913 |  |  | 3118 | A | 420630001 | 104 | 0.16 | [5 empty] | 0.04 | 0.5264 | 0.0034 | 0.027212 | 0.027212 | 0.0427 |  | 0.1696 | 2019 | 18 | 4 | 800 | 750.25 | 59.714 | 221112 | -79.0611 | 40.3842 | 3 | 125 | 160 |  | 2.8 | N | Distillate Fuel Oil | N | N | N | 9999 | N |  | Combustion Turbine | 5 |  | 10745
3118_B_1 | PA | 42063 | CONEMAUGH STATION | Conemaugh | 2905911 | 38673013 | 3118 | 1 | 3118 | 1 | 420630001 | 031 | 6702.1018 | 1875.5008 | 237.43 | 358.33 | 9.06 | 0.64 | 186.8801 | 3672.2143 | 2047.6521 | 566.9205 | 566.9205 | 8.3371 | 0.7344 | 1389.5104 | 2019 | 525 | 28 | 124 | 45000 | 73.101 | 221112 | -79.0611 | 40.3842 | 8060 | 125 | 100 | 128&141 | 850 | N | Bituminous | Y | N | N | 9999 | N |  | Coal Steam | 226 | 8003.2598 | 9782
3118_G_C | PA | 42063 | CONEMAUGH STATION | Conemaugh | 2905911 | 38673113 |  |  | 3118 | C | 420630001 | 106 | 0.16 | [5 empty] | 0.04 | 0.5507 | 0.0036 | 0.028395 | 0.028395 | 0.0447 |  | 0.1774 | 2019 | 18 | 4 | 800 | 750.25 | 59.714 | 221112 | -79.0611 | 40.3842 | 3 | 125 | 160 |  | 2.8 | N | Distillate Fuel Oil | N | N | N | 9999 | N |  | Combustion Turbine | 5 |  | 10745
3118_G_D | PA | 42063 | CONEMAUGH STATION | Conemaugh | 2905911 | 38673213 |  |  | 3118 | D | 420630001 | 107 | 0.12 | [5 empty] | 0.03 | 0.4506 | 0.003 | 0.023233 | 0.023233 | 0.0366 |  | 0.1452 | 2019 | 18 | 4 | 800 | 750.25 | 59.714 | 221112 | -79.0611 | 40.3842 | 3 | 125 | 160 |  | 2.8 | N | Distillate Fuel Oil | N | N | N | 9999 | N |  | Combustion Turbine | 3 |  | 10745
3130_B_1 | PA | 42063 | SEWARD GENERATING STATION/SEWARD | Seward (PA) | 3005111 | 67474613 | 3130 | 1 | 3130 | 1 | 420630002 | 034 | 833.9195 | 3488.63 | 108.14 | 108.14 | 1.56 | 1.58 | 614.6203 | 547.04 | 2931.1 | 26.26 | 26.26 | 3.64 | 3.59 | 410.99 | 2019 | 600 | 17.3 | 165 | 24533.333 | 104.369 | 221112 | -79.0342 | 40.4079 | 2530 | 125 | 100 | 127&140 | 260 | N | Waste Coal | Y | N | N | 9999 | N |  | Coal Steam | 6502 | 6479.9297 | 10969
3130_B_2 | PA | 42063 | SEWARD GENERATING STATION/SEWARD | Seward (PA) | 3005111 | 67474713 | 3130 | 2 | 3130 | 2 | 420630002 | 035 | 911.7798 | 3814.37 | 114.65 | 114.65 | 1.66 | 1.68 | 652.4304 | 534 | 2850 | 23.77 | 23.77 | 3.3 | 3.44 | 372.22 | 2019 | 600 | 17.3 | 165 | 24533.333 | 104.369 | 221112 | -79.0342 | 40.4079 | 2530 | 125 | 100 | 127&140 | 260 | N | Waste Coal | Y | N | N | 9999 | N |  | Coal Steam | 6827 | 6808.0303 | 10969
3122_B_2 | PA | 42063 | HOMER CITY GEN LP/CENTER TWP | Homer City Generating Station | 3005211 | 38366413 | 3122 | 2 | 3122 | 2 | 420630003 | 032 | 3600.4976 | 14641.1705 | 219.41 | 300.9401 | 5.87 | 4.8 | 1243.1909 | 1511.3995 | 1826.6005 | 125.63 | 126.12 | 6.66 | 0.61 | 1792.7398 | 2019 | 800 | 24 | 310 | 38639.1 | 85.404 | 221112 | -79.1968 | 40.5136 | 6790 | 125 | 100 | 128&65 | 616 | N | Bituminous | Y | N | N | 9999 | N |  | Coal Steam | 5029 | 5016.5786 | 10362
3122_B_1 | PA | 42063 | HOMER CITY GEN LP/CENTER TWP | Homer City Generating Station | 3005211 | 38366513 | 3122 | 1 | 3122 | 1 | 420630003 | 031 | 3688.002 | 2499.5044 | 51.03 | 51.55 | 8.32 | 7.11 | 2016.9762 | 1450.7001 | 2276.8001 | 86.36 | 86.84 | 8.26 | 0.71 | 2002.4198 | 2019 | 800 | 24 | 310 | 38639.1 | 85.404 | 221112 | -79.1968 | 40.5136 | 6790 | 125 | 100 | 128&65 | 620 | N | Bituminous | Y | N | N | 9999 | N |  | Coal Steam | 5808 | 5800.8198 | 10439
3122_B_3 | PA | 42063 | HOMER CITY GEN LP/CENTER TWP | Homer City Generating Station | 3005211 | 38366713 | 3122 | 3 | 3122 | 3 | 420630003 | 033 | 3999.5026 | 3360.9018 | 317.2 | 317.94 | 4.99 | 0 | 2689.0513 | 1412.2004 | 3613.0998 | 765.95 | 766.63 | 6.2 |  | 3354.21 | 2019 | 854 | 27 | 125 | 35946.65 | 62.798 | 221112 | -79.1968 | 40.5136 | 7260 | 125 | 100 | 128&141&65 | 657 | N | Bituminous | Y | N | N | 9999 | N |  | Coal Steam | 5413 | 5403.9805 | 10385
10129_G_GEN4 | PA | 42063 | PA STATE SYS OF HIGHER ED/INDIANA UNIV | Indiana University of Pennsylvania | 3019411 | 38365213 |  |  | 10129 | GEN4 | 420630018 | 104 | [7 empty] | 7.6886 | 0.5649 | 1.218 | 1.2258 | 0.219 |  | 1.9571 | 2019 | 150 | 7 | 400 | 2163.517 | 56.105 | 611310 | -79.1575 | 40.6168 | 0.01 | 148 | 160 |  | 6 | Y | Natural Gas, Distillate Fuel Oil | N | Y | N | 9999 | N |  | Combustion Turbine |  |  | 8700
10129_G_GEN1 | PA | 42063 | PA STATE SYS OF HIGHER ED/INDIANA UNIV | Indiana University of Pennsylvania | 3019411 | 38365313 |  |  | 10129 | GEN1 | 420630018 | 101 | [7 empty] | 9.5632 | 0.7033 | 1.0681 | 1.0779 | 0.2835 |  | 2.7501 | 2019 | 150 | 7 | 400 | 2163.517 | 56.105 | 611310 | -79.1575 | 40.6168 | 4600 | 148 | 160 |  | 6 | Y | Natural Gas, Distillate Fuel Oil | N | Y | N | 9999 | N |  | Combustion Turbine |  |  | 8700
10129_G_GEN3 | PA | 42063 | PA STATE SYS OF HIGHER ED/INDIANA UNIV | Indiana University of Pennsylvania | 3019411 | 38365413 |  |  | 10129 | GEN3 | 420630018 | 103 | [7 empty] | 12.4308 | 0.8767 | 1.2219 | 1.2323 | 0.252 |  | 1.9763 | 2019 | 150 | 7 | 400 | 2163.517 | 56.105 | 611310 | -79.1575 | 40.6168 | 0.01 | 148 | 160 |  | 6 | Y | Natural Gas, Distillate Fuel Oil | N | Y | N | 9999 | N |  | Combustion Turbine |  |  | 8700
10129_G_GEN2 | PA | 42063 | PA STATE SYS OF HIGHER ED/INDIANA UNIV | Indiana University of Pennsylvania | 3019411 | 38365613 |  |  | 10129 | GEN2 | 420630018 | 102 | [7 empty] | 7.7126 | 0.6557 | 1.1303 | 1.1382 | 0.1955 |  | 1.9301 | 2019 | 150 | 7 | 400 | 2163.517 | 56.105 | 611310 | -79.1575 | 40.6168 | 0.01 | 148 | 160 |  | 6 | Y | Natural Gas, Distillate Fuel Oil | N | Y | N | 9999 | N |  | Combustion Turbine |  |  | 8700
60357_G_GEN1 | PA | 42069 | LACKAWANNA ENERGY CTR LLC/JESSUP | Lackawanna Energy Center | 18896111 | 135449413 | 60357 | 1 | 60357 | GEN1 | 420690135 | 101 | [7 empty] | 62.2 | 7.1 | 23.6 | 23.6 | 2.5 | 23.5 | 2.3 | 2019 | 200 | 22 | 181 | 1.183 | 0.003 | 221112 | -75.5442 | 41.4714 | 3300 | 125 | 120 |  | 465 | N | Natural Gas | Y | N | N | 9999 | N |  | Combined Cycle |  | 8045.2603 | 7050
60357_G_GEN2 | PA | 42069 | LACKAWANNA ENERGY CTR LLC/JESSUP | Lackawanna Energy Center | 18896111 | 135449513 | 60357 | 2 | 60357 | GEN2 | 420690135 | 102 | [7 empty] | 64.6 | 6.9 | 31.3 | 31.3 | 3.5 | 41 | 1.6 | 2019 | 200 | 22 | 181 | 1.183 | 0.003 | 221112 | -75.5442 | 41.4714 | 3300 | 125 | 120 |  | 465 | N | Natural Gas | Y | N | N | 9999 | N |  | Combined Cycle |  | 7769.3896 | 7050
60357_G_GEN3 | PA | 42069 | LACKAWANNA ENERGY CTR LLC/JESSUP | Lackawanna Energy Center | 18896111 | 135449613 | 60357 | 3 | 60357 | GEN3 | 420690135 | 103 | [7 empty] | 58.6 | 6.2 | 25.1 | 25.1 | 2.3 | 22.1 | 5.7 | 2019 | 200 | 22 | 181 | 1.183 | 0.003 | 221112 | -75.5442 | 41.4714 | 3300 | 125 | 120 |  | 465 | N | Natural Gas | Y | N | N | 9999 | N |  | Combined Cycle |  | 6974.2212 | 7050
50279_B_MAIN | PA | 42069 | PEI POWER CORP/ARCHBALD | Archbald Power Station | 3022411 | 38353913 | 50279 | 031 | 50279 | MAIN | 420690022 | 031 | [7 empty] | 41.5 | 114.56 | 13.176 | 14.274 | 0.1 | 5.86 | 0.58 | 2019 | 229 | 4 | 270 | 1491.65 | 118.707 | 221112 | -75.5403 | 41.4844 | 300 | 125 | 100 |  | 20 | N | Landfill Gas | N | N | N | 9999 | N |  | Landfill Gas |  |  | 14429
50279_G_Gen2 | PA | 42069 | PEI POWER CORP/ARCHBALD | Archbald Power Station | 3022411 | 38354113 | 50279 | 2 | 50279 | Gen2 | 420690022 | 034 | 17.54 | 0.12 | 1.3018 | 1.56 | 1.2 |  | 16.89 | 20.19 | 0.15 | 1.6706 | 2.002 | 1.54 |  | 21.55 | 2019 | 237 | 11 | 817 | 8906.35 | 93.738 | 221112 | -75.5403 | 41.4844 | 356 | 125 | 100 |  | 43.7 | N | Natural Gas | Y | N | N | 9999 | N |  | Combustion Turbine | 926 | 132.94 | 11461
50279_G_GEN5 | PA | 42069 | PEI POWER CORP/ARCHBALD | Archbald Power Station | 3022411 | 94863613 |  |  | 50279 | GEN5 | 420690022 | 035 | [7 empty] | 1.84 | 1.53 | 0.80276 | 0.962 | 0.74 |  | 0.15 | 2019 | 32.5131 | 0.1 | 722.03 | 0.1 | 12.658 | 221112 | -75.5403 | 41.4844 | 43.4 | 125 | 100 |  | 4 | N | Landfill Gas | N | N | N | 9999 | N |  | Landfill Gas |  |  | 13500
50279_G_GEN6 | PA | 42069 | PEI POWER CORP/ARCHBALD | Archbald Power Station | 3022411 | 94863713 |  |  | 50279 | GEN6 | 420690022 | 036 | [7 empty] | 2.38 | 0.66 | 0.69428 | 0.832 | 1.32 |  | 0.13 | 2019 | 32.5131 | 0.1 | 738 | 7.9 | 85.8924 | 221112 | -75.5403 | 41.4844 | 43.4 | 125 | 100 |  | 4 | N | Landfill Gas | N | N | N | 9999 | N |  | Landfill Gas |  |  | 13500
50859_B_BLR1 | PA | 42071 | LANCASTER CNTY RRF/ LANCASTER | Lancaster County Resource Recovery | 6581211 | 17397713 |  |  | 50859 | BLR1 | 420710145 | 001 | [7 empty] | 176.11 | 1.45 | 4.4672 | 4.5213 | 0.308 |  | 6.8 | 2019 | 305 | 5.3 | 275 | 1833.333 | 83.108 | 562213 | -76.6453 | 40.0717 |  | 103 | 270 |  | 10.8 | N | MSW | N | Y | N | 9999 | N |  | Municipal Solid Waste |  |  | 19850
50859_B_BLR2 | PA | 42071 | LANCASTER CNTY RRF/ LANCASTER | Lancaster County Resource Recovery | 6581211 | 17397813 |  |  | 50859 | BLR2 | 420710145 | 002 | [7 empty] | 172.55 | 1.24 | 4.6791 | 4.7031 | 0.275 |  | 8 | 2019 | 305 | 5.3 | 275 | 1833.333 | 83.108 | 562213 | -76.6453 | 40.0717 |  | 103 | 270 |  | 10.8 | N | MSW | N | Y | N | 9999 | N |  | Municipal Solid Waste |  |  | 19850
50859_B_BLR3 | PA | 42071 | LANCASTER CNTY RRF/ LANCASTER | Lancaster County Resource Recovery | 6581211 | 17397913 |  |  | 50859 | BLR3 | 420710145 | 003 | [7 empty] | 181.76 | 0.3 | 2.0789 | 2.1669 | 0.391 |  | 9.69 | 2019 | 305 | 5.3 | 275 | 1833.333 | 83.108 | 562213 | -76.6453 | 40.0717 |  | 103 | 270 |  | 10.8 | N | MSW | N | Y | N | 9999 | N |  | Municipal Solid Waste |  |  | 19850
3138_G_EMDA | PA | 42073 | NEW CASTLE GENERATING STATION | New Castle Plant | 3776611 | 37248913 |  |  | 3138 | EMDA | 420730025 | 036 | [7 empty] | 0.1621 | 0.0005 | 0.0032 | 0.0033 | 0.0046 |  | 0.0431 | 2019 | 19 | 3.5 | 746 | 973.533 | 101.055 | 221112 | -80.3679 | 40.938 | 2 | 125 | 690 |  | 2.5 | N | Distillate Fuel Oil | N | N | N | 9999 | N |  | Combustion Turbine |  |  | 14775
3138_B_4 | PA | 42073 | NEW CASTLE GENERATING STATION | New Castle Plant | 3776611 | 37249013 | 3138 | 4 | 3138 | 4 | 420730025 | 034 | 271.974 | 745.241 | 308.5386 | 328.4439 | 3.6192 | 0 | 30.1602 | 42 | 0.4 | 5.085 | 7.3569 | 0.4482 |  | 0.9604 | 2019 | 750 | 19.1 | 300 | 43876.133 | 153.157 | 221112 | -80.3679 | 40.938 | 1030 | 125 | 100 | 128 | 87 | N | Natural Gas | Y | N | N | 9999 | N |  | O/G Steam |  | 4163.25 | 11226
3138_B_3 | PA | 42073 | NEW CASTLE GENERATING STATION | New Castle Plant | 3776611 | 37249213 | 3138 | 3 | 3138 | 3 | 420730025 | 033 | 139.201 | 115.657 | 206.5361 | 219.8629 | 2.4227 | 0 | 20.1893 | 41.2 | 0.3 | 4.779 | 6.9349 | 0.4398 |  | 7.4213 | 2019 | 750 | 19.1 | 300 | 43876.133 | 153.157 | 221112 | -80.3679 | 40.938 | 1030 | 125 | 100 | 128 | 88 | N | Natural Gas | Y | N | N | 9999 | N |  | O/G Steam |  | 2939.8896 | 11532
3138_B_5 | PA | 42073 | NEW CASTLE GENERATING STATION | New Castle Plant | 3776611 | 37249513 | 3138 | 5 | 3138 | 5 | 420730025 | 035 | 368.447 | 787.521 | 445.743 | 474.5016 | 5.2287 | 0 | 43.5721 | 51.4 | 0.4 | 8.2862 | 12.0434 | 0.5633 |  | 1.6095 | 2019 | 750 | 19.1 | 300 | 43876.133 | 153.157 | 221112 | -80.3679 | 40.938 | 1320 | 125 | 100 | 128 | 130 | N | Natural Gas | Y | N | N | 9999 | N |  | O/G Steam |  | 4329.3789 | 11405
55337_G_CT2 | PA | 42075 | HELIX IRONWOOD LLC/LEBANON | Ironwood LLC | 3897711 | 37131813 | 55337 | 0002 | 55337 | CT2 | 420750069 | T002 | 133.596 | 5.99 | 1.8967 | 3.0946 | 20.3642 | 63.4885 | 813.5705 | 118 | 5.26 | 56.96 | 60.46 | 3.43 | 15.07 | 7.33 | 2019 | 182 | 22.8 | 190 | 23501.35 | 57.418 | 221112 | -76.3658 | 40.3509 | 2900 | 125 | 120 | 109 | 241.7 | N | Natural Gas | Y | N | N | 9999 | N |  | Combined Cycle |  | 8023.8003 | 7260
55337_G_CT1 | PA | 42075 | HELIX IRONWOOD LLC/LEBANON | Ironwood LLC | 3897711 | 37131913 | 55337 | 0001 | 55337 | CT1 | 420750069 | T001 | 136.865 | 5.999 | 1.8995 | 3.0992 | 20.3946 | 63.5832 | 814.7845 | 123 | 5.5 | 23.66 | 33.93 | 3.58 | 14.21 | 4.21 | 2019 | 182 | 22.8 | 190 | 23501.35 | 57.418 | 221112 | -76.3658 | 40.3509 | 2900 | 125 | 120 | 109 | 238.7 | N | Natural Gas | Y | N | N | 9999 | N |  | Combined Cycle |  | 8048.0303 | 7260
3139_G_CTG2 | PA | 42077 | MARTINS CREEK LLC/ALLENTOWN CTG SITE | TalenEnergy Martin Creek LLC Allentown | 5452111 | 27541513 |  |  | 3139 | CTG2 | 420770544 | 002 | [7 empty] | 2.58 | 0.1938 | 0.0596 | 0.0596 | 0.0021 |  | 0.0173 | 2019 | 25 | 6 | 895 | 6716.65 | 237.577 | 221112 | -75.456 | 40.6084 | 269 | 125 | 120 |  | 14 | N | Distillate Fuel Oil | N | N | N | 2022 | N |  | Combustion Turbine |  |  | 16333
3139_G_CTG4 | PA | 42077 | MARTINS CREEK LLC/ALLENTOWN CTG SITE | TalenEnergy Martin Creek LLC Allentown | 5452111 | 27541613 |  |  | 3139 | CTG4 | 420770544 | 004 | [7 empty] | 1.04 | 0.08 | 0.0241 | 0.0241 | 0.0009 |  | 0.0069 | 2019 | 25 | 6 | 895 | 6716.65 | 237.577 | 221112 | -75.456 | 40.6084 | 269 | 125 | 120 |  | 14 | N | Distillate Fuel Oil | N | N | N | 2022 | N |  | Combustion Turbine |  |  | 16333
3139_G_CTG1 | PA | 42077 | MARTINS CREEK LLC/ALLENTOWN CTG SITE | TalenEnergy Martin Creek LLC Allentown | 5452111 | 27541713 |  |  | 3139 | CTG1 | 420770544 | 001 | [7 empty] | 2.54 | 0.19 | 0.0591 | 0.0591 | 0.0021 |  | 0.017 | 2019 | 25 | 6 | 895 | 6716.65 | 237.577 | 221112 | -75.456 | 40.6084 | 269 | 125 | 120 |  | 14 | N | Distillate Fuel Oil | N | N | N | 2022 | N |  | Combustion Turbine |  |  | 16314
3139_G_CTG3 | PA | 42077 | MARTINS CREEK LLC/ALLENTOWN CTG SITE | TalenEnergy Martin Creek LLC Allentown | 5452111 | 27541813 |  |  | 3139 | CTG3 | 420770544 | 003 | [7 empty] | 2.41 | 0.18 | 0.0562 | 0.0562 | 0.002 |  | 0.0161 | 2019 | 25 | 6 | 895 | 6716.65 | 237.577 | 221112 | -75.456 | 40.6084 | 269 | 125 | 120 |  | 14 | N | Distillate Fuel Oil | N | N | N | 2022 | N |  | Combustion Turbine |  |  | 16333
56397_G_4 | PA | 42079 | HUNLOCK ENERGY LLC/HUNLOCK | Hunlock Unit 4 | 12800611 | 67507313 | 56397 | 4 | 56397 | 4 | 420790001 | CT01 | 2.9 | 0.02 | 0.0065 | 0.0106 | 0.07 |  | 1.04 | 8.1 | 0.1 | 0.0174 | 0.0283 | 0.198 |  | 2.83 | 2019 | 75 | 9 | 816 | 9039.783 | 142.1 | 221112 | -76.0685 | 41.2033 | 471 | 125 | 120 |  | 45.9 | N | Natural Gas | Y | N | N | 9999 | N |  | Combustion Turbine | 159 | 105.56 | 25000
59906_G_GEN1 | PA | 42079 | CAITHNESS MOXIE FREEDOM GENERATION PLANT/SALEM TWP | Moxie Freedom Generation Plant | 18895311 | 135438713 | 59906 | 201 | 59906 | GEN1 | 420790126 | 201 | [7 empty] | 71.7035 | 6.5947 | 69.6162 | 69.6162 | 6.407 | 38.7433 | 10.5765 | 2019 | 62.0079 | 0.1 | 617.27 | 7.9 | 61.2861 | 221112 | -76.1582 | 41.114 | 3530 | 125 | 120 |  | 490 | N | Natural Gas | Y | N | N | 9999 | N |  | Combined Cycle |  | 7711.8291 | 7050
59906_G_GEN2 | PA | 42079 | CAITHNESS MOXIE FREEDOM GENERATION PLANT/SALEM TWP | Moxie Freedom Generation Plant | 18895311 | 135438813 | 59906 | 202 | 59906 | GEN2 | 420790126 | 202 | [7 empty] | 65.903 | 9.7844 | 73.1824 | 73.1824 | 8.4086 | 18.0479 | 7.9345 | 2019 | 62.0079 | 0.1 | 617.27 | 7.9 | 61.2861 | 221112 | -76.1582 | 41.114 | 3530 | 125 | 120 |  | 490 | N | Natural Gas | Y | N | N | 9999 | N |  | Combined Cycle |  | 7178.4404 | 7050
3144_G_CTG2 | PA | 42079 | MARTINS CREEK LLC/HARWOOD CTS | TalenEnergy Martins Creek LLC Harwood | 4473111 | 27692313 |  |  | 3144 | CTG2 | 420790597 | CT02 | [7 empty] | 0.1368 | 0.0229 | 0.0032 | 0.0032 | 0.0001 |  | 0.0009 | 2019 | 25 | 6 | 895 | 6716.65 | 237.577 | 221112 | -76.0284 | 40.9353 | 269 | 125 | 120 |  | 13.5 | N | Distillate Fuel Oil | N | N | N | 2022 | N |  | Combustion Turbine |  |  | 16642
3144_G_CTG1 | PA | 42079 | MARTINS CREEK LLC/HARWOOD CTS | TalenEnergy Martins Creek LLC Harwood | 4473111 | 27692413 |  |  | 3144 | CTG1 | 420790597 | CT01 | [7 empty] | 0.1376 | 0.023 | 0.0033 | 0.0033 | 0.0001 |  | 0.0009 | 2019 | 25 | 6 | 895 | 6716.65 | 237.577 | 221112 | -76.0284 | 40.9353 | 269 | 125 | 120 |  | 13.5 | N | Distillate Fuel Oil | N | N | N | 2022 | N |  | Combustion Turbine |  |  | 16620
3176_G_5 | PA | 42079 | UGI DEVELOPMENT CO/HUNLOCK CREEK ENERGY CENTER | Hunlock Power Station | 4742711 | 99882513 | 3176 | CT5 | 3176 | 5 | 420790014 | CT5 | 21.9 | 1 | 10.51 | 17.55 | 1.802 |  | 14.4 | 2.5 | 0.14 | 0.88 | 0.93 | 0.17 | 0.3 | 1.6 | 2019 | 50 | 4 | 400 | -1 | 100 | 221112 | -76.0701 | 41.202 | 471 | 125 | 140 | 65 | 49.2 | N | Natural Gas | Y | N | N | 9999 | N | 3176_G_5;3176_G_3 | Combined Cycle | 7262 | 6284.54 | 8196
3176_G_6 | PA | 42079 | UGI DEVELOPMENT CO/HUNLOCK CREEK ENERGY CENTER | Hunlock Power Station | 4742711 | 99882613 | 3176 | CT6 | 3176 | 6 | 420790014 | CT6 | 19.4 | 1 | 9.21 | 10.61 | 1.71 |  | 12.9 | 2.4 | 0.14 | 0.8 | 0.8 | 0.17 | 0.2 | 1.59 | 2019 | 50 | 4 | 400 | -1 | 100 | 221112 | -76.0701 | 41.202 | 540 | 125 | 140 |  | 48.5 | N | Natural Gas | Y | N | N | 9999 | N |  | Combined Cycle | 7285 | 6293.6455 | 8196
10870_G_GEN1 | PA | 42079 | HAZLETON GEN LLC/HAZLE TWP | Hazelton | 4744211 | 27693213 | 10870 | TURBIN | 10870 | GEN1 | 420790202 | TURBN | 0.4 | [5 empty] | 0.3 | 4.1 | 0.1 | 0.352 | 0.352 | 0.4 |  | 2.526 | 2019 | 225 | 13.3 | 307 | 14566.683 | 104.992 | 221112 | -76.0415 | 40.9281 | 865 | 125 | 120 |  | 58.9 | N | Natural Gas, Distillate Fuel Oil | Y | N | N | 9999 | N |  | Combustion Turbine | 30 | 24.01 | 13894
10870_G_GEN2 | PA | 42079 | HAZLETON GEN LLC/HAZLE TWP | Hazelton | 4744211 | 67500613 | 10870 | TURB2 | 10870 | GEN2 | 420790202 | 102A | 0.2 | [5 empty] | 0.9 | 1.6 | 0.025 | 0.48 | 0.48 | 0.3 |  | 5.082 | 2019 | 100 | 10 | 1000 | 9883.333 | 125.859 | 221112 | -76.0416 | 40.9282 | 375 | 125 | 120 |  | 28.3 | N | Natural Gas, Distillate Fuel Oil | Y | N | N | 9999 | N |  | Combustion Turbine | 28 | 20.33 | 13887
10870_G_GEN3 | PA | 42079 | HAZLETON GEN LLC/HAZLE TWP | Hazelton | 4744211 | 67500713 | 10870 | TURB3 | 10870 | GEN3 | 420790202 | 103A | 0.4 | [5 empty] | 1.1 | 1.8 | 0.2057 | 0.36305 | 0.36305 | 0.24 |  | 4.776 | 2019 | 100 | 10 | 1000 | 9883.333 | 125.859 | 221112 | -76.0416 | 40.9282 | 375 | 125 | 120 |  | 29.3 | N | Natural Gas, Distillate Fuel Oil | Y | N | N | 9999 | N |  | Combustion Turbine | 36 | 16.47 | 13885
10870_G_GEN4 | PA | 42079 | HAZLETON GEN LLC/HAZLE TWP | Hazelton | 4744211 | 67500813 | 10870 | TURB4 | 10870 | GEN4 | 420790202 | 104A | 0.3 | [5 empty] | 0.9 | 1.8 | 0.1 | 0.8149 | 0.8149 | 0.3 |  | 4.428 | 2019 | 100 | 10 | 1000 | 9883.333 | 125.859 | 221112 | -76.0416 | 40.9282 | 375 | 125 | 120 |  | 29.1 | N | Natural Gas, Distillate Fuel Oil | Y | N | N | 9999 | N |  | Combustion Turbine | 28 | 13.85 | 13888
58426_G_GEN1 | PA | 42081 | HAMILTON PATRIOT LLC/HAMILTON PATRIOT GENERATION PLANT | Panda Patriot Generation Plant | 18039911 | 129197613 | 58426 | CT1 | 58426 | GEN1 | 420810052 | P103 | [7 empty] | 46.5 | 4.09 | 20.71 | 20.71 | 0.6 | 15.62 | 23.94 | 2019 | 160 | 22 | 200 | 25607.283 | 67.359 | 221112 | -76.8397 | 41.1813 | 3250 | 125 | 120 |  | 382.5 | N | Natural Gas | Y | N | N | 9999 | N |  | Combined Cycle |  | 5743.3706 | 7050
58426_G_GEN2 | PA | 42081 | HAMILTON PATRIOT LLC/HAMILTON PATRIOT GENERATION PLANT | Panda Patriot Generation Plant | 18039911 | 129197713 | 58426 | CT2 | 58426 | GEN2 | 420810052 | P104 | [7 empty] | 40.51 | 3.9 | 32.25 | 32.25 | 0.43 | 14.01 | 18.84 | 2019 | 160 | 22 | 200 | 25607.283 | 67.359 | 221112 | -76.8397 | 41.1813 | 3250 | 125 | 120 |  | 382.5 | N | Natural Gas | Y | N | N | 9999 | N |  | Combined Cycle |  | 5372.4907 | 7050
3155_G_CTG2 | PA | 42081 | MARTINS CREEK LLC/WILLIAMSPORT CTS | TalenEnergy Martins Creek LLC Williamsport | 5450811 | 27550113 |  |  | 3155 | CTG2 | 420810005 | P102 | [7 empty] | 0.1922 | 0.0271 | 0.0044 | 0.0044 | 0.0001 |  | 0.0013 | 2019 | 25 | 6 | 895 | 6716.683 | 237.544 | 221112 | -77.01 | 41.24 | 14 | 125 | 120 |  | 13.5 | N | Distillate Fuel Oil | N | N | N | 2022 | N |  | Combustion Turbine |  |  | 16028
3155_G_CTG1 | PA | 42081 | MARTINS CREEK LLC/WILLIAMSPORT CTS | TalenEnergy Martins Creek LLC Williamsport | 5450811 | 27550213 |  |  | 3155 | CTG1 | 420810005 | P101 | [7 empty] | 0.0763 | 0.0108 | 0.0018 | 0.0018 | 0.0001 |  | 0.0005 | 2019 | 10 | 1.5 | 1500 | 250.033 | 141.411 | 221112 | -77.01 | 41.24 | 14 | 125 | 120 |  | 13.5 | N | Distillate Fuel Oil | N | N | N | 2022 | N |  | Combustion Turbine |  |  | 15984
3114_G_1 | PA | 42089 | SHAWNEE POWER LLC/SHAWNEE | Shawnee (PA) | 3748611 | 37854913 |  |  | 3114 | 1 | 420890795 | 101 | [7 empty] | 0.2079 | 0.0071 | 0.0039 | 0.004 | 0.0001 |  | 0.0012 | 2019 | 31 | 17.2 | 1060 | 10624.983 | 45.737 | 221112 | -75.0594 | 41.061 | 305 | 125 | 100 |  | 17 | N | Distillate Fuel Oil | N | N | N | 9999 | N |  | Combustion Turbine |  |  | 25000
3163_G_2 | PA | 42091 | EXELON GENERATION CO/MOSER GENERATING STATION | Moser Generating Station | 3692211 | 37043513 | 3163 | 2 | 3163 | 2 | 420910625 | 032 | [7 empty] | 1.8931 | 0.0028 | 0.0395 | 0.1181 | 0.0072 |  | 0.2133 | 2019 | 22 | 13.4 | 1090 | 12489.617 | 88.554 | 221112 | -75.6193 | 40.2352 | 284 | 125 | 120 |  | 17 | N | Distillate Fuel Oil | N | N | N | 9999 | N |  | Combustion Turbine |  |  | 14389
3163_G_3 | PA | 42091 | EXELON GENERATION CO/MOSER GENERATING STATION | Moser Generating Station | 3692211 | 37043613 | 3163 | 3 | 3163 | 3 | 420910625 | 033 | [7 empty] | 1.5896 | 0.0024 | 0.0332 | 0.0992 | 0.006 |  | 0.1791 | 2019 | 22 | 13.4 | 1090 | 12489.617 | 88.554 | 221112 | -75.6193 | 40.2352 | 284 | 125 | 120 |  | 17 | N | Distillate Fuel Oil | N | N | N | 9999 | N |  | Combustion Turbine |  |  | 14389
3163_G_1 | PA | 42091 | EXELON GENERATION CO/MOSER GENERATING STATION | Moser Generating Station | 3692211 | 37043713 | 3163 | 1 | 3163 | 1 | 420910625 | 031 | [7 empty] | 1.756 | 0.0026 | 0.0366 | 0.1096 | 0.0067 |  | 0.1978 | 2019 | 22 | 13.4 | 1090 | 12489.617 | 88.554 | 221112 | -75.6193 | 40.2352 | 284 | 125 | 120 |  | 17 | N | Distillate Fuel Oil | N | N | N | 9999 | N |  | Combustion Turbine |  |  | 14389
54625_B_2 | PA | 42091 | COVANTA PLYMOUTH RENEWABLE ENERGY/ PLYMOUTH | Covanta Plymouth Renewable Energy | 4843611 | 29689613 |  |  | 54625 | 2 | 420910295 | 002 | [7 empty] | 273.9246 | 24.61 | 5.0288 | 5.5246 | 1.7296 | 0.5528 | 42.6569 | 2019 | 305 | 7.2 | 302 | 2630.883 | 64.636 | 562213 | -75.3106 | 40.0958 |  | 103 | 270 |  | 14 | N | MSW | N | Y | N | 9999 | N |  | Municipal Solid Waste |  |  | 19383
54625_B_1 | PA | 42091 | COVANTA PLYMOUTH RENEWABLE ENERGY/ PLYMOUTH | Covanta Plymouth Renewable Energy | 4843611 | 29689713 |  |  | 54625 | 1 | 420910295 | 001 | [7 empty] | 283.2041 | 20.3586 | 3.0412 | 3.1474 | 2.3624 | 1.056 | 28.4235 | 2019 | 305 | 7.2 | 299 | 2642.133 | 64.898 | 562213 | -75.3106 | 40.0958 |  | 103 | 270 |  | 14 | N | MSW | N | Y | N | 9999 | N |  | Municipal Solid Waste |  |  | 19383
3149_B_1 | PA | 42093 | MONTOUR LLC/MONTOUR SES | TalenEnergy Montour | 3881111 | 37158713 | 3149 | 1 | 3149 | 1 | 420930003 | 031 | 4226.8049 | 3802.8 | 74 | 96.6946 | 24.07 | 0.9271 | 201.2922 | 239.2 | 804.5 | 33.9116 | 34.1379 | 4.6139 | 0.9941 | 38.8269 | 2019 | 700 | 30.8 | 130 | 40666.667 | 54.596 | 221112 | -76.6651 | 41.07 | 7320 | 125 | 100 | 128 | 752 | N | Bituminous | Y | N | N | 9999 | N |  | Coal Steam | 4417 | 4416.8398 | 10272
3149_B_2 | PA | 42093 | MONTOUR LLC/MONTOUR SES | TalenEnergy Montour | 3881111 | 37158913 | 3149 | 2 | 3149 | 2 | 420930003 | 032 | 3852.1016 | 3852.6 | 80 | 100.0288 | 23.585 | 0.4486 | 196.9277 | 364.3 | 1260.8001 | 50.691 | 53.3214 | 7.7878 | 0.5073 | 65.1972 | 2019 | 700 | 30.8 | 130 | 40666.667 | 54.76 | 221112 | -76.6651 | 41.07 | 7240 | 125 | 100 | 128 | 752 | N | Bituminous | Y | N | N | 9999 | N |  | Coal Steam | 4063 | 4062.75 | 10097
55667_G_G1 | PA | 42095 | LOWER MOUNT BETHEL ENERGY SES/BANGOR | Lower Mount Bethel Energy | 12796911 | 67547913 | 55667 | CT01 | 55667 | G1 | 420950256 | 101 | 73.446 | 4.417 | 1.3987 | 2.282 | 15.0173 | 46.8187 | 599.957 | 42 | 2.6986 | 22.8478 | 29.6841 | 0.4498 | 5.6531 | 22.08 | 2019 | 225 | 18 | 219 | 63.067 | 0.248 | 221112 | -75.1072 | 40.8022 | 1760 | 125 | 120 | 65 | 188.6 | N | Natural Gas | Y | N | N | 9999 | N |  | Combined Cycle |  | 7672.9297 | 7339
55667_G_G2 | PA | 42095 | LOWER MOUNT BETHEL ENERGY SES/BANGOR | Lower Mount Bethel Energy | 12796911 | 67548013 | 55667 | CT02 | 55667 | G2 | 420950256 | 102 | 72.487 | 4.38 | 1.3869 | 2.2628 | 14.8907 | 46.4241 | 594.8995 | 39.4 | 2.5603 | 21.6772 | 28.1633 | 10.2839 | 10.3772 | 26.35 | 2019 | 225 | 18 | 219 | 63.683 | 0.262 | 221112 | -75.1072 | 40.8022 | 1760 | 125 | 120 | 65 | 188.6 | N | Natural Gas | Y | N | N | 9999 | N |  | Combined Cycle |  | 7642.2695 | 7339
3148_G_CTG4 | PA | 42095 | MC PROJECT CO LLC/MARTINS CREEK | TalenEnergy Martins Creek | 3881711 | 37150413 |  |  | 3148 | CTG4 | 420950010 | 104 | 3.356 |  | 0.0616 | 0.0672 | 0.022 |  | 0.8583 | 18.8093 | 0.02 | 0.3823 | 0.3823 | 0.1233 |  | 4.8152 | 2019 | 52 | 10 | 960 | 10895.6 | 138.753 | 221112 | -75.1076 | 40.796 | 350 | 125 | 120 |  | 18 | N | Natural Gas | N | N | N | 9999 | N |  | Combustion Turbine | 97 |  | 15991
3148_B_3 | PA | 42095 | MC PROJECT CO LLC/MARTINS CREEK | TalenEnergy Martins Creek | 3881711 | 37150613 | 3148 | 3 | 3148 | 3 | 420950010 | 033 | 1956.7 | 61 | 87.7563 | 92.5041 | 97.9152 | 38.5094 | 1003.79 | 154 | 14.3999 | 13.611 | 13.6727 | 9.7108 | 5.6763 | 147.5803 | 2017 | 600 | 22.5 | 300 | 47540.05 | 119.56 | 221112 | -75.1076 | 40.796 | 7720 | 125 | 100 |  | 865 | N | Natural Gas, Residual Fuel Oil | Y | N | N | 9999 | N |  | O/G Steam | 2487 | 4969.5293 | 11270
3148_G_CTG1 | PA | 42095 | MC PROJECT CO LLC/MARTINS CREEK | TalenEnergy Martins Creek | 3881711 | 37150713 |  |  | 3148 | CTG1 | 420950010 | 101 | 3.84 |  | 0.0706 | 0.0771 | 0.0252 |  | 0.984 | 19.2594 | 0.02 | 0.3918 | 0.3918 | 0.1264 |  |  | 2019 | 52 | 10 | 960 | 10895.6 | 138.753 | 221112 | -75.1076 | 40.796 | 350 | 125 | 120 |  | 18 | N | Natural Gas | N | N | N | 9999 | N |  | Combustion Turbine | 118 |  | 15988
3148_B_4 | PA | 42095 | MC PROJECT CO LLC/MARTINS CREEK | TalenEnergy Martins Creek | 3881711 | 37151113 | 3148 | 4 | 3148 | 4 | 420950010 | 034 | 2073.9969 | 56.8999 | 82.1172 | 86.3677 | 92.0157 | 36.1552 | 945.14 | 70.6 | 10.1001 | 5.7146 | 5.8504 | 3.7985 | 2.24 | 57.1085 | 2019 | 600 | 22.5 | 300 | 47540.05 | 119.56 | 221112 | -75.1076 | 40.796 | 7720 | 125 | 100 |  | 859 | N | Natural Gas, Residual Fuel Oil | Y | N | N | 9999 | N |  | O/G Steam | 2624 | 5371.4595 | 11340
3148_G_CTG3 | PA | 42095 | MC PROJECT CO LLC/MARTINS CREEK | TalenEnergy Martins Creek | 3881711 | 37151313 |  |  | 3148 | CTG3 | 420950010 | 103 | 3.7339 |  | 0.0685 | 0.0747 | 0.0245 |  | 0.955 | 9.9243 | 0.01 | 0.2017 | 0.2017 | 0.0651 |  | 2.5406 | 2019 | 52 | 10 | 960 | 10895.6 | 138.753 | 221112 | -75.1076 | 40.796 | 350 | 125 | 120 |  | 18 | N | Natural Gas | N | N | N | 9999 | N |  | Combustion Turbine | 109 |  | 15991
3148_G_CTG2 | PA | 42095 | MC PROJECT CO LLC/MARTINS CREEK | TalenEnergy Martins Creek | 3881711 | 37151413 |  |  | 3148 | CTG2 | 420950010 | 102 | 4.8654 |  | 0.0893 | 0.0974 | 0.0319 |  | 1.2443 | 9.1862 | 0.01 | 0.1868 | 0.1868 | 0.0602 |  | 2.3517 | 2019 | 52 | 10 | 960 | 10895.6 | 138.753 | 221112 | -75.1076 | 40.796 | 350 | 125 | 120 |  | 18 | N | Natural Gas | N | N | N | 9999 | N |  | Combustion Turbine | 151 |  | 15991
3113_G_3 | PA | 42095 | PORTLAND POWER LLC/PORTLAND GENERATING STA | Portland (PA) | 3881811 | 37149613 | 3113 | 033 | 3113 | 3 | 420950011 | 101 | [7 empty] | 0.46 | 0.02 | 0.014048 | 0.016971 |  |  |  | 2019 | 26 | 11 | 900 | 3062 | 32.219 | 221112 | -75.079 | 40.9083 | 259 | 125 | 690 |  | 13 | N | Natural Gas, Distillate Fuel Oil | N | N | N | 9999 | N |  | Combustion Turbine |  |  | 25000
3113_G_4 | PA | 42095 | PORTLAND POWER LLC/PORTLAND GENERATING STA | Portland (PA) | 3881811 | 37149713 | 3113 | 034 | 3113 | 4 | 420950011 | 102 | [7 empty] | 0.63 | 0.02 | 0.014048 | 0.016971 |  |  |  | 2019 | 26 | 12 | 960 | 3918.8 | 34.647 | 221112 | -75.079 | 40.9083 | 326 | 125 | 690 |  | 17 | N | Natural Gas, Distillate Fuel Oil | N | N | N | 9999 | N |  | Combustion Turbine |  |  | 25000
3113_G_5 | PA | 42095 | PORTLAND POWER LLC/PORTLAND GENERATING STA | Portland (PA) | 3881811 | 37150213 | 3113 | 5 | 3113 | 5 | 420950011 | 103 | [7 empty] | 2.2 | 0.1 | 0.10875 | 0.10875 | 0.01 |  | 0.01 | 2019 | 142 | 19 | 1000 | 38499.983 | 135.801 | 221112 | -75.079 | 40.9083 | 1440 | 125 | 690 |  | 134 | N | Distillate Fuel Oil | Y | N | N | 9999 | N |  | Combustion Turbine |  | 12.83 | 25000
55690_G_CTG6 | PA | 42095 | CALPINE BETHLEHEM LLC/BETHLEHEM | Bethlehem Power Plant | 3883511 | 37138613 | 55690 | 6 | 55690 | CTG6 | 420950254 | 036 | 15.8 | 6.6 | 22.9952 | 22.9952 | 2.976 |  | 10.109 | 17.2 | 2.8 | 19.05 | 22.56 | 1.67 | 3.2 | 2.2 | 2019 | 188 | 17 | 990 | 15250 | 67.195 | 221112 | -75.3135 | 40.619 | 1570 | 125 | 140 |  | 127 | N | Natural Gas, Distillate Fuel Oil | Y | N | N | 9999 | N |  | Combined Cycle | 5801 | 6757.2412 | 8107
55690_G_CTG1 | PA | 42095 | CALPINE BETHLEHEM LLC/BETHLEHEM | Bethlehem Power Plant | 3883511 | 37138713 | 55690 | 1 | 55690 | CTG1 | 420950254 | 031 | 22 | 5.9 | 24.6332 | 24.6332 | 7.02 |  | 13.206 | 17.6 | 2 | 95.4477 | 98.9877 | 1.72 | 1.4 | 5.1 | 2019 | 188 | 17 | 990 | 15250 | 67.195 | 221112 | -75.3141 | 40.6178 | 1570 | 125 | 140 |  | 118 | N | Natural Gas, Distillate Fuel Oil | Y | N | N | 9999 | N | 55690_G_CTG1;55690_G_STG4 | Combined Cycle | 5705 | 6412.7402 | 8107
55690_G_CTG2 | PA | 42095 | CALPINE BETHLEHEM LLC/BETHLEHEM | Bethlehem Power Plant | 3883511 | 37138813 | 55690 | 2 | 55690 | CTG2 | 420950254 | 032 | 20.5 | 5.2 | 27.5324 | 27.5324 | 9.818 |  | 13.038 | 19.4 | 1.9 | 91.4625 | 94.8525 | 1.65 | 0.7 | 3.8 | 2019 | 136 | 18.4 | 990 | 28333.333 | 106.567 | 221112 | -75.3141 | 40.6178 | 1570 | 125 | 140 |  | 127 | N | Natural Gas, Distillate Fuel Oil | Y | N | N | 9999 | N |  | Combined Cycle | 5844 | 6368.1011 | 8107
55690_G_CTG3 | PA | 42095 | CALPINE BETHLEHEM LLC/BETHLEHEM | Bethlehem Power Plant | 3883511 | 37138913 | 55690 | 3 | 55690 | CTG3 | 420950254 | 033 | 22.7 | 6.2 | 28.946 | 28.946 | 3.08 |  | 9.265 | 16.7 | 2.1 | 98.9361 | 102.6061 | 1.78 | 3.7 | 2.8 | 2019 | 188 | 17 | 990 | 15250 | 67.195 | 221112 | -75.3135 | 40.619 | 1570 | 125 | 140 |  | 127 | N | Natural Gas, Distillate Fuel Oil | Y | N | N | 9999 | N |  | Combined Cycle | 5534 | 6275.7607 | 8107
55690_G_CTG5 | PA | 42095 | CALPINE BETHLEHEM LLC/BETHLEHEM | Bethlehem Power Plant | 3883511 | 37139013 | 55690 | 5 | 55690 | CTG5 | 420950254 | 035 | 21.9 | 7.3 | 28.602 | 28.602 | 4.274 |  | 13.815 | 16.2 | 2.3 | 15.78 | 18.68 | 1.38 | 1.7 | 5.1 | 2019 | 188 | 17 | 990 | 15250 | 67.195 | 221112 | -75.3135 | 40.619 | 1570 | 125 | 140 |  | 118 | N | Natural Gas, Distillate Fuel Oil | Y | N | N | 9999 | N | 55690_G_STG8;55690_G_CTG5 | Combined Cycle | 133 | 6396.8418 | 8107
55690_G_CTG7 | PA | 42095 | CALPINE BETHLEHEM LLC/BETHLEHEM | Bethlehem Power Plant | 3883511 | 67547813 | 55690 | 7 | 55690 | CTG7 | 420950254 | 037 | 20 | 7.1 | 15.2824 | 15.2824 | 4.918 |  | 16.689 | 17 | 2.7 | 18.43 | 21.82 | 1.62 | 2.5 | 9.8 | 2019 | 136 | 18.4 | 990 | 28333.333 | 106.567 | 221112 | -75.3135 | 40.619 | 1570 | 125 | 140 |  | 127 | N | Natural Gas, Distillate Fuel Oil | Y | N | N | 9999 | N |  | Combined Cycle | 129 | 6075.29 | 8107
55765_G_TG2 | PA | 42095 | GREEN KNIGHT/PLAINFIELD LANDFILL GAS | Green Knight Energy Center | 3883611 | 37138313 |  |  | 55765 | TG2 | 420950255 | 002 | [7 empty] | 13.86 | 18.9 | 1.73 | 1.73 | 0.7 |  | 14 | 2019 | 28 | 4 | 736 | 1597.717 | 127.139 | 221118 | -75.2625 | 40.8603 | 47 | 125 | 100 |  | 2.4 | N | Landfill Gas | N | N | N | 9999 | N |  | Landfill Gas |  |  | 21853
55765_G_TG3 | PA | 42095 | GREEN KNIGHT/PLAINFIELD LANDFILL GAS | Green Knight Energy Center | 3883611 | 37138413 |  |  | 55765 | TG3 | 420950255 | 003 | [7 empty] | 10.78 | 14.7 | 1.3 | 1.3 | 0.5 |  | 10.9 | 2019 | 28 | 4 | 736 | 1597.717 | 127.139 | 221118 | -75.2625 | 40.8603 | 47 | 125 | 100 |  | 2.4 | N | Landfill Gas | N | N | N | 9999 | N |  | Landfill Gas |  |  | 21853
55765_G_TG1 | PA | 42095 | GREEN KNIGHT/PLAINFIELD LANDFILL GAS | Green Knight Energy Center | 3883611 | 37138513 |  |  | 55765 | TG1 | 420950255 | 001 | [7 empty] | 6.42 | 8.8 | 0.76 | 0.76 | 0.3 |  | 6.5 | 2019 | 28 | 4 | 736 | 1597.717 | 127.139 | 221118 | -75.2625 | 40.8603 | 47 | 125 | 100 |  | 2.4 | N | Landfill Gas | N | N | N | 9999 | N |  | Landfill Gas |  |  | 21853
50888_B_BLR1 | PA | 42095 | NORTHAMPTON GEN CO/NORTHAMPTON | Northampton Generating Company LP | 6558911 | 17966613 | 50888 | NGC01 | 50888 | BLR1 | 420950536 | 001 | 142.078 | 173.596 | 27.0738 | 47.4999 | 3.9908 |  | 19.9541 | 78.4 | 87.3 | 7.2354 | 11.0153 | 1.4 | 0.36 | 401.3999 | 2019 | 275 | 9.5 | 270 | 6295.167 | 88.817 | 221112 | -75.4783 | 40.6925 | 1150 | 125 | 100 | 127 | 112 | Y | Waste Coal | Y | N | N | 9999 | N |  | Coal Steam | 1 | 3292.5698 | 10316
10343_B_SG-101 | PA | 42097 | MT CARMEL COGEN/CULM FIRED COGEN PLT | Foster Wheeler Mt Carmel Cogen | 3762011 | 37027513 | 10343 | SG-101 | 10343 | SG-101 | 420970031 | 031 | 182.933 | 470.294 | 26.4657 | 43.573 | 6.0518 | 6.0518 | 30.259 | 50.7 | 145.5 | 2.498 | 11.5137 | 1.07 | 0.06 | 123.4 | 2019 | 307 | 9 | 550 | 3833.333 | 60.37 | 221112 | -76.4552 | 40.8094 | 624 | 125 | 100 | 127 | 43 | Y | Waste Coal | Y | N | N | 9999 | N |  | Coal Steam |  | 8058.7207 | 14500
3168_G_92 | PA | 42101 | EXELON GENERATING CO/RICHMOND | Richmond Generating Station | 3915211 | 103756813 | 3168 | 92 | 3168 | 92 | 4210104903 | 037 | 1.393 | 3.8881 | 0.7153 | 1.0905 | 0.0158 |  | 0.1273 | 1.6374 | 0.118 | 0.0498 | 0.0759 | 0.0011 |  | 0.0089 | 2019 | 40 | 20 | 950 | 23333.333 | 74.242 | 221122 | -75.0733 | 39.9853 | 838 | 125 | 120 |  | 49 | N | Distillate Fuel Oil | Y | N | N | 9999 | N |  | Combustion Turbine |  | 7.94 | 12311
3168_G_91 | PA | 42101 | EXELON GENERATING CO/RICHMOND | Richmond Generating Station | 3915211 | 103756913 | 3168 | 91 | 3168 | 91 | 4210104903 | 038 | 1.335 | 3.5842 | 0.6279 | 1.3863 | 0.0146 |  | 0.1173 | 1.5922 | 0.1206 | 0.0511 | 0.1129 | 0.0012 |  | 0.0096 | 2019 | 40 | 20 | 950 | 23333.333 | 74.242 | 221122 | -75.0733 | 39.9853 | 838 | 125 | 120 |  | 49 | N | Distillate Fuel Oil | Y | N | N | 9999 | N |  | Combustion Turbine |  | 7.23 | 12309
54785_G_GEN2 | PA | 42101 | GRAYS FERRY COGEN PARTNERSHIP/PHILA | Grays Ferry Cogeneration | 6531511 | 103763213 | 54785 | 2 | 54785 | GEN2 | 4210104944 | 001 | 128.54 | 2.77 | 185.27 | 185.27 | 0.46 | 1.96 | 0.92 | 135.56 | 2.75 | 259.0545 | 259.0545 | 0.45 | 3.12 | 2.88 | 2019 | 255 | 18 | 254 | 16382.517 | 64.353 | 221118 | -75.1886 | 39.9425 | 1880 | 125 | 120 |  | 114 | Y | Natural Gas | Y | N | N | 9999 | N |  | Combined Cycle |  | 7317.0586 | 5500
54785_B_1CT | PA | 42101 | GRAYS FERRY COGEN PARTNERSHIP/PHILA |  | 6531511 | 103763413 | 54785 | 25 |  |  | 4210104944 | 003 | 59.7 | 4 | 7.22 | 7.22 | 0.0518 | 3.09 | 0.1 | 68.3 | 0.7 | 4.47 | 4.47 | 0.11 | 3.42 | 0.11 | 2019 | 280 | 10.6 | 338 | 5891.267 | 66.732 | 221118 | -75.1886 | 39.9425 | 1100 | 125 | 100 |  |  |  |  | Y | N | N |  | N |  |  |  | 7285.0894
3160_G_12 | PA | 42101 | EXELON GENERATION CO/DELAWARE STA | Delaware Generating Station | 6559511 | 103757113 |  |  | 3160 | 12 | 4210104901 | 015 | [7 empty] | 0.6137 | 0.0125 | 0.0226 | 0.0736 | 0.0035 |  | 0.1037 | 2019 | 25 | 11 | 1025 | 10522.833 | 110.683 | 221118 | -75.1269 | 39.9671 | 0.01 | 125 | 100 |  | 13 | N | Distillate Fuel Oil | N | N | N | 9999 | N |  | Combustion Turbine |  |  | 15644
3160_G_11 | PA | 42101 | EXELON GENERATION CO/DELAWARE STA | Delaware Generating Station | 6559511 | 103757213 |  |  | 3160 | 11 | 4210104901 | 016 | [7 empty] | 0.3655 | 0.0072 | 0.0131 | 0.0426 | 0.002 |  | 0.06 | 2019 | 25 | 11 | 1025 | 10522.833 | 110.683 | 221118 | -75.1269 | 39.9671 | 0.01 | 125 | 100 |  | 13 | N | Distillate Fuel Oil | N | N | N | 9999 | N |  | Combustion Turbine |  |  | 15644
3160_G_10 | PA | 42101 | EXELON GENERATION CO/DELAWARE STA | Delaware Generating Station | 6559511 | 103757313 |  |  | 3160 | 10 | 4210104901 | 017 | [7 empty] | 0.3938 | 0.0078 | 0.0141 | 0.0459 | 0.0022 |  | 0.0647 | 2019 | 25 | 11 | 1025 | 10522.833 | 110.683 | 221118 | -75.1269 | 39.9671 | 0.01 | 125 | 100 |  | 13 | N | Distillate Fuel Oil | N | N | N | 9999 | N |  | Combustion Turbine |  |  | 15644
3160_G_9 | PA | 42101 | EXELON GENERATION CO/DELAWARE STA | Delaware Generating Station | 6559511 | 103757413 |  |  | 3160 | 9 | 4210104901 | 018 | [7 empty] | 1.3158 | 0.0178 | 0.0274 | 0.0698 | 0.005 |  | 0.1482 | 2019 | 25 | 11 | 1090 | 12489.617 | 131.371 | 221118 | -75.1269 | 39.9671 | 0.01 | 125 | 100 |  | 17 | N | Distillate Fuel Oil | N | N | N | 9999 | N |  | Combustion Turbine |  |  | 15636
3169_G_10 | PA | 42101 | EXELON GENERATION CO/SCHUYLKILL STA | Schuylkill Generating Station | 6559811 | 103757613 |  |  | 3169 | 10 | 4210104904 | 007 | [7 empty] | 1.1063 | 0.0027 | 0.0109 | 0.0716 | 0.0061 |  | 0.1817 | 2019 | 29 | 12 | 1090 | 10500 | 92.803 | 221118 | -75.1883 | 39.9425 | 0.01 | 125 | 100 |  | 13 | N | Distillate Fuel Oil | N | N | N | 9999 | N |  | Combustion Turbine |  |  | 25000
3169_G_11 | PA | 42101 | EXELON GENERATION CO/SCHUYLKILL STA | Schuylkill Generating Station | 6559811 | 103757713 |  |  | 3169 | 11 | 4210104904 | 008 | [7 empty] | 2.1743 | 0.0037 | 0.0429 | 0.1332 | 0.0083 |  | 0.245 | 2019 | 29 | 12 | 1090 | 12500 | 110.48 | 221118 | -75.1883 | 39.9425 | 233 | 125 | 100 |  | 17 | N | Distillate Fuel Oil | N | N | N | 9999 | N |  | Combustion Turbine |  |  | 25000
3170_G_3 | PA | 42101 | EXELON GENERATION CO/SOUTHWARK | Southwark | 6597011 | 103757913 |  |  | 3170 | 3 | 4210104905 | 005 | [7 empty] | 0.4661 | 0.0014 | 0.0166 | 0.0542 | 0.0026 |  | 0.0765 | 2019 | 29 | 11 | 1025 | 10522.833 | 110.683 | 221118 | -75.1333 | 39.9136 | 0.01 | 125 | 100 |  | 13 | N | Distillate Fuel Oil | N | N | N | 9999 | N |  | Combustion Turbine |  |  | 14053
3170_G_4 | PA | 42101 | EXELON GENERATION CO/SOUTHWARK | Southwark | 6597011 | 103758013 |  |  | 3170 | 4 | 4210104905 | 006 | [7 empty] | 0.4478 | 0.0013 | 0.016 | 0.0521 | 0.0025 |  | 0.0735 | 2019 | 29 | 11 | 1025 | 10522.833 | 110.683 | 221118 | -75.1333 | 39.9136 | 0.01 | 125 | 100 |  | 13 | N | Distillate Fuel Oil | N | N | N | 9999 | N |  | Combustion Turbine |  |  | 14066
3170_G_5 | PA | 42101 | EXELON GENERATION CO/SOUTHWARK | Southwark | 6597011 | 103758113 |  |  | 3170 | 5 | 4210104905 | 007 | [7 empty] | 0.3922 | 0.0012 | 0.014 | 0.0456 | 0.0022 |  | 0.0644 | 2019 | 29 | 11 | 1025 | 10522.833 | 110.683 | 221118 | -75.1333 | 39.9136 | 0.01 | 125 | 100 |  | 13 | N | Distillate Fuel Oil | N | N | N | 9999 | N |  | Combustion Turbine |  |  | 14066
3170_G_6 | PA | 42101 | EXELON GENERATION CO/SOUTHWARK | Southwark | 6597011 | 103758213 |  |  | 3170 | 6 | 4210104905 | 008 | [7 empty] | 0.4187 | 0.0012 | 0.015 | 0.0488 | 0.0023 |  | 0.0688 | 2019 | 29 | 11 | 1025 | 10522.833 | 110.683 | 221118 | -75.1333 | 39.9136 | 0.01 | 125 | 100 |  | 13 | N | Distillate Fuel Oil | N | N | N | 9999 | N |  | Combustion Turbine |  |  | 14066
10113_B_CFB2 | PA | 42107 | GILBERTON POWER CO/JOHN B RICH MEM POWER STA | John B Rich Memorial Power Station | 4105111 | 34990413 | 10113 | 032 | 10113 | CFB2 | 421070025 | 032 | 138.889 | 366.158 | 22.6933 | 37.3622 | 5.1892 | 0 | 25.9459 | 188.55 | 407.25 | 27.4126 | 44.6577 | 14.17 | 0.1237 | 157.97 | 2019 | 326 | 7 | 325 | 6932.733 | 180.16 | 221112 | -76.1995 | 40.7902 | 520 | 125 | 100 | 127 | 40 | Y | Waste Coal | Y | N | N | 9999 | N |  | Coal Steam |  | 8225.3906 | 13587
10113_B_CFB1 | PA | 42107 | GILBERTON POWER CO/JOHN B RICH MEM POWER STA | John B Rich Memorial Power Station | 4105111 | 34990513 | 10113 | 031 | 10113 | CFB1 | 421070025 | 031 | 136.007 | 362.158 | 22.4238 | 36.9185 | 5.1276 | 0 | 25.6378 | 188.55 | 407.25 | 28.2116 | 45.9615 | 14.59 | 0.1291 | 162.68 | 2017 | 326 | 7 | 325 | 6932.733 | 180.16 | 221112 | -76.1995 | 40.7902 | 520 | 125 | 100 | 127 | 40 | Y | Waste Coal | Y | N | N | 9999 | N |  | Coal Steam |  | 8114.2993 | 13587
50039_B_1 | PA | 42107 | NORTHEASTERN POWER CO/MCADOO COGEN |  | 4105211 | 67563513 | 50039 | 031 |  |  | 421070054 | 031 | 69.465 | 194.76 | 11.6046 | 15.5359 | 2.2242 | 0 | 800.703 | [8 empty] | 250 | 7.5 | 350 | 3838.95 | 86.947 | 221112 | -75.9929 | 40.8738 | 750 | 125 | 100 | 121 |  |  |  | Y | N | N |  | N |  |  |  | 3967.1797
50611_B_031 | PA | 42107 | RAUSCH CREEK GENERATION LLC/FRAILEY TWP | Westwood Generation LLC | 4735811 | 27908813 | 50611 | 031 | 50611 | 031 | 421070023 | 031 | 54.098 | 87.957 | 5.2612 | 7.9602 | 1.1775 | 0 | 5.8877 | 176 | 217.9 | 7.0516 | 8.972 | 8.7648 | 0.1378 | 75.3847 | 2017 | 320 | 8.5 | 350 | 4786 | 84.355 | 221112 | -76.4502 | 40.6191 | 592 | 125 | 100 | 127 | 30 | N | Waste Coal | Y | N | N | 9999 | N |  | Coal Steam |  | 2251.1401 | 14500
3142_G_UNT1 | PA | 42107 | MARTINS CREEK LLC/FISHBACH CTS | TalenEnergy Martins Creek LLC Fishbach | 4736011 | 27907713 |  |  | 3142 | UNT1 | 421070598 | CT01 | [7 empty] | 0.13 | 0.014 | 0.0023 | 0.0023 | 0.0001 |  | 0.0006 | 2017 | 25 | 6 | 898 | 9550.017 | 337.779 | 221112 | -76.2196 | 40.6891 | 283 | 125 | 120 |  | 14 | N | Distillate Fuel Oil | N | N | N | 2022 | N |  | Combustion Turbine |  |  | 14062
3142_G_UNT2 | PA | 42107 | MARTINS CREEK LLC/FISHBACH CTS | TalenEnergy Martins Creek LLC Fishbach | 4736011 | 27907813 |  |  | 3142 | UNT2 | 421070598 | CT02 | [7 empty] | 0.12 | 0.013 | 0.0023 | 0.0023 | 0.0001 |  | 0.0006 | 2019 | 25 | 6 | 898 | 9550.017 | 337.779 | 221112 | -76.2196 | 40.6891 | 283 | 125 | 120 |  | 14 | N | Distillate Fuel Oil | N | N | N | 2022 | N |  | Combustion Turbine |  |  | 14095
50879_B_BLR1 | PA | 42107 | WHEELABRATOR FRACKVILLE/MOREA PLT | Wheelabrator Frackville Energy | 8331411 | 108013 | 50879 | GEN1 | 50879 | BLR1 | 421070022 | 031 | 299.267 | 448.851 | 25.3225 | 33.9008 | 4.8534 | 2.912 | 1747.214 | 403.11 | 510.46 | 297.0797 | 592.5198 | 7.87 | 0.0151 | 206.08 | 2019 | 311 | 9 | 350 | 2516.717 | 39.569 | 221112 | -76.1782 | 40.7821 | 547 | 125 | 100 | 127 | 42 | Y | Waste Coal | Y | N | N | 2020 | N |  | Coal Steam |  | 8311.4395 | 14500
54634_B_1 | PA | 42107 | SCHUYLKILL ENERGY RES/ST NICHOLAS COGEN | St Nicholas Cogen Project | 8406511 | 352313 | 54634 | 1 | 54634 | 1 | 421070024 | CU031 | 212.711 | 1230.092 | 54.6904 | 73.2176 | 10.4821 | 0 | 3773.5695 | 299.1 | 995.6 | 39.1808 | 56.9769 | 22.9 |  | 205.4 | 2019 | 310 | 11 | 365 | 7906.617 | 83.206 | 221112 | -76.1734 | 40.8225 | 1180 | 125 | 100 | 127&75 | 86 | Y | Waste Coal | Y | N | N | 9999 | N |  | Coal Steam |  | 8253.5508 | 14500
60368_G_CTG2 | PA | 42109 | PANDA HUMMEL STA LLC/SUNBURY NAT GAS PLT | Panda Hummel Station LLC | 18897911 | 135435313 | 60368 | CT2 | 60368 | CTG2 | 421090099 | P182 | [7 empty] | 42.4 | 1 | 32.1312 | 32.1312 | 0.6 | 5 | 15.4 | 2019 | 150 | 22 | 262 | 22702.133 | 59.714 | 221112 | -76.8254 | 40.8379 | 2590 | 125 | 120 |  | 226.3 | N | Natural Gas | Y | N | N | 9999 | N |  | Combined Cycle |  | 6476.6406 | 7050
60368_G_CTG1 | PA | 42109 | PANDA HUMMEL STA LLC/SUNBURY NAT GAS PLT | Panda Hummel Station LLC | 18897911 | 135435713 | 60368 | CT1 | 60368 | CTG1 | 421090099 | P181 | [7 empty] | 45 | 1.1 | 26.1039 | 26.1039 | 0.5 | 3.17 | 7.1 | 2019 | 150 | 22 | 262 | 22702.133 | 59.714 | 221112 | -76.8254 | 40.8379 | 2590 | 125 | 120 |  | 226.3 | N | Natural Gas | Y | N | N | 9999 | N |  | Combined Cycle |  | 7101.0996 | 7050
60368_G_CTG3 | PA | 42109 | PANDA HUMMEL STA LLC/SUNBURY NAT GAS PLT | Panda Hummel Station LLC | 18897911 | 135435913 | 60368 | CT3 | 60368 | CTG3 | 421090099 | P183 | [7 empty] | 35.2 | 0.8 | 23.0118 | 23.0118 | 0.9 | 5.17 | 17.7 | 2019 | 150 | 22 | 262 | 22702.133 | 59.714 | 221112 | -76.8254 | 40.8379 | 2590 | 125 | 120 |  | 226.3 | N | Natural Gas | Y | N | N | 9999 | N |  | Combined Cycle |  | 5380.3203 | 7050
3152_G_DI2 | PA | 42109 | SUNBURY GENERATION LP/SUNBURY SES | Sunbury Generation LP | 4737311 | 27902013 |  |  | 3152 | DI2 | 421090002 | P137 | [7 empty] | 0.0724 | 0.0018 | 0.0051667 | 0.0054855 | 0.0011 |  | 0.0156 | 2019 | 50 | 5 | 896 | 6822.633 | 347.333 | 221112 | -76.8254 | 40.8379 | 5 | 125 | 160 |  | 5 | N | Distillate Fuel Oil | N | N | N | 9999 | N |  | Combustion Turbine |  |  | 13280
3152_G_CTG1 | PA | 42109 | SUNBURY GENERATION LP/SUNBURY SES | Sunbury Generation LP | 4737311 | 27902213 |  |  | 3152 | CTG1 | 421090002 | P139 | [7 empty] | 0.043 | 0.282 | 0.0010756 | 0.0010756 | 0.002 | 0.0014 | 0.008 | 2019 | 52 | 14.4 | 960 | 11117.95 | 68.245 | 221112 | -76.8254 | 40.8379 | 20 | 125 | 120 |  | 18 | N | Distillate Fuel Oil | N | N | N | 9999 | N |  | Combustion Turbine |  |  | 16576
3152_G_CTG2 | PA | 42109 | SUNBURY GENERATION LP/SUNBURY SES | Sunbury Generation LP | 4737311 | 27902313 |  |  | 3152 | CTG2 | 421090002 | P140 | [7 empty] | 0.4224 | 0.2749 | 0.010648 | 0.010648 | 0.0001 | 0.0014 | 0.008 | 2019 | 52 | 14.4 | 960 | 11117.95 | 68.245 | 221112 | -76.8254 | 40.8379 | 20 | 125 | 120 |  | 18 | N | Distillate Fuel Oil | N | N | N | 9999 | N |  | Combustion Turbine |  |  | 16586
3120_G_1 | PA | 42117 | BLOSSBURG POWER LLC/BLOSSBURG GEN STA | Blossburg | 3878511 | 37458813 |  |  | 3120 | 1 | 421170100 | P101 | [7 empty] | 10.12 | 0.0854 | 0.2135 | 0.2135 | 0.0528 |  | 2.0602 | 2019 | 32 | 10 | 900 | 2167.867 | 27.593 | 221112 | -77.0833 | 41.7222 | 19 | 125 | 120 |  | 16 | N | Natural Gas | N | N | N | 9999 | N |  | Combustion Turbine |  |  | 13745
55233_G_GT04B | PA | 42121 | HANDSOME LAKE ENERGY LLC/KENNERDELL |  | 3880211 | 37451013 | 55233 | EU-4B |  |  | 421210043 | 4B | 26.718 | 0.153 | 0.2912 | 0.2912 | 0.4 |  | 1.5 | 2.7157 | 0.0283 | 0.5323 | 0.5323 | 0.2544 |  | 0.424 | 2019 | 53 | 14.3 | 831 | 6965 | 43.375 | 221112 | -79.8061 | 41.2908 | 260 | 125 | 120 | 109 |  |  |  | Y | N | N |  | N |  |  |  | 1654.9392
55233_G_GT05B | PA | 42121 | HANDSOME LAKE ENERGY LLC/KENNERDELL |  | 3880211 | 37451113 | 55233 | EU-5B |  |  | 421210043 | 5B | 5.568 | 0.02 | 0.2548 | 0.2548 | 0.3 |  | 2.7 | 6.9429 | 0.0624 | 1.1751 | 1.1751 | 0.416 |  | 1.6639 | 2019 | 53 | 14.3 | 831 | 6965 | 43.375 | 221112 | -79.8061 | 41.2908 | 260 | 125 | 120 | 109 |  |  |  | Y | N | N |  | N |  |  |  | 175.17
55233_G_GT01 | PA | 42121 | HANDSOME LAKE ENERGY LLC/KENNERDELL | Handsome Lake Energy LLC | 3880211 | 37451213 | 55233 | EU-1A | 55233 | GT01 | 421210043 | 1A | 6.275 | 0.042 | 0.2366 | 0.2366 |  |  | 0.1 | 6.0185 | 0.0515 | 0.9706 | 0.9706 | 0.0286 |  | 1.8897 | 2019 | 53 | 14.3 | 831 | 6965 | 43.375 | 221112 | -79.8061 | 41.2908 | 260 | 125 | 120 | 109 | 53.5 | N | Natural Gas | Y | N | N | 9999 | N |  | Combustion Turbine |  | 438.3501 | 11407
55233_G_GT01B | PA | 42121 | HANDSOME LAKE ENERGY LLC/KENNERDELL |  | 3880211 | 37451313 | 55233 | EU-1B |  |  | 421210043 | 1B | 6.29 | 0.042 | 0.2548 | 0.2548 | 0.7 |  | 0.7 | 6.1744 | 0.0593 | 1.116 | 1.116 | 0.9251 |  | 2.5678 | 2019 | 53 | 14.3 | 831 | 6965 | 43.375 | 221112 | -79.8061 | 41.2908 | 260 | 125 | 120 | 109 |  |  |  | Y | N | N |  | N |  |  |  | 437.6602
55233_G_GT02 | PA | 42121 | HANDSOME LAKE ENERGY LLC/KENNERDELL | Handsome Lake Energy LLC | 3880211 | 37451413 | 55233 | EU-2A | 55233 | GT02 | 421210043 | 2A | 5.242 | 0.047 | 0.2912 | 0.2912 | 0.8 |  | 0.8 | 2.8518 | 0.0315 | 0.593 | 0.593 | 0.4915 |  | 0.7872 | 2019 | 53 | 14.3 | 831 | 6965 | 43.375 | 221112 | -79.8061 | 41.2908 | 260 | 125 | 120 | 109 | 53.5 | N | Natural Gas | Y | N | N | 9999 | N |  | Combustion Turbine |  | 523.29 | 11407
55233_G_GT02B | PA | 42121 | HANDSOME LAKE ENERGY LLC/KENNERDELL |  | 3880211 | 37451513 | 55233 | EU-2B |  |  | 421210043 | 2B | 7.497 | 0.046 | 0.2912 | 0.2912 | 0.5 |  | 0.8 | 2.3549 | 0.0316 | 0.5952 | 0.5952 | 0.3125 |  | 1.6329 | 2019 | 53 | 14.3 | 831 | 6965 | 43.375 | 221112 | -79.8061 | 41.2908 | 260 | 125 | 120 | 109 |  |  |  | Y | N | N |  | N |  |  |  | 517.9899
55233_G_GT03 | PA | 42121 | HANDSOME LAKE ENERGY LLC/KENNERDELL | Handsome Lake Energy LLC | 3880211 | 37451613 | 55233 | EU-3A | 55233 | GT03 | 421210043 | 3A | 2.071 | 0.008 | 0.2184 | 0.2184 | 0.5 |  | 1.7 | 2.9904 | 0.0295 | 0.5551 | 0.5551 | 0.3914 |  | 1.523 | 2019 | 53 | 14.3 | 831 | 6965 | 43.375 | 221112 | -79.8061 | 41.2908 | 260 | 125 | 120 | 109 | 53.5 | N | Natural Gas | Y | N | N | 9999 | N |  | Combustion Turbine |  | 95.59 | 11407
55233_G_GT03B | PA | 42121 | HANDSOME LAKE ENERGY LLC/KENNERDELL |  | 3880211 | 37451713 | 55233 | EU-3B |  |  | 421210043 | 3B | 10.902 | 0.06 | 0.1638 | 0.1638 | 0.4 |  | 0.5 | 3.1193 | 0.0292 | 0.5492 | 0.5492 | 0.4001 |  | 2.0898 | 2019 | 53 | 14.3 | 831 | 6965 | 43.375 | 221112 | -79.8061 | 41.2908 | 260 | 125 | 120 | 109 |  |  |  | Y | N | N |  | N |  |  |  | 641.1401
55233_G_GT04 | PA | 42121 | HANDSOME LAKE ENERGY LLC/KENNERDELL | Handsome Lake Energy LLC | 3880211 | 37451813 | 55233 | EU-4A | 55233 | GT04 | 421210043 | 4A | 26.826 | 0.153 | 0.2548 | 0.2548 | 0.2 |  | 0.5 | 2.2122 | 0.0335 | 0.6309 | 0.6309 | 0.175 |  | 1.2284 | 2019 | 53 | 14.3 | 831 | 6965 | 43.375 | 221112 | -79.8061 | 41.2908 | 50 | 125 | 120 | 109 | 53.5 | N | Natural Gas | Y | N | N | 9999 | N |  | Combustion Turbine |  | 1656.4191 | 11407
55233_G_GT05 | PA | 42121 | HANDSOME LAKE ENERGY LLC/KENNERDELL | Handsome Lake Energy LLC | 3880211 | 37451913 | 55233 | EU-5A | 55233 | GT05 | 421210043 | 5A | 4.799 | 0.021 | 0.2548 | 0.2548 | 0.5 |  | 0.9 | 6.2028 | 0.0548 | 1.0319 | 1.0319 | 0.5661 |  | 2.195 | 2019 | 53 | 14.3 | 831 | 6965 | 43.375 | 221112 | -79.8061 | 41.2908 | 50 | 125 | 120 | 109 | 53.5 | N | Natural Gas | Y | N | N | 9999 | N |  | Combustion Turbine |  | 175.13 | 11407
50974_B_UNIT 2 | PA | 42121 | SCRUBGRASS GENERATING CO LP/KENNERDELL PLT | Scrubgrass Generating Plant | 4760211 | 32052513 | 50974 | 2 | 50974 | UNIT 2 | 421210013 | 032 | 277.921 | 558.518 | 14.599 | 25.4038 | 3.5538 | 0 | 1279.363 | 128.6 | 274.3 | 13.3927 | 22.0054 | 1.5771 | 0.4854 | 60.5154 | 2019 | 362 | 10.8 | 340 | 7333.333 | 80.713 | 221112 | -79.8114 | 41.2678 | 600 | 125 | 100 | 127 | 43 | N | Bituminous, Waste Coal | Y | N | N | 9999 | N |  | Coal Steam | 101 | 7219.9199 | 13904
50974_B_UNIT 1 | PA | 42121 | SCRUBGRASS GENERATING CO LP/KENNERDELL PLT | Scrubgrass Generating Plant | 4760211 | 32052813 | 50974 | 1 | 50974 | UNIT 1 | 421210013 | 031 | 269.252 | 558.163 | 15.6121 | 27.5915 | 3.8004 | 0 | 1368.1455 | 138.6 | 268.9 | 14.7828 | 24.2894 | 1.7408 | 0.4472 | 68.086 | 2019 | 362 | 10.8 | 340 | 7333.333 | 80.713 | 221112 | -79.8114 | 41.2678 | 600 | 125 | 100 | 127 | 43 | N | Bituminous, Waste Coal | Y | N | N | 9999 | N |  | Coal Steam | 70 | 7741.2305 | 13904
3132_G_3 | PA | 42123 | WARREN COMBUSTION TURBINE | Warren | 3893511 | 37450213 | 3132 | 005 | 3132 | 3 | 421230004 | 035 | 18.819 | 0.023 | 3.22 | 3.22 | 1.71 |  | 2.68 | 9.1 | 0.012 | 0.1376 | 0.1377 | 0.0351 |  | 0.1172 | 2019 | 51 | 19.1 | 890 | 34702.517 | 121.069 | 221112 | -79.1889 | 41.8361 | 1250 | 125 | 120 |  | 46 | N | Natural Gas, Distillate Fuel Oil | Y | N | N | 9999 | N |  | Combustion Turbine |  | 68.79 | 14988
57014_G_GEN1 | PA | 42125 | ARDEN LDFL/CHARTIERS TWP | Waste Management Arden LFGTE | 3896011 | 99819213 |  |  | 57014 | GEN1 | 421251035 | 127 | [9 empty] | 19.53 | 19.53 |  |  |  | 2019 | 20 | 1 | 800 | 101.667 | 129.468 | 562212 | -80.2648 | 40.2084 | 10.1 | 104 | 690 |  | 0.8 | N | Landfill Gas | N | N | N | 9999 | N | 57014_G_GEN5;57014_G_GEN3;57014_G_GEN2;57014_G_GEN1;57014_G_GEN6;57014_G_GEN4 | Landfill Gas |  |  | 13500
60464_G_CTG1 | PA | 42129 | TENASKA PA PARTNERS/WESTMORELAND GEN FAC | Tenaska Westmoreland Generating Station | 18895511 | 135441113 | 60464 | 101 | 60464 | CTG1 | 421290248 | 101 | [7 empty] | 40.1 | 5.11 | 11.4 | 11.4 | 7.95 | 5.1 | 9.2 | 2019 | 62.0079 | 0.1 | 192 | 7.9 | 61.2861 | 221112 | -79.6967 | 40.175 | 3150 | 125 | 120 | 109&65 | 286.6 | N | Natural Gas | Y | N | N | 9999 | N |  | Combined Cycle |  | 5749.979 | 7050
60464_G_CTG2 | PA | 42129 | TENASKA PA PARTNERS/WESTMORELAND GEN FAC | Tenaska Westmoreland Generating Station | 18895511 | 135441213 | 60464 | 102 | 60464 | CTG2 | 421290248 | 102 | [7 empty] | 45.2 | 5.8 | 20 | 20 | 14.58 | 4.4 | 10.8 | 2019 | 62.0079 | 0.1 | 192 | 7.9 | 61.2861 | 221112 | -79.6967 | 40.175 | 3150 | 125 | 120 |  | 286.6 | N | Natural Gas | Y | N | N | 9999 | N |  | Combined Cycle |  | 6337.2197 | 7050
50463_G_GEN1 | PA | 42131 | PROCTER & GAMBLE PAPER PROD CO/MEHOOPANY | Procter & Gamble Mehoopany Mill | 4952011 | 28942313 | 50463 | 328001 | 50463 | GEN1 | 421310009 | 035 | 313.8 | 0.7 | 14.6 | 14.6 | 2.5 |  | 66.1 | 309.4 | 1 | 16.2 | 16.2 | 2.2 |  | 2.4 | 2019 | 75 | 5 | 195 | 644.75 | 32.843 | 322121 | -76.047 | 41.5734 | 644 | 133 | 120 |  | 40 | Y | Natural Gas | Y | N | N | 9999 | N |  | Combustion Turbine | 8760 | 6354.4102 | 8700
55524_G_CTG5 | PA | 42133 | CALPINE MID MERIT LLC/YORK ENERGY CTR DELTA | York Energy Center | 15649311 | 137529813 | 55524 | 5 | 55524 | CTG5 | 421330329 | 205 | [7 empty] | 31 | 3.6 | 0.26 | 0.34 | 0.03 | 3.8 | 4.4 | 2019 | 250 | 20 | 160 | 18425.433 | 58.664 | 221112 | -76.3083 | 39.7387 | 2510 | 125 | 120 |  | 216.3 | N | Natural Gas, Distillate Fuel Oil | Y | N | N | 9999 | N |  | Combined Cycle |  | 4960.3804 | 7050
55524_G_CTG6 | PA | 42133 | CALPINE MID MERIT LLC/YORK ENERGY CTR DELTA | York Energy Center | 15649311 | 137529913 | 55524 | 6 | 55524 | CTG6 | 421330329 | 206 | [7 empty] | 31.7 | 3.7 | 0.27 | 0.34 | 0.02 | 3.2 | 3.8 | 2019 | 250 | 20 | 160 | 18425.433 | 58.664 | 221112 | -76.3083 | 39.7387 | 2510 | 125 | 120 |  | 216.3 | N | Natural Gas, Distillate Fuel Oil | Y | N | N | 9999 | N |  | Combined Cycle |  | 4773.0498 | 7050
55524_G_CTG1 | PA | 42133 | CALPINE MID MERIT LLC/YORK ENERGY CTR DELTA | York Energy Center | 15649311 | 99820713 | 55524 | 1 | 55524 | CTG1 | 421330329 | 101 | 22.2 | 2.1 | 47.7584 | 47.7584 | 2.2772 | 9.42 | 1.7478 | 13.4 | 0.9 | 10.12 | 12.4 | 0.63 | 6.9 | 2.3 | 2019 | 135 | 18.4 | 967 | 32646.083 | 122.775 | 221112 | -76.3083 | 39.7387 | 1570 | 125 | 120 | 65 | 113 | N | Natural Gas, Distillate Fuel Oil | Y | N | N | 9999 | N | 55524_G_CTG1;55524_G_STG1 | Combined Cycle | 15 | 3497.3687 | 7956
55524_G_CTG2 | PA | 42133 | CALPINE MID MERIT LLC/YORK ENERGY CTR DELTA | York Energy Center | 15649311 | 99820813 | 55524 | 2 | 55524 | CTG2 | 421330329 | 102 | 21.7 | 7.6 | 33.6369 | 33.6369 | 2.4228 | 9.8212 | 3.6298 | 12.5 | 1 | 9.81 | 12.02 | 0.61 | 7.4 | 3.8 | 2019 | 188 | 17 | 210 | 15323.15 | 67.523 | 221112 | -76.3083 | 39.7387 | 1570 | 125 | 120 | 65 | 122 | N | Natural Gas, Distillate Fuel Oil | Y | N | N | 9999 | N |  | Combined Cycle | 10 | 3469.6279 | 7956
55524_G_CTG3 | PA | 42133 | CALPINE MID MERIT LLC/YORK ENERGY CTR DELTA | York Energy Center | 15649311 | 99820913 | 55524 | 3 | 55524 | CTG3 | 421330329 | 103 | 21.7 | 9.8 | 38.9407 | 38.9407 | 2.4302 | 10.1476 | 1.8702 | 10.8 | 0.9 | 9.48 | 11.62 | 0.59 | 7.8 | 4 | 2019 | 188 | 18 | 210 | 15323.15 | 60.206 | 221112 | -76.3083 | 39.7387 | 1570 | 125 | 120 | 65 | 122 | N | Natural Gas, Distillate Fuel Oil | Y | N | N | 9999 | N |  | Combined Cycle | 13 | 3448.9919 | 7956
54693_G_GT#6 | PA | 42133 | YORK PLT HOLDINGS LLC/SPRINGETTSBURY TWP | York Generation Company LLC | 2986311 | 38380813 |  |  | 54693 | GT#6 | 421330074 | 036 | [7 empty] | 0.0845 | 0.0004 | 0.016744 | 0.016744 | 0.0083 |  | 0.0757 | 2019 | 65 | 6.6 | 419 | 1750.417 | 51.184 | 221112 | -76.6763 | 39.9855 | 98.6 | 125 | 100 |  | 7.3 | N | Natural Gas | N | N | N | 2021 | N |  | Combined Cycle |  |  | 10130
54693_G_GT#1 | PA | 42133 | YORK PLT HOLDINGS LLC/SPRINGETTSBURY TWP | York Generation Company LLC | 2986311 | 38380913 |  |  | 54693 | GT#1 | 421330074 | 031 | [7 empty] | 0.0803 | 0.0006 | 0.023478 | 0.023478 | 0.0116 |  | 0.1057 | 2019 | 65 | 6.6 | 419 | 1750.417 | 51.184 | 221112 | -76.6763 | 39.9855 | 98.6 | 125 | 100 |  | 7.3 | N | Natural Gas | N | N | N | 2021 | N |  | Combined Cycle |  |  | 10130
54693_G_GT#2 | PA | 42133 | YORK PLT HOLDINGS LLC/SPRINGETTSBURY TWP | York Generation Company LLC | 2986311 | 38381013 |  |  | 54693 | GT#2 | 421330074 | 032 | [7 empty] | 0.102 | 0.0005 | 0.020202 | 0.020202 | 0.01 |  | 0.0911 | 2019 | 65 | 6.6 | 419 | 1750.417 | 51.184 | 221112 | -76.6763 | 39.9855 | 98.6 | 125 | 100 |  | 7.3 | N | Natural Gas | N | N | N | 2021 | N |  | Combined Cycle |  |  | 10130
54693_G_GT#5 | PA | 42133 | YORK PLT HOLDINGS LLC/SPRINGETTSBURY TWP | York Generation Company LLC | 2986311 | 38381313 |  |  | 54693 | GT#5 | 421330074 | 035 | [7 empty] | 0.0483 | 0.0003 | 0.014924 | 0.014924 | 0.0073 |  | 0.0671 | 2019 | 65 | 6.6 | 419 | 1750.417 | 51.184 | 221112 | -76.6763 | 39.9855 | 98.6 | 125 | 100 |  | 7.3 | N | Natural Gas | N | N | N | 2021 | N |  | Combined Cycle |  |  | 10130
3116_G_2 | PA | 42133 | TOLNA POWER LLC/TOLNA GS | Tolna | 3000911 | 38373713 | 3116 | 032 | 3116 | 2 | 421330888 | 102 | 10.9 | 1.7 | 0.17 | 0.17 | 0.01 |  | 0.05 | 5.4 | 0.7 | 0.1292 | 0.1292 | 0.0028 |  | 0.0228 | 2019 | 30 | 7.8 | 932 | 9435.633 | 197.483 | 221112 | -76.6354 | 39.7605 | 305 | 125 | 100 |  | 18 | N | Distillate Fuel Oil | Y | N | N | 9999 | N |  | Combustion Turbine | 96 | 27 | 23033
3116_G_1 | PA | 42133 | TOLNA POWER LLC/TOLNA GS | Tolna | 3000911 | 38373813 | 3116 | 031 | 3116 | 1 | 421330888 | 101 | 1.588 | 1.5 | 0.15 | 0.16 | 0.01 |  | 0.05 | 6 | 0.9 | 0.1429 | 0.1429 | 0.0031 |  | 0.0252 | 2019 | 30 | 7.8 | 932 | 9435.633 | 197.483 | 221112 | -76.6354 | 39.7605 | 305 | 125 | 100 |  | 18 | N | Distillate Fuel Oil | Y | N | N | 9999 | N |  | Combustion Turbine |  | 21 | 23022
3140_B_3 | PA | 42133 | BRUNNER ISLAND LLC/BRUNNER ISLAND | Brunner Island | 3193911 | 38702013 | 3140 | 3 | 3140 | 3 | 421330020 | 033A | 3396.8049 | 3737.5962 | 129.1 | 129.1 | 7.005 | 0.51 | 157.3682 | 2050.3 | 1968.2999 | 121.7501 | 121.7501 | 2.3 | 8.47 | 231.91 | 2019 | 524 | 30.7 | 130 | 40666.667 | 54.957 | 221112 | -76.697 | 40.096 | 7330 | 125 | 100 | 128&52 | 742 | N | Natural Gas | Y | N | N | 9999 | N |  | O/G Steam | 3852 | 3851.4399 | 10306
3140_G_BID1 | PA | 42133 | BRUNNER ISLAND LLC/BRUNNER ISLAND |  | 3193911 | 38702213 |  |  |  |  | 421330020 | 034 | 0.5 | 0.01 | 0.018285 | 0.018285 | 0.017 |  | 0.001 |  |  | 0.032268 | 0.032268 |  |  |  | 2019 | 20 | 3 | 350 | 152.633 | 21.589 | 221112 | -76.6963 | 40.0975 | 26.2 | 125 | 100 |  |  |  |  | N | N | N |  | N |  |  | 13
3140_G_BID2 | PA | 42133 | BRUNNER ISLAND LLC/BRUNNER ISLAND |  | 3193911 | 38702313 |  |  |  |  | 421330020 | 035 | 0.5 | 0.009 | 0.017209 | 0.017209 | 0.015 |  | 0.001 |  |  | 0.032268 | 0.032268 |  |  |  | 2019 | 20 | 3 | 350 | 152.633 | 21.589 | 221112 | -76.6963 | 40.0975 | 26.2 | 125 | 100 |  |  |  |  | N | N | N |  | N |  |  | 12
3140_G_BID3 | PA | 42133 | BRUNNER ISLAND LLC/BRUNNER ISLAND |  | 3193911 | 38702413 |  |  |  |  | 421330020 | 036 | 0.5 | 0.009 | 0.016134 | 0.016134 | 0.015 |  | 0.001 |  |  | 0.032268 | 0.032268 |  |  |  | 2017 | 20 | 3 | 350 | 152.633 | 21.589 | 221112 | -76.6963 | 40.0975 | 26.2 | 125 | 100 |  |  |  |  | N | N | N |  | N |  |  | 11
3140_B_2 | PA | 42133 | BRUNNER ISLAND LLC/BRUNNER ISLAND | Brunner Island | 3193911 | 38702513 | 3140 | 2 | 3140 | 2 | 421330020 | 032 | 2243.199 | 1558.4022 | 114.4 | 114.4 | 0.39 | 0.365 | 119.83 | 454.2999 | 360 | 28.8 | 28.8002 | 0.58 | 4.41 | 30.47 | 2017 | 450 | 19.6 | 130 | 46842.933 | 155.2 | 221112 | -76.697 | 40.096 | 3800 | 125 | 100 | 52 | 363 | N | Natural Gas | Y | N | N | 9999 | N |  | O/G Steam | 155 | 5294.4302 | 10686
3140_B_1 | PA | 42133 | BRUNNER ISLAND LLC/BRUNNER ISLAND | Brunner Island | 3193911 | 38702613 | 3140 | 1 | 3140 | 1 | 421330020 | 031A | 640.8 | 445.2001 | 23.6 | 23.6 | 0.05 | 0.232 | 37.43 | 630.3 | 499.51 | 43.8768 | 45.8192 | 1.15 | 5.27 | 26.89 | 2019 | 450 | 19.6 | 130 | 46842.933 | 155.2 | 221112 | -76.697 | 40.096 | 3340 | 125 | 100 | 127&52 | 306 | N | Bituminous, Natural Gas | Y | N | N | 9999 | N |  | Coal Steam | 2059 | 1930.7501 | 11245
50215_B_101 | PA | 42133 | YORK CNTY SOLID WASTE/YORK CNTY RESOURCE RECOVERY | York County Resource Recovery | 4120011 | 34988713 |  |  | 50215 | 101 | 421330073 | 101 | [7 empty] | 143.7 | 28 | 1.4921 | 2.0921 | 0.4 |  | 36.9 | 2019 | 320 | 10 | 270 | 1377.367 | 17.553 | 562213 | -76.7175 | 40.0017 |  | 103 | 270 | 127&141 | 9.6 | N | MSW | N | Y | N | 9999 | N |  | Municipal Solid Waste |  |  | 20253
50215_B_102 | PA | 42133 | YORK CNTY SOLID WASTE/YORK CNTY RESOURCE RECOVERY | York County Resource Recovery | 4120011 | 34988813 |  |  | 50215 | 102 | 421330073 | 102 | [7 empty] | 156.3 | 22.2 | 1.2719 | 1.8719 | 0.2 |  | 51.6 | 2019 | 320 | 10 | 270 | 1377.367 | 17.553 | 562213 | -76.7175 | 40.0017 |  | 103 | 270 |  | 9.6 | N | MSW | N | Y | N | 9999 | N |  | Municipal Solid Waste |  |  | 20253
50215_B_103 | PA | 42133 | YORK CNTY SOLID WASTE/YORK CNTY RESOURCE RECOVERY | York County Resource Recovery | 4120011 | 34988913 |  |  | 50215 | 103 | 421330073 | 103 | [7 empty] | 152 | 25.4 | 1.382 | 1.982 | 0.4 |  | 39.3 | 2019 | 320 | 10 | 270 | 1377.367 | 17.553 | 562213 | -76.7175 | 40.0017 |  | 103 | 270 |  | 9.6 | N | MSW | N | Y | N | 9999 | N |  | Municipal Solid Waste | 7939 |  | 20253
50397_B_1PB035 | PA | 42133 | PH GLATFELTER CO/SPRING GROVE |  | 4966111 | 28925013 | 50397 | 035 |  |  | 421330016 | 035 | 211.4496 | 1160.6269 | 300.2421 | 308.366 | 1.29 | 0.61799 | 9.78 | [8 empty] | 300 | 8 | 340 | 5450.017 | 108.437 | 322121 | -76.8661 | 39.8698 | 262 | 133 | 100 | 121&128 |  |  |  | Y | N | N |  | N |  |  | 5642 | 5621.75
50397_B_5PB036 | PA | 42133 | PIXELLE SPEC SOLUTIONS LLC/SPRING GROVE | Pixelle Specialty Solutions LLC - Spring Grove Facility | 4966111 | 28925713 | 50397 | 036 | 50397 | 5PB036 | 421330016 | 036 | 300.4298 | 281.37 | 51.67 | 53.61 | 3.6 | 2.59 | 35.56 | 257.7199 | 307.17 | 34.44 | 34.8499 | 3.34 | 1.24 | 30.05 | 2019 | 225 | 9 | 320 | 3666.667 | 57.746 | 322121 | -76.8661 | 39.8698 | 545 | 133 | 100 | 128 | 53 | Y | Bituminous | Y | N | N | 9999 | N |  | Coal Steam | 8288 | 8290.5 | 8300
50397_B_REC037 | PA | 42133 | PIXELLE SPEC SOLUTIONS LLC/SPRING GROVE | Pixelle Specialty Solutions LLC - Spring Grove Facility | 4966111 | 28925813 |  |  | 50397 | REC037 | 421330016 | 037 | 310.7799 | 6.3 | 15.2658 | 20.6454 | 0.63 |  | 154.2305 | 272.81 | 8.19 | 18.4747 | 24.2406 | 1.4 |  | 160.38 | 2019 | 225 | 9 | 367 | 4050 | 63.651 | 322121 | -76.8661 | 39.8698 | 692 | 133 | 100 | 128 | 18.4 | Y | Non-Fossil Waste | N | Y | N | 9999 | N |  | Non-Fossil Waste | 8451 |  | 5639
50397_B_3PB033 | PA | 42133 | PIXELLE SPEC SOLUTIONS LLC/SPRING GROVE |  | 4966111 | 28926113 |  |  |  |  | 421330016 | 033 | 72.95 | 270.4895 | 23.2145 | 24.2978 | 0.3 |  | 2.2901 |  |  | 6.1146 | 6.459 |  |  |  | 2017 | 300 | 8 | 340 | 5450.017 | 108.437 | 322121 | -76.8661 | 39.8698 | 140 | 133 | 100 | 121&128 |  |  |  | N | Y | N |  | N |  |  | 1206
50397_B_4PB034 | PA | 42133 | PIXELLE SPEC SOLUTIONS LLC/SPRING GROVE |  | 4966111 | 28926613 | 50397 | 034 |  |  | 421330016 | 034 | 511.1397 | 2745.9245 | 73.8202 | 76.9001 | 3.06 | 1.6283 | 13.11 |  |  | 8.2472 | 8.8323 |  |  |  | 2017 | 300 | 8 | 340 | 5450.017 | 108.437 | 322121 | -76.8661 | 39.8698 | 364 | 133 | 100 | 121&128 |  |  |  | Y | N | N |  | N |  |  | 8548 | 8529.25
55048_G_UNT1 | RI | 44005 | TIVERTON POWER | Tiverton Power Plant | 3038311 | 88360413 | 55048 | 1 | 55048 | UNT1 | AIR3810 | 20100201 | 53.63 | 1.62 | 16.2 | 16.2 | 1.22 | 4.23 | 27.05 | 44.24 | 2.39 | 16.01 | 16.01 | 1.2 | 1.59 | 48.19 | 2019 | 57.7 | 9.6 | 655 | 4695.2 | 64.9 | 221112 | -71.17 | 41.6417 | 1940 | 125 | 140 |  | 177.4 | N | Natural Gas | Y | N | N | 9999 | N | 55048_G_UNT1;55048_G_UNT2 | Combined Cycle |  | 5397.4917 | 7243
51030_G_GEN1 | RI | 44007 | OCEAN STATE POWER | Ocean State Power | 3040211 | 88343013 | 54324 |  | 51030 | GEN1;GEN1;GEN1;GEN1 | AIR2998 | 20100201 | 101.7145 | 0.7305 | 3.14 | 3.14 | 6.6095 | 38.0485 | 77.2345 | 149.289 | 0.83786 | 3.9354 | 3.9354 | 10.0394 | 28.5885 | 121.413 | 2019 | 57.7 | 9.6 | 655 | 4695.2 | 64.9 | 221112 | -71.6701 | 42.0099 |  | 125 | 120 |  | 71.2 | N | Natural Gas, Distillate Fuel Oil | Y | N | N | 9999 | Y | 51030_G_GEN3;54324_G_GEN2;51030_G_GEN2;54324_G_GEN3;51030_G_GEN1;54324_G_GEN1 | Combined Cycle |  | 2089.8101 | 8599
55107_G_CTG2 | RI | 44007 | RHODE ISLAND STATE ENERGY CENTER | Rhode Island State Energy Center | 3073211 | 103257813 | 55107 |  | 55107 | CTG2;CTG2 | AIR3914 | 20100201 | 58.7 | 4.8 | 37.7325 | 37.7325 | 16.1659 | 2.75 | 5521.8 | 74.9 | 6.4 | 50.8745 | 50.8745 | 32.9658 | 4.1235 | 411.8065 | 2019 | 30 | 2 | 250 | -1 | 50 | 2211 | -71.5186 | 41.8017 |  | 125 | 120 |  | 168 | N | Natural Gas | Y | N | N | 9999 | Y | 55107_G_STG1;55107_G_CTG2;55107_G_CTG1 | Combined Cycle |  | 5129.3999 | 7098
59254_G_GENS1 | RI | 44007 | RHODE ISLAND LFG GENCO, LLC | Johnston LFG Turbine Plant | 3109711 | 124523513 |  |  | 59254 | GENS1 | AIR3295 | 20100801 | 76.721 | 16.923 | 2.0297 | 2.102 | 5.392 |  | 84.428 | 75.177 | 18.0685 | 2.0676 | 2.0676 | 5.0235 | 0.01485 | 80.226 | 2019 | 70 | 2 | 250 | -1 | 30 | 2211 | -71.5238 | 41.8032 |  | 125 | 999 |  | 8.9 | N | Landfill Gas | N | N | N | 9999 | N | 59254_G_GENT1;59254_G_GENT2;59254_G_GENS1;59254_G_GENT3;59254_G_GENT4 | Landfill Gas |  |  | 13500
54056_G_GEN2 | RI | 44007 | PAWTUCKET POWER ASSOCIATES | Pawtucket Power Associates | 4834311 | 88343513 | 54056 |  | 54056 | GEN2 | AIR3000 | 20100101 | 0.144 | 0.003 | 0.0095 | 0.0095 | 0.011 | 0.044 | 0.086 | 0.0195 | 0.018 | 0.00615 | 0.00615 | 0.001985 | 0.00605 | 0.0215 | 2019 | [5 empty] | 221112 | -71.407 | 41.861 | 1300 | 125 | 140 |  | 27 | N | Natural Gas, Distillate Fuel Oil | Y | N | N | 9999 | N |  | Combined Cycle |  | 379.92 | 8922
54056_G_GEN1 | RI | 44007 | PAWTUCKET POWER ASSOCIATES | Pawtucket Power Associates | 4834311 | 88343613 | 54056 |  | 54056 | GEN1 | AIR3000 | 20100201 | 2.388 | 0.052 | 0.083 | 0.083 | 0.3181 | 1.361 | 2.61 | 0.8525 | 0.024 | 0.04325 | 0.04325 | 0.08296 | 0.4588 | 0.8145 | 2019 | [5 empty] | 221112 | -71.407 | 41.861 | 1300 | 125 | 140 |  | 33 | N | Natural Gas, Distillate Fuel Oil | Y | N | N | 2022 | N |  | Combined Cycle |  | 379.92 | 8922
3236_G_GE11 | RI | 44007 | MANCHESTER STREET, LLC | Manchester Street | 5486911 | 88380613 | 3236 |  | 3236 | GE11;GE11;GE11 | AIR936 | 20100201 | 254.283 | 5.246 | 6.0795 | 6.0795 | 11.7295 | 0.575 | 276.7645 | 203.887 | 3.785 | 4.9485 | 4.9485 | 7.9467 | 0.5635 | 114.856 | 2019 | 57.7 | 9.6 | 655 | 4695.2 | 64.9 | 2211 | -71.4042 | 41.8167 | 4350 | 125 | 140 |  | 46.8 | N | Natural Gas, Distillate Fuel Oil | Y | N | N | 9999 | Y | 3236_G_G11A;3236_G_G10A;3236_G_GEN9;3236_G_GE10;3236_G_GE9A;3236_G_GE11 | Combined Cycle |  | 5468 | 8070
57138_B_HRSG1 | SC | 45003 | AMERESCO FEDERAL SOLUTIONS | Savannah River Site Biomass Cogen | 16614911 | 106473013 |  |  | 57138 | HRSG1 | 0080-0144 | 001 | [7 empty] | 76.4806 | 9.3512 | 13.4435 | 15.7929 | 9.996 | 35.7068 | 12.613 | 2017 | 100 | 5.33 | 300 | 1651.1138 | 74 | 221330 | -81.6872 | 33.2719 | 210 | 125 | 100 |  | 9.5 | Y | Biomass | N | Y | N | 9999 | N |  | Biomass |  |  | 15395
57138_B_HRSG2 | SC | 45003 | AMERESCO FEDERAL SOLUTIONS | Savannah River Site Biomass Cogen | 16614911 | 106473513 |  |  | 57138 | HRSG2 | 0080-0144 | 002 | [7 empty] | 76.5239 | 5.6888 | 14.504 | 17.5625 | 9.9957 | 35.7024 | 14.1021 | 2017 | 100 | 5.33 | 300 | 1651.1138 | 74 | 221330 | -81.6872 | 33.2719 | 210 | 125 | 100 |  | 9.5 | Y | Biomass | N | Y | N | 9999 | N |  | Biomass |  |  | 15395
3295_G_GT4 | SC | 45003 | URQUHART STATION | Urquhart | 5045611 | 32105013 | 3295 | URQ4 | 3295 | GT4 | 0080-0011 | 011 | 11.7 | 0.39819 | 0.77856 | 0.77874 | 0.24558 |  | 3.5065 | 6.4 | 1.5 | 0.29944 | 0.30019 | 0.08621 |  | 1.4359 | 2019 | 45 | 9 | 822 | 9192.7145 | 144.5 | 221112 | -81.9113 | 33.4341 | 435 | 125 | 120 | 99 | 48 | N | Natural Gas, Distillate Fuel Oil | Y | N | N | 9999 | N |  | Combustion Turbine | 552 | 563.1602 | 10745
3295_G_GT3 | SC | 45003 | URQUHART STATION | Urquhart | 5045611 | 32105213 |  |  | 3295 | GT3 | 0080-0011 | 006 | 0.24818 | 0.001504 | 0.004095 | 0.0041326 | 0.00085293 |  | 0.031467 | 0.24296 | 0.0004276 | 0.0048883 | 0.0048928 | 0.0015014 |  | 0.058405 | 2019 | 30 | 10 | 796 | 5953.3321 | 75.8 | 221112 | -81.9113 | 33.4341 | 232 | 125 | 120 |  | 11 | N | Natural Gas, Distillate Fuel Oil | N | N | N | 9999 | N |  | Combustion Turbine | 2 |  | 10745
3295_G_GT2 | SC | 45003 | URQUHART STATION | Urquhart | 5045611 | 32105513 |  |  | 3295 | GT2 | 0080-0011 | 005 | 0.78216 | 0.0050336 | 0.013171 | 0.01328 | 0.0028891 |  | 0.1075 | 0.23204 | 0.00040786 | 0.0045694 | 0.0045773 | 0.0013588 |  | 0.052668 | 2019 | 30 | 10 | 796 | 5953.3321 | 75.8 | 221112 | -81.9113 | 33.4341 | 232 | 125 | 120 |  | 14 | N | Natural Gas, Distillate Fuel Oil | N | N | N | 9999 | N |  | Combustion Turbine | 6 |  | 10745
3295_B_URQ3 | SC | 45003 | URQUHART STATION | Urquhart | 5045611 | 32105613 | 3295 | URQ3 | 3295 | URQ3 | 0080-0011 | 003 | 103.9 | 0.7 | 7.8291 | 7.8291 | 5.6658 | 3.2965 | 24.7236 | 21.7 | 0.2 | 1.9679 | 1.9679 | 1.4241 | 0.82859 | 6.2144 | 2019 | 200 | 15.5 | 233 | 3316.7 | 17.577 | 221112 | -81.9113 | 33.4341 | 820 | 125 | 100 | 128 | 95 | N | Natural Gas | Y | N | N | 9999 | N |  | O/G Steam | 3003 | 3003.0303 | 11063
3295_G_GT1 | SC | 45003 | URQUHART STATION | Urquhart | 5045611 | 32105713 |  |  | 3295 | GT1 | 0080-0011 | 004 | 0.47098 | 0.0048856 | 0.010415 | 0.010445 | 0.0029573 |  | 0.11402 | 0.18774 | 0.00032994 | 0.0036849 | 0.0036918 | 0.0010902 |  | 0.042234 | 2019 | 30 | 10 | 796 | 5969.0401 | 76 | 221112 | -81.9113 | 33.4341 | 260 | 125 | 120 |  | 13 | N | Natural Gas, Distillate Fuel Oil | N | N | N | 9999 | N |  | Combustion Turbine | 3 |  | 10745
3295_G_CT1 | SC | 45003 | URQUHART STATION | Urquhart | 5045611 | 69719813 | 3295 | ;URQ6;URQ5 | 3295 | CT1 | 0080-0011 | 012 | 119.5 | 2.8 | 29.8338 | 29.8341 | 9.4897 | 27.8744 | 370.5391 | 171.7 | 4.2 | 44.3494 | 44.3506 | 14.0968 | 42.0942 | 52.6494 | 2019 | 150 | 20 | 332 | 8765.0641 | 27.9 | 221112 | -81.9113 | 33.4341 | 1820 | 125 | 140 | 99 | 162 | N | Natural Gas, Distillate Fuel Oil | Y | N | N | 9999 | Y | 3295_G_2;3295_G_CT2;3295_G_CT1;3295_G_1 | Combined Cycle | 6312 | 6323.7788 | 7915
3295_G_CT2 | SC | 45003 | SCE&G URQUHART | Urquhart | 5045611 | 69720113 | 3295 | URQ6 | 3295 | CT2 | 0080-0011 | 013 | 89.3 | 2.3 | 21.2283 | 21.2291 | 6.7442 | 19.8759 | 263.3038 | [8 empty] | 150 | 20 | 332 | 8765.064 | 27.9 | 221112 | -81.9113 | 33.4341 | 1820 | 125 | 140 | 99 | 168 | N | Natural Gas, Distillate Fuel Oil | Y | N | N | 9999 | N |  | Combined Cycle | 4527 | 4530.1113 | 7915
58706_B_B001 | SC | 45005 | ALLENDALE BIOMASS LLC | Allendale Biomass | 16860711 | 109750513 |  |  | 58706 | B001 | 0160-0022 | CA1 | [7 empty] | 236.44 | 32.7251 | 27.8225 | 29.2693 | 22.2531 | 3.8117 | 155.79 | 2017 | 120 | 6.2 | 310 | 1811.4465 | 60 | 221121 | -81.2837 | 32.9999 | 275 | 125 | 100 |  | 20 | N | Biomass | N | N | N | 9999 | N |  | Biomass |  |  | 16335
7834_G_CT1B | SC | 45007 | SANTEE COOPER RAINEY | John S Rainey | 4075711 | 69627313 | 7834 | ;CT1A;CT1B | 7834 | CT1B;CT1B | 0200-0144 | 001 | 213.485 | 7.52 | 82.0273 | 82.0273 | 26.0996 | 107.754 | 1019.127 | 216.314 | 8.016 | 86.1621 | 86.1621 | 27.4152 | 113.1856 | 195.8228 | 2017 | 155 | 18.5 | 178 | 15724.9846 | 58.5 | 221112 | -82.7753 | 34.3478 | 1700 | 125 | 140 |  | 150 | N | Natural Gas, Distillate Fuel Oil | Y | N | N | 9999 | Y | 7834_G_CT1B;7834_G_CT1A;7834_G_ST1S | Combined Cycle |  | 8410.8594 | 7162
7834_G_CT2B | SC | 45007 | SANTEE COOPER RAINEY | John S Rainey | 4075711 | 69627413 | 7834 | ;CT2A;CT2B | 7834 | CT2B;CT2B | 0200-0144 | 002 | 190.469 | 3.841 | 11.1667 | 11.1667 | 3.5531 |  | 138.7382 | 247.919 | 5.103 | 70.4495 | 70.4495 | 22.4157 |  | 160.1123 | 2017 | 115 | 18 | 1125 | 11273.0035 | 44.3 | 221112 | -82.7753 | 34.3478 | 1700 | 125 | 120 |  | 146 | N | Natural Gas, Distillate Fuel Oil | Y | N | N | 9999 | Y | 7834_G_CT2A;7834_G_CT2B | Combustion Turbine |  | 4792.4194 | 11487
7834_G_CT4A | SC | 45007 | SANTEE COOPER RAINEY | John S Rainey | 4075711 | 69627513 | 7834 | ;CT5;CT4;CT3 | 7834 | CT4A;CT4A;CT4A | 0200-0144 | 003 | 42.306 | 0.814 | 2.6843 | 2.6843 | 0.85408 |  | 33.3499 | 31.747 | 0.649 | 7.7335 | 7.7335 | 2.4607 |  | 17.5761 | 2019 | 75 | 15 | 1100 | 24439.6849 | 138.3 | 221112 | -82.7753 | 34.3478 | 977 | 125 | 120 |  | 75 | N | Natural Gas | Y | N | N | 9999 | Y | 7834_G_CT4A;7834_G_CT3B;7834_G_CT3A | Combustion Turbine |  | 1142.4899 | 11487
3264_G_CT12 | SC | 45007 | DUKE ENERGY CAROLINAS LLC LEE STEAM STAT | W S Lee | 4948311 | 127001413 | 3264 | 12 | 3264 | CT12 | 0200-0004 | 14 | [7 empty] | 87.2 | 5.6 | 61.6585 | 61.6585 | 5.8604 | 19.6 | 0.60724 | 2019 | 160 | 20.5 | 190 | 19635.5 | 59.49 | 221112 | -82.4373 | 34.5971 | 2880 | 125 | 140 |  | 236 | N | Natural Gas | Y | N | N | 9999 | N |  | Combined Cycle |  | 6859.48 | 7050
3264_G_CT11 | SC | 45007 | DUKE ENERGY CAROLINAS LLC LEE STEAM STAT | W S Lee | 4948311 | 127001613 | 3264 | 11 | 3264 | CT11 | 0200-0004 | 13 | [7 empty] | 89.9 | 5.6 | 61.9681 | 61.9681 | 5.8898 | 14.3 | 0.61029 | 2019 | 160 | 20.5 | 190 | 19635.5 | 59.49 | 221112 | -82.437 | 34.5968 | 2880 | 125 | 140 | 109 | 237 | N | Natural Gas | Y | N | N | 9999 | N |  | Combined Cycle |  | 6892.0308 | 7050
3264_B_3 | SC | 45007 | DUKE ENERGY CAROLINAS LLC LEE STEAM STAT | W S Lee | 4948311 | 30083513 | 3264 | 3 | 3264 | 3 | 0200-0004 | 003 | 88.8 | 0.76881 | 9.7383 | 9.7383 | 7.0474 | 0 | 30.7524 | [8 empty] | 213 | 9 | 323 | 6870.6791 | 108 | 221112 | -82.4353 | 34.6024 | 2250 | 125 | 100 |  | 170 | N | Natural Gas | Y | N | N | 9999 | N |  | O/G Steam | 2538 | 2537.7302 | 11765
3264_G_7 | SC | 45007 | DUKE ENERGY CAROLINAS LLC LEE STEAM STAT | W S Lee | 4948311 | 69644613 | 3264 | 7C | 3264 | 7 | 0200-0004 | 010 | 15.6 | 0.1 | 1.0316 | 1.0326 | 0.31526 | 0.97735 | 12.258 | 3.4 |  | 0.23457 | 0.23664 | 0.049917 | 0.19213 | 0.6928 | 2019 | 60 | 9 | 799 | 9771.6328 | 153.6 | 221112 | -82.4353 | 34.6024 | 41 | 125 | 120 |  | 42 | N | Natural Gas, Distillate Fuel Oil | Y | N | N | 9999 | N |  | Combustion Turbine | 719 | 796.5099 | 10745
3264_G_8 | SC | 45007 | DUKE ENERGY CAROLINAS LLC LEE STEAM STAT | W S Lee | 4948311 | 69645513 | 3264 | 8C | 3264 | 8 | 0200-0004 | 011 | 14.2 | 0.1 | 1.0509 | 1.0512 | 0.33226 | 1.012 | 12.9639 | 5.6 |  | 0.41514 | 0.41548 | 0.12805 | 0.39507 | 1.826 | 2019 | 60 | 9 | 799 | 9771.6328 | 153.6 | 221112 | -82.4353 | 34.6024 | 41 | 125 | 120 |  | 42 | N | Natural Gas, Distillate Fuel Oil | Y | N | N | 9999 | N |  | Combustion Turbine | 740 | 753.8701 | 10745
3318_G_3 | SC | 45013 | SANTEE COOPER HILTON HEAD | Hilton Head | 8306411 | 212613 | 3318 | CT3 | 3318 | 3 | 0360-0006 | 003 | 0.665 | 1 | 0.022178 | 0.022699 | 0.0008214 |  | 0.0066112 | 1.4561 | 2.1225 | 0.046993 | 0.048097 | 0.0017405 |  | 0.32262 | 2019 | 32 | 15 | 990 | 21205.8004 | 120 | 221112 | -80.6989 | 32.2099 | 700 | 125 | 120 |  | 52 | N | Distillate Fuel Oil | Y | N | N | 9999 | N |  | Combustion Turbine | 5 | 5 | 24818
3318_G_2 | SC | 45013 | SANTEE COOPER HILTON HEAD | Hilton Head | 8306411 | 212713 | 3318 | CT2 | 3318 | 2 | 0360-0006 | 002 | 0 | 0 | 0 | 0 | 0 |  | 0 | [8 empty] | 32 | 12.5 | 933 | 12271.875 | 100 | 221112 | -80.6989 | 32.2099 | 594 | 125 | 120 |  | 19 | N | Distillate Fuel Oil | N | N | N | 9999 | N |  | Combustion Turbine |  |  | 24821
3318_G_1 | SC | 45013 | SANTEE COOPER HILTON HEAD | Hilton Head | 8306411 | 212813 | 3318 | CT1 | 3318 | 1 | 0360-0006 | 001 | 0 | 0 | 0 | 0 | 0 |  | 0 | 0.3556 | 0.1482 | 0.0032801 | 0.0033572 | 0.00012149 |  | 0.00097782 | 2019 | 32 | 12.5 | 917 | 12271.8752 | 100 | 221112 | -80.6989 | 32.2099 | 594 | 125 | 120 |  | 19 | N | Distillate Fuel Oil | N | N | N | 9999 | N |  | Combustion Turbine |  |  | 24821
130_B_2 | SC | 45015 | SANTEE COOPER CROSS GENERATING STATION | Cross | 4120411 | 34984313 | 130 | 2 | 130 | 2 | 0420-0030 | 002 | 114.3 | 222.7 | 28.7902 | 32.2203 | 3.2652 | 17.0519 | 27.8593 | 65.9 | 149.2 | 21.4524 | 24.2964 | 2.4094 | 12.5107 | 20.642 | 2019 | 600 | 22 | 150 | 26609.3525 | 70 | 221112 | -80.1132 | 33.3694 | 5200 | 125 | 100 | 128&67 | 570 | N | Bituminous | Y | N | N | 9999 | N |  | Coal Steam | 725 | 724.68 | 10475
130_B_1 | SC | 45015 | SANTEE COOPER CROSS GENERATING STATION | Cross | 4120411 | 34984413 | 130 | 1 | 130 | 1 | 0420-0030 | 001 | 630.2 | 993.8 | 201.4305 | 212.5908 | 2.3401 | 121.2126 | 4031.67 | 985.3 | 1156.9 | 233.2719 | 245.3474 | 2.8514 | 143.3168 | 4680.142 | 2019 | 600 | 22 | 150 | 32311.3566 | 85 | 221112 | -80.1132 | 33.3694 | 5200 | 125 | 100 | 10&67 | 580 | N | Bituminous | Y | N | N | 9999 | N |  | Coal Steam | 4012 | 4563.8105 | 10570
130_B_3 | SC | 45015 | SANTEE COOPER CROSS GENERATING STATION | Cross | 4120411 | 69629813 | 130 | 3 | 130 | 3 | 0420-0030 | 009 | 1337.1 | 1367.7 | 152.6102 | 182.6803 | 4.58 | 235.6977 | 208.5953 | 1082.7 | 1214.7 | 124.1093 | 136.5434 | 4.1641 | 212.8351 | 116.7133 | 2019 | 488 | 25 | 122 | 33821.2881 | 68.9 | 221112 | -80.1132 | 33.3694 | 5400 | 125 | 100 | 67 | 600 | N | Bituminous | Y | N | N | 9999 | N |  | Coal Steam | 7596 | 7595.3501 | 9772
130_B_4 | SC | 45015 | SANTEE COOPER CROSS GENERATING STATION | Cross | 4120411 | 69630213 | 130 | 4 | 130 | 4 | 0420-0030 | 010 | 1615.8 | 1885.8 | 214.9101 | 245.0502 | 5.25 | 270.4608 | 683.3708 | 1015.7 | 1017.1 | 135.6986 | 147.2392 | 3.6286 | 183.5186 | 369.1528 | 2017 | 488 | 25 | 122 | 33821.2881 | 68.9 | 221112 | -80.1132 | 33.3694 | 5400 | 125 | 100 |  | 600 | N | Bituminous | Y | N | N | 9999 | N |  | Coal Steam | 8489 | 8488.3994 | 9801
3298_B_WIL1 | SC | 45015 | A M WILLIAMS STATION | Williams | 8306711 | 211113 | 3298 | WIL1 | 3298 | WIL1 | 0420-0006 | 001 | 1539.8 | 510 | 86.591 | 146.4307 | 34.9369 | 1.8113 | 107.613 | 2188.9 | 546.4 | 0.38524 | 0.40705 | 32.1979 | 1.6646 |  | 2019 | 400 | 26 | 128 | 21768.0955 | 41 | 221112 | -79.9286 | 33.0162 | 5500 | 125 | 100 | 128&215 | 605 | N | Bituminous | Y | N | N | 9999 | N |  | Coal Steam | 6140 | 6140.229 | 9833
3298_G_2 | SC | 45015 | A M WILLIAMS STATION | Williams | 8306711 | 211213 | 3298 | WIL5 | 3298 | 2 | 0420-0006 | 005 | 1.197 | 0.0084879 | 0.020865 | 0.021006 | 0.0049587 |  | 0.18676 | 1.2838 | 0.0022303 | 0.020113 | 0.020347 | 0.0036015 |  | 0.1292 | 2019 | 31 | 7.86 | 863 | 3445.0405 | 71 | 221112 | -79.9286 | 33.0162 | 362 | 125 | 120 |  | 20 | N | Natural Gas, Distillate Fuel Oil | Y | N | N | 9999 | N |  | Combustion Turbine | 18 | 19.77 | 18490
3298_G_1 | SC | 45015 | A M WILLIAMS STATION | Williams | 8306711 | 211413 | 3298 | WIL4 | 3298 | 1 | 0420-0006 | 004 | 1.3016 | 0.011082 | 0.024331 | 0.024454 | 0.0066602 |  | 0.25561 | 0.58524 | 0.0010203 | 0.0098818 | 0.0099622 | 0.0021821 |  | 0.081276 | 2019 | 31 | 7.86 | 863 | 3445.0405 | 71 | 221112 | -79.9286 | 33.0162 | 362 | 125 | 120 |  | 20 | N | Natural Gas, Distillate Fuel Oil | Y | N | N | 9999 | N |  | Combustion Turbine | 16 | 18.04 | 18484
55386_G_CT2 | SC | 45017 | COLUMBIA ENERGY CENTER | Columbia Energy Center (SC) | 13372611 | 88107313 | 55386 | CT-2 | 55386 | CT2 | 0460-0024 | 002 | 36.8 | 1.9 | 25.0578 | 25.0578 | 0.83323 | 26.3597 | 4.4092 | 110.4 | 3.8 | 49.8122 | 49.8122 | 1.6559 | 14.1797 | 8.7616 | 2019 | 200 | 19 | 248 | 18315.9995 | 64.6 | 221112 | -81.0178 | 33.87 | 1950 | 125 | 120 | 139 | 151.5 | Y | Natural Gas, Distillate Fuel Oil | Y | N | N | 9999 | N |  | Combined Cycle | 3930 | 3931.4595 | 5757
55386_G_CT1 | SC | 45017 | COLUMBIA ENERGY CENTER | Columbia Energy Center (SC) | 13372611 | 88107413 | 55386 | CT-1 | 55386 | CT1 | 0460-0024 | 001 | 26.5 | 1.4 | 18.7651 | 18.7651 | 0.48362 | 19.57 | 4.2301 | 127.9 | 3.7 | 50.8762 | 50.8762 | 1.3115 | 14.347 | 11.4685 | 2019 | 200 | 19 | 248 | 18315.9995 | 64.6 | 221112 | -81.0178 | 33.87 | 1900 | 125 | 120 | 139 | 151.5 | Y | Natural Gas, Distillate Fuel Oil | Y | N | N | 9999 | N |  | Combined Cycle |  | 2894.4595 | 5757
55386_B_1 | SC | 45017 | COLUMBIA ENERGY CENTER |  | 13372611 | 88107613 | 55386 | B-1 |  |  | 0460-0024 | 003 | 6.2 | 0.10423 | 1.336 | 1.336 | 0.9554 | 0.55587 | 0.5379 | 4 | 0.055788 | 0.53016 | 0.53016 | 0.17507 | 0.29754 | 0.28581 | 2019 | 150 | 5.5 | 350 | 1660.7086 | 69.9 | 221112 | -81.0178 | 33.87 | 358 | 125 | 100 | 26 |  |  |  | Y | N | N |  | N |  |  |  | 2829.4895
55386_B_3 | SC | 45017 | COLUMBIA ENERGY CENTER |  | 13372611 | 88107713 | 55386 | B-3 |  |  | 0460-0024 | 005 | 0.4 | 0.0071817 | 0.11991 | 0.11991 | 0.065832 | 0.038302 | 0.024755 | 8 | 0.11267 | 1.8757 | 1.8757 | 0.35345 | 0.60088 |  | 2019 | 150 | 7 | 307 | 2551.529 | 66.3 | 221112 | -81.0178 | 33.87 | 555 | 125 | 100 | 26 |  |  |  | Y | N | N |  | N |  |  | 177 | 176.11
55386_B_2 | SC | 45017 | COLUMBIA ENERGY CENTER |  | 13372611 | 88107813 | 55386 | B-2 |  |  | 0460-0024 | 004 | 6.2 | 0.10858 | 1.2595 | 1.2595 | 0.99527 | 0.57907 | 0.19282 | 2.8 | 0.051984 | 0.49395 | 0.49395 | 0.1629 | 0.27725 |  | 2019 | 150 | 5.5 | 350 | 1660.7086 | 69.9 | 221112 | -81.0178 | 33.87 | 358 | 125 | 100 | 26 |  |  |  | Y | N | N |  | N |  |  |  | 2905.46
7737_B_B001 | SC | 45019 | WESTROCK CHARLESTON KRAFT LLC | Kapstone | 4973611 | 109748813 | 7737 | B001 | 7737 | B001 | 0560-0008 | 017 | 1138.1 | 731.7 | 114.2591 | 126.0257 | 45.7779 | 0.066337 | 342.7 | 1218.2 | 988.1 | 227.6206 | 289.332 | 39.1776 | 0.084442 | 398.5 | 2019 | 403 | 11 | 161 | 5359.8839 | 56.4 | 322110 | -79.9658 | 32.8995 | 1340 | 133 | 100 | 127&141&205 | 42 | Y | Biomass | Y | N | N | 9999 | N |  | Biomass | 8736 | 3663.6899 | 5721
55043_G_GT1 | SC | 45021 | CHEROKEE COUNTY COGENERATION | Cherokee County Cogen | 3763611 | 37023113 | 55043 | CCCP1 | 55043 | GT1 | 0600-0060 | 001 | 36.3 | 4.8214 | 9.3592 | 9.3592 | 2.9779 | 12.2946 | 4.09 | 64.811 | 1.359 | 18.5578 | 18.5578 | 5.9048 | 24.3783 | 8.43 | 2019 | 98 | 12.3 | 225 | 8911.7376 | 75 | 221112 | -81.6141 | 35.0726 | 796 | 125 | 120 | 65 | 51 | Y | Natural Gas | Y | N | N | 9999 | N | 55043_G_ST1;55043_G_GT1 | Combined Cycle | 3820 | 6721.3101 | 7646
55166_G_CT01 | SC | 45021 | BROAD RIVER ENERGY LLC | Broad River Energy Center | 4074811 | 118511913 | 55166 | ;CT-3;CT-4;CT-2;CT-5;CT-1 | 55166 | CT01;CT01;CT01;CT01;CT01 | 0600-0076 | 005 | 229.476 | 4.106 | 13.9841 | 13.9841 | 4.3278 |  | 30.9366 | 83.227 | 1.758 | 14.0261 | 14.0282 | 4.4377 |  | 31.7006 | 2019 | 75 | 18 | 1200 | 27991.6565 | 110 | 221112 | -81.575 | 35.0772 |  | 125 | 120 |  | 172.2 | N | Natural Gas, Distillate Fuel Oil | Y | N | N | 9999 | Y | 55166_G_CT03;55166_G_CT04;55166_G_CT05;55166_G_CT02;55166_G_CT01 | Combustion Turbine |  | 1687.7996 | 10745
7981_G_2 | SC | 45021 | DUKE ENERGY CAROLINAS LLC MILL CREEK COM | Mill Creek (SC) | 8421611 | 99910213 | 7981 | 2 | 7981 | 2 | 0600-0081 | 002 | 0.7 | 0.026956 | 0.067411 | 0.067411 | 0.016033 |  | 0.58949 | 2.25 | 0.04 | 0.30063 | 0.30242 | 0.074278 |  | 1.5429 | 2019 | 92 | 15 | 952 | 27108.0815 | 153.4 | 221112 | -81.4307 | 35.1599 | 1240 | 125 | 120 |  | 70 | N | Natural Gas, Distillate Fuel Oil | Y | N | N | 9999 | N |  | Combustion Turbine | 23 | 236.28 | 13020
7981_G_6 | SC | 45021 | DUKE ENERGY CAROLINAS LLC MILL CREEK COM | Mill Creek (SC) | 8421611 | 99910313 | 7981 | 6 | 7981 | 6 | 0600-0081 | 006 | 3.25 | 0.037596 | 0.1627 | 0.1627 | 0.01956 |  | 0.54613 | 1.886 | 0.033 | 0.27991 | 0.2815 | 0.069982 |  | 1.4298 | 2017 | 92 | 15 | 952 | 27108.0815 | 153.4 | 221112 | -81.4307 | 35.1599 | 1240 | 125 | 120 |  | 71 | N | Natural Gas, Distillate Fuel Oil | Y | N | N | 9999 | N |  | Combustion Turbine | 46 | 179.21 | 13019
7981_G_4 | SC | 45021 | DUKE ENERGY CAROLINAS LLC MILL CREEK COM | Mill Creek (SC) | 8421611 | 99910713 | 7981 | 4 | 7981 | 4 | 0600-0081 | 004 | 0.505 | 0.040566 | 0.084726 | 0.084726 | 0.024811 |  | 0.95431 | 1.788 | 0.032 | 0.30124 | 0.30315 | 0.073002 |  | 1.5578 | 2019 | 92 | 15 | 952 | 27108.0815 | 153.4 | 221112 | -81.4307 | 35.1599 | 1240 | 125 | 120 |  | 70 | N | Natural Gas, Distillate Fuel Oil | Y | N | N | 9999 | N |  | Combustion Turbine | 29 | 216.73 | 13020
7981_G_8 | SC | 45021 | DUKE ENERGY CAROLINAS LLC MILL CREEK COM | Mill Creek (SC) | 8421611 | 99910813 | 7981 | 8 | 7981 | 8 | 0600-0081 | 008 | 3.6 | 0.053642 | 0.2034 | 0.2034 | 0.029081 |  | 0.8947 | 1.54 | 0.033 | 0.29024 | 0.29181 | 0.073568 |  | 1.4742 | 2019 | 92 | 15 | 952 | 27108.0815 | 153.4 | 221112 | -81.4307 | 35.1599 | 1240 | 125 | 120 |  | 71 | N | Natural Gas, Distillate Fuel Oil | Y | N | N | 9999 | N |  | Combustion Turbine | 59 | 143.7 | 13019
7981_G_3 | SC | 45021 | DUKE ENERGY CAROLINAS LLC MILL CREEK COM | Mill Creek (SC) | 8421611 | 99911213 | 7981 | 3 | 7981 | 3 | 0600-0081 | 003 | 4.1 | 0.062351 | 0.23869 | 0.23869 | 0.03371 |  | 1.0309 | 2.228 | 0.034 | 0.31381 | 0.31535 | 0.081373 |  | 1.5789 | 2019 | 92 | 15 | 952 | 27108.0815 | 153.4 | 221112 | -81.4307 | 35.1599 | 1240 | 125 | 120 |  | 71 | N | Natural Gas, Distillate Fuel Oil | Y | N | N | 9999 | N |  | Combustion Turbine | 69 | 263.08 | 13019
7981_G_7 | SC | 45021 | DUKE ENERGY CAROLINAS LLC MILL CREEK COM | Mill Creek (SC) | 8421611 | 99911313 | 7981 | 7 | 7981 | 7 | 0600-0081 | 007 | 3.6 | 0.055816 | 0.20838 | 0.20838 | 0.030393 |  | 0.9441 | 1.654 | 0.034 | 0.28222 | 0.28401 | 0.068378 |  | 1.4596 | 2017 | 92 | 15 | 952 | 27108.0815 | 153.4 | 221112 | -81.4307 | 35.1599 | 1240 | 125 | 120 |  | 70 | N | Natural Gas, Distillate Fuel Oil | Y | N | N | 9999 | N |  | Combustion Turbine | 60 | 134.99 | 13020
7981_G_1 | SC | 45021 | DUKE ENERGY CAROLINAS LLC MILL CREEK COM | Mill Creek (SC) | 8421611 | 99911713 | 7981 | 1 | 7981 | 1 | 0600-0081 | 001 | 1.5 | 0.038755 | 0.12271 | 0.12271 | 0.021999 |  | 0.74384 | 2.543 | 0.043 | 0.27829 | 0.28019 | 0.065867 |  | 1.4521 | 2019 | 92 | 15 | 952 | 17.6715 | 0.1 | 221112 | -81.4307 | 35.1599 | 1240 | 125 | 120 |  | 71 | N | Natural Gas, Distillate Fuel Oil | Y | N | N | 9999 | N |  | Combustion Turbine | 38 | 238.52 | 13019
7981_G_5 | SC | 45021 | DUKE ENERGY CAROLINAS LLC MILL CREEK COM | Mill Creek (SC) | 8421611 | 99911813 | 7981 | 5 | 7981 | 5 | 0600-0081 | 005 | 3.25 | 0.043694 | 0.18062 | 0.18062 | 0.023077 |  | 0.6687 | 1.891 | 0.036 | 0.27142 | 0.27291 | 0.068491 |  | 1.3812 | 2017 | 92 | 15 | 952 | 27108.0815 | 153.4 | 221112 | -81.4307 | 35.1599 | 1240 | 125 | 120 |  | 69 | N | Natural Gas, Distillate Fuel Oil | Y | N | N | 9999 | N |  | Combustion Turbine | 52 | 218.71 | 13021
3250_G_9 | SC | 45031 | DUKE ENERGY PROGRESS LLC |  | 4951511 | 28948413 | 3250 | 9 |  |  | 0820-0002 | 014 | 0.2 | 0.1 | 0.0019981 | 0.0020451 | 7.4005e-05 |  | 0.00059565 | [8 empty] | 40 | 20 | 833 | 22902.264 | 72.9 | 221112 | -80.1657 | 34.4185 | 964 | 125 | 120 |  |  |  |  | Y | N | N |  | N |  |  | 1 | 1.32
3250_G_1 | SC | 45031 | DUKE ENERGY PROGRESS LLC | Darlington County | 4951511 | 28949013 | 3250 | 1 | 3250 | 1 | 0820-0002 | 006 | 18.5 | 0.999 | 0.1698 | 0.17031 | 0.0479 |  | 1.8453 | 1.7 |  | 0.016326 | 0.016401 | 0.0043004 |  | 0.16427 | 2019 | 40 | 20 | 833 | 22902.2644 | 72.9 | 221112 | -80.1657 | 34.4185 | 964 | 125 | 120 |  | 50 | N | Natural Gas, Distillate Fuel Oil | Y | N | N | 2020 | N |  | Combustion Turbine | 76 | 80.19 | 13642
3250_G_2 | SC | 45031 | DUKE ENERGY PROGRESS LLC | Darlington County | 4951511 | 28949113 | 3250 | 2 | 3250 | 2 | 0820-0002 | 007 | 0.3 | 0.1 | 0.0041513 | 0.0042487 | 0.00015375 |  | 0.0012375 | 1.5 | 0.2 | 0.013655 | 0.013976 | 0.00050574 |  | 0.0040706 | 2019 | 40 | 20 | 833 | 22902.2644 | 72.9 | 221112 | -80.1657 | 34.4185 | 964 | 125 | 120 |  | 48 | N | Distillate Fuel Oil | Y | N | N | 2020 | N |  | Combustion Turbine | 3 | 2.83 | 13638
3250_G_3 | SC | 45031 | DUKE ENERGY PROGRESS LLC | Darlington County | 4951511 | 28949213 | 3250 | 3 | 3250 | 3 | 0820-0002 | 008 | 6.5 | 0.031078 | 0.060327 | 0.060327 | 0.019195 |  | 0.74952 | 2.6 |  | 0.023484 | 0.023553 | 0.0066443 |  | 0.25607 | 2019 | 40 | 20 | 833 | 22902.2644 | 72.9 | 221112 | -80.1657 | 34.4185 | 964 | 125 | 120 |  | 50 | N | Natural Gas, Distillate Fuel Oil | Y | N | N | 2020 | N |  | Combustion Turbine |  | 30.48 | 13642
3250_G_4 | SC | 45031 | DUKE ENERGY PROGRESS LLC | Darlington County | 4951511 | 28949313 | 3250 | 4 | 3250 | 4 | 0820-0002 | 009 | 0.2 | 0.1 | 0.0014889 | 0.0015239 | 5.5145e-05 |  | 0.00044385 | 2.3 | 0.4 | 0.022099 | 0.022618 | 0.00081848 |  | 0.0065878 | 2019 | 40 | 20 | 833 | 22902.2644 | 72.9 | 221112 | -80.1657 | 34.4185 | 964 | 125 | 120 |  | 48 | N | Distillate Fuel Oil | Y | N | N | 2020 | N |  | Combustion Turbine | 1 | 1.03 | 13642
3250_G_6 | SC | 45031 | DUKE ENERGY PROGRESS LLC | Darlington County | 4951511 | 28949513 | 3250 | 6 | 3250 | 6 | 0820-0002 | 011 | 0.1 | 4.6056e-05 | 0.00084132 | 0.00086108 | 3.116e-05 |  | 0.0002508 | 1.7 | 0.3 | 0.017213 | 0.017618 | 0.00063753 |  | 0.0051313 | 2019 | 40 | 20 | 833 | 22902.2644 | 72.9 | 221112 | -80.1657 | 34.4185 | 964 | 125 | 120 |  | 43 | N | Distillate Fuel Oil | Y | N | N | 2020 | N |  | Combustion Turbine | 1 | 0.55 | 13643
3250_G_8 | SC | 45031 | DUKE ENERGY PROGRESS LLC | Darlington County | 4951511 | 28949613 | 3250 | 8 | 3250 | 8 | 0820-0002 | 013 | 1.2 | 0.5 | 0.01102 | 0.011279 | 0.00040815 |  | 0.0032852 | 2.1 | 0.4 | 0.019531 | 0.01999 | 0.00072338 |  | 0.0058224 | 2019 | 40 | 20 | 833 | 22902.2644 | 72.9 | 221112 | -80.1657 | 34.4185 | 964 | 125 | 120 |  | 44 | N | Distillate Fuel Oil | Y | N | N | 2020 | N |  | Combustion Turbine | 4 | 4.58 | 13647
3250_G_10 | SC | 45031 | DUKE ENERGY PROGRESS LLC | Darlington County | 4951511 | 28949713 | 3250 | 10 | 3250 | 10 | 0820-0002 | 015 | 0.8 | 0.3 | 0.0068081 | 0.0069679 | 0.00025215 |  | 0.0020295 | 1.5 | 0.3 | 0.020338 | 0.020815 | 0.00075325 |  | 0.0060628 | 2019 | 40 | 20 | 833 | 22902.2644 | 72.9 | 221112 | -80.1657 | 34.4185 | 964 | 125 | 120 |  | 49 | N | Distillate Fuel Oil | Y | N | N | 2020 | N |  | Combustion Turbine | 2 | 2.04 | 13642
3250_G_12 | SC | 45031 | DUKE ENERGY PROGRESS LLC | Darlington County | 4951511 | 28949913 | 3250 | 12 | 3250 | 12 | 0820-0002 | 017 | 38 | 0.2 | 2.8162 | 2.8356 | 0.6642 |  | 9.2981 | 7.1 |  | 0.55821 | 0.55837 | 0.17566 |  | 2.5534 | 2019 | 60 | 19.9 | 1010 | 32968.7836 | 106 | 221112 | -80.1657 | 34.4185 | 1520 | 125 | 120 |  | 118 | N | Natural Gas, Distillate Fuel Oil | Y | N | N | 9999 | N |  | Combustion Turbine | 684 | 716.34 | 13636
3250_G_13 | SC | 45031 | DUKE ENERGY PROGRESS LLC | Darlington County | 4951511 | 28950013 | 3250 | 13 | 3250 | 13 | 0820-0002 | 018 | 25.9 | 0.0998 | 2.2214 | 2.227 | 0.63905 |  | 9.0736 | 6.9 |  | 0.46578 | 0.46831 | 0.11793 |  | 2.367 | 2019 | 60 | 19.9 | 1010 | 32968.7836 | 106 | 221112 | -80.1657 | 34.4185 | 1520 | 125 | 120 |  | 116 | N | Natural Gas, Distillate Fuel Oil | Y | N | N | 9999 | N |  | Combustion Turbine | 584 | 616.6502 | 13636
3250_G_5 | SC | 45031 | DUKE ENERGY PROGRESS LLC |  | 4951511 | 28950113 | 3250 | 5 |  |  | 0820-0002 | 010 | 14.5 | 0.802 | 0.14207 | 0.14258 | 0.039116 |  | 1.5025 | [8 empty] | 40 | 20 | 833 | 22902.264 | 72.9 | 221112 | -80.1657 | 34.4185 | 964 | 125 | 120 |  |  |  |  | Y | N | N |  | N |  |  | 61 | 60.56
3250_G_7 | SC | 45031 | DUKE ENERGY PROGRESS LLC | Darlington County | 4951511 | 28950213 | 3250 | 7 | 3250 | 7 | 0820-0002 | 012 | 24.18 | 0.11799 | 0.23161 | 0.23168 | 0.072888 |  | 2.8428 | 5.298 |  | 0.048121 | 0.048131 | 0.015184 |  | 0.59238 | 2019 | 40 | 20 | 833 | 22902.2644 | 72.9 | 221112 | -80.1657 | 34.4185 | 964 | 125 | 120 |  | 47 | N | Natural Gas, Distillate Fuel Oil | Y | N | N | 2020 | N |  | Combustion Turbine | 101 | 106.01 | 13647
58707_B_B001 | SC | 45035 | DORCHESTER BIOMASS LLC | Dorchester Biomass | 16860911 | 109753113 |  |  | 58707 | B001 | 0900-0102 | CA1 | [7 empty] | 202.58 | 31.7198 | 84.3398 | 92.1371 | 21.5694 | 3.3926 | 150.31 | 2017 | 120 | 6.2 | 310 | 1811.4465 | 60 | 221117 | -80.4547 | 33.2401 | 21.5 | 125 | 100 |  | 20 | N | Biomass | N | N | N | 9999 | N |  | Biomass |  |  | 16836
3291_G_GT1 | SC | 45039 | PARR COMBUSTION TURBINE FACILITY | Parr GT | 8332811 | 100013 |  |  | 3291 | GT1 | 1000-0021 | 001 | [7 empty] | 9.5198 | 0.01659 | 0.16165 | 0.16292 | 0.036182 |  | 1.3505 | 2019 | 34 | 5 | 940 | 1566.873 | 79.8 | 221112 | -81.33 | 34.2644 | 16.2 | 125 | 999 |  | 13.5 | N | Natural Gas, Distillate Fuel Oil | N | N | N | 9999 | N |  | Combustion Turbine |  |  | 15703
50806_B_RBF | SC | 45041 | WESTROCK CP LLC | Florence Mill | 4758811 | 32072313 |  |  | 50806 | RBF | 1040-0003 | 013 | 463.457 | 33.5238 | 59.73 | 68.89 | 72.6892 | 0.093922 | 328.0907 | 414.8445 | 25.3525 | 59.54 | 70.86 | 84.3228 | 23.5119 | 340.5291 | 2019 | 173 | 6.17 | 357 | 3025.801 | 101.2 | 322110 | -79.5592 | 34.1515 | 165 | 133 | 100 |  | 14.3 | Y | Non-Fossil Waste | N | Y | N | 9999 | N |  | Non-Fossil Waste | 8760 |  | 4867
50806_B_PB4 | SC | 45041 | WESTROCK CP LLC | Florence Mill | 4758811 | 32072513 | 50806 | 16 | 50806 | PB4 | 1040-0003 | 016 | 1030.39 | 720.2 | 113.91 | 115.82 | 41.1959 | 0.38279 | 688.1 | 774.8 | 184.49 | 161.4263 | 162.7563 | 41.9163 | 0.23319 | 598.4 | 2019 | 250 | 12 | 367 | 7328.7013 | 64.8 | 322110 | -79.5592 | 34.1515 | 955 | 133 | 100 | 121&128 | 74 | Y | Biomass | Y | N | Y | 9999 | N |  | Biomass | 8546 | 3654.02 | 4867
50806_B_PB3 | SC | 45041 | WESTROCK CP LLC | Florence Mill | 4758811 | 32072713 |  |  | 50806 | PB3 | 1040-0003 | 015 | 248.5113 | 1002.5181 | 13.6158 | 13.6158 | 12.969 | 1.2326 | 237.7694 | 201.816 | 327.3009 | 24.6073 | 25.0174 | 14.4907 | 0.21862 | 172.6195 | 2019 | 179 | 9 | 363 | 4586.8145 | 72.1 | 322110 | -79.5592 | 34.1515 | 588 | 133 | 100 |  | 7.2 | Y | Biomass | N | Y | N | 9999 | N | 50806_B_PB1;50806_B_PB3 | Biomass | 134 |  | 4867
6249_B_1 | SC | 45043 | SANTEE COOPER WINYAH GENERATING STATION | Winyah | 6652811 | 18919413 | 6249 | 1 | 6249 | 1 | 1140-0005 | 001 | 275.4 | 145 | 71.6507 | 78.8071 | 8.9379 | 42.9552 | 71.0854 | 101.3 | 64.9 | 4.8215 | 9.0316 | 3.1988 | 15.9407 | 26.3238 | 2017 | 404 | 20 | 125 | 16273.4883 | 51.8 | 221112 | -79.3578 | 33.3308 | 2660 | 125 | 100 | 128&42 | 275 | N | Bituminous | Y | N | N | 9999 | N |  | Coal Steam | 3702 | 3701.4597 | 10751
6249_B_4 | SC | 45043 | SANTEE COOPER WINYAH GENERATING STATION | Winyah | 6652811 | 18919513 | 6249 | 4 | 6249 | 4 | 1140-0005 | 004 | 274.5 | 153.8 | 62.5891 | 68.4156 | 7.2227 | 37.4791 | 60.7688 | 74.6 | 40.1 | 2.1316 | 4.2249 | 1.8647 | 9.6613 | 15.7851 | 2019 | 404 | 16 | 161 | 15099.7864 | 75.1 | 221112 | -79.3578 | 33.3308 | 2660 | 125 | 100 | 128&42 | 285 | N | Bituminous | Y | N | N | 9999 | N |  | Coal Steam | 3029 | 3029.22 | 10803
6249_B_3 | SC | 45043 | SANTEE COOPER WINYAH GENERATING STATION | Winyah | 6652811 | 18920013 | 6249 | 3 | 6249 | 3 | 1140-0005 | 003 | 297.6 | 237.4 | 69.352 | 74.3344 | 8.215 | 42.5877 | 68.971 | 71.7 | 79.1 | 2.1253 | 4.1596 | 1.9936 | 10.3238 | 16.825 | 2019 | 404 | 16 | 161 | 15099.7864 | 75.1 | 221112 | -79.3578 | 33.3308 | 2660 | 125 | 100 | 128&42 | 285 | N | Bituminous | Y | N | N | 9999 | N |  | Coal Steam | 3471 | 3470.5903 | 10784
6249_B_2 | SC | 45043 | SANTEE COOPER WINYAH GENERATING STATION | Winyah | 6652811 | 18920113 | 6249 | 2 | 6249 | 2 | 1140-0005 | 002 | 234.6 | 157.6 | 57.8361 | 65.8631 | 6.691 | 33.4344 | 54.6486 | 167.9 | 164 | 5.6939 | 9.599 | 5.2075 | 25.08 | 41.5883 | 2019 | 404 | 20 | 125 | 16273.4883 | 51.8 | 221112 | -79.3578 | 33.3308 | 2660 | 125 | 100 | 128&42 | 285 | N | Bituminous | Y | N | N | 9999 | N |  | Coal Steam | 2681 | 2681.02 | 10687
3320_G_5 | SC | 45051 | SANTEE COOPER MYRTLE BEACH | Myrtle Beach | 4760911 | 32046813 | 3320 | CT5 | 3320 | 5 | 1340-0021 | 005 | 0.6582 | 0.0011332 | 0.0082799 | 0.0084743 | 0.00030666 |  | 0.0024682 | 0.1407 | 0.00024223 | 0.00177 | 0.0018116 | 6.555e-05 |  | 0.00052764 | 2019 | 40 | 19.43 | 900 | 29650.8062 | 100 | 221112 | -78.9217 | 33.7097 | 352 | 125 | 120 |  | 21 | N | Distillate Fuel Oil | Y | N | N | 9999 | N |  | Combustion Turbine | 5 | 2 | 25000
3320_G_4 | SC | 45051 | SANTEE COOPER MYRTLE BEACH | Myrtle Beach | 4760911 | 32046913 | 3320 | CT4 | 3320 | 4 | 1340-0021 | 004 | 0 | 0 | 0 | 0 | 0 |  | 0 | [8 empty] | 42 | 13.08 | 898 | 8828.1916 | 65.7 | 221112 | -78.9217 | 33.7097 | 270 | 125 | 120 |  | 19 | N | Distillate Fuel Oil | N | N | N | 9999 | N |  | Combustion Turbine |  |  | 25000
3320_G_3 | SC | 45051 | SANTEE COOPER MYRTLE BEACH | Myrtle Beach | 4760911 | 32047013 | 3320 | CT3 | 3320 | 3 | 1340-0021 | 003 | 0.26544 | 0.00045698 | 0.0033392 | 0.0034176 | 0.00012367 |  | 0.00099541 | 0.60959 | 0.0010495 | 0.0076684 | 0.0078485 | 0.00028401 |  | 0.002286 | 2019 | 42 | 13.08 | 898 | 8828.1918 | 65.7 | 221112 | -78.9217 | 33.7097 | 270 | 125 | 120 |  | 19 | N | Distillate Fuel Oil | Y | N | N | 9999 | N |  | Combustion Turbine | 2 | 6 | 25000
3320_G_2 | SC | 45051 | SANTEE COOPER MYRTLE BEACH | Myrtle Beach | 4760911 | 32047113 |  |  | 3320 | 2 | 1340-0021 | 002 | 0.083701 | 0.0001441 | 0.0010529 | 0.0010777 | 3.8997e-05 |  | 0.00031388 | [8 empty] | 18 | 10.36 | 835 | 6010.3525 | 71.3 | 221112 | -78.9217 | 33.7097 | 186 | 125 | 120 |  | 8 | N | Distillate Fuel Oil | N | N | N | 9999 | N |  | Combustion Turbine | 1 |  | 25000
3320_G_1 | SC | 45051 | SANTEE COOPER MYRTLE BEACH | Myrtle Beach | 4760911 | 32047213 |  |  | 3320 | 1 | 1340-0021 | 001 | 0 | 0 | 0 | 0 | 0 |  | 0 | [8 empty] | 18 | 10.36 | 835 | 6010.3525 | 71.3 | 221112 | -78.9217 | 33.7097 | 186 | 125 | 120 |  | 8 | N | Distillate Fuel Oil | N | N | N | 9999 | N |  | Combustion Turbine |  |  | 25000
55927_G_CT1 | SC | 45053 | JASPER GENERATING STATION | Jasper | 13005611 | 112051013 | 55927 | ;CT02;CT03;CT01 | 55927 | CT1;CT1;CT1 | 1360-0026 | 001 | 139.7 | 10.7 | 124.3852 | 124.3855 | 37.517 | 154.909 | 29.8306 | 151.3 | 11.5 | 112.8562 | 129.7333 | 40.1744 | 44.849 | 44.78 | 2019 | 190 | 18 | 289 | 19695.9473 | 77.4 | 221112 | -81.1242 | 32.3592 | 170 | 125 | 140 | 139 | 156 | N | Natural Gas, Distillate Fuel Oil | Y | N | N | 9999 | Y | 55927_G_ST1;55927_G_CT2;55927_G_CT3;55927_G_CT1 | Combined Cycle | 6752 | 6815.0605 | 7408
56120_G_L1 | SC | 45061 | SANTEE COOPER LEE COUNTY LANDFILL | Lee County Landfill | 13005811 | 69654313 |  |  | 56120 | L1 | 1540-0031 | 001 | [7 empty] | 1.88 | 0.2 | 1.16 | 1.2012 | 1.41 |  | 11.19 | 2017 | 40 | 1.67 | 815 | 0.219 | 0.1 | 221112 | -80.2788 | 34.1725 | 1.9 | 125 | 160 |  | 1.8 | N | Landfill Gas | N | N | N | 9999 | N |  | Landfill Gas |  |  | 14791
56120_G_L2 | SC | 45061 | SANTEE COOPER LEE COUNTY LANDFILL | Lee County Landfill | 13005811 | 99928813 |  |  | 56120 | L2 | 1540-0031 | 002 | [7 empty] | 0.91 | 0.08 | 0.5624 | 0.5824 | 0.69 |  | 0.04 | 2017 | 40 | 1.67 | 815 | 243.1346 | 111 | 221112 | -80.2788 | 34.1725 | 1.9 | 125 | 160 |  | 1.8 | N | Landfill Gas | N | N | N | 9999 | N |  | Landfill Gas |  |  | 14791
56120_G_L3 | SC | 45061 | SANTEE COOPER LEE COUNTY LANDFILL | Lee County Landfill | 13005811 | 99928913 |  |  | 56120 | L3 | 1540-0031 | 003 | [7 empty] | 1.93 | 0.18 | 1.1951 | 1.2376 | 1.45 |  | 11.5 | 2017 | 40 | 1.67 | 815 | 243.1346 | 111 | 221112 | -80.2788 | 34.1725 | 1.9 | 125 | 160 |  | 1.8 | N | Landfill Gas | N | N | N | 9999 | N |  | Landfill Gas |  |  | 14791
56120_G_L4 | SC | 45061 | SANTEE COOPER LEE COUNTY LANDFILL | Lee County Landfill | 13005811 | 99929013 |  |  | 56120 | L4 | 1540-0031 | 006 | [7 empty] | 41.14 | 9.82 | 8.8226 | 9.1364 | 2.84 |  | 87.9 | 2017 | 32 | 3.83 | 815 | 1.1521 | 0.1 | 221112 | -80.2788 | 34.1725 | 5.6 | 125 | 120 |  | 5.2 | N | Landfill Gas | N | N | N | 9999 | N |  | Landfill Gas |  |  | 16601
3287_B_MCM1 | SC | 45063 | MCMEEKIN STATION | McMeekin | 4041111 | 33611413 | 3287 | MCM1 | 3287 | MCM1 | 1560-0003 | 001 | 228.6 | 167.6 | 13.2442 | 13.5744 | 12.645 | 0.010836 | 55.6798 | 123 | 1.2 | 14.6747 | 14.6747 | 10.6198 |  | 46.341 | 2019 | 410 | 13 | 224 | 3733.33 | 28.127 | 221112 | -81.2172 | 34.0558 | 1130 | 125 | 100 | 127 | 125 | N | Natural Gas | Y | N | N | 9999 | N |  | O/G Steam | 559 | 6068.6396 | 10076
3287_B_MCM2 | SC | 45063 | MCMEEKIN STATION | McMeekin | 4041111 | 33611613 | 3287 | MCM2 | 3287 | MCM2 | 1560-0003 | 002 | 228 | 209.7 | 13.1686 | 13.6106 | 11.2349 | 0.0142 | 50.1237 | 124.3 | 1.1 | 13.9203 | 13.9203 | 10.0738 |  | 43.9586 | 2019 | 410 | 13 | 246 | 3550 | 26.746 | 221112 | -81.2172 | 34.0558 | 1130 | 125 | 100 | 127 | 125 | N | Natural Gas | Y | N | N | 9999 | N |  | O/G Steam | 724 | 5451.2202 | 10226
7210_B_COP1 | SC | 45075 | COPE STATION | Cope | 7870811 | 2803113 | 7210 | COP1 | 7210 | COP1 | 1860-0044 | 001 | 1146.8 | 935.2 | 77.8408 | 78.4351 | 2.9562 | 1.3158 | 59.6194 | 796.2 | 580.6 | 52.1833 | 79.9166 | 27.8748 | 0.73528 | 111.9098 | 2019 | 525 | 23 | 179 | 13723.16 | 33.03 | 221112 | -81.0312 | 33.3651 | 4000 | 125 | 100 | 127&41 | 415 | N | Bituminous | Y | N | N | 9999 | N |  | Coal Steam | 191 | 6184.6694 | 9502
56122_G_R2 | SC | 45079 | SANTEE COOPER RC LANDFILL GAS SITE | Richland County Landfill | 13372211 | 99894613 |  |  | 56122 | R2 | 1900-0224 | 004 | [7 empty] | 0.46 | 0.012 | 0.3515 | 0.364 | 5 |  | 2.03 | 2017 | 25 | 1.48 | 350 | 208.1611 | 121 | 221118 | -80.7905 | 34.103 | 1.6 | 125 | 160 |  | 1.5 | N | Landfill Gas | N | N | N | 9999 | N |  | Landfill Gas |  |  | 16873
56122_G_R1 | SC | 45079 | SANTEE COOPER RC LANDFILL GAS SITE | Richland County Landfill | 13372211 | 99894813 |  |  | 56122 | R1 | 1900-0224 | 001 | [7 empty] | 29.735 | 7.09 | 6.3797 | 6.6066 | 2.05 |  | 63.54 | 2017 | 34 | 3.83 | 952 | 1770.7707 | 153.7 | 221118 | -80.7905 | 34.103 | 5.7 | 125 | 120 |  | 5.2 | N | Landfill Gas | N | N | N | 9999 | N |  | Landfill Gas |  |  | 15338
56122_G_R3 | SC | 45079 | SANTEE COOPER RC LANDFILL GAS SITE | Richland County Landfill | 13372211 | 99894913 |  |  | 56122 | R3 | 1900-0224 | 005 | [7 empty] | 0.37 | 0.008 | 0.24605 | 0.2548 | 4.01 |  | 1.63 | 2017 | 25 | 1.48 | 350 | 208.1611 | 121 | 221118 | -80.7905 | 34.103 | 1.6 | 125 | 160 |  | 1.5 | N | Landfill Gas | N | N | N | 9999 | N |  | Landfill Gas |  |  | 16874
3281_G_1 | SC | 45079 | COIT COMBUSTION TURBINES | Coit GT | 3426211 | 38861013 |  |  | 3281 | 1 | 1900-0132 | 001 | [7 empty] | 4.1054 | 0.036563 | 0.078298 | 0.078532 | 0.02211 |  | 0.85188 | 2017 | 26 | 10 | 865 | 5976.8941 | 76.1 | 221112 | -81.0411 | 33.9804 | 214 | 125 | 120 |  | 14 | N | Natural Gas, Distillate Fuel Oil | N | N | N | 9999 | N |  | Combustion Turbine |  |  | 18513
3297_B_WAT1 | SC | 45079 | WATEREE STATION | Wateree | 7126411 | 15034313 | 3297 | WAT1 | 3297 | WAT1 | 1900-0013 | 001 | 885.355 | 406.155 | 47.5599 | 54.9936 | 20.4807 | 1.0609 | 171.6493 | 871.199 | 357.613 | 11.501 | 17.1508 | 13.7808 | 0.71027 | 115.409 | 2017 | 400 | 28 | 130 | 20030 | 32.529 | 221112 | -80.6222 | 33.8267 | 3580 | 125 | 100 |  | 342 | N | Bituminous | Y | N | N | 9999 | N |  | Coal Steam |  | 6797.96 | 10329
3297_B_WAT2 | SC | 45079 | WATEREE STATION | Wateree | 7126411 | 15034413 | 3297 | WAT2 | 3297 | WAT2 | 1900-0013 | 002 | 901.248 | 413.446 | 48.654 | 55.8755 | 21.048 | 1.0928 | 177.2977 | 731.3 | 300.188 | 11.66 | 17.3357 | 11.992 | 0.62055 | 100.8086 | 2019 | 400 | 28 | 130 | 20030 | 32.529 | 221112 | -80.6222 | 33.8267 | 3580 | 125 | 100 | 127&215 | 342 | N | Bituminous | Y | N | N | 9999 | N |  | Coal Steam | 34 | 7112.52 | 10280
56610_G_01 | SD | 46011 | Basin Electric Power Cooperative - Deer Creek Station | Deer Creek Station | 17418211 | 121220313 | 56610 | 01 | 56610 | 01 | 28.0802-06 | 1 | 19.2 | 4.6 | 3.3 | 3.3 | 3.14 |  | 12.2 | 63.437 | 2.096 | 3.64 | 3.64 | 4.92 |  | 18.24 | 2017 | 151.4 | 21 | 205 | -1 | 48.96 | 221112 | -96.5334 | 44.3962 | 300 | 125 | 120 |  | 150 | N | Natural Gas | Y | N | N | 9999 | N | 56610_G_02;56610_G_01 | Combined Cycle |  | 3902.3096 | 7539
56238_G_GT01 | SD | 46013 | Basin Electric Power Cooperative-Groton | Groton Generating Station | 15649111 | 99817213 | 56238 | CT001 | 56238 | GT01 | 28.0802-03 | 1 | 21.5 | 0.6 | 2.002 | 2.002 | 0.4 |  | 0.3 | 23.044 | 0.144 | 1.2012 | 1.2012 | 0.21 |  | 0.23 | 2019 | 65 | 11.4 | 650 | -1 | 61.9 | 221112 | -98.0987 | 45.3734 | 787 | 125 | 120 |  | 82.1 | N | Natural Gas | Y | N | N | 9999 | N |  | Combustion Turbine |  | 673.7897 | 12050
56238_G_GT02 | SD | 46013 | Basin Electric Power Cooperative-Groton | Groton Generating Station | 15649111 | 99817313 | 56238 | CT002 | 56238 | GT02 | 28.0802-03 | 2 | 12.6 | 0.5 | 0.96803 | 0.96803 | 0.3 |  | 0.3 | 28.88 | 0.202 | 2.1942 | 2.1942 | 0.65 |  | 0.82 | 2017 | 65 | 11.4 | 650 | -1 | 61.9 | 221112 | -98.0987 | 45.3734 | 787 | 125 | 120 |  | 76.8 | N | Natural Gas | Y | N | N | 9999 | N |  | Combustion Turbine |  | 1912.1323 | 12050
6092_G_1 | SD | 46027 | Basin Electric Power Cooperative - Spirit Mound | Spirit Mound | 15647011 | 99777613 |  |  | 6092 | 1 | 28.0801-19 | 1 | [7 empty] | 0.08 | 0.04 | [5 empty] | 2017 | 57 | 11.5 | 734 | -1 | 61.7 | 335312 | -96.9908 | 42.8974 | 830 | 125 | 120 |  | 54.6 | N | Distillate Fuel Oil | N | N | N | 9999 | N |  | Combustion Turbine |  |  | 15525
6092_G_2 | SD | 46027 | Basin Electric Power Cooperative - Spirit Mound | Spirit Mound | 15647011 | 99777713 |  |  | 6092 | 2 | 28.0801-19 | 2 | [7 empty] | 3.07 | 1.4 | 0.011512 | 0.021512 |  |  | 0.01 | 2019 | 57 | 11.5 | 734 | -1 | 61.7 | 335312 | -96.9908 | 42.8974 | 830 | 125 | 120 |  | 45.5 | N | Distillate Fuel Oil | N | N | N | 9999 | N |  | Combustion Turbine |  |  | 15524
6098_B_1 | SD | 46051 | Otter Tail Power Company | Big Stone | 4962811 | 30069713 | 6098 | 1 | 6098 | 1 | 28.0801-29 | 1 | 961.9 | 827 | 4.942 | 10.59 | 76.26 |  | 346.8 | 1062.1 | 1095 | 19.39 | 51.71 | 95.31 |  | 433.46 | 2017 | 498 | 24.1 | 321 | 22064 | 48.1 | 221112 | -96.5114 | 45.3042 | 5610 | 125 | 100 |  | 474 | Y | Subbituminous | Y | N | N | 9999 | N |  | Coal Steam |  | 7844.9707 | 10230
7237_G_4 | SD | 46099 | Xcel Energy | Angus Anson | 9164411 | 54879813 | 7237 |  | 7237 | 4;4;4 |  |  | 22.124 | 0.252 | [5 empty] | 27.621 | 0.41 | [5 empty] | 2019 | 250 | 12.3 | 374 | 6589.7 | 55.8 | 221122 | -96.6363 | 43.6032 | 5210 | 125 | 120 | 46 | 147 | N | Natural Gas | Y | N | N | 9999 | Y | 7237_G_4;7237_G_1;7237_G_2 | Combustion Turbine |  | 309.2399 | 12119
55478_G_0001 | SD | 46103 | Black Hills Corporation (Lange) | Lange Gas Turbines | 15649011 | 99817013 | 55478 | CT1 | 55478 | 0001 | 28.0802-02 | 1 | 4.36 | 0.04 | 0 | 0 | 0 |  | 0.3 | 8.271 | 0.073 | 0.04 | 0.04 | 0.03 |  | 0.79 | 2017 | 65 | 11.4 | 650 | -1 | 61.9 | 221112 | -103.2609 | 44.1212 | 325 | 125 | 120 |  | 34 | N | Natural Gas | Y | N | N | 9999 | N |  | Combustion Turbine |  | 538.34 | 12340
3325_G_GT1 | SD | 46103 | Black Hill Power & Light Company (Ben French) | Ben French | 6195711 | 15200113 |  |  | 3325 | GT1 | 28.0801-02 | 2 | [7 empty] | 6.99 | 0.07 | 1.5942 | 1.5942 | 0.04 |  | 1.74 | 2017 | 35 | 13.1 | 908 | 7589 | 55.7 | 221112 | -103.2611 | 44.0892 | 25 | 125 | 120 |  | 17 | N | Natural Gas, Distillate Fuel Oil | N | N | N | 9999 | N |  | Combustion Turbine |  |  | 22873
3325_G_GT2 | SD | 46103 | Black Hill Power & Light Company (Ben French) | Ben French | 6195711 | 15200213 |  |  | 3325 | GT2 | 28.0801-02 | 3 | [7 empty] | 4.55 | 0.05 | 1.03 | 1.03 | 0.03 |  | 1.13 | 2017 | 35 | 13.1 | 908 | 7589 | 55.7 | 221112 | -103.2609 | 44.0891 | 25 | 125 | 120 |  | 17 | N | Natural Gas, Distillate Fuel Oil | N | N | N | 9999 | N |  | Combustion Turbine |  |  | 22879
3325_G_GT3 | SD | 46103 | Black Hill Power & Light Company (Ben French) | Ben French | 6195711 | 15200313 |  |  | 3325 | GT3 | 28.0801-02 | 4 | [7 empty] | 1.39 | 0.01 | 0.30196 | 0.30196 | 0.01 |  | 0.32 | 2017 | 35 | 13.1 | 908 | 7589 | 55.7 | 221112 | -103.2608 | 44.089 | 25 | 125 | 120 |  | 17 | N | Natural Gas, Distillate Fuel Oil | N | N | N | 9999 | N |  | Combustion Turbine |  |  | 22879
3325_G_GT4 | SD | 46103 | Black Hill Power & Light Company (Ben French) | Ben French | 6195711 | 15200413 |  |  | 3325 | GT4 | 28.0801-02 | 5 | [7 empty] | 2.45 | 0.01 | 0.32514 | 0.32514 | 0.01 |  | 0.29 | 2019 | 35 | 13.1 | 908 | 7589 | 55.7 | 221112 | -103.2607 | 44.0889 | 25 | 125 | 120 |  | 17 | N | Natural Gas, Distillate Fuel Oil | N | N | N | 9999 | N |  | Combustion Turbine |  |  | 22879
3396_B_1 | TN | 47001 | TVA BULL RUN FOSSIL PLANT | Bull Run | 6196011 | 15192413 | 3396 | 1 | 3396 | 1 | 0009 | 001 | 897.1347 | 359.9489 | 93.5406 | 104.8861 | 24.0475 | 0.0002242 | 201.7527 | 732.7258 | 307.7646 | 81.5529 | 93.5739 | 19.0144 | 0.00014354 | 159.5166 | 2019 | 500 | 33.5 | 126 | 44048.3 | 50 | 221112 | -84.1552 | 36.0204 | 8870 | 125 | 100 | 10 | 870 | N | Bituminous | Y | N | N | 2024 | N |  | Coal Steam |  | 3257.1301 | 9639
3405_G_CTG1 | TN | 47073 | TVA JOHN SEVIER FOSSIL PLANT | John Sevier | 4188311 | 105932113 | 3405 | JCC1 | 3405 | CTG1 | 0007 | 008 | 68.1525 | 3.7215 | 25.9968 | 25.9968 | 18.4503 | 6.4815 | 3.61 | 57.9918 | 3.3438 | 23.4333 | 23.4333 | 18.2309 | 0.70611 | 30.6589 | 2019 | 165.9 | 20.5 | 193 | 16502.4912 | 49.998 | 221112 | -82.9608 | 36.3737 | 2280 | 125 | 140 |  | 165 | N | Natural Gas | Y | N | N | 9999 | N |  | Combined Cycle |  | 7523.9712 | 7176
3405_G_CTG2 | TN | 47073 | TVA JOHN SEVIER FOSSIL PLANT | John Sevier | 4188311 | 105932213 | 3405 | JCC2 | 3405 | CTG2 | 0007 | 009 | 67.328 | 3.9662 | 27.2895 | 27.2895 | 18.5235 | 6.856 | 2.4 | 57.2234 | 3.698 | 25.3943 | 25.3943 | 17.2269 | 0.80388 | 8.1063 | 2019 | 165.9 | 20.5 | 193 | 16502.4912 | 49.998 | 221112 | -82.9605 | 36.3743 | 2280 | 125 | 140 |  | 165 | N | Natural Gas | Y | N | N | 9999 | N |  | Combined Cycle |  | 8083.541 | 7176
3405_G_CTG3 | TN | 47073 | TVA JOHN SEVIER FOSSIL PLANT | John Sevier | 4188311 | 105932313 | 3405 | JCC3 | 3405 | CTG3 | 0007 | 010 | 72.6505 | 3.9585 | 27.6364 | 27.6364 | 18.7538 | 7.1071 | 1.93 | 57.1478 | 3.5863 | 24.8506 | 24.8506 | 17.8207 | 0.78557 | 6.1724 | 2019 | 165.9 | 20.5 | 193 | 16502.4912 | 49.998 | 221112 | -82.9601 | 36.3745 | 2280 | 125 | 140 |  | 165 | N | Natural Gas | Y | N | N | 9999 | N |  | Combined Cycle |  | 7950.7505 | 7176
7845_G_CTG1 | TN | 47075 | TVA - Lagoon Creek Combined Cycle Plant | Lagoon Creek | 15662811 | 103734613 | 7845 | LCC1 | 7845 | CTG1 | 0069-02 | 001 | 58.919 | 3.085 | 9.323 | 9.323 | 12.8861 | 3.9597 | 16.82 | 57.784 | 2.982 | 13.5333 | 13.5333 | 10.2908 | 5.7163 | 13.2 | 2017 | 190 | 20.5 | 183 | 18186.5031 | 55.1 | 221112 | -89.3925 | 35.6499 | 2260 | 125 | 140 |  | 160 | N | Natural Gas | Y | N | N | 9999 | N |  | Combined Cycle |  | 6595.0596 | 7360
7845_G_CTG2 | TN | 47075 | TVA - Lagoon Creek Combined Cycle Plant | Lagoon Creek | 15662811 | 103734713 | 7845 | LCC2 | 7845 | CTG2 | 0069-02 | 002 | 61.351 | 3.214 | 9.4227 | 9.4227 | 12.9366 | 3.995 | 18.06 | 49.827 | 3.179 | 14.616 | 14.616 | 10.8885 | 6.1551 | 4.4 | 2017 | 190 | 20.5 | 183 | 18186.5031 | 55.1 | 221112 | -89.3925 | 35.6499 | 2260 | 125 | 140 |  | 160 | N | Natural Gas | Y | N | N | 9999 | N |  | Combined Cycle |  | 6811.1899 | 7360
55081_G_4 | TN | 47075 | TVA BROWNSVILLE COMBUSTION TURBINE PLANT | Brownsville Peaking Power | 3063711 | 38176113 | 55081 | ;AA-004;AA-003 | 55081 | 4;4 | 0068 | 002 | 164.033 | 0.3 | 3.971 | 3.971 | 2.1196 |  | 23.1 | 119.254 | 0.797 | 7.9264 | 7.9264 | 4.2309 |  | 50.2 | 2019 | 50 | 23.9 | 1020 | 31369.3 | 70.1 | 221112 | -89.1978 | 35.5438 | 1380 | 125 | 120 | 28 | 118 | N | Natural Gas | Y | N | N | 9999 | Y | 55081_G_3;55081_G_4 | Combustion Turbine |  | 1311.9095 | 11344
55081_G_2 | TN | 47075 | TVA BROWNSVILLE COMBUSTION TURBINE PLANT | Brownsville Peaking Power | 3063711 | 38176213 | 55081 | ;AA-001;AA-002 | 55081 | 2;2 | 0068 | 001 | 69.596 | 0.3 | 6.8328 | 6.8328 | 2.4991 |  | 27 | 83.652 | 0.929 | 13.0369 | 13.0369 | 4.7682 |  | 56.2 | 2019 | 90 | 21.1 | 1008 | 29933.8 | 85.5 | 221112 | -89.1978 | 35.5438 | 1230 | 125 | 120 | 28 | 110 | N | Natural Gas | Y | N | N | 9999 | Y | 55081_G_2;55081_G_1 | Combustion Turbine |  | 1381.2698 | 11344
7845_G_GT12 | TN | 47075 | TVA LAGOON CREEK COMBUSTION TURBINE PLANT | Lagoon Creek | 3982711 | 35466813 | 7845 | LCT12 | 7845 | GT12 | 0069 | 012 | 10.249 | 0.281 | 1.4311 | 1.4311 | 0.22837 |  | 6.5454 | 7.282 | 0.181 | 1.323 | 1.323 | 0.20808 |  | 6.1605 | 2017 | 56 | 14.8 | 978 | 29073.1 | 170 | 221112 | -89.3964 | 35.6578 | 1290 | 125 | 120 | 205 | 72.7 | N | Natural Gas, Distillate Fuel Oil | Y | N | N | 9999 | N |  | Combustion Turbine |  | 946.5002 | 11966
7845_G_GT4 | TN | 47075 | TVA LAGOON CREEK COMBUSTION TURBINE PLANT | Lagoon Creek | 3982711 | 35467113 | 7845 | LCT4 | 7845 | GT4 | 0069 | 004 | 11.063 | 0.3 | 1.8517 | 1.8517 | 0.30448 |  | 8.1462 | 5.911 | 0.135 | 1.6091 | 1.6091 | 0.25362 |  | 7.4731 | 2019 | 56 | 14.8 | 978 | 29073.1 | 170 | 221112 | -89.3964 | 35.6578 | 1290 | 125 | 120 | 205 | 73.9 | N | Natural Gas, Distillate Fuel Oil | Y | N | N | 9999 | N |  | Combustion Turbine |  | 933.7599 | 11966
7845_G_GT6 | TN | 47075 | TVA LAGOON CREEK COMBUSTION TURBINE PLANT | Lagoon Creek | 3982711 | 35467313 | 7845 | LCT6 | 7845 | GT6 | 0069 | 006 | 12.912 | 0.248 | 2.159 | 2.159 | 0.35372 |  | 9.5444 | 5.942 | 0.121 | 1.4175 | 1.4175 | 0.22357 |  | 6.5785 | 2017 | 56 | 14.8 | 978 | 29073.1 | 170 | 221112 | -89.3964 | 35.6578 | 1290 | 125 | 120 | 205 | 73.9 | N | Natural Gas, Distillate Fuel Oil | Y | N | N | 9999 | N |  | Combustion Turbine |  | 936.64 | 11966
7845_G_GT7 | TN | 47075 | TVA LAGOON CREEK COMBUSTION TURBINE PLANT | Lagoon Creek | 3982711 | 35467413 | 7845 | LCT7 | 7845 | GT7 | 0069 | 007 | 10.543 | 0.292 | 1.5789 | 1.5789 | 0.26341 |  | 6.8089 | 6.033 | 0.179 | 1.7705 | 1.7705 | 0.27935 |  | 8.2129 | 2017 | 56 | 14.8 | 978 | 29073.1 | 170 | 221112 | -89.3964 | 35.6578 | 1290 | 125 | 120 | 205 | 73.9 | N | Natural Gas, Distillate Fuel Oil | Y | N | N | 9999 | N |  | Combustion Turbine |  | 913.4901 | 11966
7845_G_GT5 | TN | 47075 | TVA LAGOON CREEK COMBUSTION TURBINE PLANT | Lagoon Creek | 3982711 | 35467613 | 7845 | LCT5 | 7845 | GT5 | 0069 | 005 | 11.851 | 0.287 | 1.8072 | 1.8072 | 0.29699 |  | 7.9557 | 6.228 | 0.187 | 1.6468 | 1.6468 | 0.25936 |  | 7.6555 | 2017 | 56 | 14.8 | 978 | 29073.1 | 170 | 221112 | -89.3964 | 35.6578 | 1290 | 125 | 120 | 205 | 73.9 | N | Natural Gas, Distillate Fuel Oil | Y | N | N | 9999 | N |  | Combustion Turbine |  | 937.3299 | 11966
7845_G_GT3 | TN | 47075 | TVA LAGOON CREEK COMBUSTION TURBINE PLANT | Lagoon Creek | 3982711 | 35467713 | 7845 | LCT3 | 7845 | GT3 | 0069 | 003 | 12.062 | 0.273 | 1.7195 | 1.7195 | 0.27832 |  | 7.7231 | 7.957 | 0.186 | 1.6577 | 1.6577 | 0.26124 |  | 7.7006 | 2017 | 56 | 14.8 | 978 | 29073.1 | 170 | 221112 | -89.3964 | 35.6578 | 1290 | 125 | 120 | 205 | 73.9 | N | Natural Gas, Distillate Fuel Oil | Y | N | N | 9999 | N |  | Combustion Turbine |  | 968.97 | 11966
7845_G_GT11 | TN | 47075 | TVA LAGOON CREEK COMBUSTION TURBINE PLANT | Lagoon Creek | 3982711 | 35467813 | 7845 | LCT11 | 7845 | GT11 | 0069 | 011 | 12.066 | 0.33 | 1.4316 | 1.4316 | 0.22768 |  | 6.5759 | 8.083 | 0.242 | 1.9013 | 1.9013 | 0.29881 |  | 8.8613 | 2019 | 56 | 14.8 | 978 | 29073.1 | 170 | 221112 | -89.3964 | 35.6578 | 1290 | 125 | 120 | 205 | 72.7 | N | Natural Gas, Distillate Fuel Oil | Y | N | N | 9999 | N |  | Combustion Turbine |  | 898.8399 | 11966
7845_G_GT2 | TN | 47075 | TVA LAGOON CREEK COMBUSTION TURBINE PLANT | Lagoon Creek | 3982711 | 35467913 | 7845 | LCT2 | 7845 | GT2 | 0069 | 002 | 9.951 | 0.251 | 2.0476 | 2.0476 | 0.33464 |  | 9.0812 | 7.096 | 0.252 | 1.6689 | 1.6689 | 0.26316 |  | 7.7464 | 2017 | 56 | 14.8 | 978 | 29073.1 | 170 | 221112 | -89.3964 | 35.6578 | 1290 | 125 | 120 | 205 | 73.9 | N | Natural Gas, Distillate Fuel Oil | Y | N | N | 9999 | N |  | Combustion Turbine |  | 742.3901 | 11966
7845_G_GT10 | TN | 47075 | TVA LAGOON CREEK COMBUSTION TURBINE PLANT | Lagoon Creek | 3982711 | 35468013 | 7845 | LCT10 | 7845 | GT10 | 0069 | 010 | 6.269 | 0.159 | 1.4286 | 1.4286 | 0.22538 |  | 6.6278 | 7.22 | 0.203 | 1.7958 | 1.7958 | 0.28281 |  | 8.3488 | 2017 | 56 | 14.8 | 978 | 29073.1 | 170 | 221112 | -89.3964 | 35.6578 | 1290 | 125 | 120 | 205 | 72.7 | N | Natural Gas, Distillate Fuel Oil | Y | N | N | 9999 | N |  | Combustion Turbine |  | 978.3798 | 11966
7845_G_GT8 | TN | 47075 | TVA LAGOON CREEK COMBUSTION TURBINE PLANT | Lagoon Creek | 3982711 | 35468113 | 7845 | LCT8 | 7845 | GT8 | 0069 | 008 | 12.114 | 0.26 | 1.6938 | 1.6938 | 0.28014 |  | 7.3926 | 6.944 | 0.178 | 1.8923 | 1.8923 | 0.29783 |  | 8.8036 | 2019 | 56 | 14.8 | 978 | 29073.1 | 170 | 221112 | -89.3964 | 35.6578 | 1290 | 125 | 120 | 205 | 73.9 | N | Natural Gas, Distillate Fuel Oil | Y | N | N | 9999 | N |  | Combustion Turbine |  | 891.2601 | 11966
7845_G_GT9 | TN | 47075 | TVA LAGOON CREEK COMBUSTION TURBINE PLANT | Lagoon Creek | 3982711 | 35468213 | 7845 | LCT9 | 7845 | GT9 | 0069 | 009 | 7.953 | 0.165 | 1.706 | 1.706 | 0.26914 |  | 7.9146 | 6.931 | 0.212 | 1.6688 | 1.6688 | 0.26281 |  | 7.7585 | 2017 | 56 | 14.8 | 978 | 29073.1 | 170 | 221112 | -89.3964 | 35.6578 | 1290 | 125 | 120 | 205 | 72.7 | N | Natural Gas, Distillate Fuel Oil | Y | N | N | 9999 | N |  | Combustion Turbine |  | 949.4301 | 11966
7845_G_GT1 | TN | 47075 | TVA LAGOON CREEK COMBUSTION TURBINE PLANT | Lagoon Creek | 3982711 | 35468313 | 7845 | LCT1 | 7845 | GT1 | 0069 | 001 | 6.267 | 0.145 | 1.8071 | 1.8071 | 0.29816 |  | 7.9124 | 7.815 | 0.213 | 1.556 | 1.556 | 0.24565 |  | 7.2117 | 2017 | 56 | 14.8 | 978 | 29073.1 | 170 | 221112 | -89.3964 | 35.6578 | 1290 | 125 | 120 | 205 | 73.9 | N | Natural Gas, Distillate Fuel Oil | Y | N | N | 9999 | N |  | Combustion Turbine |  | 469.6399 | 11966
3406_G_G20 | TN | 47085 | TVA JOHNSONVILLE FOSSIL PLANT | Johnsonville | 5720911 | 23015513 | 3406 | JCT20;JCT17;JCT18;JCT19; | 3406 | G20;G20;G20;G20 | 0011 | 015 | 40.63 | 0.67077 | 13.9142 | 13.9142 | 10.7596 |  | 63.2805 | 8.36 | 0.13418 | 2.7797 | 2.7797 | 2.1532 |  | 12.6681 | 2019 | 56 | 14.8 | 998 | 25620.0142 | 149 | 221112 | -87.9836 | 36.036 | 4400 | 125 | 120 |  | 72.8 | N | Natural Gas, Distillate Fuel Oil | Y | N | N | 9999 | Y | 3406_G_G20;3406_G_G18;3406_G_G19;3406_G_G17 | Combustion Turbine |  | 868.27 | 16591
3406_B_9 | TN | 47085 | TVA JOHNSONVILLE FOSSIL PLANT |  | 5720911 | 23015613 | 3406 | 9 |  |  | 0011 | 009 | 0 | 0 | 0 | 0 | 0 |  | 0 | [8 empty] | 600 | 32.25 | 305 | 111853.5215 | 137 | 221112 | -87.9856 | 36.0298 | 1730 | 125 | 100 | 10 |  |  |  | N | N | N |  | N
3406_B_8 | TN | 47085 | TVA JOHNSONVILLE FOSSIL PLANT |  | 5720911 | 23015713 | 3406 | 8 |  |  | 0011 | 008 | 0 | 0 | 0 | 0 | 0 |  | 0 | [8 empty] | 600 | 32.25 | 305 | 111853.5215 | 137 | 221112 | -87.9856 | 36.0298 | 1730 | 125 | 100 | 10 |  |  |  | N | N | N |  | N
3406_B_7 | TN | 47085 | TVA JOHNSONVILLE FOSSIL PLANT |  | 5720911 | 23015813 | 3406 | 7 |  |  | 0011 | 007 | 0 | 0 | 0 | 0 | 0 |  | 0 | [8 empty] | 600 | 32.25 | 305 | 111853.5215 | 137 | 221112 | -87.9856 | 36.0298 | 1730 | 125 | 100 | 10 |  |  |  | N | N | N |  | N
3406_B_10 | TN | 47085 | TVA JOHNSONVILLE FOSSIL PLANT |  | 5720911 | 23016013 | 3406 | 10 |  |  | 0011 | 010 | 0 | 0 | 0 | 0 | 0 |  | 0 | [8 empty] | 600 | 32.25 | 305 | 111853.5215 | 137 | 221112 | -87.9856 | 36.0298 | 1730 | 125 | 100 | 10 |  |  |  | N | N | N |  | N
3406_G_G16 | TN | 47085 | TVA JOHNSONVILLE FOSSIL PLANT | Johnsonville | 5720911 | 23016213 | 3406 | ;JCT12;JCT14;JCT7;JCT8;JCT16;JCT15;JCT2;JCT1;JCT4;JCT3;JCT13;JCT11;JCT6;JCT9;JCT10;JCT5 | 3406 | G16;G16;G16;G16;G16;G16;G16;G16;G16;G16;G16;G16;G16;G16;G16;G16 | 0011 | 012 | 119.553 | 0.17073 | 3.7593 | 3.7593 | 0.66895 |  | 7.7809 | 36.732 | 0.057008 | 1.3431 | 1.3431 | 0.23357 |  | 2.5537 | 2019 | 32 | 12.7 | 1034 | 26082.2051 | 206 | 221112 | -87.984 | 36.0346 | 14800 | 125 | 120 |  | 47.1 | N | Natural Gas, Distillate Fuel Oil | Y | N | N | 9999 | Y | 3406_G_GT1;3406_G_G11;3406_G_GT2;3406_G_G13;3406_G_G16;3406_G_GT3;3406_G_G10;3406_G_GT5;3406_G_GT8;3406_G_G14;3406_G_GT4;3406_G_GT6;3406_G_GT7;3406_G_GT9;3406_G_G12;3406_G_G15 | Combustion Turbine |  | 138 | 16591
3406_B_6 | TN | 47085 | TVA JOHNSONVILLE FOSSIL PLANT |  | 5720911 | 23016313 | 3406 | 6 |  |  | 0011 | 006 | 0 | 0 | 0 | 0 | 0 |  | 0 | [8 empty] | 600 | 32.25 | 305 | 111853.5215 | 137 | 221112 | -87.9856 | 36.0298 | 1570 | 125 | 100 | 10 |  |  |  | N | N | N |  | N
3406_B_3 | TN | 47085 | TVA JOHNSONVILLE FOSSIL PLANT |  | 5720911 | 23016413 | 3406 | 3 |  |  | 0011 | 003 | 425.0946 | 2205.9382 | 32.1882 | 50.0969 | 10.0235 | 6.3044 | 83.5521 | [8 empty] | 600 | 32.25 | 305 | 111853.5215 | 137 | 221112 | -87.9856 | 36.0298 | 1400 | 125 | 100 | 10 |  |  |  | Y | N | N |  | N |  |  |  | 6986.54
3406_B_5 | TN | 47085 | TVA JOHNSONVILLE FOSSIL PLANT |  | 5720911 | 23016613 | 3406 | 5 |  |  | 0011 | 005 | 0 | 0 | 0 | 0 | 0 |  | 0 | [8 empty] | 600 | 32.25 | 305 | 111853.5215 | 137 | 221112 | -87.9856 | 36.0298 | 1570 | 125 | 100 | 10 |  |  |  | N | N | N |  | N
3406_B_4 | TN | 47085 | TVA JOHNSONVILLE FOSSIL PLANT |  | 5720911 | 23016713 | 3406 | 4 |  |  | 0011 | 004 | 434.2746 | 2100.4087 | 32.2126 | 50.1332 | 10.0293 | 6.2931 | 83.6143 | [8 empty] | 600 | 32.25 | 305 | 111853.5215 | 137 | 221112 | -87.9856 | 36.0298 | 1400 | 125 | 100 | 10 |  |  |  | Y | N | N |  | N |  |  |  | 7488.5498
3406_B_2 | TN | 47085 | TVA JOHNSONVILLE FOSSIL PLANT |  | 5720911 | 23016813 | 3406 | 2 |  |  | 0011 | 002 | 469.0851 | 2350.9196 | 35.8201 | 55.7484 | 11.1512 | 7.0159 | 92.9914 | [8 empty] | 600 | 32.25 | 305 | 111853.5215 | 137 | 221112 | -87.9856 | 36.0298 | 1400 | 125 | 100 | 10 |  |  |  | Y | N | N |  | N |  |  |  | 7653.1602
3406_B_1 | TN | 47085 | TVA JOHNSONVILLE FOSSIL PLANT |  | 5720911 | 23017013 | 3406 | 1 |  |  | 0011 | 001 | 495.1981 | 2543.3487 | 36.0239 | 56.0686 | 11.2182 | 7.0843 | 93.5213 | [8 empty] | 600 | 32.25 | 305 | 111853.5215 | 137 | 221112 | -87.9856 | 36.0298 | 1400 | 125 | 100 | 10 |  |  |  | Y | N | N |  | N |  |  |  | 7573.6191
3407_B_4 | TN | 47145 | TVA KINGSTON FOSSIL PLANT | Kingston | 4979111 | 30041513 | 3407 | 4 | 3407 | 4 | 0013 | 004 | 225.2024 | 237.6691 | 56.5866 | 63.7143 | 8.7494 | 0.020927 | 73.0319 | 118.6443 | 180.8602 | 34.4068 | 41.7003 | 5.5603 | 0.014746 | 46.5492 | 2019 | 400 | 30 | 131 | 39634.65 | 56.1 | 221112 | -84.5196 | 35.9005 | 1640 | 125 | 100 | 10 | 132 | N | Bituminous, Subbituminous | Y | N | N | 9999 | N |  | Coal Steam |  | 6475.2202 | 11231
3407_B_3 | TN | 47145 | TVA KINGSTON FOSSIL PLANT | Kingston | 4979111 | 30041613 | 3407 | 3 | 3407 | 3 | 0013 | 003 | 230.8154 | 246.5081 | 58.4509 | 65.8282 | 9.0561 | 0.021954 | 75.5875 | 73.4494 | 91.9874 | 21.0723 | 25.5438 | 3.4087 | 0.0090673 | 28.5758 | 2019 | 400 | 30 | 131 | 39634.65 | 56.1 | 221112 | -84.5196 | 35.9005 | 1640 | 125 | 100 | 10 | 132 | N | Bituminous, Subbituminous | Y | N | N | 9999 | N |  | Coal Steam |  | 6872 | 11229
3407_B_5 | TN | 47145 | TVA KINGSTON FOSSIL PLANT | Kingston | 4979111 | 30041713 | 3407 | 5 | 3407 | 5 | 0013 | 005 | 289.7575 | 334.8391 | 75.7043 | 85.2554 | 11.7273 | 0.028439 | 97.8277 | 152.233 | 253.5742 | 43.7326 | 52.9915 | 7.0594 | 0.018638 | 59.02 | 2019 | 400 | 30 | 131 | 39634.65 | 56.1 | 221112 | -84.5196 | 35.9005 | 2060 | 125 | 100 | 10 | 174 | N | Bituminous, Subbituminous | Y | N | N | 9999 | N |  | Coal Steam |  | 6212.6797 | 11212
3407_B_6 | TN | 47145 | TVA KINGSTON FOSSIL PLANT | Kingston | 4979111 | 30041813 | 3407 | 6 | 3407 | 6 | 0013 | 006 | 268.1683 | 330.0031 | 66.2775 | 74.6414 | 10.2669 | 0.024857 | 85.6973 | 145.3786 | 231.4272 | 42.9074 | 51.9978 | 6.9306 | 0.018341 | 57.9891 | 2019 | 400 | 30 | 131 | 39634.65 | 56.1 | 221112 | -84.5196 | 35.9005 | 2060 | 125 | 100 |  | 174 | N | Bituminous, Subbituminous | Y | N | N | 9999 | N |  | Coal Steam |  | 5948.6797 | 11127
3407_B_2 | TN | 47145 | TVA KINGSTON FOSSIL PLANT | Kingston | 4979111 | 30041913 | 3407 | 2 | 3407 | 2 | 0013 | 002 | 229.5015 | 256.8191 | 58.3848 | 65.7431 | 9.0337 | 0.021722 | 75.3808 | 144.1766 | 219.1052 | 41.432 | 50.2157 | 6.6971 | 0.01786 | 55.9798 | 2019 | 400 | 30 | 131 | 39634.65 | 56.1 | 221112 | -84.5195 | 35.9006 | 1640 | 125 | 100 | 10 | 132 | N | Bituminous, Subbituminous | Y | N | N | 9999 | N |  | Coal Steam |  | 6697.8794 | 11191
3407_B_8 | TN | 47145 | TVA KINGSTON FOSSIL PLANT | Kingston | 4979111 | 30042013 | 3407 | 8 | 3407 | 8 | 0013 | 008 | 186.5893 | 251.7621 | 49.9272 | 56.2258 | 7.73 | 0.018625 | 64.5564 | 159.3396 | 238.8622 | 46.2956 | 56.1083 | 7.4814 | 0.019881 | 62.5796 | 2019 | 400 | 30 | 131 | 39634.65 | 56.1 | 221112 | -84.5195 | 35.9006 | 2060 | 125 | 100 | 10 | 174 | N | Bituminous, Subbituminous | Y | N | N | 9999 | N |  | Coal Steam |  | 4233 | 11110
3407_B_1 | TN | 47145 | TVA KINGSTON FOSSIL PLANT | Kingston | 4979111 | 30042113 | 3407 | 1 | 3407 | 1 | 0013 | 001 | 225.0848 | 248.7742 | 56.3806 | 63.4936 | 8.736 | 0.021166 | 72.8712 | 129.3076 | 191.8142 | 37.158 | 45.0026 | 5.9807 | 0.015435 | 50.0401 | 2019 | 400 | 30 | 131 | 39634.65 | 56.1 | 221112 | -84.5195 | 35.9006 | 1640 | 125 | 100 | 10 | 132 | N | Bituminous, Subbituminous | Y | N | N | 9999 | N |  | Coal Steam |  | 6531.3491 | 11201
3407_B_9 | TN | 47145 | TVA KINGSTON FOSSIL PLANT | Kingston | 4979111 | 30042313 | 3407 | 9 | 3407 | 9 | 0013 | 009 | 193.646 | 246.5632 | 51.1077 | 57.5599 | 7.9156 | 0.019075 | 66.1629 | 197.1057 | 298.3032 | 56.9487 | 69.0047 | 9.1927 | 0.024333 | 76.7758 | 2019 | 400 | 30 | 131 | 39634.65 | 56.1 | 221112 | -84.5195 | 35.9006 | 2060 | 125 | 100 | 10 | 174 | N | Bituminous, Subbituminous | Y | N | N | 9999 | N |  | Coal Steam |  | 4332.6904 | 11123
3407_B_7 | TN | 47145 | TVA KINGSTON FOSSIL PLANT | Kingston | 4979111 | 30042513 | 3407 | 7 | 3407 | 7 | 0013 | 007 | 248.169 | 299.6672 | 65.3983 | 73.6522 | 10.1288 | 0.024448 | 84.6065 | 139.2053 | 211.4992 | 40.7992 | 49.4467 | 6.5929 | 0.017508 | 55.1537 | 2019 | 400 | 30 | 131 | 39634.65 | 56.1 | 221112 | -84.5196 | 35.9005 | 2060 | 125 | 100 | 10 | 174 | N | Bituminous, Subbituminous | Y | N | N | 9999 | N |  | Coal Steam |  | 5371.4199 | 11173
3393_G_CTG1 | TN | 47157 | TVA-Allen Combined Cycle Plant | Allen | 18912511 | 137605113 | 3393 | ACC1 | 3393 | CTG1 | 01280 | CC-1 | [7 empty] | 102.2237 | 5.9129 | 50.2815 | 50.2815 | 24.9099 | 0.97534 | 8.6906 | 2019 | 175 | 22 | 199 | -1 | 67.62 | 221112 | -90.1457 | 35.0673 |  | 125 | 140 |  | 311.9 | N | Natural Gas | Y | N | N | 9999 | N | 3393_G_CTG1;3393_G_STG1 | Combined Cycle |  | 7133.6099 | 7050
3393_G_CTG2 | TN | 47157 | TVA-Allen Combined Cycle Plant | Allen | 18912511 | 137605213 | 3393 | ACC2 | 3393 | CTG2 | 01280 | CC-2 | [7 empty] | 118.804 | 5.4996 | 46.8527 | 46.8527 | 24.8882 | 1.6401 | 8.9211 | 2019 | 175 | 22 | 199 | -1 | 67.62 | 221112 | -90.1457 | 35.0673 |  | 125 | 140 |  | 311.9 | N | Natural Gas | Y | N | N | 9999 | N |  | Combined Cycle |  | 6631.0308 | 7050
3393_G_GT8 | TN | 47157 | Allen Fossil Plant | Allen | 5720111 | 23028613 |  |  | 3393 | GT8 | 00528 | CT8 | 0.57146 | 0.00084377 | 0.010651 | 0.010651 | 0.0038287 |  | 0.030997 | 0.14436 | 0.00025593 | 0.0027001 | 0.0027001 | 0.0010011 |  | 0.0074862 | 2019 | 52 | 19.4 | 1000 | 8631.2 | 29.2 | 221112 | -90.1451 | 35.0719 |  | 125 | 120 |  | 15.1 | N | Natural Gas, Distillate Fuel Oil | N | N | N | 9999 | N |  | Combustion Turbine |  |  | 23522
3393_G_GT9 | TN | 47157 | Allen Fossil Plant | Allen | 5720111 | 23028713 |  |  | 3393 | GT9 | 00528 | CT9 | 0.57146 | 0.00084377 | 0.010651 | 0.010651 | 0.0038287 |  | 0.030997 | 0.14436 | 0.00025593 | 0.0027001 | 0.0027001 | 0.0010011 |  | 0.0074862 | 2019 | 52 | 19.4 | 1000 | 8631.2 | 29.2 | 221112 | -90.1451 | 35.0719 |  | 125 | 120 |  | 15.1 | N | Natural Gas, Distillate Fuel Oil | N | N | N | 9999 | N |  | Combustion Turbine |  |  | 23522
3393_G_G17 | TN | 47157 | Allen Fossil Plant | Allen | 5720111 | 23028813 | 3393 | ACT17 | 3393 | G17 | 00528 | CT17 | 2.568 | 0.0026111 | 0.09519 | 0.09519 | 0.011519 |  | 0.07787 | 1.315 | 0.0022833 | 0.05956 | 0.05956 | 0.0075656 |  | 0.063574 | 2019 | 31.5 | 28 | 995 | 17364.4 | 28.1 | 221112 | -90.1439 | 35.0719 | 760 | 125 | 120 |  | 46.4 | N | Natural Gas, Distillate Fuel Oil | Y | N | N | 9999 | N |  | Combustion Turbine |  | 15.61 | 23521
3393_G_G13 | TN | 47157 | Allen Fossil Plant | Allen | 5720111 | 23028913 |  |  | 3393 | G13 | 00528 | CT13 | 0.57146 | 0.00084377 | 0.010651 | 0.010651 | 0.0038287 |  | 0.030997 | 0.14436 | 0.00025593 | 0.0027001 | 0.0027001 | 0.0010011 |  | 0.0074862 | 2019 | 52 | 19.4 | 1000 | 8631.2 | 29.2 | 221112 | -90.1444 | 35.0719 |  | 125 | 120 |  | 15.1 | N | Natural Gas, Distillate Fuel Oil | N | N | N | 9999 | N |  | Combustion Turbine |  |  | 23522
3393_G_G14 | TN | 47157 | Allen Fossil Plant | Allen | 5720111 | 23029013 |  |  | 3393 | G14 | 00528 | CT14 | 0.57146 | 0.00084377 | 0.010651 | 0.010651 | 0.0038287 |  | 0.030997 | 0.14436 | 0.00025593 | 0.0027001 | 0.0027001 | 0.0010011 |  | 0.0074862 | 2019 | 52 | 19.4 | 1000 | 8631.2 | 29.2 | 221112 | -90.1444 | 35.0719 |  | 125 | 120 |  | 15.1 | N | Natural Gas, Distillate Fuel Oil | N | N | N | 9999 | N |  | Combustion Turbine |  |  | 23522
3393_G_G12 | TN | 47157 | Allen Fossil Plant | Allen | 5720111 | 23029213 |  |  | 3393 | G12 | 00528 | CT12 | 0.57146 | 0.00084377 | 0.010651 | 0.010651 | 0.0038287 |  | 0.030997 | 0.14436 | 0.00025593 | 0.0027001 | 0.0027001 | 0.0010011 |  | 0.0074862 | 2019 | 52 | 19.4 | 1000 | 8631.2 | 29.2 | 221112 | -90.1444 | 35.0719 |  | 125 | 120 |  | 15.1 | N | Natural Gas, Distillate Fuel Oil | N | N | N | 9999 | N |  | Combustion Turbine |  |  | 23522
3393_G_GT7 | TN | 47157 | Allen Fossil Plant | Allen | 5720111 | 23029313 |  |  | 3393 | GT7 | 00528 | CT7 | 0.57146 | 0.00084377 | 0.010651 | 0.010651 | 0.0038287 |  | 0.030997 | 0.14436 | 0.00025593 | 0.0027001 | 0.0027001 | 0.0010011 |  | 0.0074862 | 2019 | 52 | 19.4 | 1000 | 8631.2 | 29.2 | 221112 | -90.1451 | 35.0719 |  | 125 | 120 |  | 15.1 | N | Natural Gas, Distillate Fuel Oil | N | N | N | 9999 | N |  | Combustion Turbine |  |  | 23522
3393_G_G18 | TN | 47157 | Allen Fossil Plant | Allen | 5720111 | 23029413 | 3393 | ACT18 | 3393 | G18 | 00528 | CT18 | 3.838 | 0.0070917 | 0.25853 | 0.25853 | 0.031285 |  | 0.21149 | 1.648 | 0.0033034 | 0.091466 | 0.091466 | 0.011282 |  | 0.083661 | 2019 | 31.5 | 28 | 995 | 17364.4 | 28.1 | 221112 | -90.1439 | 35.0719 | 760 | 125 | 120 |  | 46.4 | N | Natural Gas, Distillate Fuel Oil | Y | N | N | 9999 | N |  | Combustion Turbine |  | 22.55 | 23522
3393_G_G19 | TN | 47157 | Allen Fossil Plant | Allen | 5720111 | 23029513 | 3393 | ACT19 | 3393 | G19 | 00528 | CT19 | 1.86 | 0.00094398 | 0.034413 | 0.034413 | 0.0041644 |  | 0.028152 | 1.474 | 0.0028766 | 0.077614 | 0.077614 | 0.0096949 |  | 0.076047 | 2019 | 31.5 | 28 | 995 | 17364.4 | 28.1 | 221112 | -90.1433 | 35.0719 | 760 | 125 | 120 |  | 46.4 | N | Natural Gas, Distillate Fuel Oil | Y | N | N | 9999 | N |  | Combustion Turbine |  | 9.63 | 23522
3393_G_GT2 | TN | 47157 | Allen Fossil Plant | Allen | 5720111 | 23029613 |  |  | 3393 | GT2 | 00528 | CT2 | 0.57146 | 0.00084377 | 0.010651 | 0.010651 | 0.0038287 |  | 0.030997 | 0.14436 | 0.00025593 | 0.0027001 | 0.0027001 | 0.0010011 |  | 0.0074862 | 2019 | 52 | 19.4 | 1000 | 8631.2 | 29.2 | 221112 | -90.1456 | 35.0719 |  | 125 | 120 |  | 15.1 | N | Natural Gas, Distillate Fuel Oil | N | N | N | 9999 | N |  | Combustion Turbine |  |  | 23522
3393_G_G20 | TN | 47157 | Allen Fossil Plant | Allen | 5720111 | 23029813 | 3393 | ACT20 | 3393 | G20 | 00528 | CT20 | 2.237 | 0.0040344 | 0.14708 | 0.14708 | 0.017798 |  | 0.12032 | 0.747 | 0.0019516 | 0.055645 | 0.055645 | 0.0067669 |  | 0.046899 | 2019 | 31.5 | 28 | 995 | 17364.4 | 28.1 | 221112 | -90.1433 | 35.0719 | 760 | 125 | 120 |  | 46.4 | N | Natural Gas, Distillate Fuel Oil | Y | N | N | 9999 | N |  | Combustion Turbine |  | 22.58 | 23522
3393_G_GT3 | TN | 47157 | Allen Fossil Plant | Allen | 5720111 | 23029913 |  |  | 3393 | GT3 | 00528 | CT3 | 0.57146 | 0.00084377 | 0.010651 | 0.010651 | 0.0038287 |  | 0.030997 | 0.14436 | 0.00025593 | 0.0027001 | 0.0027001 | 0.0010011 |  | 0.0074862 | 2019 | 52 | 19.4 | 1000 | 8631.2 | 29.2 | 221112 | -90.1456 | 35.0719 |  | 125 | 120 |  | 15.1 | N | Natural Gas, Distillate Fuel Oil | N | N | N | 9999 | N |  | Combustion Turbine |  |  | 23522
3393_G_G15 | TN | 47157 | Allen Fossil Plant | Allen | 5720111 | 23030013 |  |  | 3393 | G15 | 00528 | CT15 | 0.57146 | 0.00084377 | 0.010651 | 0.010651 | 0.0038287 |  | 0.030997 | 0.14436 | 0.00025593 | 0.0027001 | 0.0027001 | 0.0010011 |  | 0.0074862 | 2019 | 52 | 19.4 | 1000 | 8631.2 | 29.2 | 221112 | -90.1442 | 35.0719 |  | 125 | 120 |  | 15.1 | N | Natural Gas, Distillate Fuel Oil | N | N | N | 9999 | N |  | Combustion Turbine |  |  | 23522
3393_G_GT1 | TN | 47157 | Allen Fossil Plant | Allen | 5720111 | 23030113 |  |  | 3393 | GT1 | 00528 | CT1 | 0.57146 | 0.00084377 | 0.010651 | 0.010651 | 0.0038287 |  | 0.030997 | 0.14436 | 0.00025593 | 0.0027001 | 0.0027001 | 0.0010011 |  | 0.0074862 | 2019 | 52 | 19.4 | 1000 | 8631.2 | 29.2 | 221112 | -90.1458 | 35.0719 |  | 125 | 120 |  | 15.1 | N | Natural Gas, Distillate Fuel Oil | N | N | N | 9999 | N |  | Combustion Turbine |  |  | 23522
3393_B_1 | TN | 47157 | Allen Fossil Plant |  | 5720111 | 23030313 | 3393 | 1 |  |  | 00528 | BLR1 | 472.7878 | 2504.1012 | 46.7598 | 76.6669 | 40.4369 | 12.0013 | 185.1152 | [8 empty] | 400 | 12.7 | 277 | 20550 | 161 | 221112 | -90.1492 | 35.0742 | 3580 | 125 | 100 | 10&139 |  |  |  | Y | N | N |  | N |  |  |  | 6283.8706
3393_B_3 | TN | 47157 | Allen Fossil Plant |  | 5720111 | 23030513 | 3393 | 3 |  |  | 00528 | BLR3 | 494.7181 | 2438.3613 | 54.7688 | 92.7161 | 37.7236 | 11.2325 | 172.0531 | [8 empty] | 400 | 12.7 | 277 | 20550 | 161 | 221112 | -90.1483 | 35.0742 | 4070 | 125 | 100 | 10&139 |  |  |  | Y | N | N |  | N |  |  |  | 5749.73
3393_G_G16 | TN | 47157 | Allen Fossil Plant | Allen | 5720111 | 23030613 |  |  | 3393 | G16 | 00528 | CT16 | 0.57146 | 0.00084377 | 0.010651 | 0.010651 | 0.0038287 |  | 0.030997 | 0.14436 | 0.00025593 | 0.0027001 | 0.0027001 | 0.0010011 |  | 0.0074862 | 2019 | 52 | 19.4 | 1000 | 8631.2 | 29.2 | 221112 | -90.1442 | 35.0719 |  | 125 | 120 |  | 15.1 | N | Natural Gas, Distillate Fuel Oil | N | N | N | 9999 | N |  | Combustion Turbine |  |  | 23522
3393_B_2 | TN | 47157 | Allen Fossil Plant |  | 5720111 | 23030813 | 3393 | 2 |  |  | 00528 | BLR2 | 527.0847 | 2750.2917 | 73.7515 | 127.323 | 42.0535 | 12.462 | 191.8801 | [8 empty] | 400 | 12.7 | 277 | 20550 | 161 | 221112 | -90.1486 | 35.0742 | 4190 | 125 | 100 | 10&139 |  |  |  | Y | N | N |  | N |  |  |  | 6627.8599
3393_G_GT5 | TN | 47157 | Allen Fossil Plant | Allen | 5720111 | 23030913 |  |  | 3393 | GT5 | 00528 | CT5 | 0.57146 | 0.00084377 | 0.010651 | 0.010651 | 0.0038287 |  | 0.030997 | 0.14436 | 0.00025593 | 0.0027001 | 0.0027001 | 0.0010011 |  | 0.0074862 | 2019 | 52 | 19.4 | 1000 | 8631.2 | 29.2 | 221112 | -90.1453 | 35.0719 |  | 125 | 120 |  | 15.1 | N | Natural Gas, Distillate Fuel Oil | N | N | N | 9999 | N |  | Combustion Turbine |  |  | 23522
3393_G_G10 | TN | 47157 | Allen Fossil Plant | Allen | 5720111 | 23031013 |  |  | 3393 | G10 | 00528 | CT10 | 0.57146 | 0.00084377 | 0.010651 | 0.010651 | 0.0038287 |  | 0.030997 | 0.14436 | 0.00025593 | 0.0027001 | 0.0027001 | 0.0010011 |  | 0.0074862 | 2019 | 52 | 19.4 | 1000 | 8631.2 | 29.2 | 221112 | -90.1447 | 35.0719 |  | 125 | 120 |  | 15.1 | N | Natural Gas, Distillate Fuel Oil | N | N | N | 9999 | N |  | Combustion Turbine |  |  | 23522
3393_G_GT4 | TN | 47157 | Allen Fossil Plant | Allen | 5720111 | 23031113 |  |  | 3393 | GT4 | 00528 | CT4 | 0.57146 | 0.00084377 | 0.010651 | 0.010651 | 0.0038287 |  | 0.030997 | 0.14436 | 0.00025593 | 0.0027001 | 0.0027001 | 0.0010011 |  | 0.0074862 | 2019 | 52 | 19.4 | 1000 | 8631.2 | 29.2 | 221112 | -90.1453 | 35.0719 |  | 125 | 120 |  | 15.1 | N | Natural Gas, Distillate Fuel Oil | N | N | N | 9999 | N |  | Combustion Turbine |  |  | 23522
3393_G_GT6 | TN | 47157 | Allen Fossil Plant | Allen | 5720111 | 23031213 |  |  | 3393 | GT6 | 00528 | CT6 | 0.57146 | 0.00084377 | 0.010651 | 0.010651 | 0.0038287 |  | 0.030997 | 0.14436 | 0.00025593 | 0.0027001 | 0.0027001 | 0.0010011 |  | 0.0074862 | 2019 | 52 | 19.4 | 1000 | 8631.2 | 29.2 | 221112 | -90.1453 | 35.0719 |  | 125 | 120 |  | 15.1 | N | Natural Gas, Distillate Fuel Oil | N | N | N | 9999 | N |  | Combustion Turbine |  |  | 23522
3393_G_G11 | TN | 47157 | Allen Fossil Plant | Allen | 5720111 | 23031313 |  |  | 3393 | G11 | 00528 | CT11 | 0.57146 | 0.00084377 | 0.010651 | 0.010651 | 0.0038287 |  | 0.030997 | 0.14436 | 0.00025593 | 0.0027001 | 0.0027001 | 0.0010011 |  | 0.0074862 | 2019 | 52 | 19.4 | 1000 | 8631.2 | 29.2 | 221112 | -90.1447 | 35.0719 |  | 125 | 120 |  | 15.1 | N | Natural Gas, Distillate Fuel Oil | N | N | N | 9999 | N |  | Combustion Turbine |  |  | 23522
3399_B_1 | TN | 47161 | TVA CUMBERLAND FOSSIL PLANT | Cumberland (TN) | 4979311 | 30040513 | 3399 | 1 | 3399 | 1 | 0011 | 001 | 2139.134 | 3832.4349 | 678.404 | 699.374 | 67.811 | 0.0086472 | 567.9545 | 2087.6452 | 3646.5054 | 638.2057 | 673.9099 | 64.2311 | 0.00057347 | 539.3311 | 2019 | 635 | 38.5 | 119 | 75050.0231 | 64.5 | 221112 | -87.6519 | 36.3903 | 14100 | 125 | 100 | 1&10 | 1239 | N | Bituminous | Y | N | N | 9999 | N |  | Coal Steam |  | 5339.8999 | 10158
3399_B_2 | TN | 47161 | TVA CUMBERLAND FOSSIL PLANT | Cumberland (TN) | 4979311 | 30040713 | 3399 | 2 | 3399 | 2 | 0011 | 002 | 2639.9342 | 6290.8754 | 977.0287 | 1035.7136 | 95.4494 | 0.01213 | 799.6944 | 1830.8855 | 3562.3784 | 565.8849 | 591.9972 | 57.5088 | 0.00054696 | 484.9396 | 2019 | 635 | 38.5 | 119 | 75050.0231 | 64.5 | 221112 | -87.6519 | 36.3894 | 14100 | 125 | 100 | 1&10 | 1231 | N | Bituminous | Y | N | N | 9999 | N |  | Coal Steam |  | 7622.3604 | 10094
3403_G_GT8 | TN | 47165 | TVA GALLATIN FOSSIL PLANT | Gallatin (TN) | 5610411 | 22205813 | 3403 | ;GCT7;GCT6;GCT5;GCT8 | 3403 | GT8;GT8;GT8;GT8 | 0025 | 008 | 35.025 | 0.8 | 13.2965 | 13.2965 | 10.3433 |  | 60.8886 | 20.083 | 0.426 | 7.1982 | 7.1982 | 5.5578 |  | 32.6685 | 2019 | 56 | 14.8 | 998 | 25465.3 | 148.1 | 221112 | -86.3946 | 36.3182 | 4380 | 125 | 120 |  | 73.4 | N | Natural Gas, Distillate Fuel Oil | Y | N | N | 9999 | Y | 3403_G_GT8;3403_G_GT6;3403_G_GT7;3403_G_GT5 | Combustion Turbine |  | 855.61 | 12635
3403_B_1 | TN | 47165 | TVA GALLATIN FOSSIL PLANT | Gallatin (TN) | 5610411 | 22205913 | 3403 | 1 | 3403 | 1 | 0025 | 001 | 1467.2403 | 426.4918 | 30.0537 | 32.6517 | 22.9579 | 0 | 191.5749 | 365.4932 | 435.254 | 50.3598 | 68.4012 | 22.0687 | 2.678 | 184.5216 | 2019 | 400 | 18.67 | 179 | 15697.9 | 57.4 | 221112 | -86.4031 | 36.3165 | 2750 | 125 | 100 | 10 | 225 | N | Bituminous, Subbituminous | Y | N | N | 9999 | N |  | Coal Steam |  | 7087.4893 | 10662
3403_G_GT4 | TN | 47165 | TVA GALLATIN FOSSIL PLANT | Gallatin (TN) | 5610411 | 22206213 | 3403 | ;GCT2;GCT4;GCT3;GCT1 | 3403 | GT4;GT4;GT4;GT4 | 0025 | 005 | 185.4861 | 0.22523 | 2.5576 | 2.5576 | 0.8092 |  | 10.6137 | 28.823 | 0.042636 | 0.48827 | 0.48827 | 0.15536 |  | 2.0281 | 2019 | 39.5 | 19.1 | 954 | 35453.3 | 123.8 | 221112 | -86.3962 | 36.3169 | 5140 | 125 | 120 |  | 71.5 | N | Natural Gas, Distillate Fuel Oil | Y | N | N | 9999 | Y | 3403_G_GT4;3403_G_GT1;3403_G_GT2;3403_G_GT3 | Combustion Turbine |  |  | 12635
3403_B_4 | TN | 47165 | TVA GALLATIN FOSSIL PLANT | Gallatin (TN) | 5610411 | 22206313 | 3403 | 4 | 3403 | 4 | 0025 | 004 | 1792.0663 | 254.7527 | 41.267 | 47.6349 | 28.1592 | 0 | 235.3167 | 243.8288 | 387.701 | 39.2672 | 52.4913 | 18.1954 | 2.1658 | 151.7798 | 2019 | 400 | 18.67 | 178 | 17023.6 | 62.2 | 221112 | -86.4031 | 36.3165 | 3030 | 125 | 100 | 10 | 263 | N | Bituminous, Subbituminous | Y | N | N | 9999 | N |  | Coal Steam |  | 7601.3203 | 10657
3403_B_3 | TN | 47165 | TVA GALLATIN FOSSIL PLANT | Gallatin (TN) | 5610411 | 22206413 | 3403 | 3 | 3403 | 3 | 0025 | 003 | 1717.5032 | 256.8776 | 39.3045 | 45.3586 | 26.9201 | 0 | 224.5219 | 320.7889 | 469.5812 | 26.1524 | 29.6807 | 18.2517 | 2.1962 | 152.2488 | 2019 | 400 | 18.67 | 178 | 17023.6 | 62.2 | 221112 | -86.4031 | 36.3165 | 3030 | 125 | 100 | 10 | 263 | N | Bituminous, Subbituminous | Y | N | N | 9999 | N |  | Coal Steam |  | 7281.7197 | 10669
3403_B_2 | TN | 47165 | TVA GALLATIN FOSSIL PLANT | Gallatin (TN) | 5610411 | 22206513 | 3403 | 2 | 3403 | 2 | 0025 | 002 | 1883.8517 | 461.6962 | 29.9814 | 32.5783 | 22.8733 | 0 | 190.9785 | 362.9976 | 441.9248 | 37.1804 | 46.6296 | 20.7821 | 2.4999 | 173.8755 | 2019 | 400 | 18.67 | 179 | 15697.9 | 57.4 | 221112 | -86.4031 | 36.3165 | 2750 | 125 | 100 | 10 | 225 | N | Bituminous, Subbituminous | Y | N | N | 9999 | N |  | Coal Steam |  | 7094.9702 | 10633
55251_G_CTG2 | TN | 47183 | TVA GLEASON COMBUSTION TURBINE PLANT | Gleason Generating Facility | 3428511 | 38857313 | 55251 | CTG-2 | 55251 | CTG2 | 0108 | 002 | 75.426 | 0.0083001 | 0.19965 | 0.19965 | 0.035653 |  | 0.24 | 58.991 | 0.519 | 5.5642 | 5.5642 | 1.6725 |  | 5.1 | 2017 | 80 | 24.7 | 1051 | 39713.4925 | 82.923 | 221112 | -88.6112 | 36.2466 | 1730 | 125 | 120 |  | 100 | N | Natural Gas | Y | N | N | 9999 | N |  | Combustion Turbine |  | 1111.9796 | 11154
55251_G_CTG1 | TN | 47183 | TVA GLEASON COMBUSTION TURBINE PLANT | Gleason Generating Facility | 3428511 | 38857413 | 55251 | CTG-1 | 55251 | CTG1 | 0108 | 001 | 68.63 | 0.014231 | 0.34232 | 0.34232 | 0.061131 |  | 0.8 | 67.399 | 0.531 | 5.5564 | 5.5564 | 1.6702 |  | 6.4 | 2019 | 80 | 24.7 | 1051 | 39713.4925 | 82.923 | 221112 | -88.6112 | 36.2466 | 1730 | 125 | 120 |  | 120 | N | Natural Gas | Y | N | N | 9999 | N |  | Combustion Turbine |  | 1005.2197 | 11154
55251_G_CTG3 | TN | 47183 | TVA GLEASON COMBUSTION TURBINE PLANT | Gleason Generating Facility | 3428511 | 38857513 | 55251 | CTG-3 | 55251 | CTG3 | 0108 | 003 | 54.793 | 0.00027445 | 0.0066016 | 0.0066016 | 0.00060853 |  | 0.16 | 51.984 | 0.45 | 5.3003 | 5.3003 | 1.5825 |  | 11.1 | 2019 | 80 | 19 | 1097 | 39804.5772 | 140.461 | 221112 | -88.6112 | 36.2466 | 1790 | 125 | 120 |  | 140 | N | Natural Gas | Y | N | N | 9999 | N |  | Combustion Turbine |  | 926.11 | 11154
6183_B_SM-1 | TX | 48013 | SAN MIGUEL ELECTRIC PLANT | San Miguel | 4898511 | 69876513 | 6183 | SM-1 | 6183 | SM-1 | 7 | 000013 | 2363.2 | 6814.7 | 61.0146 | 91.0975 | 13.1062 | 4.85 | 1559 | 2266.7 | 8939.9 | 185.2632 | 328.9199 | 12.2406 | 5.188 | 3599.876 | 2017 | 450 | 20 | 160 | -1 | 80 | 22111 | -98.4774 | 28.7044 | 5400 | 125 | 100 | 205 | 391 | N | Lignite | Y | N | N | 9999 | N |  | Coal Steam | 7455 | 7455.27 | 12358
55154_G_CTB | TX | 48021 | LOST PINES 1 POWER PLANT | Lost Pines 1 Power Project | 3981311 | 35539113 | 55154 | 2 | 55154 | CTB | 12 | 000002 | 86.253 | 2.6148 | 20.9407 | 21.2614 | 2.9947 | 14.7018 | 50.4863 | 85.5 | 2.7 | 21.61 | 21.94 | 3.08 | 11.94 | 184 | 2019 | 150 | 18.5 | 500 | -1 | 61.9 | 22111 | -97.2702 | 30.1471 | 1990 | 125 | 120 | 65 | 169 | N | Natural Gas | Y | N | N | 9999 | N |  | Combined Cycle | 5191 | 5217.3247 | 7286
55154_G_CTA | TX | 48021 | LOST PINES 1 POWER PLANT | Lost Pines 1 Power Project | 3981311 | 35539313 | 55154 | 1 | 55154 | CTA | 12 | 000001 | 93.8015 | 2.8863 | 23.1147 | 23.4687 | 3.3055 | 10.5612 | 58.9857 | 85.43 | 2.67 | 21.39 | 21.72 | 3.05 | 13.11 | 217 | 2019 | 150 | 18.5 | 500 | -1 | 61.9 | 22111 | -97.2702 | 30.1478 | 1990 | 125 | 120 | 65 | 169 | N | Natural Gas | Y | N | N | 9999 | N |  | Combined Cycle | 5880 | 5908.3804 | 7286
55168_G_0002 | TX | 48021 | BASTROP ENERGY CENTER | Bastrop Energy Center | 3981411 | 35538713 | 55168 | CTG-1B | 55168 | 0002 | 13 | 000009 | 146.4 | 2.8 | 12.2509 | 12.2509 | 9.7944 | 29.8828 | 9.2 | 130.6488 | 3.3075 | 11.2952 | 11.2952 | 16.201 | 27.3427 | 124.5105 | 2019 | 145 | 12 | 500 | -1 | 64 | 22111 | -97.5493 | 30.146 | 1900 | 125 | 120 |  | 149 | N | Natural Gas | Y | N | N | 9999 | N |  | Combined Cycle | 6240 | 6230.1597 | 7896
55168_G_0003 | TX | 48021 | BASTROP ENERGY CENTER | Bastrop Energy Center | 3981411 | 35538813 |  |  | 55168 | 0003 | 13 | 000006 | 0.0209 | 0.0014 | 0.0006 | 0.0006 | 0.0012 |  | 0.0019 | 0.0209 | 0.0014 | 0.0006 | 0.0006 | 0.0012 |  | 0.0019 | 2019 | 14 | 0.25 | 708 | -1 | 81 | 22111 | -97.5505 | 30.1457 | 232 | 125 | 160 |  | 227 | N | Natural Gas | N | N | N | 9999 | N |  | Combined Cycle | 24 |  | 7896
55168_G_0001 | TX | 48021 | BASTROP ENERGY CENTER | Bastrop Energy Center | 3981411 | 35538913 | 55168 | CTG-1A | 55168 | 0001 | 13 | 000007 | 166.9 | 3.3 | 14.6449 | 14.6449 | 11.7036 | 35.8168 | 10.7 | 123.9263 | 3.1783 | 11.2342 | 11.2342 | 15.8075 | 27.2011 | 114.5195 | 2019 | 145 | 12 | 500 | -1 | 64 | 22111 | -97.5495 | 30.1457 | 1900 | 125 | 120 |  | 149 | N | Natural Gas | Y | N | N | 9999 | N |  | Combined Cycle | 7656 | 7629.3013 | 7896
3601_B_1 | TX | 48021 | SIM GIDEON POWER PLANT | Sim Gideon | 3981511 | 35536213 | 3601 | 1 | 3601 | 1 | 2 | 000001 | 56.0443 | 0.1852 | 2.2986 | 2.3004 | 0.6951 | 0.96632 | 8.6444 | 118.523 | 0.3215 | 3.9889 | 3.9919 | 1.206 | 2.1203 | 15.0014 | 2019 | 154 | 10 | 300 | -1 | 45 | 22111 | -97.2709 | 30.1454 | 1400 | 125 | 100 |  | 136 | N | Natural Gas | Y | N | N | 9999 | N |  | O/G Steam | 987 | 987.3699 | 11386
3601_B_3 | TX | 48021 | SIM GIDEON POWER PLANT | Sim Gideon | 3981511 | 35536413 | 3601 | 3 | 3601 | 3 | 2 | 000003 | 251.448 | 0.9312 | 11.5545 | 11.5634 | 0.6219 | 4.8575 | 1.5519 | 512.394 | 1.5648 | 19.4173 | 19.4323 | 1.0449 | 8.1291 | 2.608 | 2019 | 275 | 15 | 217 | -1 | 35 | 22111 | -97.2709 | 30.1461 | 3400 | 125 | 100 |  | 335 | N | Natural Gas | Y | N | N | 9999 | N |  | O/G Steam | 2125 | 2125.0305 | 11257
3601_B_2 | TX | 48021 | SIM GIDEON POWER PLANT | Sim Gideon | 3981511 | 35536513 | 3601 | 2 | 3601 | 2 | 2 | 000002 | 57.2865 | 0.1757 | 2.173 | 2.1746 | 0.0294 | 0.91657 | 0.2928 | 86.4562 | 0.3836 | 4.7492 | 4.7529 | 0.0643 | 1.9972 | 0.6394 | 2019 | 154 | 10 | 300 | -1 | 45 | 22111 | -97.2709 | 30.1457 | 1400 | 125 | 100 |  | 136 | N | Natural Gas | Y | N | N | 9999 | N |  | O/G Steam | 974 | 973.58 | 11678
58001_G_CTG-1 | TX | 48027 | PANDA TEMPLE POWER STATION | Panda Temple Power Station | 16861111 | 113223913 | 58001 | CTG1 | 58001 | CTG-1 | 670 | 000002 | 41.9883 | 2.8912 | 10.3945 | 10.3945 | 15.2164 | 17.5527 | 251.742 | 26.0381 | 2.0523 | 7.6477 | 7.6477 | 11.1954 | 16.0626 | 89.6845 | 2019 | 140 | 21.42 | 165 | -1 | 36.2 | 22111 | -97.3172 | 31.0559 | 2840 | 125 | 120 | 139 | 211 | N | Natural Gas | Y | N | N | 9999 | N | 58001_G_STG-1;58001_G_CTG-1 | Combined Cycle | 4549 | 4549.0454 | 7190
58001_G_CTG-2 | TX | 48027 | PANDA TEMPLE POWER STATION | Panda Temple Power Station | 16861111 | 113224013 | 58001 | CTG2 | 58001 | CTG-2 | 670 | 000003 | 38.4488 | 2.8492 | 11.8483 | 11.8483 | 6.0697 | 30.9842 | 249.697 | 35.658 | 2.8649 | 12.1122 | 12.1123 | 6.2049 | 28.0857 | 169.2045 | 2019 | 140 | 21.42 | 165 | -1 | 36.2 | 22111 | -97.3168 | 31.0558 | 2840 | 125 | 120 | 139 | 211 | N | Natural Gas | Y | N | N | 9999 | N |  | Combined Cycle | 4480 | 4479.3867 | 7190
58001_G_CTG-3 | TX | 48027 | PANDA TEMPLE POWER STATION | Panda Temple Power Station | 16861111 | 123144813 | 58001 | CTG3 | 58001 | CTG-3 | 670 | 000017 | 27.8467 | 2.2479 | 6.253 | 6.253 | 2.6273 | 0.8593 | 154.887 | 37.7673 | 3.0358 | 8.7249 | 8.725 | 3.666 | 9.4182 | 82.165 | 2019 | 140 | 21.42 | 165 | -1 | 36.2 | 22111 | -97.3157 | 31.0555 | 2840 | 125 | 120 | 139 | 211 | N | Natural Gas | Y | N | N | 9999 | N |  | Combined Cycle | 3503 | 3503.0713 | 7190
58001_G_CTG-4 | TX | 48027 | PANDA TEMPLE POWER STATION | Panda Temple Power Station | 16861111 | 123144913 | 58001 | CTG4 | 58001 | CTG-4 | 670 | 000018 | 28.5148 | 2.2281 | 5.9303 | 5.9303 | 0.6242 | 7.5885 | 166.688 | 37.8984 | 3.0164 | 8.298 | 8.2981 | 0.8735 | 33.2851 | 75.5417 | 2019 | 140 | 21.42 | 165 | -1 | 36.2 | 22111 | -97.3153 | 31.0554 | 2840 | 125 | 120 | 139 | 211 | N | Natural Gas | Y | N | N | 9999 | N |  | Combined Cycle | 3468 | 3467.896 | 7190
3609_G_CGT1 | TX | 48029 | LEON CREEK PLANT | Leon Creek | 3000111 | 69916713 | 3609 | CGT1 | 3609 | CGT1 | 3 | 000005 | 2.1 | 0.5086 | 0.4533 | 0.4533 | 0.0203 | 0.0224 | 2.1634 | 3.8 | 1.1318 | 1.0358 | 1.0358 | 0.0464 | 0.0511 | 3.912 | 2019 | 100 | 12 | 757 | -1 | 87 | 22111 | -98.5748 | 29.3528 | 400 | 125 | 120 | 65 | 46 | N | Natural Gas | Y | N | N | 9999 | N |  | Combustion Turbine | 407 | 406.5298 | 10911
3609_G_CGT2 | TX | 48029 | LEON CREEK PLANT | Leon Creek | 3000111 | 69916813 | 3609 | CGT2 | 3609 | CGT2 | 3 | 000006 | 2.3 | 0.6922 | 0.3171 | 0.3171 | 0.0248 | 0.0717 | 2.2927 | 3.7 | 1.2909 | 0.5993 | 0.5993 | 0.0469 | 0.1355 | 4.087 | 2019 | 100 | 12 | 757 | -1 | 87 | 22111 | -98.5749 | 29.3526 | 400 | 125 | 120 | 65 | 46 | N | Natural Gas | Y | N | N | 9999 | N |  | Combustion Turbine | 551 | 551.4499 | 10912
3609_G_CGT3 | TX | 48029 | LEON CREEK PLANT | Leon Creek | 3000111 | 69916913 | 3609 | CGT3 | 3609 | CGT3 | 3 | 000007 | 2.1 | 0.5507 | 0.2885 | 0.2885 | 0.0541 | 0.0699 | 1.7499 | 4.2 | 1.5067 | 0.7794 | 0.7794 | 0.1461 | 0.1888 | 3.744 | 2019 | 100 | 12 | 757 | -1 | 87 | 22111 | -98.5751 | 29.3524 | 400 | 125 | 120 | 65 | 44 | N | Natural Gas | Y | N | N | 9999 | N |  | Combustion Turbine | 465 | 450.8299 | 10916
3609_G_CGT4 | TX | 48029 | LEON CREEK PLANT | Leon Creek | 3000111 | 69917013 | 3609 | CGT4 | 3609 | CGT4 | 3 | 000008 | 1.9 | 0.594 | 0.5187 | 0.5187 | 0.0233 | 0.0256 | 1.7693 | 3.8 | 1.221 | 1.7431 | 1.7432 | 0.0941 | 0.0885 | 3.585 | 2019 | 100 | 12 | 757 | -1 | 87 | 22111 | -98.5752 | 29.3523 | 400 | 125 | 120 | 65 | 46 | N | Natural Gas | Y | N | N | 9999 | N |  | Combustion Turbine | 465 | 465.1599 | 10912
3612_B_1 | TX | 48029 | VH BRAUNIG PLANT | V H Braunig | 5616511 | 21290013 | 3612 | 1 | 3612 | 1 | 5 | 000006 | 142.6 | 0.5 | 5.8 | 5.8 | 4.2 | 2.4454 | 18.4 | 214.7 | 0.6 | 8.3 | 8.3 | 6 | 3.4992 | 26.1 | 2019 | 174 | 16 | 275 | -1 | 48 | 22111 | -98.3821 | 29.2566 | 2180 | 125 | 100 |  | 217 | N | Natural Gas, Distillate Fuel Oil | Y | N | N | 9999 | N |  | O/G Steam | 1566 | 1567.5199 | 11692
7512_G_2 | TX | 48029 | VH BRAUNIG PLANT | Arthur Von Rosenberg | 5616511 | 21290213 | 3612 | CT02 | 7512 | 2 | 5 | 000012 | 123.9 | 2.9 | 24.3 | 24.3 | 1.8 | 0.5 | 20.4 | 147.4 | 3.6 | 28.4 | 28.4 | 2.1 | 0.6 | 26.6 | 2019 | 200 | 17 | 250 | -1 | 75 | 22111 | -98.3838 | 29.2567 | 1900 | 125 | 120 | 65 | 157 | N | Natural Gas | Y | N | N | 9999 | N |  | Combined Cycle | 6873 | 6886.959 | 7162
7512_G_1 | TX | 48029 | VH BRAUNIG PLANT | Arthur Von Rosenberg | 5616511 | 21290313 | 3612 | CT01 | 7512 | 1 | 5 | 000011 | 152.5 | 3.1 | 41 | 41 | 15.7 | 1.7 | 14.2 | 138 | 3.7 | 43.7 | 43.7 | 16.7 | 1.8 | 20.5 | 2019 | 200 | 17 | 250 | -1 | 75 | 22111 | -98.3843 | 29.2567 | 1900 | 125 | 120 | 65 | 157 | N | Natural Gas | Y | N | N | 9999 | N |  | Combined Cycle | 7364 | 7378.2188 | 7162
3612_B_2 | TX | 48029 | VH BRAUNIG PLANT | V H Braunig | 5616511 | 21290513 | 3612 | 2 | 3612 | 2 | 5 | 000004 | 120.5 | 0.3 | 4.4 | 4.4 | 3.2 | 2.095 | 13.8 | 142.4 | 0.4 | 5.9 | 5.9 | 4.2 | 2.5228 | 18.6 | 2019 | 174 | 16 | 275 | -1 | 52.6 | 22111 | -98.3826 | 29.2566 | 2430 | 125 | 100 |  | 230 | N | Natural Gas, Distillate Fuel Oil | Y | N | N | 9999 | N |  | O/G Steam | 1489 | 1496.0798 | 11789
3612_B_3 | TX | 48029 | VH BRAUNIG PLANT | V H Braunig | 5616511 | 21290913 | 3612 | 3 | 3612 | 3 | 5 | 000005 | 238.3 | 0.2 | 12.5 | 12.5 | 9 | 5.9869 | 39.4 | 453.4 | 1.8 | 22.5 | 22.5 | 16.3 | 9.6117 | 71.2 | 2019 | 187 | 20 | 275 | -1 | 49.6 | 22111 | -98.383 | 29.2566 | 3920 | 125 | 100 |  | 412 | N | Natural Gas, Distillate Fuel Oil | Y | N | N | 9999 | N |  | O/G Steam | 2577 | 2577.5403 | 11625
3612_G_5 | TX | 48029 | VH BRAUNIG PLANT | V H Braunig | 5616511 | 91500713 | 3612 | CGT5 | 3612 | 5 | 5 | 000018 | 1.3 |  | 0.4 | 0.4 | 0.3 | 0.2 | 3.4 | 2.2 |  | 0.7 | 0.7 | 0.4 | 0.3 | 3.8 | 2019 | 85 | 12 | 781 | -1 | 87 | 22111 | -98.3815 | 29.2574 | 469 | 125 | 120 | 65 | 48 | N | Natural Gas, Distillate Fuel Oil | Y | N | N | 9999 | N |  | Combustion Turbine | 425 | 423.9301 | 11812
3612_G_6 | TX | 48029 | VH BRAUNIG PLANT | V H Braunig | 5616511 | 91500813 | 3612 | CGT6 | 3612 | 6 | 5 | 000019 | 1.4 |  | 0.3 | 0.3 | 0.3 | 0.3 | 3.1 | 2.2 |  | 0.5 | 0.5 | 0.6 | 0.6 | 3.5 | 2019 | 85 | 12 | 781 | -1 | 87 | 22111 | -98.3813 | 29.2574 | 469 | 125 | 120 | 65 | 48 | N | Natural Gas, Distillate Fuel Oil | Y | N | N | 9999 | N |  | Combustion Turbine | 440 | 438.8502 | 11812
3612_G_7 | TX | 48029 | VH BRAUNIG PLANT | V H Braunig | 5616511 | 91500913 | 3612 | CGT7 | 3612 | 7 | 5 | 000020 | 1 |  | 0.5 | 0.5 | 0.3 | 0.3 | 2.7 | 3.6 |  | 1.4 | 1.4 | 0.7 | 0.8 | 6.3 | 2019 | 85 | 12 | 781 | -1 | 87 | 22111 | -98.3811 | 29.2574 | 469 | 125 | 120 | 65 | 48 | N | Natural Gas, Distillate Fuel Oil | Y | N | N | 9999 | N |  | Combustion Turbine | 463 | 462.02 | 11812
3612_G_8 | TX | 48029 | VH BRAUNIG PLANT | V H Braunig | 5616511 | 91501013 | 3612 | CGT8 | 3612 | 8 | 5 | 000021 | 1.6 |  | 0.6 | 0.6 | 0.2 | 0.2 | 2.7 | 3.4 |  | 1.5 | 1.5 | 0.5 | 0.6 | 6 | 2019 | 85 | 12 | 781 | -1 | 87 | 22111 | -98.3808 | 29.2574 | 469 | 125 | 120 | 65 | 47 | N | Natural Gas, Distillate Fuel Oil | Y | N | N | 9999 | N |  | Combustion Turbine | 438 | 436.5101 | 11826
6181_B_2 | TX | 48029 | CALAVERAS PLANT | J T Deely | 5617211 | 21257613 | 6181 | 2 | 6181 | 2 | 63 | 000002 | 400.8 | 4041 | 27.12 | 39.9 | 5.9334 | 10.56 | 655.9 | [7 empty] | 2017 | 700 | 26 | 275 | -1 | 99.4 | 22111 | -98.3229 | 29.3074 | 4250 | 125 | 100 | 65 | 420 | N | Subbituminous | Y | N | N | 9999 | N |  | Coal Steam | 5872 | 5875 | 10742
7097_B_BLR1 | TX | 48029 | CALAVERAS PLANT | J K Spruce | 5617211 | 21257713 | 7097 | **1 | 7097 | BLR1 | 63 | 000017 | 2023 | 466.8 | 45.06 | 74.35 | 11.2312 | 0 | 377.5 | 1748.6 | 516.6 | 39.56 | 65.54 | 9.9011 |  | 576.5 | 2019 | 525 | 26 | 275 | -1 | 60 | 22111 | -98.3206 | 29.3081 | 5560 | 125 | 100 | 42 | 560 | N | Subbituminous | Y | N | N | 9999 | N |  | Coal Steam | 6955 | 6977.5 | 9995
3611_B_1 | TX | 48029 | CALAVERAS PLANT | O W Sommers | 5617211 | 21259413 | 3611 | 1 | 3611 | 1 | 63 | 000022 | 236.8 | 1.1 | 9.983 | 9.983 | 7.15 | 4.9329 | 31.69 | 444 | 1.6 | 22.54 | 22.54 | 16.396 | 9.5594 | 71.54 | 2019 | 240 | 20 | 275 | -1 | 53 | 22111 | -98.3242 | 29.3078 | 3920 | 125 | 100 |  | 420 | N | Natural Gas, Distillate Fuel Oil | Y | N | N | 9999 | N |  | O/G Steam | 1829 | 1841.1096 | 12253
6181_B_1 | TX | 48029 | CALAVERAS PLANT | J T Deely | 5617211 | 21260113 | 6181 | 1 | 6181 | 1 | 63 | 000004 | 882.4 | 3583 | 23.46 | 34.5 | 5.1383 | 0 | 567.1 | [7 empty] | 2017 | 700 | 26 | 275 | -1 | 99.4 | 22111 | -98.3229 | 29.3074 | 4240 | 125 | 100 | 127 | 420 | N | Subbituminous | Y | N | N | 9999 | N |  | Coal Steam | 4951 | 4956.75 | 10697
3611_B_2 | TX | 48029 | CALAVERAS PLANT | O W Sommers | 5617211 | 58498513 | 3611 | 2 | 3611 | 2 | 63 | 000020 | 142.6 | 0.9 | 9.713 | 9.713 | 6.952 | 4.0702 | 30.81 | 392.3 | 2 | 24.35 | 24.35 | 17.697 | 11.0788 | 77.25 | 2019 | 240 | 20 | 275 | -1 | 53 | 22111 | -98.3236 | 29.3078 | 3970 | 125 | 100 |  | 410 | N | Natural Gas, Distillate Fuel Oil | Y | N | N | 9999 | N |  | O/G Steam | 1710 | 1722.0298 | 12295
7097_B_BLR2 | TX | 48029 | CALAVERAS PLANT | J K Spruce | 5617211 | 69929313 | 7097 | **2 | 7097 | BLR2 | 63 | 000095 | 795.2 | 150.9 | 79.85 | 131.1 | 6.3998 | 8.601 | 928.4 | 1164.2 | 197.8 | 54.58 | 87.41 | 33.5387 | 4.472 | 779.3 | 2019 | 601 | 28 | 133 | -1 | 60 | 22111 | -98.3197 | 29.3062 | 9730 | 125 | 100 | 65 | 785 | N | Subbituminous | Y | N | N | 9999 | N |  | Coal Steam | 5515 | 5550.25 | 9923
55172_G_GT-3 | TX | 48035 | BOSQUE COUNTY POWER PLANT WHITNEY | Bosque County Peaking | 5617311 | 21254813 | 55172 | GT-3 | 55172 | GT-3 | 2 | 000005 | 130.994 | 3.16 | 23.56 | 23.56 | 0.3772 | 33.7136 | 29.0451 | 159.1821 | 3.17 | 22.21 | 22.21 | 0.3557 | 33.8239 | 51.5158 | 2019 | 135 | 18 | 222 | -1 | 72.25 | 22111 | -97.3591 | 31.8597 | 1910 | 125 | 120 |  | 154 | N | Natural Gas | Y | N | N | 9999 | N | 55172_G_ST-4;55172_G_GT-3 | Combined Cycle | 7282 | 7281.9097 | 7054
55172_G_GT-1 | TX | 48035 | BOSQUE COUNTY POWER PLANT WHITNEY | Bosque County Peaking | 5617311 | 21254913 | 55172 | GT-1 | 55172 | GT-1 | 2 | 000001 | 53.0802 | 3.25 | 24.2 | 24.2 | 0.4202 | 4.6027 | 29.5687 | 51.8031 | 3.04 | 21.72 | 21.72 | 0.3771 | 4.187 | 69.3437 | 2019 | 135 | 18 | 222 | -1 | 60 | 22111 | -97.3581 | 31.8596 | 1910 | 125 | 120 | 65 | 154 | N | Natural Gas | Y | N | N | 9999 | N | 55172_G_ST-5;55172_G_GT-1 | Combined Cycle | 7098 | 7097.8999 | 7054
55172_G_GT-2 | TX | 48035 | BOSQUE COUNTY POWER PLANT WHITNEY | Bosque County Peaking | 5617311 | 21255113 | 55172 | GT-2 | 55172 | GT-2 | 2 | 000002 | 55.0648 | 3.32 | 27.9 | 27.9 | 0.2262 | 11.7012 | 35.1601 | 51.6774 | 2.73 | 22.18 | 22.18 | 0.1798 | 11.804 | 72.0991 | 2019 | 135 | 18 | 222 | -1 | 60 | 22111 | -97.3586 | 31.8598 | 1910 | 125 | 120 | 65 | 154 | N | Natural Gas | Y | N | N | 9999 | N |  | Combined Cycle | 7182 | 7181.8521 | 7054
54676_G_G83 | TX | 48039 | OYSTER CREEK COGENERATION POWER UNIT 8 | Oyster Creek Unit VIII | 4897811 | 29105413 | 54676 | GT83 | 54676 | G83 | 104 | 000003 | 89.664 | 0.3844 | 24.5547 | 24.5547 | 5.1873 |  | 30.7241 | 109.2184 | 0.4456 | 27.5079 | 27.5079 | 5.6222 |  | 15.895 | 2019 | 125 | 14.75 | 281 | -1 | 46.54 | 325110 | -95.3416 | 28.9795 | 1450 | 125 | 120 |  | 73 | Y | Natural Gas | N | Y | N | 9999 | N |  | Combined Cycle | 8471 |  | 6281
54676_G_G82 | TX | 48039 | OYSTER CREEK COGENERATION POWER UNIT 8 | Oyster Creek Unit VIII | 4897811 | 29106013 | 54676 | GT82 | 54676 | G82 | 104 | 000002 | 102.529 | 0.3884 | 24.5569 | 24.5569 | 5.0939 |  | 4.6739 | 131.4675 | 0.4598 | 28.3561 | 28.3561 | 5.9868 |  | 16.0569 | 2019 | 125 | 14.75 | 281 | -1 | 46.54 | 325110 | -95.3423 | 28.9801 | 1450 | 125 | 120 |  | 73 | Y | Natural Gas | N | Y | N | 9999 | N |  | Combined Cycle | 8177 |  | 6281
54676_G_G81 | TX | 48039 | OYSTER CREEK COGENERATION POWER UNIT 8 | Oyster Creek Unit VIII | 4897811 | 29106113 | 54676 | GT81 | 54676 | G81 | 104 | 000001 | 93.4505 | 0.4063 | 26.0581 | 26.0581 | 5.4223 |  | 19.9493 | 115.1812 | 0.3815 | 23.4242 | 23.4242 | 4.8226 |  | 6.8842 | 2019 | 125 | 14.75 | 281 | -1 | 46.54 | 325110 | -95.3427 | 28.9805 | 1450 | 125 | 120 |  | 73 | Y | Natural Gas | N | Y | N | 9999 | N | 54676_G_G84;54676_G_G81 | Combined Cycle | 8274 |  | 6281
55015_G_GEN4 | TX | 48039 | SWEENY COGENERATION FACILITY | Sweeny Cogen Facility | 5632311 | 21217913 | 55015 | 4 | 55015 | GEN4 | 135 | 000014 | 70.04 | 2.32 | 14.94 | 14.94 | 1.66 | 18.23 | 55.03 | 71.1082 | 1.9282 | 13.404 | 13.404 | 1.4893 | 26.0974 | 43.3178 | 2019 | 100 | 16 | 400 | -1 | 60 | 221330 | -95.7457 | 29.0721 | 2070 | 183 | 120 | 65 | 109 | Y | Natural Gas | Y | N | N | 9999 | N |  | Combustion Turbine | 7927 | 7655.5601 | 8700
55015_G_GEN3 | TX | 48039 | SWEENY COGENERATION FACILITY | Sweeny Cogen Facility | 5632311 | 21218313 | 55015 | 3 | 55015 | GEN3 | 135 | 000003 | 95.99 | 2.07 | 2.21 | 2.21 | 0.13 | 41.45 | 66.63 | 89.183 | 2.163 | 3.0306 | 3.0306 | 0.1818 | 30.6182 | 51.0876 | 2019 | 100 | 16 | 400 | -1 | 60 | 221330 | -95.7453 | 29.0725 | 2070 | 183 | 120 | 65 | 109 | Y | Natural Gas | Y | N | N | 9999 | N |  | Combustion Turbine | 6414 | 6165.6113 | 8700
55015_G_GEN1 | TX | 48039 | SWEENY COGENERATION FACILITY | Sweeny Cogen Facility | 5632311 | 21218413 | 55015 | 1 | 55015 | GEN1 | 135 | 000001 | 136.91 | 2.29 | 5.52 | 5.52 | 2.2 | 65.83 | 65.54 | 118.8798 | 1.6697 | 3.7495 | 3.7495 | 1.4998 | 19.0603 | 23.0644 | 2019 | 100 | 16 | 400 | -1 | 60 | 221330 | -95.7448 | 29.073 | 2070 | 183 | 120 | 65 | 109 | Y | Natural Gas | Y | N | N | 9999 | N |  | Combustion Turbine | 7309 | 7911.1104 | 8700
55015_G_GEN2 | TX | 48039 | SWEENY COGENERATION FACILITY | Sweeny Cogen Facility | 5632311 | 21218713 | 55015 | 2 | 55015 | GEN2 | 135 | 000002 | 66.22 | 2.54 | 17.58 | 17.58 | 1.69 | 47.86 | 75.05 | 104.1687 | 2.4127 | 18.5014 | 18.5014 | 1.7863 | 45.126 | 77.8801 | 2019 | 100 | 16 | 400 | -1 | 60 | 221330 | -95.7451 | 29.0727 | 2070 | 183 | 120 | 65 | 109 | Y | Natural Gas | Y | N | N | 9999 | N |  | Combustion Turbine | 7361 | 8307.1289 | 8700
56152_G_CTG1 | TX | 48039 | DOW TEXAS OPERATIONS FREEPORT | Freeport Energy Center | 5632711 | 69997613 |  |  | 56152 | CTG1 | 41 | 003793 | 57.3579 | 0.5472 | 63.3343 | 63.3343 | 13.6335 | 25.5937 | 79.7054 | 49.6818 | 0.4755 | 55.5191 | 55.5191 | 8.7239 | 27.8309 | 185.4379 | 2019 | 100 | 6 | 500 | -1 | 70 | 325110 | -95.4068 | 28.9917 | 1800 | 129 | 120 | 99 | 169.4 | Y | Natural Gas | N | N | N | 9999 | N |  | Combined Cycle | 6812 |  | 5500
58151_G_GTG01 | TX | 48041 | TEXAS A & M UNIVERSITY | Central Utility Plant - Texas A&M | 6584511 | 99161313 |  |  | 58151 | GTG01 | 3 | 000030 | 5.64 | 10.88 | 7.64 | 7.64 | 2.43 | 2.45 | 2.78 | 4.61 | 8.62 | 6.05 | 6.05 | 1.93 | 2.21 | 2.31 | 2019 | 70 | 8 | 303 | -1 | 40 | 22111 | -96.3428 | 30.6183 | 323 |  | 120 | 139 | 32.4 | Y | Natural Gas, Distillate Fuel Oil | N | N | N | 9999 | N |  | Combined Cycle | 8760 |  | 5500
3561_G_7 | TX | 48041 | ATKINS POWER STATION | Bryan (TX) | 6598311 | 17346513 |  |  | 3561 | 7 | 1 | 000004 | 1.515 | 0.0161 | 0.0312 | 0.0312 | 0.0099 |  | 0.3882 | 5.004 | 0.0532 | 0.1032 | 0.1032 | 0.0328 |  | 1.2823 | 2019 | 35 | 11.2 | 500 | -1 | 26.1 | 22111 | -96.3725 | 30.6475 | 300 | 125 | 120 |  | 21 | N | Natural Gas | N | N | N | 9999 | N |  | Combustion Turbine | 36 |  | 17399
6243_B_1 | TX | 48041 | ROLAND C DANSBY POWER PLANT | Dansby | 6599611 | 17311313 | 6243 | 1 | 6243 | 1 | 10 | 000004 | 74.1 | 0.4 | 6.0717 | 6.0717 | 7.9733 | 2.5281 | 67.108 | 69.5 | 0.5 | 5.928 | 5.928 | 4.2899 | 2.4368 | 65.52 | 2019 | 197 | 11.7 | 300 | -1 | 43.7 | 22111 | -96.4611 | 30.7216 | 1080 | 125 | 100 | 29 | 110 | N | Natural Gas | Y | N | N | 9999 | N |  | O/G Steam | 7852 | 7827.4106 | 14500
6243_G_2 | TX | 48041 | ROLAND C DANSBY POWER PLANT | Dansby | 6599611 | 70051913 | 6243 | 2 | 6243 | 2 | 10 | 000005 | 1.2 |  | 0.3646 | 0.3646 | 0.1552 | 0.5997 | 1.385 | 1.6 |  | 0.7389 | 0.7389 | 0.235 | 1.0456 | 3.3375 | 2019 | 85 | 10 | 500 | -1 | 60 | 22111 | -96.4607 | 30.7217 | 475 | 125 | 120 | 65 | 47.1 | N | Natural Gas | Y | N | N | 9999 | N |  | Combustion Turbine | 382 | 295.0299 | 10745
6243_G_3 | TX | 48041 | ROLAND C DANSBY POWER PLANT | Dansby | 6599611 | 92041813 | 6243 | 3 | 6243 | 3 | 10 | 000006 | 1.9 |  | 0.4966 | 0.4966 | 0.2114 | 0.4415 | 1.2655 | 2.7 | 0.1 | 0.9151 | 0.9151 | 0.2911 | 1.1334 | 2.0355 | 2019 | 85 | 10 | 840 | -1 | 85 | 22111 | -96.4608 | 30.7214 | 47.5 | 125 | 120 | 65 | 47.1 | N | Natural Gas | Y | N | N | 9999 | N |  | Combustion Turbine | 489 | 370.8 | 10745
60459_G_PC1 | TX | 48057 | POINT COMFORT PEAKING FACILITY | Port Comfort Power LLC | 17980711 | 127876913 |  |  | 60459 | PC1 | 38 | 000001 | [7 empty] | 1.51 | 0.07 | 0.32 | 0.32 | 0.25 | 0.28 | 5.72 | 2019 | 65 | 10 | 800 | -1 | 117.5 | 22111 | -96.5453 | 28.6481 | 0.01 | 125 | 120 |  | 45 | N | Natural Gas | N | N | N | 9999 | N |  | Combustion Turbine | 752 |  | 10745
60459_G_PC2 | TX | 48057 | POINT COMFORT PEAKING FACILITY | Port Comfort Power LLC | 17980711 | 127877013 |  |  | 60459 | PC2 | 38 | 000002 | [7 empty] | 1.7 | 0.06 | 0.24 | 0.37 | 0.34 | 0.19 | 5.69 | 2019 | 65 | 10 | 800 | -1 | 117.5 | 22111 | -96.5453 | 28.6479 | 0.01 | 125 | 120 | 213 | 45 | N | Natural Gas | N | N | N | 9999 | N |  | Combustion Turbine | 1060 |  | 10745
10167_G_GEN1 | TX | 48057 | SEADRIFT COKE LP | Seadrift Coke LP | 5633011 | 20889913 |  |  | 10167 | GEN1 | 14 | 000003 | 147.12 | 419.34 |  |  | 1.14 |  | 31.02 | 177.5 | 505.5 | 1.33 | 8.79 | 1.44 |  | 37.52 | 2019 | 215 | 10 | 450 | -1 | 20.3 | 324199 | -96.7944 | 28.5144 |  | 157 | 210 | 21 | 7.6 | Y | Petroleum Coke | N | N | N | 9999 | N |  | Coal Steam | 7418 |  | 10986
10554_G_TBG1 | TX | 48057 | FORMOSA POINT COMFORT PLANT | Formosa Utility Venture Ltd | 5633411 | 20794513 |  |  | 10554 | TBG1 | 15 | 000030 | 279.78 |  | 18.68 | 18.68 | 1.23 |  | 28.28 | 250.88 |  | 13.8 | 13.8 | 2.06 |  | 25.29 | 2019 | 90 | 15 | 500 | -1 | 70.1 | 325211 | -96.5444 | 28.6943 | 912 | 173 | 120 |  | 72 | Y | Natural Gas | N | N | N | 9999 | N | 10554_G_TBG1;10554_G_ST1 | Combined Cycle | 6044 |  | 5500
10554_G_TBG3 | TX | 48057 | FORMOSA POINT COMFORT PLANT | Formosa Utility Venture Ltd | 5633411 | 20794713 |  |  | 10554 | TBG3 | 15 | 000032 | 299.46 | 0.84 | 17.3 | 17.3 | 1.35 |  | 98.7 | 308.44 | 0.84 | 17.17 | 17.17 | 2.31 |  | 102.44 | 2019 | 90 | 15 | 301 | -1 | 70.1 | 325211 | -96.5434 | 28.6944 | 912 | 173 | 120 |  | 72 | Y | Natural Gas | N | N | N | 9999 | N |  | Combined Cycle | 6132 |  | 5500
10554_G_TBG2 | TX | 48057 | FORMOSA POINT COMFORT PLANT | Formosa Utility Venture Ltd | 5633411 | 20803913 |  |  | 10554 | TBG2 | 15 | 000031 | 307.23 | 1.36 | 14.82 | 14.82 | 1.32 |  | 26.2 | 263.64 | 1.18 | 14.69 | 14.69 | 1.68 |  | 22.68 | 2019 | 90 | 15 | 301 | -1 | 68.9 | 325211 | -96.5439 | 28.6943 | 912 | 173 | 120 |  | 72 | Y | Natural Gas | N | N | N | 9999 | N |  | Combined Cycle | 6132 |  | 5500
10554_G_TBG4 | TX | 48057 | FORMOSA POINT COMFORT PLANT | Formosa Utility Venture Ltd | 5633411 | 20806213 |  |  | 10554 | TBG4 | 15 | 000220 | 191.08 | 0.48 | 16.77 | 16.77 | 1.1701 |  | 35.96 | 281.49 | 0.51 | 16.15 | 16.15 | 2.3 |  | 51.87 | 2019 | 90 | 15 | 301 | -1 | 73.3 | 325211 | -96.543 | 28.6944 | 912 | 173 | 120 |  | 72 | Y | Natural Gas | N | N | N | 9999 | N | 10554_G_ST2;10554_G_TBG4 | Combined Cycle | 6132 |  | 5500
10554_G_TBG5 | TX | 48057 | FORMOSA POINT COMFORT PLANT | Formosa Utility Venture Ltd | 5633411 | 20806313 |  |  | 10554 | TBG5 | 15 | 000221 | 222.49 | 0.36 | 12.38 | 12.38 | 1.16 |  | 10.04 | 293.86 | 0.4 | 13.54 | 13.54 | 2.21 |  | 23.26 | 2019 | 90 | 15 | 301 | -1 | 73.8 | 325211 | -96.5425 | 28.6944 | 912 | 173 | 120 |  | 72 | Y | Natural Gas | N | N | N | 9999 | N |  | Combined Cycle | 4467 |  | 5500
10554_G_BO3 | TX | 48057 | FORMOSA POINT COMFORT PLANT | Formosa Utility Venture Ltd | 5633411 | 20806413 |  |  | 10554 | BO3 | 15 | 000222 | 7.39 | 0.08 | 0.97 | 0.97 | 0.28 |  | 6.28 | 14.05 | 0.14 | 2.15 | 2.15 | 0.49 |  | 11.09 | 2019 | 78 | 6 | 350 | -1 | 40.2 | 325211 | -96.5441 | 28.6943 | 225 | 173 | 100 |  | 32 | Y | Natural Gas | N | N | N | 9999 | N |  | Combined Cycle | 8760 |  | 5500
10554_G_TBG6 | TX | 48057 | FORMOSA POINT COMFORT PLANT | Formosa Utility Venture Ltd | 5633411 | 70061913 |  |  | 10554 | TBG6 | 15 | 000701 | 46.14 | 1.28 | 6.68 | 6.68 | 1.1701 |  | 45.08 | 67.21 | 1.99 | 10.84 | 10.84 | 2.69 |  | 71.51 | 2019 | 90 | 15 | 250 | -1 | 40 | 325211 | -96.5429 | 28.6946 | 912 | 173 | 120 |  | 72 | Y | Natural Gas | N | N | N | 9999 | N | 10554_G_ST3;10554_G_TBG6 | Combined Cycle | 8760 |  | 5500
56708_B_H1101 | TX | 48057 | FORMOSA POINT COMFORT PLANT | CFB Power Plant | 5633411 | 99164013 |  |  | 56708 | H1101 | 15 | 000794 | 69.082 | 0.142 | 3.9885 | 3.9885 | 0.773 | 0.427 | 1.254 | 163.7617 | 1.1012 | 5.7968 | 5.7968 | 1.1234 | 0.4605 | 4.5065 | 2019 | 315 | 10.8 | 149 | -1 | 71.3 | 325211 | -96.5399 | 28.6493 | 1500 | 173 | 100 | 215 | 143 | N | Natural Gas | N | N | N | 9999 | N |  | O/G Steam | 8760 |  | 11798
56708_B_H1201 | TX | 48057 | FORMOSA POINT COMFORT PLANT | CFB Power Plant | 5633411 | 99164113 |  |  | 56708 | H1201 | 15 | 000795 | 124.027 | 1.804 | 6.9143 | 6.9143 | 1.34 | 0.84 | 0.681 | 159.9705 | 1.5325 | 6.4969 | 6.4969 | 1.2591 | 0.2617 | 3.7756 | 2019 | 315 | 10.8 | 149 | -1 | 71.3 | 325211 | -96.5399 | 28.6493 | 1500 | 173 | 100 | 215 | 143 | N | Natural Gas | N | N | N | 9999 | N |  | O/G Steam | 8760 |  | 11798
50150_G_GE11 | TX | 48057 | SEADRIFT PLANT | Union Carbide Seadrift Cogen | 5846511 | 22434313 |  |  | 50150 | GE11 | 3 | 001150 | 45.1029 |  | 21.8587 | 21.8587 | 7.6939 |  | 20.3078 | 46.1585 |  | 21.3873 | 21.3873 | 7.4117 |  | 21.2765 | 2019 | 9 | 11.59 | 99 | -1 | 73 | 325110 | -96.7713 | 28.5084 | 525 | 129 | 120 |  | 30 | Y | Natural Gas | N | N | N | 9999 | N |  | Combined Cycle | 8760 |  | 7994
50150_G_GEN8 | TX | 48057 | SEADRIFT PLANT | Union Carbide Seadrift Cogen | 5846511 | 22455413 |  |  | 50150 | GEN8 | 3 | 000142 | 177.206 |  | 7.4491 | 7.4491 | 38.3407 |  | 10.7712 | 140.867 |  | 6.3025 | 6.3025 | 18.682 |  | 9.3715 | 2019 | 75 | 6 | 315 | -1 | 74 | 325110 | -96.769 | 28.5097 | 497 | 129 | 120 |  | 30 | Y | Natural Gas | N | N | N | 9999 | N |  | Combined Cycle | 8760 |  | 7994
50150_G_GEN6 | TX | 48057 | SEADRIFT PLANT | Union Carbide Seadrift Cogen | 5846511 | 22455513 |  |  | 50150 | GEN6 | 3 | 000143 | 69.1207 |  | 3.0993 | 3.0993 | 10.5154 |  | 6.7424 | 183.5642 |  | 6.7152 | 6.7152 | 72.814 |  | 13.8118 | 2019 | 75 | 6 | 293 | -1 | 74 | 325110 | -96.769 | 28.5097 | 497 | 129 | 120 |  | 30 | Y | Natural Gas | N | N | N | 9999 | N |  | Combined Cycle | 8760 |  | 7994
3559_G_9 | TX | 48061 | SILAS RAY POWER PLANT | Silas Ray | 6493311 | 17568213 | 3559 | 9 | 3559 | 9 | 5 | 000006 | 21.3 | 0.2 |  |  | 0.4494 | 0.0969 | 5.9 | 11.4 | 0.1 | 0.5 | 0.5 | 0.3 | 0.1 | 4.8 | 2019 | 130 | 12 | 432 | -1 | 75.1 | 22111 | -97.5214 | 25.9131 | 538 | 125 | 120 | 65 | 42 | N | Natural Gas | Y | N | N | 9999 | N |  | Combined Cycle | 1208 | 1605.0706 | 9795
3559_G_10 | TX | 48061 | SILAS RAY POWER PLANT | Silas Ray | 6493311 | 70106813 | 3559 | 10 | 3559 | 10 | 5 | 000008 | 2.2 | 0.1 |  |  | 0.3925 | 1.4505 | 13.2 | 2.3 | 0.1 | 1 | 1 | 0.3 | 1.9 | 12.1 | 2019 | 95.1 | 10.5 | 828 | -1 | 41.4 | 22111 | -97.5217 | 25.9126 | 479 | 125 | 120 | 65 | 45 | N | Natural Gas | Y | N | N | 9999 | N |  | Combustion Turbine | 883 | 1346.1177 | 12280
55327_G_CTG3 | TX | 48071 | BAYTOWN COGENERATION | Baytown Energy Center | 5729111 | 21966013 | 55327 | CTG-3 | 55327 | CTG3 | 89 | 000008 | 57.9652 | 3.51 | 11.67 | 11.67 | 1.7502 | 10.11 | 167.664 | 62.6276 | 3.88 | 12.92 | 12.92 | 1.9377 | 18.44 | 116.9274 | 2019 | 125 | 12 | 500 | -1 | 60 | 22111 | -94.9023 | 29.7715 | 1670 | 125 | 120 | 65 | 165 | Y | Natural Gas | Y | N | N | 9999 | N |  | Combined Cycle | 7210 | 7209.6904 | 6658
55327_G_CTG1 | TX | 48071 | BAYTOWN COGENERATION | Baytown Energy Center | 5729111 | 21966113 | 55327 | CTG-1 | 55327 | CTG1 | 89 | 000004 | 64.1077 | 3.64 | 11.57 | 11.57 | 7.3084 | 19 | 169.023 | 59.0284 | 3.33 | 10.55 | 10.55 | 6.6653 | 8.92 | 175.6437 | 2019 | 125 | 12 | 500 | -1 | 60 | 22111 | -94.9032 | 29.7713 | 1670 | 125 | 120 | 65 | 165 | Y | Natural Gas | Y | N | N | 9999 | N |  | Combined Cycle | 7463 | 7462.7905 | 6658
55327_G_CTG2 | TX | 48071 | BAYTOWN COGENERATION | Baytown Energy Center | 5729111 | 21966213 | 55327 | CTG-2 | 55327 | CTG2 | 89 | 000006 | 58.7773 | 3.43 | 9.73 | 9.73 | 4.5788 | 11.47 | 102.125 | 59.2692 | 3.56 | 10.09 | 10.09 | 4.7504 | 11.86 | 149.9433 | 2019 | 125 | 12 | 500 | -1 | 60 | 22111 | -94.9027 | 29.7714 | 1670 | 125 | 120 | 65 | 165 | Y | Natural Gas | Y | N | N | 9999 | N |  | Combined Cycle | 6992 | 6992.46 | 6658
3460_B_CBY2 | TX | 48071 | CEDAR BAYOU GEN STATION | Cedar Bayou | 5847411 | 22331913 | 3460 | CBY2 | 3460 | CBY2 | 3 | 000002 | 271.757 | 2.1938 | 27.7882 | 27.7882 | 20.1099 | 2.244 | 268.841 | 377.5 | 2.9668 | 37.5794 | 37.5795 | 27.1957 | 4.097 | 496.358 | 2019 | 215 | 26 | 297 | -1 | 69.79 | 22111 | -94.9254 | 29.7503 | 8000 | 125 | 100 | 65 | 749 | N | Natural Gas | Y | N | N | 9999 | N |  | O/G Steam | 2425 | 2424.4497 | 11136
3460_B_CBY1 | TX | 48071 | CEDAR BAYOU GEN STATION | Cedar Bayou | 5847411 | 22332113 | 3460 | CBY1 | 3460 | CBY1 | 3 | 000001 | 181.982 | 2.1035 | 26.6446 | 26.6446 | 19.2823 | 2.426 | 369.796 | 362.9 | 3.8318 | 48.5361 | 48.5361 | 35.1248 | 5.684 | 707.064 | 2019 | 215 | 26 | 297 | -1 | 69.7 | 22111 | -94.9263 | 29.7502 | 8000 | 125 | 100 | 65 | 746 | N | Natural Gas | Y | N | N | 9999 | N |  | O/G Steam | 2347 | 2347.0598 | 11328
56806_G_41 | TX | 48071 | CEDAR BAYOU GEN STATION | Cedar Bayou 4 | 5847411 | 70141113 | 56806 | CBY41 | 56806 | 41 | 3 | 000021 | 35.9854 | 1.5478 | 17.0262 | 17.0262 | 5.4174 | 4.6128 | 41.5182 | 31.2 | 1.2958 | 14.2541 | 14.2542 | 4.5354 | 2.1597 | 37.117 | 2019 | 150 | 18 | 250 | -1 | 86 | 22111 | -94.9236 | 29.752 | 2030 | 125 | 120 | 312 | 165 | N | Natural Gas | Y | N | N | 9999 | N | 56806_G_41;56806_G_4 | Combined Cycle | 3321 | 3320.4297 | 7795
56806_G_42 | TX | 48071 | CEDAR BAYOU GEN STATION | Cedar Bayou 4 | 5847411 | 70141213 | 56806 | CBY42 | 56806 | 42 | 3 | 000022 | 31.3252 | 1.2701 | 13.9716 | 13.9716 | 4.4455 | 3.7135 | 33.447 | 38 | 1.5217 | 16.7391 | 16.7391 | 5.3261 | 2.5362 | 54.445 | 2019 | 150 | 18 | 250 | -1 | 86 | 22111 | -94.9231 | 29.752 | 2030 | 125 | 120 | 312 | 165 | N | Natural Gas | Y | N | N | 9999 | N |  | Combined Cycle | 2673 | 2672.9517 | 7795
3504_B_1 | TX | 48073 | STRYKER CREEK ELECTRIC STATION | Stryker Creek | 5729511 | 21907613 | 3504 | 1 | 3504 | 1 | 2 | 000001 | 12.22 | 0.046 | 0.6916 | 0.6916 | 0.5006 | 0.23973 | 7.6424 | 49.997 | 0.159 | 3.0594 | 3.0594 | 3.9236 | 0.83155 | 33.8138 | 2019 | 161 | 9 | 275 | -1 | 40.53 | 22111 | -94.9894 | 31.94 | 1870 | 125 | 100 |  | 167 | N | Natural Gas | Y | N | N | 9999 | N |  | O/G Steam | 249 | 248.52 | 12220
3504_G_D5 | TX | 48073 | STRYKER CREEK ELECTRIC STATION | Stryker Creek | 5729511 | 21907713 |  |  | 3504 | D5 | 2 | 000007 | 0.5078 | 0.0492 | 0.0059 | 0.007 | 0.01 |  | 0.1084 | 0.3379 | 0.0328 | 0.0039 | 0.0047 | 0.0067 |  | 0.0721 | 2019 | 16 | 2 | 400 | -1 | 35 | 22111 | -94.99 | 31.9403 | 19.9 | 125 | 160 |  | 2 | N | Distillate Fuel Oil | N | N | N | 9999 | N |  | Combustion Turbine | 21 |  | 15555
3504_G_D4 | TX | 48073 | STRYKER CREEK ELECTRIC STATION | Stryker Creek | 5729511 | 21907813 |  |  | 3504 | D4 | 2 | 000006 | 0.3651 | 0.0511 | 0.0061 | 0.0073 | 0.0104 |  | 0.0291 | 0.2502 | 0.035 | 0.0042 | 0.005 | 0.0071 |  | 0.02 | 2019 | 16 | 2 | 400 | -1 | 35 | 22111 | -94.9897 | 31.9403 | 19.9 | 125 | 160 |  | 2 | N | Distillate Fuel Oil | N | N | N | 9999 | N |  | Combustion Turbine | 21 |  | 15555
3504_G_D3 | TX | 48073 | STRYKER CREEK ELECTRIC STATION | Stryker Creek | 5729511 | 21907913 |  |  | 3504 | D3 | 2 | 000005 | 0.3821 | 0.0535 | 0.0064 | 0.0076 | 0.0109 |  | 0.0305 | 0.2534 | 0.0355 | 0.0042 | 0.0051 | 0.0072 |  | 0.0202 | 2019 | 16 | 2 | 400 | -1 | 35 | 22111 | -94.9897 | 31.9403 | 19.9 | 125 | 160 |  | 2 | N | Distillate Fuel Oil | N | N | N | 9999 | N |  | Combustion Turbine | 22 |  | 15555
3504_G_D2 | TX | 48073 | STRYKER CREEK ELECTRIC STATION | Stryker Creek | 5729511 | 21908013 |  |  | 3504 | D2 | 2 | 000004 | 0.3523 | 0.0493 | 0.0059 | 0.007 | 0.01 |  | 0.0281 | 0.2502 | 0.035 | 0.0042 | 0.005 | 0.0071 |  | 0.02 | 2019 | 16 | 2 | 400 | -1 | 35 | 22111 | -94.9897 | 31.9403 | 19.9 | 125 | 160 |  | 2 | N | Distillate Fuel Oil | N | N | N | 9999 | N |  | Combustion Turbine | 19 |  | 15555
3504_B_2 | TX | 48073 | STRYKER CREEK ELECTRIC STATION | Stryker Creek | 5729511 | 21908113 | 3504 | 2 | 3504 | 2 | 2 | 000002 | 62.007 | 0.485 | 4.7228 | 4.7228 | 3.4178 | 2.5144 | 14.914 | 89.188 | 0.668 | 7.17 | 7.17 | 5.15 | 3.4801 | 22.6418 | 2019 | 197 | 15.5 | 300 | -1 | 38.42 | 22111 | -94.9903 | 31.9397 | 5020 | 125 | 100 |  | 502 | N | Natural Gas | Y | N | N | 9999 | N |  | O/G Steam | 944 | 943.5099 | 11757
3504_G_D1 | TX | 48073 | STRYKER CREEK ELECTRIC STATION | Stryker Creek | 5729511 | 21908213 |  |  | 3504 | D1 | 2 | 000003 | 0.2247 | 0.0315 | 0.0038 | 0.0045 | 0.0064 |  | 0.0179 | 0.2566 | 0.0359 | 0.0043 | 0.0051 | 0.0073 |  | 0.0205 | 2019 | 16 | 2 | 400 | -1 | 35 | 22111 | -94.9897 | 31.9403 | 19.9 | 125 | 160 |  | 2 | N | Distillate Fuel Oil | N | N | N | 9999 | N |  | Combustion Turbine | 15 |  | 12924
3576_G_4 | TX | 48085 | RAY OLINGER PLANT | Ray Olinger | 5860711 | 22303213 | 3576 | GE4 | 3576 | 4 | 15 | 000011 | 1.2726 | 0.0195 | 0.1917 | 0.1917 | 0.061 | 0.18988 | 0.2518 | 1.674 | 0.036 | 0.3662 | 0.3662 | 0.1165 | 0.36272 | 2.6143 | 2019 | 85 | 12 | 500 | -1 | 84.2 | 22111 | -96.4499 | 33.0698 | 980 | 125 | 120 |  | 75 | N | Natural Gas | Y | N | N | 9999 | N |  | Combustion Turbine | 101 | 87.25 | 12606
3576_B_BW3 | TX | 48085 | RAY OLINGER PLANT | Ray Olinger | 5860711 | 22303413 | 3576 | BW3 | 3576 | BW3 | 15 | 000004 | 6.4719 | 0.0796 | 0.9738 | 0.9738 | 0.7047 | 0.40907 | 5.6852 | 14.7963 | 0.1741 | 2.1342 | 2.1342 | 1.5445 | 0.89651 | 3.9813 | 2019 | 146 | 8.7 | 300 | -1 | 46 | 22111 | -96.4525 | 33.0675 | 1520 | 125 | 100 | 26 | 138 | N | Natural Gas | Y | N | N | 9999 | N |  | O/G Steam | 846 | 784 | 13260
3576_B_CE1 | TX | 48085 | RAY OLINGER PLANT | Ray Olinger | 5860711 | 22303513 | 3576 | CE1 | 3576 | CE1 | 15 | 000005 | 0.0333 | 0.0005 | 0.0056 | 0.0056 | 0.004 | 0.0023576 | 0.0468 | 2.7572 | 0.0294 | 0.3539 | 0.3539 | 0.2561 | 0.14866 | 2.0518 | 2019 | 81 | 9 | 275 | -1 | 74 | 22111 | -96.4511 | 33.07 | 881 | 125 | 100 | 26 | 75 | N | Natural Gas | Y | N | N | 9999 | N |  | O/G Steam | 74 | 61.5 | 12869
3576_B_BW2 | TX | 48085 | RAY OLINGER PLANT | Ray Olinger | 5860711 | 22303913 | 3576 | BW2 | 3576 | BW2 | 15 | 000001 | 2.0254 | 0.0228 | 0.2792 | 0.2792 | 0.2021 | 0.11731 | 0.0562 | 9.5336 | 0.114 | 1.3865 | 1.3865 | 1.0034 | 0.58242 | 2.6423 | 2019 | 128 | 11.7 | 300 | -1 | 53 | 22111 | -96.4533 | 33.0678 | 705 | 125 | 100 | 26 | 107 | N | Natural Gas | Y | N | N | 9999 | N |  | O/G Steam | 494 | 449.5 | 13676
3452_B_2 | TX | 48113 | LAKE RAY HUBBARD | Lake Hubbard | 4836411 | 31706513 | 3452 | 2 | 3452 | 2 | 9 | 000008 | 14.211 | 0.651 | 8.0686 | 8.0686 | 5.8391 | 0.38 | 29.056 | 38.133 | 0.65 | 8.398 | 8.3985 | 6.0778 | 0.134 | 14.6969 | 2019 | 199 | 22.5 | 257 | -1 | 47 | 22111 | -96.5459 | 32.8368 | 5320 | 125 | 100 | 65 | 523 | N | Natural Gas | Y | N | N | 9999 | N |  | O/G Steam | 1068 | 1067.14 | 11923
3452_B_1 | TX | 48113 | LAKE RAY HUBBARD | Lake Hubbard | 4836411 | 31706813 | 3452 | 1 | 3452 | 1 | 9 | 000006 | 34.11 | 0.16 | 2.0568 | 2.0568 | 1.4885 | 0.84123 | 21.9788 | 97.644 | 0.451 | 5.8015 | 5.8015 | 7.4398 | 2.3513 | 54.6447 | 2017 | 156 | 20 | 350 | -1 | 47 | 22111 | -96.5462 | 32.836 | 4400 | 125 | 100 |  | 392 | N | Natural Gas | Y | N | N | 9999 | N |  | O/G Steam | 384 | 383.9101 | 12349
3453_B_6 | TX | 48113 | MOUNTAIN CREEK STEAM ELECTRIC STATION | Mountain Creek | 5729911 | 21903913 | 3453 | 6 | 3453 | 6 | 10 | 000010 | 29.719 | 0.2162 | 2.285 | 2.285 | 1.6536 | 0.94018 | 14.3058 | 27.997 | 0.2174 | 2.6068 | 2.607 | 1.8868 | 1.068 | 19.0264 | 2019 | 167 | 9.03 | 300 | -1 | 41 | 22111 | -96.9362 | 32.7243 | 1430 | 125 | 100 | 26 | 122 | N | Natural Gas | Y | N | N | 9999 | N |  | O/G Steam | 1376 | 1375.6705 | 13953
3453_B_7 | TX | 48113 | MOUNTAIN CREEK STEAM ELECTRIC STATION | Mountain Creek | 5729911 | 21904013 | 3453 | 7 | 3453 | 7 | 10 | 000011 | 92.252 | 0.2732 | 3.502 | 3.5022 | 2.5344 | 1.439 | 20.5086 | 65.437 | 0.2096 | 2.5514 | 2.5514 | 1.8466 | 1.0448 | 17.492 | 2019 | 142 | 9.03 | 300 | -1 | 41 | 22111 | -96.9362 | 32.7247 | 1590 | 125 | 100 | 26 | 118 | N | Natural Gas | Y | N | N | 9999 | N |  | O/G Steam | 2015 | 2015.1603 | 14393
3453_B_8 | TX | 48113 | MOUNTAIN CREEK STEAM ELECTRIC STATION | Mountain Creek | 5729911 | 21904113 | 3453 | 8 | 3453 | 8 | 10 | 000012 | 52.485 | 1.279 | 16.1255 | 16.1255 | 11.6698 | 1.9446 | 133.822 | 49.717 | 1.1752 | 15.1719 | 15.1719 | 10.9796 | 1.8408 | 243.8506 | 2019 | 186 | 22.48 | 300 | -1 | 50 | 22111 | -96.9365 | 32.7256 | 5870 | 125 | 100 | 65 | 568 | N | Natural Gas | Y | N | N | 9999 | N |  | O/G Steam | 1852 | 1851.6799 | 12575
61643_G_DEC1 | TX | 48121 | 225 MW DENTON ENERGY CENTER | Denton Energy Center | 18889511 | 135190713 |  |  | 61643 | DEC1 | 1762 | 000002 | [7 empty] | 1.86 | 0.021 | 2.215 | 2.215 | 2.121 | 0.031 | 2.104 | 2019 | 125 | 5.3 | 675 | -1 | 98.34 | 221121 | -97.2096 | 33.2152 | 0.01 | 125 | 160 |  | 18.8 | N | Natural Gas | N | N | N | 9999 | N |  | Combustion Turbine | 1560 |  | 10745
61643_G_DEC2 | TX | 48121 | 225 MW DENTON ENERGY CENTER | Denton Energy Center | 18889511 | 135190813 |  |  | 61643 | DEC2 | 1762 | 000003 | [7 empty] | 1.877 | 0.02 | 1.023 | 1.023 | 1.388 | 0.182 | 1.553 | 2019 | 125 | 5.3 | 708 | -1 | 98.25 | 221121 | -97.2096 | 33.2152 | 0.01 | 125 | 160 | 65 | 18.8 | N | Natural Gas | N | N | N | 9999 | N |  | Combustion Turbine | 1584 |  | 10745
61643_G_DEC3 | TX | 48121 | 225 MW DENTON ENERGY CENTER | Denton Energy Center | 18889511 | 135190913 |  |  | 61643 | DEC3 | 1762 | 000004 | [7 empty] | 1.843 | 0.019 | 0.847 | 0.847 | 1.2 | 0.041 | 1.689 | 2019 | 125 | 5.3 | 702 | -1 | 101.12 | 221121 | -97.2097 | 33.2152 | 0.01 | 125 | 160 |  | 18.8 | N | Natural Gas | N | N | N | 9999 | N |  | Combustion Turbine | 1631 |  | 10745
61643_G_DEC4 | TX | 48121 | 225 MW DENTON ENERGY CENTER | Denton Energy Center | 18889511 | 135191013 |  |  | 61643 | DEC4 | 1762 | 000005 | [7 empty] | 1.647 | 0.019 | 0.841 | 0.841 | 1.163 | 0.401 | 1.743 | 2019 | 125 | 5.3 | 697 | -1 | 98 | 221121 | -97.2097 | 33.2152 | 0.01 | 125 | 160 |  | 18.8 | N | Natural Gas | N | N | N | 9999 | N |  | Combustion Turbine | 1604 |  | 10745
61643_G_DEC5 | TX | 48121 | 225 MW DENTON ENERGY CENTER | Denton Energy Center | 18889511 | 135191113 |  |  | 61643 | DEC5 | 1762 | 000006 | [7 empty] | 1.388 | 0.017 | 0.761 | 0.761 | 1.293 | 0.335 | 1.611 | 2019 | 125 | 5.3 | 692 | -1 | 97.21 | 221121 | -97.2097 | 33.2152 | 0.01 | 125 | 160 |  | 18.8 | N | Natural Gas | N | N | N | 9999 | N |  | Combustion Turbine | 1338 |  | 10745
61643_G_DEC6 | TX | 48121 | 225 MW DENTON ENERGY CENTER | Denton Energy Center | 18889511 | 135191213 |  |  | 61643 | DEC6 | 1762 | 000007 | [7 empty] | 1.529 | 0.027 | 1.109 | 1.109 | 1.688 | 0.175 | 1.51 | 2019 | 125 | 5.3 | 707 | -1 | 103.77 | 221121 | -97.2096 | 33.2152 | 0.01 | 125 | 160 | 65 | 18.8 | N | Natural Gas | N | N | N | 9999 | N |  | Combustion Turbine | 1590 |  | 10745
61643_G_DEC7 | TX | 48121 | 225 MW DENTON ENERGY CENTER | Denton Energy Center | 18889511 | 135191313 |  |  | 61643 | DEC7 | 1762 | 000008 | [7 empty] | 1.563 | 0.017 | 1.171 | 1.171 | 0.968 | 0.362 | 1.304 | 2019 | 125 | 5.3 | 682 | -1 | 94.45 | 221121 | -97.2096 | 33.2143 | 0.01 | 125 | 160 |  | 18.8 | N | Natural Gas | N | N | N | 9999 | N |  | Combustion Turbine | 1447 |  | 10745
61643_G_DEC8 | TX | 48121 | 225 MW DENTON ENERGY CENTER | Denton Energy Center | 18889511 | 135191413 |  |  | 61643 | DEC8 | 1762 | 000009 | [7 empty] | 1.606 | 0.018 | 1.045 | 1.045 | 1.405 | 0.153 | 1.386 | 2019 | 125 | 5.3 | 690 | -1 | 90.43 | 221121 | -97.2097 | 33.2143 | 0.01 | 125 | 160 |  | 18.8 | N | Natural Gas | N | N | N | 9999 | N |  | Combustion Turbine | 1458 |  | 10745
61643_G_DEC9 | TX | 48121 | 225 MW DENTON ENERGY CENTER | Denton Energy Center | 18889511 | 135191513 |  |  | 61643 | DEC9 | 1762 | 000010 | [7 empty] | 1.734 | 0.017 | 0.829 | 0.829 | 1.082 | 0.135 | 1.475 | 2019 | 125 | 5.3 | 703 | -1 | 91.95 | 221121 | -97.2097 | 33.2143 | 0.01 | 125 | 160 |  | 18.8 | N | Natural Gas | N | N | N | 9999 | N |  | Combustion Turbine | 1502 |  | 10745
61643_G_DEC10 | TX | 48121 | 225 MW DENTON ENERGY CENTER | Denton Energy Center | 18889511 | 135191613 |  |  | 61643 | DEC10 | 1762 | 000011 | [7 empty] | 1.328 | 0.015 | 0.706 | 0.706 | 1.13 | 0.435 | 1.412 | 2019 | 125 | 5.3 | 702 | -1 | 92.51 | 221121 | -97.2097 | 33.2143 | 0.01 | 125 | 160 |  | 18.8 | N | Natural Gas | N | N | N | 9999 | N |  | Combustion Turbine | 1380 |  | 10745
61643_G_DEC11 | TX | 48121 | 225 MW DENTON ENERGY CENTER | Denton Energy Center | 18889511 | 135191713 |  |  | 61643 | DEC11 | 1762 | 000012 | [7 empty] | 1.377 | 0.017 | 0.687 | 0.687 | 1.05 | 0.368 | 1.429 | 2019 | 125 | 5.3 | 662 | -1 | 90.38 | 221121 | -97.2097 | 33.2143 | 0.01 | 125 | 160 |  | 18.8 | N | Natural Gas | N | N | N | 9999 | N |  | Combustion Turbine | 1443 |  | 10745
61643_G_DEC12 | TX | 48121 | 225 MW DENTON ENERGY CENTER | Denton Energy Center | 18889511 | 135191813 |  |  | 61643 | DEC12 | 1762 | 000013 | [7 empty] | 1.547 | 0.017 | 0.803 | 0.803 | 1.025 |  | 1.36 | 2019 | 125 | 5.3 | 703 | -1 | 92.93 | 221121 | -97.2096 | 33.2143 | 0.01 | 125 | 160 |  | 18.8 | N | Natural Gas | N | N | N | 9999 | N |  | Combustion Turbine | 1454 |  | 10745
4266_B_4 | TX | 48121 | SPENCER GENERATING STATION | Spencer | 3115511 | 38301113 | 4266 | 4 | 4266 | 4 | 2 | 000004 | 3.3201 | 0.0342 | 0.4182 | 0.4182 | 0.3026 |  | 0.0449 | 5.415 | 0.0602 | 0.7329 | 0.7329 | 0.5304 |  | 0.1475 | 2019 | 80 | 7 | 300 | -1 | 39.8 | 22111 | -97.1058 | 33.1983 | 660 | 125 | 100 | 26 | 61 | N | Natural Gas | Y | N | N | 9999 | N |  | O/G Steam | 651 | 605.5 | 11615
4266_B_5 | TX | 48121 | SPENCER GENERATING STATION | Spencer | 3115511 | 38301213 | 4266 | 5 | 4266 | 5 | 2 | 000005 | 4.0975 | 0.0412 | 0.5018 | 0.5018 | 0.3631 |  | 0.1751 | 6.37 | 0.0669 | 0.8182 | 0.8182 | 0.5921 |  | 0.1098 | 2017 | 80 | 7.5 | 300 | -1 | 88.4 | 22111 | -97.1063 | 33.1974 | 696 | 125 | 100 | 26 | 61 | N | Natural Gas | Y | N | N | 9999 | N |  | O/G Steam | 745 | 697.75 | 11615
56349_G_CT1A | TX | 48135 | QUAIL RUN ENERGY CENTER | Quail Run Energy Center | 13408111 | 70290813 | 56349 | CT1A | 56349 | CT1A | 134 | 000001 | 19.5195 | 0.3997 | 4.419 | 4.419 | 1.0287 | 0.0931 | 16.2897 | 31.9816 | 1.3421 | 14.9112 | 14.9112 | 2.9777 | 0.0214 | 49.429 | 2019 | 120 | 14 | 215 | -1 | 83.4 | 22111 | -102.3167 | 31.8414 | 1260 | 125 | 120 | 65 | 70 | N | Natural Gas | Y | N | N | 9999 | N |  | Combined Cycle | 1805 | 1804.6812 | 8683
56349_G_CT1B | TX | 48135 | QUAIL RUN ENERGY CENTER | Quail Run Energy Center | 13408111 | 70290913 | 56349 | CT1B | 56349 | CT1B | 134 | 000002 | 16.1741 | 0.4028 | 4.4552 | 4.4552 | 1.1274 | 0.3696 | 13.5758 | 31.6594 | 1.2631 | 13.9756 | 13.9756 | 3.0183 | 0.1811 | 47.686 | 2019 | 120 | 14 | 215 | -1 | 83.4 | 22111 | -102.3162 | 31.8416 | 1260 | 125 | 120 | 65 | 70 | N | Natural Gas | Y | N | N | 9999 | N |  | Combined Cycle | 1833 | 1833.1394 | 8683
56349_G_CT2A | TX | 48135 | QUAIL RUN ENERGY CENTER | Quail Run Energy Center | 13408111 | 70291113 | 56349 | CT2A | 56349 | CT2A | 134 | 000004 | 16.8762 | 0.4303 | 4.7463 | 4.7463 | 0.173 | 0.0004 | 17.9955 | 38.247 | 1.5697 | 17.4471 | 17.4471 | 0.5229 | 7.7457 | 26.4538 | 2019 | 120 | 14 | 215 | -1 | 83.4 | 22111 | -102.3153 | 31.8418 | 1260 | 125 | 120 | 65 | 68 | N | Natural Gas | Y | N | N | 9999 | N |  | Combined Cycle | 1923 | 1922.6694 | 8683
56349_G_CT2B | TX | 48135 | QUAIL RUN ENERGY CENTER | Quail Run Energy Center | 13408111 | 70291213 | 56349 | CT2B | 56349 | CT2B | 134 | 000005 | 14.0473 | 0.4107 | 4.5264 | 4.5264 | 0.165 | 0.0385 | 6.1247 | 33.7015 | 1.4578 | 16.2489 | 16.2489 | 0.489 | 1.7283 | 34.1026 | 2019 | 120 | 14 | 30 | -1 | 83.4 | 22111 | -102.3147 | 31.8419 | 1260 | 125 | 120 | 65 | 68 | N | Natural Gas | Y | N | N | 9999 | N |  | Combined Cycle | 1833 | 1833.2601 | 8683
58471_G_CTG1 | TX | 48135 | ECTOR COUNTY ENERGY CENTER | Ector County Energy Center | 17728811 | 123033813 | 58471 | CT-1 | 58471 | CTG1 | 215 | 000001 | 22 | 2 | 2.27 | 2.27 | 0.76 |  | 12.4 | 46.3 | 1.9 | 4.17 | 4.17 | 1.39 |  | 22.05 | 2019 | 75 | 18 | 519 | -1 | 162.4 | 22111 | -102.5856 | 32.0694 | 2290 | 125 | 120 | 99 | 150 | N | Natural Gas | Y | N | N | 9999 | N |  | Combustion Turbine | 1060 | 1059.9501 | 11532
58471_G_CTG2 | TX | 48135 | ECTOR COUNTY ENERGY CENTER | Ector County Energy Center | 17728811 | 123033913 | 58471 | CT-2 | 58471 | CTG2 | 215 | 000002 | 17.2 | 1.7 | 1.26 | 1.26 | 0.63 |  | 11 | 52.3 | 2.2 | 3.19 | 3.19 | 1.6 |  | 23.18 | 2019 | 75 | 18 | 519 | -1 | 158.2 | 22111 | -102.5856 | 32.0694 | 2290 | 125 | 120 | 99 | 150 | N | Natural Gas | Y | N | N | 9999 | N |  | Combustion Turbine | 846 | 845.7802 | 11532
55215_G_CTG2 | TX | 48135 | ODESSA ECTOR POWER PARTNERS | Odessa-Ector Power Plant | 3968311 | 34526613 | 55215 | GT2 | 55215 | CTG2 | 100 | 000002 | 123.8 | 2.2 | 32.067 | 32.0676 | 7.0935 | 23.9162 | 28.51 | 186.119 | 3.638 | 11.8073 | 11.8074 | 4.0291 | 38.8669 | 18.5466 | 2019 | 145 | 20 | 193.91 | -1 | 51.66 | 22111 | -102.3259 | 31.8388 | 1990 | 125 | 120 |  | 153.5 | N | Natural Gas | Y | N | N | 9999 | N |  | Combined Cycle | 4954 | 4953.8096 | 7207
55215_G_CTG1 | TX | 48135 | ODESSA ECTOR POWER PARTNERS | Odessa-Ector Power Plant | 3968311 | 34526713 | 55215 | GT1 | 55215 | CTG1 | 100 | 000001 | 125.1 | 2.4 | 33.6446 | 33.6446 | 7.1553 | 25.3564 | 21.84 | 178.296 | 3.895 | 12.3952 | 12.3953 | 4.481 | 41.6174 | 26.2662 | 2019 | 145 | 20 | 650 | -1 | 51.66 | 22111 | -102.3257 | 31.8384 | 1990 | 125 | 120 |  | 162 | N | Natural Gas | Y | N | N | 9999 | N |  | Combined Cycle | 5365 | 5365.2949 | 7207
55215_G_CTG3 | TX | 48135 | ODESSA ECTOR POWER PARTNERS | Odessa-Ector Power Plant | 3968311 | 34526813 | 55215 | GT3 | 55215 | CTG3 | 100 | 000003 | 108.8 | 2.1 | 29.445 | 29.445 | 6.361 | 22.1008 | 15.88 | 217.833 | 4.231 | 8.546 | 8.546 | 8.5658 | 45.201 | 16.1741 | 2019 | 145 | 20 | 650 | -1 | 51.66 | 22111 | -102.3261 | 31.8395 | 1990 | 125 | 120 |  | 153.5 | N | Natural Gas | Y | N | N | 9999 | N |  | Combined Cycle | 4481 | 4480.5894 | 7207
55215_G_CTG4 | TX | 48135 | ODESSA ECTOR POWER PARTNERS | Odessa-Ector Power Plant | 3968311 | 34526913 | 55215 | GT4 | 55215 | CTG4 | 100 | 000004 | 135.29 | 2.6 | 35.742 | 35.742 | 7.4751 | 27.0526 | 21.25 | 208.603 | 4.201 | 15.8033 | 15.8034 | 0.9573 | 44.88 | 23.2793 | 2019 | 145 | 20 | 650 | -1 | 51.66 | 22111 | -102.3259 | 31.8399 | 1990 | 125 | 120 |  | 162 | N | Natural Gas | Y | N | N | 9999 | N |  | Combined Cycle | 5625 | 5625.0864 | 7207
55223_G_GT1 | TX | 48139 | ENNIS ELECTRIC GENERATION PLANT | Ennis Power Company LLC | 6389111 | 15947513 | 55223 | GT-1 | 55223 | GT1 | 60 | 000001 | 119.702 | 2.874 | 35.9832 | 35.9832 | 8.4298 | 6.325 | 28.451 | 128.2179 | 2.886 | 34.6608 | 34.6608 | 14.5262 | 10.0976 | 67.5187 | 2019 | 160 | 18.5 | 700 | -1 | 48.26 | 22111 | -96.6748 | 32.3199 | 22.8 | 125 | 120 | 65 | 245.1 | N | Natural Gas | Y | N | N | 9999 | N |  | Combined Cycle | 6681 | 5168.9297 | 7319
55091_G_STK6 | TX | 48139 | MIDLOTHIAN ENERGY FACILITY | Midlothian Energy Facility | 6494211 | 17542513 | 55091 | STK6 | 55091 | STK6 | 59 | 000006 | 55.1476 | 2.5331 | 21.5942 | 21.5942 | 2.8356 | 0.3518 | 156.53 | 60.1644 | 2.5027 | 17.2747 | 17.2747 | 2.2684 | 5.646 | 50.9509 | 2019 | 155 | 9 | 300 | -1 | 58.6 | 22111 | -97.0558 | 32.4294 | 2410 | 125 | 120 | 65 | 284 | N | Natural Gas | Y | N | N | 9999 | N |  | Combined Cycle | 6232 | 6232.0894 | 7695
55091_G_STK4 | TX | 48139 | MIDLOTHIAN ENERGY FACILITY | Midlothian Energy Facility | 6494211 | 17543013 | 55091 | STK4 | 55091 | STK4 | 59 | 000004 | 57.8811 | 2.6588 | 33.7393 | 33.7393 | 1.438 | 1.5731 | 113.178 | 48.8115 | 2.0111 | 20.6294 | 20.6294 | 0.8792 | 3.9108 | 159.661 | 2019 | 155 | 18 | 300 | -1 | 58.6 | 22111 | -97.0542 | 32.43 | 2140 | 125 | 120 | 65 | 259 | N | Natural Gas | Y | N | N | 9999 | N |  | Combined Cycle | 7014 | 7014.4009 | 7720
55091_G_STK5 | TX | 48139 | MIDLOTHIAN ENERGY FACILITY | Midlothian Energy Facility | 6494211 | 17543313 | 55091 | STK5 | 55091 | STK5 | 59 | 000005 | 49.0681 | 2.2572 | 22.7289 | 22.7289 | 0.8245 | 0.1273 | 30.2335 | 59.1177 | 2.2197 | 18.2337 | 18.2337 | 0.6615 | 3.4065 | 41.9963 | 2019 | 155 | 9 | 300 | -1 | 58.6 | 22111 | -97.0552 | 32.4296 | 2410 | 125 | 120 | 65 | 279 | N | Natural Gas | Y | N | N | 9999 | N |  | Combined Cycle | 5497 | 5496.7202 | 7730
55091_G_STK3 | TX | 48139 | MIDLOTHIAN ENERGY FACILITY | Midlothian Energy Facility | 6494211 | 17543413 | 55091 | STK3 | 55091 | STK3 | 59 | 000003 | 39.6678 | 1.8138 | 23.13 | 23.13 | 0.9868 | 0.1236 | 119.5 | 50.5895 | 2.0321 | 21.7 | 21.7 | 0.9258 | 2.1392 | 197.4221 | 2019 | 155 | 18 | 300 | -1 | 58.6 | 22111 | -97.0528 | 32.4306 | 2140 | 125 | 120 | 65 | 260 | N | Natural Gas | Y | N | N | 9999 | N |  | Combined Cycle | 4814 | 4813.7798 | 7759
55091_G_STK2 | TX | 48139 | MIDLOTHIAN ENERGY FACILITY | Midlothian Energy Facility | 6494211 | 17543513 | 55091 | STK2 | 55091 | STK2 | 59 | 000002 | 40.0737 | 1.8361 | 30.0664 | 30.0664 | 4.7323 | 0.2919 | 45.5578 | 47.0193 | 1.8859 | 26.0137 | 26.0137 | 4.0944 | 5.8118 | 109.1849 | 2019 | 155 | 18 | 300 | -1 | 58.6 | 22111 | -97.0537 | 32.4302 | 2140 | 125 | 120 | 65 | 260 | N | Natural Gas | Y | N | N | 9999 | N |  | Combined Cycle | 4780 | 4782.3496 | 7732
55091_G_STK1 | TX | 48139 | MIDLOTHIAN ENERGY FACILITY | Midlothian Energy Facility | 6494211 | 17543613 | 55091 | STK1 | 55091 | STK1 | 59 | 000001 | 54.6616 | 2.4796 | 52.5804 | 52.5804 | 10.8216 | 0.282 | 83.4672 | 49.1772 | 2.0241 | 35.5953 | 35.5953 | 7.3259 | 9.8348 | 82.2713 | 2019 | 155 | 18 | 300 | -1 | 58.6 | 22111 | -97.0522 | 32.4308 | 2140 | 125 | 120 | 65 | 260 | N | Natural Gas | Y | N | N | 9999 | N |  | Combined Cycle | 6499 | 6495.3701 | 7750
58562_G_GT-1 | TX | 48141 | MONTANA POWER STATION | Montana Power Station | 16861411 | 123173813 | 58562 | GT-1 | 58562 | GT-1 | 743 | 000004 | 30.9 | 0.1097 | 9.4317 | 9.4317 | 4.5244 | 7.8294 | 2.9218 | 15.899 | 0.8207 | 9.5634 | 9.5634 | 4.5875 | 5.4716 | 4.713 | 2019 | 92 | 13.5 | 816 | -1 | 113.22 | 22111 | -106.2106 | 31.8235 | 858 | 125 | 120 | 139 | 88.2 | N | Natural Gas, Distillate Fuel Oil | Y | N | N | 9999 | N |  | Combustion Turbine | 4587 | 4243.4004 | 10745
58562_G_GT-2 | TX | 48141 | MONTANA POWER STATION | Montana Power Station | 16861411 | 123173913 | 58562 | GT-2 | 58562 | GT-2 | 743 | 000005 | 48.4 | 0.1023 | 8.7928 | 8.7928 | 4.2179 | 5.4824 | 2.5311 | 15.07 | 0.7894 | 9.1986 | 9.1986 | 4.4126 | 5.263 | 5.2661 | 2019 | 92 | 13.5 | 816 | -1 | 113.22 | 22111 | -106.2114 | 31.8235 | 858 | 125 | 120 | 139 | 88.2 | N | Natural Gas, Distillate Fuel Oil | Y | N | N | 9999 | N |  | Combustion Turbine | 4142 | 3836.5093 | 10745
58562_G_GT-3 | TX | 48141 | MONTANA POWER STATION | Montana Power Station | 16861411 | 126712113 | 58562 | GT-3 | 58562 | GT-3 | 743 | 000008 | 8.1513 | 0.0582 | 5.0038 | 5.0038 | 2.3765 | 3.7979 | 2.7089 | 11.721 | 0.613 | 7.1427 | 7.1427 | 3.3921 | 4.0867 | 3.6707 | 2019 | 92 | 13.5 | 816 | -1 | 113.22 | 22111 | -106.2122 | 31.8235 |  | 125 | 120 | 139 | 94.2 | N | Natural Gas, Distillate Fuel Oil | Y | N | N | 9999 | N |  | Combustion Turbine | 2287 | 2119.0286 | 10745
58562_G_GT-4 | TX | 48141 | MONTANA POWER STATION | Montana Power Station | 16861411 | 126712213 | 58562 | GT-4 | 58562 | GT-4 | 743 | 000009 | 1.6 | 0.0112 | 0.9629 | 0.9629 | 0.4619 | 0.5563 | 0.5147 | 13.708 | 0.7023 | 8.1827 | 8.1827 | 3.9252 | 4.6817 | 4.9772 | 2019 | 92 | 13.5 | 816 | -1 | 113.22 | 22111 | -106.213 | 31.8235 |  | 125 | 120 | 139 | 94.2 | N | Natural Gas, Distillate Fuel Oil | Y | N | N | 9999 | N |  | Combustion Turbine | 524 | 468.61 | 10745
9_G_1 | TX | 48141 | COPPER STATION POWER PLANT | Copper | 3049111 | 38012913 | 9 | CTG-1 | 9 | 1 | 55 | 000001 | 65.5367 | 0.0415 | 1.8486 | 1.8486 | 0.5882 |  | 23.087 | 85.831 | 0.2106 | 2.3171 | 2.3171 | 0.7373 |  | 41.5756 | 2019 | 47 | 22.33 | 500 | -1 | 81 | 22111 | -106.3746 | 31.7577 | 815 | 125 | 120 | 217 | 64 | N | Natural Gas | Y | N | N | 9999 | N |  | Combustion Turbine | 1002 | 909.9702 | 16930
3456_G_CT1 | TX | 48141 | NEWMAN STATION | Newman | 4837411 | 31688613 | 3456 | **4 | 3456 | CT1 | 8 | 000004 | 270.187 | 0.9268 | 1.875 | 1.875 | 26.6573 | 9.4635 | 82.912 | 338.304 | 1.1558 | 2.4464 | 2.4464 | 28.4576 | 12.3477 | 92.5134 | 2019 | 73 | 10.2 | 300 | -1 | 85 | 22111 | -106.4319 | 31.9833 | 1120 | 125 | 120 | 217 | 72 | N | Natural Gas | Y | N | N | 9999 | N | 3456_G_CT1;3456_G_4 | Combined Cycle | 4455 | 4432.1597 | 9123
3456_B_2 | TX | 48141 | NEWMAN STATION |  | 4837411 | 31688713 | 3456 | 2 |  |  | 8 | 000002 | 291.784 | 1.204 | 2.3897 | 2.3987 | 10.0735 | 12.2938 | 67.2857 | 341.87 | 1.1046 | 2.2938 | 2.3028 | 9.9622 | 11.8006 | 58.9131 | 2019 | 121 | 11.16 | 300 | -1 | 47.72 | 22111 | -106.4317 | 31.9839 | 859 | 125 | 100 |  |  |  |  | Y | N | N |  | N |  |  | 7665 | 7648.7593
3456_G_CT2 | TX | 48141 | NEWMAN STATION | Newman | 4837411 | 31688813 | 3456 | **5 | 3456 | CT2 | 8 | 000012 | 354.77 | 1.1923 | 2.4121 | 2.4121 | 37.1413 | 12.1745 | 75.8671 | 493.521 | 1.888 | 3.9964 | 3.9964 | 46.457 | 20.1706 | 151.1984 | 2019 | 73 | 10.2 | 300 | -1 | 85 | 22111 | -106.4319 | 31.9833 | 1120 | 125 | 120 | 217 | 72 | N | Natural Gas | Y | N | N | 9999 | N |  | Combined Cycle | 6247 | 6223.0903 | 9123
3456_B_3 | TX | 48141 | NEWMAN STATION | Newman | 4837411 | 31689013 | 3456 | 3 | 3456 | 3 | 8 | 000003 | 503.422 | 1.1671 | 1.9949 | 2.0037 | 9.7651 | 11.9173 | 1.2036 | 315.611 | 1.2015 | 2.1487 | 2.1584 | 10.8366 | 12.8362 | 11.8736 | 2019 | 128 | 11.25 | 300 | -1 | 33.3 | 22111 | -106.4317 | 31.9839 | 1030 | 125 | 100 |  | 97 | N | Natural Gas, Distillate Fuel Oil | Y | N | N | 9999 | N |  | O/G Steam | 5566 | 5550.7603 | 11927
3456_B_1 | TX | 48141 | NEWMAN STATION |  | 4837411 | 31689213 | 3456 | 1 |  |  | 8 | 000001 | 192.22 | 0.6127 | 0.7131 | 0.7183 | 5.1264 | 6.2561 | 45.4182 | 319.073 | 0.9986 | 1.216 | 1.2241 | 9.0068 | 10.6685 | 26.7947 | 2019 | 121 | 11.16 | 300 | -1 | 54.05 | 22111 | -106.4317 | 31.9836 | 878 | 125 | 100 |  |  |  |  | Y | N | N |  | N |  |  | 5823 | 5810.4302
3456_G_5CT1x | TX | 48141 | NEWMAN STATION |  | 4837411 | 90282813 |  |  |  |  | 8 | 000025 | [7 empty] | 12.8894 | 0.0347 | 0.4697 | 0.4739 | 0.1213 |  | 0.2422 | 2019 | 92 | 15 | 726 | -1 | 66 | 22111 | -106.4325 | 31.9825 | 1120 | 125 | 120 |  |  |  |  | N | N | N |  | N |  |  | 152
3456_G_5CT2x | TX | 48141 | NEWMAN STATION | Newman | 4837411 | 90282913 |  |  | 3456 | 5CA1 | 8 | 000026 | 25.9884 | 0.3763 | 4.8704 | 4.9165 | 2.1741 |  | 1.2205 | 4.757 | 0.0261 | 0.3539 | 0.3571 | 0.1104 |  | 0.9579 | 2019 | 92 | 15 | 726 | -1 | 66 | 22111 | -106.4325 | 31.9824 | 1020 | 125 | 120 |  | 138 | N | Natural Gas | N | N | N | 9999 | N | 3456_G_5CT2x;3456_G_5CA1 | Combined Cycle | 1669 |  | 9283
3456_G_5CT1 | TX | 48141 | NEWMAN STATION | Newman | 4837411 | 92051813 | 3456 |  | 3456 | 5CT1 | 8 | 000031 | 9.3571 | 0.2311 | 2.9908 | 3.0191 | 12.9628 | 1.3484 | 0.1615 | 27.4456 | 1.5151 | 20.5165 | 20.7021 | 11.5527 | 6.2286 | 23.8076 | 2019 | 112 | 17 | 184 | -1 | 31 | 22111 | -106.4317 | 31.9826 | 1300 | 125 | 120 |  | 70 | N | Natural Gas | Y | N | N | 9999 | N |  | Combined Cycle | 1397 | 3152.1799 | 9283
3456_G_5CT2 | TX | 48141 | NEWMAN STATION | Newman | 4837411 | 92051913 | 3456 |  | 3456 | 5CT2 | 8 | 000032 | 9.7844 | 0.3515 | 4.5493 | 4.5923 | 12.5705 | 1.3841 | 0.2817 | 21.6923 | 1.2907 | 17.4777 | 17.6358 | 13.4155 | 6.1598 | 66.5741 | 2019 | 92 | 15 | 726 | -1 | 66 | 22111 | -106.4325 | 31.9824 | 1300 | 125 | 120 |  | 70 | N | Natural Gas | Y | N | N | 9999 | N |  | Combined Cycle | 1434 | 3046.4407 | 9283
56674_G_CGT1 | TX | 48149 | WINCHESTER POWER PARK | Winchester Power Park | 14748911 | 90280913 | 56674 | 1 | 56674 | CGT1 | 262 | 000001 | 0.5512 | 0.0429 | 0.472 | 0.472 | 0.201 | 0.0021 | 1.412 | 0.8831 | 0.0342 | 0.3757 | 0.3757 | 0.1599 | 0.0017 | 1.3661 | 2019 | 80 | 12 | 841 | -1 | 87.2 | 22111 | -96.993 | 30.0253 | 437 | 125 | 120 | 312 | 44 | N | Natural Gas | Y | N | N | 9999 | N |  | Combustion Turbine | 602 | 462.1498 | 10745
56674_G_CGT2 | TX | 48149 | WINCHESTER POWER PARK | Winchester Power Park | 14748911 | 90281013 | 56674 | 2 | 56674 | CGT2 | 262 | 000002 | 0.6296 | 0.0427 | 0.47 | 0.47 | 0.2001 | 0.0071 | 2.2943 | 0.8301 | 0.0456 | 0.5013 | 0.5013 | 0.2134 | 0.0076 | 2.8105 | 2019 | 80 | 12 | 841 | -1 | 87.2 | 22111 | -96.9933 | 30.025 | 437 | 125 | 120 | 312 | 44 | N | Natural Gas | Y | N | N | 9999 | N |  | Combustion Turbine | 254 | 451.85 | 10745
56674_G_CGT3 | TX | 48149 | WINCHESTER POWER PARK | Winchester Power Park | 14748911 | 90281113 | 56674 | 3 | 56674 | CGT3 | 262 | 000003 | 0.2591 | 0.0143 | 0.1569 | 0.1569 | 0.0668 | 0.0024 | 0.5016 | 0.5851 | 0.0308 | 0.3388 | 0.3388 | 0.1442 | 0.0051 | 1.1292 | 2019 | 80 | 12 | 841 | -1 | 87.2 | 22111 | -96.9933 | 30.0247 | 437 | 125 | 120 | 312 | 44 | N | Natural Gas | Y | N | N | 9999 | N |  | Combustion Turbine | 588 | 189.92 | 10745
56674_G_CGT4 | TX | 48149 | WINCHESTER POWER PARK | Winchester Power Park | 14748911 | 90281213 | 56674 | 4 | 56674 | CGT4 | 262 | 000004 | 0.2378 | 0.016 | 0.1763 | 0.1763 | 0.0751 | 0.0027 | 1.5267 | 0.3236 | 0.031 | 0.3414 | 0.3414 | 0.1453 | 0.0052 | 3.2592 | 2019 | 80 | 12 | 841 | -1 | 87.2 | 22111 | -96.9936 | 30.0244 | 437 | 125 | 120 | 312 | 44 | N | Natural Gas | Y | N | N | 9999 | N |  | Combustion Turbine | 273 | 204.66 | 10745
6179_B_3 | TX | 48149 | FAYETTE POWER PROJECT | Fayette Power Project | 4144811 | 34061613 | 6179 | 3 | 6179 | 3 | 5 | 000016 | 1856.15 | 223.54 | 125.78 | 178.554 | 69.163 | 0 | 2396.89 | 2236.35 | 266.37 | 271.7 | 271.8696 | 30.5533 |  | 2173 | 2019 | 535 | 25.75 | 250 | -1 | 88 | 22111 | -96.7514 | 29.916 | 4740 | 125 | 100 | 128 | 435 | N | Subbituminous | Y | N | N | 9999 | N |  | Coal Steam | 8273 | 8268.8203 | 10608
6179_B_1 | TX | 48149 | FAYETTE POWER PROJECT | Fayette Power Project | 4144811 | 34062013 | 6179 | 1 | 6179 | 1 | 5 | 000007 | 1747.18 | 501.02 | 126 | 181.09 | 16.92 | 0 | 2052.67 | 1538.71 | 266.61 | 200.6 | 200.99 | 13.46 |  | 1494.95 | 2019 | 525 | 34 | 136 | -1 | 55 | 22111 | -96.7521 | 29.9145 | 6000 | 125 | 100 | 128 | 590 | N | Subbituminous | Y | N | N | 9999 | N |  | Coal Steam | 7164 | 7154.9302 | 10589
6179_B_2 | TX | 48149 | FAYETTE POWER PROJECT | Fayette Power Project | 4144811 | 34062213 | 6179 | 2 | 6179 | 2 | 5 | 000008 | 2518.25 | 376.85 | 203.1 | 313.88 | 22.14 | 0 | 766.71 | 2442.79 | 398.49 | 315.7 | 316.4 | 21.55 |  | 2881.75 | 2019 | 525 | 34 | 136 | -1 | 55 | 22111 | -96.7521 | 29.9143 | 6000 | 125 | 100 | 128 | 590 | N | Subbituminous | Y | N | N | 9999 | N |  | Coal Steam |  | 8469.25 | 10606
58378_G_GT2 | TX | 48157 | WA PARISH ELECTRIC GENERATING STATION | W.A. Parish Carbon Capture Plant | 3968411 | 126642013 | 58378 | CTHRSG | 58378 | GT2 | 5 | 000098 | [7 empty] | 23.6 | 2.2309 | 10.8568 | 10.8568 | 1.0157 | 8.4843 | 10.3 | 2019 | 120 | 16 | 332 | -1 | 72 | 22111 | -95.6383 | 29.4768 | 1200 | 125 | 120 |  | 74 | N | Natural Gas | Y | N | N | 9999 | N |  | Combustion Turbine | 7461 | 7428.8794 | 20499
3470_B_WAP8 | TX | 48157 | WA PARISH ELECTRIC GENERATING STATION | W A Parish | 3968411 | 34520213 | 3470 | WAP8 | 3470 | WAP8 | 5 | 000014 | 855.6453 | 3111.416 | 124.6605 | 164.9558 | 30.6995 | 0.0082 | 1731.0617 | 860.7 | 1479.9 | 139.0067 | 179.5969 | 5.8795 | 0.0162 | 1484.9662 | 2019 | 500 | 22 | 170 | -1 | 84 | 22111 | -95.6341 | 29.4756 | 5730 | 125 | 100 | 127 | 610 | N | Subbituminous | Y | N | N | 9999 | N |  | Coal Steam | 7731 | 5760.9604 | 10480
3470_G_GT1 | TX | 48157 | WA PARISH ELECTRIC GENERATING STATION | W A Parish | 3968411 | 34521513 |  |  | 3470 | GT1 | 5 | 000001 | 0.8998 | 0.0023 | 0.0255 | 0.0255 | 0.0081 |  | 0.112 | 2.8412 | 0.0073 | 0.0805 | 0.0805 | 0.0256 |  | 0.3536 | 2019 | 28 | 9.5 | 772 | -1 | 81 | 22111 | -95.6318 | 29.484 | 237 | 125 | 120 |  | 13 | N | Natural Gas | N | N | N | 9999 | N |  | Combustion Turbine | 46 |  | 25000
3470_B_WAP1 | TX | 48157 | WA PARISH ELECTRIC GENERATING STATION | W A Parish | 3968411 | 34521613 | 3470 | WAP1 | 3470 | WAP1 | 5 | 000002 | 88.0196 | 0.234 | 2.9248 | 2.9248 | 2.1058 | 1.2206 | 8.8612 | 207.2 | 0.5794 | 7.243 | 7.243 | 5.215 | 3.0239 | 61.2866 | 2019 | 168 | 10.5 | 292 | -1 | 48 | 22111 | -95.6308 | 29.4843 | 2000 | 125 | 100 |  | 169 | N | Natural Gas | Y | N | N | 9999 | N |  | O/G Steam | 914 | 913.9802 | 11346
3470_B_WAP2 | TX | 48157 | WA PARISH ELECTRIC GENERATING STATION | W A Parish | 3968411 | 34521713 | 3470 | WAP2 | 3470 | WAP2 | 5 | 000003 | 74.0764 | 0.3452 | 4.3152 | 4.3152 | 3.107 | 1.8009 | 13.1808 | 113.5 | 0.5232 | 6.5412 | 6.5412 | 4.7096 | 2.7298 | 33.208 | 2019 | 168 | 10.5 | 292 | -1 | 48 | 22111 | -95.6314 | 29.484 | 2000 | 125 | 100 |  | 169 | N | Natural Gas | Y | N | N | 9999 | N |  | O/G Steam | 1169 | 1169.1398 | 11054
3470_B_WAP5 | TX | 48157 | WA PARISH ELECTRIC GENERATING STATION | W A Parish | 3968411 | 34521813 | 3470 | WAP5 | 3470 | WAP5 | 5 | 000006 | 989.26 | 11044.3 | 376.869 | 390.898 | 24.5477 | 11.5453 | 1196.5 | 939.9 | 7999.4 | 322.4865 | 333.8731 | 22.9887 | 10.804 | 788.8163 | 2019 | 600 | 24 | 330 | -1 | 103 | 22111 | -95.6357 | 29.4787 | 6570 | 125 | 100 | 127 | 659 | N | Subbituminous | Y | N | N | 9999 | N |  | Coal Steam | 7096 | 7094.6504 | 10451
3470_B_WAP4 | TX | 48157 | WA PARISH ELECTRIC GENERATING STATION | W A Parish | 3968411 | 34521913 | 3470 | WAP4 | 3470 | WAP4 | 5 | 000005 | 351.38 | 1.5802 | 19.7522 | 19.7523 | 14.2216 | 8.2433 | 280.142 | 377.5 | 1.6891 | 21.1135 | 21.1136 | 15.2018 | 8.8179 | 183.8487 | 2019 | 191 | 22.5 | 300 | -1 | 66 | 22111 | -95.6298 | 29.4853 | 2000 | 125 | 100 |  | 552 | N | Natural Gas | Y | N | N | 9999 | N |  | O/G Steam | 1750 | 1750.4203 | 10864
3470_B_WAP3 | TX | 48157 | WA PARISH ELECTRIC GENERATING STATION | W A Parish | 3968411 | 34522013 | 3470 | WAP3 | 3470 | WAP3 | 5 | 000004 | 276.008 | 0.4854 | 6.0686 | 6.0686 | 4.3694 | 2.5326 | 38.3756 | 379.9 | 0.639 | 7.987 | 7.987 | 5.7506 | 3.3333 | 68.023 | 2019 | 181 | 12.5 | 249 | -1 | 50 | 22111 | -95.6301 | 29.4847 | 3100 | 125 | 100 |  | 273 | N | Natural Gas | Y | N | N | 9999 | N |  | O/G Steam | 1265 | 1265.0703 | 11215
3470_B_WAP7 | TX | 48157 | WA PARISH ELECTRIC GENERATING STATION | W A Parish | 3968411 | 34525413 | 3470 | WAP7 | 3470 | WAP7 | 5 | 000008 | 603.888 | 9183.68 | 312.398 | 324.41 | 23.7433 | 0.0221 | 1429.19 | 634.9 | 8267.7 | 316.5367 | 327.6889 | 26.5134 | 0.0247 | 1165.55 | 2019 | 500 | 22 | 330 | -1 | 103 | 22111 | -95.634 | 29.4765 | 5730 | 125 | 100 | 127 | 577 | N | Subbituminous | Y | N | N | 9999 | N |  | Coal Steam | 6527 | 6525.4893 | 10444
3470_B_WAP6 | TX | 48157 | WA PARISH ELECTRIC GENERATING STATION | W A Parish | 3968411 | 34525513 | 3470 | WAP6 | 3470 | WAP6 | 5 | 000007 | 1146.13 | 10794.8 | 378.113 | 395.675 | 21.6341 | 5.2571 | 363.294 | 1072.8 | 11075.3 | 416.0662 | 430.7672 | 25.3064 | 6.1421 | 349.3729 | 2019 | 600 | 24 | 330 | -1 | 103 | 22111 | -95.6351 | 29.4779 | 6570 | 125 | 100 | 127 | 653 | N | Subbituminous | Y | N | N | 9999 | N |  | Coal Steam | 6255 | 6255.02 | 10463
55357_G_CTG1 | TX | 48157 | JACK A FUSCO ENERGY CENTER | Jack Fusco Energy Center | 9138811 | 57885513 | 55357 | CTG1 | 55357 | CTG1 | 214 | 000001 | 71.83 | 3.27 | 40.51 | 40.51 | 10.9167 | 0.64 | 70.11 | 54.81 | 2.54 | 31.38 | 31.38 | 8.4566 | 0.004 | 55.13 | 2019 | 137 | 3 | 500 | -1 | 70 | 22111 | -95.6232 | 29.4725 | 1920 | 125 | 120 | 65 | 166 | N | Natural Gas | Y | N | N | 9999 | N |  | Combined Cycle | 6215 | 6215.1694 | 7443
55357_G_CTG2 | TX | 48157 | JACK A FUSCO ENERGY CENTER | Jack Fusco Energy Center | 9138811 | 57885613 | 55357 | CTG2 | 55357 | CTG2 | 214 | 000002 | 63.58 | 2.98 | 17.06 | 17.06 | 4.981 | 1.2 | 45.75 | 56.27 | 2.62 | 14.93 | 14.93 | 4.3605 | 1.89 | 52.98 | 2019 | 137 | 3 | 500 | -1 | 44 | 22111 | -95.6227 | 29.4726 | 1920 | 125 | 120 | 65 | 166 | N | Natural Gas | Y | N | N | 9999 | N |  | Combined Cycle | 5766 | 5766.3501 | 7443
3497_B_1 | TX | 48161 | BIG BROWN STEAM ELECTRIC STATION |  | 3052111 | 37996113 | 3497 | 1 |  |  | 2 | 000010 | 2276.78 | 21532.3 | 522.629 | 844.248 | 36.8868 | 0 | 6411.36 | [8 empty] | 400 | 21.5 | 250 | -1 | 77.7 | 22111 | -96.0549 | 31.8203 | 6120 | 125 | 100 | 140 |  |  |  | Y | N | N |  | N |  |  | 7158 | 7157.1001
3497_B_2 | TX | 48161 | BIG BROWN STEAM ELECTRIC STATION |  | 3052111 | 37996413 | 3497 | 2 |  |  | 2 | 000011 | 2230.1 | 20937.6 | 522.45 | 843.958 | 35.5572 | 0 | 8370.83 | [8 empty] | 400 | 21.5 | 250 | -1 | 77.7 | 22111 | -96.0554 | 31.821 | 6120 | 125 | 100 | 140 |  |  |  | Y | N | N |  | N |  |  | 7247 | 7246.5693
55226_G_GT1 | TX | 48161 | FREESTONE ENERGY CENTER | Freestone Energy Center | 4852511 | 31657113 | 55226 | GT1 | 55226 | GT1 | 30 | 000001 | 159.83 | 3.2 | 19.52 | 19.52 | 1.0255 | 34.1361 | 38.95 | 201.6 | 3.97 | 22.83 | 22.83 | 1.1992 | 42.4605 | 41.9 | 2019 | 160 | 18 | 500 | -1 | 42.73 | 22111 | -96.1109 | 31.8913 | 1780 | 125 | 120 |  | 153 | N | Natural Gas | Y | N | N | 9999 | N | 55226_G_ST3;55226_G_GT1 | Combined Cycle | 6837 | 6836.5513 | 7242
55226_G_GT2 | TX | 48161 | FREESTONE ENERGY CENTER | Freestone Energy Center | 4852511 | 31658013 | 55226 | GT2 | 55226 | GT2 | 30 | 000002 | 162.92 | 3.24 | 21.56 | 21.56 | 0.6161 | 34.8634 | 39.38 | 193.49 | 3.89 | 24.31 | 24.31 | 0.6947 | 41.5395 | 39.92 | 2019 | 160 | 18 | 500 | -1 | 42.73 | 22111 | -96.1109 | 31.8908 | 1780 | 125 | 120 |  | 153 | N | Natural Gas | Y | N | N | 9999 | N |  | Combined Cycle | 6846 | 6845.8906 | 7242
55226_G_GT4 | TX | 48161 | FREESTONE ENERGY CENTER | Freestone Energy Center | 4852511 | 31658713 | 55226 | GT4 | 55226 | GT4 | 30 | 000004 | 164.21 | 3.32 | 13.62 | 13.62 | 3.1088 | 35.5087 | 33.53 | 213.54 | 4.12 | 15.9 | 15.9 | 3.6283 | 44.024 | 37.45 | 2019 | 160 | 18 | 500 | -1 | 42.73 | 22111 | -96.111 | 31.8894 | 1780 | 125 | 120 |  | 149 | N | Natural Gas | Y | N | N | 9999 | N |  | Combined Cycle | 6986 | 6986.042 | 7242
55226_G_GT3 | TX | 48161 | FREESTONE ENERGY CENTER | Freestone Energy Center | 4852511 | 31658913 | 55226 | GT3 | 55226 | GT3 | 30 | 000003 | 159.486 | 3.18 | 13.33 | 13.33 | 3.2928 | 33.9976 | 45.49 | 199.26 | 3.89 | 15.42 | 15.42 | 3.8086 | 41.5647 | 41.13 | 2019 | 160 | 18 | 500 | -1 | 42.73 | 22111 | -96.111 | 31.8898 | 1780 | 125 | 120 |  | 149 | N | Natural Gas | Y | N | N | 9999 | N | 55226_G_GT3;55226_G_ST6 | Combined Cycle | 6768 | 6768.4409 | 7242
3630_B_1 | TX | 48163 | PEARSALL POWER PLANT |  | 3930211 | 37423513 |  |  |  |  | 2 | 000001 | 1.9421 | 0.0042 | 0.0527 | 0.0527 | 0.0381 |  | 0.5826 | [7 empty] | 2017 | 68 | 7 | 300 | -1 | 33.8 | 22111 | -99.0915 | 28.9277 | 315 | 125 | 100 |  |  |  |  | N | N | N |  | N |  |  | 74
3630_B_3 | TX | 48163 | PEARSALL POWER PLANT |  | 3930211 | 37423613 |  |  |  |  | 2 | 000003 | 2.8575 | 0.0061 | 0.0776 | 0.0776 | 0.0561 |  | 0.8573 | [7 empty] | 2017 | 68 | 7 | 300 | -1 | 33.8 | 22111 | -99.0919 | 28.928 | 315 | 125 | 100 |  |  |  |  | N | N | N |  | N |  |  | 118
3630_B_2 | TX | 48163 | PEARSALL POWER PLANT |  | 3930211 | 37423713 |  |  |  |  | 2 | 000002 | 2.5616 | 0.0695 | 0.0695 | 0.0695 | 0.0503 |  | 0.7685 | [7 empty] | 2017 | 68 | 7 | 300 | -1 | 33.8 | 22111 | -99.0917 | 28.9278 | 315 | 125 | 100 |  |  |  |  | N | N | N |  | N |  |  | 105
3630_G_1A | TX | 48163 | PEARSALL POWER PLANT | Pearsall | 3930211 | 92107113 |  |  | 3630 | 1A | 2 | 000005 | 0.8315 | 0.0298 | 1.7022 | 1.7022 | 1.8331 | 0.0681 | 1.7022 | 1.5277 | 0.0562 | 3.2112 | 3.2112 | 0.8742 | 0.1284 | 0.2533 | 2019 | 80 | 4 | 698 | -1 | 77.8 | 22111 | -99.0934 | 28.9313 | 72 | 125 | 160 | 65 | 8.4 | N | Natural Gas | N | N | N | 9999 | N |  | Combustion Turbine | 2011 |  | 10745
3630_G_2A | TX | 48163 | PEARSALL POWER PLANT | Pearsall | 3930211 | 92107213 |  |  | 3630 | 2A | 2 | 000006 | 0.8312 | 0.0298 | 1.7017 | 1.7017 | 1.8326 | 0.0681 | 1.7017 | 1.5447 | 0.0569 | 3.2469 | 3.2469 | 0.884 | 0.1298 | 0.2561 | 2019 | 80 | 4 | 698 | -1 | 77.8 | 22111 | -99.0934 | 28.9313 | 72 | 125 | 160 | 65 | 8.4 | N | Natural Gas | N | N | N | 9999 | N |  | Combustion Turbine | 1997 |  | 10745
3630_G_3A | TX | 48163 | PEARSALL POWER PLANT | Pearsall | 3930211 | 92107313 |  |  | 3630 | 3A | 2 | 000007 | 0.835 | 0.0299 | 1.7095 | 1.7095 | 1.841 | 0.0684 | 1.7095 | 1.5477 | 0.057 | 3.2532 | 3.2532 | 0.8857 | 0.1301 | 0.2566 | 2019 | 80 | 4 | 698 | -1 | 77.8 | 22111 | -99.0934 | 28.9313 | 72 | 125 | 160 | 65 | 8.4 | N | Natural Gas | N | N | N | 9999 | N |  | Combustion Turbine | 2007 |  | 10745
3630_G_4A | TX | 48163 | PEARSALL POWER PLANT | Pearsall | 3930211 | 92107413 |  |  | 3630 | 4A | 2 | 000008 | 0.8385 | 0.0301 | 1.7166 | 1.7166 | 1.8486 | 0.0686 | 1.7166 | 1.5467 | 0.0569 | 3.251 | 3.251 | 0.8851 | 0.13 | 0.2565 | 2019 | 80 | 4 | 698 | -1 | 77.8 | 22111 | -99.0933 | 28.9312 | 11600 | 125 | 160 | 65 | 8.4 | N | Natural Gas | N | N | N | 9999 | N |  | Combustion Turbine | 2023 |  | 10745
3630_G_5A | TX | 48163 | PEARSALL POWER PLANT | Pearsall | 3930211 | 92107513 |  |  | 3630 | 5A | 2 | 000009 | 0.8487 | 0.0304 | 1.7374 | 1.7374 | 1.871 | 0.0695 | 1.7374 | 1.5527 | 0.0572 | 3.2637 | 3.2637 | 0.8886 | 0.1305 | 0.2575 | 2019 | 80 | 4 | 698 | -1 | 77.8 | 22111 | -99.0932 | 28.9312 | 72 | 125 | 160 | 65 | 8.4 | N | Natural Gas | N | N | N | 9999 | N |  | Combustion Turbine | 2030 |  | 10745
3630_G_6A | TX | 48163 | PEARSALL POWER PLANT | Pearsall | 3930211 | 92107613 |  |  | 3630 | 6A | 2 | 000010 | 0.8124 | 0.0291 | 1.6631 | 1.6631 | 1.791 | 0.0665 | 1.6631 | 1.5543 | 0.0572 | 3.2671 | 3.2671 | 0.8895 | 0.1307 | 0.2577 | 2019 | 80 | 4 | 698 | -1 | 77.8 | 22111 | -99.0932 | 28.9311 | 72 | 125 | 160 | 65 | 8.4 | N | Natural Gas | N | N | N | 9999 | N |  | Combustion Turbine | 1968 |  | 10745
3630_G_7A | TX | 48163 | PEARSALL POWER PLANT | Pearsall | 3930211 | 92107713 |  |  | 3630 | 7A | 2 | 000011 | 0.8731 | 0.0313 | 1.7875 | 1.7875 | 1.925 | 0.0715 | 1.7875 | 1.454 | 0.0535 | 3.0562 | 3.0562 | 0.8321 | 0.1222 | 0.2411 | 2019 | 80 | 4 | 698 | -1 | 77.8 | 22111 | -99.0931 | 28.931 | 72 | 125 | 160 | 65 | 8.4 | N | Natural Gas | N | N | N | 9999 | N |  | Combustion Turbine | 2139 |  | 10745
3630_G_8A | TX | 48163 | PEARSALL POWER PLANT | Pearsall | 3930211 | 92107813 |  |  | 3630 | 8A | 2 | 000012 | 0.8782 | 0.0315 | 1.7978 | 1.7978 | 1.9361 | 0.0719 | 1.7978 | 1.4533 | 0.0535 | 3.0548 | 3.0548 | 0.8317 | 0.1222 | 0.241 | 2019 | 80 | 4 | 698 | -1 | 77.8 | 22111 | -99.0931 | 28.931 | 72 | 125 | 160 | 65 | 8.4 | N | Natural Gas | N | N | N | 9999 | N |  | Combustion Turbine | 2142 |  | 10745
3630_G_9A | TX | 48163 | PEARSALL POWER PLANT | Pearsall | 3930211 | 92107913 |  |  | 3630 | 9A | 2 | 000013 | 0.8708 | 0.0312 | 1.7827 | 1.7827 | 1.9198 | 0.0713 | 1.7827 | 1.4452 | 0.0532 | 3.0377 | 3.0377 | 0.8271 | 0.1215 | 0.2396 | 2019 | 80 | 4 | 698 | -1 | 77.8 | 22111 | -99.093 | 28.931 | 72 | 125 | 160 | 65 | 8.4 | N | Natural Gas | N | N | N | 9999 | N |  | Combustion Turbine | 2146 |  | 10745
3630_G_10A | TX | 48163 | PEARSALL POWER PLANT | Pearsall | 3930211 | 92108013 |  |  | 3630 | 10A | 2 | 000014 | 0.8615 | 0.0309 | 1.7637 | 1.7637 | 1.8994 | 0.0705 | 1.7637 | 1.4554 | 0.0536 | 3.0592 | 3.0592 | 0.8329 | 0.1223 | 0.2413 | 2019 | 80 | 4 | 698 | -1 | 77.8 | 22111 | -99.0929 | 28.9309 | 72 | 125 | 160 | 65 | 8.4 | N | Natural Gas | N | N | N | 9999 | N |  | Combustion Turbine | 2122 |  | 10745
3630_G_11A | TX | 48163 | PEARSALL POWER PLANT | Pearsall | 3930211 | 92108113 |  |  | 3630 | 11A | 2 | 000015 | 0.8786 | 0.0315 | 1.7987 | 1.7987 | 1.9371 | 0.0719 | 1.7987 | 1.4473 | 0.0533 | 3.0422 | 3.0422 | 0.8282 | 0.1217 | 0.24 | 2019 | 80 | 4 | 698 | -1 | 77.8 | 22111 | -99.0929 | 28.9309 | 72 | 125 | 160 | 65 | 8.4 | N | Natural Gas | N | N | N | 9999 | N |  | Combustion Turbine | 2149 |  | 10745
3630_G_12A | TX | 48163 | PEARSALL POWER PLANT | Pearsall | 3930211 | 92108213 |  |  | 3630 | 12A | 2 | 000016 | 0.8706 | 0.0312 | 1.7823 | 1.7823 | 1.9194 | 0.0713 | 1.7823 | 1.4479 | 0.0533 | 3.0434 | 3.0434 | 0.8286 | 0.1217 | 0.2401 | 2019 | 80 | 4 | 698 | -1 | 77.8 | 22111 | -99.0929 | 28.9308 | 72 | 125 | 160 | 65 | 8.4 | N | Natural Gas | N | N | N | 9999 | N |  | Combustion Turbine | 2138 |  | 10745
3630_G_13A | TX | 48163 | PEARSALL POWER PLANT | Pearsall | 3930211 | 92108313 |  |  | 3630 | 13A | 2 | 000017 | 0.5802 | 0.0208 | 1.1878 | 1.1878 | 1.2792 | 0.0475 | 1.1878 | 0.8764 | 0.0323 | 1.8422 | 1.8422 | 0.5015 | 0.0737 | 0.1453 | 2019 | 80 | 4 | 698 | -1 | 77.8 | 22111 | -99.0923 | 28.9304 | 72 | 125 | 160 | 65 | 8.4 | N | Natural Gas | N | N | N | 9999 | N |  | Combustion Turbine | 1280 |  | 10745
3630_G_14A | TX | 48163 | PEARSALL POWER PLANT | Pearsall | 3930211 | 92108413 |  |  | 3630 | 14A | 2 | 000018 | 0.466 | 0.0167 | 0.9539 | 0.9539 | 1.0273 | 0.0381 | 0.9539 | 0.9532 | 0.0351 | 2.0035 | 2.0035 | 0.5455 | 0.0801 | 0.1581 | 2019 | 80 | 4 | 698 | -1 | 77.8 | 22111 | -99.0923 | 28.9303 | 72 | 125 | 160 | 65 | 8.4 | N | Natural Gas | N | N | N | 9999 | N |  | Combustion Turbine | 1065 |  | 10745
3630_G_16A | TX | 48163 | PEARSALL POWER PLANT | Pearsall | 3930211 | 92108513 |  |  | 3630 | 16A | 2 | 000019 | 0.5842 | 0.0209 | 1.1961 | 1.1961 | 1.2881 | 0.0478 | 1.1961 | 0.7949 | 0.0293 | 1.6709 | 1.6709 | 0.4549 | 0.0668 | 0.1318 | 2019 | 80 | 4 | 698 | -1 | 77.8 | 22111 | -99.0922 | 28.9302 | 72 | 125 | 160 | 65 | 8.4 | N | Natural Gas | N | N | N | 9999 | N |  | Combustion Turbine | 1278 |  | 10745
3630_G_17A | TX | 48163 | PEARSALL POWER PLANT | Pearsall | 3930211 | 92108613 |  |  | 3630 | 17A | 2 | 000020 | 0.5821 | 0.0209 | 1.1918 | 1.1918 | 1.2835 | 0.0477 | 1.1918 | 0.878 | 0.0323 | 1.8455 | 1.8455 | 0.5025 | 0.0738 | 0.1456 | 2019 | 80 | 4 | 698 | -1 | 77.8 | 22111 | -99.0921 | 28.9302 | 72 | 125 | 160 | 65 | 8.4 | N | Natural Gas | N | N | N | 9999 | N |  | Combustion Turbine | 1285 |  | 10745
3630_G_18A | TX | 48163 | PEARSALL POWER PLANT | Pearsall | 3930211 | 92108713 |  |  | 3630 | 18A | 2 | 000021 | 0.5796 | 0.0208 | 1.1865 | 1.1865 | 1.2778 | 0.0474 | 1.1865 | 0.9548 | 0.0351 | 2.0069 | 2.0069 | 0.5464 | 0.0803 | 0.1583 | 2019 | 80 | 4 | 698 | -1 | 77.8 | 22111 | -99.0921 | 28.9302 | 72 | 125 | 160 | 65 | 8.4 | N | Natural Gas | N | N | N | 9999 | N |  | Combustion Turbine | 1276 |  | 10745
3630_G_19A | TX | 48163 | PEARSALL POWER PLANT | Pearsall | 3930211 | 92108813 |  |  | 3630 | 19A | 2 | 000022 | 0.831 | 0.0298 | 1.7012 | 1.7012 | 1.8321 | 0.068 | 1.7012 | 0.9068 | 0.0334 | 1.9059 | 1.9059 | 0.5189 | 0.0762 | 0.1504 | 2019 | 80 | 4 | 698 | -1 | 77.8 | 22111 | -99.092 | 28.9301 | 72 | 125 | 160 | 65 | 8.4 | N | Natural Gas | N | N | N | 9999 | N |  | Combustion Turbine | 2062 |  | 10745
3630_G_20A | TX | 48163 | PEARSALL POWER PLANT | Pearsall | 3930211 | 92108913 |  |  | 3630 | 20A | 2 | 000023 | 0.8225 | 0.0295 | 1.6839 | 1.6839 | 1.8134 | 0.0673 | 1.6839 | 0.9385 | 0.0345 | 1.9726 | 1.9726 | 0.537 | 0.0789 | 0.1556 | 2019 | 80 | 4 | 698 | -1 | 77.8 | 22111 | -99.0919 | 28.9301 | 72 | 125 | 160 | 65 | 8.4 | N | Natural Gas | N | N | N | 9999 | N |  | Combustion Turbine | 2056 |  | 10745
3630_G_21A | TX | 48163 | PEARSALL POWER PLANT | Pearsall | 3930211 | 92109013 |  |  | 3630 | 21A | 2 | 000024 | 0.8418 | 0.0302 | 1.7233 | 1.7233 | 1.8559 | 0.0689 | 1.7233 | 0.9888 | 0.0364 | 2.0784 | 2.0784 | 0.5659 | 0.0831 | 0.164 | 2019 | 80 | 4 | 698 | -1 | 77.8 | 22111 | -99.0919 | 28.93 | 72 | 125 | 160 | 65 | 8.4 | N | Natural Gas | N | N | N | 9999 | N |  | Combustion Turbine | 2096 |  | 10745
3630_G_22A | TX | 48163 | PEARSALL POWER PLANT | Pearsall | 3930211 | 92109113 |  |  | 3630 | 22A | 2 | 000025 | 0.8367 | 0.03 | 1.713 | 1.713 | 1.8448 | 0.0685 | 1.713 | 1.0143 | 0.0373 | 2.132 | 2.132 | 0.5804 | 0.0853 | 0.1682 | 2019 | 80 | 4 | 698 | -1 | 77.8 | 22111 | -99.0918 | 28.93 | 72 | 125 | 160 | 65 | 8.4 | N | Natural Gas | N | N | N | 9999 | N |  | Combustion Turbine | 2076 |  | 10745
3630_G_23A | TX | 48163 | PEARSALL POWER PLANT | Pearsall | 3930211 | 92109213 |  |  | 3630 | 23A | 2 | 000026 | 0.8339 | 0.0299 | 1.7072 | 1.7072 | 1.8385 | 0.0683 | 1.7072 | 1.0092 | 0.0372 | 2.1212 | 2.1212 | 0.5775 | 0.0848 | 0.1673 | 2019 | 80 | 4 | 698 | -1 | 77.8 | 22111 | -99.0918 | 28.9299 | 72 | 125 | 160 | 65 | 8.4 | N | Natural Gas | N | N | N | 9999 | N |  | Combustion Turbine | 2069 |  | 10745
3630_G_24A | TX | 48163 | PEARSALL POWER PLANT | Pearsall | 3930211 | 92109313 |  |  | 3630 | 24A | 2 | 000027 | 0.8193 | 0.0294 | 1.6773 | 1.6773 | 1.8063 | 0.0671 | 1.6773 | 0.9131 | 0.0336 | 1.9193 | 1.9193 | 0.4662 | 0.0768 | 0.1514 | 2019 | 80 | 4 | 698 | -1 | 77.8 | 22111 | -99.0917 | 28.9299 | 72 | 125 | 160 | 65 | 8.4 | N | Natural Gas | N | N | N | 9999 | N |  | Combustion Turbine | 2067 |  | 10745
3630_G_15A | TX | 48163 | PEARSALL POWER PLANT | Pearsall | 3930211 | 92109613 |  |  | 3630 | 15A | 2 | 000030 | 0.5876 | 0.0211 | 1.203 | 1.203 | 1.2955 | 0.0481 | 1.203 | 0.755 | 0.0278 | 1.5869 | 1.5869 | 0.4321 | 0.0635 | 0.1252 | 2019 | 80 | 4 | 698 | -1 | 77.8 | 22111 | -99.0922 | 28.9303 | 72 | 125 | 160 | 65 | 8.4 | N | Natural Gas | N | N | N | 9999 | N |  | Combustion Turbine | 1295 |  | 10745
52088_G_GEN4 | TX | 48167 | TEXAS CITY COGENERATION | Texas City Power Plant | 3930911 | 37403513 | 52088 | GT-C | 52088 | GEN4 | 52 | 000001 | 37.8001 | 0.72 | 7.29 | 7.29 | 2.547 | 7.7735 | 17.4412 | 84.5603 | 1.846 | 19.3 | 19.3 | 6.91 | 19.7202 | 39.1853 | 2019 | 85 | 13 | 500 | -1 | 47 | 22111 | -94.9417 | 29.377 | 1070 | 125 | 120 | 213 | 104 | Y | Natural Gas | Y | N | N | 9999 | N | 52088_G_GEN4;52088_G_GEN1 | Combined Cycle | 2084 | 2083.9797 | 5889
52088_G_GEN2 | TX | 48167 | TEXAS CITY COGENERATION | Texas City Power Plant | 3930911 | 37403613 | 52088 | GT-A | 52088 | GEN2 | 52 | 000003 | 91.5993 | 0.45 | 4.39 | 4.39 | 1.577 | 4.8145 | 4.7289 | 255.9579 | 1.39 | 14.7 | 14.7 | 5.116 | 14.8214 | 13.0699 | 2019 | 85 | 13 | 500 | -1 | 47 | 22111 | -94.9417 | 29.377 | 1070 | 125 | 120 | 213 | 104 | Y | Natural Gas | Y | N | N | 9999 | N |  | Combined Cycle | 1254 | 1253.5905 | 5889
52088_G_GEN3 | TX | 48167 | TEXAS CITY COGENERATION | Texas City Power Plant | 3930911 | 37403713 | 52088 | GT-B | 52088 | GEN3 | 52 | 000002 | 104.46 | 2.48 | 23.83 | 23.83 | 8.708 | 26.5793 | 39.2455 | 107.4296 | 2.39 | 26.72 | 26.72 | 9.161 | 25.5208 | 45.365 | 2019 | 85 | 13 | 500 | -1 | 47 | 22111 | -94.9417 | 29.377 | 1070 | 125 | 120 | 28 | 104 | Y | Natural Gas | Y | N | N | 9999 | N |  | Combined Cycle | 6809 | 6807.8896 | 5889
60264_G_BCGT1 | TX | 48167 | PH ROBINSON STATION ELECTRIC GENERATING STATION |  | 4021011 | 126664313 | 60264 | BCGT1 |  |  | 6 | 000023 | 0.2867 | 0.0002 | 0.0027 | 0.0027 | 0.0009 |  | 0.0274 | 18.3 | 0.12 | 0.96 | 1.33 | 0.26 |  | 9.78 | 2019 | 50 | 14.32 | 971 | -1 | 141.93 | 22111 | -94.9834 | 29.492 |  | 125 | 120 |  |  |  |  | N | N | N |  | N | 60264_G_BCGT1;3466_G_PHR1 |  | 51
60264_G_BCGT2 | TX | 48167 | PH ROBINSON STATION ELECTRIC GENERATING STATION |  | 4021011 | 126664413 | 60264 | BCGT2 |  |  | 6 | 000024 | 0.5491 | 0.0005 | 0.0052 | 0.0052 | 0.0016 |  | 0.0524 | 18.6979 | 0.1007 | 0.8016 | 1.1113 | 0.2627 |  | 7.6112 | 2019 | 50 | 14.32 | 971 | -1 | 141.93 | 22111 | -94.9837 | 29.4921 |  | 125 | 120 |  |  |  |  | N | N | N |  | N | 60264_G_BCGT2;3466_G_PHR2 |  | 21
60264_G_BCGT3 | TX | 48167 | PH ROBINSON STATION ELECTRIC GENERATING STATION | Bacliff | 4021011 | 127938613 | 60264 | BCGT3 | 60264 | BCGT3 | 6 | 000025 | [7 empty] | 17.89 | 0.08 | 0.6 | 0.83 | 0.16 |  | 6.81 | 2019 | 50 | 14.32 | 971 | -1 | 141.93 | 22111 | -94.984 | 29.4921 |  | 125 | 120 |  | 54 | N | Natural Gas | Y | N | N | 9999 | N | 3466_G_PHR3;60264_G_BCGT3 | Combustion Turbine | 389 | 388.5101 | 10745
60264_G_BCGT4 | TX | 48167 | PH ROBINSON STATION ELECTRIC GENERATING STATION | Bacliff | 4021011 | 127938713 | 60264 | BCGT4 | 60264 | BCGT4 | 6 | 000026 | [7 empty] | 16.16 | 0.09 | 0.71 | 0.99 | 0.23 |  | 7.84 | 2019 | 50 | 14.32 | 971 | -1 | 141.93 | 22111 | -94.9843 | 29.4922 |  | 125 | 120 |  | 54 | N | Natural Gas | Y | N | N | 9999 | N | 3466_G_PHR4;60264_G_BCGT4 | Combustion Turbine | 453 | 453.1201 | 10745
60264_G_BCGT5 | TX | 48167 | PH ROBINSON STATION ELECTRIC GENERATING STATION | Bacliff | 4021011 | 127938813 | 60264 | BCGT5 | 60264 | BCGT5 | 6 | 000027 | [7 empty] | 27.98 | 0.14 | 1.15 | 1.6 | 0.17 |  | 12.15 | 2019 | 50 | 14.32 | 971 | -1 | 141.93 | 22111 | -94.9845 | 29.4923 |  | 125 | 120 |  | 54 | N | Natural Gas | Y | N | N | 9999 | N | 3466_G_PHR5;60264_G_BCGT5 | Combustion Turbine | 729 | 729.3599 | 10745
60264_G_BCGT6 | TX | 48167 | PH ROBINSON STATION ELECTRIC GENERATING STATION | Bacliff | 4021011 | 127938913 | 60264 | BCGT6 | 60264 | BCGT6 | 6 | 000028 | [7 empty] | 21.53 | 0.11 | 0.84 | 1.17 | 0.22 |  | 8.02 | 2019 | 50 | 14.32 | 971 | -1 | 141.93 | 22111 | -94.9848 | 29.4924 |  | 125 | 120 |  | 54 | N | Natural Gas | Y | N | N | 9999 | N | 3466_G_PHR6;60264_G_BCGT6 | Combustion Turbine | 520 | 519.83 | 10745
55470_G_TR1 | TX | 48167 | SOUTH HOUSTON GREEN POWER SITE | Green Power 2 | 9132111 | 57493213 | 55470 | EPN801 | 55470 | TR1 | 147 | 000001 | 79.8 | 41.0146 | 75.6678 | 75.6678 | 0.8475 | 17.2878 | 12.9491 | 87.9704 | 43.166 | 70.5382 | 70.5382 | 0.8253 | 25.1321 | 9.5414 | 2019 | 125 | 19.9 | 200 | -1 | 55.94 | 221121 | -94.9332 | 29.3777 | 2710 | 125 | 120 | 65 | 158 | Y | Natural Gas | Y | N | N | 9999 | N | 55470_G_TR1;55470_G_ST1 | Combined Cycle | 7708 | 8693.9102 | 5500
55470_G_TR2 | TX | 48167 | SOUTH HOUSTON GREEN POWER SITE | Green Power 2 | 9132111 | 57493313 | 55470 | EPN802 | 55470 | TR2 | 147 | 000002 | 97.6 | 42.5663 | 78.568 | 78.568 | 0.8767 | 27.511 | 6.9896 | 72.762 | 56.2941 | 83.809 | 83.809 | 0.7456 | 15.072 | 32.9 | 2019 | 125 | 19.9 | 200 | -1 | 55.94 | 221121 | -94.9327 | 29.3777 | 2710 | 125 | 120 | 65 | 158 | Y | Natural Gas | Y | N | N | 9999 | N |  | Combined Cycle | 8419 | 8735.9297 | 5500
55470_G_TR3 | TX | 48167 | SOUTH HOUSTON GREEN POWER SITE | Green Power 2 | 9132111 | 57493413 | 55470 | EPN803 | 55470 | TR3 | 147 | 000003 | 88.3 | 40.3719 | 74.3614 | 74.3614 | 0.8752 | 20.5469 | 8.7759 | 86.2696 | 42.2991 | 64.117 | 64.117 | 0.8161 | 20.6837 | 9.8199 | 2019 | 125 | 19.9 | 200 | -1 | 55.94 | 221121 | -94.9322 | 29.3777 | 2710 | 125 | 120 | 65 | 158 | Y | Natural Gas | Y | N | N | 9999 | N |  | Combined Cycle | 8237 | 8714.4492 | 5500
55470_G_ST805 | TX | 48167 | SOUTH HOUSTON GREEN POWER SITE |  | 9132111 | 57493513 |  |  |  |  | 147 | 000010 | 2.5475 | 0.1367 | 0.1594 | 0.1594 | 0.0228 | 0.3562 | 3.8965 | 22.8464 | 1.6427 | 1.9165 | 1.9165 | 0.2738 | 3.4628 | 40.6514 | 2019 | 101 | 15 | 200 | -1 | 55 | 221121 | -94.9227 | 29.3782 | 1380 | 125 | 120 | 65 |  |  |  | N | N | N |  | N | 55470_G_ST805A;52132_G_GEN1 |  | 1419
52132_G_GEN2 | TX | 48167 | SOUTH HOUSTON GREEN POWER SITE | Power Station 4 | 9132111 | 57493613 |  |  | 52132 | GEN2 | 147 | 000011 | [7 empty] | 16.9888 | 1.264 | 1.4746 | 1.4746 | 0.2107 | 0.6912 | 18.8177 | 2019 | 101 | 15 | 200 | -1 | 55 | 221121 | -94.9227 | 29.3779 | 1380 | 125 | 120 |  | 69 | Y | Natural Gas | N | Y | N | 9999 | N | 55470_G_ST805B;52132_G_GEN2 | Combined Cycle | 2291 |  | 5831
6178_B_1 | TX | 48175 | COLETO CREEK POWER STATION | Coleto Creek | 4018411 | 34509413 | 6178 | 1 | 6178 | 1 | 2 | 000001 | 2048.9 | 8231.2 | 110.57 | 208.623 | 35.5904 | 0 | 3653.42 | 2419.5 | 11264.1 | 176.0464 | 332.163 | 40.2115 |  | 3603.753 | 2019 | 303 | 20 | 300 | -1 | 87 | 22111 | -97.2145 | 28.7128 | 6330 | 125 | 100 | 127 | 648 | N | Subbituminous | Y | N | N | 9999 | N |  | Coal Steam | 5674 | 5674.2998 | 10047
58005_G_CTG-1 | TX | 48181 | PANDA SHERMAN POWER STATION | Panda Sherman Power Station | 16862411 | 113092713 | 58005 | CTG1 | 58005 | CTG-1 | 202 | 000002 | 40.8221 | 3.5806 | 6.7732 | 6.7732 | 13.5751 | 33.0455 | 176.369 | 39.0845 | 3.6026 | 6.7823 | 6.7823 | 13.5933 | 38.1936 | 123.799 | 2019 | 140 | 21.42 | 165 | -1 | 36.2 | 236220 | -96.6146 | 33.5767 | 2840 | 125 | 120 | 139 | 204 | N | Natural Gas | Y | N | N | 9999 | N | 58005_G_CTG-1;58005_G_STG-1 | Combined Cycle | 5740 | 5740.3198 | 7203
58005_G_CTG-2 | TX | 48181 | PANDA SHERMAN POWER STATION | Panda Sherman Power Station | 16862411 | 113092813 | 58005 | CTG2 | 58005 | CTG-2 | 202 | 000003 | 37.974 | 3.5532 | 10.2976 | 10.2976 | 24.5274 | 40.8661 | 161.047 | 39.2109 | 3.5663 | 10.2978 | 10.2979 | 24.5283 | 39.2822 | 114.922 | 2019 | 140 | 21.42 | 165 | -1 | 36.2 | 236220 | -96.6142 | 33.5768 | 2370 | 125 | 120 | 139 | 204 | N | Natural Gas | Y | N | N | 9999 | N |  | Combined Cycle | 5658 | 5658.23 | 7203
3476_B_3 | TX | 48183 | AEP KNOX LEE POWER PLANT | Knox Lee | 4020611 | 34366013 | 3476 | 3 | 3476 | 3 | 7 | 000004 | 3.2 | 0.015 | 0.2 | 0.2 | 0.1 | 0.076755 | 2 | 2.8 | 0.013 | 0.2 | 0.2 | 0.1 | 0.068768 | 1.8 | 2019 | 100 | 7.1 | 350 | -1 | 48.3 | 22111 | -94.6416 | 32.3766 | 411 | 125 | 100 |  | 25 | N | Natural Gas | Y | N | N | 2020 | N |  | O/G Steam | 326 | 313.01 | 13630
3476_B_2 | TX | 48183 | AEP KNOX LEE POWER PLANT | Knox Lee | 4020611 | 34366113 | 3476 | 2 | 3476 | 2 | 7 | 000003 | 3.8 | 0.019 | 0.2 | 0.2 | 0.2 | 0.1008 | 2.6 | 1.8 | 0.009 | 0.1 | 0.1 | 0.1 | 0.046472 | 1.2 | 2019 | 100 | 7.1 | 300 | -1 | 48.3 | 22111 | -94.6418 | 32.3767 | 411 | 125 | 100 |  | 31 | N | Natural Gas | Y | N | N | 2020 | N |  | O/G Steam | 494 | 470.85 | 13884
3476_B_4 | TX | 48183 | AEP KNOX LEE POWER PLANT |  | 4020611 | 34366313 | 3476 | 4 |  |  | 7 | 000005 | 23.1 | 0.056 | 0.69 | 0.69 | 0.5 | 0.29154 | 0.3 | [5 empty] | 0.096837 |  | 2017 | 130 | 9.52 | 300 | -1 | 55.8 | 22111 | -94.6412 | 32.3765 | 848 | 125 | 100 |  |  |  |  | Y | N | N |  | N |  |  | 786 | 767.2
3476_B_5 | TX | 48183 | AEP KNOX LEE POWER PLANT | Knox Lee | 4020611 | 34366513 | 3476 | 5 | 3476 | 5 | 7 | 000006 | 83.4 | 0.4 | 5.46 | 5.4604 | 4 | 2.3065 | 0.74 | 70.1 | 0.4 | 5.05 | 5.0503 | 3.7 | 2.1303 | 0.68 | 2019 | 157 | 16 | 275 | -1 | 93.8 | 22111 | -94.6417 | 32.3767 | 3370 | 125 | 100 | 213 | 342 | N | Natural Gas, Distillate Fuel Oil | Y | N | N | 9999 | N |  | O/G Steam | 1280 | 1261.2001 | 12452
55062_G_GTG3 | TX | 48185 | TENASKA FRONTIER GENERATION STATION | Tenaska Frontier Generation Station | 6436111 | 16961013 | 55062 | 3 | 55062 | GTG3 | 13 | 000003 | 179.1 | 2.7805 | 13.6959 | 13.6959 | 4.4488 | 29.4118 | 71.9709 | 256.3 | 3.7193 | 19.046 | 19.046 | 10.051 | 39.4534 | 79.9299 | 2019 | 152 | 12 | 300 | -1 | 61 | 22111 | -95.9187 | 30.5928 | 2100 | 125 | 120 |  | 155 | N | Natural Gas, Distillate Fuel Oil | Y | N | N | 9999 | N |  | Combined Cycle | 5577 | 5578.5713 | 7173
55062_G_GTG2 | TX | 48185 | TENASKA FRONTIER GENERATION STATION | Tenaska Frontier Generation Station | 6436111 | 16961113 | 55062 | 2 | 55062 | GTG2 | 13 | 000002 | 202.6 | 3.1627 | 9.2518 | 9.2518 | 9.7815 | 33.5722 | 88.0586 | 169.9 | 2.5022 | 7.7236 | 7.7236 | 12.8393 | 26.5721 | 66.141 | 2019 | 152 | 12 | 300 | -1 | 61 | 22111 | -95.9183 | 30.593 | 2100 | 125 | 120 |  | 155 | N | Natural Gas, Distillate Fuel Oil | Y | N | N | 9999 | N |  | Combined Cycle | 6431 | 6434.5039 | 7173
55062_G_GTG1 | TX | 48185 | TENASKA FRONTIER GENERATION STATION | Tenaska Frontier Generation Station | 6436111 | 16961213 | 55062 | 1 | 55062 | GTG1 | 13 | 000001 | 211.501 | 3.1144 | 12.2398 | 12.2398 | 7.4679 | 33.3033 | 66.0466 | 160.7 | 2.5791 | 10.3175 | 10.3175 | 10.1778 | 27.6514 | 66.8242 | 2019 | 152 | 12 | 300 | -1 | 61 | 22111 | -95.9179 | 30.5931 | 2100 | 125 | 120 |  | 155 | N | Natural Gas, Distillate Fuel Oil | Y | N | N | 9999 | N |  | Combined Cycle | 6383 | 6370.3809 | 7173
6136_B_1 | TX | 48185 | GIBBONS CREEK | Gibbons Creek | 6436311 | 16959513 | 6136 | 1 | 6136 | 1 | 2 | 000002 | 1144 | 200 | 230 | 257.123 | 42.877 | 0 | 198 | [8 empty] | 465 | 20 | 200 | -1 | 82 | 22111 | -96.0817 | 30.6186 | 460 | 125 | 100 | 128 | 470 | N | Subbituminous | Y | N | N | 2019 | N |  | Coal Steam | 7335 | 4778.8696 | 10396
55153_G_CTG1 | TX | 48187 | GUADALUPE GENERATING STATION | Guadalupe Generating Station | 4018911 | 34400213 | 55153 | CTG-1 | 55153 | CTG1 | 12 | 000001 | 166.633 | 3.15 | 20.71 | 20.71 | 1.01 | 33.579 | 36.6523 | 147.34 | 2.77 | 16.65 | 16.65 | 0.812 | 29.6433 | 18.0275 | 2019 | 130 | 17.3 | 200 | -1 | 59 | 22111 | -98.1395 | 29.6226 | 1810 | 125 | 120 |  | 148 | N | Natural Gas | Y | N | N | 9999 | N |  | Combined Cycle | 6313 | 6312.5908 | 7178
55153_G_CTG2 | TX | 48187 | GUADALUPE GENERATING STATION | Guadalupe Generating Station | 4018911 | 34400313 | 55153 | CTG-2 | 55153 | CTG2 | 12 | 000003 | 151.502 | 2.81 | 18.43 | 18.43 | 0.899 | 30.0003 | 47.693 | 140.2385 | 2.63 | 16.18 | 16.18 | 0.789 | 28.1075 | 17.9556 | 2019 | 130 | 17.3 | 200 | -1 | 59 | 22111 | -98.1395 | 29.623 | 1890 | 125 | 120 |  | 148 | N | Natural Gas | Y | N | N | 9999 | N |  | Combined Cycle | 5623 | 5622.7964 | 7178
55153_G_CTG3 | TX | 48187 | GUADALUPE GENERATING STATION | Guadalupe Generating Station | 4018911 | 34400813 | 55153 | CTG-3 | 55153 | CTG3 | 12 | 000005 | 168.904 | 3.28 | 21.16 | 21.16 | 1.032 | 34.7943 | 66.5624 | 193.6218 | 3.95 | 23.84 | 23.84 | 1.163 | 42.2502 | 43.1365 | 2019 | 130 | 17.3 | 200 | -1 | 59 | 22111 | -98.1395 | 29.6237 | 1810 | 125 | 120 |  | 148 | N | Natural Gas | Y | N | N | 9999 | N |  | Combined Cycle | 6453 | 6452.5229 | 7178
55153_G_CTG4 | TX | 48187 | GUADALUPE GENERATING STATION | Guadalupe Generating Station | 4018911 | 34401213 | 55153 | CTG-4 | 55153 | CTG4 | 12 | 000006 | 183.068 | 3.65 | 23.4 | 23.4 | 1.142 | 38.6693 | 44.576 | 197.2103 | 3.79 | 22.96 | 22.96 | 1.12 | 40.4572 | 49.6553 | 2019 | 130 | 17.3 | 200 | -1 | 59 | 22111 | -98.1395 | 29.6241 | 1810 | 125 | 120 |  | 148 | N | Natural Gas | Y | N | N | 9999 | N |  | Combined Cycle | 7135 | 7135.3433 | 7178
55137_G_CTG1 | TX | 48187 | RIO NOGALES POWER PLANT | Rio Nogales Power Project | 7720411 | 2930213 | 55137 | CTG-1 | 55137 | CTG1 | 13 | 000001 | 106.4 | 2.3 | 39.7977 | 39.7977 | 0.5685 | 23.4648 | 19.5255 | 92.4 | 2.8 | 25.3974 | 25.3974 | 6.4689 | 29.6588 | 13.6 | 2019 | 125 | 18 | 500 | -1 | 72.8 | 22111 | -97.9731 | 29.5933 | 1860 | 125 | 120 |  | 165 | N | Natural Gas | Y | N | N | 9999 | N | 55137_G_STG1;55137_G_CTG1 | Combined Cycle | 5169 | 5168.5288 | 7050
55137_G_CTG2 | TX | 48187 | RIO NOGALES POWER PLANT | Rio Nogales Power Project | 7720411 | 2930313 | 55137 | CTG-2 | 55137 | CTG2 | 13 | 000002 | 113 | 2.3 | 20.1738 | 20.1738 | 1.6485 | 25.4294 | 17.0855 | 148.9 | 2.9 | 25.1194 | 25.1194 | 2.0527 | 31.1504 | 13.6 | 2019 | 125 | 18 | 500 | -1 | 72.8 | 22111 | -97.9731 | 29.5929 | 1860 | 125 | 120 |  | 169 | N | Natural Gas | Y | N | N | 9999 | N |  | Combined Cycle | 5588 | 5588.2998 | 7050
55137_G_CTG3 | TX | 48187 | RIO NOGALES POWER PLANT | Rio Nogales Power Project | 7720411 | 2930413 | 55137 | CTG-3 | 55137 | CTG3 | 13 | 000003 | 105.4 | 2.1 | 24.7538 | 24.7538 | 1.146 | 23.8386 | 21.377 | 161.1 | 3 | 34.6033 | 34.6033 | 1.602 | 32.753 | 16.4 | 2019 | 125 | 18 | 500 | -1 | 72.8 | 22111 | -97.9731 | 29.5925 | 1860 | 125 | 120 |  | 169 | N | Natural Gas | Y | N | N | 9999 | N |  | Combined Cycle | 5093 | 5093.3711 | 7050
58835_G_ELK1 | TX | 48189 | ANTELOPE STATION | Elk Station | 15625011 | 123094113 | 57865 | 1 | 58835 | ELK1 | 39 | 000021 | 3.68 |  | 0.9796 | 0.9796 | 0.3117 |  | 1.209 | 54.5 | 1.2 | 15.0947 | 15.0947 | 4.8029 |  | 19.6234 | 2019 | 170 | 24 | 1043 | -1 | 91.6 | 22111 | -101.8401 | 33.8643 | 1940 | 125 | 120 |  | 195 | N | Natural Gas | Y | N | N | 9999 | N |  | Combustion Turbine | 217 | 217.12 | 10955
58835_G_ELK2 | TX | 48189 | ANTELOPE STATION | Elk Station | 15625011 | 126608713 | 57865 | 2 | 58835 | ELK2 | 39 | 000024 | 5.2 |  | 1.4639 | 1.4639 | 0.4658 |  | 1.9378 | 51.384 | 1.4 | 14.8822 | 14.8822 | 4.7352 |  | 17.4602 | 2019 | 170 | 24 | 1043 | -1 | 91.6 | 22111 | -101.8386 | 33.8643 |  | 125 | 120 |  | 195 | N | Natural Gas | Y | N | N | 9999 | N |  | Combustion Turbine | 301 | 301.2401 | 10761
58835_G_ELK3 | TX | 48189 | ANTELOPE STATION | Elk Station | 15625011 | 126608813 | 57865 | 3 | 58835 | ELK3 | 39 | 000025 | 4.1 |  | 0.683 | 0.683 | 0.2174 |  | 2.0521 | 18.7 | 0.4 | 4.7805 | 4.7805 | 1.5211 |  | 10.0684 | 2019 | 170 | 24 | 1043 | -1 | 91.6 | 22111 | -101.8379 | 33.8643 |  | 125 | 120 |  | 195 | N | Natural Gas | Y | N | N | 9999 | N |  | Combustion Turbine | 145 | 145.03 | 10766
57865_G_E15 | TX | 48189 | ANTELOPE STATION | Antelope Station | 15625011 | 99191213 |  |  | 57865 | E15 | 39 | 000001 | 1.2415 | 0.5659 | 1.2581 | 1.2581 | 2.7602 | 0.4914 | 2.0614 | 2.5051 | 1.4373 | 2.8917 | 2.8917 | 6.1935 | 1.249 | 2.9184 | 2019 | 70 | 4 | 700 | -1 | 77 | 22111 | -101.8438 | 33.8648 | 12500 | 125 | 160 | 139 | 9.1 | N | Natural Gas | N | N | N | 9999 | N |  | Combustion Turbine | 828 |  | 10745
57865_G_E01 | TX | 48189 | ANTELOPE STATION | Antelope Station | 15625011 | 99191313 |  |  | 57865 | E01 | 39 | 000002 | 1.3416 | 0.7629 | 1.6263 | 1.6263 | 3.557 | 0.6627 | 2.2998 | 2.2989 | 1.5634 | 3.1069 | 3.1069 | 6.607 | 1.3586 | 4.0509 | 2019 | 70 | 4 | 700 | -1 | 77 | 22111 | -101.8437 | 33.8662 | 12500 | 125 | 160 | 139 | 9.1 | N | Natural Gas | N | N | N | 9999 | N |  | Combustion Turbine | 1163 |  | 10745
57865_G_E10 | TX | 48189 | ANTELOPE STATION | Antelope Station | 15625011 | 99191413 |  |  | 57865 | E10 | 39 | 000003 | 1.0626 | 0.5247 | 1.1509 | 1.1509 | 2.5177 | 0.4557 | 1.7688 | 2.6746 | 1.6246 | 3.2392 | 3.2392 | 6.901 | 1.4118 | 3.6655 | 2019 | 70 | 4 | 700 | -1 | 77 | 22111 | -101.8437 | 33.8656 | 12500 | 125 | 160 | 139 | 9.1 | N | Natural Gas | N | N | N | 9999 | N |  | Combustion Turbine | 777 |  | 10745
57865_G_E11 | TX | 48189 | ANTELOPE STATION | Antelope Station | 15625011 | 99191513 |  |  | 57865 | E11 | 39 | 000004 | 1.134 | 0.5331 | 1.1965 | 1.1965 | 2.6201 | 0.4629 | 1.9899 | 2.1192 | 1.4961 | 2.9898 | 2.9898 | 6.3485 | 1.3001 | 3.1968 | 2019 | 70 | 4 | 700 | -1 | 77 | 22111 | -101.8437 | 33.8656 | 12500 | 125 | 160 | 139 | 9.1 | N | Natural Gas | N | N | N | 9999 | N |  | Combustion Turbine | 772 |  | 10745
57865_G_E12 | TX | 48189 | ANTELOPE STATION | Antelope Station | 15625011 | 99191613 |  |  | 57865 | E12 | 39 | 000005 | 1.1056 | 0.5307 | 1.1802 | 1.1802 | 2.5805 | 0.4609 | 1.9118 | 2.4098 | 1.5495 | 3.0755 | 3.0755 | 6.551 | 1.3465 | 3.0512 | 2019 | 70 | 4 | 700 | -1 | 77 | 22111 | -101.8437 | 33.8655 | 12500 | 125 | 160 | 139 | 9.1 | N | Natural Gas | N | N | N | 9999 | N |  | Combustion Turbine | 776 |  | 10745
57865_G_E13 | TX | 48189 | ANTELOPE STATION | Antelope Station | 15625011 | 99191713 |  |  | 57865 | E13 | 39 | 000006 | 1.1141 | 0.5834 | 1.268 | 1.268 | 2.7718 | 0.5067 | 1.8927 | 2.251 | 1.4627 | 2.9255 | 2.9255 | 6.2411 | 1.2711 | 3.0725 | 2019 | 70 | 4 | 700 | -1 | 77 | 22111 | -101.8438 | 33.8649 | 12500 | 125 | 160 | 139 | 9.1 | N | Natural Gas | N | N | N | 9999 | N |  | Combustion Turbine | 872 |  | 10745
57865_G_E14 | TX | 48189 | ANTELOPE STATION | Antelope Station | 15625011 | 99191813 |  |  | 57865 | E14 | 39 | 000007 | 1.1179 | 0.5521 | 1.2154 | 1.2154 | 2.6604 | 0.4795 | 1.9099 | 2.353 | 1.4525 | 2.8893 | 2.8894 | 6.1684 | 1.2623 | 3.0354 | 2019 | 70 | 4 | 700 | -1 | 77 | 22111 | -101.8438 | 33.8648 | 12500 | 125 | 160 | 139 | 9.1 | N | Natural Gas | N | N | N | 9999 | N |  | Combustion Turbine | 815 |  | 10745
57865_G_E16 | TX | 48189 | ANTELOPE STATION | Antelope Station | 15625011 | 99191913 |  |  | 57865 | E16 | 39 | 000008 | 1.1716 | 0.5667 | 1.2567 | 1.2567 | 2.7527 | 0.4921 | 2.0463 | 2.2649 | 1.4567 | 2.9223 | 2.9223 | 6.2342 | 1.2659 | 3.0579 | 2019 | 70 | 4 | 700 | -1 | 77 | 22111 | -101.8438 | 33.8647 | 12500 | 125 | 160 | 139 | 9.1 | N | Natural Gas | N | N | N | 9999 | N |  | Combustion Turbine | 831 |  | 10745
57865_G_E17 | TX | 48189 | ANTELOPE STATION | Antelope Station | 15625011 | 99192013 |  |  | 57865 | E17 | 39 | 000009 | 1.1715 | 0.5588 | 1.2281 | 1.2281 | 2.6931 | 0.4853 | 1.9763 | 2.1762 | 1.359 | 2.7093 | 2.7093 | 5.7907 | 1.181 | 3.091 | 2019 | 70 | 4 | 700 | -1 | 77 | 22111 | -101.8437 | 33.8647 | 12500 | 125 | 160 | 139 | 9.1 | N | Natural Gas | N | N | N | 9999 | N |  | Combustion Turbine | 827 |  | 10745
57865_G_E18 | TX | 48189 | ANTELOPE STATION | Antelope Station | 15625011 | 99192113 |  |  | 57865 | E18 | 39 | 000010 | 1.1528 | 0.5676 | 1.2439 | 1.2439 | 2.7125 | 0.4929 | 1.9818 | 2.4027 | 1.4587 | 2.9293 | 2.9293 | 6.2785 | 1.2676 | 3.9968 | 2019 | 70 | 4 | 700 | -1 | 77 | 22111 | -101.8438 | 33.8646 | 12500 | 125 | 160 | 139 | 9.1 | N | Natural Gas | N | N | N | 9999 | N |  | Combustion Turbine | 841 |  | 10745
57865_G_E02 | TX | 48189 | ANTELOPE STATION | Antelope Station | 15625011 | 99192213 |  |  | 57865 | E02 | 39 | 000011 | 1.374 | 0.6781 | 1.4823 | 1.4823 | 3.2432 | 0.5889 | 2.2987 | 2.5174 | 1.564 | 3.1118 | 3.1118 | 6.6113 | 1.3591 | 3.7115 | 2019 | 70 | 4 | 700 | -1 | 77 | 22111 | -101.8437 | 33.8661 | 12500 | 125 | 160 | 139 | 9.1 | N | Natural Gas | N | N | N | 9999 | N |  | Combustion Turbine | 1008 |  | 10745
57865_G_E03 | TX | 48189 | ANTELOPE STATION | Antelope Station | 15625011 | 99192313 |  |  | 57865 | E03 | 39 | 000012 | 1.595 | 0.6664 | 1.4459 | 1.4459 | 3.1646 | 0.5788 | 2.174 | 2.4202 | 1.5894 | 3.1536 | 3.1536 | 6.7038 | 1.3813 | 2.9238 | 2019 | 70 | 4 | 700 | -1 | 77 | 22111 | -101.8438 | 33.8661 | 12500 | 125 | 160 | 139 | 9.1 | N | Natural Gas | N | N | N | 9999 | N |  | Combustion Turbine | 998 |  | 10745
57865_G_E04 | TX | 48189 | ANTELOPE STATION | Antelope Station | 15625011 | 99192413 |  |  | 57865 | E04 | 39 | 000013 | 1.2293 | 0.7369 | 1.5793 | 1.5793 | 3.4442 | 0.6401 | 2.1923 | 1.6902 | 1.5529 | 3.0857 | 3.0857 | 6.5417 | 1.3495 | 2.6528 | 2019 | 70 | 4 | 700 | -1 | 77 | 22111 | -101.8438 | 33.866 | 12500 | 125 | 160 | 139 | 9.1 | N | Natural Gas | N | N | N | 9999 | N |  | Combustion Turbine | 1116 |  | 10745
57865_G_E05 | TX | 48189 | ANTELOPE STATION | Antelope Station | 15625011 | 99192513 |  |  | 57865 | E05 | 39 | 000014 | 1.3033 | 0.674 | 1.4839 | 1.4839 | 3.2378 | 0.5854 | 2.276 | 2.0526 | 1.566 | 3.0987 | 3.0988 | 6.5973 | 1.361 | 2.7009 | 2019 | 70 | 4 | 700 | -1 | 77 | 22111 | -101.8437 | 33.866 | 12500 | 125 | 160 | 139 | 9.1 | N | Natural Gas | N | N | N | 9999 | N |  | Combustion Turbine | 995 |  | 10745
57865_G_E06 | TX | 48189 | ANTELOPE STATION | Antelope Station | 15625011 | 99192613 |  |  | 57865 | E06 | 39 | 000015 | 1.5373 | 0.6637 | 1.4474 | 1.4474 | 3.1698 | 0.5764 | 2.2548 | 2.3034 | 1.5236 | 3.0248 | 3.0249 | 6.4364 | 1.324 | 3.1837 | 2019 | 70 | 4 | 700 | -1 | 77 | 22111 | -101.8437 | 33.8659 | 12500 | 125 | 160 | 139 | 9.1 | N | Natural Gas | N | N | N | 9999 | N |  | Combustion Turbine | 990 |  | 10745
57865_G_E07 | TX | 48189 | ANTELOPE STATION | Antelope Station | 15625011 | 99192713 |  |  | 57865 | E07 | 39 | 000016 | 1.1326 | 0.509 | 1.1494 | 1.1494 | 2.5473 | 0.442 | 2.028 | 2.2299 | 1.59 | 3.1721 | 3.1722 | 6.7516 | 1.3817 | 3.3427 | 2019 | 70 | 4 | 700 | -1 | 77 | 22111 | -101.8437 | 33.8658 | 12500 | 125 | 160 | 139 | 9.1 | N | Natural Gas | N | N | N | 9999 | N |  | Combustion Turbine | 735 |  | 10745
57865_G_E08 | TX | 48189 | ANTELOPE STATION | Antelope Station | 15625011 | 99192813 |  |  | 57865 | E08 | 39 | 000017 | 1.1467 | 0.5469 | 1.2161 | 1.2161 | 2.6639 | 0.4749 | 1.9733 | 2.2895 | 1.5588 | 3.0933 | 3.0933 | 6.5907 | 1.3546 | 3.8447 | 2019 | 70 | 4 | 700 | -1 | 77 | 22111 | -101.8438 | 33.8657 | 12500 | 125 | 160 | 139 | 9.1 | N | Natural Gas | N | N | N | 9999 | N |  | Combustion Turbine | 799 |  | 10745
57865_G_E09 | TX | 48189 | ANTELOPE STATION | Antelope Station | 15625011 | 99192913 |  |  | 57865 | E09 | 39 | 000018 | 1.0976 | 0.5299 | 1.17 | 1.17 | 2.5626 | 0.4602 | 1.8531 | 2.3177 | 1.5687 | 3.1221 | 3.1221 | 6.6286 | 1.3632 | 2.6991 | 2019 | 70 | 4 | 700 | -1 | 77 | 22111 | -101.8437 | 33.8657 | 12500 | 125 | 160 | 139 | 9.1 | N | Natural Gas | N | N | N | 9999 | N |  | Combustion Turbine | 780 |  | 10745
56604_G_HC1 | TX | 48199 | HARDIN COUNTY PEAKING FACILITY | Hardin County Peaking Facility | 14748411 | 90268013 | 56604 | HCCT1 | 56604 | HC1 | 679 | 000001 | 4.605 | 0.0995 | 2.1475 | 2.1475 | 0.535 |  | 5.479 | 3.987 | 0.0835 | 1.845 | 1.845 | 2.1063 |  | 5.0465 | 2019 | 56 | 14.75 | 900 | -1 | 129 | 22111 | -94.2572 | 30.3035 | 1110 | 125 | 120 |  | 73 | N | Natural Gas | Y | N | N | 9999 | N |  | Combustion Turbine | 387 | 386.8999 | 12230
56604_G_HC2 | TX | 48199 | HARDIN COUNTY PEAKING FACILITY | Hardin County Peaking Facility | 14748411 | 90268113 | 56604 | HCCT2 | 56604 | HC2 | 679 | 000002 | 7.292 | 0.133 | 2.9175 | 2.9175 | 0.7485 |  | 9.153 | 3.515 | 0.645 | 1.433 | 1.433 | 1.7389 |  | 4.318 | 2019 | 56 | 14.75 | 900 | -1 | 129 | 22111 | -94.2571 | 30.3032 | 1110 | 125 | 120 |  | 73 | N | Natural Gas | Y | N | N | 9999 | N |  | Combustion Turbine | 534 | 533.44 | 12230
60460_G_CH1 | TX | 48201 | CHANNELVIEW PEAKING FACILITY | Chamon Power LLC | 17979411 | 127821613 |  |  | 60460 | CH1 | 2038 | 000001 | [7 empty] | 1.67 | 0.08 | 0.33 | 0.37 | 0.37 | 1 | 7.22 | 2019 | 65 | 10 | 800 | -1 | 119.5 | 22111 | -95.1104 | 29.8836 | 0.01 | 125 | 120 |  | 45 | N | Natural Gas | N | N | N | 9999 | N |  | Combustion Turbine | 1018 |  | 10811
60460_G_CH2 | TX | 48201 | CHANNELVIEW PEAKING FACILITY | Chamon Power LLC | 17979411 | 127821713 |  |  | 60460 | CH2 | 2038 | 000002 | [7 empty] | 1.5 | 0.09 | 0.31 | 0.35 | 0.35 | 0.56 | 7.04 | 2019 | 65 | 10 | 800 | -1 | 120.4 | 22111 | -95.1102 | 29.8835 | 0.01 | 125 | 120 |  | 45 | N | Natural Gas | N | N | N | 9999 | N |  | Combustion Turbine | 952 |  | 10811
60468_G_GT-1 | TX | 48201 | UNIT 1 | Friendswood Energy | 18897611 | 135218213 | 60468 | CT-1 | 60468 | GT-1 | 2042 | 000001 | [7 empty] | 7.5 | 0.04 | 3 | 3 | 0.94 | 1.5 | 2.3 | 2019 | 82 | 18 | 830 | -1 | 56 | 22111 | -95.4515 | 29.6473 | 0.01 | 125 | 120 | 139 | 117 | N | Natural Gas | Y | N | N | 9999 | N |  | Combustion Turbine | 708 | 752.7995 | 10745
55187_G_GT3a | TX | 48201 | CHANNELVIEW COGENERATION FACILITY |  | 4057511 | 33490113 |  |  |  |  | 1512 | 000007 | 3.82 | 0.21 | 1.75 | 1.75 | 0.32 | 0.44 | 3.03 | 4.36 | 0.23 | 1.94 | 1.94 | 0.35 | 0.4 | 3.72 | 2019 | 125 | 12 | 300 | -1 | 66.5 | 22111 | -95.121 | 29.8367 | 650 | 125 | 100 | 65 |  |  |  | N | Y | N |  | N |  |  | 5375
55187_G_GT2 | TX | 48201 | CHANNELVIEW COGENERATION FACILITY | Channelview Cogeneration Plant | 4057511 | 33490213 | 55187 | CHV2 | 55187 | GT2 | 1512 | 000003 | 86.34 | 4.41 | 36.76 | 36.76 | 6.768 | 15.21 | 64.55 | 76.61 | 4.08 | 33.99 | 33.99 | 6.259 | 18.19 | 51.07 | 2019 | 125 | 12 | 300 | -1 | 66.5 | 22111 | -95.121 | 29.8371 | 2060 | 125 | 120 |  | 161 | Y | Natural Gas | Y | N | N | 9999 | N |  | Combined Cycle | 8634 | 8627.8398 | 6131
55187_G_ST1 | TX | 48201 | CHANNELVIEW COGENERATION FACILITY | Channelview Cogeneration Plant | 4057511 | 33490313 |  |  | 55187 | ST1 | 1512 | 000008 | 2.22 | 0.12 | 1.02 | 1.02 | 0.18 | 0.84 | 1.52 | 3.89 | 0.22 | 1.86 | 1.86 | 0.34 | 1.54 | 5.79 | 2019 | 125 | 10 | 300 | -1 | 66.5 | 22111 | -95.121 | 29.8364 | 650 | 125 | 100 | 65 | 143 | Y | Natural Gas | N | Y | N | 9999 | N |  | Combined Cycle | 2911 |  | 6131
55187_G_GT2a | TX | 48201 | CHANNELVIEW COGENERATION FACILITY |  | 4057511 | 33490413 |  |  |  |  | 1512 | 000006 | 3.26 | 0.17 | 1.39 | 1.39 | 0.25 | 0.58 | 2.44 | 3.49 | 0.19 | 1.55 | 1.55 | 0.28 | 0.83 | 2.33 | 2019 | 125 | 12 | 300 | -1 | 66.5 | 22111 | -95.121 | 29.8371 | 650 | 125 | 100 | 65 |  |  |  | N | Y | N |  | N |  |  | 4196
55187_G_GT1a | TX | 48201 | CHANNELVIEW COGENERATION FACILITY |  | 4057511 | 33490513 |  |  |  |  | 1512 | 000005 | 4.07 | 0.21 | 1.73 | 1.73 | 0.31 | 0.52 | 4.87 | 4.44 | 0.23 | 1.95 | 1.95 | 0.35 | 0.4 | 4.21 | 2019 | 125 | 12 | 300 | -1 | 66.5 | 22111 | -95.121 | 29.8375 | 650 | 125 | 100 | 65 |  |  |  | N | Y | N |  | N |  |  | 5364
55187_G_GT3 | TX | 48201 | CHANNELVIEW COGENERATION FACILITY | Channelview Cogeneration Plant | 4057511 | 33490613 | 55187 | CHV3 | 55187 | GT3 | 1512 | 000004 | 76.68 | 4.22 | 35.2 | 35.2 | 6.482 | 8.82 | 60.71 | 79.04 | 4.22 | 35.15 | 35.15 | 6.474 | 7.3 | 67.51 | 2019 | 125 | 12 | 300 | -1 | 66.5 | 22111 | -95.121 | 29.8367 | 2060 | 125 | 120 | 65 | 165 | Y | Natural Gas | Y | N | N | 9999 | N |  | Combined Cycle | 8198 | 8195.3203 | 6131
55187_G_GT1 | TX | 48201 | CHANNELVIEW COGENERATION FACILITY | Channelview Cogeneration Plant | 4057511 | 33491013 | 55187 | CHV1 | 55187 | GT1 | 1512 | 000002 | 77.73 | 3.97 | 33.05 | 33.05 | 6.09 | 9.88 | 93.2 | 73.76 | 3.89 | 32.41 | 32.41 | 5.973 | 6.59 | 69.88 | 2019 | 125 | 12 | 300 | -1 | 66.5 | 22111 | -95.121 | 29.8375 | 2060 | 125 | 120 |  | 163 | Y | Natural Gas | Y | N | N | 9999 | N |  | Combined Cycle | 7962 | 7958.4507 | 6131
55187_G_GT4 | TX | 48201 | CHANNELVIEW COGENERATION FACILITY | Channelview Cogeneration Plant | 4057511 | 33491113 | 55187 | CHV4 | 55187 | GT4 | 1512 | 000001 | 74.48 | 4.1 | 34.14 | 34.14 | 6.292 | 28.11 | 50.93 | 69.11 | 3.98 | 33.13 | 33.13 | 6.107 | 27.32 | 102.82 | 2019 | 125 | 10 | 300 | -1 | 66.5 | 22111 | -95.121 | 29.8364 | 2060 | 125 | 120 | 65 | 159 | Y | Natural Gas | Y | N | N | 9999 | N |  | Combined Cycle | 8222 | 8214.0596 | 6131
3464_B_GBY5 | TX | 48201 | GREENS BAYOU ELECTRIC GENERATING STATION | Greens Bayou | 4777911 | 31929813 | 3464 | GBY5 | 3464 | GBY5 | 46 | 000005 | 0.5225 | 0.0059 | 0.0745 | 0.0745 | 0.0539 | 0.030405 | 0.0097 | [8 empty] | 271 | 9.5 | 300 | -1 | 67.2 | 22111 | -95.2195 | 29.8217 | 4500 | 125 | 100 |  | 406 | N | Natural Gas | Y | N | N | 2017 | N |  | O/G Steam | 27 | 26.71 | 11615
3464_G_73 | TX | 48201 | GREENS BAYOU ELECTRIC GENERATING STATION | Greens Bayou | 4777911 | 31929913 | 3464 | GBY73 | 3464 | 73 | 46 | 000006 | 6.7431 | 0.0211 | 0.2318 | 0.2318 | 0.0738 |  | 6.5324 | 37.481 | 0.1171 | 1.2884 | 1.2884 | 0.4099 |  | 36.3097 | 2019 | 45 | 12 | 500 | -1 | 83 | 22111 | -95.2229 | 29.8199 | 1000 | 125 | 120 | 213 | 54 | N | Natural Gas | Y | N | N | 9999 | N |  | Combustion Turbine | 109 | 108.99 | 15753
3464_G_74 | TX | 48201 | GREENS BAYOU ELECTRIC GENERATING STATION | Greens Bayou | 4777911 | 31930013 | 3464 | GBY74 | 3464 | 74 | 46 | 000007 | 4.8342 | 0.0151 | 0.1662 | 0.1662 | 0.0529 |  | 4.6831 | 36.2406 | 0.1133 | 1.2458 | 1.2458 | 0.3964 |  | 35.1081 | 2019 | 45 | 12 | 500 | -1 | 83 | 22111 | -95.2228 | 29.8197 | 1000 | 125 | 120 | 213 | 54 | N | Natural Gas | Y | N | N | 9999 | N |  | Combustion Turbine | 48 | 86.07 | 15753
3464_G_81 | TX | 48201 | GREENS BAYOU ELECTRIC GENERATING STATION | Greens Bayou | 4777911 | 31930213 | 3464 | GBY81 | 3464 | 81 | 46 | 000008 | 5.8369 | 0.0182 | 0.2006 | 0.2006 | 0.0638 |  | 5.6545 | 39.0318 | 0.122 | 1.3417 | 1.3417 | 0.4269 |  | 37.812 | 2019 | 45 | 12 | 500 | -1 | 83 | 22111 | -95.2227 | 29.8193 | 1000 | 125 | 120 | 213 | 54 | N | Natural Gas | Y | N | N | 9999 | N |  | Combustion Turbine | 58 | 94.83 | 15753
3464_G_82 | TX | 48201 | GREENS BAYOU ELECTRIC GENERATING STATION | Greens Bayou | 4777911 | 31930313 | 3464 | GBY82 | 3464 | 82 | 46 | 000009 | 3.3997 | 0.0106 | 0.1169 | 0.1169 | 0.0372 |  | 3.2935 | 37.6281 | 0.1176 | 1.2935 | 1.2935 | 0.4116 |  | 36.4522 | 2019 | 45 | 12 | 500 | -1 | 83 | 22111 | -95.2227 | 29.8192 | 1000 | 125 | 120 | 213 | 64 | N | Natural Gas | Y | N | N | 9999 | N |  | Combustion Turbine | 34 | 56.54 | 15753
3464_G_83 | TX | 48201 | GREENS BAYOU ELECTRIC GENERATING STATION | Greens Bayou | 4777911 | 31930413 | 3464 | GBY83 | 3464 | 83 | 46 | 000010 | 10.0976 | 0.0316 | 0.3471 | 0.3471 | 0.1104 |  | 9.782 | 40.2781 | 0.1259 | 1.3846 | 1.3846 | 0.4405 |  | 39.0195 | 2019 | 45 | 12 | 500 | -1 | 83 | 22111 | -95.2227 | 29.8187 | 1000 | 125 | 120 | 213 | 64 | N | Natural Gas | Y | N | N | 9999 | N |  | Combustion Turbine | 100 | 156.45 | 15753
3464_G_84 | TX | 48201 | GREENS BAYOU ELECTRIC GENERATING STATION | Greens Bayou | 4777911 | 31930513 | 3464 | GBY84 | 3464 | 84 | 46 | 000011 | 6.5965 | 0.0206 | 0.2268 | 0.2268 | 0.0721 |  | 6.3904 | 39.264 | 0.1227 | 1.3497 | 1.3497 | 0.4295 |  | 38.037 | 2019 | 45 | 12 | 500 | -1 | 83 | 22111 | -95.2228 | 29.8186 | 1000 | 125 | 120 | 213 | 64 | N | Natural Gas | Y | N | N | 9999 | N |  | Combustion Turbine | 65 | 105.8 | 15753
10436_G_GT38 | TX | 48201 | BAYTOWN REFINERY | ExxonMobil Baytown Refinery | 4924411 | 31409913 |  |  | 10436 | GT38 | 27 | 000612 | 36.403 | 1.7116 | 12.6221 | 12.6221 | 4.0676 | 11.7122 | 44.3775 | 23.9972 | 2.1926 | 12.5994 | 13.2416 | 3.967 | 11.9806 | 48.4851 | 2019 | 100 | 14 | 350 | -1 | 60 | 324110 | -95.0128 | 29.7453 | 240 | 126 | 120 |  | 28 | Y | Natural Gas | N | N | N | 9999 | N |  | Combustion Turbine | 8760 |  | 8700
10436_G_GT44 | TX | 48201 | BAYTOWN REFINERY | ExxonMobil Baytown Refinery | 4924411 | 31434313 |  |  | 10436 | GT44 | 27 | 000485 | 37.478 | 1.1565 | 7.8834 | 7.8834 | 3.0949 | 9.9397 | 29.5292 | 40.1802 | 1.435 | 8.4395 | 8.8648 | 2.9257 | 12.5895 | 27.4172 | 2019 | 55 | 13 | 379 | -1 | 16.09 | 324110 | -95.0036 | 29.7428 | 326 | 126 | 120 |  | 18 | Y | Natural Gas | N | N | N | 9999 | N |  | Combustion Turbine | 8760 |  | 8700
10436_G_GT43 | TX | 48201 | BAYTOWN REFINERY | ExxonMobil Baytown Refinery | 4924411 | 31434413 |  |  | 10436 | GT43 | 27 | 000484 | 25.6885 | 1.1841 | 8.5751 | 8.5751 | 3.1213 | 9.9777 | 25.0721 | 23.5482 | 1.5276 | 8.8996 | 9.3488 | 2.4918 | 13.1504 | 44.2456 | 2019 | 55 | 12.5 | 365 | -1 | 16.54 | 324110 | -95.0039 | 29.7425 | 326 | 126 | 120 |  | 18 | Y | Natural Gas | N | N | N | 9999 | N |  | Combustion Turbine | 8760 |  | 8700
10436_G_GT42 | TX | 48201 | BAYTOWN REFINERY | ExxonMobil Baytown Refinery | 4924411 | 31452713 |  |  | 10436 | GT42 | 27 | 000483 | 23.5971 | 1.2693 | 8.5035 | 8.5035 | 2.7669 | 10.0177 | 24.1981 | 15.7211 | 1.4054 | 8.2411 | 8.6539 | 4.6319 | 10.7473 | 33.3758 | 2019 | 55 | 12.5 | 395 | -1 | 15.16 | 324110 | -95.0039 | 29.7422 | 326 | 126 | 120 |  | 18 | Y | Natural Gas | N | N | N | 9999 | N |  | Combustion Turbine | 8760 |  | 8700
10436_G_GT41 | TX | 48201 | BAYTOWN REFINERY | ExxonMobil Baytown Refinery | 4924411 | 31452813 |  |  | 10436 | GT41 | 27 | 000482 | 17.8653 | 1.1734 | 8.5713 | 8.5713 | 3.1131 | 10.5214 | 30.3211 | 18.9118 | 1.4745 | 8.5087 | 8.9385 | 4.9093 | 11.4078 | 31.748 | 2019 | 55 | 13 | 384 | -1 | 15.09 | 324110 | -95.0042 | 29.7419 | 326 | 126 | 120 |  | 18 | Y | Natural Gas | N | N | N | 9999 | N |  | Combustion Turbine | 8760 |  | 8700
10436_G_GT45 | TX | 48201 | BAYTOWN REFINERY | ExxonMobil Baytown Refinery | 4924411 | 31496613 |  |  | 10436 | GT45 | 27 | 000613 | 26.8691 | 1.8188 | 13.8749 | 13.8749 | 4.4864 | 13.7037 | 35.3595 | 10.7262 | 1.343 | 9.0716 | 9.5482 | 2.5399 | 7.7359 | 16.076 | 2019 | 100 | 14 | 350 | -1 | 60 | 324110 | -95.0053 | 29.7414 | 326 | 126 | 120 |  | 28 | Y | Natural Gas | N | N | N | 9999 | N |  | Combustion Turbine | 8760 |  | 8700
10298_G_GEN4 | TX | 48201 | AIR LIQUIDE BAYPORT COMPL | Bayou Cogen Plant | 4925011 | 31371713 | 10298 | CG804 | 10298 | GEN4 | 73 | 000027 | 70.9 | 1.09 | 1.97 | 2.41 | 0.6475 | 27.2048 | 68.4 | 70.8 | 1.2 | 2.18 | 2.66 | 0.403 | 22.6669 | 78.03 | 2019 | 95 | 14.5 | 326 | -1 | 75.3 | 325120 | -95.047 | 29.6255 | 1110 | 129 | 120 | 25 | 65 | Y | Natural Gas | Y | N | N | 2015 | N |  | Combustion Turbine | 7970 | 8420.002 | 8700
10298_G_GT3 | TX | 48201 | AIR LIQUIDE BAYPORT COMPL |  | 4925011 | 31372013 | 10298 | CG803 |  |  | 73 | 000026 | 72.35 | 0.71 | 13.37 | 16.52 | 1.1801 | 27.7114 | 73.14 | 70.33 | 0.72 | 13.57 | 16.76 | 1.19 | 25.5308 | 78.96 | 2019 | 95 | 14.5 | 327 | -1 | 75.3 | 325120 | -95.0473 | 29.6255 | 1110 | 129 | 120 | 25 |  |  |  | Y | N | N |  | N | 10298_G_GT3;10298_G_GEN3 |  | 8266 | 8609.1094
10298_G_GT2 | TX | 48201 | AIR LIQUIDE BAYPORT COMPL |  | 4925011 | 31372113 | 10298 | CG802 |  |  | 73 | 000029 | 78.48 | 1.7 | 3.18 | 3.23 | 1.1785 | 23.3595 | 65.6 | 64.77 | 1.41 | 2.65 | 2.69 | 0.35 | 25.8548 | 60.3 | 2019 | 95 | 14.5 | 327 | -1 | 75.3 | 325120 | -95.0462 | 29.6256 | 1110 | 129 | 120 | 25 |  |  |  | Y | N | N |  | N | 10298_G_GT2;10298_G_GEN2 |  | 8427 | 7951.1797
10298_G_GT1 | TX | 48201 | AIR LIQUIDE BAYPORT COMPL |  | 4925011 | 31372213 | 10298 | CG801 |  |  | 73 | 000028 | 77.53 | 0.43 | 14.7 | 16.43 | 3.2424 |  | 51 | 74.26 | 0.4 | 13.54 | 15.14 | 5.99 |  | 66.83 | 2019 | 95 | 14.5 | 327 | -1 | 75.3 | 325120 | -95.0464 | 29.6255 | 1110 | 129 | 120 | 25 |  |  |  | N | Y | N |  | N | 10298_G_GEN1;10298_G_GT1 |  | 8618
3469_G_52 | TX | 48201 | TH WHARTON ELECTRIC GENERATING STATION | T H Wharton | 4926511 | 31236013 | 3469 | THW52 | 3469 | 52 | 42 | 000010 | 3.6218 | 0.011 | 0.1213 | 0.1213 | 0.0386 |  | 0.1287 | 50.6518 | 0.1543 | 1.697 | 1.697 | 0.5399 |  | 1.7998 | 2019 | 42 | 12 | 500 | -1 | 81 | 22111 | -95.533 | 29.943 | 1090 | 125 | 120 | 213 | 58 | N | Natural Gas | Y | N | N | 9999 | N |  | Combustion Turbine | 59 | 53.08 | 16279
3469_G_56 | TX | 48201 | TH WHARTON ELECTRIC GENERATING STATION | T H Wharton | 4926511 | 31236413 | 3469 | THW56 | 3469 | 56 | 42 | 000014 | 7.7622 | 0.0236 | 0.2601 | 0.2601 | 0.0827 |  | 0.2758 | 49.047 | 0.1494 | 1.6432 | 1.6432 | 0.5228 |  | 1.7428 | 2019 | 42 | 12 | 500 | -1 | 81 | 22111 | -95.5347 | 29.943 | 1090 | 125 | 120 | 213 | 58 | N | Natural Gas | Y | N | N | 9999 | N |  | Combustion Turbine | 109 | 108.89 | 16279
3469_G_55 | TX | 48201 | TH WHARTON ELECTRIC GENERATING STATION | T H Wharton | 4926511 | 31236713 | 3469 | THW55 | 3469 | 55 | 42 | 000013 | 5.0752 | 0.0155 | 0.17 | 0.17 | 0.0541 |  | 0.1803 | 45.7274 | 0.1393 | 1.532 | 1.532 | 0.4874 |  | 1.6248 | 2019 | 42 | 12 | 500 | -1 | 81 | 22111 | -95.5344 | 29.943 | 1090 | 125 | 120 | 213 | 58 | N | Natural Gas | Y | N | N | 9999 | N |  | Combustion Turbine | 73 | 73.16 | 16279
3469_G_31 | TX | 48201 | TH WHARTON ELECTRIC GENERATING STATION | T H Wharton | 4926511 | 31236813 | 3469 | THW31 | 3469 | 31 | 42 | 000002 | 5.8274 | 0.2108 | 2.3188 | 2.3188 | 0.7378 |  | 0.2539 | 7.9 | 0.3018 | 3.3198 | 3.3198 | 1.0563 |  | 0.341 | 2019 | 50 | 14 | 500 | -1 | 81 | 22111 | -95.5327 | 29.9416 | 970 | 125 | 120 |  | 57 | N | Natural Gas | Y | N | N | 9999 | N | 3469_G_3;3469_G_31 | Combined Cycle | 924 | 924.3302 | 9780
3469_G_53 | TX | 48201 | TH WHARTON ELECTRIC GENERATING STATION | T H Wharton | 4926511 | 31236913 | 3469 | THW53 | 3469 | 53 | 42 | 000011 | 10.5973 | 0.0323 | 0.355 | 0.355 | 0.113 |  | 0.3766 | 54.2828 | 0.1653 | 1.8186 | 1.8186 | 0.5786 |  | 1.9288 | 2019 | 42 | 12 | 500 | -1 | 81 | 22111 | -95.5335 | 29.943 | 1090 | 125 | 120 | 213 | 58 | N | Natural Gas | Y | N | N | 9999 | N |  | Combustion Turbine | 155 | 154.53 | 16279
3469_G_42 | TX | 48201 | TH WHARTON ELECTRIC GENERATING STATION | T H Wharton | 4926511 | 31237013 | 3469 | THW42 | 3469 | 42 | 42 | 000019 | 3.5311 | 0.1541 | 1.6955 | 1.6955 | 0.5395 |  | 0.0755 | 6.7 | 0.2996 | 3.2952 | 3.2952 | 1.0485 |  | 1.364 | 2019 | 50 | 14 | 500 | -1 | 81 | 22111 | -95.5348 | 29.9416 | 970 | 125 | 120 |  | 57 | N | Natural Gas | Y | N | N | 9999 | N |  | Combined Cycle | 698 | 697.71 | 9780
3469_G_41 | TX | 48201 | TH WHARTON ELECTRIC GENERATING STATION | T H Wharton | 4926511 | 31237113 | 3469 | THW41 | 3469 | 41 | 42 | 000006 | 5.0316 | 0.1955 | 2.1502 | 2.1502 | 0.6842 |  | 0.518 | 8.3 | 0.3075 | 3.3826 | 3.3826 | 1.0763 |  | 1.8349 | 2019 | 50 | 14 | 500 | -1 | 81 | 22111 | -95.5345 | 29.9416 | 970 | 125 | 120 |  | 57 | N | Natural Gas | Y | N | N | 9999 | N | 3469_G_41;3469_G_4 | Combined Cycle | 866 | 866.5197 | 9780
3469_G_44 | TX | 48201 | TH WHARTON ELECTRIC GENERATING STATION | T H Wharton | 4926511 | 31237213 | 3469 | THW44 | 3469 | 44 | 42 | 000008 | 3.6964 | 0.1388 | 1.5263 | 1.5263 | 0.4856 |  | 0.2732 | 8.5 | 0.3166 | 3.4822 | 3.4822 | 1.108 |  | 0.5804 | 2019 | 50 | 14 | 500 | -1 | 81 | 22111 | -95.5354 | 29.9416 | 970 | 125 | 120 |  | 57 | N | Natural Gas | Y | N | N | 9999 | N |  | Combined Cycle | 637 | 636.5801 | 9780
3469_G_34 | TX | 48201 | TH WHARTON ELECTRIC GENERATING STATION | T H Wharton | 4926511 | 31237313 | 3469 | THW34 | 3469 | 34 | 42 | 000005 | 5.006 | 0.199 | 2.1891 | 2.1891 | 0.6965 |  | 0.4787 | 7 | 0.2746 | 3.0207 | 3.0207 | 0.9611 |  | 0.2448 | 2019 | 50 | 14 | 500 | -1 | 81 | 22111 | -95.5337 | 29.9416 | 970 | 125 | 120 |  | 57 | N | Natural Gas | Y | N | N | 9999 | N |  | Combined Cycle | 894 | 894.0101 | 9780
3469_G_54 | TX | 48201 | TH WHARTON ELECTRIC GENERATING STATION | T H Wharton | 4926511 | 31237413 | 3469 | THW54 | 3469 | 54 | 42 | 000012 | 2.6692 | 0.0081 | 0.0894 | 0.0894 | 0.0285 |  | 0.0948 | 53.1298 | 0.1618 | 1.78 | 1.78 | 0.5664 |  | 1.8879 | 2019 | 42 | 12 | 500 | -1 | 81 | 22111 | -95.5337 | 29.943 | 1090 | 125 | 120 | 213 | 58 | N | Natural Gas | Y | N | N | 9999 | N |  | Combustion Turbine | 39 | 39.44 | 16279
3469_G_33 | TX | 48201 | TH WHARTON ELECTRIC GENERATING STATION | T H Wharton | 4926511 | 31237513 | 3469 | THW33 | 3469 | 33 | 42 | 000004 | 4.4294 | 0.1649 | 1.8143 | 1.8143 | 0.5773 |  | 0.5223 | 8.1 | 0.3065 | 3.3718 | 3.3718 | 1.0728 |  | 0.4218 | 2019 | 50 | 14 | 500 | -1 | 81 | 22111 | -95.5334 | 29.9416 | 970 | 125 | 120 |  | 57 | N | Natural Gas | Y | N | N | 9999 | N |  | Combined Cycle | 727 | 726.6701 | 9780
3469_G_51 | TX | 48201 | TH WHARTON ELECTRIC GENERATING STATION | T H Wharton | 4926511 | 31237613 | 3469 | THW51 | 3469 | 51 | 42 | 000009 | 5.5676 | 0.017 | 0.1865 | 0.1865 | 0.0594 |  | 0.1978 | 49.306 | 0.1502 | 1.6519 | 1.6519 | 0.5256 |  | 1.752 | 2019 | 42 | 12 | 500 | -1 | 81 | 22111 | -95.5327 | 29.943 | 1090 | 125 | 120 | 213 | 58 | N | Natural Gas | Y | N | N | 9999 | N |  | Combustion Turbine | 80 | 79.9 | 16279
3469_G_43 | TX | 48201 | TH WHARTON ELECTRIC GENERATING STATION | T H Wharton | 4926511 | 31237713 | 3469 | THW43 | 3469 | 43 | 42 | 000007 | 3.9465 | 0.1573 | 1.7298 | 1.7298 | 0.5504 |  | 0.2944 | 7.5 | 0.3068 | 3.3748 | 3.3748 | 1.0738 |  | 0.5057 | 2019 | 50 | 14 | 500 | -1 | 81 | 22111 | -95.5351 | 29.9416 | 970 | 125 | 120 |  | 57 | N | Natural Gas | Y | N | N | 9999 | N |  | Combined Cycle | 705 | 705.1799 | 9780
3469_G_32 | TX | 48201 | TH WHARTON ELECTRIC GENERATING STATION | T H Wharton | 4926511 | 31237913 | 3469 | THW32 | 3469 | 32 | 42 | 000003 | 5.4403 | 0.1993 | 2.1924 | 2.1924 | 0.6976 |  | 0.3654 | 6 | 0.2223 | 2.4451 | 2.4451 | 0.778 |  | 0.412 | 2019 | 50 | 14 | 500 | -1 | 81 | 22111 | -95.5331 | 29.9416 | 970 | 125 | 120 |  | 57 | N | Natural Gas | Y | N | N | 9999 | N |  | Combined Cycle | 900 | 900.1501 | 9780
3469_G_GT1 | TX | 48201 | TH WHARTON ELECTRIC GENERATING STATION | T H Wharton | 4926511 | 31238113 |  |  | 3469 | GT1 | 42 | 000001 | 0.5707 | 0.0013 | 0.0147 | 0.0147 | 0.0047 |  | 0.0622 | 3.42 | 0.008 | 0.0878 | 0.0878 | 0.0279 |  | 0.3726 | 2019 | 28 | 9.5 | 500 | -1 | 81 | 22111 | -95.5306 | 29.9418 | 237 | 125 | 120 |  | 13 | N | Natural Gas | N | N | N | 9999 | N |  | Combustion Turbine | 27 |  | 16278
57504_G_CHP1 | TX | 48201 | CENTRAL PLANT | TECO CHP-1 | 4942411 | 92105313 |  |  | 57504 | CHP1 | 887 | 000022 | 1.1961 | 0.1974 | 0.4693 | 0.4693 | 0.2313 | 1.0678 | 4.7997 | 2.43 | 0.3 | 2.3626 | 2.4085 | 0.3472 | 0.98 | 21.96 | 2019 | 130 | 10 | 225 | -1 | 70 | 221330 | -95.3986 | 29.7032 | 831 | 183 | 120 | 65 | 48 | Y | Natural Gas | N | Y | N | 9999 | N |  | Combustion Turbine | 1783 |  | 8700
55047_G_STG1 | TX | 48201 | PASADENA COGENERATION | Pasadena Cogeneration | 6422111 | 16816513 |  |  | 55047 | STG1 | 1474 | 000001 | 0.7061 | 0.01 | 0.02 | 0.02 | 0.0129 |  | 0.8936 | 3.2621 | 0.03 | 0.11 | 0.11 | 0.0778 |  | 5.8013 | 2019 | 130 | 5.25 | 350 | -1 | 30.3 | 22111 | -95.1769 | 29.7258 | 250 | 125 | 100 | 26 | 60 | Y | Natural Gas | N | Y | N | 9999 | N |  | Combined Cycle | 2367 |  | 7109
55047_G_STG2 | TX | 48201 | PASADENA COGENERATION | Pasadena Cogeneration | 6422111 | 16816613 |  |  | 55047 | STG2 | 1474 | 000006 | 5.0446 | 0.04 | 0.13 | 0.13 | 0.0904 |  | 5.6643 | 13.5162 | 0.097 | 0.31 | 0.31 | 0.2199 |  | 8.439 | 2017 | 130 | 5.25 | 350 | -1 | 30.3 | 22111 | -95.1769 | 29.7258 | 250 | 125 | 100 | 18 | 165 | Y | Natural Gas | N | Y | N | 9999 | N |  | Combined Cycle | 8067 |  | 7109
55047_G_CTG1 | TX | 48201 | PASADENA COGENERATION | Pasadena Cogeneration | 6422111 | 16816813 | 55047 | CG-1 | 55047 | CTG1 | 1474 | 000002 | 78.4971 | 3.4116 | 21.43 | 21.43 | 2.2087 | 5.0467 | 57.894 | 62.8596 | 2.452 | 15.53 | 15.53 | 1.5692 | 4.7197 | 119.2846 | 2019 | 125 | 12 | 500 | -1 | 72 | 22111 | -95.1767 | 29.7253 | 1840 | 125 | 120 | 65 | 165 | Y | Natural Gas | Y | N | N | 9999 | N |  | Combined Cycle | 7750 | 7749.6699 | 7109
55047_G_CTG3 | TX | 48201 | PASADENA COGENERATION | Pasadena Cogeneration | 6422111 | 16816913 | 55047 | CG-3 | 55047 | CTG3 | 1474 | 000008 | 119.278 | 3.28 | 6.83 | 6.83 | 1.8722 | 19.3739 | 111.234 | 112.8637 | 3.17 | 6.55 | 6.55 | 1.7952 | 14.3918 | 161.1902 | 2019 | 125 | 20 | 225 | -1 | 72 | 22111 | -95.1767 | 29.7244 | 1940 | 125 | 120 | 65 | 165 | Y | Natural Gas | Y | N | N | 9999 | N |  | Combined Cycle | 7089 | 7088.7207 | 7109
55047_G_CTG2 | TX | 48201 | PASADENA COGENERATION | Pasadena Cogeneration | 6422111 | 16817013 | 55047 | CG-2 | 55047 | CTG2 | 1474 | 000007 | 183.837 | 3.47 | 20.69 | 20.69 | 1.8547 | 8.628 | 104.279 | 173.0735 | 3.33 | 19.81 | 19.81 | 1.7761 | 15.4042 | 186.2037 | 2019 | 125 | 20 | 225 | -1 | 72 | 22111 | -95.1767 | 29.7264 | 1940 | 125 | 120 | 65 | 165 | Y | Natural Gas | Y | N | N | 9999 | N |  | Combined Cycle | 7419 | 7418.8398 | 7109
50815_G_GEN3 | TX | 48201 | ALTURA COGEN | Optim Energy Altura Cogen LLC | 6429411 | 16631813 | 50815 | ENG301 | 50815 | GEN3 | 387 | 000004 | 30.2037 | 1.6495 | 12.7115 | 12.7115 | 0.3869 | 17.7132 | 27.3945 | 59.0753 | 1.8395 | 14.147 | 14.147 | 0.4306 | 19.718 | 13.8175 | 2019 | 60 | 9 | 300 | -1 | 64.2 | 221121 | -95.1092 | 29.8159 | 854 | 125 | 120 | 25 | 70.1 | Y | Natural Gas | Y | N | N | 9999 | N |  | Combined Cycle | 8202 | 7626.1089 | 5500
50815_G_GEN7 | TX | 48201 | ALTURA COGEN | Optim Energy Altura Cogen LLC | 6429411 | 16632013 | 50815 | ENG601 | 50815 | GEN7 | 387 | 000013 | 94.8015 | 1.757 | 10.5847 | 10.5847 | 0.3822 | 18.8467 | 11.4415 | 56.756 | 1.6835 | 10.0325 | 10.0325 | 0.3623 | 17.8692 | 24.5335 | 2019 | 106 | 15 | 300 | -1 | 69.3 | 221121 | -95.1103 | 29.8159 | 961 | 125 | 120 | 25 | 69 | Y | Natural Gas | Y | N | N | 9999 | N |  | Combined Cycle | 8550 | 8342.9512 | 5500
50815_G_GEN2 | TX | 48201 | ALTURA COGEN | Optim Energy Altura Cogen LLC | 6429411 | 16632313 | 50815 | ENG201 | 50815 | GEN2 | 387 | 000005 | 54.8492 | 1.6672 | 9.9129 | 9.9129 | 0.3334 | 19.0417 | 56.2864 | 59.9338 | 1.8646 | 14.7659 | 14.7659 | 0.3729 | 21.0807 | 41.3312 | 2019 | 60 | 10 | 300 | -1 | 64.2 | 221121 | -95.1088 | 29.8159 | 854 | 125 | 120 | 25 | 69.8 | Y | Natural Gas | Y | N | N | 9999 | N |  | Combined Cycle | 8682 | 7784.8193 | 5500
50815_G_GEN1 | TX | 48201 | ALTURA COGEN | Optim Energy Altura Cogen LLC | 6429411 | 16632413 | 50815 | ENG101 | 50815 | GEN1 | 387 | 000003 | 54.9803 | 1.8813 | 11.3351 | 11.3351 | 0.6916 | 21.2495 | 19.1008 | 66.5704 | 1.8838 | 12.2445 | 12.2445 | 0.7177 | 21.0326 | 34.9914 | 2019 | 60 | 10 | 300 | -1 | 60.2 | 221121 | -95.1084 | 29.8159 | 854 | 125 | 120 | 25 | 69.8 | Y | Natural Gas | Y | N | N | 9999 | N | 50815_G_GEN1;50815_G_GEN6 | Combined Cycle | 7584 | 8694.2793 | 5500
50815_G_GEN5 | TX | 48201 | ALTURA COGEN | Optim Energy Altura Cogen LLC | 6429411 | 16632513 | 50815 | ENG501 | 50815 | GEN5 | 387 | 000002 | 31.683 | 1.81 | 11.1481 | 11.1481 | 0.6987 | 19.4713 | 44.6335 | 40.4473 | 1.92 | 11.7947 | 11.7947 | 0.7392 | 20.6003 | 154.169 | 2019 | 60 | 9 | 300 | -1 | 64.2 | 221121 | -95.1089 | 29.8145 | 854 | 125 | 120 | 25 | 68.4 | Y | Natural Gas | Y | N | N | 9999 | N |  | Combined Cycle | 7665 | 8297.6201 | 5500
50815_G_GEN4 | TX | 48201 | ALTURA COGEN | Optim Energy Altura Cogen LLC | 6429411 | 16632613 | 50815 | ENG401 | 50815 | GEN4 | 387 | 000001 | 31.7554 | 1.6425 | 8.0431 | 8.0431 | 0.3594 | 17.7198 | 28.182 | 51.2962 | 1.879 | 9.1232 | 9.1232 | 0.4076 | 20.1036 | 43.6365 | 2019 | 60 | 9 | 300 | -1 | 64.2 | 221121 | -95.1096 | 29.8159 | 854 | 125 | 120 | 25 | 75 | Y | Natural Gas | Y | N | N | 9999 | N |  | Combined Cycle | 8425 | 7659.6904 | 5500
10741_G_G104 | TX | 48201 | CLEAR LAKE COGENERATION |  | 6429511 | 16630813 | 10741 | G102 |  |  | 386 | 000001 | 86.4977 | 0.55 | 3.1 | 3.1 | 1.915 | 5.8448 | 107.838 | [8 empty] | 65 | 15 | 550 | -1 | 46.6 | 22111 | -95.067 | 29.6253 | 1100 | 125 | 120 | 205 |  |  |  | Y | N | N |  | N |  |  | 1735 | 1734.6794
10741_G_G103 | TX | 48201 | CLEAR LAKE COGENERATION |  | 6429511 | 16631213 | 10741 | G104 |  |  | 386 | 000003 | 58.3038 | 0.51 | 2.9 | 2.9 | 1.79 | 5.4639 | 154.743 | [8 empty] | 65 | 15 | 550 | -1 | 46.6 | 22111 | -95.0669 | 29.6259 | 1100 | 125 | 120 | 205 |  |  |  | Y | N | N |  | N |  |  | 1638 | 1637.6895
55464_G_CTG6 | TX | 48201 | DEER PARK ENERGY CENTER | Deer Park Energy Center | 6509911 | 112971913 | 55464 | CTG5 | 55464 | CTG6 | 1536 | 000022 | 44.8034 | 4.5311 | 32.24 | 32.24 | 0.6723 | 12.0665 | 17.7767 | 40.2052 | 4.2595 | 30.37 | 30.37 | 0.6332 | 11.0348 | 62.1068 | 2019 | 140 | 19 | 180 | -1 | 45.5 | 221121 | -95.1358 | 29.7136 | 1850 | 125 | 120 | 65 | 154.8 | Y | Natural Gas | Y | N | N | 9999 | N |  | Combined Cycle | 8408 | 8408.0186 | 6521
55464_G_CTG1 | TX | 48201 | DEER PARK ENERGY CENTER | Deer Park Energy Center | 6509911 | 17460713 | 55464 | CTG1 | 55464 | CTG1 | 1536 | 000001 | 57.6813 | 3.9964 | 7.55 | 7.55 | 10.16 | 14.4298 | 164.66 | 46.7544 | 3.3503 | 5.95 | 5.95 | 8.41 | 21.9108 | 163.6982 | 2019 | 140 | 19 | 180 | -1 | 45.5 | 221121 | -95.1336 | 29.7136 | 2710 | 125 | 120 | 65 | 169.8 | Y | Natural Gas | Y | N | N | 9999 | N |  | Combined Cycle | 6740 | 6794.0962 | 6521
55464_G_CTG2 | TX | 48201 | DEER PARK ENERGY CENTER | Deer Park Energy Center | 6509911 | 17460813 | 55464 | CTG2 | 55464 | CTG2 | 1536 | 000002 | 55.2282 | 3.6092 | 7.56 | 7.56 | 8.96 | 8.3516 | 171.842 | 57.468 | 4.1696 | 8.19 | 8.19 | 10.2 | 22.3385 | 81.1652 | 2019 | 140 | 19 | 180 | -1 | 45.5 | 221121 | -95.134 | 29.7136 | 2710 | 125 | 120 | 65 | 169.8 | Y | Natural Gas | Y | N | N | 9999 | N |  | Combined Cycle | 6489 | 6488.6694 | 6521
55464_G_CTG3 | TX | 48201 | DEER PARK ENERGY CENTER | Deer Park Energy Center | 6509911 | 17460913 | 55464 | CTG3 | 55464 | CTG3 | 1536 | 000003 | 59.8519 | 4.2116 | 7.74 | 7.74 | 10.52 | 12.5062 | 197.167 | 64.534 | 4.6741 | 8.35 | 8.35 | 11.49 | 11.2545 | 88.1944 | 2019 | 140 | 19 | 180 | -1 | 45.5 | 221121 | -95.1344 | 29.7136 | 2710 | 125 | 120 | 65 | 169.8 | Y | Natural Gas | Y | N | N | 9999 | N |  | Combined Cycle | 6821 | 6820.5825 | 6521
55464_G_CTG4 | TX | 48201 | DEER PARK ENERGY CENTER | Deer Park Energy Center | 6509911 | 17461013 | 55464 | CTG4 | 55464 | CTG4 | 1536 | 000004 | 63.6094 | 4.5698 | 9.62 | 9.62 | 11.35 | 13.9479 | 115.678 | 65.7057 | 4.7217 | 9.78 | 9.78 | 11.66 | 10.2871 | 106.4496 | 2019 | 140 | 19 | 180 | -1 | 45.5 | 221121 | -95.1349 | 29.7136 | 2710 | 125 | 120 | 65 | 169.8 | Y | Natural Gas | Y | N | N | 9999 | N |  | Combined Cycle | 7757 | 7757.021 | 6521
55299_G_CTG2 | TX | 48201 | CHANNEL ENERGY CENTER | Channel Energy Center LLC | 6510011 | 17458213 | 55299 | CTG2 | 55299 | CTG2 | 1537 | 000007 | 72.22 | 1.84 | 4.94 | 4.94 | 1.4078 | 15.8 | 344.29 | 39.4 | 1.61 | 2.75 | 2.75 | 0.7852 | 6.83 | 21.47 | 2019 | 160 | 12 | 500 | -1 | 51.8 | 22111 | -95.2325 | 29.7191 | 1750 | 125 | 120 | 65 | 185 | Y | Natural Gas | Y | N | N | 9999 | N |  | Combined Cycle | 7399 | 7398.7998 | 5500
55299_G_CTG1 | TX | 48201 | CHANNEL ENERGY CENTER | Channel Energy Center LLC | 6510011 | 17458513 | 55299 | CTG1 | 55299 | CTG1 | 1537 | 000004 | 64.0257 | 1.59 | 25.35 | 25.35 | 0.1345 | 36.61 | 66.06 | 79.4 | 2.17 | 34.5 | 34.5 | 0.183 | 30.2 | 18.04 | 2019 | 160 | 12 | 500 | -1 | 51.8 | 22111 | -95.232 | 29.7191 | 1750 | 125 | 120 | 65 | 185 | Y | Natural Gas | Y | N | N | 9999 | N |  | Combined Cycle | 6193 | 6193.1821 | 5500
55299_G_CTG3 | TX | 48201 | CHANNEL ENERGY CENTER | Channel Energy Center LLC | 6510011 | 17458613 | 55299 | CTG3 | 55299 | CTG3 | 1537 | 000008 | 38.9306 | 3.58 | 29.14 | 29.14 | 2.2288 | 22.95 | 102.72 | 34.91 | 3.24 | 26.09 | 26.09 | 1.996 | 17.98 | 74.5 | 2019 | 160 | 20 | 180 | -1 | 51.8 | 22111 | -95.233 | 29.719 | 1750 | 125 | 120 | 65 | 183 | Y | Natural Gas | Y | N | N | 9999 | N |  | Combined Cycle | 7725 | 7725.5391 | 5500
55299_G_ST-1 | TX | 48201 | CHANNEL ENERGY CENTER | Channel Energy Center LLC | 6510011 | 17458813 |  |  | 55299 | ST-1 | 1537 | 000001 | 3.7532 | 0.03 | 4.83 | 4.83 | 1.3595 | 0.0742 | 5.0105 | 3.1725 | 0.11 | 4.56 | 4.56 | 1.3003 | 0.122 | 6.917 | 2019 | 160 | 8.5 | 300 | -1 | 62.8 | 22111 | -95.2331 | 29.7179 | 430 | 125 | 100 |  | 215 | Y | Natural Gas | N | Y | N | 9999 | N |  | Combined Cycle | 7577 |  | 5500
55365_G_GT1 | TX | 48201 | LA PORTE FACILITY | Exelon LaPorte Generating Station | 6616311 | 17206513 | 55365 | GT-1 | 55365 | GT1 | 282 | 000032 | 4.584 | 0.06 | 0.353 | 0.353 | 0.013 |  | 1.269 | 4.804 | 0.115 | 0.364 | 0.364 |  |  | 2.654 | 2017 | 60 | 12 | 500 | -1 | 75 | 325120 | -95.0717 | 29.7027 | 467 |  | 120 |  | 38 | N | Natural Gas | Y | N | N | 9999 | N |  | Combustion Turbine | 645 | 665.5999 | 12926
55365_G_GT3 | TX | 48201 | LA PORTE FACILITY | Exelon LaPorte Generating Station | 6616311 | 17206613 | 55365 | GT-3 | 55365 | GT3 | 282 | 000034 | 4.134 | 0.064 | 0.379 | 0.379 | 0.014 |  | 2.826 | 4.015 | 0.109 | 0.505 | 0.505 |  |  | 0.393 | 2017 | 60 | 12 | 500 | -1 | 75 | 325120 | -95.0717 | 29.7032 | 467 |  | 120 |  | 38 | N | Natural Gas | Y | N | N | 9999 | N |  | Combustion Turbine | 608 | 714.6297 | 12927
55365_G_GT2 | TX | 48201 | LA PORTE FACILITY | Exelon LaPorte Generating Station | 6616311 | 17206713 | 55365 | GT-2 | 55365 | GT2 | 282 | 000033 | 3.672 | 0.062 | 0.363 | 0.363 | 0.014 |  | 2.093 | 4.266 | 0.105 | 0.335 | 0.335 |  |  | 0.374 | 2019 | 60 | 12 | 500 | -1 | 75 | 325120 | -95.0717 | 29.7029 | 467 |  | 120 |  | 38 | N | Natural Gas | Y | N | N | 9999 | N |  | Combustion Turbine | 651 | 684.9399 | 12927
55365_G_GT4 | TX | 48201 | LA PORTE FACILITY | Exelon LaPorte Generating Station | 6616311 | 17207913 | 55365 | GT-4 | 55365 | GT4 | 282 | 000035 | 4.177 | 0.063 | 0.37 | 0.37 | 0.014 |  | 1.487 | 5.162 | 0.122 | 0.575 | 0.575 |  |  | 0.434 | 2019 | 60 | 12 | 500 | -1 | 75 | 325120 | -95.0717 | 29.7034 | 467 |  | 120 |  | 38 | N | Natural Gas | Y | N | N | 9999 | N |  | Combustion Turbine | 619 | 698.0301 | 12927
7325_G_1 | TX | 48201 | SAN JACINTO STEAM ELECTRIC STATION | San Jacinto Steam Electric Station | 7907811 | 2583613 | 7325 | SJS1 | 7325 | 1 | 1444 | 000006 | 48.2627 | 1.9404 | 42.9506 | 42.9506 | 6.4681 | 21.8631 | 69.4913 | 70.2319 | 1.9433 | 40.6279 | 40.6279 | 6.4778 | 22.9395 | 47.7087 | 2019 | 100 | 15 | 500 | -1 | 71 | 22111 | -95.0411 | 29.6951 | 1030 | 125 | 120 | 213 | 81 | N | Natural Gas | Y | N | N | 9999 | N |  | Combustion Turbine | 7878 | 7877.8496 | 13501
7325_G_2 | TX | 48201 | SAN JACINTO STEAM ELECTRIC STATION | San Jacinto Steam Electric Station | 7907811 | 2583913 | 7325 | SJS2 | 7325 | 2 | 1444 | 000003 | 49.6967 | 1.8065 | 40.9652 | 40.9652 | 6.0217 | 20.6601 | 30.5405 | 79.9033 | 1.9769 | 42.2097 | 42.2097 | 6.5896 | 22.5989 | 25.9448 | 2019 | 100 | 15 | 500 | -1 | 71 | 22111 | -95.0411 | 29.6948 | 1030 | 125 | 120 | 213 | 81 | N | Natural Gas | Y | N | N | 9999 | N |  | Combustion Turbine | 7627 | 7626.6104 | 13501
7902_B_1 | TX | 48203 | AEP PIRKEY POWER PLANT | Pirkey | 4845611 | 29665713 | 7902 | 1 | 7902 | 1 | 22 | 000001 | 4214 | 4441 | 98 | 226.4 | 64.2 | 0 | 4922.9 | 2804.3 | 3073 | 65.3 | 151 | 46.1 |  | 3273.8 | 2019 | 525 | 25 | 150 | -1 | 85 | 22111 | -94.4845 | 32.461 | 6840 | 125 | 100 | 128 | 721 | N | Lignite, Subbituminous | Y | N | N | 2024 | N |  | Coal Steam | 8184 | 8164.479 | 10533
50141_G_WGN1 | TX | 48203 | SNIDER INDUSTRIES SAWMILL | Snider Industries | 4846511 | 29653913 |  |  | 50141 | WGN1 | 16 | 000003 | 34.32 | 2.746 | 13.61 | 41.23 | 8.1043 |  | 34.32 | 34.32 | 2.746 | 13.61 | 41.23 | 8.1043 |  | 34.32 | 2017 | 55 | 4.17 | 280 | -1 | 53 | 321113 | -94.3748 | 32.5782 | 94 | 135 | 100 | 8 | 5 | Y | Biomass | N | Y | N | 9999 | N |  | Biomass | 7584 |  | 12168
55176_G_GEN2 | TX | 48203 | EASTMAN COGENERATION FACILITY | Eastman Cogeneration Facility | 7908711 | 2580113 | 55176 | 2 | 55176 | GEN2 | 59 | 000002 | 143.974 | 3.3324 | 19.439 | 19.439 | 0.2396 | 38.2491 | 67.0397 | 147.7175 | 3.5556 | 20.741 | 20.741 | 0.2557 | 40.1206 | 61.8814 | 2019 | 150 | 18.75 | 209 | -1 | 60.5 | 221121 | -94.6902 | 32.4477 | 2200 | 125 | 120 |  | 153.7 | Y | Natural Gas | Y | N | N | 9999 | N |  | Combined Cycle | 8760 | 8468 | 5673
55176_G_GEN1 | TX | 48203 | EASTMAN COGENERATION FACILITY | Eastman Cogeneration Facility | 7908711 | 2580313 | 55176 | 1 | 55176 | GEN1 | 59 | 000001 | 144.404 | 3.2685 | 29.961 | 29.961 | 0.0391 | 37.4574 | 43.8695 | 179.964 | 3.5964 | 32.9674 | 32.9674 | 0.0433 | 40.5196 | 68.6594 | 2019 | 150 | 18.75 | 209 | -1 | 60.5 | 221121 | -94.6902 | 32.448 | 2200 | 125 | 120 |  | 153.7 | Y | Natural Gas | Y | N | N | 9999 | N | 55176_G_GEN3;55176_G_GEN1 | Combined Cycle | 8760 | 8363.9688 | 5673
55664_G_GT-1 | TX | 48203 | HARRISON COUNTY POWER PROJECT | Harrison County Power Project | 9123111 | 57531713 | 55664 | GT-1 | 55664 | GT-1 | 81 | 000001 | 65.94 | 2.6251 | 38.8363 | 38.8363 | 18.7635 | 40.1452 | 44.15 | 73.6 | 2.8403 | 42.0194 | 42.0194 | 10.1226 | 43.4356 | 35.39 | 2019 | 140 | 18 | 650 | -1 | 72.88 | 22111 | -94.4363 | 32.3958 | 1740 | 125 | 120 | 139 | 144.5 | N | Natural Gas | Y | N | N | 9999 | N |  | Combined Cycle | 5408 | 5279.1592 | 7344
55664_G_GT-2 | TX | 48203 | HARRISON COUNTY POWER PROJECT | Harrison County Power Project | 9123111 | 57531813 | 55664 | GT-2 | 55664 | GT-2 | 81 | 000002 | 71.83 | 2.6719 | 39.5279 | 39.5279 | 19.0977 | 40.8602 | 54.03 | 72.49 | 2.8917 | 42.7801 | 42.7801 | 10.1339 | 44.222 | 34.27 | 2019 | 140 | 18 | 650 | -1 | 72.88 | 22111 | -94.4361 | 32.3961 | 1740 | 125 | 120 | 139 | 144.5 | N | Natural Gas | Y | N | N | 9999 | N |  | Combined Cycle | 5419 | 5266.3809 | 7344
55144_G_U4 | TX | 48209 | HAYS ENERGY FACILITY | Hays Energy Project | 4927111 | 31205113 | 55144 | STK4 | 55144 | U4 | 15 | 000004 | 51.305 | 2.449 | 33.1867 | 33.1867 | 19.2863 | 0.5823 | 95.4842 | 53.905 | 1.802 | 19.8968 | 19.8968 | 29.6913 | 0.3492 | 185.9906 | 2019 | 150 | 4 | 500 | -1 | 40.8 | 22111 | -97.9888 | 29.7806 | 1760 | 125 | 120 | 65 | 213 | N | Natural Gas | Y | N | N | 9999 | N |  | Combined Cycle | 6617 | 6617.4907 | 7529
55144_G_U3 | TX | 48209 | HAYS ENERGY FACILITY | Hays Energy Project | 4927111 | 31205213 | 55144 | STK3 | 55144 | U3 | 15 | 000003 | 44.875 | 2.17 | 22.2053 | 22.2053 | 15.3781 | 0.0406 | 123.122 | 45.894 | 1.648 | 17.5956 | 17.5956 | 19.5071 | 0.0322 | 30.3844 | 2019 | 150 | 4 | 500 | -1 | 40.8 | 22111 | -97.9894 | 29.7808 | 1760 | 125 | 120 | 65 | 210 | N | Natural Gas | Y | N | N | 9999 | N |  | Combined Cycle | 4513 | 5751.1196 | 7568
55144_G_U2 | TX | 48209 | HAYS ENERGY FACILITY | Hays Energy Project | 4927111 | 31205313 | 55144 | STK2 | 55144 | U2 | 15 | 000002 | 50.823 | 2.253 | 22.2823 | 22.2823 | 17.0517 | 0.1374 | 150.997 | 55.327 | 1.934 | 16.0255 | 16.0255 | 7.2741 | 0.0987 | 8.7499 | 2019 | 150 | 18 | 500 | -1 | 40.8 | 22111 | -97.9903 | 29.781 | 1760 | 125 | 120 | 65 | 211 | N | Natural Gas | Y | N | N | 9999 | N |  | Combined Cycle | 6105 | 6104.7397 | 7532
55144_G_U1 | TX | 48209 | HAYS ENERGY FACILITY | Hays Energy Project | 4927111 | 31205413 | 55144 | STK1 | 55144 | U1 | 15 | 000001 | 45.036 | 2.066 | 24.7955 | 24.7955 | 19.0306 | 0.3799 | 53.5423 | 57.721 | 1.813 | 17.6679 | 17.6679 | 34.4028 | 0.2709 | 237.4317 | 2019 | 150 | 18 | 500 | -1 | 40.8 | 22111 | -97.9909 | 29.7812 | 1760 | 125 | 120 | 65 | 210 | N | Natural Gas | Y | N | N | 9999 | N |  | Combined Cycle | 5713 | 5713.2495 | 7554
3507_G_D2 | TX | 48213 | TRINIDAD STEAM ELEC STATION | Trinidad (TX) | 4863311 | 29419513 |  |  | 3507 | D2 | 2 | 000005 | 0.1889 | 0.0255 | 0.0031 | 0.0037 | 0.0052 |  | 0.0063 | 0.0155 | 0.0021 | 0.0003 | 0.0003 | 0.0005 |  | 0.0006 | 2019 | 16 | 2 | 400 | -1 | 35 | 22111 | -96.1022 | 32.1239 | 19.9 | 125 | 160 |  | 2 | N | Distillate Fuel Oil | N | N | N | 9999 | N |  | Combustion Turbine | 3 |  | 25000
3507_G_D1 | TX | 48213 | TRINIDAD STEAM ELEC STATION | Trinidad (TX) | 4863311 | 29419613 |  |  | 3507 | D1 | 2 | 000004 | 0.0482 | 0.0065 | 0.0008 | 0.001 | 0.0014 |  | 0.0017 | 0.0224 | 0.0031 | 0.0004 | 0.0005 | 0.0007 |  | 0.0008 | 2019 | 16 | 2 | 400 | -1 | 35 | 22111 | -96.1022 | 32.1239 | 19.9 | 125 | 160 |  | 2 | N | Distillate Fuel Oil | N | N | N | 9999 | N |  | Combustion Turbine | 4 |  | 25000
3507_B_9 | TX | 48213 | TRINIDAD STEAM ELEC STATION | Trinidad (TX) | 4863311 | 29419713 | 3507 | 9 | 3507 | 9 | 2 | 000003 | 24.656 | 0.085 | 1.0052 | 1.0052 | 0.7275 | 0.43889 | 3.1742 | 84.481 | 0.293 | 3.7349 | 3.7349 | 4.7895 | 1.528 | 11.7942 | 2019 | 175 | 16 | 250 | -1 | 37.8 | 22111 | -96.1011 | 32.1244 | 2430 | 125 | 100 |  | 235 | N | Natural Gas | Y | N | N | 9999 | N |  | O/G Steam | 297 | 296.3199 | 12604
59391_G_ENG01 | TX | 48215 | RED GATE POWER PLANT | Red Gate Power Plant | 17910611 | 126703713 |  |  | 59391 | ENG01 | 710 | 000002 | 0.1632 |  | 0.059 | 0.059 | 0.0326 | 0.0047 | 0.0126 | 1.345 | 0.0006 | 0.4785 | 0.4785 | 0.9916 | 0.0377 | 0.3936 | 2019 | 150 | 4.96 | 703 | -1 | 108.3 | 22111 | -98.178 | 26.4507 |  | 125 | 160 | 65 | 18.3 | N | Natural Gas | N | N | N | 9999 | N |  | Combustion Turbine | 471 |  | 10745
59391_G_ENG02 | TX | 48215 | RED GATE POWER PLANT | Red Gate Power Plant | 17910611 | 126703813 |  |  | 59391 | ENG02 | 710 | 000003 | 0.1855 |  | 0.0671 | 0.0671 | 0.037 | 0.0053 | 0.0143 | 1.3341 | 0.0005 | 0.4746 | 0.4746 | 0.9835 | 0.0374 | 0.3904 | 2019 | 150 | 4.96 | 703 | -1 | 108.3 | 22111 | -98.178 | 26.4506 |  | 125 | 160 | 65 | 18.3 | N | Natural Gas | N | N | N | 9999 | N |  | Combustion Turbine | 467 |  | 10745
59391_G_ENG03 | TX | 48215 | RED GATE POWER PLANT | Red Gate Power Plant | 17910611 | 126703913 |  |  | 59391 | ENG03 | 710 | 000004 | 0.1668 |  | 0.0604 | 0.0604 | 0.0333 | 0.0048 | 0.0129 | 1.3892 | 0.0006 | 0.4942 | 0.4942 | 1.0241 | 0.0389 | 0.4065 | 2019 | 150 | 4.96 | 703 | -1 | 108.3 | 22111 | -98.178 | 26.4506 |  | 125 | 160 | 65 | 18.3 | N | Natural Gas | N | N | N | 9999 | N |  | Combustion Turbine | 437 |  | 10745
59391_G_ENG04 | TX | 48215 | RED GATE POWER PLANT | Red Gate Power Plant | 17910611 | 126704013 |  |  | 59391 | ENG04 | 710 | 000005 | 0.1853 |  | 0.067 | 0.067 | 0.037 | 0.0053 | 0.0143 | 1.2802 | 0.0005 | 0.4554 | 0.4554 | 0.9438 | 0.0359 | 0.3746 | 2019 | 150 | 4.96 | 703 | -1 | 108.3 | 22111 | -98.178 | 26.4507 |  | 125 | 160 | 65 | 18.3 | N | Natural Gas | N | N | N | 9999 | N |  | Combustion Turbine | 473 |  | 10745
59391_G_ENG05 | TX | 48215 | RED GATE POWER PLANT | Red Gate Power Plant | 17910611 | 126704113 |  |  | 59391 | ENG05 | 710 | 000006 | 0.1819 |  | 0.0658 | 0.0658 | 0.0363 | 0.0052 | 0.014 | 1.2938 | 0.0005 | 0.4602 | 0.4602 | 0.9538 | 0.0363 | 0.3786 | 2019 | 150 | 4.96 | 703 | -1 | 108.3 | 22111 | -98.1779 | 26.4506 |  | 125 | 160 | 65 | 18.3 | N | Natural Gas | N | N | N | 9999 | N |  | Combustion Turbine | 462 |  | 10745
59391_G_ENG06 | TX | 48215 | RED GATE POWER PLANT | Red Gate Power Plant | 17910611 | 126704213 |  |  | 59391 | ENG06 | 710 | 000007 | 0.1873 |  | 0.0678 | 0.0678 | 0.0374 | 0.0053 | 0.0145 | 1.2938 | 0.0005 | 0.4602 | 0.4602 | 0.9538 | 0.0363 | 0.3786 | 2019 | 150 | 4.96 | 703 | -1 | 108.3 | 22111 | -98.1779 | 26.4506 |  | 125 | 160 | 65 | 18.3 | N | Natural Gas | N | N | N | 9999 | N |  | Combustion Turbine | 467 |  | 10745
59391_G_ENG07 | TX | 48215 | RED GATE POWER PLANT | Red Gate Power Plant | 17910611 | 126704313 |  |  | 59391 | ENG07 | 710 | 000008 | 0.1149 |  | 0.0416 | 0.0416 | 0.0229 | 0.0033 | 0.0089 | 1.5743 | 0.0006 | 0.56 | 0.56 | 1.1606 | 0.0441 | 0.4607 | 2019 | 150 | 4.96 | 703 | -1 | 108.3 | 22111 | -98.177 | 26.451 |  | 125 | 160 | 65 | 18.3 | N | Natural Gas | N | N | N | 9999 | N |  | Combustion Turbine | 270 |  | 10745
59391_G_ENG08 | TX | 48215 | RED GATE POWER PLANT | Red Gate Power Plant | 17910611 | 126704413 |  |  | 59391 | ENG08 | 710 | 000009 | 0.121 |  | 0.0438 | 0.0438 | 0.0242 | 0.0035 | 0.0093 | 1.5651 | 0.0006 | 0.5568 | 0.5568 | 1.1538 | 0.0439 | 0.458 | 2019 | 150 | 4.96 | 703 | -1 | 108.3 | 22111 | -98.177 | 26.451 |  | 125 | 160 | 65 | 18.3 | N | Natural Gas | N | N | N | 9999 | N |  | Combustion Turbine | 294 |  | 10745
59391_G_ENG09 | TX | 48215 | RED GATE POWER PLANT | Red Gate Power Plant | 17910611 | 126704513 |  |  | 59391 | ENG09 | 710 | 000010 | 0.1238 |  | 0.0448 | 0.0448 | 0.0247 | 0.0035 | 0.0096 | 1.5635 | 0.0006 | 0.5562 | 0.5562 | 1.1526 | 0.0438 | 0.4575 | 2019 | 150 | 4.96 | 703 | -1 | 108.3 | 22111 | -98.177 | 26.451 |  | 125 | 160 | 65 | 18.3 | N | Natural Gas | N | N | N | 9999 | N |  | Combustion Turbine | 289 |  | 10745
59391_G_ENG10 | TX | 48215 | RED GATE POWER PLANT | Red Gate Power Plant | 17910611 | 126704613 |  |  | 59391 | ENG10 | 710 | 000011 | 0.1806 |  | 0.0653 | 0.0653 | 0.036 | 0.0051 | 0.0139 | 1.611 | 0.0007 | 0.5731 | 0.5731 | 1.1876 | 0.0452 | 0.4714 | 2019 | 150 | 4.96 | 703 | -1 | 108.3 | 22111 | -98.177 | 26.451 |  | 125 | 160 | 65 | 18.3 | N | Natural Gas | N | N | N | 9999 | N |  | Combustion Turbine | 472 |  | 10745
59391_G_ENG11 | TX | 48215 | RED GATE POWER PLANT | Red Gate Power Plant | 17910611 | 126704713 |  |  | 59391 | ENG11 | 710 | 000012 | 0.1759 |  | 0.0636 | 0.0636 | 0.0351 | 0.005 | 0.0136 | 1.6211 | 0.0007 | 0.5767 | 0.5767 | 1.1951 | 0.0455 | 0.4744 | 2019 | 150 | 4.96 | 703 | -1 | 108.3 | 22111 | -98.1769 | 26.451 |  | 125 | 160 | 65 | 18.3 | N | Natural Gas | N | N | N | 9999 | N |  | Combustion Turbine | 472 |  | 10745
59391_G_ENG12 | TX | 48215 | RED GATE POWER PLANT | Red Gate Power Plant | 17910611 | 126704813 |  |  | 59391 | ENG12 | 710 | 000013 | 0.1831 |  | 0.0662 | 0.0662 | 0.0365 | 0.0052 | 0.0141 | 1.6348 | 0.0007 | 0.5816 | 0.5816 | 1.2052 | 0.0458 | 0.4784 | 2019 | 150 | 4.96 | 703 | -1 | 108.3 | 22111 | -98.1769 | 26.451 |  | 125 | 160 | 65 | 18.3 | N | Natural Gas | N | N | N | 9999 | N |  | Combustion Turbine | 487 |  | 10745
55123_G_CTG2 | TX | 48215 | MAGIC VALLEY GENERATING STATION | Magic Valley Generating Station | 4846411 | 29655013 | 55123 | CTG-2 | 55123 | CTG2 | 86 | 000003 | 77.0237 | 3.71 | 35.82 | 35.82 | 0.1235 | 15.8284 | 114.907 | 77.7402 | 3.32 | 31.89 | 31.89 | 0.11 | 13.2917 | 102.0535 | 2019 | 125 | 21 | 300 | -1 | 57.6 | 22111 | -98.1901 | 26.3397 | 2050 | 125 | 120 | 65 | 221 | N | Natural Gas | Y | N | N | 9999 | N |  | Combined Cycle | 5816 | 5815.7695 | 7300
55123_G_CTG1 | TX | 48215 | MAGIC VALLEY GENERATING STATION | Magic Valley Generating Station | 4846411 | 29655213 | 55123 | CTG-1 | 55123 | CTG1 | 86 | 000001 | 76.9558 | 3.18 | 13.73 | 13.73 | 0.1584 | 13.9054 | 281.087 | 69.5577 | 2.85 | 12.26 | 12.26 | 0.1415 | 21.1759 | 74.8702 | 2019 | 125 | 21 | 300 | -1 | 57.6 | 22111 | -98.1912 | 26.3399 | 2050 | 125 | 120 | 65 | 221 | N | Natural Gas | Y | N | N | 9999 | N |  | Combined Cycle | 5092 | 5091.7202 | 7300
55545_G_CTG1 | TX | 48215 | HIDALGO ENERGY CENTER | Hidalgo Energy Center | 6141711 | 15926013 | 7762 | HRSG1 | 55545 | CTG1 | 87 | 000001 | 166.764 | 3.1287 | 25.89 | 25.89 | 5.2845 | 33.8735 | 18.9623 | 197.906 | 2.9957 | 24.46 | 24.46 | 4.9926 | 32.0027 | 60.4589 | 2019 | 174 | 18 | 200 | -1 | 73 | 22111 | -98.175 | 26.3417 | 1950 | 125 | 120 |  | 149 | N | Natural Gas | Y | N | N | 9999 | N |  | Combined Cycle | 4526 | 7249.3408 | 7376
55545_G_CTG2 | TX | 48215 | HIDALGO ENERGY CENTER | Hidalgo Energy Center | 6141711 | 15926513 | 7762 | HRSG2 | 55545 | CTG2 | 87 | 000002 | 151.857 | 2.8095 | 22.77 | 22.77 | 4.6474 | 29.7897 | 36.7274 | 144.1087 | 2.8032 | 22.89 | 22.89 | 4.6718 | 29.9464 | 47.8824 | 2019 | 174 | 18 | 200 | -1 | 73 | 22111 | -98.1751 | 26.3412 | 599 | 125 | 120 |  | 149 | N | Natural Gas | Y | N | N | 9999 | N |  | Combined Cycle | 3368 | 6197.0435 | 7376
54338_G_GEND | TX | 48215 | W R COWLEY SUGAR HOUSE |  | 6429211 | 90149513 |  |  |  |  | 15 | 000022 | 136.685 | 10.1276 | 7.0478 | 8.1307 | 2.9354 |  | 52.4085 | 94.0191 | 6.9566 | 4.1369 | 5.59 | 1.9875 |  | 36.0573 | 2019 | 99 | 9.66 | 334 | -1 | 43.75 | 311314 | -97.8676 | 26.2708 | 525 | 154 | 100 | 128 |  |  |  | N | Y | N |  | N |  |  | 3840
55098_G_GEN2 | TX | 48215 | FRONTERA ENERGY CENTER |  | 7908611 | 2580413 | 55098 | 2 |  |  | 84 | 000002 | 96.7 | 2.5 | 35.21 | 35.52 | 6.82 | 25.8323 | 11.8 | 113.9 | 3.5 | 30.48 | 30.91 | 9.64 | 38.7312 | 5.4 | 2019 | 150 | 18.75 | 198 | -1 | 50 | 22111 | -98.3995 | 26.2082 | 1870 | 125 | 160 |  |  |  |  | Y | N | N |  | N |  |  | 6596 | 5710.6694
55098_G_GEN1 | TX | 48215 | FRONTERA ENERGY CENTER |  | 7908611 | 2580513 | 55098 | 1 |  |  | 84 | 000001 | 151.1 | 3.3 | 46.21 | 46.61 | 6.28 | 34.1349 | 9.6 | 120.6 | 3.6 | 30.53 | 30.97 | 9.58 | 38.9198 | 3.9 | 2019 | 150 | 18.75 | 198 | -1 | 50 | 22111 | -98.3996 | 26.2078 | 1870 | 125 | 160 |  |  |  |  | Y | N | N |  | N | 55098_G_GEN3;55098_G_GEN1 |  | 6897 | 6314.3799
59812_G_CGT5 | TX | 48221 | WOLF HOLLOW II | Wolf Hollow II | 17984911 | 127986913 | 59812 | CGT5 | 59812 | CGT5 | 731 | 000001 | [7 empty] | 48.968 | 6.5474 | 43.3179 | 43.318 | 15.9263 | 17.572 | 10.799 | 2019 | 150 | 22 | 167 | -1 | 63.9 | 22111 | -97.7353 | 32.3402 | 3910 | 125 | 120 |  | 317.9 | N | Natural Gas | Y | N | N | 9999 | N |  | Combined Cycle | 7708 | 7708.1401 | 7225
59812_G_STG6 | TX | 48221 | WOLF HOLLOW II | Wolf Hollow II | 17984911 | 127987613 |  |  | 59812 | STG6 | 731 | 000008 | [9 empty] | 0.0132 | 0.0132 | 0.0132 |  |  | 2019 | 62.0079 | 0.5 | 617.27 | -1 | 61.2861 | 22111 | -97.7344 | 32.3399 |  | 125 | 999 |  | 432 | N | Natural Gas | N | N | N | 9999 | N |  | Combined Cycle | 8760 |  | 7225
59812_G_CGT4 | TX | 48221 | WOLF HOLLOW II | Wolf Hollow II | 17984911 | 127987813 | 59812 | CGT4 | 59812 | CGT4 | 731 | 000010 | [7 empty] | 51.166 | 6.3992 | 48.1763 | 48.1763 | 9.1411 | 35.019 | 9.627 | 2019 | 150 | 22 | 167 | -1 | 63.9 | 22111 | -97.7357 | 32.34 | 3910 | 125 | 120 |  | 314.1 | N | Natural Gas | Y | N | N | 9999 | N |  | Combined Cycle | 7519 | 7518.7993 | 7225
8063_G_CT3 | TX | 48221 | DECORDOVA STEAM ELECTRIC STATION | DeCordova Steam Electric Station | 6153011 | 16225813 | 8063 | CT3 | 8063 | CT3 | 1 | 000003 | 3.145 | 0.186 | 0.0928 | 0.0928 | 0.0523 | 0.049819 | 0.008 | 22.224 | 0.6865 | 0.4106 | 0.4106 | 0.229 | 0.19738 | 0.0361 | 2019 | 60 | 20 | 996 | -1 | 86.8 | 22111 | -97.6982 | 32.4038 | 1140 | 125 | 120 |  | 70 | N | Natural Gas, Distillate Fuel Oil | Y | N | N | 9999 | N |  | Combustion Turbine | 24 | 23.65 | 13339
8063_G_CT4 | TX | 48221 | DECORDOVA STEAM ELECTRIC STATION | DeCordova Steam Electric Station | 6153011 | 16225913 | 8063 | CT4 | 8063 | CT4 | 1 | 000004 | 4.306 | 0.087 | 0.1367 | 0.1367 | 0.077 | 0.067896 | 0.0118 | 29.49 | 0.3844 | 0.5484 | 0.5484 | 0.3102 | 0.26674 | 0.0467 | 2019 | 60 | 20 | 996 | -1 | 86.8 | 22111 | -97.6979 | 32.4039 | 1140 | 125 | 120 |  | 71 | N | Natural Gas, Distillate Fuel Oil | Y | N | N | 9999 | N |  | Combustion Turbine | 32 | 31.99 | 13338
8063_G_CT1 | TX | 48221 | DECORDOVA STEAM ELECTRIC STATION | DeCordova Steam Electric Station | 6153011 | 16226213 | 8063 | CT1 | 8063 | CT1 | 1 | 000001 | 13.683 | 0.216 | 0.439 | 0.439 | 0.2503 | 0.21558 | 0.0367 | 42.275 | 0.0471 | 0.8012 | 0.8012 | 0.4583 | 0.38702 | 0.0664 | 2019 | 60 | 20 | 996 | -1 | 86.8 | 22111 | -97.6988 | 32.4036 | 1140 | 125 | 120 |  | 71 | N | Natural Gas, Distillate Fuel Oil | Y | N | N | 9999 | N |  | Combustion Turbine | 103 | 102.33 | 13340
8063_G_CT2 | TX | 48221 | DECORDOVA STEAM ELECTRIC STATION | DeCordova Steam Electric Station | 6153011 | 16226313 | 8063 | CT2 | 8063 | CT2 | 1 | 000002 | 8.572 | 0.084 | 0.2694 | 0.2694 | 0.1532 | 0.13483 | 0.0227 | 22.714 | 0.8841 | 0.4172 | 0.4172 | 0.2321 | 0.20005 | 0.0369 | 2019 | 60 | 20 | 996 | -1 | 86.8 | 22111 | -97.6985 | 32.4037 | 1140 | 125 | 120 |  | 70 | N | Natural Gas, Distillate Fuel Oil | Y | N | N | 9999 | N |  | Combustion Turbine | 61 | 60.41 | 13340
55139_G_CTG1 | TX | 48221 | WOLF HOLLOW I | Wolf Hollow I LP | 9116611 | 57528013 | 55139 | CTG1 | 55139 | CTG1 | 690 | 000001 | 158.694 | 3.629 | 60.8843 | 60.8843 | 0.0365 | 17.66 | 39.388 | 98.713 | 2.5483 | 38.8565 | 38.8565 | 34.5299 | 16.592 | 25.4653 | 2019 | 175 | 18.5 | 500 | -1 | 45.8 | 22111 | -97.7316 | 32.3333 | 2420 | 125 | 120 | 65 | 212.5 | N | Natural Gas | Y | N | N | 9999 | N | 55139_G_CTG1;55139_G_ST | Combined Cycle | 6702 | 6701.6299 | 8084
55139_G_CTG2 | TX | 48221 | WOLF HOLLOW I | Wolf Hollow I LP | 9116611 | 57528113 | 55139 | CTG2 | 55139 | CTG2 | 690 | 000002 | 134.693 | 3.3889 | 33.8425 | 33.8425 | 0.4654 | 14.5242 | 52.233 | 92.224 | 2.3808 | 23.6089 | 23.6089 | 34.8312 | 12.89 | 25.5075 | 2019 | 175 | 18.5 | 500 | -1 | 45.8 | 22111 | -97.7311 | 32.3335 | 2420 | 125 | 120 | 65 | 212.5 | N | Natural Gas | Y | N | N | 9999 | N |  | Combined Cycle | 6332 | 6331.6108 | 8084
52176_G_GEN1 | TX | 48227 | BIG SPRING COGENERATION | C R Wing Cogen Plant | 5649311 | 19944613 | 52176 | 1 | 52176 | GEN1 | 16 | 000001 | 53 | 0.2 | 2.8036 | 2.8036 | 0.0682 | 2.4447 | 2.98 | 249.4845 | 1.4 | 13.7845 | 13.786 | 0.3355 | 15.0297 | 14.6335 | 2019 | 90 | 14 | 300 | -1 | 46 | 22111 | -101.4222 | 32.2732 | 917 | 125 | 120 | 213 | 71 | Y | Natural Gas | Y | N | N | 9999 | N |  | Combined Cycle | 984 | 1135.2095 | 9048
52176_G_GEN3 | TX | 48227 | BIG SPRING COGENERATION | C R Wing Cogen Plant | 5649311 | 19944913 |  |  | 52176 | GEN3 | 16 | 000003 | 0.9074 | 0.0083 | 0.0083 | 0.0083 | 0.0216 |  | 0.1782 | 0.4333 | 0.004 | 0.004 | 0.004 | 0.0103 |  | 0.0851 | 2019 | 14 | 1 | 200 | -1 | 75 | 22111 | -101.4223 | 32.2729 | 13.6 | 125 | 160 |  | 70 | Y | Natural Gas | N | Y | N | 9999 | N |  | Combined Cycle | 66 |  | 9048
52176_G_GEN2 | TX | 48227 | BIG SPRING COGENERATION | C R Wing Cogen Plant | 5649311 | 19945013 | 52176 | 2 | 52176 | GEN2 | 16 | 000002 | 70 | 0.2 | 3.6353 | 3.6353 | 0.0885 | 3.1637 | 4.88 | 264.1235 | 1.4 | 13.088 | 13.0888 | 0.3186 | 14.2999 | 11.4445 | 2019 | 90 | 14 | 300 | -1 | 82 | 22111 | -101.4222 | 32.2734 | 917 | 125 | 120 | 213 | 71 | Y | Natural Gas | Y | N | N | 9999 | N |  | Combined Cycle | 1412 | 1463.5797 | 9048
4195_B_3 | TX | 48231 | STEAM POWER PLANT | Powerlane Plant | 5655711 | 19719713 | 4195 | 3 | 4195 | 3 | 9 | 000001 | 9.4 |  | 0.61 | 0.61 | 0.4415 |  | 6.7424 | 5.4 |  | 0.2025 | 0.2025 | 0.1466 |  | 2.2383 | 2019 | 70 | 8 | 300 | -1 | 47 | 22111 | -96.1268 | 33.1704 | 550 | 125 | 100 |  | 41 | N | Natural Gas | Y | N | N | 9999 | N |  | O/G Steam | 622 | 1417.25 | 14500
4195_B_1 | TX | 48231 | STEAM POWER PLANT | Powerlane Plant | 5655711 | 19719813 |  |  | 4195 | 1 | 9 | 000002 | 4.5835 | 0.0098 | 0.1244 | 0.1244 | 0.09 |  | 1.375 | [7 empty] | 2017 | 48 | 7 | 300 | -1 | 47 | 22111 | -96.1267 | 33.1707 | 269 | 125 | 100 |  | 17.5 | N | Natural Gas | N | N | N | 9999 | N |  | O/G Steam | 90 |  | 14500
4195_B_2 | TX | 48231 | STEAM POWER PLANT | Powerlane Plant | 5655711 | 19719913 | 4195 | 2 | 4195 | 2 | 9 | 000003 | 5.3 |  | 0.2054 | 0.2054 | 0.1487 |  | 2.2705 | 8.3 |  | 0.3135 | 0.3135 | 0.2269 |  | 3.4649 | 2019 | 51 | 7 | 300 | -1 | 47 | 22111 | -96.1268 | 33.1706 | 350 | 125 | 100 |  | 24 | N | Natural Gas | Y | N | N | 9999 | N |  | O/G Steam | 177 | 1037.5 | 14500
4195_G_EP | TX | 48231 | STEAM POWER PLANT | Powerlane Plant | 5655711 | 91523413 |  |  | 4195 | EP | 9 | 000008 | 2.8133 | 0.0146 | 1.6864 | 1.6864 | 3.5147 | 0.355 | 3.1567 | 5.3716 | 0.0441 | 5.0301 | 5.0301 | 9.7861 | 1.0696 | 5.3968 | 2019 | 65 | 4 | 698 | -1 | 77.76 | 22111 | -96.1263 | 33.17 | 72 | 125 | 160 | 65 | 8.2 | N | Natural Gas | N | N | N | 9999 | N |  | Combustion Turbine | 507 |  | 12400
4195_G_EP2 | TX | 48231 | STEAM POWER PLANT | Powerlane Plant | 5655711 | 91523513 |  |  | 4195 | EP2 | 9 | 000009 | 3.3929 | 0.0171 | 1.9665 | 1.9665 | 4.105 | 0.4139 | 3.6736 | 4.1586 | 0.0412 | 4.6903 | 4.6903 | 9.0887 | 0.9979 | 4.9842 | 2019 | 65 | 4 | 698 | -1 | 77.76 | 22111 | -96.1263 | 33.1699 | 72 | 125 | 160 | 65 | 8.2 | N | Natural Gas | N | N | N | 9999 | N |  | Combustion Turbine | 588 |  | 12399
4195_G_EP3 | TX | 48231 | STEAM POWER PLANT | Powerlane Plant | 5655711 | 91523613 |  |  | 4195 | EP3 | 9 | 000010 | 3.0553 | 0.0169 | 1.9493 | 1.9493 | 4.0279 | 0.4109 | 3.3959 | 3.9999 | 0.0421 | 4.7866 | 4.7866 | 9.1752 | 1.02 | 4.4071 | 2019 | 65 | 4 | 698 | -1 | 77.76 | 22111 | -96.1263 | 33.1699 | 72 | 125 | 160 | 65 | 8.2 | N | Natural Gas | N | N | N | 9999 | N |  | Combustion Turbine | 601 |  | 12399
10072_B_WHBOIL | TX | 48233 | BORGER CARBON BLACK PLANT | Engineered Carbons Borger Cogen | 5655811 | 19718313 |  |  | 10072 | WHBOIL | 1 | 000012 | 231.717 | 1916.28 | 18.93 | 26.415 | 27.647 |  | 1204.5 | 350.4032 | 3197.893 | 17.1762 | 23.9669 | 43.5932 |  | 1821.446 | 2019 | 98 | 10 | 421 | -1 | 57.49 | 325180 | -101.4328 | 35.6672 | 320 | 156 | 100 | 21 | 18.8 | N | Fossil Waste | N | Y | N | 9999 | N |  | Fossil Waste | 8640 |  | 10994
55064_G_UNT1 | TX | 48233 | BLACKHAWK POWER PLANT | Black Hawk Station | 7910111 | 2570213 | 55064 | 001 | 55064 | UNT1 | 41 | 000003 | 255 | 38.8 | 35.6 | 35.6 | 16.8687 | 4.7 | 38.8 | 224.7 | 37 | 30.4 | 30.4 | 14.905 | 4 | 38.1 | 2019 | 130 | 18 | 500 | -1 | 65 | 22111 | -101.3601 | 35.6964 | 1300 | 125 | 120 | 65 | 111.2 | Y | Natural Gas | Y | N | N | 9999 | N |  | Combustion Turbine | 8239 | 8230.46 | 8700
55064_G_UNT2B | TX | 48233 | BLACKHAWK POWER PLANT | Black Hawk Station | 7910111 | 2570413 | 55064 | 002 | 55064 | UNT2B | 41 | 000005 | 262.2 | 28.9 | 35.7 | 35.7 | 16.1379 | 4.7 | 32 | 231.8 | 31.5 | 30.8 | 30.8 | 14.6071 | 4.1 | 25.1 | 2019 | 130 | 18 | 500 | -1 | 65 | 22111 | -101.3597 | 35.6962 | 1300 | 125 | 120 | 65 | 113.3 | Y | Natural Gas | Y | N | N | 9999 | N |  | Combustion Turbine | 8678 | 8674.0293 | 8700
55230_G_CT1 | TX | 48237 | JACK COUNTY GENERATION FACILITY | Jack County | 13385011 | 71003913 | 55230 | CT-1 | 55230 | CT1 | 658 | 000001 | 75.9 | 2.7 | 14.04 | 14.04 | 4.09 | 4.7 | 31 | 69.78 | 2.29 | 17.78 | 17.78 | 2.8 | 2.15 | 97.62 | 2019 | 165 | 18 | 500 | -1 | 69 | 22111 | -97.9574 | 33.1011 | 2980 | 125 | 120 | 65 | 165 | N | Natural Gas | Y | N | N | 9999 | N |  | Combined Cycle | 6606 | 6606.1304 | 7298
55230_G_ST1 | TX | 48237 | JACK COUNTY GENERATION FACILITY | Jack County | 13385011 | 71004013 |  |  | 55230 | ST1 | 658 | 000002 | 5.3 | 0.2 | 2.41 | 2.41 |  |  | 2.2 | 4.116 | 0.135 | 1.049 | 1.049 |  |  | 5.759 | 2017 | 165 | 18 | 500 | -1 | 69 | 22111 | -97.9574 | 33.1011 | 600 | 125 | 100 |  | 290.5 | N | Natural Gas | N | N | N | 9999 | N |  | Combined Cycle | 1419 |  | 7298
55230_G_CT2 | TX | 48237 | JACK COUNTY GENERATION FACILITY | Jack County | 13385011 | 71004113 | 55230 | CT-2 | 55230 | CT2 | 658 | 000003 | 75.5 | 2.6 | 6.01 | 6.01 | 4.03 | 2.9 | 36.6 | 71.39 | 2.17 | 7.87 | 7.87 | 2.66 | 2.37 | 108.82 | 2019 | 165 | 18 | 500 | -1 | 68 | 22111 | -97.9574 | 33.1007 | 2980 | 125 | 120 | 65 | 165 | N | Natural Gas | Y | N | N | 9999 | N |  | Combined Cycle | 6498 | 6497.7095 | 7298
55230_G_ST1B | TX | 48237 | JACK COUNTY GENERATION FACILITY |  | 13385011 | 71004213 |  |  |  |  | 658 | 000004 | 5.3 | 0.2 | 2.06 | 2.06 |  |  | 2.6 | 4.115 | 0.125 | 0.454 | 0.454 |  |  | 6.273 | 2019 | 165 | 18 | 500 | -1 | 68 | 22111 | -97.9574 | 33.1007 | 600 | 125 | 100 |  |  |  |  | N | N | N |  | N |  |  | 1404
55230_G_CT3 | TX | 48237 | JACK COUNTY GENERATION FACILITY | Jack County | 13385011 | 99310413 | 55230 | CT-3 | 55230 | CT3 | 658 | 000021 | 32.6 | 2.7 | 7.12 | 7.12 | 0.99 | 9.2 | 49.3 | 34.15 | 2.26 | 8.68 | 8.68 | 0.24 | 10.12 | 128.37 | 2019 | 165 | 18 | 500 | -1 | 69 | 22111 | -97.9572 | 33.1027 | 2980 | 125 | 120 | 65 | 165 | N | Natural Gas | Y | N | N | 9999 | N |  | Combined Cycle | 6777 | 6776.6895 | 7298
55230_G_CT4 | TX | 48237 | JACK COUNTY GENERATION FACILITY | Jack County | 13385011 | 99310513 | 55230 | CT-4 | 55230 | CT4 | 658 | 000022 | 29.9 | 2.7 | 14.79 | 14.79 | 0.1 | 5.5 | 48.7 | 23.35 | 1.67 | 17.52 | 17.52 | 0.02 | 5.55 | 91.65 | 2019 | 165 | 18 | 500 | -1 | 69 | 22111 | -97.9572 | 33.1023 | 2980 | 125 | 120 | 65 | 165 | N | Natural Gas | Y | N | N | 9999 | N |  | Combined Cycle | 6813 | 6813.4448 | 7298
55230_G_ST2 | TX | 48237 | JACK COUNTY GENERATION FACILITY | Jack County | 13385011 | 99311113 |  |  | 55230 | ST2 | 658 | 000028 | 2 | 0.2 | 1.74 | 1.74 | 0.04 |  | 3.1 | 2.052 | 0.136 | 0.521 | 0.521 |  |  | 7.715 | 2017 | 165 | 18 | 500 | -1 | 69 | 22111 | -97.9572 | 33.1027 | 600 | 125 | 100 |  | 290.5 | N | Natural Gas | N | N | N | 9999 | N |  | Combined Cycle | 1653 |  | 7298
55230_G_ST2B | TX | 48237 | JACK COUNTY GENERATION FACILITY |  | 13385011 | 99311213 |  |  |  |  | 658 | 000029 | 1.9 | 0.2 | 2.91 | 2.91 |  |  | 3 | 1.746 | 0.125 | 1.31 | 1.31 |  |  | 6.852 | 2017 | 165 | 18 | 500 | -1 | 69 | 22111 | -97.9572 | 33.1023 | 600 | 125 | 100 |  |  |  |  | N | N | N |  | N |  |  | 1343
50625_G_TG24 | TX | 48245 | BEAUMONT REFINERY | ExxonMobil Beaumont Refinery | 4862411 | 29518213 |  |  | 50625 | TG24 | 18 | 000439 | 34.7 | 6.27 | 6.76 | 6.76 | 4.981 | 1.49 | 7.08 | 50.8794 | 10.9713 | 12.1027 | 12.1027 | 8.7218 | 4.0322 | 7.4643 | 2019 | 142 | 11 | 310 | -1 | 70 | 324110 | -94.0772 | 30.0583 | 546 | 126 | 120 |  | 32 | Y | Natural Gas | N | Y | N | 9999 | N |  | Combustion Turbine | 8687 |  | 8700
50625_G_TG41 | TX | 48245 | BEAUMONT REFINERY | ExxonMobil Beaumont Refinery | 4862411 | 71060413 | 50625 | 61STK1 | 50625 | TG41 | 18 | 000788 | 126 | 4.1 | 43 | 43 | 12.2444 | 10.2 | 18.8 | 48.4743 | 16.1332 | 36.6353 | 36.6353 | 10.4659 | 10.3278 | 25.3962 | 2019 | 40 | 3 | 560 | -1 | 30 | 324110 | -94.0661 | 30.0573 | 2530 | 126 | 120 |  | 145 | Y | Natural Gas | Y | N | N | 9999 | N |  | Combustion Turbine | 8740 | 7750.3301 | 8700
50625_G_TG42 | TX | 48245 | BEAUMONT REFINERY | ExxonMobil Beaumont Refinery | 4862411 | 71060513 | 50625 | 61STK2 | 50625 | TG42 | 18 | 000789 | 105 | 3.7 | 23.5 | 23.5 | 11.6132 | 10.7 | 6.79 | 46.1328 | 18.1242 | 21.0448 | 21.0448 | 11.7509 | 25.9133 | 17.598 | 2019 | 40 | 3 | 560 | -1 | 30 | 324110 | -94.0661 | 30.0573 | 2530 | 126 | 120 |  | 145 | Y | Natural Gas | Y | N | N | 9999 | N |  | Combustion Turbine | 8740 | 8120.3398 | 8700
50625_G_TG43 | TX | 48245 | BEAUMONT REFINERY | ExxonMobil Beaumont Refinery | 4862411 | 71060613 | 50625 | 61STK3 | 50625 | TG43 | 18 | 000790 | 141 | 4.3 | 31.4 | 31.4 | 13.0635 | 14.1 | 18.3 | 53.1273 | 23.2185 | 33.0444 | 33.0444 | 15.0683 | 24.1733 | 38.2334 | 2019 | 40 | 3 | 560 | -1 | 30 | 324110 | -94.0661 | 30.0573 | 2530 | 126 | 120 |  | 145 | Y | Natural Gas | Y | N | N | 9999 | N |  | Combustion Turbine | 8740 | 8734.1602 | 8700
54637_G_GCG2 | TX | 48245 | PORT NECHES OPERATIONS | JCO Oxides Olefins Plant | 4945211 | 30212613 |  |  | 54637 | GCG2 | 6 | 000201 | 85.3506 | 0.25 | 5.2398 | 5.2398 | 0.1306 |  | 6.5349 | 87.8921 | 0.2188 | 6.8632 | 6.8632 | 0.1911 |  | 8.537 | 2019 | 85 | 10.5 | 351 | -1 | 81 | 325110 | -93.9292 | 29.9637 | 420 | 129 | 120 |  | 30.5 | Y | Natural Gas | N | Y | N | 9999 | N |  | Combustion Turbine | 8760 |  | 8700
54637_G_GCG1 | TX | 48245 | PORT NECHES OPERATIONS | JCO Oxides Olefins Plant | 4945211 | 30212713 |  |  | 54637 | GCG1 | 6 | 000200 | 84.4402 | 0.3511 | 3.8517 | 3.8517 | 0.188 |  | 4.5691 | 103.8397 | 0.2223 | 3.5154 | 3.5154 | 0.2006 |  | 7.2403 | 2019 | 85 | 10.5 | 351 | -1 | 81 | 325110 | -93.9297 | 29.9635 | 420 | 129 | 120 |  | 30.5 | Y | Natural Gas | N | Y | N | 9999 | N |  | Combustion Turbine | 8208 |  | 8700
55309_G_GEN 5 | TX | 48245 | AIR PRODUCTS PORT ARTHUR FACILITY | Air Products Port Arthur | 5611511 | 105215513 |  |  | 55309 | GEN 5 | 667 | 000047 | [7 empty] | 10.6105 | 6.7337 | 8.4277 | 8.4277 |  | 3.6845 | 7.0737 | 2019 | 62 | 9 | 310 | -1 | 57 | 325120 | -93.9706 | 29.8654 |  |  | 290 |  | 32.8 | Y | Natural Gas | N | Y | N | 9999 | N |  | Combustion Turbine | 8470 |  | 8700
55309_G_GEN2 | TX | 48245 | AIR PRODUCTS PORT ARTHUR FACILITY |  | 5611511 | 22191713 |  |  |  |  | 667 | 000001 | 8.4603 | 2.9961 | 5.4546 | 5.4546 | 0.0819 | 0.0228 | 0.7621 | 9.7263 | 2.8806 | 4.8368 | 4.8368 | 0.307 | 0.3635 | 2.2272 | 2019 | 100 | 13 | 650 | -1 | 51 | 325120 | -93.9661 | 29.8668 | 532 |  | 120 | 65 |  |  |  | N | Y | N |  | N | 55309_G_GEN1;55309_G_GEN2 |  | 8760
55309_G_GEN4 | TX | 48245 | AIR PRODUCTS PORT ARTHUR FACILITY | Air Products Port Arthur | 5611511 | 70662813 |  |  | 55309 | GEN4 | 667 | 000009 | 9.3765 | 2.6803 | 4.7304 | 4.7304 | 1.4907 | 1.704 | 9.555 | 12.6716 | 3.0311 | 5.638 | 5.638 | 1.3044 | 0.807 | 8.0459 | 2019 | 200 | 11 | 650 | -1 | 45 | 325120 | -93.9718 | 29.8659 | 950 |  | 120 | 65 | 72.4 | Y | Natural Gas | N | Y | N | 9999 | N | 55309_G_GEN3;55309_G_GEN4 | Combustion Turbine | 4234 |  | 8700
54748_G_G1 | TX | 48245 | PORT NECHES ASU COGEN PLANT | Port Neches Plant | 6158311 | 15887413 |  |  | 54748 | G1 | 141 | 000001 | 22.46 | 0.1721 | 23.58 | 23.58 | 5.582 | 5.916 | 17.73 | 39.65 | 0.1582 | 21.78 | 21.78 | 3.535 | 12.748 | 30.45 | 2019 | 100 | 12 | 500 | -1 | 22.3097 | 325120 | -93.9523 | 29.9787 | 427 |  | 120 | 65 | 32 | Y | Natural Gas | N | Y | N | 9999 | N |  | Combustion Turbine | 8269 |  | 8700
55122_G_UN2 | TX | 48245 | BASF TOTAL NAFTA REGION OLEFINS COMPLEX | NAFTA Region Olefins Complex Cogen Fac | 6445411 | 16642913 |  |  | 55122 | UN2 | 182 | 000020 | 27.0952 | 0.1935 | 15.613 | 15.613 | 1.2313 | 0.4074 | 15.8563 | 24.9031 | 0.1498 | 9.5439 | 9.5439 | 0.7527 | 1.11 | 24.7542 | 2019 | 95 | 10.75 | 300 | -1 | 67.92 | 325110 | -93.8835 | 29.9546 | 228 | 129 | 120 |  | 35 | Y | Natural Gas | N | Y | N | 9999 | N |  | Combustion Turbine | 8601 |  | 8700
55122_G_UN1 | TX | 48245 | BASF TOTAL NAFTA REGION OLEFINS COMPLEX | NAFTA Region Olefins Complex Cogen Fac | 6445411 | 16643013 |  |  | 55122 | UN1 | 182 | 000019 | 36.6144 | 0.2434 | 11.5045 | 11.5045 | 3.8061 | 0.0306 | 20.0097 | 18.9655 | 0.17 | 5.715 | 5.715 | 1.891 | 0.06 | 32.9493 | 2019 | 95 | 10.75 | 300 | -1 | 67.92 | 325110 | -93.8838 | 29.9543 | 228 | 129 | 120 |  | 35 | Y | Natural Gas | N | Y | N | 9999 | N |  | Combustion Turbine | 7891 |  | 8700
54817_G_GT-1 | TX | 48251 | JOHNSON COUNTY GENERATION FACILITY | Johnson County | 6364211 | 15353013 | 54817 | EAST | 54817 | GT-1 | 34 | 000001 | 57.59 | 1.06 | 11.79 | 11.79 | 2.8132 | 3.87 | 34.34 | 109.31 | 1.91 | 21.06 | 21.06 | 10.0459 | 10.03 | 62.47 | 2019 | 132 | 10 | 300 | -1 | 60 | 22111 | -97.4086 | 32.3993 | 1950 | 125 | 120 | 65 | 163 | N | Natural Gas, Distillate Fuel Oil | Y | N | N | 9999 | N |  | Combined Cycle | 2360 | 2360.0508 | 8158
54817_G_ST-1 | TX | 48251 | JOHNSON COUNTY GENERATION FACILITY | Johnson County | 6364211 | 15353213 |  |  | 54817 | ST-1 | 34 | 000003 | 2.5 | 0.05 | 0.491 | 0.491 | 0.04 |  | 1.49 | 3.589 | 0.0629 | 0.6913 | 0.6913 | 0.2201 |  | 2.0511 | 2017 | 132 | 10 | 300 | -1 | 60 | 22111 | -97.4086 | 32.3993 | 375 | 125 | 100 | 65 | 104 | N | Natural Gas, Distillate Fuel Oil | N | N | N | 9999 | N |  | Combined Cycle | 741 |  | 8158
55480_G_U1 | TX | 48257 | FORNEY POWER PLANT | Forney Energy Center | 9146511 | 57544813 | 55480 | U1 | 55480 | U1 | 680 | 000001 | 196.562 | 3.375 | 35.4473 | 35.4473 | 0.5773 | 36.0662 | 195.637 | 182.393 | 3.25 | 34.1352 | 34.1352 | 0.6376 | 34.7311 | 67.4795 | 2019 | 142 | 20 | 500 | -1 | 54 | 22111 | -96.4908 | 32.7576 | 550 | 125 | 120 |  | 167 | N | Natural Gas | Y | N | N | 9999 | N |  | Combined Cycle | 6293 | 6293.4507 | 7376
55480_G_U2 | TX | 48257 | FORNEY POWER PLANT | Forney Energy Center | 9146511 | 57544913 | 55480 | U2 | 55480 | U2 | 680 | 000002 | 190.638 | 3.408 | 10.2843 | 10.2844 | 2.1351 | 36.4213 | 147.11 | 169.197 | 3.254 | 9.814 | 9.8141 | 2.7369 | 34.7556 | 52.9449 | 2019 | 142 | 20 | 500 | -1 | 54 | 22111 | -96.4909 | 32.7573 | 550 | 125 | 120 |  | 159 | N | Natural Gas | Y | N | N | 9999 | N |  | Combined Cycle | 6250 | 6250.4375 | 7376
55480_G_U3 | TX | 48257 | FORNEY POWER PLANT | Forney Energy Center | 9146511 | 57545013 | 55480 | U3 | 55480 | U3 | 680 | 000003 | 205.156 | 3.401 | 10.2631 | 10.2631 | 1.4035 | 36.346 | 184.476 | 172.186 | 3.212 | 11.1866 | 11.1867 | 1.326 | 34.3091 | 57.8867 | 2019 | 142 | 20 | 500 | -1 | 54 | 22111 | -96.4911 | 32.757 | 550 | 125 | 120 |  | 159 | N | Natural Gas | Y | N | N | 9999 | N |  | Combined Cycle | 6302 | 6302.0557 | 7376
55480_G_U4 | TX | 48257 | FORNEY POWER PLANT | Forney Energy Center | 9146511 | 57545113 | 55480 | U4 | 55480 | U4 | 680 | 000004 | 208.112 | 3.341 | 34.6817 | 34.6817 | 0.5717 | 35.6838 | 240.556 | 241.854 | 4.29 | 44.5411 | 44.5412 | 0.7373 | 45.828 | 60.7765 | 2019 | 142 | 20 | 500 | -1 | 54 | 22111 | -96.4914 | 32.7563 | 550 | 125 | 120 |  | 167 | N | Natural Gas | Y | N | N | 9999 | N |  | Combined Cycle | 6269 | 6269.3667 | 7376
55480_G_U5 | TX | 48257 | FORNEY POWER PLANT | Forney Energy Center | 9146511 | 57545213 | 55480 | U5 | 55480 | U5 | 680 | 000005 | 203.283 | 3.382 | 19.2114 | 19.2115 | 0.6989 | 36.113 | 174.011 | 244.256 | 4.294 | 24.4078 | 24.4079 | 0.9345 | 45.8808 | 59.5201 | 2019 | 142 | 20 | 500 | -1 | 54 | 22111 | -96.4916 | 32.756 | 550 | 125 | 120 |  | 159 | N | Natural Gas | Y | N | N | 9999 | N |  | Combined Cycle | 6329 | 6328.5581 | 7376
55480_G_U6 | TX | 48257 | FORNEY POWER PLANT | Forney Energy Center | 9146511 | 57545313 | 55480 | U6 | 55480 | U6 | 680 | 000006 | 195.135 | 3.369 | 9.0422 | 9.0422 | 0.5896 | 36.0002 | 183.479 | 238.63 | 4.285 | 11.4959 | 11.496 | 0.7462 | 45.7693 | 43.7687 | 2019 | 142 | 20 | 500 | -1 | 54 | 22111 | -96.4918 | 32.7557 | 550 | 125 | 120 |  | 159 | N | Natural Gas | Y | N | N | 9999 | N |  | Combined Cycle | 6210 | 6209.75 | 7376
50109_G_GEN2 | TX | 48277 | PARIS GENERATION | Paris Energy Center | 6431011 | 16595113 | 50109 | HRSG2 | 50109 | GEN2 | 13 | 000002 | 107.652 | 0.497 | 6.4745 | 6.5345 | 11.7569 | 5.4501 | 9.0456 | 128.5451 | 0.615 | 7.6969 | 7.7722 | 3.1541 | 6.7607 | 17.9166 | 2019 | 90 | 14 | 500 | -1 | 55 | 22111 | -95.5575 | 33.6972 | 973 | 125 | 120 | 213 | 80 | N | Natural Gas, Distillate Fuel Oil | Y | N | N | 9999 | N |  | Combined Cycle | 2159 | 2158.9944 | 8925
50109_G_GEN1 | TX | 48277 | PARIS GENERATION | Paris Energy Center | 6431011 | 16595313 | 50109 | HRSG1 | 50109 | GEN1 | 13 | 000001 | 120.041 | 0.1394 | 6.8586 | 6.8757 | 12.5523 | 5.7701 | 8.3611 | 121.1628 | 0.6065 | 7.5979 | 7.6722 | 3.114 | 6.6629 | 17.0783 | 2019 | 90 | 14 | 500 | -1 | 57 | 22111 | -95.5575 | 33.6969 | 973 | 125 | 120 | 213 | 78 | N | Natural Gas, Distillate Fuel Oil | Y | N | N | 9999 | N |  | Combined Cycle | 2304 | 2305.8025 | 8925
50109_G_GEN3 | TX | 48277 | PARIS GENERATION | Paris Energy Center | 6431011 | 16595413 |  |  | 50109 | GEN3 | 13 | 000006 | 0.5023 | 0.0777 | 0.0097 | 0.01 | 0.012 |  | 0.1005 | 1.4888 | 0.2302 | 0.0286 | 0.0295 | 0.0356 |  | 0.2978 | 2019 | 14 | 1 | 500 | -1 | 88 | 22111 | -95.5578 | 33.6974 | 17.5 | 125 | 160 |  | 78 | N | Natural Gas, Distillate Fuel Oil | N | N | N | 9999 | N |  | Combined Cycle | 21 |  | 8925
55097_G_CTG4 | TX | 48277 | LAMAR POWER PLANT | Lamar Power Project | 7910611 | 2567413 | 55097 | 4 | 55097 | CTG4 | 20 | 000004 | 175.899 | 3.309 | 18.8603 | 18.8603 | 2.1872 | 35.3384 | 235.662 | 204.853 | 3.695 | 22.2572 | 22.2573 | 2.2673 | 39.4752 | 136.7194 | 2019 | 130 | 19 | 300 | -1 | 58 | 22111 | -95.5897 | 33.6307 | 1700 | 125 | 120 |  | 161 | N | Natural Gas | Y | N | N | 9999 | N |  | Combined Cycle | 6741 | 6741.0098 | 7254
55097_G_CTG3 | TX | 48277 | LAMAR POWER PLANT | Lamar Power Project | 7910611 | 2567513 | 55097 | 3 | 55097 | CTG3 | 20 | 000003 | 170.362 | 3.051 | 17.3363 | 17.3364 | 2.1005 | 32.5943 | 113.025 | 191.681 | 3.769 | 22.6861 | 22.6862 | 2.3213 | 40.2482 | 106.4759 | 2019 | 130 | 19 | 300 | -1 | 58 | 22111 | -95.5898 | 33.6311 | 1700 | 125 | 120 |  | 153 | N | Natural Gas | Y | N | N | 9999 | N |  | Combined Cycle | 6242 | 6242.0249 | 7254
55097_G_CTG1 | TX | 48277 | LAMAR POWER PLANT | Lamar Power Project | 7910611 | 2567613 | 55097 | 1 | 55097 | CTG1 | 20 | 000001 | 174.655 | 3.197 | 20.4485 | 20.4486 | 2.4534 | 34.147 | 245.58 | 201.321 | 3.637 | 25.3202 | 25.3203 | 2.4274 | 38.8432 | 110.2863 | 2019 | 130 | 19 | 300 | -1 | 57.7 | 22111 | -95.5898 | 33.6322 | 1700 | 125 | 120 |  | 161 | N | Natural Gas | Y | N | N | 9999 | N |  | Combined Cycle | 6493 | 6492.8237 | 7254
55097_G_CTG2 | TX | 48277 | LAMAR POWER PLANT | Lamar Power Project | 7910611 | 2567713 | 55097 | 2 | 55097 | CTG2 | 20 | 000002 | 167.887 | 3.107 | 15.44 | 15.44 | 1.8713 | 33.1976 | 173.52 | 196.027 | 3.621 | 18.4645 | 18.4646 | 1.9988 | 38.6979 | 107.5601 | 2019 | 130 | 19 | 300 | -1 | 59.2 | 22111 | -95.5898 | 33.6318 | 1700 | 125 | 120 |  | 153 | N | Natural Gas | Y | N | N | 9999 | N |  | Combined Cycle | 6267 | 6266.9243 | 7254
55097_G_STG1 | TX | 48277 | LAMAR POWER PLANT | Lamar Power Project | 7910611 | 2567813 |  |  | 55097 | STG1 | 20 | 000007 | 0.1355 | 0.0137 | 0.004 | 0.004 | 0.004 |  | 0.0311 | 0.3388 | 0.0343 | 0.0099 | 0.0099 | 0.01 |  | 0.0777 | 2019 | 40.1903 | 1 | 700 | -1 | 50 | 22111 | -95.5891 | 33.6322 | 202 | 125 | 160 |  | 204 | N | Natural Gas | N | N | N | 9999 | N |  | Combined Cycle | 4 |  | 7254
55097_G_STG2 | TX | 48277 | LAMAR POWER PLANT | Lamar Power Project | 7910611 | 2567913 |  |  | 55097 | STG2 | 20 | 000008 | 0.0559 | 0.0037 | 0.004 | 0.004 | 0.0045 |  | 0.0121 | 0.067 | 0.0045 | 0.0048 | 0.0048 | 0.0054 |  | 0.0145 | 2019 | 14 | 0.67 | 708 | -1 | 35 | 22111 | -95.5899 | 33.6332 | 0.76 | 125 | 160 |  | 204 | N | Natural Gas | N | N | N | 9999 | N |  | Combined Cycle | 12 |  | 7254
6194_B_172B | TX | 48279 | TOLK STATION | Tolk | 4930011 | 30286413 | 6194 | 172B | 6194 | 172B | 18 | 000002 | 2136.45 | 7889.29 | 39.969 | 168.525 | 51.7351 | 0 | 3968.31 | 1496.814 | 4361.958 | 22.2807 | 96.4766 | 29.3875 |  | 2002.752 | 2019 | 400 | 22.5 | 250 | -1 | 80 | 22111 | -102.5698 | 34.1852 | 5850 | 125 | 100 | 205 | 535 | N | Subbituminous | Y | N | N | 2037 | N |  | Coal Steam | 8148 | 8147.5 | 10255
6194_B_171B | TX | 48279 | TOLK STATION | Tolk | 4930011 | 30286513 | 6194 | 171B | 6194 | 171B | 18 | 000001 | 1859.44 | 7078.91 | 38.5424 | 99.1519 | 49.8841 | 0 | 3827.44 | 990.6021 | 2862.657 | 16.3711 | 43.179 | 21.3326 |  | 1457.658 | 2019 | 273 | 22.5 | 250 | -1 | 90 | 22111 | -102.5688 | 34.1852 | 5890 | 125 | 100 | 205 | 532 | N | Subbituminous | Y | N | N | 2037 | N |  | Coal Steam | 7811 | 7811.0601 | 10342
3485_G_1 | TX | 48279 | PLANT X POWER PLANT |  | 4946011 | 30118513 | 3485 | 111B |  |  | 4 | 000003 | 58.4 | 0.1 | 1.2549 | 1.2549 | 0.9081 | 0.54369 | 13.8698 | 341.22 | 0.4 | 5.429 | 5.429 | 3.9289 | 2.2931 | 60.0046 | 2019 | 85 | 10.88 | 300 | -1 | 30.08 | 22111 | -102.4113 | 34.1664 | 671 | 125 | 100 |  |  |  |  | Y | N | N |  | N |  |  | 2616 | 2616.0105
3485_G_3 | TX | 48279 | PLANT X POWER PLANT |  | 4946011 | 30118713 | 3485 | 113B |  |  | 4 | 000001 | 84.6 | 0.3 | 3.4728 | 3.4728 | 2.5132 | 1.5046 | 10.9668 | 207.8 | 0.9 | 10.113 | 10.113 | 7.3186 | 4.2716 | 31.9356 | 2019 | 153 | 9.92 | 275 | -1 | 30.78 | 22111 | -102.4102 | 34.1663 | 1120 | 125 | 100 |  |  |  |  | Y | N | N |  | N | 3485_G_3;3485_B_113B |  | 3699 | 3698.6294
3485_B_114B | TX | 48279 | PLANT X POWER PLANT | Plant X | 4946011 | 30118813 | 3485 | 114B | 3485 | 114B | 4 | 000006 | 249.1 | 1.4 | 16.6846 | 16.6846 | 12.0537 | 7.2186 | 52.6334 | 333.71 | 1.5 | 17.5734 | 17.575 | 12.7175 | 7.4233 | 55.4965 | 2019 | 144 | 9.94 | 275 | -1 | 45.79 | 22111 | -102.41 | 34.1663 | 2170 | 125 | 100 |  | 190 | N | Natural Gas | Y | N | N | 9999 | N |  | O/G Steam | 6073 | 6073.2798 | 11404
3485_G_2 | TX | 48279 | PLANT X POWER PLANT |  | 4946011 | 30119113 | 3485 | 112B |  |  | 4 | 000004 | 50.1 | 0.4 | 4.9226 | 4.9228 | 3.554 | 2.1287 | 15.523 | 50.54 | 0.37 | 4.6754 | 4.6754 | 3.3834 | 1.9748 | 14.7642 | 2019 | 147 | 11 | 275 | -1 | 28.5 | 22111 | -102.4105 | 34.1663 | 1280 | 125 | 100 |  |  |  |  | Y | N | N |  | N |  |  | 3653 | 3653.3997
298_B_LIM2 | TX | 48293 | LIMESTONE ELECTRIC GENERATION STATION | Limestone | 5650511 | 19919113 | 298 | LIM2 | 298 | LIM2 | 10 | 000003 | 4447.19 | 11057 | 247.065 | 280.378 | 12.5295 | 0 | 1312.46 | 4341.9 | 3144.8 | 283.2207 | 324.9764 | 13.9101 |  | 1383.781 | 2019 | 450 | 26.9 | 250 | -1 | 89.9 | 22111 | -96.253 | 31.4237 | 7860 | 125 | 100 | 128 | 858 | N | Lignite, Subbituminous | Y | N | N | 9999 | N |  | Coal Steam | 7105 | 7082.0098 | 10567
298_B_LIM1 | TX | 48293 | LIMESTONE ELECTRIC GENERATION STATION | Limestone | 5650511 | 19920713 | 298 | LIM1 | 298 | LIM1 | 10 | 000002 | 4343.51 | 9772.62 | 255.727 | 290.226 | 13.0444 | 0 | 904.809 | 3128.5 | 2540.6 | 230.7749 | 264.7981 | 11.335 |  | 1157.143 | 2019 | 450 | 26.9 | 250 | -1 | 89.9 | 22111 | -96.2527 | 31.4226 | 7860 | 125 | 100 | 128 | 831 | N | Lignite, Subbituminous | Y | N | N | 9999 | N |  | Coal Steam | 7947 | 7947.3008 | 10605
4937_G_CT-1 | TX | 48299 | TC FERGUSON POWER PLANT | Thomas C Ferguson | 5655011 | 113084613 | 4937 | CT-1 | 4937 | CT-1 | 2 | 000023 | 42.5 | 3.9 | 22.7837 | 22.7837 | 2.6038 | 0.85 | 9.059 | 34.27 | 3.3164 | 19.3454 | 23.3157 | 2.2109 | 0.47 | 8.035 | 2019 | 150 | 19 | 180 | -1 | 57 | 22111 | -98.3725 | 30.5581 | 666 | 125 | 120 | 312 | 168 | N | Natural Gas | Y | N | N | 9999 | N | 4937_G_CT-1;4937_G_STG | Combined Cycle | 7973 | 7914.7437 | 7050
4937_G_CT-2 | TX | 48299 | TC FERGUSON POWER PLANT | Thomas C Ferguson | 5655011 | 113084713 | 4937 | CT-2 | 4937 | CT-2 | 2 | 000024 | 34.4 | 3.8 | 28.2759 | 28.2759 | 0.5654 | 1.88 | 9.191 | 32.58 | 3.1639 | 23.7295 | 27.5173 | 0.4732 | 0.53 | 9.815 | 2019 | 150 | 19 | 180 | -1 | 57 | 22111 | -98.3721 | 30.5581 | 666 | 125 | 120 | 312 | 168 | N | Natural Gas | Y | N | N | 9999 | N |  | Combined Cycle | 7973 | 7744.1001 | 7050
3482_G_4 | TX | 48303 | JONES STATION POWER PLANT | Jones | 4030611 | 110008913 | 3482 | 154T | 3482 | 4 | 3 | 000011 | 32.2 | 0.7 | 2.2742 | 2.2742 | 0.341 |  | 24.2109 | 54.23 | 1.12 | 1.8686 | 1.8686 | 0.9342 |  | 17.55 | 2019 | 120 | 22 | 1042 | -1 | 75.37 | 22111 | -101.7376 | 33.5244 | 2100 | 125 | 120 |  | 168 | N | Natural Gas | Y | N | N | 9999 | N |  | Combustion Turbine | 1584 | 1583.6904 | 10745
3482_B_152B | TX | 48303 | JONES STATION POWER PLANT | Jones | 4030611 | 35354513 | 3482 | 152B | 3482 | 152B | 3 | 000002 | 260.1 | 1.7 | 21.0832 | 21.0853 | 15.246 | 9.0308 | 66.5505 | 360.07 | 2.01 | 25.1539 | 25.1565 | 18.2034 | 10.4911 | 79.436 | 2019 | 171 | 12 | 275 | -1 | 47 | 22111 | -101.7399 | 33.5238 | 2610 | 125 | 100 |  | 243 | N | Natural Gas | Y | N | N | 2034 | N |  | O/G Steam | 4381 | 4381.0308 | 11100
3482_B_151B | TX | 48303 | JONES STATION POWER PLANT | Jones | 4030611 | 35354613 | 3482 | 151B | 3482 | 151B | 3 | 000001 | 374.6 | 1.9 | 23.2916 | 23.2939 | 16.8568 | 9.9863 | 73.5581 | 926.75 | 3.88 | 48.5738 | 48.5764 | 35.1518 | 20.2589 | 153.3935 | 2019 | 171 | 12 | 275 | -1 | 47 | 22111 | -101.7393 | 33.5239 | 2610 | 125 | 100 |  | 243 | N | Natural Gas | Y | N | N | 2031 | N |  | O/G Steam | 5201 | 5200.9995 | 10998
3482_G_3 | TX | 48303 | JONES STATION POWER PLANT | Jones | 4030611 | 99365313 | 3482 | 153T | 3482 | 3 | 3 | 000010 | 33 | 0.7 | 1.4292 | 1.4292 | 0.3642 |  | 27.7685 | 53.84 | 1.11 | 4.8037 | 4.8037 | 0.3695 |  | 21.775 | 2019 | 120 | 22 | 1042 | -1 | 75.37 | 22111 | -101.7382 | 33.5244 | 2100 | 125 | 120 |  | 166 | N | Natural Gas | Y | N | N | 9999 | N |  | Combustion Turbine | 1443 | 1442.6396 | 10745
3602_B_1 | TX | 48303 | COOKE STATION 2 | Ty Cooke | 5655211 | 19730913 | 3602 | 1 | 3602 | 1 | 1 | 000006 | 14 | 0.0563 | 0.703 | 0.703 | 0.5087 | 0.2939 | 7.7696 | [8 empty] | 100 | 7.6 | 300 | -1 | 56 | 22111 | -101.7908 | 33.5213 | 660 | 125 | 100 |  | 42 | N | Natural Gas | Y | N | N | 9999 | N |  | O/G Steam | 642 | 633.62 | 13166
3602_G_GT2 | TX | 48303 | COOKE STATION 2 | Ty Cooke | 5655211 | 19731113 |  |  | 3602 | GT2 | 1 | 000002 | 20.4699 | 0.0384 | 0.4222 | 0.4222 | 0.1343 |  | 5.2454 | 7.7102 | 0.0145 | 0.159 | 0.159 | 0.0506 |  | 1.9757 | 2017 | 30 | 12.4 | 500 | -1 | 50 | 22111 | -101.7907 | 33.5211 | 63.1 | 125 | 120 |  | 16 | N | Natural Gas | N | N | N | 9999 | N |  | Combustion Turbine | 723 |  | 15037
3604_G_8 | TX | 48303 | MASSENGALE STATION | J Robert Massengale | 5655311 | 19730413 | 3604 | GT1 | 3604 | 8 | 2 | 000005 | 12.5 | 0.1808 | 1.9886 | 1.9886 | 0.6327 | 0.3769 | 13.4839 | 24.1 | 0.4254 | 4.6799 | 4.6799 | 1.4891 | 0.5661 | 28.8102 | 2019 | 75 | 10 | 350 | -1 | 68 | 22111 | -101.8411 | 33.6036 | 1130 | 125 | 120 | 65 | 38 | N | Natural Gas | Y | N | N | 9999 | N |  | Combined Cycle | 2055 | 1909.5797 | 9712
7131_G_1 | TX | 48303 | BRANDON STATION | Brandon Station | 6382211 | 15315313 |  |  | 7131 | 1 | 53 | 000001 | 11.1065 | 0.0733 | 0.8066 | 0.8066 | 0.2567 |  | 50.8559 | 9.6574 | 0.0642 | 0.706 | 0.706 | 0.2246 |  | 43.938 | 2019 | 43 | 8 | 500 | -1 | 57 | 22111 | -101.8861 | 33.5847 | 230 | 125 | 120 | 213 | 20 | Y | Natural Gas | N | N | N | 9999 | N |  | Combustion Turbine | 1299 |  | 10249
56611_B_S01 | TX | 48309 | SANDY CREEK ENERGY STATION | Sandy Creek Energy Station | 15628511 | 99365513 | 56611 | S01 | 56611 | S01 | 79 | 000001 | 936.6 | 1841.7 | 291 | 357.218 | 30.102 | 10.5 | 1390.3 | 1146.7 | 2394.8 | 168.87 | 254.3324 | 10.3948 | 25.6 | 1387.9 | 2019 | 360 | 27.8 | 165 | -1 | 65 | 22111 | -96.9555 | 31.4746 | 12000 | 125 | 100 | 205 | 933 | N | Subbituminous | Y | N | N | 9999 | N |  | Coal Steam | 5669 | 5665.4199 | 9330
3478_B_2 | TX | 48315 | WILKES POWER PLANT | Wilkes | 5613211 | 22159813 | 3478 | 2 | 3478 | 2 | 1 | 000001 | 184.53 | 0.81 | 10.02 | 10.02 | 7.253 | 4.2096 | 110.76 | 126.68 | 0.55 | 6.84 | 6.84 | 4.952 | 2.8719 | 75.56 | 2019 | 162 | 15 | 264 | -1 | 63 | 22111 | -94.5478 | 32.8482 | 3050 | 125 | 100 |  | 355 | N | Natural Gas | Y | N | N | 9999 | N |  | O/G Steam | 2744 | 2743.6597 | 12061
3478_B_3 | TX | 48315 | WILKES POWER PLANT | Wilkes | 5613211 | 22160013 | 3478 | 3 | 3478 | 3 | 1 | 000002 | 6.01 | 0.05 | 0.58 | 0.58 | 0.42 | 0.24407 | 4.37 | 114.29 | 0.65 | 8.01 | 8.01 | 5.792 | 3.3634 | 60.18 | 2019 | 162 | 15 | 264 | -1 | 63 | 22111 | -94.5477 | 32.8486 | 3050 | 125 | 100 |  | 354 | N | Natural Gas | Y | N | N | 9999 | N |  | O/G Steam | 248 | 247.73 | 11984
3478_B_1 | TX | 48315 | WILKES POWER PLANT | Wilkes | 5613211 | 22160113 | 3478 | 1 | 3478 | 1 | 1 | 000003 | 245.04 | 1.13 | 14.02 | 14.02 | 10.144 | 5.89 | 0.16 | 267.6 | 1.08 | 12.96 | 12.96 | 9.384 | 5.4433 | 0.16 | 2019 | 161 | 8.12 | 264 | -1 | 51 | 22111 | -94.5482 | 32.8478 | 1560 | 125 | 100 |  | 174 | N | Natural Gas, Distillate Fuel Oil | Y | N | N | 9999 | N |  | O/G Steam | 7494 | 7494.4502 | 12121
52071_B_5A | TX | 48331 | SANDOW 5 GENERATING PLANT |  | 13408411 | 90269113 | 52071 | 5A |  |  | 12 | 000001 | 740.936 | 1116.95 | 252.408 | 275.74 | 0.0904 | 37.9132 | 185.408 | [8 empty] | 335 | 16 | 162 | -1 | 75 | 22111 | -97.0605 | 30.5674 | 2960 | 125 | 100 | 127 |  |  |  | Y | N | N |  | N |  |  | 7620 | 7620.3203
52071_B_5B | TX | 48331 | SANDOW 5 GENERATING PLANT |  | 13408411 | 90269213 | 52071 | 5B |  |  | 12 | 000002 | 770.06 | 1146.42 | 143.016 | 332.596 | 0.0934 | 41.3043 | 228.605 | [8 empty] | 335 | 16 | 162 | -1 | 75 | 22111 | -97.061 | 30.5672 | 2960 | 125 | 100 | 127 |  |  |  | Y | N | N |  | N |  |  | 7696 | 7695.7202
6648_B_4 | TX | 48331 | SANDOW STEAM ELECTRIC STATION |  | 4204811 | 35746613 | 6648 | 4 |  |  | 5 | 000015 | 1381.34 | 12105.3 | 1150.39 | 1238.88 | 72.3411 | 1.0566 | 17551.7 | [8 empty] | 400 | 21.5 | 180 | -1 | 98 | 22111 | -97.0631 | 30.5658 | 6900 | 125 | 100 | 207 |  |  |  | Y | N | N |  | N |  |  | 7888 | 7887.8203
3492_G_CT3 | TX | 48335 | MORGAN CREEK STEAM ELECTRIC STATION | Morgan Creek | 4204911 | 35744713 | 3492 | CT3 | 3492 | CT3 | 1 | 000008 | 1.827 | 0.33 | 0.0748 | 0.0748 | 0.0361 | 0.029755 | 0.2387 | 14.028 | 0.0288 | 0.2622 | 0.2622 | 0.1526 | 0.1283 | 1.0493 | 2019 | 60 | 20 | 617.27 | -1 | 100 | 22111 | -100.9131 | 32.3336 | 1090 | 125 | 120 |  | 66 | N | Natural Gas, Distillate Fuel Oil | Y | N | N | 9999 | N |  | Combustion Turbine | 21 | 20.05 | 15037
3492_G_CT5 | TX | 48335 | MORGAN CREEK STEAM ELECTRIC STATION | Morgan Creek | 4204911 | 35744813 | 3492 | CT5 | 3492 | CT5 | 1 | 000010 | 1.326 | 0.035 | 0.0399 | 0.0399 | 0.0236 | 0.028124 | 0.1899 | 15.484 | 0.0378 | 0.2888 | 0.2888 | 0.1684 | 0.14156 | 0.9588 | 2019 | 60 | 20 | 617.27 | -1 | 100 | 22111 | -100.9133 | 32.3325 | 1090 | 125 | 120 |  | 68 | N | Natural Gas, Distillate Fuel Oil | Y | N | N | 9999 | N |  | Combustion Turbine | 18 | 17.7 | 15039
3492_G_CT2 | TX | 48335 | MORGAN CREEK STEAM ELECTRIC STATION | Morgan Creek | 4204911 | 35744913 | 3492 | CT2 | 3492 | CT2 | 1 | 000007 | 1.793 | 0.003 | 0.07 | 0.07 | 0.0413 | 0.037322 | 0.4095 | 19.038 | 0.0245 | 0.3541 | 0.3541 | 0.2072 | 0.17425 | 1.6226 | 2019 | 60 | 20 | 617.27 | -1 | 100 | 22111 | -100.9128 | 32.3339 | 1090 | 125 | 120 |  | 66 | N | Natural Gas, Distillate Fuel Oil | Y | N | N | 9999 | N |  | Combustion Turbine | 28 | 27.94 | 15037
3492_G_CT4 | TX | 48335 | MORGAN CREEK STEAM ELECTRIC STATION | Morgan Creek | 4204911 | 35745013 | 3492 | CT4 | 3492 | CT4 | 1 | 000009 | 1.321 | 0.021 | 0.0605 | 0.0605 | 0.0321 | 0.027937 | 0.3199 | 10.157 | 3.7132 | 0.2899 | 0.2899 | 0.0722 | 0.059018 | 0.4992 | 2019 | 60 | 20 | 617.27 | -1 | 100 | 22111 | -100.9131 | 32.3328 | 1090 | 125 | 120 |  | 67 | N | Natural Gas, Distillate Fuel Oil | Y | N | N | 9999 | N |  | Combustion Turbine | 23 | 22.24 | 15038
3492_G_CT1 | TX | 48335 | MORGAN CREEK STEAM ELECTRIC STATION | Morgan Creek | 4204911 | 35745413 | 3492 | CT1 | 3492 | CT1 | 1 | 000006 | 1.333 | 0.457 | 0.0675 | 0.0675 | 0.0277 | 0.021723 | 0.0512 | 10.619 | 0.0425 | 0.1983 | 0.1983 | 0.1153 | 0.096928 | 0.9541 | 2019 | 60 | 20 | 617.27 | -1 | 100 | 22111 | -100.9128 | 32.3342 | 1090 | 125 | 120 |  | 67 | N | Natural Gas, Distillate Fuel Oil | Y | N | N | 9999 | N |  | Combustion Turbine | 15 | 14.52 | 15041
3492_G_CT6 | TX | 48335 | MORGAN CREEK STEAM ELECTRIC STATION | Morgan Creek | 4204911 | 35745713 | 3492 | CT6 | 3492 | CT6 | 1 | 000011 | 0.433 | 0.441 | 0.0318 | 0.0318 | 0.0084 | 0.0078077 | 0.0583 | 10.007 | 0.1966 | 0.1918 | 0.1918 | 0.107 | 0.089912 | 0.7121 | 2019 | 60 | 20 | 617.27 | -1 | 100 | 22111 | -100.9133 | 32.3322 | 1090 | 125 | 120 |  | 68 | N | Natural Gas, Distillate Fuel Oil | Y | N | N | 9999 | N |  | Combustion Turbine | 9 | 8.91 | 15041
3457_B_1 | TX | 48339 | LEWIS CREEK PLANT | Lewis Creek | 7910511 | 2568013 | 3457 | 1 | 3457 | 1 | 7 | 000001 | 123.35 | 2.9356 | 37.1846 | 37.187 | 26.91 | 23.5382 | 5.2307 | 133.53 | 3.1473 | 39.8658 | 39.8684 | 28.8502 | 24.298 | 70.1944 | 2019 | 189 | 9.5 | 300 | -1 | 55.3 | 22111 | -95.521 | 30.4355 | 2640 | 125 | 100 | 65 | 252 | N | Natural Gas | Y | N | N | 9999 | N |  | O/G Steam | 6014 | 6006.8101 | 10793
3457_B_2 | TX | 48339 | LEWIS CREEK PLANT | Lewis Creek | 7910511 | 2568113 | 3457 | 2 | 3457 | 2 | 7 | 000002 | 168.9 | 3.7479 | 47.4733 | 47.4764 | 34.3557 | 30.051 | 153.594 | 139.32 | 3.2896 | 41.6683 | 41.671 | 30.1548 | 25.3967 | 22.5748 | 2019 | 189 | 9.5 | 300 | -1 | 55.3 | 22111 | -95.5205 | 30.4357 | 2640 | 125 | 100 | 65 | 253 | N | Natural Gas | Y | N | N | 9999 | N |  | O/G Steam | 7942 | 7933.4102 | 10830
3477_B_1 | TX | 48343 | LONE STAR POWER PLANT | Lone Star | 7652411 | 12174513 | 3477 | 1 | 3477 | 1 | 2 | 000001 | 5.81 | 0.036 | 0.45 | 0.45 | 0.33 |  | 1.45 | 25.52 | 0.05 | 0.61 | 0.61 | 0.44 |  | 1.97 | 2019 | 141 | 8 | 300 | -1 | 30 | 22111 | -94.7227 | 32.9216 | 600 | 125 | 100 |  | 50 | N | Natural Gas | Y | N | N | 2020 | N |  | O/G Steam | 566 | 565.52 | 14500
55708_B_BLR1 | TX | 48347 | NACOGDOCHES GENERATING FACILITY | Nacogdoches Power | 13389311 | 106746813 | 55708 | BFB-1 | 55708 | BLR1 | 35 | 000003 | 61.8 | 0.6 | 2.3904 | 2.5055 | 0.8607 | 2.2 | 32 | 44.9772 | 0.9 | 0.5502 | 0.6318 | 0.11 | 1.7 | 7.4927 | 2019 | 240 | 12 | 324 | -1 | 80.7 | 22111 | -94.9003 | 31.8321 | 1370 | 125 | 100 | 127 | 100 | N | Biomass | Y | N | N | 9999 | N |  | Biomass | 8760 | 1647.5 | 14914
55358_G_CT1 | TX | 48351 | COTTONWOOD ENERGY CO LP | Cottonwood Energy Project | 9118811 | 57546613 | 55358 | CT1 | 55358 | CT1 | 11 | 000001 | 60.995 | 2.9262 | 19.7054 | 19.7054 | 3.7914 | 3.6283 | 17.5482 | 69.7929 | 3.9664 | 29.6356 | 29.6356 | 5.702 | 5.3717 | 16.6331 | 2019 | 130 | 18 | 650 | -1 | 67 | 22111 | -93.7363 | 30.2577 | 1020 | 125 | 120 | 65 | 163.7 | N | Natural Gas | Y | N | N | 9999 | N | 55358_G_CT1;55358_G_ST1 | Combined Cycle | 5258 | 5259.3403 | 7336
55358_G_CT2 | TX | 48351 | COTTONWOOD ENERGY CO LP | Cottonwood Energy Project | 9118811 | 57546713 | 55358 | CT2 | 55358 | CT2 | 11 | 000002 | 58.4232 | 2.83 | 14.381 | 14.381 | 6.0252 | 2.8103 | 15.6086 | 68.1626 | 3.9193 | 21.5871 | 21.5871 | 9.0443 | 4.1553 | 13.3594 | 2019 | 130 | 18 | 650 | -1 | 67 | 22111 | -93.7361 | 30.2579 | 1020 | 125 | 120 | 65 | 163.7 | N | Natural Gas | Y | N | N | 9999 | N | 55358_G_ST2;55358_G_CT2 | Combined Cycle | 5204 | 5204.249 | 7336
55358_G_CT3 | TX | 48351 | COTTONWOOD ENERGY CO LP | Cottonwood Energy Project | 9118811 | 57546813 | 55358 | CT3 | 55358 | CT3 | 11 | 000003 | 52.7653 | 2.5762 | 57.9856 | 57.9856 | 2.4551 | 0.6824 | 7.1502 | 78.1985 | 4.2003 | 97.0625 | 97.0625 | 4.1095 | 1.1362 | 20.1184 | 2019 | 130 | 18 | 650 | -1 | 67 | 22111 | -93.7354 | 30.2585 | 1020 | 125 | 120 | 65 | 163.7 | N | Natural Gas | Y | N | N | 9999 | N | 55358_G_CT3;55358_G_ST3 | Combined Cycle | 4874 | 4874.9805 | 7336
55358_G_CT4 | TX | 48351 | COTTONWOOD ENERGY CO LP | Cottonwood Energy Project | 9118811 | 57546913 | 55358 | CT4 | 55358 | CT4 | 11 | 000004 | 47.2848 | 2.0904 | 3.2695 | 3.2695 | 8.8085 | 2.7569 | 11.2476 | 69.2901 | 3.7157 | 5.9471 | 5.9471 | 16.0222 | 5.0066 | 12.1196 | 2019 | 130 | 18 | 650 | -1 | 67 | 22111 | -93.7352 | 30.2588 | 1020 | 125 | 120 | 65 | 163.7 | N | Natural Gas | Y | N | N | 9999 | N | 55358_G_ST4;55358_G_CT4 | Combined Cycle | 3996 | 3995.5203 | 7336
3441_G_8 | TX | 48355 | NUECES BAY POWER STATION | Nueces Bay | 4189011 | 71384413 | 3441 | 8 | 3441 | 8 | 14 | 000013 | 45.66 | 1.37 | 21.71 | 21.71 | 5.635 | 0.52 | 15.7 | 47.04 | 1.77 | 27.96 | 27.96 | 8.21 | 0.7 | 16.6 | 2019 | 180 | 18.6 | 175 | -1 | 62.6 | 22111 | -97.4197 | 27.8192 | 2680 | 125 | 120 |  | 157 | N | Natural Gas | Y | N | N | 9999 | N | 3441_G_7;3441_G_8 | Combined Cycle | 2918 | 2918.3101 | 7697
3441_G_9 | TX | 48355 | NUECES BAY POWER STATION | Nueces Bay | 4189011 | 71384513 | 3441 | 9 | 3441 | 9 | 14 | 000014 | 40.92 | 1.38 | 21.72 | 21.72 | 5.005 | 0.18 | 8.1 | 51.8 | 1.94 | 30.65 | 30.65 | 5.282 | 0.73 | 15.2 | 2019 | 180 | 18.6 | 175 | -1 | 62.6 | 22111 | -97.4192 | 27.8191 | 2680 | 125 | 120 |  | 157 | N | Natural Gas | Y | N | N | 9999 | N |  | Combined Cycle | 2867 | 2866.9695 | 7697
55206_G_CT1 | TX | 48355 | COGENERATION FACILITY | Corpus Christi Energy Center | 4206511 | 35689413 | 55206 | CU1 | 55206 | CT1 | 176 | 000001 | 253.94 | 4.5459 | 8.3863 | 8.3863 | 4.4803 | 47.1721 | 24.13 | 156.8264 | 2.6794 | 5.7687 | 5.7687 | 3.0819 | 28.6238 | 11.633 | 2019 | 180 | 10 | 500 | -1 | 55.8 | 22111 | -97.4284 | 27.8136 | 1780 | 125 | 120 |  | 152 | Y | Natural Gas | Y | N | N | 9999 | N |  | Combined Cycle | 7659 | 7658.6895 | 5595
55206_G_CT2 | TX | 48355 | COGENERATION FACILITY | Corpus Christi Energy Center | 4206511 | 35690313 | 55206 | CU2 | 55206 | CT2 | 176 | 000002 | 188.19 | 3.2643 | 18.93 | 18.93 | 1.2233 | 34.8384 | 75.95 | 184.2814 | 3.5208 | 21.721 | 21.721 | 1.4036 | 37.6073 | 22.0535 | 2019 | 180 | 10 | 500 | -1 | 55.8 | 22111 | -97.4279 | 27.8136 | 1780 | 125 | 120 |  | 152 | Y | Natural Gas | Y | N | N | 9999 | N |  | Combined Cycle | 6117 | 6116.7393 | 5595
10243_G_GEN5 | TX | 48355 | TICONA POLYMERS BISHOP FACILITY | Ticona Polymers Inc | 4929511 | 30393513 |  |  | 10243 | GEN5 | 2 | 000341 | 179.5 | 1.11 | 13.61 | 13.61 | 9.7417 |  | 65.4 | 183.1015 | 0.9895 | 13.4238 | 13.4238 | 4.8163 |  | 50.486 | 2019 | 72 | 12 | 335 | -1 | 50.9 | 325110 | -97.8211 | 27.5698 | 0.01 | 129 | 120 | 28 | 32.5 | Y | Natural Gas | N | Y | N | 9999 | N |  | Combustion Turbine | 8438 |  | 11373
4939_B_1 | TX | 48355 | BARNEY DAVIS ENERGY CENTER | Barney M Davis | 5611911 | 22180913 | 4939 | 1 | 4939 | 1 | 47 | 000002 | 64.97 | 0.23 | 2.89 | 2.89 | 2.1208 | 1.2145 | 31.95 | 162.33 | 0.68 | 8.44 | 8.44 | 6.1923 | 3.5461 | 93.3 | 2019 | 160 | 15 | 275 | -1 | 56.8 | 22111 | -97.311 | 27.6067 | 3500 | 125 | 100 |  | 300 | N | Natural Gas | Y | N | N | 9999 | N |  | O/G Steam | 746 | 745.7701 | 11615
4939_G_3 | TX | 48355 | BARNEY DAVIS ENERGY CENTER | Barney M Davis | 5611911 | 90278613 | 4939 | 3 | 4939 | 3 | 47 | 000014 | 36.01 | 0.97 | 15.35 | 15.35 | 10.34 | 0.06 | 30.5 | 47.86 | 1.63 | 25.74 | 25.74 | 10.96 | 0.2 | 46.6 | 2019 | 180 | 18.6 | 175 | -1 | 62.6 | 22111 | -97.3107 | 27.6078 | 2680 | 125 | 120 |  | 157 | N | Natural Gas | Y | N | N | 9999 | N | 4939_G_2;4939_G_3 | Combined Cycle | 2095 | 2095.27 | 7722
4939_G_4 | TX | 48355 | BARNEY DAVIS ENERGY CENTER | Barney M Davis | 5611911 | 90278713 | 4939 | 4 | 4939 | 4 | 47 | 000015 | 30.18 | 0.97 | 15.26 | 15.26 | 7.043 | 0.05 | 18.5 | 39.58 | 1.5 | 23.7 | 23.7 | 8.633 | 0.03 | 20.7 | 2019 | 180 | 18.6 | 175 | -1 | 62.6 | 22111 | -97.3103 | 27.6077 | 2680 | 125 | 120 |  | 157 | N | Natural Gas | Y | N | N | 9999 | N |  | Combined Cycle | 2051 | 2051.03 | 7722
50475_G_GEN1 | TX | 48355 | CORPUS CHRISTI PLANT | Corpus Christi | 5862111 | 22253413 |  |  | 50475 | GEN1 | 89 | 000111 | 39.07 | 0.03 | 2.27 | 2.27 | 0.94 |  | 1.83 | 44.13 | 0.033 | 2.569 | 2.569 | 1.189 |  | 2.069 | 2017 | 75 | 11.25 | 350 | -1 | 65 | 325110 | -97.5957 | 27.8111 | 189 | 129 | 100 |  | 33 | Y | Natural Gas | N | Y | N | 9999 | N |  | Combustion Turbine | 3552 |  | 11996
3459_B_5 | TX | 48361 | SABINE PLANT | Sabine | 5730811 | 21860513 | 3459 | 5 | 3459 | 5 | 7 | 000006 | 727.28 | 4.4475 | 55.7571 | 55.7571 | 40.3496 | 24.3044 | 23.2981 | 335.62 | 2.2618 | 28.3106 | 28.3106 | 20.4874 | 12.1816 | 15.5695 | 2019 | 400 | 20 | 256 | -1 | 78 | 22111 | -93.8772 | 30.0223 | 4980 | 125 | 100 |  | 448 | N | Natural Gas | Y | N | N | 9999 | N |  | O/G Steam | 7352 | 7344.3193 | 11763
3459_B_3 | TX | 48361 | SABINE PLANT | Sabine | 5730811 | 21860813 | 3459 | 3 | 3459 | 3 | 7 | 000004 | 576.59 | 3.7166 | 47.0766 | 47.0766 | 34.0684 | 20.5325 | 938.064 | 320.03 | 2.0708 | 26.2302 | 26.2302 | 18.9824 | 11.256 | 525.0406 | 2019 | 187 | 16 | 275 | -1 | 45 | 22111 | -93.8768 | 30.0233 | 3990 | 125 | 100 |  | 411 | N | Natural Gas | Y | N | N | 9999 | N |  | O/G Steam | 6055 | 6046.54 | 11357
3459_B_4 | TX | 48361 | SABINE PLANT | Sabine | 5730811 | 21860913 | 3459 | 4 | 3459 | 4 | 7 | 000005 | 1381.14 | 5.9775 | 75.7145 | 75.7145 | 54.7933 | 32.7776 | 272.274 | 1585.63 | 4.7062 | 59.6122 | 59.6122 | 43.1403 | 25.6235 | 32.7456 | 2019 | 200 | 22 | 245 | -1 | 66 | 22111 | -93.8774 | 30.0229 | 5410 | 125 | 100 |  | 533 | N | Natural Gas | Y | N | N | 9999 | N |  | O/G Steam | 6334 | 6322.6494 | 11067
3459_B_2 | TX | 48361 | SABINE PLANT |  | 5730811 | 21861013 | 3459 | 2 |  |  | 7 | 000003 | 46.44 | 0.1952 | 2.4716 | 2.4716 | 1.7886 | 1.0552 | 0.3372 | [8 empty] | 148 | 10.42 | 275 | -1 | 64 | 22111 | -93.8766 | 30.0234 | 2210 | 125 | 100 |  |  |  |  | Y | N | N |  | N |  |  | 669 | 667.5699
3459_B_1 | TX | 48361 | SABINE PLANT |  | 5730811 | 21861113 | 3459 | 1 |  |  | 7 | 000002 | 672.44 | 2.0768 | 26.3072 | 26.3072 | 19.038 | 11.4595 | 3.6612 | 242.42 | 0.9346 | 11.838 | 11.838 | 8.5672 | 5.0893 | 4.878 | 2019 | 148 | 10.42 | 275 | -1 | 64 | 22111 | -93.8763 | 30.0236 | 2210 | 125 | 100 |  |  |  |  | Y | N | N |  | N |  |  | 6086 | 6075.1001
55104_G_CTG1 | TX | 48361 | SABINE COGENERATION FACILITY | Sabine Cogen | 5731011 | 21856513 | 55104 | SAB-1 | 55104 | CTG1 | 57 | 000001 | 34 | 1.1 | 8.88 | 8.88 | 1.15 | 0.74 | 3.83 | 36.5 | 1.1 | 9.02 | 9.02 | 1.22 | 5.81 | 7.2 | 2019 | 70 | 12 | 500 | -1 | 44.9 | 22111 | -93.7719 | 30.0444 | 515 | 125 | 120 | 65 | 33.1 | Y | Natural Gas | Y | N | N | 2020 | N | 55104_G_CTG1;55104_G_STG | Combined Cycle | 8061 | 8047.0903 | 11734
55104_G_CTG2 | TX | 48361 | SABINE COGENERATION FACILITY | Sabine Cogen | 5731011 | 21856613 | 55104 | SAB-2 | 55104 | CTG2 | 57 | 000002 | 32.7 | 1.2 | 13.68 | 13.68 | 2.43 | 2.56 | 20.49 | 31.6 | 1.1 | 12.74 | 12.74 | 2.3 | 4.38 | 13.46 | 2019 | 70 | 12 | 500 | -1 | 44.9 | 22111 | -93.7718 | 30.0442 | 515 | 125 | 120 | 65 | 33.4 | Y | Natural Gas | Y | N | N | 2020 | N |  | Combined Cycle | 8280 | 8268.209 | 11734
10789_G_GT1A | TX | 48361 | SABINE RIVER OPERATIONS COGEN |  | 6509111 | 17474413 | 55120 | CTG-1 |  |  | 63 | 000001 | 90.5 | 4 | 19.1867 | 19.1867 | 2.7413 | 0.3209 | 15.2669 | 134.4 | 4.5 | 20.5875 | 20.5876 | 5.1401 | 2.0766 | 21.9399 | 2019 | 125 | 10 | 300 | -1 | 53.5 | 22111 | -93.7578 | 30.0553 | 2020 | 125 | 120 | 65 |  |  |  | Y | N | N |  | N |  |  | 8238 | 8003.3901
10789_G_GT1B | TX | 48361 | SABINE RIVER OPERATIONS COGEN |  | 6509111 | 17474813 | 55120 | CTG-2 |  |  | 63 | 000002 | 79.6 | 3.2 | 28.2689 | 28.2689 | 2.6526 | 2.0791 | 6.3452 | 125.2 | 4 | 33.2245 | 33.2246 | 5.6763 | 1.2344 | 28.9547 | 2019 | 125 | 10 | 300 | -1 | 53.5 | 22111 | -93.7576 | 30.0551 | 2020 | 125 | 120 | 65 |  |  |  | Y | N | N |  | N |  |  | 7185 | 6774.8198
3628_B_2 | TX | 48363 | RW MILLER PLANT | R W Miller | 7926611 | 2549913 | 3628 | 2 | 3628 | 2 | 1 | 000003 | 73.25 | 0.229 | 2.22 | 2.23 | 2.8494 | 0.82957 | 65.4 | 180.6695 | 0.3897 | 4.2783 | 4.3 | 6.2456 | 1.7729 | 97.676 | 2019 | 145 | 10.5 | 350 | -1 | 55.1 | 22111 | -98.3094 | 32.6582 | 1180 | 125 | 100 |  | 100 | N | Natural Gas, Distillate Fuel Oil | Y | N | N | 9999 | N |  | O/G Steam | 1039 | 1038.79 | 12536
3628_B_1 | TX | 48363 | RW MILLER PLANT | R W Miller | 7926611 | 2550113 | 3628 | 1 | 3628 | 1 | 1 | 000002 | 12.63 | 0.047 | 0.59 | 0.5929 | 0.8549 | 0.24682 | 3.3 | 27.4 | 0.1145 | 1.4987 | 1.5058 | 1.9056 | 0.59733 | 6.0647 | 2017 | 66 | 9.9 | 350 | -1 | 50.6 | 22111 | -98.3092 | 32.6586 | 933 | 125 | 100 |  | 66 | N | Natural Gas | Y | N | N | 9999 | N |  | O/G Steam | 567 | 567.0001 | 12533
3628_G_4 | TX | 48363 | RW MILLER PLANT | R W Miller | 7926611 | 2550213 | 3628 | **4 | 3628 | 4 | 1 | 000005 | 17 | 0.135 | 1.51 | 1.51 | 0.4813 | 1.3032 | 122.97 | 35.0545 | 0.2656 | 2.3753 | 2.3753 | 1.207 | 2.5524 | 400.6773 | 2019 | 50 | 12 | 500 | -1 | 60.6 | 22111 | -98.3114 | 32.6568 | 1510 | 125 | 120 |  | 104 | N | Natural Gas, Distillate Fuel Oil | Y | N | N | 9999 | N |  | Combustion Turbine | 512 | 511.8003 | 14665
3628_G_5 | TX | 48363 | RW MILLER PLANT | R W Miller | 7926611 | 2550313 | 3628 | **5 | 3628 | 5 | 1 | 000006 | 16.4 | 0.142 | 1.58 | 1.58 | 0.5063 | 1.377 | 125.4 | 35.5034 | 0.4 | 2.3759 | 2.3759 | 1.5801 | 2.6138 | 332.6461 | 2019 | 50 | 12 | 500 | -1 | 60.6 | 22111 | -98.3116 | 32.6566 | 1800 | 125 | 120 |  | 104 | N | Natural Gas, Distillate Fuel Oil | Y | N | N | 9999 | N |  | Combustion Turbine | 602 | 602.2303 | 14665
3628_B_3 | TX | 48363 | RW MILLER PLANT | R W Miller | 7926611 | 2550413 | 3628 | 3 | 3628 | 3 | 1 | 000001 | 90.69 | 0.606 | 6.23 | 6.2618 | 7.9825 | 2.5721 | 3.99 | 143.4903 | 0.8079 | 7.8329 | 7.8733 | 11.2508 | 3.2388 | 13.0872 | 2019 | 154 | 12.75 | 350 | -1 | 81.7 | 22111 | -98.3096 | 32.658 | 2180 | 125 | 100 |  | 200 | N | Natural Gas, Distillate Fuel Oil | Y | N | N | 9999 | N |  | O/G Steam | 2208 | 2208.0098 | 12595
3484_G_2 | TX | 48375 | NICHOLS STATION POWER PLANT |  | 5678011 | 22148913 | 3484 | 142B |  |  | 4 | 000005 | 69.6 | 0.3 | 4.5977 | 4.5982 | 3.3764 | 1.9827 | 14.5205 | 239.22 | 1.27 | 15.4922 | 15.4922 | 11.3755 | 6.5028 | 48.9226 | 2017 | 160 | 14 | 275 | -1 | 43 | 22111 | -101.7459 | 35.2831 | 1130 | 125 | 100 |  |  |  |  | Y | N | N |  | N | 3484_B_142B;3484_G_2 |  | 3098 | 3098.2708
3484_B_143B | TX | 48375 | NICHOLS STATION POWER PLANT | Nichols | 5678011 | 22149313 | 3484 | 143B | 3484 | 143B | 4 | 000006 | 188.5 | 0.8 | 9.7014 | 9.7023 | 7.0214 | 4.1837 | 30.6391 | 461.83 | 1.98 | 24.6146 | 24.6146 | 18.0739 | 10.332 | 77.7304 | 2019 | 160 | 17 | 275 | -1 | 43 | 22111 | -101.7458 | 35.2835 | 2660 | 125 | 100 |  | 244 | N | Natural Gas | Y | N | N | 2030 | N |  | O/G Steam | 3797 | 3797.1301 | 12015
3484_G_1 | TX | 48375 | NICHOLS STATION POWER PLANT |  | 5678011 | 22149413 | 3484 | 141B |  |  | 4 | 000004 | 86.9 | 0.4 | 6.0524 | 6.053 | 4.3804 | 2.61 | 19.1148 | 115.92 | 0.7 | 8.7831 | 8.7831 | 6.3562 | 3.6867 | 27.7362 | 2019 | 160 | 14 | 275 | -1 | 43 | 22111 | -101.7459 | 35.2827 | 1120 | 125 | 100 |  |  |  |  | Y | N | N |  | N | 3484_G_1;3484_B_141B |  | 3898 | 3897.53
6193_B_061B | TX | 48375 | HARRINGTON STATION POWER PLANT | Harrington | 5745311 | 21837113 | 6193 | 061B | 6193 | 061B | 22 | 000004 | 1143.7 | 3794.49 | 48.0612 | 369.252 | 26.6927 | 0 | 790.147 | 785.4516 | 2410.571 | 30.9938 | 234.3015 | 17.2822 |  | 510.2871 | 2019 | 250 | 18.94 | 250 | -1 | 88.7 | 22111 | -101.7485 | 35.2988 | 3770 | 125 | 100 | 127 | 339 | N | Subbituminous | Y | N | N | 9999 | N |  | Coal Steam | 6780 | 6779.2607 | 10689
6193_B_062B | TX | 48375 | HARRINGTON STATION POWER PLANT | Harrington | 5745311 | 21837313 | 6193 | 062B | 6193 | 062B | 22 | 000005 | 1422.42 | 5071.56 | 24.4801 | 107.3928 | 32.1272 | 0 | 1005.82 | 1037.089 | 3811.064 | 17.1744 | 81.8932 | 24.7993 |  | 770.8308 | 2019 | 300 | 19 | 250 | -1 | 88.7 | 22111 | -101.7471 | 35.2995 | 3830 | 125 | 100 | 205 | 339 | N | Subbituminous | Y | N | N | 9999 | N |  | Coal Steam | 7684 | 7683.749 | 10600
6193_B_063B | TX | 48375 | HARRINGTON STATION POWER PLANT | Harrington | 5745311 | 21837413 | 6193 | 063B | 6193 | 063B | 22 | 000007 | 1459.13 | 5382.18 | 23.3114 | 121.4296 | 30.3474 | 0 | 947.229 | 1122.016 | 4250.521 | 20.5919 | 107.3513 | 27.044 |  | 841.7879 | 2019 | 300 | 19 | 250 | -1 | 88.7 | 22111 | -101.7464 | 35.2996 | 3870 | 125 | 100 | 205 | 340 | N | Subbituminous | Y | N | N | 9999 | N |  | Coal Steam | 7770 | 7770.4404 | 10633
6180_B_1 | TX | 48395 | OAK GROVE STEAM ELECTRIC STATION | Oak Grove (TX) | 13385811 | 71177813 | 6180 | 1 | 6180 | 1 | 8 | 000015 | 2166.38 | 3333.95 | 366.958 | 366.96 | 5.5965 | 5.4055 | 6322.49 | 2210.695 | 3232.598 | 665.4164 | 665.417 | 93.7634 | 3.9991 | 7313.743 | 2019 | 450 | 32.6 | 138 | -1 | 56 | 22111 | -96.4885 | 31.181 | 9940 | 125 | 100 | 127 | 855 | N | Lignite | Y | N | N | 9999 | N |  | Coal Steam | 7388 | 7387.8501 | 10406
6180_B_2 | TX | 48395 | OAK GROVE STEAM ELECTRIC STATION | Oak Grove (TX) | 13385811 | 91482013 | 6180 | 2 | 6180 | 2 | 8 | 000017 | 2147.24 | 3726.57 | 359.309 | 359.31 | 44.9139 | 3.566 | 4843.43 | 2324.6 | 3741.65 | 571.4389 | 571.4395 | 15.8734 | 6.0013 | 5257.736 | 2017 | 450 | 32.6 | 138 | -1 | 56 | 22111 | -96.4891 | 31.1818 | 9650 | 125 | 100 | 127 | 855 | N | Lignite | Y | N | N | 9999 | N |  | Coal Steam | 8099 | 8098.2202 | 10472
7030_B_U1 | TX | 48395 | TWIN OAKS | Major Oak Power | 7552911 | 12332013 | 7030 | U1 | 7030 | U1 | 13 | 000021 | 769.75 | 1711.54 | 199.736 | 199.739 | 0.98 | 20 | 75.37 | 1028.4 | 1231.18 | 178.01 | 178.066 | 0.93 | 17.83 | 67.33 | 2017 | 340 | 12.5 | 355 | -1 | 87 | 22111 | -96.6963 | 31.0929 | 1620 | 125 | 100 | 140 | 152 | N | Lignite, Subbituminous | Y | N | N | 9999 | N |  | Coal Steam | 8559 | 8558.75 | 11608
7030_B_U2 | TX | 48395 | TWIN OAKS | Major Oak Power | 7552911 | 12334713 | 7030 | U2 | 7030 | U2 | 13 | 000017 | 609.87 | 1474.95 | 228.97 | 228.978 | 0.94 | 16.39 | 62.08 | 1021.48 | 1176.75 | 250.34 | 250.342 | 0.97 | 17.9 | 67.1 | 2019 | 340 | 12.5 | 355 | -1 | 87 | 22111 | -96.6959 | 31.0932 | 1620 | 125 | 100 | 140 | 153 | N | Lignite, Subbituminous | Y | N | N | 9999 | N |  | Coal Steam | 8111 | 8110.9399 | 11407
6146_B_3 | TX | 48401 | MARTIN LAKE ELECTRICAL STATION | Martin Lake | 4207311 | 35676013 | 6146 | 3 | 6146 | 3 | 11 | 000008 | 2828.78 | 8689.86 | 294.002 | 441.004 | 65.3435 | 0 | 6284.44 | 3257.823 | 17503.73 | 347.2258 | 520.8391 | 85.6325 |  | 12026.55 | 2019 | 452 | 23 | 218 | -1 | 92 | 22111 | -94.5703 | 32.2589 | 8520 | 125 | 100 | 128 | 805 | N | Lignite, Subbituminous | Y | N | N | 9999 | N |  | Coal Steam | 6569 | 6568.0898 | 11423
6146_B_2 | TX | 48401 | MARTIN LAKE ELECTRICAL STATION | Martin Lake | 4207311 | 35676113 | 6146 | 2 | 6146 | 2 | 11 | 000007 | 2445.33 | 5265.97 | 220.152 | 389.5 | 55.8394 | 0 | 8614.27 | 3111.148 | 15094.13 | 322.6151 | 570.7808 | 77.3906 |  | 9277.102 | 2019 | 452 | 23 | 206 | -1 | 92 | 22111 | -94.5708 | 32.2597 | 8520 | 125 | 100 | 128 | 805 | N | Lignite, Subbituminous | Y | N | N | 9999 | N |  | Coal Steam | 5327 | 5326.9395 | 11314
6146_B_1 | TX | 48401 | MARTIN LAKE ELECTRICAL STATION | Martin Lake | 4207311 | 35676413 | 6146 | 1 | 6146 | 1 | 11 | 000006 | 4074.56 | 11515.4 | 351.13 | 673 | 85.7003 | 0 | 15847.4 | 3119.838 | 13951.6 | 255.228 | 489.1873 | 75.5971 |  | 10273.67 | 2019 | 452 | 23 | 212 | -1 | 89.4 | 22111 | -94.5713 | 32.2606 | 8520 | 125 | 100 | 128 | 800 | N | Lignite, Subbituminous | Y | N | N | 9999 | N |  | Coal Steam | 8448 | 8447.1406 | 11495
55132_G_GTG1 | TX | 48401 | ELECTRIC POWER GENERATION | Tenaska Gateway Generating Station | 6498311 | 19524013 | 55132 | OGTDB1 | 55132 | GTG1 | 37 | 000006 | 149 | 2.8 | 62.3893 | 62.3893 | 1.8073 | 29.6192 | 40.8987 | 164.3 | 2.9 | 62.4009 | 62.4009 | 5.0461 | 31.0949 | 63.4927 | 2019 | 153 | 18 | 250 | -1 | 61 | 22111 | -94.6192 | 32.0179 | 1670 | 125 | 120 |  | 146 | N | Natural Gas, Distillate Fuel Oil | Y | N | N | 9999 | N | 55132_G_GTG1;55132_G_STG1 | Combined Cycle | 5718 | 5704.8291 | 7412
55132_G_GTG2 | TX | 48401 | ELECTRIC POWER GENERATION | Tenaska Gateway Generating Station | 6498311 | 19524513 | 55132 | OGTDB2 | 55132 | GTG2 | 37 | 000007 | 160.3 | 2.8 | 9.8508 | 9.8508 | 4.4824 | 30.4417 | 82.4293 | 171.1 | 3 | 9.4583 | 9.4583 | 7.7506 | 30.8313 | 63.1891 | 2019 | 153 | 18 | 250 | -1 | 61 | 22111 | -94.6192 | 32.0176 | 1670 | 125 | 120 |  | 149 | N | Natural Gas, Distillate Fuel Oil | Y | N | N | 9999 | N |  | Combined Cycle | 5751 | 5740.2607 | 7412
55132_G_GTG3 | TX | 48401 | ELECTRIC POWER GENERATION | Tenaska Gateway Generating Station | 6498311 | 19524613 | 55132 | OGTDB3 | 55132 | GTG3 | 37 | 000008 | 142.9 | 2.8 | 8.4537 | 8.4537 | 9.8807 | 29.154 | 34.5532 | 162.7 | 2.8 | 8.0576 | 8.0576 | 13.9704 | 29.5135 | 61.6317 | 2019 | 153 | 18 | 250 | -1 | 61 | 22111 | -94.6192 | 32.0172 | 1670 | 125 | 120 |  | 148 | N | Natural Gas, Distillate Fuel Oil | Y | N | N | 9999 | N |  | Combined Cycle | 5539 | 5462.3066 | 7412
56603_G_SJC1 | TX | 48407 | SAN JACINTO COUNTY PEAKING FACILITY | San Jacinto County Peaking Facility | 14748511 | 90268613 | 56603 | SJCCT1 | 56603 | SJC1 | 6 | 000001 | 18.8615 | 0.38 | 8.3905 | 8.3905 | 1.6664 |  | 21.508 | 9.2125 | 0.207 | 4.5875 | 4.5875 | 2.1836 |  | 9.1075 | 2019 | 56 | 14.75 | 900 | -1 | 129 | 22111 | -95.0118 | 30.4192 | 1050 | 125 | 120 |  | 73 | N | Natural Gas | Y | N | N | 9999 | N |  | Combustion Turbine | 1547 | 1546.9349 | 12649
56603_G_SJC2 | TX | 48407 | SAN JACINTO COUNTY PEAKING FACILITY | San Jacinto County Peaking Facility | 14748511 | 90268713 | 56603 | SJCCT2 | 56603 | SJC2 | 6 | 000002 | 20.3345 | 0.4255 | 9.8905 | 9.8905 | 1.7248 |  | 18.2085 | 15.8955 | 0.375 | 8.3 | 8.3 | 2.714 |  | 18.154 | 2019 | 56 | 14.75 | 900 | -1 | 129 | 22111 | -95.0114 | 30.4192 | 1050 | 125 | 120 |  | 73 | N | Natural Gas | Y | N | N | 9999 | N |  | Combustion Turbine | 1621 | 1619.1976 | 12649
55313_G_CTG2 | TX | 48409 | INGLESIDE PLANT | Ingleside Cogeneration | 5746611 | 21812013 |  |  | 55313 | CTG2 | 44 | 000049 | 243.12 | 0.6213 | 9.5104 | 9.5104 | 2.2953 |  | 8.04 | 169.21 | 0.6164 | 9.435 | 9.435 | 2.2771 |  | 7.36 | 2019 | 125 | 19 | 301 | -1 | 55 | 325110 | -97.2453 | 27.8828 | 172 | 129 | 120 |  | 155 | Y | Natural Gas | N | Y | N | 9999 | N |  | Combined Cycle | 8348 |  | 5500
55313_G_CTG1 | TX | 48409 | INGLESIDE PLANT | Ingleside Cogeneration | 5746611 | 21812113 |  |  | 55313 | CTG1 | 44 | 000048 | 204.94 | 0.6266 | 17.903 | 17.903 | 1.6577 |  | 4.15 | 200.09 | 0.6548 | 18.7096 | 18.7096 | 1.7325 |  | 11.57 | 2019 | 125 | 19 | 301 | -1 | 55 | 325110 | -97.2453 | 27.8832 | 172 | 129 | 120 |  | 155 | Y | Natural Gas | N | Y | N | 9999 | N | 55313_G_CTG1;55313_G_STG | Combined Cycle | 8329 |  | 5500
55086_G_GT1A | TX | 48409 | GREGORY POWER FACILITY | Gregory Power Facility | 5780011 | 21678213 | 55086 | 101 | 55086 | GT1A | 52 | 000001 | 186.45 | 3.228 | 48.4195 | 48.4195 | 1.614 | 34.4854 | 16.7915 | 23.322 | 0.4902 | 7.3535 | 7.3535 | 0.2451 |  | 12.152 | 2019 | 199 | 19 | 570 | -1 | 44.6 | 221121 | -97.2586 | 27.8889 | 2370 | 125 | 120 |  | 141 | Y | Natural Gas | Y | N | N | 9999 | N |  | Combined Cycle | 6042 | 6042.1699 | 5500
55086_G_STG | TX | 48409 | GREGORY POWER FACILITY | Gregory Power Facility | 5780011 | 21678313 |  |  | 55086 | STG | 52 | 000003 | 2.9824 | 0.0466 | 0.3884 | 0.3884 | 0.0037 |  | 1.0919 | 0.0196 | 0.0004 | 0.0031 | 0.0031 |  |  | 0.0124 | 2019 | 199 | 6 | 306 | -1 | 66 | 221121 | -97.2592 | 27.8886 | 405 | 125 | 100 |  | 85 | Y | Natural Gas | N | N | N | 9999 | N |  | Combined Cycle | 1068 |  | 5500
55086_G_GT1B | TX | 48409 | GREGORY POWER FACILITY | Gregory Power Facility | 5780011 | 21678413 | 55086 | 102 | 55086 | GT1B | 52 | 000002 | 193.042 | 3.4198 | 45.5974 | 45.5974 | 1.7099 | 36.5349 | 15.8473 | 30.1045 | 0.5626 | 7.5009 | 7.5009 | 0.2813 |  | 11.8156 | 2019 | 199 | 19 | 570 | -1 | 44.6 | 221121 | -97.2584 | 27.8885 | 2370 | 125 | 120 |  | 140 | Y | Natural Gas | Y | N | N | 9999 | N |  | Combined Cycle | 6233 | 6232.9995 | 5500
3491_B_3 | TX | 48439 | HANDLEY STEAM ELECTRIC STATION | Handley | 4916711 | 29004713 | 3491 | 3 | 3491 | 3 | 7 | 000011 | 46.926 | 0.8396 | 10.8802 | 10.8802 | 7.8738 | 2.8632 | 6.1156 | 59.848 | 0.9922 | 12.28 | 12.28 | 8.8868 | 2.36 | 22.6644 | 2017 | 184 | 12.5 | 300 | -1 | 64 | 22111 | -97.2189 | 32.7281 | 4070 | 125 | 100 | 65 | 395 | N | Natural Gas | Y | N | N | 9999 | N |  | O/G Steam | 1997 | 1997.1499 | 13605
3491_B_5 | TX | 48439 | HANDLEY STEAM ELECTRIC STATION | Handley | 4916711 | 29005213 | 3491 | 5 | 3491 | 5 | 7 | 000004 | 14.211 | 0.5911 | 6.9517 | 6.9528 | 5.0289 | 0.5093 | 7.0783 | 28.372 | 0.7469 | 9.6089 | 9.6089 | 6.9539 | 1.2233 | 12.96 | 2019 | 204 | 24.8 | 300 | -1 | 67 | 22111 | -97.2178 | 32.7269 | 5600 | 125 | 100 | 65 | 435 | N | Natural Gas, Distillate Fuel Oil | Y | N | N | 9999 | N |  | O/G Steam | 1106 | 1106.4401 | 14103
3491_B_4 | TX | 48439 | HANDLEY STEAM ELECTRIC STATION | Handley | 4916711 | 29005413 | 3491 | 4 | 3491 | 4 | 7 | 000003 | 17.435 | 0.6449 | 7.8319 | 7.8326 | 5.6667 | 0.8415 | 33.588 | 17.172 | 0.665 | 8.4215 | 8.4215 | 6.0945 | 0.8452 | 56.0758 | 2019 | 204 | 24.8 | 300 | -1 | 67 | 22111 | -97.2183 | 32.7275 | 5600 | 125 | 100 | 65 | 435 | N | Natural Gas, Distillate Fuel Oil | Y | N | N | 9999 | N |  | O/G Steam | 1224 | 1223.6401 | 13876
6147_B_3 | TX | 48449 | MONTICELLO STEAM ELECTRIC STATION |  | 4036111 | 34165213 | 6147 | 3 |  |  | 3 | 000010 | 2881.25 | 7407.44 | 431.981 | 799.165 | 74.3355 | 0 | 9228.87 | [8 empty] | 460 | 8 | 178 | -1 | 87 | 22111 | -95.0378 | 33.0922 | 8300 | 125 | 100 | 128 |  |  |  | Y | N | N |  | N |  |  | 6817 | 6816.7998
6147_B_2 | TX | 48449 | MONTICELLO STEAM ELECTRIC STATION |  | 4036111 | 34165313 | 6147 | 2 |  |  | 3 | 000009 | 1526.05 | 8716.27 | 112.576 | 275.185 | 22.1282 | 0 | 2957.17 | [8 empty] | 400 | 21.5 | 356 | -1 | 81 | 22111 | -95.0378 | 33.0911 | 6300 | 125 | 100 | 128 |  |  |  | Y | N | N |  | N |  |  | 5248 | 5248.0898
6147_B_1 | TX | 48449 | MONTICELLO STEAM ELECTRIC STATION |  | 4036111 | 34165413 | 6147 | 1 |  |  | 3 | 000007 | 1537.14 | 8834.57 | 134.525 | 282.502 | 22.8943 | 0 | 4057.17 | [8 empty] | 400 | 21.5 | 356 | -1 | 81 | 22111 | -95.0372 | 33.0906 | 6300 | 125 | 100 | 128 |  |  |  | Y | N | N |  | N |  |  | 5260 | 5260.1602
6139_B_1 | TX | 48449 | WELSH POWER PLANT | Welsh | 4164411 | 33937013 | 6139 | 1 | 6139 | 1 | 5 | 000012 | 1966.5 | 4861.1 | 1.84 | 6.9956 | 9.77 | 0 | 5630.5 | 2336 | 5729 | 25.05 | 61.7506 | 16.12 |  | 9262 | 2019 | 531 | 23 | 306 | -1 | 97.63 | 22111 | -94.8429 | 33.0557 | 5100 | 125 | 100 | 205 | 528 | N | Subbituminous | Y | N | N | 9999 | N |  | Coal Steam | 5963 | 5947.0498 | 10922
6139_B_2 | TX | 48449 | WELSH POWER PLANT |  | 4164411 | 33937413 | 6139 | 2 |  |  | 5 | 000011 | 473.7 | 1144.3 | 19.77 | 42.8668 | 6.73 | 0 | 795.56 | [8 empty] | 300 | 17 | 250 | -1 | 160 | 22111 | -94.8403 | 33.0552 | 5100 | 125 | 100 | 205 |  |  |  | Y | N | N |  | N |  |  | 2518 | 2517.6699
6139_B_3 | TX | 48449 | WELSH POWER PLANT | Welsh | 4164411 | 33937713 | 6139 | 3 | 6139 | 3 | 5 | 000010 | 2359.6 | 5041.6 | 4.13 | 11.7492 | 4.99 | 0 | 3489.31 | 2615 | 5447.9 | 9.74 | 26.8324 | 7.16 |  | 4976.28 | 2019 | 531 | 23 | 268 | -1 | 86.67 | 22111 | -94.8429 | 33.0558 | 5100 | 125 | 100 | 127 | 528 | N | Subbituminous | Y | N | N | 9999 | N |  | Coal Steam | 6033 | 6014.4897 | 10833
50118_G_GEN8 | TX | 48453 | HAL C WEAVER POWER PLANT | Hal C Weaver Power Plant | 4181711 | 33862313 |  |  | 50118 | GEN8 | 13 | 000009 | 374.63 | 0.0886 | 8.0679 | 8.0685 | 8.8236 |  | 74.183 | 260.4379 | 0.585 | 5.6087 | 5.6087 | 1.7846 |  | 51.571 | 2019 | 150 | 10 | 500 | -1 | 74 | 22111 | -97.7362 | 30.2868 | 432 | 125 | 120 | 99 | 46.5 | Y | Natural Gas, Distillate Fuel Oil | N | N | N | 9999 | N |  | Combined Cycle | 6318 |  | 5500
50118_G_GEN7 | TX | 48453 | HAL C WEAVER POWER PLANT | Hal C Weaver Power Plant | 4181711 | 33862613 |  |  | 50118 | GEN7 | 13 | 000006 | 5.088 | 0.0392 | 0.9026 | 0.9026 | 0.0229 |  | 2.544 | 11.5278 | 0.1615 | 2.0451 | 2.0451 | 0.052 |  | 5.7639 | 2017 | 110 | 10 | 300 | -1 | 29 | 22111 | -97.7352 | 30.2862 | 634 | 125 | 100 |  | 27.6 | Y | Natural Gas, Distillate Fuel Oil | N | N | N | 9999 | N |  | Combined Cycle | 7849 |  | 5500
50118_G_GEN10 | TX | 48453 | HAL C WEAVER POWER PLANT | Hal C Weaver Power Plant | 4181711 | 71521713 |  |  | 50118 | GEN10 | 13 | 000015 | 6.1399 | 0.1645 | 2.7016 | 2.7018 | 0.8588 | 2.8653 | 2.8653 | 10.0065 | 0.4377 | 4.197 | 4.197 | 1.3354 | 0.9237 | 6.7543 | 2019 | 75 | 9 | 220 | -1 | 61.2861 | 22111 | -97.7356 | 30.2869 | 290 | 125 | 120 | 65 | 33 | Y | Natural Gas, Distillate Fuel Oil | N | N | N | 9999 | N |  | Combined Cycle | 2313 |  | 5500
50118_G_GEN9 | TX | 48453 | HAL C WEAVER POWER PLANT | Hal C Weaver Power Plant | 4181711 | 71521813 |  |  | 50118 | GEN9 | 13 | 000016 | 0.4271 | 0.0114 | 0.1879 | 0.1879 | 0.0597 | 0.1993 | 0.1993 | 0.9573 | 0.0353 | 0.4476 | 0.4476 | 0.3239 | 0.1004 | 0.7596 | 2017 | 75 | 9 | 220 | -1 | 61.2861 | 22111 | -97.7356 | 30.2869 | 115 | 125 | 100 | 65 | 26.1 | Y | Natural Gas, Distillate Fuel Oil | N | N | N | 9999 | N |  | Combined Cycle | 2203 |  | 5500
3548_G_GT3 | TX | 48453 | DECKER CREEK POWER PLANT | Decker Creek | 5021711 | 28727313 | 3548 | GT-3A | 3548 | GT3 | 2 | 000027 | 6.9469 | 0.0091 | 0.2722 | 0.2722 | 1.025 |  | 21.1824 | 5.8251 | 0.0076 | 0.2282 | 0.2282 | 0.8594 |  | 17.7619 | 2019 | 40 | 14 | 500 | -1 | 25 | 22111 | -97.6125 | 30.305 | 312 | 125 | 120 | 213 | 52 | N | Natural Gas | Y | N | N | 9999 | N |  | Combustion Turbine | 265 | 264.7299 | 11780
3548_G-GT2B | TX | 48453 | DECKER CREEK POWER PLANT |  | 5021711 | 28727413 | 3548 | GT-2B |  |  | 2 | 000026 | 2.5715 | 0.0041 | 0.0947 | 0.0947 | 0.582 |  | 8.3912 | 0.0101 |  | 0.0004 | 0.0004 | 0.0023 |  | 0.0331 | 2019 | 40 | 14 | 500 | -1 | 25 | 22111 | -97.6119 | 30.3047 | 312 | 125 | 120 | 213 |  |  |  | Y | N | N |  | N |  |  | 104 | 104.18
3548_B_2 | TX | 48453 | DECKER CREEK POWER PLANT | Decker Creek | 5021711 | 28727613 | 3548 | 2 | 3548 | 2 | 2 | 000002 | 129.1 | 1.7 | 0.6 | 0.6008 | 3.6154 | 4.6946 | 31.5043 | 287.4 | 0.5 | 1.24 | 1.2416 | 7.4698 | 9.7031 | 65.103 | 2019 | 234 | 10 | 300 | -1 | 55 | 22111 | -97.6121 | 30.304 | 4170 | 125 | 100 | 26 | 404 | N | Natural Gas | Y | N | N | 9999 | N |  | O/G Steam | 2017 | 2017.3497 | 11817
3548_B_1 | TX | 48453 | DECKER CREEK POWER PLANT | Decker Creek | 5021711 | 28727713 | 3548 | 1 | 3548 | 1 | 2 | 000001 | 161 | 0.7 | 3.6478 | 3.6484 | 2.9299 | 3.8059 | 7.2956 | 132.8 | 0.5 | 2.5001 | 2.5005 | 0.3183 | 2.6085 | 5.0003 | 2019 | 177 | 22 | 275 | -1 | 41 | 22111 | -97.6124 | 30.3034 | 3080 | 125 | 100 |  | 320 | N | Natural Gas | Y | N | N | 2020 | N |  | O/G Steam | 1742 | 1741.8405 | 11369
3548_G_GT4B | TX | 48453 | DECKER CREEK POWER PLANT |  | 5021711 | 28727913 | 3548 | GT-4B |  |  | 2 | 000030 | 7.1518 | 0.0016 | 0.276 | 0.276 | 2.5094 |  | 26.0978 | 7.425 | 0.0017 | 0.2866 | 0.2866 | 2.6053 |  | 27.0949 | 2019 | 40 | 14 | 500 | -1 | 25 | 22111 | -97.6117 | 30.3051 | 312 | 125 | 120 | 213 |  |  |  | Y | N | N |  | N |  |  | 286 | 285.87
3548_G_GT4 | TX | 48453 | DECKER CREEK POWER PLANT | Decker Creek | 5021711 | 28728113 | 3548 | GT-4A | 3548 | GT4 | 2 | 000029 | 6.9074 | 0.0016 | 0.2666 | 0.2666 | 2.4236 |  | 25.2059 | 7.4179 | 0.0017 | 0.2863 | 0.2863 | 2.6028 |  | 27.0687 | 2019 | 40 | 14 | 500 | -1 | 25 | 22111 | -97.6121 | 30.3053 | 312 | 125 | 120 | 213 | 52 | N | Natural Gas | Y | N | N | 9999 | N |  | Combustion Turbine | 286 | 285.64 | 11780
3548_G_GT3B | TX | 48453 | DECKER CREEK POWER PLANT |  | 5021711 | 28728213 | 3548 | GT-3B |  |  | 2 | 000028 | 7.2963 | 0.0096 | 0.2859 | 0.2859 | 1.0765 |  | 22.2478 | 6.9224 | 0.0091 | 0.2712 | 0.2712 | 1.0213 |  | 21.1077 | 2019 | 40 | 14 | 500 | -1 | 25 | 22111 | -97.6118 | 30.3049 | 312 | 125 | 120 | 213 |  |  |  | Y | N | N |  | N |  |  | 263 | 263.04
3548_G_GT2 | TX | 48453 | DECKER CREEK POWER PLANT | Decker Creek | 5021711 | 28728313 | 3548 | GT-2A | 3548 | GT2 | 2 | 000025 | 4.1268 | 0.0065 | 0.152 | 0.152 | 0.934 |  | 13.4664 | 0.0101 |  | 0.0004 | 0.0004 | 0.0023 |  | 0.0331 | 2019 | 40 | 14 | 500 | -1 | 25 | 22111 | -97.6123 | 30.3048 | 312 | 125 | 120 | 213 | 52 | N | Natural Gas | Y | N | N | 9999 | N |  | Combustion Turbine | 158 | 157.9101 | 11780
3548_G_GT1B | TX | 48453 | DECKER CREEK POWER PLANT |  | 5021711 | 28729213 | 3548 | GT-1B |  |  | 2 | 000024 | 4.5998 | 0.01 | 0.68 | 0.68 | 1.4999 |  | 19.5992 | 7.2808 | 0.0158 | 1.0763 | 1.0763 | 2.3742 |  | 31.0225 | 2019 | 40 | 14 | 500 | -1 | 25 | 22111 | -97.612 | 30.3045 | 312 | 125 | 120 | 213 |  |  |  | Y | N | N |  | N |  |  | 213 | 213.19
3548_G_GT1 | TX | 48453 | DECKER CREEK POWER PLANT | Decker Creek | 5021711 | 28729313 | 3548 | GT-1A | 3548 | GT1 | 2 | 000023 | 4.3788 | 0.0095 | 0.6473 | 0.6473 | 1.4279 |  | 18.6576 | 6.3612 | 0.0138 | 0.9404 | 0.9404 | 2.0743 |  | 27.1044 | 2019 | 40 | 14 | 500 | -1 | 25 | 22111 | -97.6123 | 30.3046 | 312 | 125 | 120 | 213 | 52 | N | Natural Gas | Y | N | N | 9999 | N |  | Combustion Turbine | 216 | 215.97 | 11780
7900_G_SH1 | TX | 48453 | SAND HILL ENERGY CENTER | Sand Hill | 9071611 | 57558813 | 7900 | SH1 | 7900 | SH1 | 343 | 000001 | 3.6 | 0.1 | 0.9102 | 0.9102 | 0.1438 | 0.69 | 9.1019 | 4.25 | 0.176 | 1.1734 | 1.1734 | 0.1627 | 1.69 | 11.7335 | 2019 | 85 | 12 | 500 | -1 | 83.7 | 22111 | -97.6134 | 30.2086 | 468 | 125 | 120 | 213 | 47.3 | N | Natural Gas | Y | N | N | 9999 | N |  | Combustion Turbine | 1083 | 1083.3607 | 10745
7900_G_SH2 | TX | 48453 | SAND HILL ENERGY CENTER | Sand Hill | 9071611 | 57558913 | 7900 | SH2 | 7900 | SH2 | 343 | 000002 | 3.393 | 0.1 | 0.8751 | 0.8751 | 0.134 | 0.7 | 13.1269 | 4.7 | 0.189 | 1.2607 | 1.2607 | 0.1846 | 1.75 | 18.9099 | 2019 | 85 | 12 | 500 | -1 | 83.7 | 22111 | -97.6136 | 30.2086 | 468 | 125 | 120 | 213 | 47.3 | N | Natural Gas | Y | N | N | 9999 | N |  | Combustion Turbine | 1013 | 1013.1906 | 10745
7900_G_SH3 | TX | 48453 | SAND HILL ENERGY CENTER | Sand Hill | 9071611 | 57559013 | 7900 | SH3 | 7900 | SH3 | 343 | 000003 | 4.461 | 0.2 | 1.1113 | 1.1113 | 0.1082 | 0.86 | 19.4483 | 4.559 | 0.189 | 1.2594 | 1.2594 | 0.106 | 1.55 | 22.0393 | 2019 | 85 | 12 | 500 | -1 | 83.7 | 22111 | -97.6138 | 30.2085 | 468 | 125 | 120 | 213 | 47.3 | N | Natural Gas | Y | N | N | 9999 | N |  | Combustion Turbine | 1317 | 1316.7291 | 10745
7900_G_SH4 | TX | 48453 | SAND HILL ENERGY CENTER | Sand Hill | 9071611 | 57559113 | 7900 | SH4 | 7900 | SH4 | 343 | 000004 | 3.481 | 0.1 | 0.8921 | 0.8921 | 0.1183 | 0.542 | 15.611 | 5.2 | 0.189 | 1.2592 | 1.2592 | 0.1472 | 1.23 | 22.0354 | 2019 | 85 | 12 | 500 | -1 | 83.7 | 22111 | -97.614 | 30.2084 | 468 | 125 | 120 | 213 | 47.3 | N | Natural Gas | Y | N | N | 9999 | N |  | Combustion Turbine | 1096 | 1096.1605 | 10745
7900_G_5C | TX | 48453 | SAND HILL ENERGY CENTER | Sand Hill | 9071611 | 57559513 | 7900 | SH5 | 7900 | 5C | 343 | 000013 | 68.534 | 3.3 | 16.1818 | 16.1818 | 1.4765 | 3.86 | 57.222 | 58.2 | 2.809 | 13.5802 | 13.5802 | 1.2356 | 0.7291 | 39.73 | 2019 | 127 | 19 | 550 | -1 | 57 | 22111 | -97.6125 | 30.2109 | 2530 | 125 | 120 | 65 | 151 | N | Natural Gas | Y | N | N | 9999 | N | 7900_G_5A;7900_G_5C | Combined Cycle | 6394 | 6393.5405 | 7929
7900_G_SH6 | TX | 48453 | SAND HILL ENERGY CENTER | Sand Hill | 9071611 | 92290713 | 7900 | SH6 | 7900 | SH6 | 343 | 000019 | 4.4 | 0.1 | 0.9427 | 0.9427 | 1.9381 | 0.6 | 21.4457 | 3.77 | 0.123 | 0.8173 | 0.8173 | 1.6906 | 0.8 | 18.593 | 2019 | 85 | 12 | 840 | -1 | 89 | 22111 | -97.6129 | 30.2087 | 468 | 125 | 120 | 213 | 47.3 | N | Natural Gas | Y | N | N | 9999 | N |  | Combustion Turbine | 1153 | 1152.5702 | 10745
7900_G_SH7 | TX | 48453 | SAND HILL ENERGY CENTER | Sand Hill | 9071611 | 92290813 | 7900 | SH7 | 7900 | SH7 | 343 | 000020 | 3.872 | 0.1 | 0.9014 | 0.9014 | 1.1801 | 0.876 | 13.7466 | 3.1 | 0.091 | 0.6034 | 0.6034 | 0.8112 | 0.6 | 9.2024 | 2019 | 85 | 12 | 840 | -1 | 89 | 22111 | -97.6129 | 30.2087 | 468 | 125 | 120 | 213 | 47.3 | N | Natural Gas | Y | N | N | 9999 | N |  | Combustion Turbine | 1096 | 1095.7499 | 10745
58944_B_2771 | TX | 48457 | WOODVILLE RENEWABLE POWER PROJECT |  | 16870811 | 112931013 |  |  |  |  | 13 | 000011 | 10.7381 | 0.1811 | 0.9055 | 0.9055 | 0.5252 | 0.1938 | 12.184 | [8 empty] | 150 | 9 | 320 | -1 | 50 | 22111 | -94.436 | 30.7493 | 650 | 125 | 100 | 139 |  |  |  | N | N | N |  | N | 58944_G_G1;58944_B_2771 |  | 1377
10790_G_GEN1 | TX | 48469 | VICTORIA SITE | Victoria Texas Plant | 5679711 | 22078613 |  |  | 10790 | GEN1 | 1 | 000144 | 78.4611 | 1.8806 | 8.3061 | 8.4323 | 9.7052 | 40.1114 | 19.162 | 70.6166 | 1.5909 | 7.0266 | 7.1331 | 6.3274 | 33.3476 | 16.7255 | 2019 | 75 | 18 | 306 | -1 | 48 | 325110 | -96.9564 | 28.6728 | 400 | 129 | 100 | 213 | 75 | Y | Natural Gas | N | Y | N | 9999 | N |  | Combustion Turbine | 8760 |  | 8700
3631_G_4 | TX | 48469 | SOUTH TEXAS ELECTRIC COOP | Sam Rayburn | 5863011 | 22230213 |  |  | 3631 | 4 | 9 | 000011 | 2.0715 | 0.0005 | 0.0357 | 0.0371 | 0.0648 |  | 0.5486 | 1.8768 | 0.0004 | 0.0324 | 0.0336 | 0.0587 |  | 0.4971 | 2019 | 11 | 2 | 700 | -1 | 35 | 22111 | -97.1351 | 28.8923 | 17.2 | 125 | 160 |  | 1.6 | N | Distillate Fuel Oil | N | N | N | 9999 | N |  | Combustion Turbine | 107 |  | 10745
3631_G_5 | TX | 48469 | SOUTH TEXAS ELECTRIC COOP | Sam Rayburn | 5863011 | 22230313 |  |  | 3631 | 5 | 9 | 000012 | 2.0354 | 0.0005 | 0.0351 | 0.0365 | 0.0637 |  | 0.5391 | 1.9874 | 0.0005 | 0.0343 | 0.0356 | 0.0622 |  | 0.5264 | 2019 | 11 | 2 | 700 | -1 | 35 | 22111 | -97.1352 | 28.8924 | 17.2 | 125 | 160 |  | 1.6 | N | Distillate Fuel Oil | N | Y | N | 9999 | N |  | Combustion Turbine | 103 |  | 10745
3631_G_2 | TX | 48469 | SOUTH TEXAS ELECTRIC COOP | Sam Rayburn | 5863011 | 22230513 |  |  | 3631 | 2 | 9 | 000003 | 2.6257 | 0.0046 | 0.0542 | 0.0542 | 0.0172 |  | 0.6728 | 3.8641 | 0.0068 | 0.0797 | 0.0797 | 0.0254 |  | 0.9902 | 2019 | 27 | 10.3 | 500 | -1 | 9.6 | 22111 | -97.1353 | 28.8925 | 220 | 125 | 120 |  | 11.5 | N | Natural Gas, Distillate Fuel Oil | N | N | N | 9999 | N |  | Combustion Turbine | 87 |  | 25000
3631_G_1 | TX | 48469 | SOUTH TEXAS ELECTRIC COOP | Sam Rayburn | 5863011 | 22230713 |  |  | 3631 | 1 | 9 | 000002 | 2.6955 | 0.0048 | 0.0556 | 0.0556 | 0.0177 |  | 0.6907 | 2.6313 | 0.0046 | 0.0543 | 0.0543 | 0.0173 |  | 0.6743 | 2019 | 27 | 10.3 | 500 | -1 | 9.6 | 22111 | -97.1352 | 28.8925 | 220 | 125 | 120 |  | 10.5 | N | Natural Gas, Distillate Fuel Oil | N | N | N | 9999 | N |  | Combustion Turbine | 96 |  | 25000
3631_G_7 | TX | 48469 | SOUTH TEXAS ELECTRIC COOP | Sam Rayburn | 5863011 | 71565913 | 3631 | CT7 | 3631 | 7 | 9 | 000015 | 1.1697 | 0.0276 | 0.3038 | 0.3038 | 0.0967 | 0.1476 | 0.3526 | 19.59 | 0.1926 | 2.1173 | 2.1173 | 0.6737 | 0.4184 | 3.8147 | 2019 | 111 | 13.1 | 500 | -1 | 40 | 22111 | -97.1344 | 28.8953 | 435 | 125 | 120 | 65 | 49 | N | Natural Gas, Distillate Fuel Oil | Y | N | N | 9999 | N | 3631_G_10;3631_G_7 | Combined Cycle | 362 | 361.67 | 9732
3631_G_8 | TX | 48469 | SOUTH TEXAS ELECTRIC COOP | Sam Rayburn | 5863011 | 71566013 | 3631 | CT8 | 3631 | 8 | 9 | 000016 | 6.2315 | 0.2291 | 1.8902 | 1.8902 | 0.6014 | 0.8786 | 3.6902 | 8.8295 | 0.2952 | 2.4351 | 2.4351 | 0.7748 | 0.8684 | 5.8351 | 2019 | 111 | 13.1 | 500 | -1 | 40 | 22111 | -97.1347 | 28.8953 | 435 | 125 | 120 | 65 | 49 | N | Natural Gas, Distillate Fuel Oil | Y | N | N | 9999 | N |  | Combined Cycle | 2152 | 2152.3403 | 9732
3631_G_9 | TX | 48469 | SOUTH TEXAS ELECTRIC COOP | Sam Rayburn | 5863011 | 71566113 | 3631 | CT9 | 3631 | 9 | 9 | 000017 | 5.7564 | 0.2086 | 1.7206 | 1.7206 | 0.5475 | 1.7341 | 1.7989 | 7.9612 | 0.2893 | 2.3867 | 2.3867 | 0.7594 | 0.0794 | 4.0881 | 2019 | 111 | 13.1 | 500 | -1 | 40 | 22111 | -97.135 | 28.895 | 435 | 125 | 120 | 65 | 48 | N | Natural Gas, Distillate Fuel Oil | Y | N | N | 9999 | N |  | Combined Cycle | 1980 | 1979.7902 | 9732
3443_G_7 | TX | 48469 | VICTORIA POWER PLANT | Victoria | 6497211 | 71675313 | 3443 | 9 | 3443 | 7 | 3 | 000014 | 46.6 | 1.5242 | 14.189 | 14.189 | 11.4747 | 18.1759 | 110.776 | 84.9 | 2.9788 | 28.1129 | 28.1129 | 13.2603 | 39.6228 | 130.2268 | 2019 | 150 | 18 | 250 | -1 | 51.5 | 22111 | -97.0107 | 28.7891 | 2350 | 125 | 120 | 65 | 160 | N | Natural Gas | Y | N | N | 9999 | N | 3443_G_5;3443_G_7 | Combined Cycle | 3223 | 3223.1782 | 7989
3494_G_CT3 | TX | 48475 | PERMIAN BASIN STEAM ELECTRIC STATION | Permian Basin | 8515911 | 954213 | 3494 | CT3 | 3494 | CT5 | 4 | 000018 | 2.158 | 0.149 | 0.1754 | 0.1754 | 0.0675 | 0.064641 | 0.8054 | 316.689 | 3.3028 | 14.1705 | 14.1705 | 2.0808 | 6.5603 | 11.6166 | 2019 | 50 | 20 | 700 | -1 | 70 | 22111 | -102.9592 | 31.5831 | 1060 | 125 | 120 |  | 65 | N | Natural Gas, Distillate Fuel Oil | Y | N | N | 9999 | N |  | Combustion Turbine | 43 | 42.94 | 14091
3494_G_CT2 | TX | 48475 | PERMIAN BASIN STEAM ELECTRIC STATION | Permian Basin | 8515911 | 954313 | 3494 | CT2 | 3494 | CT4 | 4 | 000017 | 3.241 | 0.162 | 0.2689 | 0.2689 | 0.1206 | 0.10084 | 1.4255 | 224.575 | 8.9041 | 10.2419 | 10.2419 | 1.5372 | 4.6461 | 9.8452 | 2019 | 50 | 20 | 700 | -1 | 70 | 22111 | -102.9594 | 31.5831 | 1060 | 125 | 120 |  | 64 | N | Natural Gas, Distillate Fuel Oil | Y | N | N | 9999 | N |  | Combustion Turbine | 61 | 60.44 | 14091
3494_G_CT4 | TX | 48475 | PERMIAN BASIN STEAM ELECTRIC STATION | Permian Basin | 8515911 | 954413 | 3494 | CT4 | 3494 | CT3 | 4 | 000016 | 7.036 | 0.109 | 0.4243 | 0.4243 | 0.2258 | 0.20595 | 1.3038 | 382.097 | 5.5947 | 17.4559 | 17.4559 | 2.5686 | 8.1355 | 18.4266 | 2019 | 50 | 20 | 700 | -1 | 70 | 22111 | -102.9589 | 31.5831 | 1060 | 125 | 120 |  | 64 | N | Natural Gas, Distillate Fuel Oil | Y | N | N | 9999 | N |  | Combustion Turbine | 121 | 120.74 | 14092
3494_G_CT5 | TX | 48475 | PERMIAN BASIN STEAM ELECTRIC STATION | Permian Basin | 8515911 | 954513 | 3494 | CT5 | 3494 | CT2 | 4 | 000015 | 7.769 | 0.167 | 0.5162 | 0.5162 | 0.2687 | 0.23392 | 1.7965 | 266.279 | 9.3647 | 13.5974 | 13.5974 | 1.9835 | 5.9698 | 14.1618 | 2019 | 50 | 12 | 570 | -1 | 70 | 22111 | -102.9586 | 31.5833 | 1060 | 125 | 120 |  | 64 | N | Natural Gas, Distillate Fuel Oil | Y | N | N | 9999 | N |  | Combustion Turbine | 144 | 143.61 | 14093
3494_G_CT1 | TX | 48475 | PERMIAN BASIN STEAM ELECTRIC STATION | Permian Basin | 8515911 | 955213 | 3494 | CT1 | 3494 | CT1 | 4 | 000014 | 2.862 | 0.229 | 0.255 | 0.255 | 0.0955 | 0.083983 | 0.6288 | 144.832 | 3.7285 | 7.0475 | 7.0475 | 1.0601 | 3.4404 | 9.5761 | 2019 | 50 | 20 | 700 | -1 | 70 | 22111 | -102.9597 | 31.5828 | 1060 | 125 | 120 |  | 64 | N | Natural Gas, Distillate Fuel Oil | Y | N | N | 9999 | N |  | Combustion Turbine | 52 | 51.59 | 14092
3439_G_4 | TX | 48479 | LAREDO POWER STATION | Laredo | 5023911 | 71575913 | 3439 | 4 | 3439 | 4 | 2 | 000018 | 7.43 | 0.44 | 2.34 | 2.34 | 1.0307 | 1.03 | 4.81 | 2.49 | 0.15 | 0.79 | 0.79 | 0.3536 | 0.34 | 1.16 | 2019 | 90 | 13.5 | 793 | -1 | 68 | 22111 | -99.5089 | 27.5675 | 1010 | 125 | 120 | 65 | 90.1 | N | Natural Gas | Y | N | N | 9999 | N |  | Combustion Turbine | 2098 | 2097.5903 | 10745
3439_G_5 | TX | 48479 | LAREDO POWER STATION | Laredo | 5023911 | 71576013 | 3439 | 5 | 3439 | 5 | 2 | 000019 | 4.56 | 0.28 | 1.78 | 1.78 | 0.3245 | 1.26 | 3.03 | 2.95 | 0.18 | 1.13 | 1.13 | 0.2049 | 0.81 | 0.65 | 2019 | 90 | 13.5 | 793 | -1 | 68 | 22111 | -99.5083 | 27.5677 | 1010 | 125 | 120 | 65 | 87.3 | N | Natural Gas | Y | N | N | 9999 | N |  | Combustion Turbine | 1491 | 1491.2896 | 10745
56350_G_CT1A | TX | 48481 | COLORADO BEND I | Colorado Bend Energy Center | 13392711 | 71581513 | 56350 | CT1A | 56350 | CT1A | 306 | 000001 | 31.082 | 1.3475 | 14.8375 | 14.8375 | 0.4267 | 1.572 | 56.691 | 26.0048 | 1.0551 | 11.6376 | 11.6376 | 4.0182 | 1.231 | 30.416 | 2019 | 120 | 14 | 223 | -1 | 84.5 | 22111 | -96.0693 | 29.288 | 1120 | 125 | 120 | 65 | 70 | N | Natural Gas | Y | N | N | 9999 | N |  | Combined Cycle | 5664 | 5664.3491 | 8440
56350_G_CT1B | TX | 48481 | COLORADO BEND I | Colorado Bend Energy Center | 13392711 | 71581613 | 56350 | CT1B | 56350 | CT1B | 306 | 000002 | 32.805 | 1.3621 | 14.9987 | 14.9987 | 0.4313 | 2.2702 | 28.279 | 20.3346 | 1.0361 | 11.4267 | 11.4267 | 3.8868 | 1.7268 | 17.9599 | 2019 | 120 | 14 | 223 | -1 | 84.5 | 22111 | -96.0689 | 29.2882 | 1120 | 125 | 120 | 65 | 62 | N | Natural Gas | Y | N | N | 9999 | N |  | Combined Cycle | 5794 | 5793.5 | 8440
56350_G_CT2A | TX | 48481 | COLORADO BEND I | Colorado Bend Energy Center | 13392711 | 71581813 | 56350 | CT2A | 56350 | CT2A | 306 | 000004 | 34.774 | 1.5094 | 16.6294 | 16.6294 | 0.1836 | 1.2478 | 61.536 | 32.8168 | 1.5911 | 17.5362 | 17.5362 | 6.5963 | 2.6518 | 79.1258 | 2019 | 120 | 14 | 223 | -1 | 84.5 | 22111 | -96.0675 | 29.2888 | 1120 | 125 | 120 | 65 | 69 | N | Natural Gas | Y | N | N | 9999 | N |  | Combined Cycle | 6589 | 6589.4204 | 8440
56350_G_CT2B | TX | 48481 | COLORADO BEND I | Colorado Bend Energy Center | 13392711 | 71581913 | 56350 | CT2B | 56350 | CT2B | 306 | 000005 | 34.059 | 1.4866 | 16.3767 | 16.3767 | 0.0198 | 2.4776 | 55.16 | 37.6615 | 1.5786 | 17.4009 | 17.4009 | 7.2349 | 2.6311 | 69.3517 | 2019 | 120 | 14 | 223 | -1 | 84.5 | 22111 | -96.068 | 29.2886 | 1120 | 125 | 120 | 65 | 63 | N | Natural Gas | Y | N | N | 9999 | N |  | Combined Cycle | 6568 | 6568.1201 | 8440
60122_G_CT7 | TX | 48481 | COLORADO BEND II | Colorado Bend II | 17978911 | 127865113 | 60122 | CT7 | 60122 | CT7 | 316 | 000002 | [7 empty] | 47.311 | 6.2311 | 45.2682 | 45.2682 | 0.4814 | 20.2224 | 12.751 | 2019 | 150 | 22 | 165 | -1 | 67.5 | 22111 | -96.0657 | 29.2891 | 0.01 | 125 | 120 |  | 313.2 | N | Natural Gas | Y | N | N | 9999 | N |  | Combined Cycle | 7953 | 7942.5601 | 7050
60122_G_CT8 | TX | 48481 | COLORADO BEND II | Colorado Bend II | 17978911 | 127865213 | 60122 | CT8 | 60122 | CT8 | 316 | 000003 | [7 empty] | 49.624 | 6.2064 | 51.514 | 51.514 | 0.4319 | 5.5037 | 4.447 | 2019 | 150 | 22 | 165 | -1 | 67.5 | 22111 | -96.0662 | 29.2889 | 0.01 | 125 | 120 |  | 313.2 | N | Natural Gas | Y | N | N | 9999 | N |  | Combined Cycle | 7844 | 7830.1997 | 7050
60122_G_STG9 | TX | 48481 | COLORADO BEND II | Colorado Bend II | 17978911 | 127865913 |  |  | 60122 | STG9 | 316 | 000010 | [9 empty] | 0.0132 | 0.0132 | 0.0132 |  |  | 2019 | 30 | 0.5 | 115 | -1 | 61.2861 | 22111 | -96.0652 | 29.2893 |  | 125 | 999 |  | 461.4 | N | Natural Gas | N | N | N | 9999 | N |  | Combined Cycle | 8760 |  | 7050
50137_G_GEN1 | TX | 48481 | WHARTON COUNTY GENERATION FACILITY | Newgulf Cogen | 8516011 | 953713 | 50137 | 1 | 50137 | GEN1 | 49 | 000001 | 27.3679 | 0.0384 | 0.128 | 0.128 | 0.2317 |  | 22.1794 | 38.5451 | 0.0556 | 0.1854 | 0.1854 | 0.2585 |  | 15.1805 | 2019 | 72 | 18.5 | 550 | -1 | 60 | 22111 | -95.8988 | 29.2641 | 895 | 125 | 120 |  | 69 | N | Natural Gas | Y | N | N | 9999 | N |  | Combustion Turbine | 164 | 163.24 | 13823
50127_G_GTC | TX | 48485 | WF COGENERATION PLANT | Signal Hill Generating LLC | 5127311 | 25206113 |  |  | 50127 | GTC | 27 | 000003 | 2.8755 | 0.0079 | 0.077 | 0.077 | 0.0183 |  | 0.7702 | 9.2272 | 0.0165 | 0.2459 | 0.2459 | 0.0585 |  | 2.4715 | 2019 | 50 | 7.5 | 300 | -1 | 46.4 | 22111 | -98.5891 | 33.8631 | 208 | 125 | 120 | 61 | 19.7 | N | Natural Gas | N | Y | N | 9999 | N |  | Combined Cycle | 182 |  | 14659
50127_G_GTB | TX | 48485 | WF COGENERATION PLANT | Signal Hill Generating LLC | 5127311 | 25206213 |  |  | 50127 | GTB | 27 | 000002 | 3.4458 | 0.009 | 0.0874 | 0.0874 | 0.0131 |  | 0.613 | 5.72 | 0.0097 | 0.1445 | 0.1445 | 0.0216 |  | 1.0175 | 2019 | 50 | 7.5 | 300 | -1 | 46.4 | 22111 | -98.5894 | 33.8631 | 208 | 125 | 120 | 28 | 19.7 | N | Natural Gas | N | Y | N | 9999 | N |  | Combined Cycle | 214 |  | 14659
50127_G_GTA | TX | 48485 | WF COGENERATION PLANT | Signal Hill Generating LLC | 5127311 | 25206313 |  |  | 50127 | GTA | 27 | 000001 | 3.1238 | 0.0089 | 0.0867 | 0.0867 | 0.0164 |  | 0.6568 | 8.837 | 0.0163 | 0.2442 | 0.2442 | 0.0463 |  | 1.8579 | 2019 | 50 | 7.5 | 300 | -1 | 46.4 | 22111 | -98.5898 | 33.8631 | 208 | 125 | 120 | 61 | 19.7 | N | Natural Gas | N | Y | N | 9999 | N |  | Combined Cycle | 213 |  | 14659
127_B_1 | TX | 48487 | OKLAUNION INDUSTRIAL PARK | Oklaunion | 7927311 | 2546713 | 127 | 1 | 127 | 1 | 10 | 000002 | 4434.7 | 1529.8 | 33.57 | 77.5462 | 7.71 | 0 | 142.64 | 5215.3 | 1778.9 | 55.53 | 127.8692 | 6.27 |  | 154.8 | 2019 | 452 | 23 | 120 | -1 | 96.6 | 22111 | -99.1757 | 34.0826 | 6880 | 125 | 100 | 128 | 650 | N | Subbituminous | Y | N | N | 2020 | N |  | Coal Steam | 5675 | 5666.0996 | 10658
55320_G_GT1 | TX | 48497 | WISE CO POWER PLANT | Wise County Power LLC | 9051811 | 57567513 | 55320 | GT-1 | 55320 | GT1 | 678 | 000001 | 92.0136 | 3.009 | 10.1787 | 10.1787 | 8.6325 | 18.039 | 15.3088 | 103.9405 | 3.187 | 10.2137 | 12.0501 | 15.2468 | 16.3358 | 44.84 | 2019 | 150 | 20 | 500 | -1 | 74.7 | 22111 | -97.9102 | 33.0606 | 2490 | 125 | 120 | 65 | 225 | N | Natural Gas | Y | N | N | 9999 | N | 55320_G_GT1;55320_G_ST1 | Combined Cycle | 5260 | 5260.25 | 7281
55320_G_GT2 | TX | 48497 | WISE CO POWER PLANT | Wise County Power LLC | 9051811 | 57567613 | 55320 | GT-2 | 55320 | GT2 | 678 | 000002 | 79.7027 | 2.658 | 9.5735 | 9.5735 | 8.8159 | 3.5149 | 16.2249 | 96.2731 | 2.974 | 10.109 | 11.8312 | 16.1546 | 7.4604 | 46.3038 | 2019 | 150 | 20 | 500 | -1 | 74.7 | 22111 | -97.9093 | 33.0606 | 2490 | 125 | 120 | 65 | 225 | N | Natural Gas | Y | N | N | 9999 | N |  | Combined Cycle | 4681 | 4681.4097 | 7281
56326_G_GEN1 | TX | 48501 | MUSTANG ELECTRIC STATION | Mustang Station Unit 4 | 5129311 | 110129013 | 56326 | GEN1 | 56326 | GEN1 | 39 | 000012 | 22.6 | 0.4 | 5.0298 | 5.0298 | 1.6005 |  | 3.388 | 105.5 | 2.3 | 25.7166 | 25.7166 | 8.1826 |  | 10.5535 | 2019 | 110 | 16 | 1086 | -1 | 60 | 22111 | -102.7441 | 32.9748 | 1730 | 125 | 120 |  | 153 | N | Natural Gas | Y | N | N | 9999 | N |  | Combustion Turbine | 1043 | 1042.9502 | 11411
56326_G_GEN2 | TX | 48501 | MUSTANG ELECTRIC STATION | Mustang Station Unit 4 | 5129311 | 110129113 | 56326 | GEN2 | 56326 | GEN2 | 39 | 000013 | 19.2 | 0.4 | 4.8748 | 4.8748 | 1.5511 |  | 2.692 | 113.9 | 2.5 | 26.769 | 26.769 | 8.5174 |  | 8.8539 | 2019 | 110 | 16 | 1086 | -1 | 60 | 22111 | -102.7433 | 32.9748 | 1730 | 125 | 120 |  | 153 | N | Natural Gas | Y | N | N | 9999 | N |  | Combustion Turbine | 1163 | 1163.0402 | 11411
56326_G_GEN3 | TX | 48501 | MUSTANG ELECTRIC STATION | Mustang Station Unit 4 | 5129311 | 110129213 | 56326 | GEN3 | 56326 | GEN3 | 39 | 000014 | 12 | 0.2 | 2.508 | 2.508 | 0.798 |  | 1.339 | 51.4 | 1.2 | 12.3238 | 12.3238 | 3.9211 |  | 9.4851 | 2019 | 120 | 16 | 1086 | -1 | 60 | 22111 | -102.7433 | 32.9748 | 1730 | 125 | 120 |  | 156 | N | Natural Gas | Y | N | N | 9999 | N |  | Combustion Turbine | 607 | 607.4299 | 11410
55065_G_GEN1 | TX | 48501 | MUSTANG ELECTRIC STATION | Mustang Station | 5129311 | 25190413 | 55065 | 1 | 55065 | GEN1 | 39 | 000006 | 168.6 | 2.7 | 28.2692 | 28.2713 | 8.9974 | 27.4547 | 25.0113 | 174 | 3.1 | 34.1658 | 34.1658 | 10.8867 | 33.1779 | 26.2876 | 2017 | 118 | 12 | 500 | -1 | 71.6 | 22111 | -102.7417 | 32.9728 | 1710 | 125 | 140 |  | 154 | N | Natural Gas | Y | N | N | 9999 | N | 55065_G_GEN1;55065_G_GEN3 | Combined Cycle | 5599 | 5599.0688 | 7999
55065_G_GEN2 | TX | 48501 | MUSTANG ELECTRIC STATION | Mustang Station | 5129311 | 25190513 | 55065 | 2 | 55065 | GEN2 | 39 | 000007 | 141.9 | 2.3 | 25.4718 | 25.4737 | 8.1066 | 24.738 | 20.9837 | 127.1 | 3 | 31.5042 | 31.5042 | 10.0417 | 30.5925 | 18.0735 | 2019 | 118 | 9 | 300 | -1 | 71.6 | 22111 | -102.7417 | 32.9724 | 1710 | 125 | 140 |  | 153 | N | Natural Gas | Y | N | N | 9999 | N |  | Combined Cycle | 5195 | 5195.2705 | 7999
3490_B_2 | TX | 48503 | GRAHAM STEAM ELECTRIC STATION | Graham | 8532511 | 942913 | 3490 | 2 | 3490 | 2 | 1 | 000002 | 104.809 | 0.276 | 3.4376 | 3.4376 | 2.4754 | 1.4414 | 37.9937 | 274.506 | 0.609 | 7.4957 | 7.4957 | 5.3844 | 3.173 | 82.8463 | 2019 | 163 | 18 | 278 | -1 | 71 | 22111 | -98.612 | 33.1354 | 3760 | 125 | 100 |  | 390 | N | Natural Gas | Y | N | N | 9999 | N |  | O/G Steam | 646 | 645.9399 | 11823
3490_B_1 | TX | 48503 | GRAHAM STEAM ELECTRIC STATION | Graham | 8532511 | 943013 | 3490 | 1 | 3490 | 1 | 1 | 000001 | 58.457 | 0.149 | 1.4864 | 1.4864 | 1.0758 | 0.77834 | 16.4276 | 155.848 | 0.328 | 3.4886 | 3.4886 | 4.474 | 1.7149 | 38.557 | 2019 | 177 | 11 | 294 | -1 | 63 | 22111 | -98.6124 | 33.1349 | 2450 | 125 | 100 |  | 234 | N | Natural Gas | Y | N | N | 9999 | N |  | O/G Steam | 453 | 452.8399 | 12105
50951_B_1 | UT | 49007 | Sunnyside Cogeneration Associates- Sunnyside Cogeneration Facility | Sunnyside Cogen Associates | 5066411 | 25975713 | 50951 | 1 | 50951 | 1 | 10096 | 11096 | 436.2295 | 460.1946 | 14.9796 | 21.2575 | 9.9417 | 0.16581 | 58.2846 | 427.7229 | 477.0252 | 15.4788 | 17.3192 | 9.9369 | 0.14765 | 41.3823 | 2017 | 250 | 8.5 | 280 | 5183 | 91 | 221112 | -110.3908 | 39.5458 | 580 | 125 | 100 | 119&127 | 51 | N | Waste Coal | N | Y | N | 9999 | N |  | Coal Steam | 7732 |  | 12284
3665_G_IC8 | UT | 49011 | Bountiful City Light and Power- Power Plant |  | 5067311 | 25964613 |  |  |  |  | 10120 | 171807 | [7 empty] | 0.18664 | 0.011097 | 0.019168 | 0.019168 | 0.081717 |  | 0.034301 | 2017 | 50 | 3.5 | 902 | 334.8152 | 34.8 | 221112 | -111.8849 | 40.8853 | 5.3 | 125 | 690 | 205 |  |  |  | N | N | N |  | N
6165_B_2 | UT | 49015 | PacifiCorp- Hunter Power Plant | Hunter | 5050511 | 25905313 | 6165 | 2 | 6165 | 2 | 10237 | 4028 | 2540.7908 | 1218.0354 | 90.7869 | 124.3197 | 37.8979 | 0.40811 | 852.782 | 2881.055 | 1168.2546 | 74.3052 | 104.0345 | 37.7147 | 0.38541 | 920.6026 | 2019 | 600 | 24 | 116 | 22151 | 49 | 221112 | -111.0294 | 39.1731 | 6130 | 125 | 100 | 119&128 | 430 | N | Bituminous | Y | N | N | 9999 | N |  | Coal Steam | 8345 | 8345.1504 | 10244
6165_B_3 | UT | 49015 | PacifiCorp- Hunter Power Plant | Hunter | 5050511 | 25905513 | 6165 | 3 | 6165 | 3 | 10237 | 4030 | 3397.5267 | 1063.6499 | 72.6749 | 96.517 | 35.3934 | 0.52306 | 650.6309 | 4161.198 | 1203.7523 | 61.0234 | 61.196 | 38.7211 | 0.54807 | 1155.7914 | 2019 | 600 | 24 | 118 | 19677 | 43.5 | 221112 | -111.0294 | 39.1731 | 5740 | 125 | 100 | 119&127 | 460 | N | Bituminous | Y | N | N | 9999 | N |  | Coal Steam | 7154 | 7153.8994 | 10156
6165_B_1 | UT | 49015 | PacifiCorp- Hunter Power Plant | Hunter | 5050511 | 25906513 | 6165 | 1 | 6165 | 1 | 10237 | 4026 | 2800.9623 | 915.6215 | 95.778 | 127.2377 | 40.8677 | 0.4185 | 1633.0409 | 3099.4888 | 1173.9043 | 73.0592 | 91.9662 | 40.8143 | 0.42552 | 658.9461 | 2019 | 600 | 24 | 115 | 20830 | 46 | 221112 | -111.0294 | 39.1731 | 5350 | 125 | 100 | 119&128 | 471 | N | Bituminous | Y | N | N | 9999 | N |  | Coal Steam | 8454 | 8454.2197 | 10279
8069_B_1 | UT | 49015 | PacifiCorp- Huntington Power Plant | Huntington | 5050611 | 25902813 | 8069 | 1 | 8069 | 1 | 10238 | 4032 | 2800.9797 | 1142.1456 | 65.9486 | 92.5871 | 34.7902 | 0.36252 | 2597.4387 | 3069.2325 | 1374.4956 | 83.1406 | 111.3153 | 37.74 | 0.40073 | 3332.6907 | 2019 | 600 | 24 | 113 | 21593 | 47.7 | 221112 | -111.0798 | 39.379 | 5260 | 125 | 100 | 119&128 | 459 | N | Bituminous | Y | N | N | 9999 | N |  | Coal Steam | 7369 | 7368.6401 | 10283
8069_B_2 | UT | 49015 | PacifiCorp- Huntington Power Plant | Huntington | 5050611 | 25903613 | 8069 | 2 | 8069 | 2 | 10238 | 4034 | 3326.912 | 1222.1943 | 86.6218 | 113.9848 | 39.4699 | 0.39834 | 4461.5471 | 2050.2728 | 769.578 | 147.074 | 201.6806 | 28.9625 | 0.32291 | 2017.2341 | 2019 | 600 | 24 | 117 | 21428 | 47.4 | 221112 | -111.0798 | 39.379 | 5730 | 125 | 100 | 119&128 | 450 | N | Bituminous | Y | N | N | 9999 | N |  | Coal Steam | 8509 | 8508.6797 | 10325
56102_G_CT1A | UT | 49023 | PacifiCorp Energy: Currant Creek Power Plant | Currant Creek | 9093511 | 72099313 | 56102 | CTG1A | 56102 | CT1A | 12524 | 177207 | 50.6242 | 2.7613 | 54.0168 | 54.0168 | 9.6646 | 40.5814 | 45.637 | 40.915 | 3.197 | 14.4015 | 14.4015 | 4.7125 | 19.5234 | 164.2659 | 2019 | 165 | 16.8 | 201 | 18731.1807 | 84.5 | 221112 | -111.893 | 39.819 | 2160 | 125 | 120 | 109&139 | 135 | N | Natural Gas | Y | N | N | 9999 | N |  | Combined Cycle | 7868 | 4757.5889 | 7520
56102_G_CT1B | UT | 49023 | PacifiCorp Energy: Currant Creek Power Plant | Currant Creek | 9093511 | 72099413 | 56102 | CTG1B | 56102 | CT1B | 12524 | 177208 | 47.0365 | 2.8222 | 62.9881 | 62.9881 | 9.8777 | 41.476 | 46.303 | 37.875 | 3.272 | 9.4159 | 9.4159 | 5.0052 | 21.2125 | 129.1817 | 2017 | 165 | 16.8 | 196 | 18930.6844 | 85.4 | 221112 | -111.893 | 39.819 | 2160 | 125 | 120 | 109&139 | 135 | N | Natural Gas | Y | N | N | 9999 | N |  | Combined Cycle | 7983 | 4253.6494 | 7520
56102_G_ST1 | UT | 49023 | PacifiCorp Energy: Currant Creek Power Plant | Currant Creek | 9093511 | 72099513 |  |  | 56102 | ST1 | 12524 | 177209 | 1.766 | 0.010596 | 0.13422 | 0.13422 | 0.09713 | 0.056512 | 1.4834 | 3.038 | 0.018228 | 0.23089 | 0.23089 | 0.16709 | 0.097216 | 2.5519 | 2019 | 35 | 2 | 72 | 11.938 | 3.8 | 221112 | -111.893 | 39.819 |  | 125 | 100 |  | 254 | N | Natural Gas | N | N | N | 9999 | N |  | Combined Cycle | 7083 |  | 7520
6481_B_1SGA | UT | 49027 | Intermountain Power Service Corporation- Intermountain Generation Station | Intermountain Power Project | 7558311 | 11959213 | 6481 | 1SGA | 6481 | 1SGA | 10327 | 2381 | 5126.34 | 1350 | 428.538 | 450.32 | 3.9401 | 0.51442 | 455.241 | 4399.348 | 980.1 | 447.6529 | 447.6529 | 47.12 | 0.4831 | 427.5323 | 2019 | 712.5 | 28 | 118 | 29276.481 | 47.546 | 221112 | -112.5796 | 39.5085 | 10300 | 125 | 100 | 127&141 | 900 | N | Bituminous, Subbituminous | Y | N | N | 2025 | N |  | Coal Steam | 7865 | 7857 | 9703
6481_B_2SGA | UT | 49027 | Intermountain Power Service Corporation- Intermountain Generation Station | Intermountain Power Project | 7558311 | 11959313 | 6481 | 2SGA | 6481 | 2SGA | 10327 | 2382 | 4891.31 | 1434.8 | 457.219 | 476.548 | 4.2563 | 0.55571 | 491.776 | 4540.076 | 1041 | 422.6331 | 422.6331 | 45.07 | 0.4621 | 408.9248 | 2019 | 712.5 | 28 | 117 | 29996.358 | 48.715 | 221112 | -112.5796 | 39.5085 | 10500 | 125 | 100 | 127&141 | 900 | N | Bituminous, Subbituminous | Y | N | N | 2025 | N |  | Coal Steam | 8636 | 8634 | 9738
8010_G_1 | UT | 49035 | Murray City Power Department- Electrical Generation Plant | Murray Turbine | 7559011 | 11944613 |  |  | 8010 | 1 | 10348 | 173726 | 0.31 | 0.002147 | 0.044332 | 0.044332 | 0.014106 | 0 | 5.7095 | 0.16797 | 0.0011772 | 0.024311 | 0.024311 | 0.0077353 |  | 0.30205 | 2017 | 50 | 3 | 920 | 94.0121 | 13.3 | 221112 | -111.8943 | 40.6652 | 12 | 125 | 120 |  | 12 | N | Natural Gas | N | N | N | 9999 | N |  | Combustion Turbine | 110 |  | 12087
8010_G_2 | UT | 49035 | Murray City Power Department- Electrical Generation Plant | Murray Turbine | 7559011 | 11944713 |  |  | 8010 | 2 | 10348 | 173727 | 0.42 | 0.004316 | 0.089136 | 0.089136 | 0.028362 | 0 | 11.4797 | 0.043401 | 0.00027742 | 0.005729 | 0.005729 | 0.0018228 |  | 0.071178 | 2017 | 50 | 3 | 903 | 94.719 | 13.4 | 221112 | -111.8943 | 40.6652 | 12 | 125 | 120 |  | 12 | N | Natural Gas | N | N | N | 9999 | N |  | Combustion Turbine | 210 |  | 12087
8010_G_3 | UT | 49035 | Murray City Power Department- Electrical Generation Plant | Murray Turbine | 7559011 | 11944913 |  |  | 8010 | 3 | 10348 | 174106 | 0.38 | 0.003541 | 0.073128 | 0.073128 | 0.023268 | 0 | 9.418 | 0.26843 | 0.0013617 | 0.028121 | 0.028121 | 0.0089477 |  | 0.34939 | 2017 | 50 | 3 | 907 | 94.719 | 13.4 | 221112 | -111.8943 | 40.6652 | 12 | 125 | 120 |  | 12 | N | Natural Gas | N | N | N | 9999 | N |  | Combustion Turbine | 174 |  | 12087
3648_G_4 | UT | 49035 | Pacificorp Energy- Gadsby Power Plant | Gadsby | 7559311 | 11941413 | 3648 | 4 | 3648 | 4 | 10355 | 174520 | 3.4375 | 0.08 | 0.84027 | 0.84027 | 0.26736 | 1.1349 | 0.76388 | 1.4443 | 0.026 | 0.3075 | 0.3075 | 0.063598 | 0.43498 | 2.6229 | 2019 | 81 | 12 | 828 | 9850.7779 | 87.1 | 22111 | -111.9292 | 40.7686 | 368 | 125 | 120 | 213&215 | 39 | N | Natural Gas | Y | N | N | 9999 | N |  | Combustion Turbine | 1171 | 1171.3005 | 14660
3648_G_5 | UT | 49035 | Pacificorp Energy- Gadsby Power Plant | Gadsby | 7559311 | 11941513 | 3648 | 5 | 3648 | 5 | 10355 | 174521 | 4.2662 | 0.08 | 0.87991 | 0.87991 | 0.27997 | 1.1762 | 1.0666 | 1.7075 | 0.023825 | 0.26208 | 0.26208 | 0.054203 | 0.35738 | 0.27796 | 2019 | 81 | 12 | 828 | 9850.7779 | 87.1 | 22111 | -111.9292 | 40.7686 | 368 | 125 | 120 | 213&215 | 39 | N | Natural Gas | Y | N | N | 9999 | N |  | Combustion Turbine | 1214 | 1214.3101 | 14660
3648_G_6 | UT | 49035 | Pacificorp Energy- Gadsby Power Plant | Gadsby | 7559311 | 11941613 | 3648 | 6 | 3648 | 6 | 10355 | 174522 | 3.2759 | 0.07 | 0.72069 | 0.72069 | 0.22931 | 1.062 | 0.98276 | 0.9442 | 0.020233 | 0.22256 | 0.22256 | 0.04603 | 0.30349 | 0.30687 | 2019 | 81 | 12 | 828 | 9850.7779 | 87.1 | 22111 | -111.9292 | 40.7686 | 368 | 125 | 120 | 213&215 | 39 | N | Natural Gas | Y | N | N | 9999 | N |  | Combustion Turbine | 1006 | 1006.1603 | 14660
3648_B_1 | UT | 49035 | Pacificorp Energy- Gadsby Power Plant | Gadsby | 7559311 | 11942113 | 3648 | 1 | 3648 | 1 | 10355 | 4025 | 9.6192 | 0.1 | 0.85728 | 0.85728 | 0.6204 | 0.36096 | 9.4752 | 14.5747 | 0.07801 | 0.94407 | 0.94407 | 0.68321 | 0.3975 | 12.1874 | 2019 | 250 | 11 | 258 | 5511.9243 | 58 | 22111 | -111.9292 | 40.7686 | 720 | 125 | 100 | 205 | 64 | N | Natural Gas | Y | N | N | 9999 | N |  | O/G Steam | 758 | 758.4601 | 14500
3648_B_2 | UT | 49035 | Pacificorp Energy- Gadsby Power Plant | Gadsby | 7559311 | 11942213 | 3648 | 2 | 3648 | 2 | 10355 | 9143 | 13.2651 | 0.12 | 1.181 | 1.181 | 0.85466 | 0.49725 | 13.0529 | 26.3093 | 0.1661 | 2.0006 | 2.0006 | 1.4478 | 0.84235 | 26.3759 | 2019 | 250 | 11 | 244 | 5987.0902 | 63 | 22111 | -111.9292 | 40.7686 | 850 | 125 | 100 | 205 | 69 | N | Natural Gas | Y | N | N | 9999 | N |  | O/G Steam | 1034 | 1034.7201 | 14500
3648_B_3 | UT | 49035 | Pacificorp Energy- Gadsby Power Plant | Gadsby | 7559311 | 11942313 | 3648 | 3 | 3648 | 3 | 10355 | 9144 | 21.4997 | 0.2 | 2.1241 | 2.1241 | 1.5372 | 0.89436 | 6.7077 | 52.6304 | 0.36207 | 4.3266 | 4.3266 | 3.1311 | 1.8217 | 11.1124 | 2019 | 250 | 11 | 258 | 6557.2892 | 69 | 22111 | -111.9292 | 40.7686 | 1110 | 125 | 100 |  | 104 | N | Natural Gas | Y | N | N | 9999 | N |  | O/G Steam | 1538 | 1538.7197 | 14500
56163_B_1 | UT | 49035 | Kennecott Utah Copper LLC- Power Plant Lab Tailings Impoundment |  | 7569011 | 12314413 |  |  |  |  | 10572 | 4038 | 269.818 | 307.886 | 7.3068 | 9.8309 | 0.6759 | 0.009547 | 8.4488 | [8 empty] | 135 | 11 | 311 | 2861 | -1 | 212319 | -112.124 | 40.699 |  | 112 | 100 | 128&205&99 |  |  |  | N | Y | N |  | N |  |  | 2657
56163_B_2 | UT | 49035 | Kennecott Utah Copper LLC- Power Plant Lab Tailings Impoundment |  | 7569011 | 12314513 |  |  |  |  | 10572 | 4040 | 137.214 | 215.953 | 4.4352 | 6.4832 | 0.47408 | 0.006696 | 5.926 | [8 empty] | 135 | 11 | 281 | 2543 | -1 | 212319 | -112.124 | 40.699 |  | 112 | 100 | 128&205&99 |  |  |  | N | Y | N |  | N |  |  | 1848
56163_B_3 | UT | 49035 | Kennecott Utah Copper LLC- Power Plant Lab Tailings Impoundment |  | 7569011 | 12314613 |  |  |  |  | 10572 | 4041 | 205.303 | 297.965 | 22.6516 | 25.528 | 0.65412 | 0.009239 | 8.1765 | [8 empty] | 135 | 11 | 291 | 2568 | -1 | 212319 | -112.124 | 40.699 |  | 112 | 100 | 128&205&99 |  |  |  | N | Y | N |  | N |  |  | 2397
56163_B_4 | UT | 49035 | Rio Tinto Kennecott Utah Copper LLC - Central Laboratory & Power Plant Lab Tai | Kennecott Power Plant | 7569011 | 12314713 |  |  | 56163 | 4 | 10572 | 4042 | 539.6 | 1330.01 | 64.54 | 93.4598 | 4.3796 | 0.041242 | 36.497 | [7 empty] | 2017 | 180 | 16 | 279 | 4683 | 24 | 212319 | -112.1217 | 40.7122 |  | 112 | 100 | 128&205&99 | 75 | N | Bituminous | N | Y | N | 2019 | N |  | Coal Steam | 4610 |  | 10438
55622_G_U1 | UT | 49035 | Utah Municipal Power Agency: West Valley Power Plant | West Valley Generation Project | 7684911 | 12121713 | 55622 | U1 | 55622 | U1 | 12495 | 171808 | 1.9122 | 0.076 | 0.84138 | 0.84138 | 0.26771 | 0 | 2.504 | 3.746 | 0.078 | 0.73923 | 0.73923 | 0.23521 |  | 2.1086 | 2019 | 81 | 12 | 830 | 10044 | 88.8 | 22111 | -112.031 | 40.665 | 364 | 125 | 120 | 28&39 | 37 | N | Natural Gas | Y | N | N | 9999 | N |  | Combustion Turbine | 800 | 945.4896 | 10928
55622_G_U2 | UT | 49035 | Utah Municipal Power Agency: West Valley Power Plant | West Valley Generation Project | 7684911 | 12121813 | 55622 | U2 | 55622 | U2 | 12495 | 171809 | 1.2111 | 0.052 | 0.57097 | 0.57097 | 0.18167 | 0 | 1.4281 | 2.2977 | 0.052 | 1.011 | 1.011 | 0.32168 |  | 3.5358 | 2017 | 81 | 12 | 830 | 10044 | 88.808 | 22111 | -112.031 | 40.665 | 364 | 125 | 120 | 28&39 | 37 | N | Natural Gas | Y | N | N | 9999 | N |  | Combustion Turbine | 577 | 613.1798 | 10928
55622_G_U3 | UT | 49035 | Utah Municipal Power Agency: West Valley Power Plant | West Valley Generation Project | 7684911 | 12121913 | 55622 | U3 | 55622 | U3 | 12495 | 171810 | 1.7689 | 0.082 | 0.89803 | 0.89803 | 0.28574 | 0 | 2.2664 | 5.211 | 0.152 | 1.0115 | 1.0115 | 0.32185 |  | 3.5595 | 2017 | 81 | 12 | 830 | 10044 | 88.8 | 22111 | -112.031 | 40.665 | 425 | 125 | 120 | 28&39 | 37 | N | Natural Gas | Y | N | N | 9999 | N |  | Combustion Turbine | 870 | 871.9293 | 10928
55622_G_U4 | UT | 49035 | Utah Municipal Power Agency: West Valley Power Plant | West Valley Generation Project | 7684911 | 12122013 | 55622 | U4 | 55622 | U4 | 12495 | 171811 | 1.7681 | 0.082 | 0.89763 | 0.89763 | 0.28561 | 0 | 2.6691 | 4.299 | 0.142 | 1.0218 | 1.0218 | 0.32512 |  | 3.2759 | 2017 | 81 | 12 | 830 | 10044 | 88.8 | 22111 | -112.031 | 40.665 | 364 | 125 | 120 | 28&39 | 37 | N | Natural Gas | Y | N | N | 9999 | N |  | Combustion Turbine | 868 | 746.5898 | 10928
55622_G_U5 | UT | 49035 | Utah Municipal Power Agency: West Valley Power Plant | West Valley Generation Project | 7684911 | 12122113 | 55622 | U5 | 55622 | U5 | 12495 | 172763 | 1.8922 | 0.067 | 0.73461 | 0.73461 | 0.23374 | 0 | 2.1575 | 1.7945 | 0.067 | 0.846 | 0.846 | 0.26918 |  | 1.8928 | 2017 | 81 | 12 | 830 | 10044 | 88.8 | 22111 | -112.031 | 40.665 | 415 | 125 | 120 | 28&39 | 37 | N | Natural Gas | Y | N | N | 9999 | N |  | Combustion Turbine | 724 | 687.7097 | 10928
56237_G_CT21 | UT | 49049 | PacifiCorp Energy: Lake Side Power Plant | Lake Side Power Plant | 12730611 | 121901813 | 56237 | CT03 | 56237 | CT21 | 13031 | 178090 | 39.2612 | 2.1415 | 2.7341 | 2.7341 | 7.4953 | 31.3299 | 54.2519 | 33.949 | 2.943 | 17.6814 | 17.6814 | 8.1521 | 34.6331 | 224.0456 | 2019 | 150 | 18 | 162 | 19061 | 75 | 221112 | -111.753 | 40.3285 | 2250 | 125 | 120 | 109&139 | 178 | N | Natural Gas | Y | N | N | 9999 | N |  | Combined Cycle | 4557 | 7177.0596 | 7240
56237_G_CT22 | UT | 49049 | PacifiCorp Energy: Lake Side Power Plant | Lake Side Power Plant | 12730611 | 121901913 | 56237 | CT04 | 56237 | CT22 | 13031 | 178091 | 35.6485 | 2.1389 | 23.8464 | 23.8464 | 7.4862 | 31.2917 | 42.7782 | 32.272 | 2.145 | 12.4503 | 12.4503 | 8.0576 | 34.2318 | 289.9812 | 2017 | 150 | 18 | 159 | 19221 | 76 | 221112 | -111.753 | 40.3285 | 2250 | 125 | 120 | 109&139 | 178 | N | Natural Gas | Y | N | N | 9999 | N |  | Combined Cycle | 4586 | 7082.4004 | 7240
56237_G_CT01 | UT | 49049 | PacifiCorp Energy: Lake Side Power Plant | Lake Side Power Plant | 12730611 | 72103913 | 56237 | CT01 | 56237 | CT01 | 13031 | 177216 | 62.0683 | 2.8647 | 18.4458 | 18.4458 | 10.0264 | 41.9097 | 33.8301 | 35.697 | 3.429 | 14.7379 | 14.7379 | 4.949 | 21.0252 | 204.4413 | 2017 | 150 | 18 | 206 | 20136 | 79.129 | 221112 | -111.753 | 40.3285 | 1920 | 125 | 120 | 109&139 | 169 | N | Natural Gas | Y | N | N | 9999 | N |  | Combined Cycle | 4799 | 7075.0278 | 7240
56237_G_CT02 | UT | 49049 | PacifiCorp Energy: Lake Side Power Plant | Lake Side Power Plant | 12730611 | 72104013 | 56237 | CT02 | 56237 | CT02 | 13031 | 177217 | 56.1513 | 2.8076 | 8.0278 | 8.0278 | 9.8265 | 41.074 | 34.4047 | 34.716 | 2.949 | 10.4338 | 10.4339 | 4.7749 | 20.2853 | 193.8921 | 2017 | 150 | 18 | 203 | 19647 | 77.208 | 221112 | -111.753 | 40.3285 | 1920 | 125 | 120 | 109&139 | 169 | N | Natural Gas | Y | N | N | 9999 | N |  | Combined Cycle | 4880 | 7034.3306 | 7240
56237_G_ST01 | UT | 49049 | PacifiCorp Energy: Lake Side Power Plant | Lake Side Power Plant | 12730611 | 72104113 |  |  | 56237 | ST01 | 13031 | 177218 | 44.627 | 0.26776 | 3.3916 | 3.3916 | 2.4545 | 1.4281 | 37.4867 | 2.798 | 0.016788 | 0.21265 | 0.21265 | 0.15389 | 0.089536 | 2.3503 | 2017 | 45 | 2.5 | 72 | 12 | 2.445 | 221112 | -111.753 | 40.3285 |  | 125 | 100 |  | 209 | N | Natural Gas | N | N | N | 9999 | N |  | Combined Cycle | 8760 |  | 7240
56177_G_GT1 | UT | 49049 | Utah Assoc. Municipal Power Systems- Nebo (Payson) Power Plant | Nebo Power Station | 18032711 | 129112613 | 56177 | U1 | 56177 | GT1 | 12825 | 178995 | [7 empty] | 27.568 | 0.964 | 2.01 | 2.01 | 3.086 |  | 12.63 | 2019 | 150 | 16.5 | 170 | 55 | 0.257 | 221112 | -111.7299 | 40.0603 | 67.4 | 125 | 120 |  | 65 | N | Natural Gas | Y | N | N | 9999 | N | 56177_G_ST1;56177_G_GT1 | Combined Cycle |  | 4014.9502 | 8571
7028_G_K1 | UT | 49049 | Springville City Corporation: Whitehead Power Plant | Whitehead | 6983111 | 13935413 |  |  | 7028 | K1 | 10819 | 13399 | 2.7453 | 0.00366 | 0.073605 | 0.073605 | 0.033654 | 0.000144 | 0.22306 | 1.696 | 0.0059399 | 0.17174 | 0.1719 | 0.96886 |  | 0.287 | 2019 | 61.3 | 3.5 | 672 | 1059.2861 | 110.1 | 22111 | -111.618 | 40.174 | 6 | 125 | 160 | 99 | 5.9 | N | Natural Gas | N | Y | N | 9999 | N |  | Combustion Turbine | 1 |  | 11420
7028_G_K3 | UT | 49049 | Springville City Corporation: Whitehead Power Plant | Whitehead | 6983111 | 13935613 |  |  | 7028 | K3 | 10819 | 171149 | 1.3264 | 0.004155 | 0.095485 | 0.095485 | 0.047499 | 0.000164 | 0.23069 | 1.798 | 0.0060354 | 0.17625 | 0.17641 | 0.99599 |  | 0.424 | 2017 | 61.5 | 3.5 | 658 | 969.8096 | 100.8 | 22111 | -111.618 | 40.174 | 6 | 125 | 160 | 99 | 5.9 | N | Natural Gas | N | Y | N | 9999 | N |  | Combustion Turbine | 305 |  | 11420
7028_G_K5 | UT | 49049 | Springville City Corporation- Whitehead Power Plant |  | 6983111 | 13935813 |  |  |  |  | 10819 | 172907 | 0 | 0 | 0 | 0 | 0 | 0 | 0 | [8 empty] | 50 | 1.8 | 670 | -1 | 0.001 | 22111 | -111.619 | 40.176 | 2 | 125 | 160 | 99 |  |  |  | N | N | N |  | N |  |  | 1
7028_G_K6 | UT | 49049 | Springville City Corporation- Whitehead Power Plant |  | 6983111 | 13935913 |  |  |  |  | 10819 | 172910 | 0 | 0 | 0 | 0 | 0 | 0 | 0 | [8 empty] | 50 | 1.8 | 663 | -1 | 0.001 | 22111 | -111.619 | 40.176 | 2 | 125 | 160 | 99 |  |  |  | N | N | N |  | N |  |  | 1
7028_G_K7 | UT | 49049 | Springville City Corporation- Whitehead Power Plant |  | 6983111 | 13936013 |  |  |  |  | 10819 | 172913 | 0 | 0 | 0 | 0 | 0 | 0 | 0 | [8 empty] | 50 | 1.8 | 676 | -1 | 0.001 | 22111 | -111.619 | 40.176 | 2 | 125 | 160 | 99 |  |  |  | N | N | N |  | N |  |  | 1
7408_G_86-1 | UT | 49049 | Payson City Corporation- Payson City Power | Payson | 6983311 | 13932613 |  |  | 7408 | 86-1 | 10823 | 171849 | 3.7318 | 0.000893 | 0.029478 | 0.029478 | 0.044953 | 0 | 0.019626 | 3.6456 | 0.044709 | 0.12254 | 0.12629 | 0.4408 |  |  | 2017 | 38 | 2.5 | 755 | 426 | 86.8 | 221112 | -111.7302 | 40.0608 | 3 | 125 | 160 |  | 2.6 | N | Natural Gas, Distillate Fuel Oil | N | Y | N | 9999 | N |  | Combustion Turbine | 8760 |  | 18000
7408_G_86-2 | UT | 49049 | Payson City Corporation- Payson City Power | Payson | 6983311 | 13932713 |  |  | 7408 | 86-2 | 10823 | 173861 | 2.2096 | 0.000804 | 0.02655 | 0.02655 | 0.040489 | 0 | 0.017677 | 4.3914 | 0.053858 | 0.051534 | 0.15213 | 0.078588 |  |  | 2019 | 38 | 2.5 | 780 | 416 | 84.8 | 221112 | -111.7302 | 40.0608 | 3 | 125 | 160 |  | 2.6 | N | Natural Gas, Distillate Fuel Oil | N | Y | N | 9999 | N |  | Combustion Turbine | 8760 |  | 18000
7408_G_86-3 | UT | 49049 | Payson City Corporation- Payson City Power | Payson | 6983311 | 13932813 |  |  | 7408 | 86-3 | 10823 | 173862 | 1.0885 | 0.000197 | 0.006513 | 0.006513 | 0.009933 | 0 | 0.002168 | 3.0494 | 0.037204 | 0.10197 | 0.10509 | 0.054286 |  |  | 2019 | 38 | 1.6 | 625 | 205 | 102 | 221112 | -111.7302 | 40.0608 | 2 | 125 | 160 |  | 2 | N | Natural Gas, Distillate Fuel Oil | N | Y | N | 9999 | N |  | Combustion Turbine | 8760 |  | 18000
7408_G_86-4 | UT | 49049 | Payson City Corporation- Payson City Power | Payson | 6983311 | 13932913 |  |  | 7408 | 86-4 | 10823 | 173863 | 2.5371 | 0.00044 | 0.014517 | 0.014517 | 0.022138 | 0 | 0.004833 | 2.5561 | 0.027477 | 0.026291 | 0.077613 | 0.040093 |  |  | 2019 | 38 | 1.6 | 640 | 212 | 105.4 | 221112 | -111.7302 | 40.0608 | 2 | 125 | 160 |  | 2 | N | Natural Gas, Distillate Fuel Oil | N | Y | N | 9999 | N |  | Combustion Turbine | 8760 |  | 18000
7111_G_NA5 | UT | 49051 | Heber Light and Power Company- Power Plant | Heber City | 9067811 | 55056113 |  |  | 7111 | NA5 | 10884 | 171828 | 0.57515 | 0.001764 | 0.029961 | 0.029961 | 0.354 | 0 | 0.005788 | [8 empty] | 34 | 1.6 | 811 | 68 | 35 | 221112 | -111.425 | 40.503 |  | 125 | 160 | 109 | 0.7 | N | Natural Gas | N | N | N | 9999 | N |  | Combustion Turbine | 346 |  | 10959
7111_G_NA6 | UT | 49051 | Heber Light and Power Company- Power Plant | Heber City | 9067811 | 55056213 |  |  | 7111 | NA6 | 10884 | 171829 | 0.45311 | 0.001764 | 0.029961 | 0.029961 | 0.354 | 0 | 0.003209 | [8 empty] | 34 | 1.6 | 809 | 67 | 34 | 221112 | -111.425 | 40.503 |  | 125 | 160 | 109 | 0.7 | N | Natural Gas | N | N | N | 9999 | N |  | Combustion Turbine | 211 |  | 10959
7111_G_4 | UT | 49051 | Heber Light and Power Company- Power Plant | Heber City | 9067811 | 55056413 |  |  | 7111 | 4 | 10884 | 171831 | 0.91056 | 0.001764 | 0.029961 | 0.029961 | 0.354 | 0 | 0.004367 | [8 empty] | 34 | 1.6 | 833 | 81 | 41 | 221112 | -111.425 | 40.503 |  | 125 | 160 | 109&99 | 1.9 | N | Natural Gas | N | N | N | 9999 | N |  | Combustion Turbine | 357 |  | 10958
7111_G_NA9 | UT | 49051 | Heber Light and Power Company- Power Plant | Heber City | 9067811 | 55056513 |  |  | 7111 | NA9 | 10884 | 171832 | 0.033938 | 0.001764 | 0.029961 | 0.029961 | 0.354 | 0 | 0.001587 | [8 empty] | 34 | 0.8 | 663 | 36 | -1 | 221112 | -111.425 | 40.503 |  | 125 | 160 |  | 1.9 | N | Natural Gas | N | N | N | 9999 | N |  | Combustion Turbine | 20 |  | 10958
7111_G_NA10 | UT | 49051 | Heber Light and Power Company- Power Plant | Heber City | 9067811 | 55056613 |  |  | 7111 | NA10 | 10884 | 171833 | 0.062818 | 0.001764 | 0.029961 | 0.029961 | 0.354 | 0 | 0.001013 | [8 empty] | 34 | 0.8 | 681 | 35 | -1 | 221112 | -111.425 | 40.503 |  | 125 | 160 |  | 1.9 | N | Natural Gas | N | N | N | 9999 | N |  | Combustion Turbine | 25 |  | 10958
7111_G_1 | UT | 49051 | Heber Light and Power Company- Power Plant | Heber City | 9067811 | 55056713 |  |  | 7111 | 1 | 10884 | 176710 | 0.61373 | 0.001764 | 0.029961 | 0.029961 | 0.354 | 0 | 0.002725 | [8 empty] | 34 | 1.6 | 800 | 76 | 39 | 221112 | -111.425 | 40.503 |  | 125 | 160 | 109 | 1.4 | N | Natural Gas | N | N | N | 9999 | N |  | Combustion Turbine | 274 |  | 10959
7111_G_2 | UT | 49051 | Heber Light and Power Company- Power Plant | Heber City | 9067811 | 55056813 |  |  | 7111 | 2 | 10884 | 176711 | 0.96074 | 0.001764 | 0.029961 | 0.029961 | 0.354 | 0 | 0.008797 | [8 empty] | 34 | 1.6 | 777 | 90 | 46 | 221112 | -111.425 | 40.503 |  | 125 | 160 | 109 | 1.4 | N | Natural Gas | N | N | N | 9999 | N |  | Combustion Turbine | 315 |  | 10959
56253_G_MC2 | UT | 49053 | St. George City Power Red Rock, Millcreek and Bloomington Power Generation Sta | Millcreek Power Generation | 6987011 | 105550213 | 56253 | MC-2 | 56253 | MC2 | 10892 | 177780 | [7 empty] | 2.355 | 0.187 | 1.5667 | 1.5667 | 1.7532 |  | 1.4983 | 2019 | 80 | 13 | 846 | 3430 | 26 | 221112 | -113.5155 | 37.1126 | 360 | 125 | 120 |  | 36.8 | N | Natural Gas | Y | N | N | 9999 | N |  | Combustion Turbine |  | 1825.6934 | 10745
7080_G_1 | UT | 49053 | St. George City Power Red Rock, Millcreek and Bloomington Power Generation Sta | St George Red Rock | 6987011 | 13903113 |  |  | 7080 | 1 | 10892 | 170569 | 8.7612 | 0.005954 | 0.40404 | 0.40404 | 0.34588 | 0 | 0.10816 | 0.117 | 5.916e-05 | 0.0018973 | 0.0019554 | 0.0034369 |  | 0.026812 | 2019 | 45 | 3.5 | 746 | 385.9996 | 40.12 | 22111 | -113.5687 | 37.1139 | 7 | 125 | 160 |  | 7 | N | Distillate Fuel Oil | N | Y | N | 9999 | N |  | Combustion Turbine | 130 |  | 10745
7080_G_2 | UT | 49053 | St. George City Power Red Rock, Millcreek and Bloomington Power Generation Sta | St George Red Rock | 6987011 | 13903213 |  |  | 7080 | 2 | 10892 | 170570 | 10.4126 | 0.007255 | 0.49235 | 0.49235 | 0.42149 | 0 | 0.13181 | 0.025081 | 2.154e-05 | 0.00069083 | 0.00071195 | 0.0012514 |  | 0.00043523 | 2017 | 45 | 3.5 | 685 | 411.0145 | 42.72 | 22111 | -113.5687 | 37.1139 | 7 | 125 | 160 | 4 | 7 | N | Distillate Fuel Oil | N | Y | N | 9999 | N |  | Combustion Turbine | 155 |  | 10745
56253_G_MC1 | UT | 49053 | St. George City Power Red Rock, Millcreek and Bloomington Power Generation Sta | Millcreek Power Generation | 6987011 | 72066113 | 56253 | MC-1 | 56253 | MC1 | 10892 | 176989 | [7 empty] | 11.73 | 0.06 | 1.7309 | 1.7309 | 0.55075 |  | 4.2646 | 2017 | 21 | 8.8 | 849 | 3430 | 55.974 | 221112 | -113.5155 | 37.1126 | 52400 | 125 | 120 |  | 36.8 | N | Natural Gas | Y | N | N | 9999 | N |  | Combustion Turbine |  | 580.5994 | 10745
51026_B_BLR1 | VT | 50005 | Ryegate Associates | Ryegate Power Station | 7774911 | 1689513 | 51026 | 1 | 51026 | BLR1 | 601 | 1 | [7 empty] | 89.2055 | 0.82175 | 0.99945 | 1.5595 | 4.7535 |  | 248.9913 | 2017 | 212.2 | 6.5 | 329 | 1415.9 | 41.9 | 22111 | -72.0585 | 44.2132 |  | 125 | 100 |  | 20 | N | Biomass | N | N | N | 9999 | N |  | Biomass |  |  | 13580
589_B_1 | VT | 50007 | Burlington Electric Dept (McNeil Station) | J C McNeil | 7773211 | 1692113 | 589 | 1 | 589 | 1 | 43 | 1 | 166.785 | 1.402 | 48.0131 | 49.1286 | 37.4992 | 17.017 | 1345.698 | 132.694 | 1.159 | 39.0509 | 39.9582 | 30.4995 | 13.8406 | 1094.506 | 2019 | 257 | 10 | 284 | 4749.2 | 60.5 | 22111 | -73.2088 | 44.4933 | 842 | 125 | 100 | 10&8 | 52 | N | Biomass | Y | N | N | 9999 | N |  | Biomass |  | 7362.25 | 14499
3785_G_TAS | VA | 51001 | Calpine Mid-Atlantic Generation LLC -Tasley | Tasley | 6960711 | 14007413 | 3785 | TA10 | 3785 | TAS | 40304 | 1 | 11.2415 | 0.010322 | 0.05493 | 0.05493 | 0.0052375 |  | 0.97085 | 4.3806 | 0.0035194 | 0.021405 | 0.021405 | 0.002041 |  | 0.37833 | 2019 | 28 | 15.5 | 905 | 8550 | 45.3 | 221112 | -75.7033 | 37.7055 | 384 | 125 | 120 |  | 31 | N | Distillate Fuel Oil | Y | N | N | 9999 | N |  | Combustion Turbine |  | 74 | 15026
55381_G_UNT7 | VA | 51001 | Commonwealth Chesapeake Power Station | Commonwealth Chesapeake | 6960911 | 14006913 | 55381 | ;CT-002;CT-003;CT-001;CT-005;CT-006;CT-004;CT-007 | 55381 | UNT7;UNT7;UNT7;UNT7;UNT7;UNT7;UNT7 | 40898 | 1 | 131.9129 | 22.1852 | 7.8447 | 7.8447 | 0.16623 |  | 28.0938 | 10.5993 | 0.192 | 1.0512 | 1.1284 | 0.023609 |  | 4.0469 | 2019 | 45 | 9 | 820 | 8750 | 137.5 | 221112 | -75.5405 | 37.9892 | 3180 | 125 | 120 |  | 45.7 | N | Distillate Fuel Oil | Y | N | N | 9999 | Y | 55381_G_UNT3;55381_G_UNT7;55381_G_UNT2;55381_G_UNT4;55381_G_UNT5;55381_G_UNT1;55381_G_UNT6 | Combustion Turbine |  | 597.25 | 10745
3799_G_GT1 | VA | 51005 | Dominion - Low Moor CT Station | Low Moor | 9047011 | 57565413 |  |  | 3799 | GT1 | 20675 | 1 | 0.693 | 0.15907 | 0.00945 | 0.00945 | 0.00032287 |  | 0.0025987 | 1.0287 | 0.2338 | 0.014028 | 0.014028 | 0.00047929 |  | 0.0038577 | 2019 | 28 | 8.3 | 1030 | 7304.3 | 135 | 221112 | -79.8915 | 37.7774 | 15 | 125 | 120 |  | 12 | N | Distillate Fuel Oil | N | N | N | 9999 | N |  | Combustion Turbine |  |  | 16021
3799_G_GT2 | VA | 51005 | Dominion - Low Moor CT Station | Low Moor | 9047011 | 57565513 |  |  | 3799 | GT2 | 20675 | 2 | 0.38676 | 0.088779 | 0.005274 | 0.005274 | 0.00018019 |  | 0.0014503 | 1.0358 | 0.2354 | 0.014124 | 0.014124 | 0.00048257 |  | 0.0038841 | 2019 | 28 | 8.3 | 1030 | 7304.3 | 135 | 221112 | -79.8915 | 37.7774 | 323 | 125 | 120 |  | 12 | N | Distillate Fuel Oil | N | N | N | 9999 | N |  | Combustion Turbine |  |  | 16046
3799_G_GT3 | VA | 51005 | Dominion - Low Moor CT Station | Low Moor | 9047011 | 57565613 |  |  | 3799 | GT3 | 20675 | 3 | 0.16148 | 0.037067 | 0.002202 | 0.002202 | 7.5235e-05 |  | 0.00060555 | 1.3512 | 0.3071 | 0.018426 | 0.018426 | 0.00062955 |  | 0.0050672 | 2019 | 28 | 8.3 | 1030 | 7304.3 | 135 | 221112 | -79.8915 | 37.7774 | 323 | 125 | 120 |  | 12 | N | Distillate Fuel Oil | N | N | N | 9999 | N |  | Combustion Turbine |  |  | 16046
3799_G_GT4 | VA | 51005 | Dominion - Low Moor CT Station | Low Moor | 9047011 | 57565713 |  |  | 3799 | GT4 | 20675 | 4 | 0.1794 | 0.040191 | 0.0023736 | 0.002789 | 0.00040177 |  | 0.0019501 | 1.0972 | 0.2473 | 0.01548 | 0.01548 | 0.0012523 |  | 0.0060471 | 2019 | 28 | 8.3 | 1030 | 7304.3 | 135 | 221112 | -79.8915 | 37.7774 | 323 | 125 | 120 |  | 12 | N | Distillate Fuel Oil | N | N | N | 9999 | N |  | Combustion Turbine |  |  | 16046
56681_G_1 | VA | 51007 | INGENCO - Amelia | Amelia | 6216811 | 16510613 |  |  | 56681 | 1 | 31047 | 1 | 84.556 | 1.2037 | 11.9828 | 11.9828 | 23.9656 |  | 87.2135 | 122.2039 | 2.4397 | 23.0815 | 25.6718 | 51.1897 |  | 189.8584 | 2019 | 30 | 1.3 | 750 | 300 | 215.9 | 221112 | -78.0592 | 37.3098 | 16000 | 125 | 160 |  | 0.3 | N | Landfill Gas | N | Y | N | 9999 | N | 56681_G_8;56681_G_5;56681_G_10;56681_G_28;56681_G_13;56681_G_14;56681_G_3;56681_G_27;56681_G_17;56681_G_39;56681_G_32;56681_G_9;56681_G_21;56681_G_36;56681_G_29;56681_G_15;56681_G_42;56681_G_35;56681_G_26;56681_G_25;56681_G_34;56681_G_22;56681_G_4;56681_G_7;56681_G_19;56681_G_24;56681_G_37;56681_G_43;56681_G_20;56681_G_23;56681_G_33;56681_G_40;56681_G_41;56681_G_47;56681_G_16;56681_G_11;56681_G_31;56681_G_30;56681_G_44;56681_G_46;56681_G_48;56681_G_6;56681_G_12;56681_G_18;56681_G_38;56681_G_1;56681_G_45;56681_G_2 | Landfill Gas |  |  | 13500
56682_G_10 | VA | 51025 | INGENCO - Brunswick Plant |  | 10641711 | 58486313 |  |  |  |  | 52154 | 1 | 171.8632 | 2.2747 | 18.924 | 18.924 | 63.0587 |  | 205.6679 | 108.005 | 2.0687 | 13.7911 | 15.3235 | 51.0782 |  | 175.4027 | 2019 | 35 | 1.3 | 750 | 150 | 108 | 221112 | -77.8096 | 36.7618 | 3.57 | 125 | 120 |  |  |  |  | N | N | N |  | N | 56682_G_29;56682_G_28;56682_G_16;56682_G_11;56682_G_10;56682_G_19;56682_G_13;56682_G_18;56682_G_35;56682_G_5;56682_G_15;56682_G_6;56682_G_26;56682_G_22;56682_G_1;56682_G_36;56682_G_23;56682_G_34;56682_G_33;56682_G_24;56682_G_25;56682_G_7;56682_G_4;56682_G_31;56682_G_30;56682_G_3;56682_G_2;56682_G_17;56682_G_9;56682_G_20;56682_G_8;56682_G_12;56682_G_32;56682_G_27;56682_G_21;56682_G_14
58260_G_CT01 | VA | 51025 | Dominion - Brunswick | Brunswick County Power Station | 17646111 | 122170013 | 58260 | 1A | 58260 | CT01 | 52404 | 1 | 68.03 | 9.3662 | 39.8263 | 39.8263 | 49.3949 | 28.7972 | 47.65 | 52.8 | 10.6567 | 45.5287 | 45.5287 | 22.3604 | 30.7498 | 5.7 | 2019 | 99 | 24 | 300 | -1 | 84.88 | 221112 | -77.7131 | 36.7648 | 3440 | 125 | 140 |  | 263.9 | N | Natural Gas | Y | N | N | 9999 | N | 58260_G_ST01;58260_G_CT01 | Combined Cycle |  | 5098.7891 | 7063
58260_G_CT02 | VA | 51025 | Dominion - Brunswick | Brunswick County Power Station | 17646111 | 122170113 | 58260 | 1B | 58260 | CT02 | 52404 | 2 | 61.72 | 9.1385 | 38.8734 | 38.8734 | 45.6628 | 27.9249 | 42.31 | 53.9 | 10.8877 | 46.424 | 46.424 | 19.3168 | 31.4668 | 4.8 | 2019 | 99 | 24 | 300 | -1 | 84.88 | 221112 | -77.7131 | 36.7648 | 3440 | 125 | 140 |  | 263.9 | N | Natural Gas | Y | N | N | 9999 | N |  | Combined Cycle |  | 4949.6299 | 7063
58260_G_CT03 | VA | 51025 | Dominion - Brunswick | Brunswick County Power Station | 17646111 | 122170213 | 58260 | 1C | 58260 | CT03 | 52404 | 3 | 70.15 | 9.3315 | 39.7822 | 39.7822 | 55.4597 | 28.6074 | 53.34 | 54.7 | 10.9773 | 46.403 | 46.403 | 21.5948 | 31.737 | 6.5 | 2019 | 99 | 24 | 300 | -1 | 84.88 | 221112 | -77.7131 | 36.7648 | 3440 | 125 | 140 |  | 263.9 | N | Natural Gas | Y | N | N | 9999 | N |  | Combined Cycle |  | 4969.1401 | 7063
55738_G_2 | VA | 51027 | Buchanan Generation, LLC | Buchanan Generation LLC | 9093011 | 57553513 | 55738 | ;1;2 | 55738 | 2;2 | 11390 | 21 | 89.3 | 0.69 | 7.55 | 7.55 | 2.4 |  | 34.35 | 113 | 1 | 11 | 11 | 3.6 |  | 55.1 | 2019 | 75 | 9 | 852 | 9466.4 | 148.8 | 221112 | -81.9617 | 37.1753 | 849 | 125 | 120 | 28 | 40 | N | Natural Gas | Y | N | N | 2023 | Y | 55738_G_1;55738_G_2 | Combustion Turbine |  | 3092.9312 | 10745
56807_G_1A | VA | 51029 | Dominion - Bear Garden CT Station | Bear Garden | 15432111 | 96378013 | 56807 | 1A | 56807 | 1A | 32004 | 1 | 50 | 4.2 | 12.7456 | 12.7456 | 0.40395 |  | 11.2034 | 43 | 3.9 | 12.3717 | 12.3717 | 0.39415 |  | 11.3012 | 2019 | 148 | 18 | 275 | 18690.5003 | 73.45 | 221112 | -78.2848 | 37.6961 | 1890 | 125 | 120 |  | 190 | N | Natural Gas, Distillate Fuel Oil | Y | N | N | 9999 | N |  | Combined Cycle |  | 7604.2817 | 7050
56807_G_1Ax | VA | 51029 | Dominion - Bear Garden CT Station |  | 15432111 | 96378113 |  |  |  |  | 32004 | 2 |  |  | 0.10431 | 0.10431 | 0.015558 |  | 0.051184 |  |  | 0.054634 | 0.054634 | 0.0081488 |  | 0.026993 | 2019 | 148 | 18 | 275 | 18690.5003 | 73.45 | 221112 | -78.2848 | 37.6961 | 2030 | 125 | 120 |  |  |  |  | N | N | N |  | N
56807_G_1B | VA | 51029 | Dominion - Bear Garden CT Station | Bear Garden | 15432111 | 96378213 | 56807 | 1B | 56807 | 1B | 32004 | 3 | 47.4 | 3.8 | 8.1944 | 8.1944 | 2.1274 |  | 7.7205 | 38.3 | 3.7 | 8.2432 | 8.2432 | 2.1348 |  | 7.7237 | 2019 | 148 | 18 | 275 | 18690.5003 | 73.45 | 221112 | -78.2848 | 37.6961 | 1890 | 125 | 120 |  | 190 | N | Natural Gas, Distillate Fuel Oil | Y | N | N | 9999 | N |  | Combined Cycle |  | 7156.4609 | 7050
56807_G_1Bx | VA | 51029 | Dominion - Bear Garden CT Station |  | 15432111 | 96378313 |  |  |  |  | 32004 | 4 |  |  | 0.12696 | 0.12696 | 0.014666 |  | 0.044218 |  |  | 0.082691 | 0.082691 | 0.0095522 |  | 0.028799 | 2019 | 148 | 18 | 275 | 18690.5003 | 73.45 | 221112 | -78.2848 | 37.6961 | 2030 | 125 | 120 |  |  |  |  | N | N | N |  | N
10773_B_2 | VA | 51031 | Dominion - Altavista Power Station | Altavista Power Station | 4565711 | 27832713 | 10773 | 2 | 10773 | 2 | 30859 | 2 | 117.8 | 5.8 | 6.7872 | 8.2768 | 2.3448 | 24.9344 | 199.63 | 109.8 | 5.1 | 6.4258 | 7.8347 | 2.1479 | 17.2062 | 171.66 | 2019 | 220 | 8 | 155 | 3895 | 77.5 | 221112 | -79.2736 | 37.119 | 382 | 125 | 100 |  | 26 | N | Biomass | Y | N | N | 9999 | N |  | Biomass |  | 6569.6104 | 15211
10773_B_1 | VA | 51031 | Dominion - Altavista Power Station | Altavista Power Station | 4565711 | 27832913 | 10773 | 1 | 10773 | 1 | 30859 | 1 | 114.6 | 5.4 | 7.6589 | 8.7958 | 0.68415 | 24.609 | 156.45 | 110.5 | 5.3 | 3.4023 | 4.4292 | 0.63797 | 17.2563 | 146.81 | 2017 | 220 | 8 | 155 | 3895 | 77.5 | 221112 | -79.2736 | 37.119 | 382 | 125 | 100 |  | 26 | N | Biomass | Y | N | N | 9999 | N |  | Biomass |  | 6430.98 | 15211
7839_G_2 | VA | 51033 | Dominion - Ladysmith CT Station | Ladysmith | 6866611 | 13522913 | 7839 | 2 | 7839 | 2 | 40960 | 2 | 33.9 | 1 | 6.5416 | 6.5416 | 2.0031 |  | 0.96703 | 18.1 | 0.6 | 3.6099 | 3.6099 | 1.1081 |  | 0.51214 | 2019 | 65 | 18 | 1097 | 19035.0003 | 74.8 | 221112 | -77.5131 | 38.0719 | 1910 | 125 | 120 | 212&213 | 151 | N | Natural Gas, Distillate Fuel Oil | Y | N | N | 9999 | N |  | Combustion Turbine |  | 1317.9302 | 10745
7839_G_5 | VA | 51033 | Dominion - Ladysmith CT Station | Ladysmith | 6866611 | 13523113 | 7839 | 5 | 7839 | 5 | 40960 | 5 | 33.4 | 0.8 | 5.9248 | 5.9248 | 1.8344 |  | 0.5328 | 9.3 | 0.4 | 1.5566 | 1.5566 | 0.44125 |  | 0.13531 | 2019 | 65 | 26 | 1116 | 35677.0007 | 67.2 | 221112 | -77.5131 | 38.0719 | 1910 | 125 | 120 | 212&213 | 160 | N | Natural Gas, Distillate Fuel Oil | Y | N | N | 9999 | N |  | Combustion Turbine |  | 1173.6299 | 10745
7839_G_3 | VA | 51033 | Dominion - Ladysmith CT Station | Ladysmith | 6866611 | 13523213 | 7839 | 3 | 7839 | 3 | 40960 | 3 | 27.6 | 1 | 5.3904 | 5.3904 | 1.6246 |  | 13.5454 | 23.6 | 0.6 | 5.304 | 5.304 | 1.6677 |  | 12.34 | 2019 | 65 | 18 | 1116 | 19035.0003 | 74.8 | 221112 | -77.5131 | 38.0719 | 1910 | 125 | 120 | 212&213 | 161 | N | Natural Gas, Distillate Fuel Oil | Y | N | N | 9999 | N |  | Combustion Turbine |  | 1022.9302 | 10745
7839_G_1 | VA | 51033 | Dominion - Ladysmith CT Station | Ladysmith | 6866611 | 13523313 | 7839 | 1 | 7839 | 1 | 40960 | 1 | 16.2 | 0.5 | 3.1422 | 3.1422 | 0.95935 |  | 0.38141 | 23.2 | 0.9 | 4.8455 | 4.8455 | 1.4807 |  | 0.55517 | 2019 | 65 | 18 | 1097 | 19035.0003 | 74.8 | 221112 | -77.5131 | 38.0719 | 1910 | 125 | 120 | 212&213 | 151 | N | Natural Gas, Distillate Fuel Oil | Y | N | N | 9999 | N |  | Combustion Turbine |  | 627.58 | 10745
7839_G_4 | VA | 51033 | Dominion - Ladysmith CT Station | Ladysmith | 6866611 | 13523713 | 7839 | 4 | 7839 | 4 | 40960 | 4 | 25.3 | 1 | 4.6071 | 4.6071 | 1.3577 |  | 12.0183 | 29.1 | 1.3 | 6.1088 | 6.1088 | 1.8477 |  | 15.2556 | 2019 | 65 | 18 | 1116 | 19035.0003 | 74.8 | 221112 | -77.5131 | 38.0719 | 1910 | 125 | 120 | 205 | 160 | N | Natural Gas, Distillate Fuel Oil | Y | N | N | 9999 | N |  | Combustion Turbine |  | 893.35 | 10745
56683_G_1 | VA | 51036 | INGENCO - Charles City | Charles City | 9089211 | 58367913 |  |  | 56683 | 1 | 51998 | 1 | 188.887 | 5.5269 | 13.6373 | 13.6373 | 40.9121 |  | 217.4841 | 143.8613 | 35.9912 | 16.8924 | 17.2372 | 51.7115 |  | 213.8786 | 2019 | 33 | 1.3 | 750 | 300 | 215.9 | 221112 | -77.1282 | 37.4389 | 16 | 125 | 120 |  | 0.3 | N | Landfill Gas | N | N | N | 9999 | N | 56683_G_46;56683_G_48;56683_G_7;56683_G_8;56683_G_29;56683_G_20;56683_G_34;56683_G_45;56683_G_9;56683_G_2;56683_G_32;56683_G_27;56683_G_47;56683_G_6;56683_G_42;56683_G_22;56683_G_18;56683_G_44;56683_G_39;56683_G_43;56683_G_12;56683_G_14;56683_G_15;56683_G_16;56683_G_31;56683_G_26;56683_G_1;56683_G_5;56683_G_11;56683_G_10;56683_G_35;56683_G_37;56683_G_41;56683_G_17;56683_G_25;56683_G_3;56683_G_36;56683_G_40;56683_G_30;56683_G_23;56683_G_24;56683_G_4;56683_G_33;56683_G_38;56683_G_13;56683_G_19;56683_G_21;56683_G_28 | Landfill Gas |  |  | 13500
56684_G_1 | VA | 51041 | INGENCO - Chester Plant | Chesterfield Landfill Gas | 10642911 | 58488213 |  |  | 56684 | 1 | 52037 | 1 | 138.6177 | 59.7708 | 26.5182 | 26.5182 | 52.6433 |  | 154.6261 | 128.2476 | 6.1896 | 27.8463 | 30.9403 | 62.221 |  | 195.481 | 2019 | 30 | 1.3 | 750 | 300 | 215.9 | 221112 | -77.4955 | 37.3512 | 3.57 | 125 | 120 |  | 0.3 | N | Landfill Gas | N | N | N | 9999 | N | 56684_G_20;56684_G_14;56684_G_12;56684_G_36;56684_G_4;56684_G_39;56684_G_34;56684_G_38;56684_G_29;56684_G_7;56684_G_5;56684_G_32;56684_G_48;56684_G_9;56684_G_13;56684_G_46;56684_G_28;56684_G_16;56684_G_44;56684_G_42;56684_G_41;56684_G_37;56684_G_27;56684_G_35;56684_G_3;56684_G_1;56684_G_24;56684_G_22;56684_G_18;56684_G_15;56684_G_23;56684_G_10;56684_G_40;56684_G_31;56684_G_47;56684_G_17;56684_G_25;56684_G_21;56684_G_2;56684_G_43;56684_G_26;56684_G_33;56684_G_8;56684_G_30;56684_G_11;56684_G_19;56684_G_45;56684_G_6 | Landfill Gas |  |  | 13500
3797_G_CT7 | VA | 51041 | Dominion Virginia Power- Chesterfield | Chesterfield | 4181011 | 33877613 | 3797 | 7 | 3797 | CT7 | 50396 | 1 | 553.5 | 2.7 | 29.1279 | 29.1285 | 6.6184 | 28.2254 | 12.0449 | 673.6 | 3.2 | 33.1899 | 33.1915 | 7.3611 | 33.087 | 13.703 | 2019 | 413 | 26 | 257 | 34032.5673 | 64.1 | 221112 | -77.3838 | 37.3831 | 1980 | 125 | 120 | 212&213 | 142 | N | Natural Gas, Distillate Fuel Oil | Y | N | N | 9999 | N | 3797_G_CW7;3797_G_CT7 | Combined Cycle |  | 5768.6587 | 7973
3797_B_6 | VA | 51041 | Dominion Virginia Power- Chesterfield | Chesterfield | 4181011 | 33877713 | 3797 | 6 | 3797 | 6 | 50396 | 8 | 864.6 | 1409.5 | 86.9178 | 497.6104 | 44.6926 | 0 | 373.9058 | 199.5 | 302.8 | 15.0386 | 83.6618 | 7.5116 |  | 64.0757 | 2019 | 419 | 20 | 264 | 31415.9339 | 100 | 221112 | -77.3821 | 37.3816 | 6650 | 125 | 100 | 128 | 670 | N | Bituminous | Y | N | N | 2023 | N |  | Coal Steam |  | 6800.5493 | 10217
3797_G_CT8 | VA | 51041 | Dominion Virginia Power- Chesterfield | Chesterfield | 4181011 | 33878413 | 3797 | **8A | 3797 | CT8 | 50396 | 2 | 566.7 | 2.8 | 28.9871 | 28.9878 | 6.582 | 28.2097 | 12.1177 | 563.8 | 2.9 | 30.2737 | 30.2738 | 6.8936 | 29.9375 | 12.6834 | 2019 | 413 | 26 | 257 | 34032.5673 | 64.1 | 221112 | -77.3838 | 37.3831 | 1980 | 125 | 120 | 212&213 | 140 | N | Natural Gas, Distillate Fuel Oil | Y | N | N | 9999 | N | 3797_G_CW8;3797_G_CT8 | Combined Cycle |  | 5905.6289 | 8016
3797_B_3 | VA | 51041 | Dominion Virginia Power- Chesterfield |  | 4181011 | 33878613 | 3797 | 3 |  |  | 50396 | 3 | 21.2 | 15.5 | 0.76968 | 7.9355 | 0.82215 | 0.0076642 | 6.9888 | [8 empty] | 200 | 13 | 288 | 6105.6833 | 46 | 221112 | -77.3821 | 37.3816 | 1160 | 125 | 100 |  |  |  |  | Y | N | N |  | N |  |  |  | 829.1
3797_B_4 | VA | 51041 | Dominion Virginia Power- Chesterfield |  | 4181011 | 33878713 | 3797 | 4 |  |  | 50396 | 4 | 225.9 | 233.7 | 24.9625 | 115.8206 | 9.6258 | 0 | 80.5243 | [8 empty] | 200 | 13 | 324 | 9689.45 | 73 | 221112 | -77.3821 | 37.3816 | 1760 | 125 | 100 | 128 |  |  |  | Y | N | N |  | N |  |  |  | 5933.8604
3797_B_5 | VA | 51041 | Dominion Virginia Power- Chesterfield | Chesterfield | 4181011 | 33878813 | 3797 | 5 | 3797 | 5 | 50396 | 6 | 443.2 | 507.3 | 56.0346 | 259.4799 | 21.5661 | 0 | 180.7565 | 87.1 | 102.5 | 9.7054 | 44.3369 | 3.6861 |  | 31.3078 | 2017 | 200 | 17 | 265 | 16115.5836 | 71 | 221112 | -77.3821 | 37.3816 | 3600 | 125 | 100 | 128&99 | 336 | N | Bituminous | Y | N | N | 2023 | N |  | Coal Steam |  | 6350.0396 | 10256
50658_B_1 | VA | 51059 | Covanta Fairfax Inc | Covanta Fairfax Energy | 6743611 | 13420713 |  |  | 50658 | 1 | 71920 | 1 | 393.4654 | 3.6696 | 0.43948 | 5.3611 | 1.4733 | 3.3161 | 14.0579 | 508.0175 | 72.8716 | 4.3874 | 4.6828 | 0.44146 | 0.61065 | 15.1181 | 2017 | 288 | 7.8 | 292 | 3618.4667 | 75.7 | 562213 | -77.2411 | 38.6946 | 344 | 103 | 100 | 119&127&32&33&48 | 24.5 | N | MSW | N | Y | N | 9999 | N |  | Municipal Solid Waste |  |  | 18440
50658_B_4 | VA | 51059 | Covanta Fairfax Inc | Covanta Fairfax Energy | 6743611 | 13420813 |  |  | 50658 | 4 | 71920 | 4 | 377.5676 | 15.3497 | 0.45533 | 5.6015 | 0.73924 | 3.4684 | 22.0502 | 453.3221 | 65.1252 | 7.4303 | 8.4104 | 0.32347 | 0.78068 | 9.7154 | 2019 | 288 | 7.8 | 293 | 3748.2 | 78.4 | 562213 | -77.2411 | 38.6946 | 344 | 103 | 100 | 119&127&32&33&48 | 24.5 | N | MSW | N | Y | N | 9999 | N | 50658_B_4;50658_G_GEN2x | Municipal Solid Waste |  |  | 18440
50658_B_3 | VA | 51059 | Covanta Fairfax Inc | Covanta Fairfax Energy | 6743611 | 13420913 |  |  | 50658 | 3 | 71920 | 3 | 375.6254 | 24.215 | 0.44711 | 5.4668 | 0.85594 | 3.3824 | 10.1397 | 506.3934 | 57.242 | 9.1469 | 10.8523 | 0.44675 | 0.40108 | 13.0397 | 2019 | 288 | 7.8 | 301 | 3531.85 | 73.9 | 562213 | -77.2411 | 38.6946 | 344 | 103 | 100 | 119&127&32&33&48 | 24.5 | N | MSW | N | Y | N | 9999 | N |  | Municipal Solid Waste |  |  | 18440
50658_B_2 | VA | 51059 | Covanta Fairfax Inc | Covanta Fairfax Energy | 6743611 | 13421013 |  |  | 50658 | 2 | 71920 | 2 | 376.8649 | 3.9805 | 0.45527 | 5.5918 | 1.9175 | 3.4617 | 12.8963 | 514.6913 | 57.1065 | 5.0571 | 5.5096 | 0.34611 | 0.71181 | 16.13 | 2017 | 288 | 7.8 | 296 | 3471.3334 | 72.6 | 562213 | -77.2411 | 38.6946 | 344 | 103 | 100 | 119&127&32&33&48 | 24.5 | N | MSW | N | Y | N | 9999 | N |  | Municipal Solid Waste |  |  | 18440
54723_G_UNT1 | VA | 51059 | Michigan Cogeneration Systems Inc | I 95 Landfill Phase II | 6743811 | 13420413 |  |  | 54723 | UNT1 | 71961 | 2 | 34.0734 | 1.6961 | 4.9462 | 4.9462 | 4.5097 |  | 67.1447 | 21.487 | 2.0303 | 5.9208 | 5.9208 | 13.4476 |  | 59.1989 | 2019 | 17 | 1 | 780 | 100.15 | 127.5 | 221112 | -77.2385 | 38.6893 | 3200 | 125 | 160 |  | 0.8 | N | Landfill Gas | N | N | N | 9999 | N | 54723_G_UNT4;54723_G_UNT2;54723_G_UNT3;54723_G_UNT1 | Landfill Gas |  |  | 13500
52051_G_UNT1 | VA | 51059 | Michigan Cogeneration Systems Inc |  | 6743811 | 13420513 |  |  |  |  | 71961 | 1 | 25.7803 | 1.4432 | 4.2088 | 4.2088 | 2.8763 |  | 51.454 | [8 empty] | 17 | 1 | 803 | 105.85 | 134.8 | 221112 | -77.2385 | 38.6893 | 3200 | 125 | 160 |  |  |  |  | N | N | N |  | N | 52051_G_UNT3;52051_G_UNT2;52051_G_UNT1;52051_G_UNT4
7838_G_1 | VA | 51061 | Dominion - Remington CT Station | Remington | 6744911 | 13418313 | 7838 | 1 | 7838 | 1 | 40961 | 1 | 32.6 | 0.9 | 5.8507 | 5.8507 | 1.817 |  | 1.6692 | 15.4 | 0.4 | 2.8166 | 2.8166 | 0.87129 |  | 0.80211 | 2019 | 65 | 18 | 1097 | 19035.0003 | 74.8 | 221112 | -77.7707 | 38.5457 | 1910 | 125 | 120 | 205 | 153 | N | Natural Gas, Distillate Fuel Oil | Y | N | N | 9999 | N |  | Combustion Turbine |  | 1195.6006 | 10745
7838_G_2 | VA | 51061 | Dominion - Remington CT Station | Remington | 6744911 | 13418613 | 7838 | 2 | 7838 | 2 | 40961 | 2 | 33.5 | 0.8 | 6.2259 | 6.2259 | 1.9483 |  | 1.5941 | 9.2 | 0.3 | 1.722 | 1.722 | 0.52207 |  | 0.43603 | 2019 | 65 | 18 | 1097 | 19035.0003 | 74.8 | 221112 | -77.7707 | 38.5457 | 1910 | 125 | 120 | 212&213 | 151 | N | Natural Gas, Distillate Fuel Oil | Y | N | N | 9999 | N |  | Combustion Turbine |  | 1269.3004 | 10745
7838_G_4 | VA | 51061 | Dominion - Remington CT Station | Remington | 6744911 | 13418713 | 7838 | 4 | 7838 | 4 | 40961 | 4 | 27.8 | 0.6 | 5.3978 | 5.3978 | 1.6886 |  | 1.1916 | 10.8 | 0.5 | 2.1886 | 2.1886 | 0.66845 |  | 0.4772 | 2019 | 65 | 18 | 1097 | 19035.0003 | 74.8 | 221112 | -77.7707 | 38.5457 | 1910 | 125 | 120 | 212&213 | 152 | N | Natural Gas, Distillate Fuel Oil | Y | N | N | 9999 | N |  | Combustion Turbine |  | 1114.58 | 10745
7838_G_3 | VA | 51061 | Dominion - Remington CT Station | Remington | 6744911 | 13418813 | 7838 | 3 | 7838 | 3 | 40961 | 3 | 28.4 | 0.9 | 5.0329 | 5.0329 | 1.5447 |  | 1.1251 | 13.3 | 0.4 | 1.7624 | 1.7624 | 0.98458 |  | 0.70647 | 2019 | 65 | 18 | 1097 | 19035.0003 | 74.8 | 221112 | -77.7707 | 38.5457 | 1910 | 125 | 120 | 212&213 | 152 | N | Natural Gas, Distillate Fuel Oil | Y | N | N | 9999 | N |  | Combustion Turbine |  | 1018.2098 | 10745
7836_G_1 | VA | 51061 | Old Dominion Electric Cooperative - Marsh Run | Marsh Run Generation Facility | 9081211 | 58375813 | 7836 | EU1 | 7836 | 1 | 40996 | 1 | 33.03 | 0.6 | 11.4039 | 11.4039 | 2.0595 |  | 20.9608 | 42.25 | 0.53 | 13.86 | 13.86 | 2.468 |  | 26.5245 | 2019 | 90 | 18 | 1058 | 42966.6675 | 168.8 | 221112 | -77.7686 | 38.5292 | 1800 | 125 | 120 |  | 161 | N | Natural Gas, Distillate Fuel Oil | Y | N | N | 9999 | N |  | Combustion Turbine |  | 1215.7494 | 10819
7836_G_2 | VA | 51061 | Old Dominion Electric Cooperative - Marsh Run | Marsh Run Generation Facility | 9081211 | 58375913 | 7836 | EU2 | 7836 | 2 | 40996 | 2 | 32.31 | 0.54 | 10.2411 | 10.2411 | 1.8333 |  | 18.5979 | 37.65 | 0.51 | 13.113 | 13.113 | 2.3344 |  | 24.983 | 2019 | 90 | 18 | 1058 | 42966.6675 | 168.8 | 221112 | -77.7686 | 38.5292 | 1800 | 125 | 120 |  | 159.3 | N | Natural Gas, Distillate Fuel Oil | Y | N | N | 9999 | N |  | Combustion Turbine |  | 1111.52 | 10818
7836_G_3 | VA | 51061 | Old Dominion Electric Cooperative - Marsh Run | Marsh Run Generation Facility | 9081211 | 58376013 | 7836 | EU3 | 7836 | 3 | 40996 | 3 | 34.27 | 0.61 | 11.3463 | 11.3463 | 2.0273 |  | 20.6796 | 48.62 | 0.5 | 14.85 | 14.85 | 2.6432 |  | 28.646 | 2019 | 90 | 18 | 1058 | 42966.6675 | 168.8 | 221112 | -77.7686 | 38.5292 | 1800 | 125 | 120 |  | 161 | N | Natural Gas, Distillate Fuel Oil | Y | N | N | 9999 | N |  | Combustion Turbine |  | 1236.73 | 10818
3796_B_4 | VA | 51065 | Dominion - Bremo Power Station |  | 6631311 | 17179313 | 3796 | 4 |  |  | 40199 | 2 | 232.691 | 0.9993 | 10.2462 | 10.2462 | 0.11141 | 5.4016 | 23.0243 | [8 empty] | 200 | 15 | 264 | 7916.7 | 44.8 | 221112 | -78.2878 | 37.7088 | 1700 | 125 | 100 | 10 |  |  |  | Y | N | N |  | N |  |  |  | 3259.7896
3796_B_3 | VA | 51065 | Dominion - Bremo Power Station |  | 6631311 | 17179613 | 3796 | 3 |  |  | 40199 | 1 | 52.4982 | 0.30062 | 1.1018 | 1.1018 | 0.07897 | 1.2208 | 3.2695 | [8 empty] | 200 | 12 | 314 | 4700 | 41.5 | 221112 | -78.2878 | 37.7088 | 906 | 125 | 100 | 10 |  |  |  | Y | N | N |  | N |  |  |  | 1436.2699
55439_G_CTG1 | VA | 51065 | Tenaska Virginia Partners, L.P. | Tenaska Virginia Generating Station | 9078811 | 58376613 | 55439 | CTGDB1 | 55439 | CTG1 | 40995 | 1 | 38.5 | 3.7391 | 10.184 | 10.184 | 1.3303 | 3.1506 | 17.6121 | 49 | 4.2219 | 11.2814 | 11.2814 | 0.88366 | 3.2742 | 4.0722 | 2019 | 131 | 18 | 180 | 16350.0003 | 64.25 | 221112 | -78.3801 | 37.8669 | 1860 | 125 | 120 |  | 171.9 | N | Natural Gas, Distillate Fuel Oil | Y | N | N | 9999 | N | 55439_G_STG1;55439_G_CTG1 | Combined Cycle |  | 5936.3496 | 7230
55439_G_CTG1x | VA | 51065 | Tenaska Virginia Partners, L.P. |  | 9078811 | 58376713 |  |  |  |  | 40995 | 2 |  | 0.0041909 | 0.0046062 | 0.0046062 | 0.00035532 | 0.0072356 | 0.024591 | [8 empty] | 131 | 18 | 180 | 16350 | 64.25 | 221112 | -78.3801 | 37.8669 | 2020 | 125 | 120 |  |  |  |  | N | N | N |  | N
55439_G_CTG2 | VA | 51065 | Tenaska Virginia Partners, L.P. | Tenaska Virginia Generating Station | 9078811 | 58376813 | 55439 | CTGDB2 | 55439 | CTG2 | 40995 | 3 | 46.7 | 3.9692 | 15.4171 | 15.4171 | 1.5018 | 3.3489 | 9.101 | 49.7 | 4.203 | 11.0609 | 11.0609 | 0.29969 | 3.4858 | 4.0008 | 2019 | 131 | 18 | 180 | 16350 | 64.3 | 221112 | -78.3801 | 37.8669 | 1860 | 125 | 120 |  | 177.8 | N | Natural Gas, Distillate Fuel Oil | Y | N | N | 9999 | N |  | Combined Cycle |  | 6328.8594 | 7230
55439_G_CTG2x | VA | 51065 | Tenaska Virginia Partners, L.P. |  | 9078811 | 58376913 |  |  |  |  | 40995 | 4 |  | 0.007489 | 0.0099617 | 0.0099617 | 0.00040834 | 0.012928 | 0.14617 | [8 empty] | 131 | 18 | 180 | 16350 | 64.3 | 221112 | -78.3801 | 37.8669 | 2020 | 125 | 120 |  |  |  |  | N | N | N |  | N
55439_G_CTG3 | VA | 51065 | Tenaska Virginia Partners, L.P. | Tenaska Virginia Generating Station | 9078811 | 58388513 | 55439 | CTGDB3 | 55439 | CTG3 | 40995 | 5 | 39.2 | 3.5186 | 13.0293 | 13.0293 | 1.712 | 1.3497 | 8.849 | 47.7 | 4.1939 | 8.7327 | 8.7327 | 0.51115 | 1.515 | 1.4103 | 2019 | 131 | 18 | 180 | 16350 | 64.3 | 221112 | -78.3801 | 37.8669 | 1860 | 125 | 120 |  | 181.2 | N | Natural Gas, Distillate Fuel Oil | Y | N | N | 9999 | N |  | Combined Cycle |  | 6287.5103 | 7230
55439_G_CTG3x | VA | 51065 | Tenaska Virginia Partners, L.P. |  | 9078811 | 58388613 |  |  |  |  | 40995 | 6 | 0.08 | 0.0055222 | 0.0059375 | 0.0059375 | 0.00068444 | 0.0095341 | 0.0060412 | 0.08 | [6 empty] | 2019 | 131 | 18 | 180 | 16350 | 64.3 | 221112 | -78.3801 | 37.8669 | 2020 | 125 | 120 |  |  |  |  | N | N | N |  | N
57754_G_1 | VA | 51069 | Frederick County Regional Landfill | Frederick County LFGTE Facility | 6759311 | 105977113 |  |  | 57754 | 1 | 81312 | 6 | 16.343 | 1.559 | 4.2093 | 4.2093 | 0.057683 |  | 70.1238 | 10.8237 | 1.0325 | 2.7877 | 2.7877 | 0.038203 |  | 46.4419 | 2019 | 18 | 1.35 | 954 | 141.6666 | 98.97 | 562212 | -78.1178 | 39.1427 | 1060 | 104 | 160 |  | 1 | N | Landfill Gas | N | N | N | 9999 | N | 57754_G_1;57754_G_2 | Landfill Gas |  |  | 14103
57018_G_GEN1 | VA | 51073 | Middle Peninsula Landfill | Waste Management Middle Peninsula LFGTE | 6759811 | 58422113 |  |  | 57018 | GEN1 | 40920 | 40 | 116.8 | 4.96 | 15.29 | 15.29 | 1.44 |  | 218.3 | 110.26 | 4.816 | 14.8309 | 14.8309 | 1.4076 |  | 206.07 | 2019 | 29 | 1.3 | 800 | 100.5833 | 75.8 | 562212 | -76.6237 | 37.5189 |  | 104 | 160 |  | 0.8 | N | Landfill Gas | N | N | N | 9999 | N | 57018_G_GEN4;57018_G_GEN1;57018_G_GEN6;57018_G_GEN3;57018_G_GEN5;57018_G_GEN2;57018_G_GEN7;57018_G_GEN8 | Landfill Gas |  |  | 13500
56692_G_2A | VA | 51075 | INGENCO - Rockville Plant | Rockville 1 & 2 | 6760511 | 58482313 |  |  | 56692 | 2A | 51201 | 2 | [7 empty] | 0.52601 | 0.00034305 | 0.02287 | 0.02287 | 0.02287 |  | 0.057175 | 2019 | 40 | 2 | 600 | 33.3333 | 10.6 | 221112 | -77.6639 | 37.7038 | 3.2 | 125 | 120 |  | 0.3 | N | Distillate Fuel Oil | N | N | N | 2022 | N | 56692_G_2D;56692_G_2T;56692_G_2H;56692_G_2A;56692_G_2Q;56692_G_2S;56692_G_2P;56692_G_2E;56692_G_2C;56692_G_2R;56692_G_2J;56692_G_2G;56692_G_2K;56692_G_2L;56692_G_2M;56692_G_2N;56692_G_2O;56692_G_2U;56692_G_2I;56692_G_2F;56692_G_2B | Combustion Turbine |  |  | 11663
56692_G_1A | VA | 51075 | INGENCO - Rockville Plant | Rockville 1 & 2 | 6760511 | 58482613 |  |  | 56692 | 1A | 51201 | 1 | 0.9415 | 0.0016733 | 0.0409 | 0.0409 | 0.04 |  | 0.1023 | 0.35063 | 0.00022868 | 0.015245 | 0.015245 | 0.015245 |  | 0.038113 | 2019 | 40 | 2 | 600 | 33.3333 | 10.6 | 221112 | -77.6639 | 37.7038 | 3.2 | 125 | 120 |  | 0.3 | N | Distillate Fuel Oil | N | N | N | 9999 | N | 56692_G_1I;56692_G_1L;56692_G_1B;56692_G_1F;56692_G_1K;56692_G_1E;56692_G_1H;56692_G_1J;56692_G_1D;56692_G_1G;56692_G_1A;56692_G_1C;56692_G_1O;56692_G_1M;56692_G_1N | Combustion Turbine |  |  | 10917
59913_G_CT01 | VA | 51081 | Dominion Energy - Greensville Power Station | Greensville County Power Station | 18854911 | 134704013 | 59913 | 1A | 59913 | CT01 | 52525 | 1 | [7 empty] | 57 | 12.3443 | 35.6506 | 35.6506 | 33.41 | 30.2187 | 4.1 | 2019 | 99 | 24 | 178 | 22450.0004 | 49.65 | 221112 | -77.6535 | 36.7209 | 3730 | 125 | 140 |  | 324.4 | N | Natural Gas | Y | N | N | 9999 | N |  | Combined Cycle |  | 6488.0303 | 7050
59913_G_CT02 | VA | 51081 | Dominion Energy - Greensville Power Station | Greensville County Power Station | 18854911 | 134704113 | 59913 | 1B | 59913 | CT02 | 52525 | 2 | [7 empty] | 57.6 | 12.3264 | 35.6165 | 35.6165 | 34.4003 | 29.8876 | 2.4 | 2019 | 99 | 24 | 178 | 22450.0004 | 49.65 | 221112 | -77.6535 | 36.7209 | 3730 | 125 | 140 |  | 324.4 | N | Natural Gas | Y | N | N | 9999 | N |  | Combined Cycle |  | 6420.8701 | 7050
59913_G_CT03 | VA | 51081 | Dominion Energy - Greensville Power Station | Greensville County Power Station | 18854911 | 134704213 | 59913 | 1C | 59913 | CT03 | 52525 | 3 | [7 empty] | 55.5 | 12.0905 | 34.9933 | 34.9933 | 31.8325 | 30.3675 | 4.2 | 2019 | 99 | 24 | 178 | 22450.0004 | 49.65 | 221112 | -77.6535 | 36.7209 | 3730 | 125 | 140 |  | 324.4 | N | Natural Gas | Y | N | N | 9999 | N |  | Combined Cycle |  | 6522.4111 | 7050
58560_B_BLR1 | VA | 51083 | NOVEC Energy Production Halifax County | Halifax County Biomass | 17038111 | 112347013 |  |  | 58560 | BLR1 | 21526 | 1 | 110.42 | 0.25 | 33.7625 | 39.7812 | 24.1529 |  | 128.23 | 94.064 | 0.237 | 32.9873 | 38.8679 | 23.5984 |  | 111.481 | 2019 | 195 | 7.6 | 305 | 4521.2 | 99.66 | 221118 | -78.8757 | 36.6982 | 629 | 125 | 100 |  | 44 | N | Biomass | N | N | N | 9999 | N |  | Biomass |  |  | 13690
7213_B_2 | VA | 51083 | Dominion/ODEC - Clover Power Station | Clover | 6160611 | 15869213 | 7213 | 2 | 7213 | 2 | 30867 | 2 | 4136.9 | 786.8 | 34.5876 | 379.2982 | 70.0517 | 0.44336 | 140.7883 | 948.1 | 193 | 85.5089 | 89.6281 | 16.4996 | 0.16974 | 33.5291 | 2017 | 446 | 22.25 | 122 | 18292.1336 | 47.05 | 221112 | -78.7048 | 36.8687 | 4080 | 125 | 100 | 32 | 437 | N | Bituminous | Y | N | N | 9999 | N |  | Coal Steam |  | 7841.2598 | 10086
7213_B_1 | VA | 51083 | Dominion/ODEC - Clover Power Station | Clover | 6160611 | 15869513 | 7213 | 1 | 7213 | 1 | 30867 | 1 | 4170.3 | 793.2 | 45.5759 | 501.5319 | 13.5188 | 0.42645 | 135.621 | 1041.9 | 206.2 | 119.7929 | 124.2049 | 3.6437 | 0.24577 | 36.3121 | 2019 | 446 | 22.2 | 122 | 18292.1336 | 47.05 | 221112 | -78.7048 | 36.8687 | 4080 | 125 | 100 | 16 | 440 | N | Bituminous | Y | N | N | 9999 | N |  | Coal Steam |  | 7504.7891 | 10106
52019_G_GEN1 | VA | 51085 | Doswell Limited Partnership Doswell Energy Center | Doswell Energy Center | 6631811 | 17175613 | 52019 | 501 | 52019 | GEN1 | 51018 | 1 | 175.4 | 3.3459 | 124.5656 | 124.669 | 18.7929 | 44.8492 | 119.5803 | 155.5 | 3.356 | 129.9992 | 130.0234 | 17.6192 | 46.1182 | 106.4108 | 2019 | 190 | 18 | 240 | 16794.9836 | 66 | 221112 | -77.4462 | 37.8203 | 1240 | 125 | 120 | 139 | 104.7 | N | Natural Gas, Distillate Fuel Oil | Y | N | N | 9999 | N | 52019_G_GEN3;52019_G_GEN1 | Combined Cycle |  | 7421.5493 | 8431
52019_G_GEN2 | VA | 51085 | Doswell Limited Partnership Doswell Energy Center | Doswell Energy Center | 6631811 | 17175713 | 52019 | 502 | 52019 | GEN2 | 51018 | 2 | 175.9 | 3.3209 | 123.0738 | 123.1758 | 18.5648 | 44.3133 | 118.0855 | 158.001 | 3.46 | 121.8838 | 121.932 | 16.6414 | 43.3134 | 100.8801 | 2019 | 190 | 18 | 240 | 16794.9836 | 66 | 221112 | -77.4462 | 37.8203 | 1240 | 125 | 120 | 139 | 104.7 | N | Natural Gas, Distillate Fuel Oil | Y | N | N | 9999 | N |  | Combined Cycle |  | 7396.4121 | 8431
52019_G_GEN4 | VA | 51085 | Doswell Limited Partnership Doswell Energy Center | Doswell Energy Center | 6631811 | 17175813 | 52019 | 601 | 52019 | GEN4 | 51018 | 3 | 171.501 | 2.8696 | 120.1297 | 120.2233 | 17.8554 | 43.1335 | 113.1842 | 150.1 | 3.0732 | 122.4088 | 122.4622 | 16.8565 | 43.537 | 98.9036 | 2019 | 190 | 18 | 240 | 16794.9836 | 66 | 221112 | -77.4462 | 37.8203 | 1240 | 125 | 120 | 139 | 104.7 | N | Natural Gas, Distillate Fuel Oil | Y | N | N | 9999 | N | 52019_G_GEN4;52019_G_GEN6 | Combined Cycle |  | 7020.9697 | 8431
52019_G_GEN7 | VA | 51085 | Doswell Limited Partnership Doswell Energy Center | Doswell Energy Center | 6631811 | 17176113 | 52019 | CT1 | 52019 | GEN7 | 51018 | 8 | 44.984 | 1.1259 | 21.4167 | 21.4167 | 3.5297 | 8.5535 | 22.1245 | 5.207 | 0.426 | 0.90635 | 0.90635 | 0.1562 | 9.8272 | 1.8497 | 2019 | 80 | 18 | 1116 | 16794.9836 | 66 | 221112 | -77.4462 | 37.8203 | 2140 | 125 | 120 |  | 170 | N | Natural Gas, Distillate Fuel Oil | Y | N | N | 9999 | N |  | Combustion Turbine |  | 1739.8397 | 11149
52019_G_GEN5 | VA | 51085 | Doswell Limited Partnership Doswell Energy Center | Doswell Energy Center | 6631811 | 17176213 | 52019 | 602 | 52019 | GEN5 | 51018 | 4 | 162.1 | 2.9902 | 110.8959 | 110.9874 | 16.7137 | 39.9232 | 106.2572 | 156.1 | 3.0522 | 128.0615 | 128.117 | 17.5896 | 45.5166 | 107.4159 | 2019 | 190 | 18 | 240 | 16794.9836 | 66 | 221112 | -77.4462 | 37.8203 | 1240 | 125 | 120 | 139 | 104.7 | N | Natural Gas, Distillate Fuel Oil | Y | N | N | 9999 | N |  | Combined Cycle |  | 6624.1494 | 8431
57897_G_UNT1 | VA | 51087 | Richmond Energy LLC | Richmond Energy | 16662411 | 118539913 |  |  | 57897 | UNT1 | 52198 | 20 | 36.1 | 3.5 | 5.1 | 5.1 | 5.7 |  | 221.8 | 19.71 | 26.18 | 3.447 | 3.447 | 9.412 |  | 139.91 | 2019 | 30 | 1.33 | 900 | 20.8333 | 15 | 221118 | -77.368 | 37.5121 | 6400 |  | 160 |  | 1.6 | N | Landfill Gas | N | N | N | 9999 | N | 57897_G_UNT1;57897_G_UNT3;57897_G_UNT4;57897_G_UNT2 | Landfill Gas |  |  | 13500
7212_G_1 | VA | 51087 | Dominion - Darbytown CT Station | Darbytown | 6311211 | 58458613 | 7212 | 1 | 7212 | 1 | 50997 | 2 |  |  | 0.65894 | 0.65894 | 0.20966 |  | 0.0042931 |  |  | 2.4848 | 2.4848 | 0.79061 |  | 0.016189 | 2019 | 65 | 13.8 | 982 | 24604.4671 | 164.5 | 221112 | -77.3684 | 37.499 | 1250 | 125 | 120 |  | 84 | N | Natural Gas, Distillate Fuel Oil | Y | N | N | 9999 | N |  | Combustion Turbine |  | 103.03 | 12340
7212_G_2 | VA | 51087 | Dominion - Darbytown CT Station | Darbytown | 6311211 | 58458813 | 7212 | 2 | 7212 | 2 | 50997 | 4 | 11.577 | 5.45 | [13 empty] | 65 | 13.8 | 982 | 24616.9833 | 164.6 | 221112 | -77.3684 | 37.499 | 1030 | 125 | 120 |  | 84 | N | Natural Gas, Distillate Fuel Oil | Y | N | N | 9999 | N |  | Combustion Turbine |  | 101.57 | 12340
7212_G_3 | VA | 51087 | Dominion - Darbytown CT Station | Darbytown | 6311211 | 58459013 | 7212 | 3 | 7212 | 3 | 50997 | 6 | 13.917 | 5.958 | [13 empty] | 65 | 13.8 | 982 | 24616.9833 | 164.6 | 221112 | -77.3684 | 37.499 | 1030 | 125 | 120 |  | 84 | N | Natural Gas, Distillate Fuel Oil | Y | N | N | 9999 | N |  | Combustion Turbine |  | 125.02 | 12340
7212_G_4 | VA | 51087 | Dominion - Darbytown CT Station | Darbytown | 6311211 | 58459213 | 7212 | 4 | 7212 | 4 | 50997 | 8 | 15.9 | 5.882 | [13 empty] | 65 | 13.8 | 982 | 24616.9833 | 164.6 | 221112 | -77.3684 | 37.499 | 1030 | 125 | 120 |  | 84 | N | Natural Gas, Distillate Fuel Oil | Y | N | N | 9999 | N |  | Combustion Turbine |  | 149.73 | 12340
56686_G_1 | VA | 51097 | INGENCO - King and Queen | King & Queen | 10641611 | 58486213 |  |  | 56686 | 1 | 52148 | 1 | 154.5831 | 37.5946 | 15.1545 | 15.1545 | 60.6483 |  | 206.0994 | 122.2493 | 19.4886 | 14.3936 | 15.9928 | 64.0034 |  | 170.2598 | 2017 | 40 | 1.3 | 750 | 150 | 108 | 221118 | -76.7673 | 37.6643 |  | 125 | 160 |  | 0.3 | N | Landfill Gas | N | N | N | 9999 | N | 56686_G_8;56686_G_36;56686_G_14;56686_G_22;56686_G_3;56686_G_19;56686_G_32;56686_G_18;56686_G_20;56686_G_9;56686_G_7;56686_G_29;56686_G_2;56686_G_27;56686_G_15;56686_G_30;56686_G_1;56686_G_5;56686_G_28;56686_G_34;56686_G_33;56686_G_12;56686_G_24;56686_G_23;56686_G_16;56686_G_13;56686_G_6;56686_G_10;56686_G_31;56686_G_26;56686_G_21;56686_G_35;56686_G_4;56686_G_25;56686_G_11;56686_G_17 | Landfill Gas |  |  | 13500
54304_B_1A | VA | 51099 | SEI Birchwood Power Facility | Birchwood Power | 6148811 | 15313013 | 54304 | 001 | 54304 | 1A | 40809 | 1 | 228.906 | 215 | 31.7549 | 36.348 | 4.8058 | 0.12 | 153.515 | 38.6286 | 30.4343 | 0.61669 | 2.0615 | 0.029275 | 0.01 | 15.5328 | 2019 | 402 | 15.8 | 150 | 11760.0002 | 59.9 | 221112 | -77.3145 | 38.2644 | 2300 | 125 | 100 |  | 240 | N | Bituminous | Y | N | N | 9999 | N |  | Coal Steam |  | 3806.3799 | 10778
57022_G_GEN1 | VA | 51099 | King George Landfill & Recycling Center | Waste Management King George LFGTE | 7107911 | 105977513 |  |  | 57022 | GEN1 | 40903 | 4 | 23.5698 | 6.9498 | 3.8645 | 3.8645 | 1.0846 |  | 21.9551 | 21.849 | 1.3633 | 3.5824 | 3.5824 | 1.0054 |  | 20.3523 | 2019 | 36 | 4 | 840 | 1583.3333 | 126 | 562212 | -77.3143 | 38.2775 | 3300 | 104 | 120 |  | 2.8 | N | Landfill Gas | N | N | N | 9999 | N |  | Landfill Gas |  |  | 17054
57022_G_GEN2 | VA | 51099 | King George Landfill & Recycling Center | Waste Management King George LFGTE | 7107911 | 105977613 |  |  | 57022 | GEN2 | 40903 | 5 | 19.7199 | 6.9612 | 3.8709 | 3.8709 | 1.0864 |  | 21.9911 | 18.8366 | 1.4071 | 3.6975 | 3.6975 | 1.0377 |  | 21.006 | 2019 | 36 | 4 | 840 | 1583.3333 | 126 | 562212 | -77.3143 | 38.2775 | 3300 | 104 | 120 |  | 2.8 | N | Landfill Gas | N | N | N | 9999 | N |  | Landfill Gas |  |  | 17054
57022_G_GEN3 | VA | 51099 | King George Landfill & Recycling Center | Waste Management King George LFGTE | 7107911 | 105977713 |  |  | 57022 | GEN3 | 40903 | 6 | 21.7606 | 6.9628 | 3.8718 | 3.8718 | 1.0866 |  | 21.9962 | 20.6555 | 1.3986 | 3.6751 | 3.6751 | 1.0314 |  | 20.8792 | 2019 | 36 | 4 | 840 | 1583.3333 | 126 | 562212 | -77.3143 | 38.2775 | 3300 | 104 | 120 |  | 2.8 | N | Landfill Gas | N | N | N | 9999 | N |  | Landfill Gas |  |  | 17054
57022_G_GEN4 | VA | 51099 | King George Landfill & Recycling Center | Waste Management King George LFGTE | 7107911 | 105977813 |  |  | 57022 | GEN4 | 40903 | 7 | 11.8371 | 6.9921 | 3.888 | 3.888 | 1.0912 |  | 22.0887 | 11.1335 | 1.3917 | 3.6569 | 3.6569 | 1.0263 |  | 20.7757 | 2019 | 36 | 4 | 840 | 1583.3333 | 126 | 562212 | -77.3143 | 38.2775 | 3300 | 104 | 120 |  | 2.9 | N | Landfill Gas | N | N | N | 9999 | N |  | Landfill Gas |  |  | 17054
59004_G_GEN1 | VA | 51107 | Panda Stonewall LLC |  | 17856211 | 125484913 | 59004 | CT1 |  |  | 73826 | 1 | 0.0022918 | 7.864e-06 | 0.0001629 | 0.0001629 | 6.4035e-05 |  | 0.00014043 | 31.59 | 0.72089 | 18.0943 | 18.0943 | 5.3346 | 11.1 | 14.2 | 2019 | 130 | 18.5 | 164 | 19291.4337 | 71.8 | 221112 | -77.5429 | 39.0575 | 200 | 125 | 120 |  |  |  |  | N | N | N |  | N | 59004_G_GEN1;59004_G_GEN3
59004_G_GEN2 | VA | 51107 | Panda Stonewall LLC |  | 17856211 | 125485013 | 59004 | CT2 |  |  | 73826 | 2 | 0.00039692 | 1.362e-05 | 0.00028212 | 0.00028212 | 0.0001109 |  | 0.00024321 | 31.59 | 0.68835 | 12.6656 | 12.6656 | 1.3079 | 8.6 | 14.7 | 2019 | 130 | 18.5 | 164 | 19291.4337 | 71.8 | 221112 | -77.5429 | 39.0575 | 200 | 125 | 120 |  |  |  |  | N | N | N |  | N
54844_G_GOR1 | VA | 51109 | Dominion-Gordonsville Power Station | Gordonsville Energy LP | 5040011 | 28682813 | 54844 | 1 | 54844 | GOR1 | 40808 | 1 | 53.1 | 1.4 | 12.7989 | 12.7989 |  | 8.7 | 8.83 | 69.1 | 2 | 17.258 | 17.258 |  | 1.48 | 11.48 | 2019 | 150 | 14.3 | 280 | 14775.7669 | 91.3 | 221112 | -78.2036 | 38.1242 | 1190 | 125 | 120 | 139 | 68.4 | N | Natural Gas, Distillate Fuel Oil | Y | N | N | 9999 | N |  | Combined Cycle |  | 4272.7495 | 8858
54844_G_GOR3 | VA | 51109 | Dominion-Gordonsville Power Station | Gordonsville Energy LP | 5040011 | 28682913 |  |  | 54844 | GOR3 | 40808 | 2 |  |  | 0.001596 | 0.001596 | [5 empty] | 0.004408 | 0.004408 |  |  |  | 2019 | 150 | 14.3 | 280 | 14775.7669 | 91.3 | 221112 | -78.2036 | 38.1242 | 167 | 125 | 100 | 139 | 40.6 | N | Natural Gas, Distillate Fuel Oil | N | N | N | 9999 | N |  | Combined Cycle |  |  | 8858
54844_G_GOR2 | VA | 51109 | Dominion-Gordonsville Power Station | Gordonsville Energy LP | 5040011 | 28683013 | 54844 | 2 | 54844 | GOR2 | 40808 | 3 | 55 | 1.5 | 13.2406 | 13.2406 |  | 1.96 | 16.04 | 66.4 | 1.9 | 16.5431 | 16.5431 |  | 1.15 | 10.27 | 2019 | 150 | 14.3 | 280 | 14775.7669 | 92 | 221112 | -78.205 | 38.1258 | 1190 | 125 | 120 |  | 68.4 | N | Natural Gas, Distillate Fuel Oil | Y | N | N | 9999 | N |  | Combined Cycle |  | 4425.1909 | 8858
54844_G_GOR4 | VA | 51109 | Dominion-Gordonsville Power Station | Gordonsville Energy LP | 5040011 | 28683113 |  |  | 54844 | GOR4 | 40808 | 4 |  |  | 0.001938 | 0.001938 | 0.0014025 |  |  |  |  | 0.008892 | 0.008892 | 0.006435 |  |  | 2019 | 150 | 14.3 | 280 | 14775.7669 | 92 | 221112 | -78.205 | 38.1258 | 167 | 125 | 100 |  | 40.6 | N | Natural Gas, Distillate Fuel Oil | N | N | N | 9999 | N |  | Combined Cycle |  |  | 8858
7837_G_1 | VA | 51109 | Old Dominion Electric Cooperative Louisa | Louisa Generation Facility | 9063611 | 58369713 | 7837 | EU1 | 7837 | 1 | 40989 | 1 | 8.67 | 0.53 | 3.7853 | 3.7853 | 0.85189 |  | 10.98 | 11.51 | 0.49 | 5.1505 | 5.1505 | 1.1336 |  | 16.56 | 2019 | 56 | 18 | 958 | 26960.0005 | 106 | 221112 | -78.2144 | 38.1169 | 967 | 125 | 120 |  | 76.5 | N | Natural Gas, Distillate Fuel Oil | Y | N | N | 9999 | N |  | Combustion Turbine |  | 701.9601 | 11627
7837_G_2 | VA | 51109 | Old Dominion Electric Cooperative Louisa | Louisa Generation Facility | 9063611 | 58369913 | 7837 | EU2 | 7837 | 2 | 40989 | 2 | 11 | 0.6 | 3.7917 | 3.7917 | 0.852 |  | 11.82 | 14.44 | 0.81 | 5.39 | 5.39 | 1.188 |  | 15.37 | 2019 | 56 | 18 | 958 | 26960.0005 | 106 | 221112 | -78.2144 | 38.1169 | 967 | 125 | 120 |  | 77 | N | Natural Gas, Distillate Fuel Oil | Y | N | N | 9999 | N |  | Combustion Turbine |  | 706.3602 | 11627
7837_G_3 | VA | 51109 | Old Dominion Electric Cooperative Louisa | Louisa Generation Facility | 9063611 | 58370013 | 7837 | EU3 | 7837 | 3 | 40989 | 3 | 9.77 | 0.59 | 3.4977 | 3.4977 | 0.78909 |  | 4.81 | 14.65 | 0.69 | 5.4285 | 5.4285 | 1.1973 |  | 9.57 | 2019 | 56 | 18 | 958 | 26960.0005 | 106 | 221112 | -78.2144 | 38.1169 | 967 | 125 | 120 |  | 77.3 | N | Natural Gas, Distillate Fuel Oil | Y | N | N | 9999 | N |  | Combustion Turbine |  | 644.2101 | 11627
7837_G_4 | VA | 51109 | Old Dominion Electric Cooperative Louisa | Louisa Generation Facility | 9063611 | 58370113 | 7837 | EU4 | 7837 | 4 | 40989 | 4 | 8.44 | 0.54 | 2.9038 | 2.9038 | 0.6545 |  | 7.97 | 11.88 | 0.8 | 5.787 | 5.787 | 1.2749 |  | 15.07 | 2019 | 56 | 18 | 958 | 26960.0005 | 106 | 221112 | -78.2144 | 38.1169 | 967 | 125 | 120 |  | 77.2 | N | Natural Gas, Distillate Fuel Oil | Y | N | N | 9999 | N |  | Combustion Turbine |  | 535.5001 | 11627
7837_G_5 | VA | 51109 | Old Dominion Electric Cooperative Louisa | Louisa Generation Facility | 9063611 | 58370213 | 7837 | EU5 | 7837 | 5 | 40989 | 5 | 29.77 | 1.02 | 9.7749 | 9.7749 | 1.7665 |  | 18.55 | 31.05 | 1.45 | 10.062 | 10.062 | 1.7904 |  | 18.47 | 2019 | 90 | 18 | 1058 | 42983.3341 | 168.9 | 221112 | -78.2144 | 38.1169 | 1820 | 125 | 120 |  | 158 | N | Natural Gas, Distillate Fuel Oil | Y | N | N | 9999 | N |  | Combustion Turbine |  | 1040.5398 | 11627
52007_B_BLR1 | VA | 51117 | Dominion-Mecklenburg Power Station |  | 5748311 | 21783213 | 52007 | 1 |  |  | 30861 | 1 | 308 | 99.9 | 1.8331 | 19.2249 | 2.2433 | 0.082108 | 18.9486 | [8 empty] | 275 | 12.5 | 160 | 7783.3333 | 63.4 | 221112 | -78.5317 | 36.6012 | 834 | 125 | 100 |  |  |  |  | Y | N | N |  | N |  |  |  | 4146.5498
52007_B_BLR2 | VA | 51117 | Dominion-Mecklenburg Power Station |  | 5748311 | 21783313 | 52007 | 2 |  |  | 30861 | 2 | 285.7 | 99 | 1.7517 | 18.4846 | 2.1574 | 0.072544 | 18.1967 | [8 empty] | 275 | 12.5 | 160 | 7783.3333 | 63.4 | 221112 | -78.5317 | 36.6012 | 834 | 125 | 100 | 127&215 |  |  |  | Y | N | N |  | N |  |  |  | 3904.5398
3782_G_BYV2 | VA | 51131 | Calpine Mid-Atlantic Generation LLC - Bayview | Bayview | 7665411 | 12168213 |  |  | 3782 | BYV2 | 40602 | 2 | 11.4336 | 0.002887 | 0.17115 | 0.20473 | 0.32157 |  | 0.050022 | 8.0576 | 0.0017802 | 0.12061 | 0.14428 | 0.22662 |  | 0.035252 | 2019 | 16 | 2 | 400 | 41.7 | 13.2 | 221112 | -75.9677 | 37.271 | 21 | 125 | 160 |  | 2.1 | N | Distillate Fuel Oil | N | N | N | 9999 | N |  | Combustion Turbine |  |  | 10745
3782_G_BAYV | VA | 51131 | Calpine Mid-Atlantic Generation LLC - Bayview | Bayview | 7665411 | 12168313 |  |  | 3782 | BAYV | 40602 | 1 | 11.336 | 0.0028623 | 0.16969 | 0.20298 | 0.31883 |  | 0.54909 | 8.5408 | 0.001887 | 0.12785 | 0.15293 | 0.24021 |  | 0.41369 | 2019 | 16 | 2 | 400 | 41.7 | 13.2 | 221112 | -75.9677 | 37.271 | 21 | 125 | 160 |  | 2.1 | N | Distillate Fuel Oil | N | N | N | 9999 | N |  | Combustion Turbine |  |  | 10745
3782_G_BYV6 | VA | 51131 | Calpine Mid-Atlantic Generation LLC - Bayview | Bayview | 7665411 | 12168413 |  |  | 3782 | BYV6 | 40602 | 6 | 9.4512 | 0.0023864 | 0.14147 | 0.16924 | 0.26582 |  | 0.05907 | 3.1136 | 0.00068791 | 0.046607 | 0.055753 | 0.08757 |  | 0.01946 | 2017 | 16 | 2 | 400 | 41.7 | 13.2 | 221112 | -75.9677 | 37.271 | 21 | 125 | 160 |  | 2.1 | N | Distillate Fuel Oil | N | N | N | 9999 | N |  | Combustion Turbine |  |  | 10745
3782_G_BYV5 | VA | 51131 | Calpine Mid-Atlantic Generation LLC - Bayview | Bayview | 7665411 | 12168513 |  |  | 3782 | BYV5 | 40602 | 5 | 10.1696 | 0.0025678 | 0.15223 | 0.1821 | 0.28602 |  | 0.025424 | 6.2256 | 0.0013755 | 0.093189 | 0.11148 | 0.1751 |  | 0.015564 | 2019 | 16 | 2 | 400 | 41.7 | 13.2 | 221112 | -75.9677 | 37.271 | 21 | 125 | 160 |  | 2.1 | N | Distillate Fuel Oil | N | N | N | 9999 | N |  | Combustion Turbine |  |  | 10745
3782_G_BYV4 | VA | 51131 | Calpine Mid-Atlantic Generation LLC - Bayview | Bayview | 7665411 | 12168613 |  |  | 3782 | BYV4 | 40602 | 4 | 9.9936 | 0.0025234 | 0.14959 | 0.17895 | 0.28107 |  | 0.13429 | 7.1008 | 0.0015688 | 0.10629 | 0.12715 | 0.19971 |  | 0.095417 | 2019 | 16 | 2 | 400 | 41.7 | 13.2 | 221112 | -75.9677 | 37.271 | 21 | 125 | 160 |  | 2.1 | N | Distillate Fuel Oil | N | N | N | 9999 | N |  | Combustion Turbine |  |  | 10745
3782_G_BYV3 | VA | 51131 | Calpine Mid-Atlantic Generation LLC - Bayview | Bayview | 7665411 | 12168713 |  |  | 3782 | BYV3 | 40602 | 3 | 11.5488 | 0.0029161 | 0.17287 | 0.2068 | 0.32481 |  | 0.086616 | 8.024 | 0.0017728 | 0.12011 | 0.14368 | 0.22567 |  | 0.06018 | 2017 | 16 | 2 | 400 | 41.7 | 13.2 | 221112 | -75.9677 | 37.271 | 21 | 125 | 160 |  | 2.1 | N | Distillate Fuel Oil | N | N | N | 9999 | N |  | Combustion Turbine |  |  | 10745
52118_B_101 | VA | 51143 | Dominion-Pittsylvania Power Station |  | 7473111 | 12377613 |  |  |  |  | 30871 | 1 |  |  | 1.2751 | 8.4252 | 4.1232 | 5.8201 | 110.664 |  |  | 5.1485 | 5.1777 | 2.9428 | 4.1539 | 93.609 | 2017 | 175 | 12.6 | 390 | 7811.7 | 62.6 | 221118 | -79.2761 | 37.1047 | 374 | 125 | 100 | 10 |  |  |  | N | N | N |  | N
52118_B_103 | VA | 51143 | Dominion-Pittsylvania Power Station |  | 7473111 | 12377713 |  |  |  |  | 30871 | 3 |  |  | 0.83983 | 7.4377 | 4.3821 | 6.0968 | 125.746 |  |  | 5.1592 | 5.1885 | 3.3711 | 4.6902 | 98.7868 | 2017 | 175 | 12.6 | 390 | 7811.7 | 62.6 | 221118 | -79.2761 | 37.1047 | 374 | 125 | 100 | 10 |  |  |  | N | N | N |  | N
52118_B_102 | VA | 51143 | Dominion-Pittsylvania Power Station |  | 7473111 | 12377913 |  |  |  |  | 30871 | 2 |  |  | 0.80918 | 6.2297 | 1.4324 | 4.3377 | 81.1368 |  |  | 3.9139 | 3.9361 | 1.0207 | 3.0911 | 78.7225 | 2017 | 175 | 12.6 | 390 | 7811.7 | 62.6 | 221118 | -79.2761 | 37.1047 | 374 | 125 | 100 | 10 |  |  |  | N | N | N |  | N
52118_B_10x | VA | 51143 | Dominion-Pittsylvania Power Station |  | 7473111 | 12378013 |  |  |  |  | 30871 | 5 | 76.7 | 4.02 | [5 empty] | 59.22 | 3.05 | [5 empty] | 2017 | 175 | 12 | 300 | -1 | 0.5 | 221118 | -79.2761 | 37.1047 | 1120 | 125 | 100 |  |  |  |  | N | N | N |  | N
3804_G_GT4 | VA | 51153 | Dominion - Possum Point Power Station | Possum Point | 7520511 | 12373213 |  |  | 3804 | GT4 | 70225 | 9 | 0.33231 | 0.01907 | 0.0045314 | 0.0045314 | 0.00015482 |  | 0.0012461 | 0.48268 | 0.027699 | 0.006582 | 0.006582 | 0.00022488 |  | 0.00181 | 2019 | 21 | 8.2 | 890 | 1584.3 | 30.1 | 221112 | -77.281 | 38.5379 | 245 | 125 | 120 |  | 12 | N | Distillate Fuel Oil | N | N | N | 9999 | N |  | Combustion Turbine |  |  | 15778
3804_B_4 | VA | 51153 | Dominion - Possum Point Power Station |  | 7520511 | 12373313 | 3804 | 4 |  |  | 70225 | 4 | 41 | 0.2 | 2.8652 | 2.8652 | 0.19947 | 1.1591 | 0.96 | [8 empty] | 175 | 14 | 258 | 10839.75 | 70.4 | 221112 | -77.281 | 38.5379 | 2350 | 125 | 100 |  |  |  |  | Y | N | N |  | N |  |  |  | 676.3599
3804_B_3 | VA | 51153 | Dominion - Possum Point Power Station |  | 7520511 | 12373413 | 3804 | 3 |  |  | 70225 | 3 | 14.5 | 0.073 | 0.89619 | 0.89619 | 0.083592 | 0.36394 | 0.26 | [8 empty] | 174 | 13 | 262 | 5634.9833 | 42.4 | 221112 | -77.281 | 38.5379 | 1150 | 125 | 100 |  |  |  |  | Y | N | N |  | N |  |  |  | 455.15
3804_G_GT3 | VA | 51153 | Dominion - Possum Point Power Station | Possum Point | 7520511 | 12373613 |  |  | 3804 | GT3 | 70225 | 8 | 0.35819 | 0.020555 | 0.0048844 | 0.0048844 | 0.00016688 |  | 0.0013432 | 0.47036 | 0.026992 | 0.006414 | 0.006414 | 0.00021914 |  | 0.0017638 | 2019 | 21 | 8.2 | 890 | 1584.3 | 30.1 | 221112 | -77.281 | 38.5379 | 245 | 125 | 120 |  | 12 | N | Distillate Fuel Oil | N | N | N | 9999 | N |  | Combustion Turbine |  |  | 15778
3804_G_GT6 | VA | 51153 | Dominion - Possum Point Power Station | Possum Point | 7520511 | 12373713 |  |  | 3804 | GT6 | 70225 | 11 | 0.36732 | 0.021079 | 0.0050089 | 0.0050089 | 0.00017114 |  | 0.0013774 | 0.48488 | 0.027825 | 0.006612 | 0.006612 | 0.00022591 |  | 0.0018183 | 2019 | 21 | 8.2 | 890 | 1584.3 | 30.1 | 221112 | -77.281 | 38.5379 | 245 | 125 | 120 |  | 12 | N | Distillate Fuel Oil | N | N | N | 9999 | N |  | Combustion Turbine |  |  | 15778
3804_G_GT5 | VA | 51153 | Dominion - Possum Point Power Station | Possum Point | 7520511 | 12373813 |  |  | 3804 | GT5 | 70225 | 10 | 0.32088 | 0.018414 | 0.0043756 | 0.0043756 | 0.0001495 |  | 0.0012033 | 0.67144 | 0.038532 | 0.009156 | 0.009156 | 0.00031283 |  | 0.0025179 | 2019 | 21 | 8.2 | 890 | 1584.3 | 30.1 | 221112 | -77.281 | 38.5379 | 245 | 125 | 120 |  | 12 | N | Distillate Fuel Oil | N | N | N | 9999 | N |  | Combustion Turbine |  |  | 15778
3804_B_5 | VA | 51153 | Dominion - Possum Point Power Station | Possum Point | 7520511 | 12374013 | 3804 | 5 | 3804 | 5 | 70225 | 5 | 110.6 | 307.7 | 12.3007 | 15.1176 | 2.5051 | 2.7828 | 17.3925 | 35.74 | 115.05 | 5.7879 | 5.9553 | 0.9885 | 1.0812 | 6.7575 | 2017 | 359 | 23 | 285 | 36431.6173 | 87.6 | 221112 | -77.281 | 38.5379 | 8500 | 125 | 100 | 210 | 786 | N | Residual Fuel Oil | Y | N | N | 2021 | N |  | O/G Steam |  | 411.55 | 11467
3804_G_GT1 | VA | 51153 | Dominion - Possum Point Power Station | Possum Point | 7520511 | 12374213 |  |  | 3804 | GT1 | 70225 | 6 | 0.36732 | 0.021079 | 0.0050089 | 0.0050089 | 0.00017114 |  | 0.0013774 | 0.51128 | 0.02934 | 0.006972 | 0.006972 | 0.00023821 |  | 0.0019173 | 2019 | 21 | 8.2 | 890 | 1584.3 | 30.1 | 221112 | -77.281 | 38.5379 | 245 | 125 | 120 |  | 12 | N | Distillate Fuel Oil | N | N | N | 9999 | N |  | Combustion Turbine |  |  | 15774
3804_G_GT2 | VA | 51153 | Dominion - Possum Point Power Station | Possum Point | 7520511 | 12374413 |  |  | 3804 | GT2 | 70225 | 7 | 0.22605 | 0.012972 | 0.0030826 | 0.0030826 | 0.00010532 |  | 0.0008477 | 0.61864 | 0.03515 | 0.008436 | 0.008436 | 0.00028823 |  | 0.0023199 | 2019 | 21 | 8.2 | 890 | 1584.3 | 30.1 | 221112 | -77.281 | 38.5379 | 245 | 125 | 120 |  | 12 | N | Distillate Fuel Oil | N | N | N | 9999 | N |  | Combustion Turbine |  |  | 15778
3804_G_6A | VA | 51153 | Dominion - Possum Point Power Station | Possum Point | 7520511 | 58400313 | 3804 | 6A | 3804 | 6A | 70225 | 14 | 65.4 | 3.8 | 44.7 | 44.7 | 2.05 | 0.69 | 27.57 | 56.4 | 3.5 | 39.63 | 39.63 | 1.81 | 0.08 | 28.28 | 2019 | 358 | 19 | 175 | 18080.0003 | 63.8 | 221112 | -77.2786 | 38.5391 | 1940 | 125 | 120 | 212&213&65 | 148.5 | N | Natural Gas, Distillate Fuel Oil | Y | N | N | 9999 | N |  | Combined Cycle |  | 6999.3398 | 7223
3804_G_6B | VA | 51153 | Dominion - Possum Point Power Station | Possum Point | 7520511 | 58400613 | 3804 | 6B | 3804 | 6B | 70225 | 17 | 66.3 | 3.9 | 30.73 | 30.73 | 1.32 | 38.7384 | 33.82 | 50.2 | 3.2 | 22.9 | 22.9 | 0.98 | 0.016 | 22.77 | 2019 | 358 | 19 | 175 | 18080.0003 | 63.8 | 221112 | -77.2786 | 38.5391 | 1940 | 125 | 120 | 212&213&65 | 148.5 | N | Natural Gas, Distillate Fuel Oil | Y | N | N | 9999 | N |  | Combined Cycle |  | 7153.959 | 7223
7441_G_V1 | VA | 51153 | Manassas City VMEA | VMEA Peaking Gen | 7520711 | 12372813 |  |  | 7441 | V1 | 71977 | 2 | 0.33003 | 0.0052055 | 0.0024204 | 0.0024204 | 0.0096898 |  | 0.0066644 | [8 empty] | 31 | 1.2 | 910 | 223.5166 | 197.6 | 221112 | -77.5081 | 38.7396 | 29 | 125 | 160 |  | 1.5 | N | Distillate Fuel Oil | N | N | N | 9999 | N | 7441_G_V1;7441_G_V2;7439_G_C10;7439_G_C7;7439_G_C8;7439_G_C9 | Combustion Turbine |  |  | 10745
7440_G_V3 | VA | 51153 | Manassas City VMEA | VMEA 1 Credit Gen | 7520711 | 12373013 |  |  | 7440 | V3 | 71977 | 1 | 4.2025 | 0.73749 | 0.095152 | 0.095152 | 0.12687 |  | 0.96738 | [8 empty] | 31 | 1.2 | 910 | 223.5166 | 197.6 | 221112 | -77.5081 | 38.7396 | 115 | 125 | 160 |  | 1.5 | N | Distillate Fuel Oil | N | N | N | 9999 | N | 7440_G_V10;7440_G_V3;7440_G_V4;7440_G_V5;7440_G_V6;7440_G_V7;7440_G_V9-1;7440_G_V8 | Combustion Turbine |  |  | 10745
59845_G_E1 | VA | 51155 | INGENCO - New River | New River | 17626211 | 125254113 |  |  | 59845 | E1 | 21548 | 4 | [7 empty] | 44.3 | 0.8 | 15.8216 | 16.3933 | 9.2 |  | 68.5 | 2019 | [5 empty] | 221117 | -80.6727 | 37.1955 |  | 125 | 160 |  | 0.3 | N | Landfill Gas | N | N | N | 9999 | N | 59845_G_E15;59845_G_E1;59845_G_E8;59845_G_E7;59845_G_E2;59845_G_E17;59845_G_E5;59845_G_E14;59845_G_E12;59845_G_E9;59845_G_E18;59845_G_E10;59845_G_E6;59845_G_E4;59845_G_E3;59845_G_E16;59845_G_E13;59845_G_E11 | Landfill Gas |  |  | 13500
3800_G_GT1 | VA | 51159 | Dominion - Northern Neck CT Station | Northern Neck | 9049611 | 58389513 |  |  | 3800 | GT1 | 40198 | 1 | 0.82472 | 0.18384 | 0.013298 | 0.013298 | 0.0031069 |  | 0.010169 | 1.1441 | 0.26114 | 0.016341 | 0.016341 | 0.0012817 |  | 0.006217 | 2019 | 27 | 8.2 | 1030 | 7129.3734 | 135 | 221112 | -76.7105 | 37.9486 | 338 | 125 | 120 |  | 12 | N | Distillate Fuel Oil | N | Y | N | 9999 | N |  | Combustion Turbine |  |  | 16329
3800_G_GT2 | VA | 51159 | Dominion - Northern Neck CT Station | Northern Neck | 9049611 | 58389613 |  |  | 3800 | GT2 | 40198 | 2 | 0.52284 | 0.12002 | 0.0071463 | 0.0071463 | 0.0002583 |  | 0.0019588 | 0.60543 | 0.13898 | 0.0082751 | 0.0082751 | 0.0002991 |  | 0.0022682 | 2019 | 27 | 8.2 | 1030 | 7129.3734 | 135 | 221112 | -76.7105 | 37.9486 | 338 | 125 | 120 |  | 11 | N | Distillate Fuel Oil | N | Y | N | 9999 | N |  | Combustion Turbine |  |  | 16335
3800_G_GT3 | VA | 51159 | Dominion - Northern Neck CT Station | Northern Neck | 9049611 | 58389713 |  |  | 3800 | GT3 | 40198 | 3 | 0.49968 | 0.11468 | 0.0068309 | 0.0068309 | 0.0002469 |  | 0.0018723 | 1.3807 | 0.31688 | 0.018874 | 0.018874 | 0.0006822 |  | 0.0051734 | 2019 | 27 | 8.2 | 1030 | 7129.3734 | 135 | 221112 | -76.7105 | 37.9486 | 338 | 125 | 120 |  | 12 | N | Distillate Fuel Oil | N | Y | N | 9999 | N |  | Combustion Turbine |  |  | 16332
3800_G_GT4 | VA | 51159 | Dominion - Northern Neck CT Station | Northern Neck | 9049611 | 58389813 |  |  | 3800 | GT4 | 40198 | 4 | 0.50758 | 0.1165 | 0.0069388 | 0.0069388 | 0.0002508 |  | 0.0019019 | 1.1584 | 0.26588 | 0.015836 | 0.015836 | 0.0005724 |  | 0.0043407 | 2019 | 27 | 8.2 | 1030 | 7129.3734 | 135 | 221112 | -76.7105 | 37.9486 | 338 | 125 | 120 |  | 12 | N | Distillate Fuel Oil | N | Y | N | 9999 | N |  | Combustion Turbine |  |  | 16332
3775_B_2 | VA | 51167 | American Electric Power-Clinch River Plant | Clinch River | 5763511 | 21755513 | 3775 | 2 | 3775 | 2 | 10236 | 2 |  | 60.655 | 85.5056 | 99.6389 | 2.8266 | 0 | 23.5553 | [8 empty] | 450 | 15.6 | 280 | -1 | 102.1 | 221112 | -82.1981 | 36.9327 | 2100 | 125 | 100 | 10 | 230 | N | Natural Gas | Y | N | N | 9999 | N |  | O/G Steam |  | 1895.0402 | 11446
3775_B_1 | VA | 51167 | American Electric Power-Clinch River Plant | Clinch River | 5763511 | 21755613 | 3775 |  | 3775 | 1 | 10236 | 1 | 213.65 | 90.89 | 27.77 | 27.77 | 0.13 | 0 | 23.56 | 269.73 | 105.72 | 11.74 | 11.74 | 0.03 |  | 23.32 | 2017 | 450 | 15.6 | 280 | -1 | 102.1 | 221112 | -82.1981 | 36.9327 | 2100 | 125 | 100 |  | 230 | N | Natural Gas | Y | N | N | 9999 | Y | 3775_B_2;3775_B_1 | O/G Steam |  | 1051.2302 | 11407
10774_B_1 | VA | 51175 | Dominion - Southampton Power Station | Southampton Power Station | 6634511 | 17155113 | 10774 | 1 | 10774 | 1 | 61093 | 1 | 130.6 | 7.2 | 4.3677 | 7.6864 | 7.9567 | 21.7348 | 256.84 | 122.2 | 6.4 | 5.9257 | 7.6948 | 7.7407 | 20.148 | 249.31 | 2019 | 220 | 8 | 198 | 3583.3 | 71.2 | 221112 | -76.9968 | 36.6506 | 400 | 125 | 100 |  | 26 | N | Biomass | Y | N | N | 9999 | N |  | Biomass |  | 6480.0293 | 14408
10774_B_2 | VA | 51175 | Dominion - Southampton Power Station | Southampton Power Station | 6634511 | 17155213 | 10774 | 2 | 10774 | 2 | 61093 | 2 | 126.5 | 6.8 | 4.2369 | 7.4562 | 5.8455 | 21.2804 | 275.59 | 123.5 | 6.6 | 6.0139 | 6.5585 | 5.8654 | 20.5305 | 275.78 | 2019 | 220 | 8 | 198 | 3583.3 | 71.2 | 221112 | -76.9968 | 36.6506 | 400 | 125 | 100 |  | 26 | N | Biomass | Y | N | N | 9999 | N |  | Biomass |  | 6350.8403 | 14408
7032_G_6 | VA | 51181 | Surry Power Station and Gravel Neck | Gravel Neck | 4937411 | 32379213 | 7032 |  | 7032 | 6;6;6;6 | 50336 | 5 | 151.5 | 12.5 | 0.67575 | 0.67575 | 1.5537 |  | 1.265 | 78.1 | 1.7 | 2.8576 | 2.8576 | 0.83477 |  | 12.044 | 2019 | 65 | 14.1 | 987 | 24515.0004 | 157 | 221112 | -76.6911 | 37.1575 | 1310 | 125 | 120 |  | 85 | N | Natural Gas, Distillate Fuel Oil | Y | N | N | 9999 | Y | 7032_G_5;7032_G_6;7032_G_3;7032_G_4 | Combustion Turbine |  | 594.91 | 12717
7032_G_2 | VA | 51181 | Surry Power Station and Gravel Neck | Gravel Neck | 4937411 | 32379513 |  |  | 7032 | 2 | 50336 | 2 | 1.2066 | 0.27898 | 0.016573 | 0.016573 | 0.00056625 |  | 0.0041433 | 0.90632 | 0.20955 | 0.012449 | 0.012449 | 0.00042533 |  | 0.0031122 | 2019 | 38 | 13.8 | 860 | 8975.0001 | 60 | 221112 | -76.6911 | 37.1575 | 363 | 125 | 120 |  | 16 | N | Distillate Fuel Oil | N | N | N | 9999 | N |  | Combustion Turbine |  |  | 12717
7032_G_1 | VA | 51181 | Surry Power Station and Gravel Neck | Gravel Neck | 4937411 | 32379813 |  |  | 7032 | 1 | 50336 | 1 | 0.23162 | 0.053166 | 0.0031584 | 0.0031584 | 0.00010791 |  | 0.0007896 | 0.21745 | 0.049914 | 0.0029652 | 0.0029652 | 0.00010131 |  | 0.0007413 | 2019 | 28 | 9.2 | 825 | 7628.3334 | 115 | 221112 | -76.6911 | 37.1575 | 281 | 125 | 120 |  | 12 | N | Distillate Fuel Oil | N | N | N | 9999 | N |  | Combustion Turbine |  |  | 12716
55939_G_CT01 | VA | 51187 | Dominion - Warren | Warren County | 17644211 | 122161113 | 55939 | 1A | 55939 | CT01 | 81391 | 1 | 55.6888 | 5.9661 | 5.8175 | 11.2089 | 0.26123 | 9.9565 | 2.8966 | 55 | 6 | 22.4213 | 22.4213 | 4.4 | 8.9853 | 3.85 | 2019 | 175 | 22 | 192 | 24314.9004 | 63.96 | 221112 | -78.1779 | 38.9701 | 3500 | 125 | 120 |  | 297.5 | N | Natural Gas | Y | N | N | 9999 | N | 55939_G_CT01;55939_G_ST01 | Combined Cycle |  | 7163.29 | 7050
55939_G_CT02 | VA | 51187 | Dominion - Warren | Warren County | 17644211 | 122161213 | 55939 | 1B | 55939 | CT02 | 81391 | 2 | 56.3002 | 6.0031 | 5.0797 | 9.5694 | 0.22614 | 3.0118 | 4.8799 | 56.7 | 6.1 | 13.7797 | 13.7797 | 3.07 | 2.68 | 8.87 | 2019 | 175 | 22 | 192 | 24314.9004 | 63.96 | 221112 | -78.1779 | 38.9701 | 3500 | 125 | 120 |  | 297.5 | N | Natural Gas | Y | N | N | 9999 | N |  | Combined Cycle |  | 6962.0513 | 7050
55939_G_CT03 | VA | 51187 | Dominion - Warren | Warren County | 17644211 | 122161313 | 55939 | 1C | 55939 | CT03 | 81391 | 3 | 54.8004 | 5.9611 | 5.1541 | 9.7135 | 0.21415 | 9.8836 | 3.8172 | 56.6 | 6.1 | 11.392 | 11.392 | 3.57 | 9.0292 | 6.29 | 2019 | 175 | 22 | 192 | 24314.9004 | 63.96 | 221112 | -78.1779 | 38.9701 | 3500 | 125 | 120 |  | 297.5 | N | Natural Gas | Y | N | N | 9999 | N |  | Combined Cycle |  | 7095.9092 | 7050
55285_G_WHG2 | VA | 51191 | Wolf Hills Energy LLC | Wolf Hills Energy | 7707611 | 11344513 | 55285 |  | 55285 | WHG2;WHG2 | 11348 | 22 | 13.9 | 0.08 | 0.93 | 0.93 | 0.18 |  | 1 | 14.6 | 0.1 | 1.07 | 1.07 | 0.2 |  | 1.15 | 2019 | 46 | 9.5 | 857 | 6433.2 | 90.7 | 221112 | -82.1021 | 36.6642 | 520 | 125 | 120 | 28&99 | 50 | N | Natural Gas | Y | N | N | 9999 | Y |  | Combustion Turbine |  | 1027 | 11120
55285_G_WHG1 | VA | 51191 | Wolf Hills Energy LLC | Wolf Hills Energy | 7707611 | 11344613 | 55285 |  | 55285 | WHG1;WHG1 | 11348 | 21 | 12.7 | 0.08 | 0.84 | 0.84 | 0.04 |  | 0.65 | 14.7 | 0.1 | 1.07 | 1.07 | 0.06 |  | 0.83 | 2019 | 46 | 9.5 | 857 | 6433.2 | 90.7 | 221112 | -82.1021 | 36.6642 | 520 | 125 | 120 | 28&99 | 50 | N | Natural Gas | Y | N | N | 9999 | Y |  | Combustion Turbine |  | 880 | 11120
55285_G_WHG4 | VA | 51191 | Wolf Hills Energy LLC | Wolf Hills Energy | 7707611 | 11344713 | 55285 |  | 55285 | WHG4;WHG4 | 11348 | 24 | 11.2 | 0.06 | 0.72 | 0.72 | 0.06 |  | 0.92 | 8.8 | 0.06 | 0.64 | 0.64 | 0.05 |  | 0.83 | 2019 | 46 | 9.5 | 857 | 6433.2 | 90.7 | 221112 | -82.1021 | 36.6642 | 520 | 125 | 120 | 28&99 | 50 | N | Natural Gas | Y | N | N | 9999 | Y |  | Combustion Turbine |  | 747 | 11120
55285_G_WHG5 | VA | 51191 | Wolf Hills Energy LLC | Wolf Hills Energy | 7707611 | 11344813 | 55285 |  | 55285 | WHG5;WHG5 | 11348 | 25 | 9.6 | 0.06 | 0.61 | 0.61 | 0.1 |  | 1.25 | 9.8 | 0.06 | 0.71 | 0.71 | 0.11 |  | 1.46 | 2019 | 46 | 9.5 | 857 | 6433.2 | 90.7 | 221112 | -82.1021 | 36.6642 | 520 | 125 | 120 | 28&99 | 50 | N | Natural Gas | Y | N | N | 9999 | Y |  | Combustion Turbine |  | 678 | 11120
55285_G_WHG3 | VA | 51191 | Wolf Hills Energy LLC | Wolf Hills Energy | 7707611 | 11345013 | 55285 |  | 55285 | WHG3;WHG3 | 11348 | 23 | 7.9 | 0.06 | 0.65 | 0.65 | 0.29 |  | 0.8 | 11.4 | 0.08 | 0.82 | 0.82 | 0.36 |  | 1.02 | 2019 | 46 | 9.5 | 857 | 6433.2 | 90.7 | 221112 | -82.1021 | 36.6642 | 520 | 125 | 120 | 28&99 | 50 | N | Natural Gas | Y | N | N | 9999 | Y |  | Combustion Turbine |  | 706 | 11120
56808_B_1 | VA | 51195 | Dominion - Virginia City Hybrid Energy Center | Virginia City Hybrid Energy Center | 16530111 | 105638013 | 56808 | 1 | 56808 | 1 | 11526 | 1 | 528.7 | 61.6 | 112.8861 | 121.0027 | 9.3943 |  | 656.1735 | 163.4 | 15.5 | 59.1672 | 64.0052 | 13.3448 | 11.26 | 397.71 | 2019 | 500 | 19 | 170 | 16936.667 | 59.74 | 221112 | -82.3383 | 36.9164 | 3130 | 125 | 100 |  | 305 | N | Bituminous, Waste Coal | Y | N | N | 9999 | N | 56808_G_1;56808_B_1 | Coal Steam |  | 6468.23 | 9943
56808_B_2 | VA | 51195 | Dominion - Virginia City Hybrid Energy Center | Virginia City Hybrid Energy Center | 16530111 | 105638113 | 56808 | 2 | 56808 | 2 | 11526 | 2 | 525.2 | 45.8 | 143.4786 | 152.4698 | 12.2125 |  | 744.462 | 302.7 | 24.4 | 112.7796 | 123.4836 | 21.4364 | 21.08 | 846.23 | 2019 | 500 | 19 | 170 | 16936.667 | 59.74 | 221112 | -82.3383 | 36.9164 | 3130 | 125 | 100 |  | 305 | N | Bituminous, Waste Coal | Y | N | N | 9999 | N | 56808_B_2;56808_G_1x | Coal Steam |  | 6771.1099 | 9943
3809_B_1 | VA | 51199 | Dominion - Yorktown Power Station |  | 4565211 | 27836613 | 3809 | 1 |  |  | 60137 | 6 | 117.6 | 429.6 | 2.2092 | 23.9356 | 0.70368 | 0.031544 | 5.6912 | 1.7 | 6.4 | 0.015998 | 0.015998 | 0.011577 | 0.006736 | 0.05052 | 2019 | 324 | 17 | 264 | 24401.6 | 107.5 | 221112 | -76.4606 | 37.2146 | 1700 | 125 | 100 |  |  |  |  | Y | N | N |  | N |  |  |  | 454.82
3809_B_3 | VA | 51199 | Dominion - Yorktown Power Station | Yorktown | 4565211 | 27836713 | 3809 | 3 | 3809 | 3 | 60137 | 3 | 224.9 | 635 | 15.1518 | 27.8996 | 4.1623 | 4.2624 | 26.9307 | 72.6 | 222.6 | 5.9378 | 10.2525 | 1.96 | 1.7813 | 11.6339 | 2017 | 489 | 22.5 | 289 | 43733.3 | 109.9 | 221112 | -76.4606 | 37.2146 | 8060 | 125 | 100 | 6 | 790 | N | Residual Fuel Oil | Y | N | N | 2023 | N |  | O/G Steam |  | 768.7001 | 11273
3809_B_2 | VA | 51199 | Dominion - Yorktown Power Station |  | 4565211 | 27837113 | 3809 | 2 |  |  | 60137 | 5 | 710.4 | 2422.3 | 13.3295 | 145.9819 | 3.9827 | 0.15023 | 33.6602 | 10.5 | 39.6 | 0.055661 | 0.082593 | 0.007182 | 0.028728 | 0.17955 | 2019 | 324 | 17 | 264 | 24401.6 | 107.5 | 221112 | -76.4606 | 37.2146 | 1740 | 125 | 100 | 10 |  |  |  | Y | N | N |  | N |  |  |  | 2311.3801
50663_B_B100 | VA | 51510 | Covanta Alexandria/Arlington Inc | Covanta Alexandria/Arlington Energy | 4195111 | 33845613 |  |  | 50663 | B100 | 71895 | 1 | 155.0885 | 2.1009 | 7.5452 | 10.6063 | 0.25356 |  | 21.4064 | 151.7855 | 0.84882 | 1.5552 | 2.0382 | 0.52431 | 4.7196 | 18.5766 | 2019 | 210 | 5.1 | 282 | 1374.4333 | 65 | 562213 | -77.1303 | 38.8012 | 122 | 103 | 100 | 119&127&128 | 9.7 | N | MSW | N | Y | N | 9999 | N |  | Municipal Solid Waste |  |  | 19383
50663_B_B200 | VA | 51510 | Covanta Alexandria/Arlington Inc | Covanta Alexandria/Arlington Energy | 4195111 | 33845713 |  |  | 50663 | B200 | 71895 | 2 | 154.7385 | 1.2793 | 2.4763 | 2.7317 | 0.31108 |  | 21.8944 | 145.2037 | 1.6255 | 2.7003 | 3.0429 | 0.58388 | 4.2848 | 18.2258 | 2019 | 210 | 5.1 | 292 | 1313.8666 | 62.1 | 562213 | -77.1303 | 38.8012 | 122 | 103 | 100 | 128&41 | 9.7 | N | MSW | N | Y | N | 9999 | N |  | Municipal Solid Waste |  |  | 19383
50663_B_B300 | VA | 51510 | Covanta Alexandria/Arlington Inc | Covanta Alexandria/Arlington Energy | 4195111 | 33845813 |  |  | 50663 | B300 | 71895 | 3 | 158.2135 | 1.2568 | 4.7495 | 5.1265 | 0.17158 |  | 21.4064 | 152.3908 | 2.1327 | 3.6077 | 4.2317 | 0.53358 | 2.0889 | 14.9257 | 2019 | 210 | 5.1 | 294 | 1384.0666 | 65.4 | 562213 | -77.1303 | 38.8012 | 122 | 103 | 100 | 119&127&211&32&41 | 9.7 | N | MSW | N | Y | N | 9999 | N |  | Municipal Solid Waste |  |  | 19383
3803_G_GT1 | VA | 51550 | Dominion - Chesapeake Energy Center | Chesapeake | 5040211 | 28680513 |  |  | 3803 | GT1 | 60163 | 5 | 0.21086 | 0.02541 | 0.0018268 | 0.003066 | 0.00010475 |  | 0.00083585 | 0.6268 | 0.068339 | 0.0054304 | 0.009114 | 0.0003114 |  | 0.0024847 | 2019 | 19 | 12.8 | 1100 | 6746.7 | 51.7 | 221112 | -76.302 | 36.7703 | 281 | 125 | 120 |  | 15 | N | Distillate Fuel Oil | N | N | N | 9999 | N |  | Combustion Turbine |  |  | 16278
3803_G_GT2 | VA | 51550 | Dominion - Chesapeake Energy Center | Chesapeake | 5040211 | 28680613 |  |  | 3803 | GT2 | 60163 | 6 | 0.29744 | 0.035844 | 0.0025976 | 0.0043596 | 0.00014792 |  | 0.0011885 | [8 empty] | 28 | 9.1 | 793 | 3500 | 52.7 | 221112 | -76.302 | 36.7703 | 263 | 125 | 120 |  | 12 | N | Distillate Fuel Oil | N | N | N | 9999 | N |  | Combustion Turbine |  |  | 16260
3803_G_GT4 | VA | 51550 | Dominion - Chesapeake Energy Center | Chesapeake | 5040211 | 28680713 |  |  | 3803 | GT4 | 60163 | 8 | 0.33711 | 0.040627 | 0.0029162 | 0.0049308 | 0.00016641 |  | 0.0013472 | 0.17918 | 0.019537 | 0.00155 | 0.0026208 | 8.845e-05 |  | 0.00071604 | 2019 | 28 | 9.1 | 793 | 3500 | 52.7 | 221112 | -76.302 | 36.7703 | 263 | 125 | 120 |  | 12 | N | Distillate Fuel Oil | N | N | N | 9999 | N |  | Combustion Turbine |  |  | 16260
3803_G_6 | VA | 51550 | Dominion - Chesapeake Energy Center | Chesapeake | 5040211 | 28681613 |  |  | 3803 | 6 | 60163 | 10 | 0.35018 | 0.042201 | 0.002983 | 0.0050064 | 0.00016986 |  | 0.0013648 | 0.17156 | 0.018706 | 0.0014615 | 0.0024528 | 8.322e-05 |  | 0.00066868 | 2019 | 28 | 9.1 | 793 | 3500 | 52.7 | 221112 | -76.302 | 36.7703 | 263 | 125 | 120 |  | 12 | N | Distillate Fuel Oil | N | N | N | 9999 | N |  | Combustion Turbine |  |  | 16258
52087_G_GEN3 | VA | 51550 | Dominion - Elizabeth River CT Station | Elizabeth River Power Station | 6682611 | 13202013 | 52087 | CT-3 | 52087 | GEN3 | 61108 | 3 | 40 | 2.6 | 2.0671 | 2.0671 | 0.95364 |  | 14.9098 | 14.3 | 0.1 | 0.67998 | 0.67998 | 0.04404 |  | 2.3348 | 2019 | 85 | 15 | 1001 | 25416.6 | 143.8 | 221112 | -76.3118 | 36.7745 | 2920 | 125 | 120 |  | 116 | N | Natural Gas, Distillate Fuel Oil | Y | N | N | 9999 | N |  | Combustion Turbine |  | 502.8999 | 12074
52087_G_GEN1 | VA | 51550 | Dominion - Elizabeth River CT Station | Elizabeth River Power Station | 6682611 | 13202113 | 52087 | CT-1 | 52087 | GEN1 | 61108 | 1 | 30 | 3.5 | 1.5495 | 1.5495 | 0.62587 |  | 10.0754 | 31 | 0.163 | 1.5808 | 1.5808 | 0.096283 |  | 5.7252 | 2019 | 85 | 15 | 1001 | 25416.6 | 143.8 | 221112 | -76.3118 | 36.7745 | 2920 | 125 | 120 |  | 116 | N | Natural Gas, Distillate Fuel Oil | Y | N | N | 9999 | N |  | Combustion Turbine |  | 349.3 | 12074
52087_G_GEN2 | VA | 51550 | Dominion - Elizabeth River CT Station | Elizabeth River Power Station | 6682611 | 13202213 | 52087 | CT-2 | 52087 | GEN2 | 61108 | 2 | 51.4 | 2.9 | 2.7425 | 2.7425 | 1.2806 |  | 19.972 | 32.6 | 0.2 | 1.816 | 1.816 | 0.11139 |  | 6.5391 | 2019 | 85 | 15 | 1001 | 25416.6 | 143.8 | 221112 | -76.3118 | 36.7745 | 2920 | 125 | 120 |  | 116 | N | Natural Gas, Distillate Fuel Oil | Y | N | N | 9999 | N |  | Combustion Turbine |  | 656.5897 | 12074
50900_B_1PB | VA | 51580 | WESTROCK VIRGINIA CORP | Covington Facility | 5798711 | 107770113 |  |  | 50900 | 1PB | 20328 | 9014 | 355.62 | 16.97 | 38.3649 | 60.9909 | 1.5677 | 12.5417 | 53 | 422.6911 | 119.2474 | 30.3836 | 45.412 | 1.3068 | 10.4546 | 135.9093 | 2019 | 483 | 10 | 300 | 7833.3334 | 99.74 | 322121 | -79.9948 | 37.7986 | 987 | 133 | 100 | 127&140&206&68 | 37 | Y | Biomass | N | N | N | 9999 | N |  | Biomass |  |  | 12669
50900_B_6PB | VA | 51580 | WESTROCK VIRGINIA CORP | Covington Facility | 5798711 | 122174013 |  |  | 50900 | 6PB | 20328 | 9020 |  |  | 0.22213 | 0.22213 | [5 empty] | 0.0001547 | 0.00027158 |  |  |  | 2019 | [5 empty] | 322121 | -79.9948 | 37.7986 | 30 | 133 | 100 |  | 10.7 | Y | Natural Gas | N | N | N | 9999 | N |  | O/G Steam |  |  | 10947
50900_B_10PB | VA | 51580 | WESTROCK VIRGINIA CORP | Covington Facility | 5798711 | 21497013 | 50900 | 005 | 50900 | 10PB | 20328 | 9005 | 102.56 | 0.3915 | 3.7193 | 4.959 | 3.5888 | 1.3702 | 26.1 | 84.9 | 0.3396 | 3.2262 | 4.3016 | 3.113 |  | 22.64 | 2019 | 80 | 6 | 370 | 1902.0833 | 67.27 | 322121 | -79.9948 | 37.7986 | 330 | 133 | 100 |  | 6.4 | Y | Natural Gas | Y | N | N | 9999 | N |  | O/G Steam |  | 3639.2402 | 12539
50900_B_9PB | VA | 51580 | WESTROCK VIRGINIA CORP | Covington Facility | 5798711 | 21497413 | 50900 | 004 | 50900 | 9PB | 20328 | 9004 | 613.403 |  |  |  | 5.9638 |  | 67.1421 | 911.3215 |  |  | 0.43174 | 6.5064 | 2.7957 | 73.2616 | 2019 | 217 | 17 | 300 | 15550.0003 | 68.5 | 322121 | -79.9948 | 37.7986 | 807 | 133 | 100 | 128&205&210&215 | 14.7 | Y | Bituminous | Y | N | N | 9999 | N |  | Coal Steam |  | 8435.2207 | 10986
50900_B_1RB | VA | 51580 | WESTROCK VIRGINIA CORP | Covington Facility | 5798711 | 21497613 |  |  | 50900 | 1RB | 20328 | 10001 | 319.8248 | 204.2908 | 53.5541 | 69.8226 | 49.0209 |  | 445.3096 | 335.3029 | 206.3083 | 40.3685 | 52.3591 | 55.5924 |  | 468.3497 | 2019 | 257 | 10.8 | 310 | 3994.15 | 43.6 | 322121 | -79.9948 | 37.7986 | 1170 | 133 | 100 |  | 17.1 | Y | Non-Fossil Waste | N | N | N | 9999 | N |  | Non-Fossil Waste |  |  | 12592
50900_B_11PB | VA | 51580 | WESTROCK VIRGINIA CORP | Covington Facility | 5798711 | 21498513 | 50900 | 011 | 50900 | 11PB | 20328 | 9006 | 31.49 | 0.4083 | 3.8788 | 5.1718 | 2.5859 |  | 7.14 | 24.7827 | 0.43226 | 4.1064 | 5.4753 | 2.7376 |  | 7.2043 | 2019 | 100 | 7 | 305 | 8651.3168 | 224.8 | 322121 | -79.9948 | 37.7986 | 425 | 133 | 100 |  | 6.7 | Y | Natural Gas | Y | N | N | 9999 | N |  | O/G Steam |  | 3501.3799 | 12628
50900_B_2RB | VA | 51580 | WESTROCK VIRGINIA CORP | Covington Facility | 5798711 | 91850313 |  |  | 50900 | 2RB | 20328 | REC010 | 575.312 | 61.9735 | 23.4813 | 30.3879 | 19.3254 |  | 56.8573 | 527.5169 | 71.3084 | 21.6462 | 28.0129 | 24.2921 |  | 52.0526 | 2019 | 483 | 11.19 | 340 | 7983.3334 | 81.18 | 322121 | -79.9948 | 37.7986 |  | 133 | 100 | 128&24 | 64 | Y | Non-Fossil Waste | N | N | N | 9999 | N |  | Non-Fossil Waste |  |  | 12592
56531_G_GEN1 | VA | 51650 | USA Waste of Virginia Landfills - Bethel | Waste Management Bethel LFGTE | 6685111 | 13195313 |  |  | 56531 | GEN1 | 61291 | 4 | 70.7827 | 3.9449 | 0.69668 | 0.69668 | 0.81468 |  | 174.523 | 66.8594 | 3.2863 | 0.65377 | 0.65377 | 0.81548 |  | 142.0522 | 2019 | 10 | 1 | 100 | 0.1666 | 0.21 | 562212 | -76.4357 | 37.0771 |  | 104 | 160 |  | 0.8 | N | Landfill Gas | N | N | N | 9999 | N | 56531_G_GEN6;56531_G_GEN3;56531_G_GEN5;56531_G_GEN4;56531_G_GEN2;56531_G_GEN1 | Landfill Gas |  |  | 13500
10771_B_1 | VA | 51670 | Dominion-Hopewell Power Station | Hopewell Power Station | 10633611 | 58466213 | 10771 | 1 | 10771 | 1 | 51019 | 1 | 112.9 | 7.3 | 9.8781 | 10.473 | 2.3815 | 26.15 | 239.1847 | 128.3 | 6.5 | 9.6969 | 10.2808 | 2.3385 | 19.44 | 234.777 | 2019 | 220 | 8 | 155 | 3895 | 77.5 | 221112 | -77.2835 | 37.2974 | 391 | 125 | 100 |  | 26 | N | Biomass | Y | N | N | 9999 | N |  | Biomass |  | 6604.4097 | 15792
10771_B_2 | VA | 51670 | Dominion-Hopewell Power Station | Hopewell Power Station | 10633611 | 58466313 | 10771 | 2 | 10771 | 2 | 51019 | 2 | 109.4 | 7 | 7.2827 | 7.6293 | 3.4685 | 26.52 | 275.0579 | 126.9 | 6.2 | 7.3613 | 7.8284 | 3.5063 | 19.46 | 277.9866 | 2019 | 220 | 8 | 155 | 3895 | 77.5 | 221112 | -77.2835 | 37.2974 | 391 | 125 | 100 |  | 26 | N | Biomass | Y | N | N | 9999 | N |  | Biomass |  | 6697.4395 | 15792
50813_B_CB1 | VA | 51670 | RockTenn CP LLC - Hopewell | Hopewell Mill | 5768811 | 20390013 |  |  | 50813 | CB1 | 50370 | 2 | 404.6 | 232.46 | 62.8019 | 81.1806 | 27.4366 |  | 563.2777 | 346 | 112 | 34.9558 | 35.7521 | 27.504 |  | 564.5428 | 2019 | 290 | 13.5 | 350 | 4436.6667 | 31 | 322130 | -77.2644 | 37.302 | 846 | 133 | 100 |  | 20.4 | Y | Non-Fossil Waste | N | Y | N | 9999 | N | 50813_B_CB1;50813_B_RB1 | Non-Fossil Waste |  |  | 12696
10633_G_GT1 | VA | 51670 | Hopewell Cogeneration Ltd Partnership | Hopewell Cogeneration | 5883511 | 23364513 | 10633 | 1 | 10633 | GT1 | 50967 | 1 | 154.54 | 2.4761 | 2.6154 | 3.678 | 1.1677 | 10.086 | 16.7624 | 250.257 | 1.9114 | 3.2947 | 4.6279 | 1.4769 | 14.127 | 21.0305 | 2019 | 200 | 15.2 | 260 | 13581.6669 | 74.8 | 221112 | -77.2819 | 37.2914 | 1140 | 125 | 120 |  | 94.1 | Y | Natural Gas, Distillate Fuel Oil | Y | N | N | 9999 | N | 10633_G_ST1;10633_G_GT1 | Combined Cycle |  | 3631.5303 | 8922
10633_G_GT2 | VA | 51670 | Hopewell Cogeneration Ltd Partnership | Hopewell Cogeneration | 5883511 | 23364613 | 10633 | 2 | 10633 | GT2 | 50967 | 2 | 231.56 | 2.1199 | 3.1794 | 4.464 | 1.4221 | 12.2625 | 20.2923 | 256.6 | 2.0372 | 3.5754 | 5.0183 | 1.6011 | 13.7909 | 22.8349 | 2019 | 200 | 15.2 | 260 | 13581.6669 | 74.8 | 221112 | -77.2819 | 37.2914 | 1140 | 125 | 120 |  | 94.1 | Y | Natural Gas, Distillate Fuel Oil | Y | N | N | 9999 | N |  | Combined Cycle |  | 4378.5898 | 8922
10633_G_GT3 | VA | 51670 | Hopewell Cogeneration Ltd Partnership | Hopewell Cogeneration | 5883511 | 23364713 | 10633 | 3 | 10633 | GT3 | 50967 | 3 | 176.15 | 2.3064 | 3.0706 | 4.3106 | 1.3722 | 11.8049 | 19.6159 | 242.12 | 2.0776 | 3.7074 | 5.2014 | 1.6601 | 14.2148 | 23.6781 | 2019 | 200 | 15.2 | 260 | 13581.6669 | 74.8 | 221112 | -77.2819 | 37.2914 | 1140 | 125 | 120 |  | 94.1 | Y | Natural Gas, Distillate Fuel Oil | Y | N | N | 9999 | N |  | Combined Cycle |  | 4206.2695 | 8922
10377_B_1C | VA | 51670 | James River Cogeneration Company |  | 6633911 | 58457513 | 10377 |  |  | ;; | 50950 | 1 | 667.9 | 1135.4 | 11.4 | 22.59 | 2.3572 |  | 558.37 | 277.203 | 469.365 | 12.2478 | 24.3719 | 2.4743 |  | 603.7292 | 2017 | 198 | 8.7 | 315 | 3500 | 59 | 221112 | -77.2722 | 37.2927 | 600 | 125 | 100 | 127 |  |  |  | Y | Y | N |  | Y | 10377_B_1A;10377_B_1B;10377_B_1C |  |  | 7882.7827
10377_B_2C | VA | 51670 | James River Cogeneration Company |  | 6633911 | 58457613 | 10377 |  |  | ;; | 50950 | 2 | 287.3 | 512.8 | 6.211 | 12.5622 | 0.8405 |  | 81.95 | 64.504 | 115.977 | 5.8735 | 11.7983 | 0.7951 |  | 77.202 | 2019 | 198 | 8.7 | 315 | 3500 | 59 | 221112 | -77.2722 | 37.2927 | 600 | 125 | 100 | 127 |  |  |  | Y | Y | N |  | Y | 10377_B_2A;10377_B_2B;10377_B_2C |  |  | 3269.7795
54998_B_12300 | VA | 51740 | Wheelabrator Portsmouth Inc, RDF Facility | Wheelabrator Portsmouth | 4183011 | 32657113 |  |  | 54998 | 12300 | 61018 | 44 | 346.4526 | 48.804 | 1.6035 | 2.2123 | 1.2013 |  | 106.8943 | 297.5574 | 43.0058 | 0.042454 | 4.2975 | 0.8494 |  | 107.1369 | 2017 | 275 | 6 | 360 | 2500 | 88.4 | 221330 | -76.3035 | 36.8087 | 228 | 103 | 100 | 18&42 | 11.6 | Y | MSW | N | Y | N | 9999 | N |  | Municipal Solid Waste |  |  | 20120
54998_B_12600 | VA | 51740 | Wheelabrator Portsmouth Inc, RDF Facility | Wheelabrator Portsmouth | 4183011 | 32657513 |  |  | 54998 | 12600 | 61018 | 47 | 321.6624 | 51.5041 | 1.0301 | 1.4224 | 0.97859 |  | 62.0963 | 232.1448 | 43.5066 | 0.048104 | 4.2557 | 0.85926 |  | 101.1552 | 2017 | 275 | 6 | 360 | 2500 | 88.4 | 221330 | -76.3035 | 36.8087 | 228 | 103 | 100 | 16&42 | 11.6 | Y | MSW | N | Y | N | 9999 | N |  | Municipal Solid Waste |  |  | 20120
54998_B_12500 | VA | 51740 | Wheelabrator Portsmouth Inc, RDF Facility | Wheelabrator Portsmouth | 4183011 | 32657613 |  |  | 54998 | 12500 | 61018 | 46 | 350.1481 | 47.7058 | 2.0947 | 2.8905 | 1.0496 |  | 73.235 | 261.3382 | 29.0074 | 0.88702 | 1.2279 | 0.88342 |  | 82.1746 | 2017 | 275 | 6 | 360 | 2500 | 88.4 | 221330 | -76.3035 | 36.8087 | 228 | 103 | 100 | 16&42 | 11.6 | Y | MSW | N | Y | N | 9999 | N |  | Municipal Solid Waste |  |  | 20120
54998_B_12400 | VA | 51740 | Wheelabrator Portsmouth Inc, RDF Facility | Wheelabrator Portsmouth | 4183011 | 32657713 |  |  | 54998 | 12400 | 61018 | 45 | 325.994 | 51.6026 | 1.4514 | 2.0017 | 1.2114 |  | 114.6612 | 261.2612 | 36.3041 | 1.2401 | 1.7118 | 1.0736 |  | 100.6961 | 2019 | 275 | 6 | 360 | 2500 | 88.4 | 221330 | -76.3035 | 36.8087 | 228 | 103 | 100 | 16&42 | 11.6 | Y | MSW | N | Y | N | 9999 | N |  | Municipal Solid Waste |  |  | 20120
54081_B_1B | VA | 51760 | Spruance Genco LLC |  | 4039911 | 33619313 | 54081 |  |  | ; | 51033 | 1 | 278.62 | 85.71 | 1.202 | 1.72 | 0.09 | 0.02 | 181.22 | 424.45 | 97.09 | 5.48 | 7.99 | 0.15 | 0.032 | 292.72 | 2019 | 250 | 8.6 | 180 | 3245.4667 | 55.9 | 221112 | -77.4308 | 37.4556 | 750 | 125 | 100 | 119&26 |  |  |  | Y | N | N |  | Y | 54081_B_1A;54081_B_1B |  |  | 4124.1299
54081_B_2B | VA | 51760 | Spruance Genco LLC |  | 4039911 | 33619413 | 54081 |  |  | ; | 51033 | 2 | 315.76 | 96.57 | 1.335 | 1.92 | 0.1 | 0.022 | 202.14 | 415.79 | 99.57 | 5.29 | 7.81 | 0.14 | 0.031 | 285.98 | 2019 | 250 | 8.6 | 180 | 3245.4667 | 55.9 | 221112 | -77.4308 | 37.4556 | 750 | 125 | 100 | 119&127&26 |  |  |  | Y | N | N |  | Y | 54081_B_2B;54081_B_2A |  |  | 4305.9497
54081_B_3B | VA | 51760 | Spruance Genco LLC | Spruance Genco LLC | 4039911 | 33619513 | 54081 |  | 54081 | 3B;3B | 51033 | 3 | 360.33 | 101.12 | 1.587 | 2.28 | 0.12 | 0.026 | 239.52 | 30.362 | 0.373 | 2.9363 |  |  |  |  | 2019 | 250 | 8.6 | 180 | 3245.4667 | 55.9 | 221112 | -77.4308 | 37.4556 | 750 | 125 | 100 | 119&127&26 | 21.2 | Y | Natural Gas | Y | N | N | 9999 | Y | 54081_B_3A;54081_B_3B | O/G Steam |  | 5585.3804 | 14500
54081_B_4B | VA | 51760 | Spruance Genco LLC | Spruance Genco LLC | 4039911 | 33619613 | 54081 |  | 54081 | 4B;4B | 51033 | 4 | 332.86 | 96.2 | 1.403 | 2.01 | 0.11 | 0.023 | 211.28 | 65.245 | 0.315 | 3.4191 |  |  |  |  | 2017 | 250 | 8.6 | 180 | 3245.4667 | 55.9 | 221112 | -77.4308 | 37.4556 | 750 | 125 | 100 | 119&127&26 | 6.2 | Y | Natural Gas | Y | N | N | 9999 | Y | 54081_B_4B;54081_B_4A | O/G Steam |  | 5143.4014 | 14500
50966_G_1 | VA | 51760 | Dominion - Bellemeade Power Station |  | 5083411 | 25876113 | 50966 | 1 |  |  | 50988 | 20 | 52.9 | 1.4 | 0.78958 | 0.78958 | 1.4224 | 16.2139 | 46.1534 | [8 empty] | 90 | 13.5 | 300 | 14766.6666 | 103.2 | 221112 | -77.4332 | 37.496 | 1080 | 125 | 120 | 32 |  |  |  | Y | N | N |  | N | 50966_G_1;50966_G_3 |  |  | 4061.7104
50966_G_2 | VA | 51760 | Dominion - Bellemeade Power Station |  | 5083411 | 25876513 | 50966 | 2 |  |  | 50988 | 21 | 56.1 | 1.5 | 0.91872 | 0.91872 | 1.8688 | 18.1161 | 52.3608 | [8 empty] | 90 | 13.5 | 300 | 14766.6666 | 103.2 | 221112 | -77.4332 | 37.496 | 1080 | 125 | 120 | 32 |  |  |  | Y | N | N |  | N |  |  |  | 4305.0103
56693_G_1 | VA | 51810 | INGENCO - Virginia Beach | Virginia Beach | 6908211 | 12957013 |  |  | 56693 | 1 | 61423 | 1 | 4.25 |  | 0.37588 | 1.065 | 0.7 |  | 11.1 | 1.8 | 0.001 | 0.12529 | 0.355 | 0.3 |  | 1.9 | 2019 | 26.4 | 1.4 | 490 | 95.1 | 60.2 | 221112 | -76.2019 | 36.7858 | 1.4 | 125 | 160 |  | 0.3 | N | Landfill Gas | N | N | N | 9999 | N | 56693_G_16;56693_G_15;56693_G_6;56693_G_3;56693_G_28;56693_G_33;56693_G_1;56693_G_30;56693_G_25;56693_G_23;56693_G_36;56693_G_8;56693_G_32;56693_G_20;56693_G_17;56693_G_31;56693_G_24;56693_G_34;56693_G_18;56693_G_4;56693_G_9;56693_G_26;56693_G_2;56693_G_12;56693_G_11;56693_G_27;56693_G_22;56693_G_14;56693_G_35;56693_G_10;56693_G_7;56693_G_21;56693_G_29;56693_G_19;56693_G_13;56693_G_5 | Landfill Gas |  |  | 13500
58352_B_B-11 | WA | 53009 | McKinley Paper Company | McKinley Paper Co. - Washington Mill | 4986011 | 109514013 |  |  | 58352 | B-11 | 0007 | 15 | 101.2 | 6.705 | 3.62 | 3.62 | 1.49 | 3.3135 | 64.4 | 34.8 | 0.505 | 1.1 | 1.1 |  | 0.55 | 34.8 | 2017 | 125 | 7 | 140 | -1 | 56.4 | 322121 | -123.4664 | 48.1352 | 420 | 133 | 100 | 128&132&140 | 20 | Y | Biomass | N | N | N | 2020 | N |  | Biomass |  |  | 8707
7605_G_1 | WA | 53011 | Clark Public Utilities - River Road Generating Project | River Road Gen Plant | 7344011 | 11036213 | 7605 | 1 | 7605 | 1 | 1909 | 2863 | 64.18 | 3.188 | 27.41 | 27.41 | 0 | 7.32 | 13.28 | 76.46 | 3.826 | 33.09 | 33.09 |  | 8.625 | 14.43 | 2019 | 198 | 18 | 230 | 19166.667 | 75.2899 | 221112 | -122.7249 | 45.6498 | 1700 | 125 | 120 |  | 220 | N | Natural Gas | Y | N | N | 9999 | N |  | Combined Cycle |  | 5913.2593 | 7287
55700_G_CTG1 | WA | 53015 | Mint Farm Generating Station | Mint Farm Generating Station | 12579611 | 63297313 | 55700 | CTG1 | 55700 | CTG1 | 2111 | 3332 | 26.51 | 2.36 | 15.19 | 15.19 | 3.78 | 5.735 | 0.01 | 48.4 | 5.4 | 34.93 | 34.93 | 7.74 | 6 | 0.93 | 2019 | 165.3 | 18 | 250 | 23271.5204 | 91.4145 | 221112 | -122.9851 | 46.1402 | 1900 | 125 | 120 | 139&203&205 | 150 | N | Natural Gas | Y | N | N | 9999 | N | 55700_G_1STG;55700_G_CTG1 | Combined Cycle |  | 4587.3501 | 7363
54562_B_PB13 | WA | 53015 | Longview Fibre Paper and Packaging, Inc. dba KapStone Kraft Paper Corporation |  | 7000211 | 14254113 |  |  |  |  | 121 | 290 | 0 | 0 | 0 | 0 | 0 |  | 0 | [8 empty] | 168 | 10.6 | 132 | 2806.3 | 32.1433 | 322130 | -122.922 | 46.1021 |  | 133 | 100 | 146 |  |  |  | N | N | N |  | N |  |  | 432
54562_B_RF22 | WA | 53015 | WestRock Longview, LLC | Longview Fibre | 7000211 | 14254413 |  |  | 54562 | RF22 | 121 | 292 | 362 | 50.3 | 38.9 | 41.6 | 10 |  | 156 | 377.87 | 119.15 | 29.52 | 31.16 | 8.62 |  | 83.37 | 2019 | 246 | 11.5 | 214 | 5502.1834 | 52.9716 | 322130 | -122.923 | 46.1009 |  | 133 | 200 | 128 | 15.7 | Y | Non-Fossil Waste | N | N | N | 9999 | N |  | Non-Fossil Waste | 8568 |  | 5686
54562_B_RF19 | WA | 53015 | WestRock Longview, LLC | Longview Fibre | 7000211 | 14256113 |  |  | 54562 | RF19 | 121 | 865 | 226 | 24.7 | 56.6 | 60.4 | 20.6 |  | 16.9 | 240.42 | 40.41 | 35 | 41.26 | 3.98 |  | 59.17 | 2019 | 198 | 13.5 | 256 | 5839.8001 | 40.7983 | 322130 | -122.919 | 46.1006 |  | 133 | 200 | 128 | 15.7 | Y | Non-Fossil Waste | N | N | N | 9999 | N |  | Non-Fossil Waste | 8232 |  | 5686
54562_B_PB20 | WA | 53015 | WestRock Longview, LLC | Longview Fibre | 7000211 | 14257313 |  |  | 54562 | PB20 | 121 | 283 | 342 | 36.4 | 48.4 | 51 | 0 |  | 428 | 342.34 | 17.22 | 36.46 | 39.23 |  | 4.68 | 550.79 | 2019 | 168 | 8.5 | 148 | 2140.6333 | 37.7233 | 322130 | -122.923 | 46.103 |  | 133 | 100 | 146 | 15.7 | Y | Non-Fossil Waste | N | N | N | 9999 | N |  | Non-Fossil Waste | 8197 |  | 5686
7999_G_CT1 | WA | 53027 | Grays Harbor Energy | Grays Harbor Energy Facility | 12582311 | 63396313 | 7999 | 1 | 7999 | CT1 | 1186 | 1 | 37.1 | 1.4 | 12 | 12 | 2 | 0.7 | 5.8 | 45.8 | 2.7 | 30 | 30 | 2.3 | 7.731 | 5.1 | 2019 | 180 | 18 | 180 | 17583.3336 | 69.0703 | 221112 | -123.4806 | 46.9691 | 1670 | 125 | 120 | 109&139&205 | 151 | N | Natural Gas | Y | N | N | 9999 | N |  | Combined Cycle |  | 5419.1089 | 7671
7999_G_CT2 | WA | 53027 | Grays Harbor Energy | Grays Harbor Energy Facility | 12582311 | 63396413 | 7999 | 2 | 7999 | CT2 | 1186 | 2 | 41.5 | 1.4 | 10 | 10 | 0.7 | 1.8 | 4.3 | 49.9 | 2.7 | 26.6 | 26.6 | 1.2 | 10.3845 | 3.4 | 2019 | 180 | 18 | 165 | 17583.3336 | 69.0703 | 221112 | -123.48 | 46.9691 | 1670 | 125 | 120 | 109&139&205 | 153 | N | Natural Gas | Y | N | N | 9999 | N |  | Combined Cycle |  | 5469.2598 | 7671
55882_B_BLR1 | WA | 53027 | Sierra Pacific Industries - Cogeneration | Sierra Pacific Aberdeen | 9048311 | 58390413 |  |  | 55882 | BLR1 | 0018 | 1 | 105.56 | 3.17 | 2.8048 | 4.3058 | 6.46 | 17.1375 | 200.94 | 104.63 | 1.48 | 4.4054 | 6.7066 | 1.47 | 5.899 | 200.06 | 2019 | 100 | 7 | 357 | 2313 | 57.3 | 221117 | -123.7741 | 46.9695 | 310 | 125 | 100 |  | 17.4 | Y | Biomass | N | Y | N | 9999 | N |  | Biomass |  |  | 4561
7832_G_7 | WA | 53039 | H.W. Hill Landfill Gas Power Plant | Roosevelt Biogas 1 | 6281111 | 99120113 |  |  | 7832 | 7 | 61 | 1876 | [7 empty] | 66.6 | 1 | 0.35 | 0.35 |  |  | 3.2 | 2017 | 60 | 5.5 | 380 | 2090.7 | 83.9 | 221118 | -120.166 | 45.8081 | 10.1 | 125 | 140 |  | 10 | N | Landfill Gas | N | N | N | 9999 | N | 7832_G_9;7832_G_7 | Landfill Gas |  |  | 13500
7832_G_8 | WA | 53039 | H.W. Hill Landfill Gas Power Plant | Roosevelt Biogas 1 | 6281111 | 99120213 |  |  | 7832 | 8 | 61 | 1877 | [7 empty] | 63.7 | 1.75 | 0.79 | 0.79 |  |  | 3.7 | 2017 | 60 | 5.5 | 384 | 2028.7 | 88 | 221118 | -120.166 | 45.8081 | 10.1 | 125 | 140 |  | 10 | N | Landfill Gas | N | N | N | 9999 | N |  | Landfill Gas |  |  | 13500
55482_G_G2 | WA | 53039 | Goldendale Generating Station | Goldendale Generating Station | 9091411 | 55096213 | 55482 | CT-1 | 55482 | G2 | 62 | 388 | 28.2 | 2.1 | 4.06 | 4.06 | 0.2 | 5.9 | 1.3 | 47.1 | 3.7 | 7.9 | 7.9 | 0.3 | 6.5 | 1.6 | 2019 | 150 | 18 | 175 | 17549 | 69 | 221112 | -120.834 | 45.8106 | 1670 | 125 | 120 | 139&212 | 110.6 | N | Natural Gas | Y | N | N | 9999 | N | 55482_G_G1;55482_G_G2 | Combined Cycle | 4777 | 4775.7593 | 7081
3845_B_BW22 | WA | 53041 | TransAlta Centralia Generation, LLC | Transalta Centralia Generation | 6281311 | 15504813 | 3845 | BW22 | 3845 | BW22 | 754 | 1250 | 2571 | 747.2 | 158.8 | 172.6 | 2.6 | 1.7475 | 1332 | 4229 | 1014 | 208.3 | 230.3 | 268.1 | 3.7135 | 2036 | 2019 | 470 | 29.8 | 135 | 43326.3925 | 62.0948 | 221112 | -122.8566 | 46.7558 | 8000 | 125 | 100 | 128&25&33&67 | 670 | N | Subbituminous | Y | N | N | 2026 | N |  | Coal Steam |  | 4954.8203 | 11132
3845_B_BW21 | WA | 53041 | TransAlta Centralia Generation, LLC |  | 6281311 | 15505513 | 3845 | BW21 |  |  | 754 | 1247 | 2425 | 677.4 | 60.2 | 76.37 | 24.9 | 0.59 | 763.3 | 3885 | 1255 | 266.8 | 303.9 | 263.4 | 6.4 | 1273 | 2019 | 470 | 29.8 | 135 | 43326.3925 | 62.0948 | 221112 | -122.8566 | 46.7558 | 8000 | 125 | 100 | 128&25&33&67 |  |  |  | Y | N | N |  | N |  |  |  | 4609.8706
55662_G_CT1 | WA | 53041 | PacifiCorp - Chehalis Generation Facility | Chehalis Generating Facility | 9091111 | 55096613 | 55662 | CT1 | 55662 | CT1 | 1900 | 2839 | 36.83 | 1.47 | 26.7 | 26.7 | 3.5 | 3.453 | 18.39 | 45.72 | 4.24 | 41.89 | 41.89 | 4.45 | 6.785 | 10.61 | 2019 | 149.9 | 19.3 | 245 | 20807.2504 | 71.0944 | 221112 | -122.9145 | 46.6226 | 2070 | 125 | 120 | 109&139 | 160 | N | Natural Gas | Y | N | N | 9999 | N | 55662_G_CT1;55662_G_CA | Combined Cycle |  | 4371.1904 | 7630
55662_G_CT2 | WA | 53041 | PacifiCorp - Chehalis Generation Facility | Chehalis Generating Facility | 9091111 | 55096713 | 55662 | CT2 | 55662 | CT2 | 1900 | 2840 | 30.51 | 1.4 | 15.04 | 15.04 | 2.02 | 3.88 | 12.9 | 41.92 | 4.37 | 19.54 | 19.54 | 4.57 | 8.915 | 8.84 | 2019 | 149.9 | 19.3 | 245 | 21041.8337 | 71.8959 | 221112 | -122.9145 | 46.6226 | 2070 | 125 | 120 | 109&139 | 160 | N | Natural Gas | Y | N | N | 9999 | N |  | Combined Cycle |  | 3704.8701 | 7630
99_G_1 | WA | 53053 | Puget Sound Energy Frederickson | Frederickson | 12618611 | 63640013 |  |  | 99 | 1 | 10028 | 1 | 18.2645 | 0 | 0 | 0 | 0 | 0 | 0 | 46.1775 | 0.723 | 2.5 | 2.5 | 0.7915 |  | 11.393 | 2019 | 32 | 18 | 800 | 7949.1 | 31.2 | 221112 | -122.3677 | 47.082 |  | 125 | 120 | 213 | 67 | N | Natural Gas, Distillate Fuel Oil | N | N | N | 9999 | N |  | Combustion Turbine | 3360 |  | 25000
99_G_2 | WA | 53053 | Puget Sound Energy Frederickson | Frederickson | 12618611 | 63640113 |  |  | 99 | 2 | 10028 | 2 | 13.9345 | 0 | 0 | 0 | 0 | 0 | 0 | 36.84 | 0.5315 | 1.8705 | 1.8705 | 0.595 |  | 8.5015 | 2019 | 32 | 18 | 800 | 8016.5 | 31.5 | 221112 | -122.3677 | 47.082 |  | 125 | 120 | 213 | 67 | N | Natural Gas, Distillate Fuel Oil | N | N | N | 9999 | N |  | Combustion Turbine | 3360 |  | 25000
55818_G_FICT | WA | 53053 | Frederickson Power LP | Frederickson Power LP | 12623711 | 63640913 | 55818 | F1CT | 55818 | FICT | 10645 | 1 | 34.6 | 1.8 | 29.7 | 29.7 | 13.8 | 0 | 0.2 | 50.6 | 2.9 | 46.2 | 46.2 | 21.5 |  | 0.1 | 2019 | 105 | 18 | 205 | 13755.4 | 54.1 | 221112 | -122.3657 | 47.0862 | 175 | 125 | 120 | 139 | 164 | N | Natural Gas | Y | N | N | 9999 | N | 55818_G_FICT;55818_G_FIST | Combined Cycle | 8736 | 3390.2903 | 7097
57099_B_4RB | WA | 53053 | WestRock Tacoma Mill | WestRock (WA) | 4880911 | 29293113 |  |  | 57099 | 4RB | 125 | 246 | 372.2 | 11.1 | 52.8 | 71.8 | 13.7 |  | 811 | 360.3 | 1.9 | 72.6 | 72.6 | 23.7 |  | 938.2 | 2019 | 275 | 14 | 294 | 6308 | 41 | 3221 | -122.428 | 47.2672 | 590 | 133 | 100 | 128 | 28 | Y | Non-Fossil Waste | N | Y | N | 9999 | N |  | Non-Fossil Waste | 8258 |  | 11537
57099_B_7PB | WA | 53053 | WestRock Tacoma Mill | WestRock (WA) | 4880911 | 29293313 |  |  | 57099 | 7PB | 125 | 251 | 504.3 | 171.9 | 49 | 54.6 | 31.4 |  | 455.6 | 539.5 | 215.2 | 34.1 | 37.2 | 27 |  | 569.2 | 2019 | 213 | 9.5 | 132 | 2935.3833 | 41.4166 | 3221 | -122.428 | 47.2664 | 340 | 133 | 100 | 128&52 | 28 | Y | Non-Fossil Waste | N | Y | N | 9999 | N |  | Non-Fossil Waste | 7915 |  | 11537
56406_B_BLR1 | WA | 53057 | SIERRA PACIFIC INDUSTRIES | Sierra Pacific Burlington Facility | 12626311 | 63843413 |  |  | 56406 | BLR1 | 8 | 1577 | 161.5 | 2.9 | 12.8 | 14 | 10.1 | 9.7 | 294.7 | 176.2 | 0.92 | 5 | 5.5 | 4.3 | 1.5 | 290.3 | 2017 | 100 | 8.2 | 407 | 2899 | 54.2 | 321113 | -122.434 | 48.4484 | 430 | 135 | 100 | 205 | 24.6 | Y | Biomass | N | Y | N | 9999 | N |  | Biomass | 8400 |  | 4552
607_G_1 | WA | 53057 | PSE FREDONIA | Fredonia | 8532811 | 942013 |  |  | 607 | 1 | 16 | 1607 | 126 | 0.8 | 2.7 | 2.7 | 0.9 | 0 | 0.9 | 119.6 | 0.6 | 2.6 | 2.6 | 0.8 |  | 0.8 | 2019 | 50 | 37 | 958 | 9583 | 8.9 | 221112 | -122.4351 | 48.4549 | 1120 | 125 | 120 | 213 | 93 | N | Natural Gas, Distillate Fuel Oil | N | N | N | 9999 | N |  | Combustion Turbine | 840 |  | 12802
607_G_3 | WA | 53057 | PSE FREDONIA | Fredonia | 8532811 | 942113 | 607 | CT3 | 607 | 3 | 16 | 1609 | 5.63 | 0.68 | 1.56 | 1.56 | 0.78 | 1.64 | 2.95 | 0.3 |  | 0.3 | 0.3 |  | 0.1 | 0.2 | 2019 | 65 | 13 | 764 | 4818 | 36.3 | 221112 | -122.4351 | 48.4549 | 516 | 125 | 120 | 109&139&213 | 47 | N | Natural Gas, Distillate Fuel Oil | Y | N | N | 9999 | N |  | Combustion Turbine | 1512 | 1510.6378 | 12802
607_G_4 | WA | 53057 | PSE FREDONIA | Fredonia | 8532811 | 942213 | 607 | CT4 | 607 | 4 | 16 | 1610 | 4.18 | 0.5 | 1.52 | 1.52 | 0.27 | 0.55 | 2.68 | 2 | 0.2 | 1.1 | 1.1 | 0.2 | 1.1 | 2.2 | 2019 | 65 | 13 | 764 | 5865 | 44.2 | 221112 | -122.4351 | 48.4549 | 516 | 125 | 120 | 109&139&213 | 47 | N | Natural Gas, Distillate Fuel Oil | Y | N | N | 9999 | N |  | Combustion Turbine | 1176 | 1134.7485 | 12802
607_G_2 | WA | 53057 | PSE FREDONIA | Fredonia | 8532811 | 942313 |  |  | 607 | 2 | 16 | 1608 | 115.3 | 0.8 | 2.6 | 2.6 | 0.8 | 0 | 1.2 | 256.1 | 1.4 | 5.9 | 5.9 | 1.9 |  | 2.6 | 2019 | 50 | 37 | 958 | 10366 | 9.6 | 221112 | -122.4351 | 48.4549 | 1120 | 125 | 120 | 213 | 93 | N | Natural Gas, Distillate Fuel Oil | N | N | N | 9999 | N |  | Combustion Turbine | 840 |  | 12802
57969_G_GEN1 | WA | 53061 | Hampton Lumber Mills Washington Inc | Darrington | 12619311 | 63643613 |  |  | 57969 | GEN1 | 12378 | 1 | [7 empty] | 64.695 | 11.05 | 6.8615 | 8.84 | 9.876 |  | 71.532 | 2019 | 100 | 5.7 | 315 | 331.7 | 13 | 321113 | -121.5974 | 48.2636 | 0.01 | 135 | 100 |  | 4.5 | Y | Biomass | N | Y | N | 9999 | N |  | Biomass |  |  | 4874
50886_B_1-1A | WA | 53063 | Waste To Energy | Spokane Waste to Energy | 6647111 | 17153713 |  |  | 50886 | 1-1A | 100 | 565 | 148.4 | 2.5 | 5.1 | 6.4 | 0.4 | 3.4 | 12 | 154.3 | 3.3 | 6.8 | 8.5 | 0.2 | 1.3 | 10 | 2017 | 170.6 | 6 | 260 | 1973 | 69.8 | 562213 | -117.5048 | 47.6264 | 183 | 103 | 270 | 127&140&202 | 11.4 | N | MSW | N | Y | N | 9999 | N |  | Municipal Solid Waste | 8452 |  | 21475
50886_B_1-1B | WA | 53063 | Waste To Energy | Spokane Waste to Energy | 6647111 | 17153813 |  |  | 50886 | 1-1B | 100 | 566 | 157.8 | 3.7 | 11.2 | 14 | 0.5 | 4.84 | 15.5 | 164.6 | 4.9 | 8.7 | 10.8 | 0.1 | 0.8 | 17.4 | 2019 | 170.6 | 6 | 257 | 1957 | 69.2 | 562213 | -117.5048 | 47.6264 |  | 103 | 270 | 127&140&202 | 11.4 | N | MSW | N | Y | N | 9999 | N |  | Municipal Solid Waste | 8041 |  | 21475
50120_G_0001 | WA | 53065 | Vaagen Brothers Lumber Inc |  | 6164811 | 15571413 |  |  |  |  | 52 | 560 | 69.6 | 5.3 | 2.2 | 2.5 | 3.6 |  | 58.4 | 70.1 | 6.5 | 3.7 | 4.2 | 4.4 |  | 39.1 | 2017 | 50 | 4.8 | 407 | 570 | 31.5 | 321912 | -117.915 | 48.5485 | 60 | 135 | 100 | 121&128&204 |  |  |  | N | Y | N |  | N |  |  | 8232
550_B_1 | WA | 53065 | Avista | Kettle Falls Generating Station | 6210511 | 15570613 |  |  | 550 | 1 | 53 | 730 | 413.6 | 1.4 | 23.51 | 36.21 | 26.3 |  | 604.9 | 382.4 | 1.3 | 22.83 | 35.33 | 24.3 |  | 558.8 | 2019 | 180 | 10 | 390 | 4733 | 60.3 | 221118 | -118.11 | 48.6203 | 415 | 125 | 100 | 121&128&204 | 50 | N | Biomass | N | Y | N | 9999 | N |  | Biomass | 8012 |  | 14662
550_G_2 | WA | 53065 | Avista | Kettle Falls Generating Station | 6210511 | 15570713 |  |  | 550 | 2 | 53 | 731 | 1.82 | 0 | 0.12 | 0.12 | 0.2 |  | 0.1 | 9.5 | 0.06 | 0.64 | 0.64 | 1.03 |  | 0.5 | 2019 | 50 | 4 | 343 | 1280 | 101.9 | 221118 | -118.112 | 48.6203 | 87 | 125 | 120 | 205 | 6.2 | N | Natural Gas | N | N | N | 9999 | N |  | Combustion Turbine | 555 |  | 11878
6120_G_3 | WA | 53073 | PSE WHITEHORN | Whitehorn | 6212111 | 15566813 |  |  | 6120 | 3 | 47 | 1749 | 74.1 | 0.53 | 1.59 | 1.59 | 0.5 | 0 | 7.23 | 8.4 |  | 0.2 | 0.2 | 0.1 |  | 0.73 | 2019 | 32 | 18 | 900 | 8584.0501 | 33.7333 | 221112 | -122.752 | 48.8862 | 794 | 125 | 120 | 213 | 67 | N | Natural Gas, Distillate Fuel Oil | N | N | N | 9999 | N |  | Combustion Turbine | 1176 |  | 24565
6120_G_2 | WA | 53073 | PSE WHITEHORN | Whitehorn | 6212111 | 15566913 |  |  | 6120 | 2 | 47 | 1748 | 58.21 | 0.41 | 1.21 | 1.21 | 0.38 | 0 | 5.51 | 12 | 0.1 | 0.2 | 0.2 | 0.1 |  | 1 | 2019 | 32 | 18 | 900 | 8705.0001 | 34.2083 | 221112 | -122.752 | 48.8862 | 794 | 125 | 120 | 213 | 67 | N | Natural Gas, Distillate Fuel Oil | N | N | N | 9999 | N |  | Combustion Turbine | 840 |  | 25000
7870_G_CTG1 | WA | 53073 | PSE ENCOGEN GENERATING STATION | Encogen | 6212411 | 15565213 | 7870 | CT1 | 7870 | CTG1 | 30 | 1673 | 9 | 0.6 | 2.7 | 2.7 | 0.1 | 3.6 | 1.4 | 14.6 | 0.9 | 4.7 | 4.7 | 0.2 | 5.6 | 3.4 | 2019 | 84 | 11 | 250 | 6600 | 69.4 | 221112 | -122.487 | 48.7451 | 440 | 125 | 140 | 139&212 | 34.5 | N | Natural Gas, Distillate Fuel Oil | Y | N | N | 9999 | N |  | Combined Cycle | 1734 | 1733.8801 | 9214
7870_G_CTG3 | WA | 53073 | PSE ENCOGEN GENERATING STATION | Encogen | 6212411 | 15565313 | 7870 | CT3 | 7870 | CTG3 | 30 | 1675 | 9.5 | 0.7 | 2.4 | 2.4 | 0.1 | 2.9 | 0.9 | 14.9 | 1 | 4 | 4 | 0.2 | 2 | 2.1 | 2019 | 84 | 11 | 250 | 6600 | 69.4 | 221112 | -122.486 | 48.7457 | 440 | 125 | 140 | 139&212 | 34.5 | N | Natural Gas, Distillate Fuel Oil | Y | N | N | 9999 | N |  | Combined Cycle | 1680 | 1788.1 | 9214
7870_G_CTG2 | WA | 53073 | PSE ENCOGEN GENERATING STATION | Encogen | 6212411 | 15565413 | 7870 | CT2 | 7870 | CTG2 | 30 | 1674 | 7 | 0.4 | 1.6 | 1.6 | 0.1 | 2.4 | 0.9 | 14.2 | 0.9 | 3.5 | 3.5 | 0.2 | 3.3 | 2.3 | 2019 | 84 | 11 | 250 | 6600 | 69.4 | 221112 | -122.487 | 48.7454 | 440 | 125 | 140 | 139&212 | 34.5 | N | Natural Gas, Distillate Fuel Oil | Y | N | N | 9999 | N |  | Combined Cycle | 1344 | 1437.0099 | 9214
54476_G_GEN2 | WA | 53073 | PSE SUMAS | Sumas Power Plant | 6212511 | 15565113 | 54476 | CT-1 | 54476 | GEN2 | 48 | 1750 | 30.2 | 3.5 | 9.8 | 9.8 | 0 | 15 | 0.2 | 33.8 | 3.3 | 11.3 | 11.3 | 4.4 | 22.8 | 3.2 | 2019 | 93 | 14.5 | 270 | 14900 | 90.2 | 221112 | -122.274 | 48.9903 | 125 | 125 | 140 | 139&212 | 40.8 | Y | Natural Gas | Y | N | N | 9999 | N | 54476_G_GEN2;54476_G_GEN1 | Combined Cycle | 4158 | 4157.0635 | 8150
54537_G_CT1B | WA | 53073 | PSE Ferndale Generating Station | Ferndale Generating Station | 6212611 | 15564713 | 54537 | CT-1B | 54537 | CT1B | 31 | 1678 | 38.42 | 4.01 | 11.8 | 11.8 | 3.4 | 0.78 | 3.5 | 51.91 | 3.91 | 14.5 | 14.5 | 5.2 | 1.19 | 5.3 | 2019 | 180 | 14 | 210 | 137.5166 | 0.8933 | 221112 | -122.6862 | 48.8287 | 250 | 125 | 120 | 139&212 | 86 | Y | Natural Gas, Distillate Fuel Oil | Y | N | N | 9999 | N |  | Combined Cycle | 3788 | 3788.27 | 7539
54537_G_CT1A | WA | 53073 | PSE Ferndale Generating Station | Ferndale Generating Station | 6212611 | 15564813 | 54537 | CT-1A | 54537 | CT1A | 31 | 1677 | 40.21 | 4.21 | 12.2 | 12.2 | 4.7 | 1.5 | 5 | 51.9 | 3.9 | 14.7 | 14.7 | 6.2 | 2 | 6.6 | 2019 | 180 | 14 | 210 | 137.5166 | 0.8933 | 221112 | -122.6862 | 48.8287 | 250 | 125 | 120 | 139&212 | 86 | Y | Natural Gas, Distillate Fuel Oil | Y | N | N | 9999 | N | 54537_G_ST1;54537_G_CT1A | Combined Cycle | 3879 | 3827.9021 | 7539
3954_B_1 | WV | 54023 | Dominion Resources, Inc. - MOUNT STORM POWER STATION | Mt Storm | 6257011 | 71961613 | 3954 | 1 | 3954 | 1 | 0003 | 001 | 1243.9 | 1258.2 | 471.7409 | 525.8009 | 41.2325 | 0.097436 | 676.359 | 716.6 | 728.2 | 258.6754 | 288.1938 | 22.5949 | 0.26028 | 370.6071 | 2019 | 743 | 29 | 115 | 63266.6679 | 95.8 | 221112 | -79.265 | 39.2004 | 5920 | 125 | 100 | 128&42 | 554 | N | Bituminous | Y | N | N | 9999 | N |  | Coal Steam | 7207 | 7256.2803 | 10094
3954_B_2 | WV | 54023 | Dominion Resources, Inc. - MOUNT STORM POWER STATION | Mt Storm | 6257011 | 71961713 | 3954 | 2 | 3954 | 2 | 0003 | 002 | 1205.6 | 1231 | 460.6486 | 513.3786 | 40.2584 | 0.15868 | 660.1287 | 727.4 | 735.2 | 243.6839 | 271.5444 | 21.2737 | 0.21566 | 349.6044 | 2017 | 743 | 29 | 115 | 63266.6679 | 95.8 | 221112 | -79.265 | 39.2004 | 6200 | 125 | 100 | 128&42 | 555 | N | Bituminous | Y | N | N | 9999 | N |  | Coal Steam | 7114 | 7206.2998 | 10069
3954_B_3 | WV | 54023 | Dominion Resources, Inc. - MOUNT STORM POWER STATION | Mt Storm | 6257011 | 71961813 | 3954 | 3 | 3954 | 3 | 0003 | 003 | 1097.1 | 936.9 | 313.277 | 336.9286 | 31.085 | 0.19801 | 382.6818 | 426.1 | 411 | 149.4753 | 160.7695 | 14.7987 | 0.20529 | 183.4483 | 2019 | 579 | 21 | 115 | 30833.3339 | 89 | 221112 | -79.265 | 39.2004 | 6000 | 125 | 100 | 128&42&67 | 520 | N | Bituminous | Y | N | N | 9999 | N |  | Coal Steam | 3963 | 5563.7695 | 10433
3954_G_JF1 | WV | 54023 | Dominion Resources, Inc. - MOUNT STORM POWER STATION | Mt Storm | 6257011 | 71962013 |  |  | 3954 | JF1 | 0003 | 005 | 1.1508 | 0.39625 | 0.015039 | 0.015039 | 0.00053618 | 0 | 0.0043156 | 1.3927 | 0.47954 | 0.0182 | 0.0182 | 0.00064889 |  | 0.0052227 | 2019 | [5 empty] | 221112 | -79.265 | 39.2004 | 12 | 125 | 120 |  | 11 | N | Distillate Fuel Oil | N | Y | N | 9999 | N |  | Combustion Turbine | 15 |  | 16079
3944_B_1 | WV | 54033 | MONONGAHELA POWER CO. - HARRISON | FirstEnergy Harrison Power Station | 6271711 | 71923213 | 3944 | 1 | 3944 | 1 | 0015 | 001 | 3472.7 | 3185 | 758.9155 | 865.8155 | 58.6348 | 1.495 | 490.3588 | 2173.4 | 3148 | 675.9605 | 758.7605 | 54.6236 | 1.44 | 456.1533 | 2019 | 1001 | 26 | 150 | 29201.1037 | 55 | 221112 | -80.3325 | 39.3842 | 6320 | 125 | 100 | 128&141 | 652 | N | Bituminous | Y | N | N | 9999 | N |  | Coal Steam | 8312 | 8312.46 | 10184
3944_B_2 | WV | 54033 | MONONGAHELA POWER CO. - HARRISON | FirstEnergy Harrison Power Station | 6271711 | 71923313 | 3944 | 2 | 3944 | 2 | 0015 | 002 | 4035 | 2788 | 543.5756 | 620.0756 | 42.1118 | 1.081 | 353.1643 | 1351.7 | 3709.4 | 473.1355 | 507.8355 | 45.2264 | 1.16 | 377.6049 | 2019 | 1001 | 26 | 150 | 29201.1037 | 55 | 221112 | -80.3325 | 39.3842 | 6320 | 125 | 100 | 128&141 | 651 | N | Bituminous | Y | N | N | 9999 | N |  | Coal Steam | 6389 | 6389.3794 | 10116
3944_B_3 | WV | 54033 | MONONGAHELA POWER CO. - HARRISON | FirstEnergy Harrison Power Station | 6271711 | 71923413 | 3944 | 3 | 3944 | 3 | 0015 | 003 | 4474 | 2568 | 680.9918 | 761.6918 | 57.2888 | 1.476 | 479.1477 | 2144 | 4295.2 | 502.3541 | 520.5541 | 53.5664 | 1.4 | 447.1808 | 2019 | 1001 | 26 | 150 | 29201.1037 | 55 | 221112 | -80.3325 | 39.3842 | 6320 | 125 | 100 | 128&141 | 651 | N | Bituminous | Y | N | N | 9999 | N |  | Coal Steam | 8331 | 8330.7295 | 10120
10151_B_BLR1B | WV | 54049 | AMERICAN BITUMINOUS POWER-GRANT TOWN PLT | Grant Town Power Plant | 4864511 | 71941913 | 10151 |  | 10151 | BLR1B;BLR1B | 0026 | 001 | 1456.8 | 2369.9 | 161.36 | 189.02 | 37.5 |  | 790.9 | 1458.6 | 1684.8 | 167.8922 | 178.6122 | 35.2 |  | 742.3 | 2019 | 327 | 13 | 325 | 542.4666 | 4 | 221112 | -80.1642 | 39.5611 | 866 | 125 | 100 | 127&25&41 | 40 | N | Waste Coal | Y | N | N | 9999 | Y | 10151_B_BLR1A;10151_B_BLR1B | Coal Steam | 8776 | 8573.6299 | 13650
50491_B_001 | WV | 54051 | Eagle Natrium, LLC |  | 4878711 | 71796213 | 50491 | 001 |  |  | 0002 | 001 | 457.002 | 1654.613 | 89.378 | 104.6595 | 2.51 | 1.3911 | 101.47 | 84.5 | 0.787 | 7.4859 | 7.4859 | 7.22 |  | 13.11 | 2019 | 225 | 16 | 335 | 4446.1 | 22.1 | 32518 | -80.8542 | 39.7469 | 496 | 164 | 100 | 128 |  |  |  | Y | N | N |  | N |  |  | 5040 | 5043.25
50491_B_002 | WV | 54051 | Axiall Corporation, Natrium Plant |  | 4878711 | 71796313 | 50491 | 002 |  |  | 0002 | 002 | 273.8 | 891.11 | 49.702 | 52.78 | 1.45 | 0.69497 | 40.97 | [8 empty] | 225 | 16 | 335 | 4446.1 | 22.1 | 32518 | -80.8542 | 39.7469 | 243 | 164 | 100 | 127 |  |  |  | Y | N | N |  | N |  |  | 4535 | 4537
50491_B_003 | WV | 54051 | Eagle Natrium, LLC |  | 4878711 | 71796413 | 50491 | 003 |  |  | 0002 | 003 | 1079.3 | 1.077 | 10.2412 | 10.2412 | 9.87 | 4.4103 | 116.84 | 490.4 | 1.92 | 18.2437 | 18.2437 | 17.59 | 5.1885 | 14.69 | 2019 | 272 | 9 | 340 | 5118.3334 | 80.5 | 32518 | -80.8542 | 39.7469 | 878 | 164 | 100 | 128 |  |  |  | Y | N | N |  | N |  |  | 4454 | 4463.5
3948_B_1 | WV | 54051 | KENTUCKY POWER COMPANY - MITCHELL PLANT | Mitchell (WV) | 6902311 | 71766013 | 3948 | 1 | 3948 | 1 | 0005 | 001 | 1594.22 | 1659.85 | 44.9 | 57.6902 | 45.087 | 1.13 | 377.17 | 1156.81 | 1228.03 | 27.5141 | 35.2042 | 31.128 | 1.05 | 262.21 | 2017 | 1000 | 33.75 | 128 | 43774.4008 | 48.9 | 221112 | -80.8175 | 39.8295 | 7020 | 125 | 100 | 128&141&65 | 770 | N | Bituminous | Y | N | N | 9999 | N |  | Coal Steam | 8760 | 6066.52 | 10248
3948_B_2 | WV | 54051 | KENTUCKY POWER COMPANY - MITCHELL PLANT | Mitchell (WV) | 6902311 | 71766113 | 3948 | 2 | 3948 | 2 | 0005 | 002 | 1786.51 | 1944.7 | 48.65 | 62.5801 | 49.053 | 1.06 | 412.32 | 1113.1 | 832.91 | 51.5201 | 66.1504 | 34.125 | 1.09 | 285.12 | 2017 | 1000 | 33.75 | 128 | 43774.4008 | 48.9 | 221112 | -80.8175 | 39.8295 | 7020 | 125 | 100 | 128&141&65 | 790 | N | Bituminous | Y | N | N | 9999 | N |  | Coal Steam | 8760 | 6369.9697 | 9996
6264_B_1 | WV | 54053 | APPALACHIAN POWER - MOUNTAINEER PLANT | Mountaineer | 6760811 | 71715813 | 6264 | 1 | 6264 | 1 | 0009 | 001 | 3935.8 | 5246.5 | 505.31 | 650.94 | 92.918 | 1.3 | 776.754 | 3579.5 | 4599.7 | 64.82 | 83.39 | 98.3792 | 2.22 | 821.8597 | 2019 | 1000 | 42.5 | 129 | 70366.5014 | 49.6 | 221112 | -81.9344 | 38.9794 | 12000 | 125 | 100 | 128&141&65 | 1299 | N | Bituminous | Y | N | N | 9999 | N |  | Coal Steam | 8760 | 8120.6895 | 9925
56671_B_UHA01 | WV | 54061 | LONGVIEW POWER | Longview Power Plant | 16320111 | 103875013 | 56671 | 001 | 56671 | UHA01 | 0134 | 001 | 1453.734 | 1898.713 | 37.8879 | 43.2699 | 2.7294 |  | 1223.613 | 1531.9 | 2158 | 37.6845 | 41.0555 | 16.8514 |  | 1014.763 | 2019 | 554 | 25.75 | 125 | 25833.3338 | 49.9262 | 221112 | -79.9594 | 39.7081 | 6110 | 125 | 100 |  | 700 | N | Bituminous | Y | N | N | 9999 | N |  | Coal Steam | 1129 | 7987.7593 | 8904
3943_B_1 | WV | 54061 | MONONGAHELA POWER CO.- FORT MARTIN POWER | FirstEnergy Fort Martin Power Station | 6773611 | 71939313 | 3943 | 1 | 3943 | 1 | 0001 | 001 | 5251 | 1586 | 438.3507 | 461.1527 | 45.5396 | 0 | 380.4074 | 4451.3 | 1885.3 | 371.0704 | 381.4717 | 40.4585 |  | 337.7196 | 2019 | 550 | 24.75 | 126 | 27704.0338 | 57.6 | 221112 | -79.9275 | 39.7107 | 5760 | 125 | 100 | 128&141 | 552 | N | Bituminous, Subbituminous | Y | N | N | 9999 | N |  | Coal Steam | 7552 | 7552.0903 | 10223
3943_B_2 | WV | 54061 | MONONGAHELA POWER CO.- FORT MARTIN POWER | FirstEnergy Fort Martin Power Station | 6773611 | 71939413 | 3943 | 2 | 3943 | 2 | 0001 | 002 | 4537 | 892 | 407.6208 | 447.3232 | 36.6708 | 0 | 306.6543 | 4937.1 | 2349 | 460.5908 | 508.0934 | 39.8611 |  | 333.3248 | 2019 | 550 | 24.75 | 126 | 27704.0338 | 57.6 | 221112 | -79.9275 | 39.7107 | 5620 | 125 | 100 | 128 | 546 | N | Bituminous, Subbituminous | Y | N | N | 9999 | N |  | Coal Steam | 6615 | 6615.2207 | 10240
10743_B_CFB2 | WV | 54061 | MORGANTOWN ENERGY FACILITY | Morgantown Energy Facility | 6773811 | 71937813 | 10743 | ;CFB1;CFB2 | 10743 | CFB2;CFB2 | 0027 | 043 | 1091.4 | 1051.5 | 65.851 | 76.5707 | 3.64 |  | 132.21 | 1090.9817 | 540.888 | 50.0034 | 50.0182 | 4.2509 | 0.33579 | 214.7256 | 2019 | 338 | 8 | 335 | 3980 | 79 | 221112 | -79.9619 | 39.6401 | 951 | 125 | 100 | 127&41&99 | 25 | Y | Bituminous, Waste Coal | Y | Y | N | 2020 | Y | 10743_B_CFB2;10743_B_CFB1 | Coal Steam |  | 8471.4492 | 10092
6004_B_1 | WV | 54073 | Pleasants Power Station | FirstEnergy Pleasants Power Station | 4782811 | 71785513 | 6004 | 1 | 6004 | 1 | 0005 | 001 | 3897.0075 | 4959.3538 | 530.2102 | 584.9993 | 46.9594 | 1.119 | 393.8573 | 1831.0521 | 2664.851 | 424.724 | 501.1059 | 27.3632 | 0.67 | 229.6015 | 2019 | 640 | 29 | 150 | 30000.0006 | 45.4 | 221112 | -81.2944 | 39.3668 | 6240 | 125 | 100 | 128&141&65 | 644 | N | Bituminous | Y | N | N | 9999 | N |  | Coal Steam | 7240 | 7239.9805 | 10492
6004_B_2 | WV | 54073 | Pleasants Power Station | FirstEnergy Pleasants Power Station | 4782811 | 71785613 | 6004 | 2 | 6004 | 2 | 0005 | 002 | 3507.8 | 4650.5 | 374.7164 | 394.2784 | 39.0039 | 0.9513 | 326.6234 | 2682.6 | 4378.9 | 601.0801 | 716.1041 | 36.5002 | 0.87 | 305.3469 | 2019 | 640 | 29 | 150 | 30000.0006 | 45.4 | 221112 | -81.2944 | 39.3668 | 6240 | 125 | 100 | 128&141&65 | 644 | N | Bituminous | Y | N | N | 9999 | N |  | Coal Steam | 5966 | 5965.9902 | 10383
55349_G_1 | WV | 54073 | PLEASANTS ENERGY, LLC | Pleasants Energy LLC | 6776411 | 71803813 | 55349 | 1 | 55349 | 1 | 0022 | 001 | 31.3 | 0.6 | 1.2752 | 7.0566 | 1.9217 |  | 0.87 | 77.62 | 1.497 | 28.5538 | 28.5538 | 5.1215 |  | 2.24 | 2019 | 115 | 18 | 1030 | 43849.9842 | 172.3 | 221112 | -81.3636 | 39.3331 | 1570 | 125 | 120 |  | 171.7 | N | Natural Gas, Distillate Fuel Oil | Y | N | N | 9999 | N |  | Combustion Turbine |  | 1168.3503 | 10745
55349_G_2 | WV | 54073 | PLEASANTS ENERGY, LLC | Pleasants Energy LLC | 6776411 | 71803913 | 55349 | 2 | 55349 | 2 | 0022 | 002 | 52.3 | 1 | 0.10856 | 0.7058 | 0.0048187 |  | 0.01 | 72.26 | 1.36 | 0.022208 | 0.046624 | 0.0012513 |  |  | 2019 | 115 | 18 | 1030 | 43849.9842 | 172.3 | 221112 | -81.3636 | 39.3331 | 1570 | 125 | 120 |  | 171.7 | N | Natural Gas, Distillate Fuel Oil | Y | N | N | 9999 | N |  | Combustion Turbine |  | 1935.1183 | 10745
3935_B_1 | WV | 54079 | APPALACHIAN POWER COMPANY - JOHN E AMOS PLANT | John E Amos | 6789111 | 71712813 | 3935 | 1 | 3935 | 1 | 0006 | 001 | 1390.71 | 1207.48 | 63.714 | 81.9442 | 51.078 | 1.18 | 425.94 | 999.31 | 666.05 | 18.941 | 24.1612 | 32.128 | 1.07 | 272.2 | 2019 | 903 | 33.75 | 128 | 44750.0008 | 50 | 221112 | -81.8233 | 38.4731 | 7020 | 125 | 100 | 128&141&65 | 800 | N | Bituminous | Y | N | N | 9999 | N |  | Coal Steam | 8760 | 6885.1094 | 9891
3935_B_2 | WV | 54079 | APPALACHIAN POWER COMPANY - JOHN E AMOS PLANT | John E Amos | 6789111 | 71712913 | 3935 | 2 | 3935 | 2 | 0006 | 002 | 1658.68 | 1194.21 | 165.1291 | 212.6195 | 53.078 | 1.22 | 440.96 | 1217.57 | 1001.91 | 9.103 | 11.583 | 37.08 | 0.95 | 306.01 | 2019 | 903 | 33.75 | 128 | 44750.0008 | 50 | 221112 | -81.8233 | 38.4731 | 7020 | 125 | 100 | 128&141&65 | 800 | N | Bituminous | Y | N | N | 9999 | N |  | Coal Steam | 8760 | 7022.0601 | 9911
3935_B_3 | WV | 54079 | APPALACHIAN POWER COMPANY - JOHN E AMOS PLANT | John E Amos | 6789111 | 71713013 | 3935 | 3 | 3935 | 3 | 0006 | 003 | 3235.39 | 2863.66 | 103.8621 | 133.5225 | 70.16 | 1.84 | 587.01 | 2431.06 | 1848.54 | 34.0791 | 43.6392 | 49.148 | 1.44 | 410.69 | 2019 | 903 | 42.5 | 128 | 71233.3347 | 50.2 | 221112 | -81.8233 | 38.4731 | 11900 | 125 | 100 | 128&141&65 | 1300 | N | Bituminous | Y | N | N | 9999 | N |  | Coal Steam | 8760 | 5945.2407 | 10019
55284_G_BSG6 | WV | 54099 | BIG SANDY PEAKER PLANT | Big Sandy Peaker Plant | 6341811 | 71744913 | 55284 | GS11 | 55284 | BSG6 | 0080 | 011 | 8.2 | 0.032377 | 0.26816 | 0.26816 | 0.017 | 0 | 1.187 | 8.552 | 0.061822 | 0.68004 | 0.68004 | 0.033 |  | 2.267 | 2019 | 60 | 9.5 | 850 | 5854.4501 | 82.6 | 221112 | -82.5939 | 38.3441 | 300 | 125 | 120 | 213&65 | 50 | N | Natural Gas | Y | N | N | 9999 | N |  | Combustion Turbine | 642 | 838 | 11141
55284_G_BSG6B | WV | 54099 | BIG SANDY PEAKER PLANT |  | 6341811 | 71745013 | 55284 | GS12 |  |  | 0080 | 012 | 6.4 | 0.031101 | 0.25396 | 0.25396 | 0.017 | 0 | 0.46 | 9.672 | 0.069919 | 0.7691 | 0.7691 | 0.037 |  | 1.035 | 2019 | 60 | 9.5 | 850 | 5854.4501 | 82.6 | 221112 | -82.5939 | 38.3441 | 300 | 125 | 120 | 213&65 |  |  |  | Y | N | N |  | N |  |  | 574 | 866
55284_G_BSG1 | WV | 54099 | BIG SANDY PEAKER PLANT | Big Sandy Peaker Plant | 6341811 | 71745213 | 55284 | GS01 | 55284 | BSG1 | 0080 | 001 | 8 | 0.033873 | 0.23638 | 0.23638 | 0.018 | 0 | 0.649 | 11.154 | 0.080634 | 0.88697 | 0.88697 | 0.043 |  | 1.544 | 2019 | 60 | 9.5 | 850 | 5854.4501 | 82.6 | 221112 | -82.5939 | 38.3441 | 300 | 125 | 120 | 213&65 | 50 | N | Natural Gas | Y | N | N | 9999 | N |  | Combustion Turbine | 618 | 930 | 11141
55284_G_BSG1B | WV | 54099 | BIG SANDY PEAKER PLANT |  | 6341811 | 71745313 | 55284 | GS02 |  |  | 0080 | 002 | 7.1 | 0.034611 | 0.23899 | 0.23899 | 0.018 | 0 | 0.815 | 10.96 | 0.079229 | 0.87152 | 0.87152 | 0.042 |  | 1.866 | 2019 | 60 | 9.5 | 850 | 5854.4501 | 82.6 | 221112 | -82.5939 | 38.3441 | 300 | 125 | 120 | 213&65 |  |  |  | Y | N | N |  | N |  |  | 568 | 929
55284_G_BSG2 | WV | 54099 | BIG SANDY PEAKER PLANT | Big Sandy Peaker Plant | 6341811 | 71745413 | 55284 | GS03 | 55284 | BSG2 | 0080 | 003 | 10.3 | 0.037571 | 0.196 | 0.196 | 0.02 | 0 | 0.606 | 5.913 | 0.042741 | 0.47015 | 0.47015 | 0.023 |  | 0.689 | 2019 | 60 | 9.5 | 850 | 5854.4501 | 82.6 | 221112 | -82.5939 | 38.3441 | 300 | 125 | 120 | 213&65 | 50 | N | Natural Gas | Y | N | N | 9999 | N |  | Combustion Turbine | 483 | 935 | 11141
55284_G_BSG2B | WV | 54099 | BIG SANDY PEAKER PLANT |  | 6341811 | 71745513 | 55284 | GS04 |  |  | 0080 | 004 | 9 | 0.037144 | 0.24755 | 0.24755 | 0.02 | 0 | 0.61 | 6.709 | 0.048497 | 0.53346 | 0.53346 | 0.026 |  | 0.686 | 2019 | 60 | 9.5 | 850 | 5854.4501 | 82.6 | 221112 | -82.5939 | 38.3441 | 300 | 125 | 120 | 213&65 |  |  |  | Y | N | N |  | N |  |  | 615 | 1005
55284_G_BSG3 | WV | 54099 | BIG SANDY PEAKER PLANT | Big Sandy Peaker Plant | 6341811 | 71745613 | 55284 | GS05 | 55284 | BSG3 | 0080 | 005 | 7.5 | 0.030001 | 0.073234 | 0.073234 | 0.016 | 0 | 0.446 | 10.03 | 0.072491 | 0.7974 | 0.7974 | 0.039 |  | 1.078 | 2019 | 60 | 9.5 | 850 | 5854.4501 | 82.6 | 221112 | -82.5939 | 38.3441 | 300 | 125 | 120 | 213&65 | 50 | N | Natural Gas | Y | N | N | 9999 | N |  | Combustion Turbine | 232 | 759 | 11141
55284_G_BSG3B | WV | 54099 | BIG SANDY PEAKER PLANT |  | 6341811 | 71745713 | 55284 | GS06 |  |  | 0080 | 006 | 6.8 | 0.031366 | 0.16586 | 0.16586 | 0.017 | 0 | 0.349 | 9.528 | 0.068876 | 0.75764 | 0.75764 | 0.037 |  | 0.767 | 2019 | 60 | 9.5 | 850 | 5854.4501 | 82.6 | 221112 | -82.5939 | 38.3441 | 300 | 125 | 120 | 213&65 |  |  |  | Y | N | N |  | N |  |  | 368 | 857
55284_G_BSG4 | WV | 54099 | BIG SANDY PEAKER PLANT | Big Sandy Peaker Plant | 6341811 | 71745813 | 55284 | GS07 | 55284 | BSG4 | 0080 | 007 | 8 | 0.029898 | 0.24351 | 0.24351 | 0.016 | 0 | 0.273 | 9.288 | 0.067141 | 0.73855 | 0.73855 | 0.036 |  | 0.613 | 2019 | 60 | 9.5 | 850 | 5854.4501 | 82.6 | 221112 | -82.5939 | 38.3441 | 300 | 125 | 120 | 213&65 | 50 | N | Natural Gas | Y | N | N | 9999 | N |  | Combustion Turbine | 603 | 754 | 11141
55284_G_BSG4B | WV | 54099 | BIG SANDY PEAKER PLANT |  | 6341811 | 71745913 | 55284 | GS08 |  |  | 0080 | 008 | 7.8 | 0.031972 | 0.22988 | 0.22988 | 0.017 | 0 | 1.226 | 8.242 | 0.059581 | 0.65539 | 0.65539 | 0.032 |  | 2.284 | 2019 | 60 | 9.5 | 850 | 5854.4501 | 82.6 | 221112 | -82.5939 | 38.3441 | 300 | 125 | 120 | 213&65 |  |  |  | Y | N | N |  | N |  |  | 521 | 847
55284_G_BSG5 | WV | 54099 | BIG SANDY PEAKER PLANT | Big Sandy Peaker Plant | 6341811 | 71746013 | 55284 | GS09 | 55284 | BSG5 | 0080 | 009 | 8.2 | 0.03323 | 0.28167 | 0.28167 | 0.018 | 0 | 1.218 | 11.195 | 0.080924 | 0.89017 | 0.89017 | 0.043 |  | 2.967 | 2019 | 60 | 9.5 | 850 | 5854.4501 | 82.6 | 221112 | -82.5939 | 38.3441 | 300 | 125 | 120 | 213&65 | 50 | N | Natural Gas | Y | N | N | 9999 | N |  | Combustion Turbine | 696 | 873 | 11141
55284_G_BSG5B | WV | 54099 | BIG SANDY PEAKER PLANT |  | 6341811 | 71746113 | 55284 | GS10 |  |  | 0080 | 010 | 6.1 | 0.031374 | 0.2582 | 0.2582 | 0.017 | 0 | 0.784 | 10.81 | 0.078121 | 0.85933 | 0.85933 | 0.042 |  | 1.953 | 2019 | 60 | 9.5 | 850 | 5854.4501 | 82.6 | 221112 | -82.5939 | 38.3441 | 300 | 125 | 120 | 213&65 |  |  |  | Y | N | N |  | N |  |  | 620 | 886
55276_G_01 | WV | 54099 | Appalachian Power Company - CEREDO ELECTRIC GENERATING STATION | Ceredo Generating Station | 6341911 | 71750613 | 55276 | 01 | 55276 | 01 | 0081 | 01S | 3.996 | 0.079 | 1.984 | 1.984 | 0.289 |  | 4.479 | 11.598 | 0.229 | 4.8 | 4.8 | 0.904 |  | 12.557 | 2019 | 75 | 14.76 | 994 | 25096.6671 | 147 | 221112 | -82.5339 | 38.3681 | 1110 | 125 | 120 |  | 75 | N | Natural Gas | Y | N | N | 9999 | N |  | Combustion Turbine | 8760 | 322.02 | 12011
55276_G_02 | WV | 54099 | Appalachian Power Company - CEREDO ELECTRIC GENERATING STATION | Ceredo Generating Station | 6341911 | 71750713 | 55276 | 02 | 55276 | 02 | 0081 | 02S | 3.286 | 0.066 | 1.937 | 1.937 | 0.22 |  | 3.64 | 11.11 | 0.219 | 4.596 | 4.596 | 0.729 |  | 11.927 | 2019 | 75 | 14.76 | 994 | 25096.6671 | 147 | 221112 | -82.5339 | 38.3681 | 1110 | 125 | 120 |  | 75 | N | Natural Gas | Y | N | N | 9999 | N |  | Combustion Turbine | 8760 | 266.23 | 12011
55276_G_03 | WV | 54099 | Appalachian Power Company - CEREDO ELECTRIC GENERATING STATION | Ceredo Generating Station | 6341911 | 71750813 | 55276 | 03 | 55276 | 03 | 0081 | 03S | 1.532 | 0.03 | 1.867 | 1.867 | 0.11 |  | 1.687 | 10.758 | 0.211 | 4.412 | 4.412 | 0.841 |  | 11.634 | 2019 | 75 | 14.76 | 994 | 25096.6671 | 147 | 221112 | -82.5339 | 38.3681 | 1110 | 125 | 120 |  | 75 | N | Natural Gas | Y | N | N | 9999 | N |  | Combustion Turbine | 8760 | 123.33 | 12011
55276_G_04 | WV | 54099 | Appalachian Power Company - CEREDO ELECTRIC GENERATING STATION | Ceredo Generating Station | 6341911 | 71750913 | 55276 | 04 | 55276 | 04 | 0081 | 04S | 3.464 | 0.069 | 1.626 | 1.626 | 0.251 |  | 3.83 | 11.232 | 0.222 | 4.654 | 4.654 | 0.867 |  | 12.041 | 2019 | 75 | 14.76 | 994 | 25096.6671 | 147 | 221112 | -82.5339 | 38.3681 | 1110 | 125 | 120 |  | 75 | N | Natural Gas | Y | N | N | 9999 | N |  | Combustion Turbine | 8760 | 276.8 | 12011
55276_G_05 | WV | 54099 | Appalachian Power Company - CEREDO ELECTRIC GENERATING STATION | Ceredo Generating Station | 6341911 | 71751013 | 55276 | 05 | 55276 | 05 | 0081 | 05S | 3.628 | 0.072 | 1.658 | 1.658 | 0.258 |  | 3.981 | 10.187 | 0.2 | 4.207 | 4.207 | 0.792 |  | 10.985 | 2019 | 75 | 14.76 | 994 | 25096.6671 | 147 | 221112 | -82.5339 | 38.3681 | 1110 | 125 | 120 |  | 75 | N | Natural Gas | Y | N | N | 9999 | N |  | Combustion Turbine | 8760 | 290.53 | 12011
55276_G_06 | WV | 54099 | Appalachian Power Company - CEREDO ELECTRIC GENERATING STATION | Ceredo Generating Station | 6341911 | 71751113 | 55276 | 06 | 55276 | 06 | 0081 | 06S | 3.604 | 0.071 | 1.591 | 1.591 | 0.254 |  | 3.947 | 9.945 | 0.195 | 4.119 | 4.119 | 0.772 |  | 10.749 | 2019 | 75 | 14.76 | 994 | 25096.6671 | 147 | 221112 | -82.5339 | 38.3681 | 1110 | 125 | 120 |  | 75 | N | Natural Gas | Y | N | N | 9999 | N |  | Combustion Turbine | 8760 | 287.47 | 12011
3982_B_2 | WI | 55003 | XCEL ENERGY BAY FRONT GENERATING STATION | Bay Front | 6228411 | 15552113 | 3982 | 2 | 3982 | 2 | 802033320 | B21 | 164.6 | 51.7 | 1.0622 | 1.24 | 73.0142 |  | 105.1533 | 185.1 | 71.6 | 0.88597 | 1.0342 | 95.7277 |  | 117.6988 | 2019 | 171 | 4.987 | 300 | -1 | 120.538 | 221112 | -90.9014 | 46.5873 | 275 | 125 | 100 | 121 | 13.7 | N | Biomass | Y | N | N | 9999 | N |  | Biomass |  | 6987.8506 | 17913
3982_B_5 | WI | 55003 | XCEL ENERGY BAY FRONT GENERATING STATION | Bay Front | 6228411 | 15552213 | 3982 | 5 | 3982 | 5 | 802033320 | B24 | 1.6 | 0.005 | 0.051365 | 0.051365 | 0.037172 |  | 0.56771 |  |  | 0.0042142 |  |  |  |  | 2019 | 195 | 6.102 | 300 | -1 | 64.436 | 221112 | -90.9014 | 46.5873 | 389 | 125 | 100 | 121 | 13.7 | N | Biomass | Y | N | N | 9999 | N |  | Biomass |  | 105.42 | 17913
3982_B_1 | WI | 55003 | XCEL ENERGY BAY FRONT GENERATING STATION | Bay Front | 6228411 | 15552413 | 3982 | 1 | 3982 | 1 | 802033320 | B20 | 154.7 | 44.9037 | 0.69232 | 0.80793 | 79.6384 |  | 110.1235 | 170.3 | 59.1 | 0.59521 | 0.69502 | 86.7792 |  | 105.8388 | 2019 | 171 | 4.987 | 300 | -1 | 120.538 | 221112 | -90.9014 | 46.5873 | 275 | 125 | 100 | 121 | 13.7 | N | Biomass | Y | N | N | 9999 | N |  | Biomass |  | 6814.0098 | 17913
4112_G_8 | WI | 55005 | CUMBERLAND MUNICIPAL UTILITY | Cumberland (WI) | 5291011 | 26002113 |  |  | 4112 | 8 | 603058610 | P30 | [14 empty] | 2019 | 46.9 | 3.543 | 745 | -1 | 44.324 | 221112 | -92.0216 | 45.5337 | 3 | 125 | 100 |  | 3.5 | N | Natural Gas, Distillate Fuel Oil | N | N | N | 9999 | N |  | Combustion Turbine |  |  | 11994
4072_B_7 | WI | 55009 | WI PUBLIC SERVICE CORP - JP PULLIAM PLANT |  | 5295111 | 25987713 | 4072 | 7 |  |  | 405031990 | B26 | 98.7999 | 156.6999 | 1.3454 | 2.6945 | 1.5952 | 0 | 84.5284 | [8 empty] | 377 | 10.991 | 339 | -1 | 31.004 | 221112 | -88.0133 | 44.5406 | 999 | 125 | 100 | 10 |  |  |  | Y | N | N |  | N |  |  |  | 1852.9005
4072_B_8 | WI | 55009 | WI PUBLIC SERVICE CORP - JP PULLIAM PLANT |  | 5295111 | 25987813 | 4072 | 8 |  |  | 405031990 | B27 | 302.1 | 590.5977 | 6.3613 | 12.7972 | 5.0833 | 0 | 283.3861 | [8 empty] | 377 | 15.486 | 341 | -1 | 27.001 | 221112 | -88.0133 | 44.5406 | 1510 | 125 | 100 | 10 |  |  |  | Y | N | N |  | N |  |  |  | 3216.5999
4072_G_31 | WI | 55009 | WI PUBLIC SERVICE CORP - JP PULLIAM PLANT | Pulliam | 5295111 | 64944313 | 4072 | 32 | 4072 | 31 | 405031990 | P32 | 12.1 | 0.2 | 2.9014 | 2.9014 | 1.1517 |  | 80.9048 | 8.7 | 0.203 | 4.9265 | 4.9265 | 3.6297 |  | 68.7069 | 2019 | 57 | 16.01 | 954 | -1 | 100 | 221112 | -88.0083 | 44.5397 | 10 | 125 | 160 |  | 81.5 | N | Natural Gas, Distillate Fuel Oil | Y | N | N | 9999 | N |  | Combustion Turbine |  | 1021.1304 | 12567
55029_G_CT01 | WI | 55009 | WISCONSIN PUBLIC SERVICE CORP - DE PERE ENERGY CENTER | De Pere Energy Center | 7642611 | 11426713 | 55029 | B01 | 55029 | CT01 | 405170920 | B01 | 46.3 | [5 empty] | 38.8787 | 65.9 | 0.574 |  |  |  |  | 56.388 | 2019 | 65 | 19.98 | 1000 | -1 | 148.819 | 221121 | -88.0721 | 44.4486 | 2190 | 125 | 100 |  | 168.6 | N | Natural Gas, Distillate Fuel Oil | Y | N | N | 9999 | N |  | Combustion Turbine |  | 667.2803 | 12331
4271_B_B1 | WI | 55011 | DAIRYLAND POWER COOP ALMA SITE | John P Madgett | 4958511 | 30851313 | 4271 | B1 | 4271 | B1 | 606034110 | B25 | 1239.6212 | 919.5206 | 5.0297 | 10.1531 | 40.1435 | 4.5042 | 344.4046 | 814.0976 | 877.7976 | 19.668 | 39.7043 | 35.3071 | 4.85 | 303.0581 | 2019 | 700 | 17.487 | 315 | -1 | 83.694 | 221112 | -91.911 | 44.308 | 4060 | 125 | 100 | 10 | 390 | N | Subbituminous | Y | N | N | 9999 | N |  | Coal Steam |  | 8069.6001 | 11241
4014_G_2 | WI | 55017 | XCEL ENERGY-WHEATON GENERATING STATION | Wheaton | 6870311 | 13262913 | 4014 | 2 | 4014 | 2 | 609042720 | P31 | [7 empty] | 21.5 | 3.5 | 3.7079 | 3.7115 |  |  | 0.56814 | 2019 | 32 | 13.419 | 1000 | -1 | 116.995 | 221112 | -91.5159 | 44.8857 | 10 | 125 | 100 |  | 51 | N | Natural Gas, Distillate Fuel Oil | Y | N | N | 2026 | N |  | Combustion Turbine |  | 193.75 | 14274
4014_G_3 | WI | 55017 | XCEL ENERGY-WHEATON GENERATING STATION | Wheaton | 6870311 | 13263013 | 4014 | 3 | 4014 | 3 | 609042720 | P32 | 16.8 | [5 empty] | 5.8239 | 7.8 | 0.2 | 5.3645 | 5.3672 |  |  | 2.7655 | 2017 | 32 | 13.419 | 1000 | -1 | 116.995 | 221112 | -91.5159 | 44.8857 | 10 | 125 | 120 |  | 44 | N | Natural Gas, Distillate Fuel Oil | Y | N | N | 9999 | N |  | Combustion Turbine |  | 200.42 | 15737
4014_G_4 | WI | 55017 | XCEL ENERGY-WHEATON GENERATING STATION | Wheaton | 6870311 | 13263113 | 4014 | 4 | 4014 | 4 | 609042720 | P33 | 7.5 | [5 empty] | 0.68933 | 10.9 | 1.1 | 3.5675 | 3.5707 |  |  | 0.8034 | 2017 | 32 | 13.419 | 1000 | -1 | 116.995 | 221112 | -91.5159 | 44.8857 | 10 | 125 | 120 |  | 47 | N | Natural Gas, Distillate Fuel Oil | Y | N | N | 9999 | N |  | Combustion Turbine |  | 108.23 | 15737
4014_G_6 | WI | 55017 | XCEL ENERGY-WHEATON GENERATING STATION | Wheaton | 6870311 | 13263213 | 4014 | 6 | 4014 | 6 | 609042720 | P35 | 4.1 | [5 empty] | 0.17785 | 12.5 | 5.2 | 0.026306 | 0.043274 |  |  | 0.28367 | 2017 | 41 | 17.126 | 795 | -1 | 153.839 | 221112 | -91.5159 | 44.8857 | 10 | 125 | 120 |  | 48 | N | Distillate Fuel Oil | Y | N | N | 9999 | N |  | Combustion Turbine |  | 28.69 | 15736
4014_G_1 | WI | 55017 | XCEL ENERGY-WHEATON GENERATING STATION | Wheaton | 6870311 | 13263313 | 4014 | 1 | 4014 | 1 | 609042720 | P30 | 6.9 | [5 empty] | 2.7208 | 11.7 | 2.2 | 4.4471 | 4.4497 |  |  | 2.5604 | 2019 | 32 | 13.419 | 1000 | -1 | 116.995 | 221112 | -91.5159 | 44.8857 | 10 | 125 | 120 |  | 44 | N | Natural Gas, Distillate Fuel Oil | Y | N | N | 9999 | N |  | Combustion Turbine |  | 102.42 | 15737
7863_G_2 | WI | 55017 | DAIRYLAND POWER ELK MOUND GEN FACILITY | Elk Mound | 6870911 | 13260713 | 7863 | 2 | 7863 | 2 | 617001440 | B02 | [14 empty] | 2017 | 55 | 17.651 | 1031 | -1 | 55.774 | 221112 | -91.5678 | 44.9019 | 551 | 125 | 100 |  | 33.9 | N | Natural Gas, Distillate Fuel Oil | Y | N | N | 9999 | N |  | Combustion Turbine |  | 43.98 | 13866
7863_G_1 | WI | 55017 | DAIRYLAND POWER ELK MOUND GEN FACILITY | Elk Mound | 6870911 | 13260813 | 7863 | 1 | 7863 | 1 | 617001440 | B01 | [14 empty] | 2017 | 55 | 17.651 | 1031 | -1 | 55.774 | 221112 | -91.5678 | 44.9019 | 565 | 125 | 100 |  | 30.7 | N | Natural Gas, Distillate Fuel Oil | Y | N | N | 9999 | N |  | Combustion Turbine |  | 50.86 | 13841
8023_B_1 | WI | 55021 | Alliant Energy - WPL - Columbia Energy Center | Columbia (WI) | 7673611 | 11387113 | 8023 | 1 | 8023 | 1 | 111003090 | B21 | 1684.76 | 649.8 | 18.4566 | 66.1413 | 41.5338 | 0 | 850.8 | 1835.8 | 835.9 | 17.5104 | 35.3483 | 47.2692 | 0.50126 | 699.71 | 2019 | 500 | 20.997 | 174 | -1 | 108.366 | 221112 | -89.4204 | 43.4861 | 5880 | 125 | 100 | 10&204&205 | 575 | N | Subbituminous | Y | N | N | 9999 | N |  | Coal Steam |  | 6401.1001 | 10544
8023_B_2 | WI | 55021 | Alliant Energy - WPL - Columbia Energy Center | Columbia (WI) | 7673611 | 11387613 | 8023 | 2 | 8023 | 2 | 111003090 | B22 | 1795.91 | 743.5 | 24.4127 | 49.0514 | 49.4596 | 0 | 1076 | 822.9 | 891.8 | 45.0566 | 90.9585 | 49.842 | 5.121 | 1060.16 | 2019 | 650 | 20.997 | 174 | -1 | 108.366 | 221112 | -89.4204 | 43.4861 | 5880 | 125 | 100 | 10&204&205 | 570 | N | Subbituminous | Y | N | N | 9999 | N |  | Coal Steam |  | 7107.2598 | 10533
55391_G_01 | WI | 55025 | RockGen Energy Center | RockGen Energy Center | 7454711 | 12393913 | 55391 | CT-1 | 55391 | 01 | 113308030 | P01 | 12.4 | [6 empty] | 32.2 | 0.656 | 2.41 | 2.41 |  |  |  | 2019 | 75 | 17.979 | 1131 | -1 | 171.785 | 221112 | -89.0498 | 42.9755 | 1950 | 125 | 160 |  | 163 | N | Natural Gas, Distillate Fuel Oil | Y | N | N | 9999 | N |  | Combustion Turbine |  | 453.2102 | 11096
55391_G_02 | WI | 55025 | RockGen Energy Center | RockGen Energy Center | 7454711 | 12394013 | 55391 | CT-2 | 55391 | 02 | 113308030 | P02 | 36.6 | [6 empty] | 27 | 0.444 | 5.188 | 5.188 |  |  |  | 2019 | 75 | 17.979 | 1131 | -1 | 171.785 | 221112 | -89.0498 | 42.9755 | 1950 | 125 | 160 |  | 163 | N | Natural Gas, Distillate Fuel Oil | Y | N | N | 9999 | N |  | Combustion Turbine |  | 1321.21 | 11096
55391_G_03 | WI | 55025 | RockGen Energy Center | RockGen Energy Center | 7454711 | 12394113 | 55391 | CT-3 | 55391 | 03 | 113308030 | P03 | 56.7 | [6 empty] | 31.9 | 0.516 | 1.7195 | 1.7195 |  |  |  | 2019 | 75 | 17.979 | 1131 | -1 | 171.785 | 221112 | -89.0498 | 42.9755 | 1950 | 125 | 160 |  | 163 | N | Natural Gas, Distillate Fuel Oil | Y | N | N | 9999 | N |  | Combustion Turbine |  | 1061.7301 | 11096
3992_B_9 | WI | 55025 | MADISON GAS & ELECTRIC CO BLOUNT ST STN | Blount Street | 7465411 | 11334313 | 3992 | 9 | 3992 | 9 | 113004430 | B29 | 97.197 | 0.216 | [5 empty] | 65.35 | 0.114 |  |  |  |  | 14.8632 | 2019 | 250 | 8.005 | 297 | -1 | 79.626 | 221112 | -89.3753 | 43.0791 | 544 | 125 | 100 |  | 47 | N | Natural Gas | Y | N | N | 9999 | N |  | O/G Steam |  | 2277.0806 | 14500
3992_B_8 | WI | 55025 | MADISON GAS & ELECTRIC CO BLOUNT ST STN | Blount Street | 7465411 | 11334613 | 3992 | 8 | 3992 | 8 | 113004430 | B28 | 62.376 | 0.217 | [5 empty] | 36.02 | 0.12 |  |  |  |  | 13.9597 | 2019 | 250 | 8.005 | 297 | -1 | 79.626 | 221112 | -89.3753 | 43.0791 | 544 | 125 | 100 |  | 47 | N | Natural Gas | Y | N | N | 9999 | N |  | O/G Steam |  | 2143.6096 | 14500
3991_G_1 | WI | 55025 | MADISON GAS & ELEC FITCHBURG GENERATING STAT |  | 7467711 | 11325013 | 3991 | 1 |  |  | 113016200 | P01 | 4.5 |  | 0.056499 | 0.056499 | 0.01796 |  | 0.70195 | 0.173 | [6 empty] | 2019 | 47.5 | 8.661 | 900 | -1 | 74.606 | 221112 | -89.4605 | 43.015 | 366 | 125 | 120 |  |  |  |  | Y | N | N |  | N |  |  |  | 46.37
3991_G_2 | WI | 55025 | MADISON GAS & ELEC FITCHBURG GENERATING STAT |  | 7467711 | 11325113 | 3991 | 2 |  |  | 113016200 | P02 | 4.1 |  | 0.049793 | 0.049793 | 0.015828 |  | 0.61865 | 0.192 | [6 empty] | 2019 | 47.5 | 8.661 | 900 | -1 | 74.606 | 221112 | -89.4605 | 43.015 | 366 | 125 | 120 |  |  |  |  | Y | N | N |  | N |  |  |  | 1.65
7991_G_STG1 | WI | 55025 | MG&E WEST CAMPUS COGENERATION FTY | West Campus Cogeneration Facility | 9018111 | 54742913 | 7991 | U1 | 7991 | STG1 | 113151500 | P01 | 12.8708 |  | 3.1823 | 3.1824 | 1.8001 | 11.6602 | 11.7225 | 10.17 | 0.721 | 1.9754 | 1.9754 | 1.2001 | 10.0619 | 6.93 | 2017 | 175 | 9.908 | 239 | -1 | 75.394 | 221112 | -89.424 | 43.075 | 10 |  | 160 |  | 66.5 | Y | Natural Gas, Distillate Fuel Oil | N | Y | N | 9999 | N | 7991_G_STG1;7991_G_1 | Combined Cycle |  |  | 8961
7991_G_CT2 | WI | 55025 | MG&E WEST CAMPUS COGENERATION FTY | West Campus Cogeneration Facility | 9018111 | 54743013 | 7991 | U2 | 7991 | CT2 | 113151500 | P02 | 13.1 |  | 3.2862 | 3.2862 | 2.1 | 12.0406 | 13.4 | 8.73 | 0.648 | 2.2091 | 2.2091 | 1.8002 | 8.6038 | 7.34 | 2019 | 175 | 9.908 | 239 | -1 | 75.394 | 221112 | -89.424 | 43.075 | 10 |  | 160 |  | 32 | Y | Natural Gas, Distillate Fuel Oil | N | Y | N | 9999 | N |  | Combined Cycle |  |  | 8961
7203_G_CT1 | WI | 55039 | WPL - SOUTH FOND DU LAC COMBUSTION TURBINE SITE | South Fond Du Lac | 6746711 | 13171813 | 7203 | **CT1 | 7203 | CT1 | 420101660 | B01 | 3.2 | [5 empty] | 0.0035 | 8 | 0.693 |  |  |  |  | 4.6122 | 2019 | 60 | 15.486 | 978 | -1 | 165.453 | 221112 | -88.4968 | 43.7353 | 1340 | 125 | 160 |  | 79.6 | N | Natural Gas, Distillate Fuel Oil | Y | N | N | 9999 | N |  | Combustion Turbine |  | 125.47 | 13955
7203_G_CT4 | WI | 55039 | WPL - SOUTH FOND DU LAC COMBUSTION TURBINE SITE | South Fond Du Lac | 6746711 | 13171913 | 7203 | **CT4 | 7203 | CT4 | 420101660 | B04 | 3.3 | [5 empty] | 5.3009 | 7.5 | [5 empty] | 4.992 | 2019 | 60 | 15.486 | 978 | -1 | 165.453 | 221112 | -88.4968 | 43.7353 | 1350 | 125 | 160 |  | 82.7 | N | Natural Gas, Distillate Fuel Oil | Y | N | N | 9999 | N |  | Combustion Turbine |  | 127.85 | 13949
7203_G_CT3 | WI | 55039 | WPL - SOUTH FOND DU LAC COMBUSTION TURBINE SITE | South Fond Du Lac | 6746711 | 13172013 | 7203 | **CT3 | 7203 | CT3 | 420101660 | B03 | 2.5 | [5 empty] | 4.5009 | 4.7 | 0.363 |  |  |  |  | 4.5505 | 2019 | 60 | 15.486 | 978 | -1 | 165.453 | 221112 | -88.4968 | 43.7353 | 1350 | 125 | 160 |  | 81 | N | Natural Gas, Distillate Fuel Oil | Y | N | N | 9999 | N |  | Combustion Turbine |  | 114.38 | 13964
7203_G_CT2 | WI | 55039 | WPL - SOUTH FOND DU LAC COMBUSTION TURBINE SITE | South Fond Du Lac | 6746711 | 13172113 | 7203 | **CT2 | 7203 | CT2 | 420101660 | B02 | 2.3 | [5 empty] | 3.9009 | 7.5 | [5 empty] | 4.1706 | 2019 | 60 | 15.486 | 978 | -1 | 165.453 | 221112 | -88.4968 | 43.7353 | 1350 | 125 | 160 |  | 79 | N | Natural Gas, Distillate Fuel Oil | Y | N | N | 9999 | N |  | Combustion Turbine |  | 99.46 | 13959
7159_G_3 | WI | 55055 | WISCONSIN ELECTRIC POWER COMPANY D/B/A WE ENERGIES - CONCORD STATION | Concord | 6765911 | 13144913 | 7159 | **3 | 7159 | 3 | 128065080 | P03 | 11.22 |  | 6.581 | 6.581 |  |  | 17.1923 | 12.4 | 0.105 | 6.7697 | 6.7697 |  |  | 16.801 | 2019 | 60 | 12.894 | 948 | -1 | 19.226 | 221112 | -88.6878 | 43.1674 | 10 | 125 | 100 |  | 90.7 | N | Natural Gas, Distillate Fuel Oil | Y | N | N | 9999 | N |  | Combustion Turbine |  | 394.27 | 14358
7159_G_2 | WI | 55055 | WISCONSIN ELECTRIC POWER COMPANY D/B/A WE ENERGIES - CONCORD STATION | Concord | 6765911 | 13145013 | 7159 | **2 | 7159 | 2 | 128065080 | P02 | 15.58 |  | 7.9703 | 7.9703 |  |  | 20.8244 | 16.6 | 0.125 | 7.8306 | 7.8306 |  |  | 18.5278 | 2019 | 60 | 12.894 | 948 | -1 | 19.226 | 221112 | -88.6878 | 43.1674 | 10 | 125 | 100 |  | 89.7 | N | Natural Gas, Distillate Fuel Oil | Y | N | N | 9999 | N |  | Combustion Turbine |  | 474.4399 | 14359
7159_G_4 | WI | 55055 | WISCONSIN ELECTRIC POWER COMPANY D/B/A WE ENERGIES - CONCORD STATION | Concord | 6765911 | 13145113 | 7159 | **4 | 7159 | 4 | 128065080 | P04 | 10.46 |  | 6.4007 | 6.4007 |  |  | 16.7243 | 13.5 | 0.106 | 6.5041 | 6.5041 |  |  | 15.0121 | 2019 | 60 | 11.877 | 948 | -1 | 22.638 | 221112 | -88.6878 | 43.1674 | 10 | 125 | 100 |  | 91.2 | N | Natural Gas, Distillate Fuel Oil | Y | N | N | 9999 | N |  | Combustion Turbine |  | 389.8299 | 14358
7159_G_1 | WI | 55055 | WISCONSIN ELECTRIC POWER COMPANY D/B/A WE ENERGIES - CONCORD STATION | Concord | 6765911 | 13145213 | 7159 | **1 | 7159 | 1 | 128065080 | P01 | 16.98 |  | 10.1882 | 10.1882 |  |  | 26.6205 | 11.1 | 0.086 | 5.1535 | 5.1535 |  |  | 11.5177 | 2019 | 60 | 12.894 | 948 | -1 | 19.226 | 221112 | -88.6878 | 43.1674 | 10 | 125 | 100 |  | 90 | N | Natural Gas, Distillate Fuel Oil | Y | N | N | 9999 | N |  | Combustion Turbine |  | 603.3901 | 14358
55011_G_CTG1 | WI | 55055 | LSP - WHITEWATER LIMITED PARTNERSHIP | LSP-Whitewater LP | 7049311 | 14657813 | 55011 | 01 | 55011 | CTG1 | 128085210 | B01 | 52.688 |  | 8.1349 | 8.1349 | 16.2006 | 21.729 | 175.2443 | 53.1 | 2.026 | 7.1258 | 7.1258 | 14.2813 | 19.1821 | 173.2143 | 2019 | 175 | 17.979 | 227 | -1 | 66.076 | 221112 | -88.7299 | 42.8551 | 2240 | 125 | 120 | 139 | 162 | Y | Natural Gas, Distillate Fuel Oil | Y | N | N | 9999 | N | 55011_G_CTG1;55011_G_STG1 | Combined Cycle |  | 4487.5415 | 6761
7270_G_1 | WI | 55059 | WISCONSIN ELECTRIC POWER COMPANY D/B/A WE ENERGIES-PARIS GENERATING STATION | Paris (WI) | 7324011 | 11031813 | 7270 | **1 | 7270 | 1 | 230094810 | P01 | 21.39 |  | 12.3669 | 12.3669 |  |  | 32.2926 | 16.1672 | 0.132 | 9.4615 | 9.3982 |  |  | 24.5634 | 2019 | 60 | 15.486 | 973 | -1 | 132.579 | 221112 | -88.0131 | 42.6657 | 1260 | 125 | 160 |  | 91 | N | Natural Gas, Distillate Fuel Oil | Y | N | N | 9999 | N |  | Combustion Turbine |  | 681.4603 | 14302
7270_G_4 | WI | 55059 | WISCONSIN ELECTRIC POWER COMPANY D/B/A WE ENERGIES-PARIS GENERATING STATION | Paris (WI) | 7324011 | 11031913 | 7270 | **4 | 7270 | 4 | 230094810 | P04 | 15.81 |  | 8.8184 | 8.8184 |  |  | 22.9689 | 21.4036 | 0.171 | 11.8627 | 11.8627 |  |  | 29.7108 | 2019 | 60 | 15.486 | 973 | -1 | 132.579 | 221112 | -88.0133 | 42.6669 | 1280 | 125 | 160 |  | 90.8 | N | Natural Gas, Distillate Fuel Oil | Y | N | N | 9999 | N |  | Combustion Turbine |  | 504.03 | 14302
7270_G_3 | WI | 55059 | WISCONSIN ELECTRIC POWER COMPANY D/B/A WE ENERGIES-PARIS GENERATING STATION | Paris (WI) | 7324011 | 11032013 | 7270 | **3 | 7270 | 3 | 230094810 | P03 | 23.53 |  | 13.5371 | 13.5371 |  |  | 35.3735 | 6.1903 |  | 3.4662 | 3.4662 |  |  | 9.0105 | 2019 | 60 | 15.486 | 973 | -1 | 132.579 | 221112 | -88.0133 | 42.6669 | 10 | 125 | 160 |  | 91.8 | N | Natural Gas, Distillate Fuel Oil | Y | N | N | 9999 | N |  | Combustion Turbine |  | 721.7004 | 14301
7270_G_2 | WI | 55059 | WISCONSIN ELECTRIC POWER COMPANY D/B/A WE ENERGIES-PARIS GENERATING STATION | Paris (WI) | 7324011 | 11032113 | 7270 | **2 | 7270 | 2 | 230094810 | P02 | 25.32 |  | 14.3042 | 14.3042 |  |  | 37.3722 | 6.3714 |  | 2.8958 | 2.8958 |  |  | 5.9394 | 2019 | 60 | 15.486 | 973 | -1 | 132.579 | 221112 | -88.0131 | 42.6657 | 10 | 125 | 160 |  | 89.1 | N | Natural Gas, Distillate Fuel Oil | Y | N | N | 9999 | N |  | Combustion Turbine |  | 819.1705 | 14304
6170_B_2 | WI | 55059 | WISCONSIN ELECTRIC POWER COMPANY D/B/A WE ENERGIES-PLEASANT PRAIRIE POWER PLANT |  | 7509411 | 11166513 | 6170 | 2 |  |  | 230006260 | B21 | 948.84 | 512.03 | 1.7322 | 3.4966 | 53.517 | 275.6736 | 536.3971 | [8 empty] | 450.1 | 29.987 | 135 | -1 | 42.979 | 221112 | -87.9033 | 42.5381 | 6450 | 125 | 100 | 10 |  |  |  | Y | N | N |  | N |  |  |  | 5656.3203
6170_B_1 | WI | 55059 | WISCONSIN ELECTRIC POWER COMPANY D/B/A WE ENERGIES-PLEASANT PRAIRIE POWER PLANT |  | 7509411 | 11166713 | 6170 | 1 |  |  | 230006260 | B20 | 1265.41 | 574.963 | 1.7428 | 3.5181 | 66.3369 | 342.0273 | 664.3973 | [8 empty] | 450.1 | 29.987 | 135 | -1 | 42.979 | 221112 | -87.9033 | 42.5381 | 6450 | 125 | 100 | 10 |  |  |  | Y | N | N |  | N |  |  |  | 7022.7002
4005_G_3 | WI | 55063 | XCEL ENERGY-FRENCH ISLAND GENERATING PLANT |  | 4958811 | 30848013 | 4005 | 3 |  |  | 632022820 | P30 | [7 empty] | 6.4 | 2.6 |  |  | 0.092358 |  | 0.26078 | 2019 | 47 | 16.995 | 912 | -1 | 16.076 | 221112 | -91.2597 | 43.8291 | 1090 | 103 | 160 |  |  |  |  | Y | N | N |  | N |  |  |  | 18.52
4005_B_1 | WI | 55063 | XCEL ENERGY-FRENCH ISLAND GENERATING PLANT | French Island | 4958811 | 30848113 |  |  | 4005 | 1 | 632022820 | B20 | [7 empty] | 112.7567 | 8.3182 |  |  | 24.7878 |  | 15.558 | 2019 | 125 | 9.186 | 341 | -1 | 33.53 | 221112 | -91.2597 | 43.8291 |  | 103 | 270 |  | 8 | N | Biomass | N | N | N | 2024 | N |  | Biomass |  |  | 21545
4005_B_2 | WI | 55063 | XCEL ENERGY-FRENCH ISLAND GENERATING PLANT | French Island | 4958811 | 30848213 |  |  | 4005 | 2 | 632022820 | B21 | [7 empty] | 150.927 | 29.7766 |  |  | 26.1777 |  | 27.486 | 2019 | 125 | 9.186 | 362 | -1 | 33.136 | 221112 | -91.2597 | 43.8291 |  | 103 | 270 |  | 8 | N | Biomass | N | N | N | 2024 | N |  | Biomass |  |  | 21545
4005_G_4 | WI | 55063 | XCEL ENERGY-FRENCH ISLAND GENERATING PLANT |  | 4958811 | 30848313 | 4005 | 4 |  |  | 632022820 | P31 | 6.3 | 5.3144 | 0.11789 | 0.11789 | 0.18069 |  | 0.51018 | 3 | 1.3 | 0.047986 | 0.047986 | 0.063016 |  | 0.17793 | 2019 | 47 | 16.995 | 912 | -1 | 16.076 | 221112 | -91.2597 | 43.8291 | 10 | 103 | 160 |  |  |  |  | Y | N | N |  | N |  |  |  | 38.42
4125_B_9 | WI | 55071 | MANITOWOC PUBLIC UTILITIES | Manitowoc | 7179611 | 64983513 | 4125 | 9 | 4125 | 9 | 436035930 | B09 | 49 | 194.5 | 4.9852 | 8.8806 |  |  | 22.8056 | 44 | 233.6 | 10.3 | 11.477 |  |  | 41.9 | 2019 | 250 | 12.008 | 340 | -1 | 21.424 | 221112 | -87.6558 | 44.0818 | 650 | 125 | 100 |  | 58 | Y | Bituminous, Subbituminous, Petroleum Coke | Y | N | N | 9999 | N |  | Coal Steam |  | 5210.3999 | 12066
4125_B_8 | WI | 55071 | MANITOWOC PUBLIC UTILITIES | Manitowoc | 7179611 | 64983613 | 4125 | 8 | 4125 | 8 | 436035930 | B28 | 26.5 | 68 | 3.2623 | 5.7211 | 0.46689 | 0 | 24.7501 | 4.1 | 12.8 | 0.74071 | 1.0884 | 0.082205 |  | 11.48 | 2019 | 250 | 14.009 | 168 | -1 | 7.382 | 221112 | -87.6558 | 44.0818 | 270 | 125 | 100 |  | 44 | N | Biomass | Y | N | N | 9999 | N |  | Biomass |  | 3950.53 | 13500
58124_B_1 | WI | 55073 | WISCONSIN ELECTRIC POWER COMPANY (DBA WE ENERGIES) - ROTHSCHILD BIOMASS COGENE | Rothschild Biomass Cogen Facility | 16843311 | 109223413 | 58124 | 1 | 58124 | 1 | 737227040 | B01 | 121.131 |  | 4.5288 | 7.8 |  | 2.7852 | 8.5 | 159.183 | 1.277 | 4.0875 | 4.0875 |  | 3.1222 | 14.6 | 2019 | 265 | 10.007 | 300 | -1 | 63.484 | 221117 | -89.6296 | 44.8881 | 800 | 125 | 100 |  | 46 | Y | Biomass | Y | N | N | 9999 | N | 58124_G_1;58124_B_1 | Biomass |  | 6514.4097 | 6884
4078_G_32x | WI | 55073 | WISCONSIN PUBLIC SERVICE CORPORATION- WESTON PLANT |  | 7078511 | 14849313 | 4078 | 32B |  |  | 737009020 | B13 | 36.1 |  | 0.64149 | 0.64149 | 0.20411 |  | 7.97 | 3.7 | 0.005 | 0.077152 | 0.060445 | 0.01923 |  | 0.75098 | 2019 | 23 | 8.104 | 850 | -1 | 225.066 | 221112 | -89.6502 | 44.8579 | 434 | 125 | 160 |  |  |  |  | Y | N | N |  | N |  |  |  | 736.6798
4078_G_32 | WI | 55073 | WISCONSIN PUBLIC SERVICE CORPORATION- WESTON PLANT | Weston | 7078511 | 14849413 | 4078 | 32A | 4078 | 32 | 737009020 | B12 | 35.2 |  | 0.66058 | 0.66058 | 0.21018 |  | 8.2072 |  |  | 0.66677 |  |  |  |  | 2017 | 23 | 8.104 | 850 | -1 | 225.066 | 221112 | -89.6502 | 44.8579 | 434 | 125 | 160 |  | 19.4 | N | Natural Gas, Distillate Fuel Oil | Y | N | N | 9999 | N |  | Combustion Turbine |  | 751.8499 | 14410
4078_G_31 | WI | 55073 | WISCONSIN PUBLIC SERVICE CORPORATION- WESTON PLANT | Weston | 7078511 | 14849513 |  |  | 4078 | 31 | 737009020 | B11 | 0.15408 |  | 0.0031779 | 0.0031779 | 0.0010112 |  | 0.039483 | 0.163 |  | 0.00336 | 0.00336 | 0.0011 |  | 0.04177 | 2019 | 30.6 | 8.432 | 850 | -1 | 112.533 | 221112 | -89.6502 | 44.8579 | 395 | 125 | 160 |  | 14.9 | N | Natural Gas | N | N | N | 9999 | N |  | Combustion Turbine |  |  | 14367
4078_B_3 | WI | 55073 | WISCONSIN PUBLIC SERVICE CORPORATION- WESTON PLANT | Weston | 7078511 | 14849613 | 4078 | 3 | 4078 | 3 | 737009020 | B03 | 305.7 | 762.0989 | 13.5096 | 30.7701 | 11.6452 | 0.284 | 107.3091 | 308.296 | 48.3991 | 11.6217 | 26.4492 | 16.5192 | 0.40458 | 164.734 | 2019 | 496.2 | 16.01 | 348 | -1 | 115.223 | 221112 | -89.6502 | 44.8579 | 3420 | 125 | 100 | 100 | 327 | N | Subbituminous | Y | N | N | 9999 | N |  | Coal Steam |  | 3434.2102 | 9994
4078_B_2 | WI | 55073 | WISCONSIN PUBLIC SERVICE CORPORATION- WESTON PLANT | Weston | 7078511 | 14849713 | 4078 | 2 | 4078 | 2 | 737009020 | B02 | 4.7 | 0.021 | 1.2889 | 1.2889 | 0.19321 | 0.11241 | 2.0955 | 1.6 | 0.008 | 0.51144 | 0.51144 | 0.075756 | 0.044075 | 0.42208 | 2019 | 242.6 | 11.909 | 335 | -1 | 51.378 | 221112 | -89.6502 | 44.8579 | 1000 | 125 | 100 | 10 | 78 | N | Natural Gas | Y | N | N | 9999 | N |  | O/G Steam |  | 192.91 | 9737
4078_B_4 | WI | 55073 | WISCONSIN PUBLIC SERVICE CORPORATION- WESTON PLANT | Weston | 7078511 | 65134613 | 4078 | 4 | 4078 | 4 | 737009020 | B04 | 699.4013 | 575.0982 | 66.311 | 239.071 | 48.1616 | 8.1143 | 764.3698 | 814.798 | 614.8 | 50.8689 | 183.3708 | 50.1361 | 3.0209 | 737.08 | 2019 | 500 | 20.013 | 171 | -1 | 75 | 221112 | -89.6502 | 44.8579 | 5170 | 125 | 100 |  | 550 | N | Subbituminous | Y | N | N | 9999 | N |  | Coal Steam |  | 7244.5503 | 9679
7799_G_34 | WI | 55075 | Madison Gas and Electric Company - West Marinette Facility | West Marinette 34 | 17969911 | 127471013 | 4076 | **34 | 7799 | 34 | 438022420 | M34 | [7 empty] | 17.5 | 0.33 | 0.10438 | 0.1703 | 1.1317 | 3.5434 | 10.0003 | 2019 | 56.5 | 12.205 | 961 | -1 | 100 | 221112 | -87.6883 | 45.0868 | 0.01 | 125 | 160 |  | 70.4 | N | Natural Gas | Y | N | N | 9999 | N |  | Combustion Turbine |  | 1271.3005 | 12565
7799_G_34 | WI | 55075 | WISCONSIN PUBLIC SERVICE CORP-WEST MARINETTE PLANT | West Marinette 34 | 7096511 | 14823513 | 4076 | **34 | 7799 | 34 | 438089190 | B04 | 8.3 | 0.172 | 1.7741 | 1.7741 | 0.58947 | 1.8457 | 6.8676 | [8 empty] | 56.5 | 14.764 | 961 | -1 | 100 | 221112 | -87.69 | 45.0858 | 1100 | 125 | 160 |  | 70.4 | N | Natural Gas | Y | N | N | 9999 | N |  | Combustion Turbine |  | 802.8405 | 12565
4076_G_33 | WI | 55075 | WISCONSIN PUBLIC SERVICE CORP-WEST MARINETTE PLANT | West Marinette | 7096511 | 14823613 | 4076 | **33 | 4076 | 33 | 438089190 | B03 | 57.2 | 0.306 | 22.475 | 22.475 | 1.0522 | 3.2946 | 58.7415 | 10.3 | 0.049 | 0.015497 | 0.025284 | 0.16802 | 0.52607 | 6.6877 | 2019 | 55.5 | 13.615 | 990 | -1 | 210.007 | 221112 | -87.69 | 45.0858 | 1270 | 125 | 160 |  | 82.9 | N | Natural Gas, Distillate Fuel Oil | Y | N | N | 9999 | N |  | Combustion Turbine |  | 1334.4697 | 15549
4076_G_32 | WI | 55075 | WISCONSIN PUBLIC SERVICE CORP-WEST MARINETTE PLANT | West Marinette | 7096511 | 14823713 | 4076 |  | 4076 | 32;32 | 438089190 | B02 | 5.8 |  | 0.10213 | 0.10213 |  |  | 0.99979 | 22.4 | 0.041 | 0.78222 | 0.78222 |  |  | 5.6703 | 2019 | 41.5 | 10.302 | 1090 | -1 | 62.992 | 221112 | -87.6898 | 45.0868 | 706 | 125 | 160 |  | 37.1 | N | Natural Gas, Distillate Fuel Oil | Y | N | N | 9999 | Y |  | Combustion Turbine |  | 65.39 | 15457
4076_G_31 | WI | 55075 | WISCONSIN PUBLIC SERVICE CORP-WEST MARINETTE PLANT | West Marinette | 7096511 | 14823813 | 4076 | 31B;31A; | 4076 | 31;31 | 438089190 | B01 | 40.8 |  | 0.79869 | 0.79869 |  |  | 9.9226 | 13.4 | 0.032 | 0.80708 | 0.80708 |  |  | 3.6457 | 2019 | 30.5 | 8.99 | 1090 | -1 | 83.005 | 221112 | -87.6898 | 45.0868 | 706 | 125 | 160 |  | 38.6 | N | Natural Gas, Distillate Fuel Oil | Y | N | N | 9999 | Y |  | Combustion Turbine |  | 667.3099 | 15547
7549_B_1 | WI | 55079 | MILWAUKEE REGIONAL MEDICAL CENTER THERMAL |  | 4879611 | 29304413 |  |  |  |  | 241027050 | B21 | 39.76 | 61.69 | 0.18663 | 0.30182 |  |  | 7.23 | [8 empty] | 158.1 | 5.61 | 350 | -1 | 37.205 | 221330 | -88.029 | 43.0451 | 140 | 125 | 100 | 10 |  |  |  | N | Y | N |  | N
7549_B_2 | WI | 55079 | MILWAUKEE REGIONAL MEDICAL CENTER THERMAL |  | 4879611 | 29304613 |  |  |  |  | 241027050 | B22 | 14.33 | 22.9687 | 0.071501 | 0.11563 |  |  | 5.96 | [8 empty] | 158.1 | 5.61 | 350 | -1 | 37.205 | 221330 | -88.029 | 43.0451 | 140 | 125 | 100 | 10 |  |  |  | N | Y | N |  | N
7549_B_3 | WI | 55079 | MILWAUKEE REGIONAL MEDICAL CENTER THERMAL |  | 4879611 | 29304713 |  |  |  |  | 241027050 | B23 | 40.35 | 63.308 | 0.19708 | 0.31871 |  |  | 16.25 | [8 empty] | 158.1 | 5.61 | 350 | -1 | 37.205 | 221330 | -88.029 | 43.0451 | 140 | 125 | 100 | 10 |  |  |  | N | Y | N |  | N
4041_B_7 | WI | 55079 | WE ENERGIES-OAK CREEK Power Plant | South Oak Creek | 6330411 | 15438413 | 4041 | 7 | 4041 | 7 | 241007690 | B27 | 195.09 | 27.35 | 1.28 | 2.584 | 11.2042 | 0.13797 | 96.4533 | 430.657 | 42.122 | 11.3 | 45.1392 | 23.3454 | 0.26165 | 200.7455 | 2019 | 368 | 26.575 | 137 | -1 | 58.99 | 221112 | -87.8294 | 42.8457 | 2610 | 125 | 100 | 10 | 303 | N | Subbituminous | Y | N | N | 9999 | N |  | Coal Steam |  | 2970.0298 | 10335
4041_B_8 | WI | 55079 | WE ENERGIES-OAK CREEK Power Plant | South Oak Creek | 6330411 | 15438613 | 4041 | 8 | 4041 | 8 | 241007690 | B28 | 342.22 | 37.58 | 2.3039 | 4.6511 | 20.1997 | 0.27526 | 174.1258 | 416.466 | 40.529 | 10.9 | 43.6037 | 22.8835 | 0.2726 | 196.9158 | 2019 | 368 | 26.575 | 137 | -1 | 58.99 | 221112 | -87.8294 | 42.8457 | 2570 | 125 | 100 | 10 | 309 | N | Subbituminous | Y | N | N | 9999 | N |  | Coal Steam |  | 5094.9297 | 10508
4041_B_5 | WI | 55079 | WE ENERGIES-OAK CREEK Power Plant | South Oak Creek | 6330411 | 15438713 | 4041 | 5 | 4041 | 5 | 241007690 | B25 | 532.05 | 13.9 | 4.9572 | 10.0072 | 27.1949 | 0.32812 | 195.7884 | 371.867 | 3.901 | 11.3 | 32.3588 | 20.0548 | 0.25599 | 144.5823 | 2019 | 368 | 26.575 | 135 | -1 | 58.005 | 221112 | -87.8294 | 42.8457 | 2300 | 125 | 100 | 10 | 241 | N | Subbituminous | Y | N | N | 9999 | N |  | Coal Steam |  | 7803.1699 | 10326
4041_B_6 | WI | 55079 | WE ENERGIES-OAK CREEK Power Plant | South Oak Creek | 6330411 | 15438813 | 4041 | 6 | 4041 | 6 | 241007690 | B26 | 386.87 | 10.29 | 3.5687 | 7.2041 | 19.5633 | 0.23032 | 140.7642 | 315.201 | 3.093 | 9.9 | 28.325 | 17.3046 | 0.18795 | 124.2887 | 2019 | 368 | 26.575 | 135 | -1 | 58.005 | 221112 | -87.8294 | 42.8457 | 2280 | 125 | 100 | 10 | 245 | N | Subbituminous | Y | N | N | 9999 | N |  | Coal Steam |  | 6060.2988 | 10316
56068_B_18 | WI | 55079 | WE ENERGIES-OAK CREEK Power Plant | Elm Road Generating Station | 6330411 | 91417413 | 56068 | 1 | 56068 | 18 | 241007690 | B18 | 1109.98 | 334.8 | 6.7231 | 11.5359 | 0.37604 | 274.3731 | 446.0609 | 1279 | 273.1 | 38.3 | 54.49 | 3.6613 | 2.5358 | 527.9296 | 2019 | 550 | 25 | 140 | -1 | 75 | 221112 | -87.8294 | 42.8457 | 6180 | 125 | 100 |  | 633 | N | Bituminous, Subbituminous | Y | N | N | 9999 | N |  | Coal Steam |  | 7100.5098 | 9552
56068_B_19 | WI | 55079 | WE ENERGIES-OAK CREEK Power Plant | Elm Road Generating Station | 6330411 | 91901113 | 56068 | 2 | 56068 | 19 | 241007690 | B19 | 1107.79 | 282.36 | 7.0596 | 12.1131 | 0.40512 | 280.5383 | 456.3616 | 1218 | 295 | 52.8 | 64.564 | 3.9349 | 0.89615 | 486.3145 | 2019 | 549.9 | 25 | 113 | -1 | 21.129 | 221112 | -87.8294 | 42.8457 | 6180 | 125 | 100 |  | 633 | N | Bituminous, Subbituminous | Y | N | N | 9999 | N |  | Coal Steam |  | 7196.8101 | 9475
4042_B_4 | WI | 55079 | WISCONSIN ELECTRIC POWER COMPANY D/B/A WE ENERGIES-VALLEY STATION | Valley (WI) | 6330511 | 15438013 | 4042 | 4 | 4042 | 4 | 241007800 | B24 | 90.8 | 0.761 | 3.6181 | 3.6181 | 6.6333 | 3.8593 | 6.071 | 46.642 | 0.438 | 2.1492 | 2.1492 | 3.9826 | 2.2925 | 8.5133 | 2019 | 400 | 10.991 | 280 | -1 | 56.791 | 221112 | -87.9198 | 43.0304 | 868 | 125 | 100 | 100 | 70 | Y | Natural Gas | Y | N | N | 9999 | N |  | O/G Steam |  | 6695.3193 | 9632
4042_B_3 | WI | 55079 | WISCONSIN ELECTRIC POWER COMPANY D/B/A WE ENERGIES-VALLEY STATION | Valley (WI) | 6330511 | 15438113 | 4042 | 3 | 4042 | 3 | 241007800 | B23 | 92.24 | 0.776 | 3.6885 | 3.6885 | 6.7623 | 3.9344 | 6.189 | 40.558 | 0.379 | 1.8689 | 1.8689 | 3.4692 | 1.9935 | 7.4029 | 2019 | 400 | 10.991 | 280 | -1 | 56.791 | 221112 | -87.9198 | 43.0304 | 868 | 125 | 100 | 100 | 70 | Y | Natural Gas | Y | N | N | 9999 | N |  | O/G Steam |  | 6814.2695 | 9632
4042_B_2 | WI | 55079 | WISCONSIN ELECTRIC POWER COMPANY D/B/A WE ENERGIES-VALLEY STATION | Valley (WI) | 6330511 | 15438213 | 4042 | 2 | 4042 | 2 | 241007800 | B22 | 61.08 | 0.541 | 2.7832 | 2.7832 | 5.1026 | 2.9688 | 4.9655 | 63.16 | 0.599 | 3.7091 | 3.7091 | 5.4654 | 3.9564 | 6.1981 | 2019 | 400 | 10.991 | 280 | -1 | 59.154 | 221112 | -87.9198 | 43.0304 | 868 | 125 | 100 | 100 | 64 | Y | Natural Gas | Y | N | N | 9999 | N |  | O/G Steam |  | 5040.6807 | 9632
4042_B_1 | WI | 55079 | WISCONSIN ELECTRIC POWER COMPANY D/B/A WE ENERGIES-VALLEY STATION | Valley (WI) | 6330511 | 15438313 | 4042 | 1 | 4042 | 1 | 241007800 | B21 | 63.96 | 0.57 | 2.9238 | 2.9238 | 5.3604 | 3.1188 | 5.2165 | 67.24 | 0.635 | 3.9488 | 3.9488 | 5.8208 | 4.212 | 6.5985 | 2019 | 400 | 10.991 | 280 | -1 | 59.154 | 221112 | -87.9198 | 43.0304 | 868 | 125 | 100 | 100 | 64 | Y | Natural Gas | Y | N | N | 9999 | N |  | O/G Steam |  | 4985.5508 | 9632
55836_G_FT81 | WI | 55087 | WPPI ENERGY - KAUKAUNA TURBINES | Island Street Peaking Plant | 14992311 | 91453413 | 55836 |  | 55836 | FT81;FT81 | 445032830 | P01 | 5.7454 | [5 empty] | 16.3877 | [6 empty] | 10.1422 | 2019 | 60 | 10.499 | 864 | -1 | 72.572 | 221112 | -88.2673 | 44.2762 | 650 | 125 | 160 |  | 51.8 | N | Natural Gas, Distillate Fuel Oil | Y | N | N | 9999 | Y |  | Combustion Turbine |  | 430.0399 | 12332
56031_G_CTG2 | WI | 55087 | WISCONSIN PUBLIC SERVICE CORPORATION - FOX ENERGY CENTER | Fox Energy Center | 15038711 | 91926013 | 56031 | CTG-2 | 56031 | CTG2 | 445159110 | P02 | 51.7 | 3.7 | 23.8023 | 23.8023 | 6.5578 | 41.5935 | 38.1301 | 55.4 | 4.1 | 14.3815 | 14.2385 | 2.6102 | 21.6968 | 17.9043 | 2019 | 150 | 18.996 | 188 | -1 | 43.241 | 221112 | -88.2089 | 44.3208 | 2590 | 125 | 140 |  | 171.8 | N | Natural Gas, Distillate Fuel Oil | Y | N | N | 9999 | N |  | Combined Cycle |  | 7123.1914 | 7050
56031_G_CTG1 | WI | 55087 | WISCONSIN PUBLIC SERVICE CORPORATION - FOX ENERGY CENTER | Fox Energy Center | 15038711 | 91926113 | 56031 | CTG-1 | 56031 | CTG1 | 445159110 | P01 | 45.8 | 3.1 | 21.0386 | 21.0386 | 3.5205 | 8.1569 | 18.9511 | 55.8 | 4.2 | 30.9605 | 30.9605 | 2.3001 | 1.0615 | 22.0372 | 2019 | 150 | 18.996 | 188 | -1 | 43.241 | 221112 | -88.2089 | 44.3208 | 10 | 125 | 100 |  | 168.3 | N | Natural Gas, Distillate Fuel Oil | Y | N | N | 9999 | N |  | Combined Cycle |  | 6176.3433 | 7050
56031_G_STG | WI | 55087 | WISCONSIN PUBLIC SERVICE CORPORATION - FOX ENERGY CENTER | Fox Energy Center | 15038711 | 91926613 |  |  | 56031 | STG | 445159110 | P05 | 0.08108 | 0.000505 | 0.00042 | 0.00042 | 0.00446 | 0.002595 | 0.068105 | 0.068835 | 0.00043 | 0.00036 | 0.00036 | 0.00671 | 0.002205 | 0.05782 | 2019 | 100 | 3.97 | 270 | -1 | 21.194 | 221112 | -88.2089 | 44.3208 | 12.6 | 125 | 100 |  | 238.5 | N | Natural Gas, Distillate Fuel Oil | N | N | N | 9999 | N |  | Combined Cycle |  |  | 7050
55558_G_GEN1 | WI | 55087 | APPLETON PROPERTY VENTURES LLC | Combined Locks Energy Center | 6805511 | 13356413 | 55558 | B06 | 55558 | GEN1 | 445031290 | P90 | [7 empty] | 2.3677 | 0.000245 | 11.4721 | 11.4721 | 3.5786 | 5.4532 | 0.23103 | 2019 | 114 | 9.974 | 302 | -1 | 122.966 | 322121 | -88.2995 | 44.2717 | 587 | 133 | 120 | 32 | 45.9 | Y | Natural Gas | Y | N | N | 9999 | N |  | Combined Cycle |  | 7644.4185 | 8375
4040_G_1CT1 | WI | 55089 | WE ENERGIES PORT WASHINGTON GENERATING STATION | Port Washington Generating Station | 6229211 | 64827313 | 4040 | 11 | 4040 | 1CT1 | 246004000 | P11 | 61.91 | 3.36 | 15.6669 | 15.6669 | 5.4894 | 49.9539 | 11.7303 | 56.3946 | 4.0006 | 17.797 | 17.797 | 6.936 | 10.8373 | 13.4419 | 2019 | 210 | 18.996 | 180 | -1 | 67.06 | 221112 | -87.8695 | 43.3841 | 2100 | 125 | 140 |  | 171.9 | N | Natural Gas | Y | N | N | 9999 | N |  | Combined Cycle |  | 6667.4824 | 7050
4040_G_1CT2 | WI | 55089 | WE ENERGIES PORT WASHINGTON GENERATING STATION | Port Washington Generating Station | 6229211 | 64827413 | 4040 | 12 | 4040 | 1CT2 | 246004000 | P12 | 60 | 3.36 | 8.3935 | 8.3935 | 5.4898 | 49.9571 | 15.1187 | 67.3693 | 3.8822 | 10.977 | 10.977 | 5.3914 | 4.7648 | 10.4545 | 2019 | 210 | 18.996 | 180 | -1 | 67.06 | 221112 | -87.8695 | 43.3841 | 2100 | 125 | 140 |  | 171.9 | N | Natural Gas | Y | N | N | 9999 | N |  | Combined Cycle |  | 6646.3462 | 7050
4040_G_2CT1 | WI | 55089 | WE ENERGIES PORT WASHINGTON GENERATING STATION | Port Washington Generating Station | 6229211 | 64827613 | 4040 | 21 | 4040 | 2CT1 | 246004000 | P21 | 50.96 | 2.65 | 5.7495 | 5.7495 | 4.4749 | 39.7236 | 13.0257 | 66.3578 | 4.0803 | 10.7089 | 10.7089 | 6.2678 | 9.7103 | 12.1675 | 2019 | 210 | 18.996 | 180 | -1 | 67.06 | 221112 | -87.8695 | 43.3841 | 2100 | 125 | 140 |  | 171.9 | N | Natural Gas | Y | N | N | 9999 | N |  | Combined Cycle |  | 5327.0293 | 7050
4040_G_2CT2 | WI | 55089 | WE ENERGIES PORT WASHINGTON GENERATING STATION | Port Washington Generating Station | 6229211 | 64827713 | 4040 | 22 | 4040 | 2CT2 | 246004000 | P22 | 53.23 | 2.77 | 5.0731 | 5.0731 | 4.6664 | 41.4237 | 17.5527 | 70.5542 | 4.1977 | 14.0202 | 14.0202 | 8.815 | 2.7605 | 17.0816 | 2019 | 210 | 18.996 | 180 | -1 | 67.06 | 221112 | -87.8695 | 43.3841 | 2100 | 125 | 140 |  | 171.9 | N | Natural Gas | Y | N | N | 9999 | N |  | Combined Cycle |  | 5505.1606 | 7050
56427_G_Unit3 | WI | 55105 | AMERESCO JANESVILLE LLC | Ameresco Janesville | 12691411 | 64763313 |  |  | 56427 | Unit3 | 154135300 | P01 | 15.4669 |  | 1.8489 | 1.8489 |  |  | 13.5201 | 23.6727 |  | 2.8298 | 2.8298 |  |  | 20.6932 | 2019 | 30.3 | 1.247 | 738 | -1 | 129.003 | 221117 | -89.0208 | 42.7063 | 1 | 125 | 160 |  | 1 | N | Landfill Gas | N | N | N | 9999 | N | 56427_G_Unit1;56427_G_Unit2;56427_G_Unit3 | Landfill Gas |  |  | 13500
4057_G_5 | WI | 55105 | WPL - ROCK RIVER GENERATING STATION |  | 6877711 | 12967713 | 4057 |  |  | ; | 154003740 | P32 | 20.9286 |  | 1.8981 | 1.8981 |  |  | 5.2095 | 28.9 | 0.022 |  |  |  |  | 4.3956 | 2017 | 50 | 10.499 | 707 | -1 | 81.07 | 221112 | -89.0259 | 42.583 | 171 | 125 | 160 |  |  |  |  | Y | N | N |  | Y |  |  |  | 182.75
4057_G_6 | WI | 55105 | WPL - ROCK RIVER GENERATING STATION |  | 6877711 | 12967813 | 4057 |  |  | ; | 154003740 | P33 | 29.9076 |  | 2.7124 | 2.7124 |  |  | 7.4445 | [6 empty] | 5.9954 | 2017 | 50 | 14.009 | 707 | -1 | 45.538 | 221112 | -89.0259 | 42.583 | 171 | 125 | 160 |  |  |  |  | Y | N | N |  | N |  |  |  | 257.41
4057_G_3 | WI | 55105 | WPL - ROCK RIVER GENERATING STATION |  | 6877711 | 12967913 | 4057 | CT3 |  |  | 154003740 | P30 | 4.8602 |  | 0.44079 | 0.44079 |  |  | 1.2098 | 1.3 | [6 empty] | 2019 | 55 | 13.976 | 788 | -1 | 34.449 | 221112 | -89.0259 | 42.583 | 102 | 125 | 160 |  |  |  |  | Y | N | N |  | N |  |  |  | 82.77
4059_G_1 | WI | 55105 | WPL - SHEEPSKIN GENERATING STATION |  | 7660311 | 11397513 | 4059 |  |  | ; | 154009900 | P30 | 22.5 | [6 empty] | 8 | 0.685 | [5 empty] | 2019 | 33.1 | 14.469 | 750 | -1 | 36.909 | 221112 | -89.1133 | 42.8326 | 765 | 125 | 120 |  |  |  |  | Y | N | N |  | Y |  |  |  | 107.39
55641_G_CTG1 | WI | 55105 | WPL - RIVERSIDE ENERGY CENTER | Riverside Energy Center | 9018711 | 54948713 | 55641 | CT-01 | 55641 | CTG1 | 154099880 | P01 | 25 | 2.5 | 9 | 9 |  | 1.6387 |  | 37.2 | 4.2 | 14.1542 | 14.1542 | 1.6089 | 2.7784 | 1.0342 | 2019 | 165 | 18.996 | 200 | -1 | 66.404 | 221112 | -89.0358 | 42.5831 | 2360 | 125 | 140 |  | 157.5 | N | Natural Gas | Y | N | N | 9999 | N | 55641_G_CTG1;55641_G_STG1 | Combined Cycle |  | 4632.1782 | 7231
55641_G_CTG2 | WI | 55105 | WPL - RIVERSIDE ENERGY CENTER | Riverside Energy Center | 9018711 | 54948813 | 55641 | CT-02 | 55641 | CTG2 | 154099880 | P02 | 26.4 | 2.5 | 9.37 | 9.37 |  | 13.45 |  | 37.6 | 4.2 | 16.6564 | 16.6565 | 2.1312 | 9.4213 | 1.2468 | 2019 | 165 | 18.996 | 200 | -1 | 66.404 | 221112 | -89.0358 | 42.5831 | 2360 | 125 | 140 |  | 153.4 | N | Natural Gas | Y | N | N | 9999 | N |  | Combined Cycle |  | 4625.0571 | 7231
4050_B_5 | WI | 55117 | Alliant Energy - WPL - Edgewater Generating Station | Edgewater | 7692911 | 11354813 | 4050 | 5 | 4050 | 5 | 460033090 | B25 | 485.687 | 2997.85 | 17.4167 | 62.8053 | 42.2107 | 0 | 351.526 | 298.1 | 337.1 | 24.1197 | 86.9729 | 27.6166 | 10.1275 | 307.86 | 2019 | 549.9 | 18.012 | 165 | -1 | 99.147 | 221112 | -87.7077 | 43.7156 | 3900 | 125 | 100 | 10 | 416 | N | Subbituminous | Y | N | N | 2022 | N |  | Coal Steam |  | 7908.5303 | 10454
4050_B_4 | WI | 55117 | WPL - EDGEWATER GENERATING STATION |  | 7692911 | 11354913 | 4050 | 4 |  |  | 460033090 | B24 | 821.015 | 2983.475 | 62.2182 | 72.0159 | 38.0071 | 0 | 398.76 | [8 empty] | 549.9 | 16.995 | 297 | -1 | 74.344 | 221112 | -87.71 | 43.7198 | 3240 | 125 | 100 | 10&140&204 |  |  |  | Y | N | N |  | N |  |  |  | 4990.8296
56166_G_1 | WI | 55117 | WPL - SHEBOYGAN FALLS ENERGY FACILITY | Sheboygan Falls | 9012411 | 54825813 | 56166 | 1 | 56166 | 1 | 460067190 | P01 | 6.5 | [6 empty] | 26.1 | 0.439 | 3.321 | 3.321 |  |  | 2.939 | 2019 | 75 | 19.98 | 1051 | -1 | 127.297 | 221112 | -87.88 | 43.753 | 1830 | 125 | 160 |  | 153.4 | N | Natural Gas | Y | N | N | 9999 | N |  | Combustion Turbine |  | 303.3801 | 12412
56166_G_2 | WI | 55117 | WPL - SHEBOYGAN FALLS ENERGY FACILITY | Sheboygan Falls | 9012411 | 54825913 | 56166 | 2 | 56166 | 2 | 460067190 | P02 | 6.6 | [6 empty] | 27.5 | 0.509 | 3.886 | 3.886 |  |  | 4.578 | 2019 | 75 | 19.98 | 1051 | -1 | 127.297 | 221112 | -87.88 | 43.753 | 1850 | 125 | 160 |  | 152.7 | N | Natural Gas | Y | N | N | 9999 | N |  | Combustion Turbine |  | 298.24 | 12410
4143_B_1 | WI | 55123 | DAIRYLAND POWER COOP GENOA STATION-EOP | Genoa | 7711211 | 12416813 | 4143 | 1 | 4143 | 1 | 663020930 | B20 | 577.7074 | 253.011 | 11.288 | 22.7877 | 20.3516 |  | 145.4691 | 721.5383 | 312.7128 | 15.0301 | 30.3421 | 27.1027 | 5.6083 | 193.8044 | 2019 | 500 | 15.125 | 313 | -1 | 91.142 | 221112 | -91.2333 | 43.5592 | 3420 | 125 | 100 | 10 | 308 | N | Subbituminous | Y | N | N | 2021 | N |  | Coal Steam |  | 5333.7803 | 10579
6253_G_2 | WI | 55131 | WISCONSIN ELECTRIC POWER COMPANY D/B/A WE ENERGIES-GERMANTOWN STATION | Germantown | 5235111 | 25373813 | 6253 | P32 | 6253 | 2 | 267006190 | P32 | 6.6 | [5 empty] | 0.36289 | 2.8 | 0.117 | 0.056206 | 0.056206 |  |  | 0.1627 | 2019 | 45 | 11.778 | 779 | -1 | 36.942 | 221112 | -88.1498 | 43.1956 | 632 | 125 | 120 |  | 48.6 | N | Distillate Fuel Oil | Y | N | N | 9999 | N |  | Combustion Turbine |  | 34.5 | 17541
6253_G_1x | WI | 55131 | WISCONSIN ELECTRIC POWER COMPANY D/B/A WE ENERGIES-GERMANTOWN STATION |  | 5235111 | 25373913 | 6253 | P31 |  |  | 267006190 | P31 | 9 | [5 empty] | 0.62934 | 9.7 | 0.406 | 0.19559 | 0.19559 |  |  | 0.56618 | 2019 | 45 | 11.778 | 779 | -1 | 36.942 | 221112 | -88.1498 | 43.1956 | 632 | 125 | 120 |  |  |  |  | Y | N | N |  | N |  |  |  | 46.75
6253_G_3 | WI | 55131 | WISCONSIN ELECTRIC POWER COMPANY D/B/A WE ENERGIES-GERMANTOWN STATION | Germantown | 5235111 | 25374013 | 6253 | P34 | 6253 | 3 | 267006190 | P34 | 6.9 | [5 empty] | 0.39714 | 9.6 | 0.404 | 0.19258 | 0.19258 |  |  | 0.55748 | 2019 | 45 | 11.778 | 779 | -1 | 36.942 | 221112 | -88.1498 | 43.1956 | 632 | 125 | 120 |  | 45.8 | N | Distillate Fuel Oil | Y | N | N | 9999 | N |  | Combustion Turbine |  | 35.78 | 17599
6253_G_3x | WI | 55131 | WISCONSIN ELECTRIC POWER COMPANY D/B/A WE ENERGIES-GERMANTOWN STATION |  | 5235111 | 25374113 | 6253 | P35 |  |  | 267006190 | P35 | 6 | [5 empty] | 0.34408 | 9.8 | 0.41 | 0.19552 | 0.19552 |  |  | 0.56598 | 2019 | 45 | 11.778 | 779 | -1 | 36.942 | 221112 | -88.1498 | 43.1956 | 632 | 125 | 120 |  |  |  |  | Y | N | N |  | N |  |  |  | 31
6253_G_4 | WI | 55131 | WISCONSIN ELECTRIC POWER COMPANY D/B/A WE ENERGIES-GERMANTOWN STATION | Germantown | 5235111 | 25374213 | 6253 | P36 | 6253 | 4 | 267006190 | P36 | 5.9 | [5 empty] | 0.35665 | 3.1 | 0.133 | 0.055866 | 0.055866 |  |  | 0.16172 | 2019 | 45 | 11.778 | 779 | -1 | 36.942 | 221112 | -88.1498 | 43.1956 | 632 | 125 | 120 |  | 49.2 | N | Distillate Fuel Oil | Y | N | N | 9999 | N |  | Combustion Turbine |  | 30.25 | 17529
6253_G_4x | WI | 55131 | WISCONSIN ELECTRIC POWER COMPANY D/B/A WE ENERGIES-GERMANTOWN STATION |  | 5235111 | 25374313 | 6253 | P37 |  |  | 267006190 | P37 | 5.7 | [5 empty] | 0.34483 | 2.9 | 0.125 | 0.052428 | 0.052428 |  |  | 0.15177 | 2019 | 45 | 11.778 | 779 | -1 | 36.942 | 221112 | -88.1498 | 43.1956 | 632 | 125 | 120 |  |  |  |  | Y | N | N |  | N |  |  |  | 29.25
6253_G_5 | WI | 55131 | WISCONSIN ELECTRIC POWER COMPANY D/B/A WE ENERGIES-GERMANTOWN STATION | Germantown | 5235111 | 25374413 | 6253 | **5 | 6253 | 5 | 267006190 | P38 | 2.49 | [5 empty] | 9.1023 | 2.9028 |  | 4.2544 | 4.2544 |  |  | 11.0473 | 2019 | 75 | 11.778 | 999 | -1 | 154.921 | 221112 | -88.1498 | 43.1956 | 1340 | 125 | 120 |  | 81.2 | N | Natural Gas, Distillate Fuel Oil | Y | N | N | 9999 | N |  | Combustion Turbine |  | 218.67 | 17461
6253_G_1 | WI | 55131 | WISCONSIN ELECTRIC POWER COMPANY D/B/A WE ENERGIES-GERMANTOWN STATION | Germantown | 5235111 | 25374513 | 6253 | P30 | 6253 | 1 | 267006190 | P30 | 4.8 | [5 empty] | 0.33992 | 9.5 | 0.398 | 0.19164 | 0.19164 |  |  | 0.55474 | 2019 | 45 | 11.778 | 779 | -1 | 36.942 | 221112 | -88.1498 | 43.1956 | 632 | 125 | 120 |  | 48.8 | N | Distillate Fuel Oil | Y | N | N | 9999 | N |  | Combustion Turbine |  | 25.25 | 17537
6253_G_2x | WI | 55131 | WISCONSIN ELECTRIC POWER COMPANY D/B/A WE ENERGIES-GERMANTOWN STATION |  | 5235111 | 25374613 | 6253 | P33 |  |  | 267006190 | P33 | 7 | [5 empty] | 0.38128 | 4.1 | 0.172 | 0.082829 | 0.082829 |  |  | 0.23977 | 2019 | 45 | 11.778 | 779 | -1 | 36.942 | 221112 | -88.1498 | 43.1956 | 632 | 125 | 120 |  |  |  |  | Y | N | N |  | N |  |  |  | 36.25
55135_G_CT01 | WI | 55139 | WPL - NEENAH GENERATING FACILITY | Alliant Energy Neenah | 7555511 | 12320413 | 55135 | CT01 | 55135 | CT01 | 471153870 | P01 | 25.9426 | 0.426 | 4.1543 | 4.1543 | 1.4617 | 4.5765 | 58.6079 | 28.3 | 0.463 | 3.7 | 3.7 | 1.5879 | 4.9718 | 63.6699 | 2019 | 105 | 17.093 | 1200 | -1 | 167.028 | 221112 | -88.5055 | 44.1934 | 1750 | 125 | 160 |  | 152.5 | N | Natural Gas | Y | N | N | 9999 | N |  | Combustion Turbine |  | 863.7306 | 10839
55135_G_CT02 | WI | 55139 | WPL - NEENAH GENERATING FACILITY | Alliant Energy Neenah | 7555511 | 12320513 | 55135 | CT02 | 55135 | CT02 | 471153870 | P02 | 29.8809 | 0.491 | 7.8374 | 7.8374 | 1.6851 | 5.276 | 67.5656 | 31.8 | 0.544 | 4.893 | 4.893 | 1.8665 | 5.8442 | 74.8416 | 2019 | 105 | 17.093 | 1200 | -1 | 167.028 | 221112 | -88.5055 | 44.1934 | 1750 | 125 | 160 |  | 148.4 | N | Natural Gas | Y | N | N | 9999 | N |  | Combustion Turbine |  | 1007.6904 | 10839
56480_G_M1 | WI | 55141 | MARSHFIELD UTILITIES COMBUSTION TURBINE GENERATOR | Marshfield Utilities Gas Plant | 17851611 | 125455813 | 56480 | 1A | 56480 | M1 | 772140050 | P1A | [6 empty] | 4.6089 | 0.224 | 0.002 | [5 empty] | 2019 | 60 | 7.448 | 782 | -1 | 186.975 | 221112 | -90.1356 | 44.6351 |  | 125 | 120 |  | 53.3 | N | Natural Gas, Distillate Fuel Oil | N | N | N | 9999 | N |  | Combustion Turbine |  |  | 11858
56480_G_M1x | WI | 55141 | MARSHFIELD UTILITIES COMBUSTION TURBINE GENERATOR |  | 17851611 | 125455913 | 56480 | 1B |  |  | 772140050 | P1B | [6 empty] | 2.6727 | 0.214 | 0.002 | [5 empty] | 2019 | 60 | 7.448 | 782 | -1 | 186.975 | 221112 | -90.1356 | 44.6351 |  | 125 | 120 |  |  |  |  | N | N | N |  | N
55479_B_3 | WY | 56005 | WYGEN Station I | Wygen 1 | 12810911 | 68390313 | 55479 | 001 | 55479 | 3 | 00958 | 4216 | 589.9 | 343.1 | 0.87558 | 0.87558 | 0 | 0 | 397.377 | 600.86 | 443.9 | 0.042 | 0.085 |  |  | 230.239 | 2017 | 295 | 9.25 | 155 | 6048.0501 | 90 | 221112 | -105.3839 | 44.2858 | 1300 | 125 | 100 | 127&139&205&311 | 85 | N | Subbituminous | Y | N | N | 9999 | N |  | Coal Steam | 8419 | 8495.4297 | 11824
56319_B_1 | WY | 56005 | WYGEN II | Wygen 2 | 12811111 | 68391113 | 56319 | 001 | 56319 | 1 | 13933 | 7134 | 237.67 | 239.9 | 1.0715 | 1.0715 | 0 | 0 | 110.619 | 267.69 | 225 | 0.041 | 0.083 |  |  | 348.358 | 2017 | 295 | 9.25 | 155 | 6048.0501 | 90 | 221112 | -105.381 | 44.2912 | 1300 | 125 | 100 | 119&127&139&205 | 90 | N | Subbituminous | Y | N | N | 9999 | N |  | Coal Steam | 8676 | 8733.6094 | 11967
56596_B_1 | WY | 56005 | WYGEN III | Wygen III | 15064111 | 94492613 | 56596 | 001 | 56596 | 1 | 19844 | 9400 | 187.21 | 231.7 | 2.2045 | 2.2045 | 0.1 | 0 | 5.7107 | 200.41 | 270.7 | 0.038 | 0.075 | 2.3386 |  | 181.1242 | 2019 | 397 | 10.24 | 160 | 7467.9486 | 90.68 | 221112 | -105.38 | 44.2911 | 1300 | 125 | 100 | 119&139&205 | 100 | N | Subbituminous | Y | N | N | 9999 | N |  | Coal Steam | 1 | 8161.1289 | 11509
56609_B_1 | WY | 56005 | Dry Fork Station | Dry Fork Station | 15659411 | 100091013 | 56609 | 01 | 56609 | 1 | 20818 | 9675 | 632.1 | 911.8 | 0.97968 | 9.6461 | 0.143 | 34.6279 | 260 | 594.1 | 809.5 | 2.4192 | 21.7728 | 0.014 | 31.7606 | 414 | 2019 | 500 | 19.49 | 170 | 25105.4338 | 84.15 | 221112 | -105.4596 | 44.3882 | 6070 | 125 | 100 | 119&127&139&204&205 | 380 | N | Subbituminous | Y | N | N | 9999 | N |  | Coal Steam | 7536 | 7521.6406 | 10552
55477_G_GT2 | WY | 56005 | Neil Simpson Two | Neil Simpson Gas Turbine #2 | 7844911 | 72201713 | 55477 | CT2 | 55477 | GT2 | 00134 | 1032 | 1.74 | 0 | 0.052258 | 0.11613 | 1.0231 | 0 | 0.07938 | 4.2 |  | 0.022506 | 0.33931 | 2.8734 |  | 5.0681 | 2019 | 60 | 9 | 840 | 9797.0565 | 154 | 221112 | -105.3784 | 44.2848 | 373 | 125 | 120 | 205 | 34 | N | Natural Gas | Y | N | N | 9999 | N |  | Combustion Turbine | 294 | 228.12 | 12169
7504_B_2 | WY | 56005 | Neil Simpson Two | Neil Simpson II | 7844911 | 72202313 | 7504 | 001 | 7504 | 2 | 00134 | 1029 | 538.82 | 386.5 | 0.046823 | 0.52019 | 0.16495 | 0 | 333.422 | 670.49 | 374.1 | 0.29 | 4.27 | 0.024942 |  | 334.4249 | 2019 | 295 | 9.2 | 182 | 6587.7834 | 99.1 | 221112 | -105.378 | 44.284 | 1300 | 125 | 100 | 119&128&205 | 80 | N | Subbituminous | Y | N | N | 9999 | N |  | Coal Steam | 8003 | 8345.9277 | 12337
7504_G_GT1 | WY | 56005 | Neil Simpson Two | Neil Simpson II | 7844911 | 72202413 | 7504 | CT1 | 7504 | GT1 | 00134 | 1030 | 2.92 | 0 | 0.076788 | 0.17064 | 1.5034 | 0 | 0.14688 | 16.24 | 0.1 | 0.046269 | 0.69757 | 6.1457 |  | 9.713 | 2019 | 60 | 9 | 840 | 9797.0565 | 154 | 221112 | -105.3784 | 44.285 | 373 | 125 | 120 | 205 | 34 | N | Natural Gas | Y | N | N | 9999 | N |  | Combustion Turbine | 432 | 329.7401 | 11676
6101_B_BW91 | WY | 56005 | Wyodak Plant | Wyodak | 8041911 | 72191013 | 6101 | BW91 | 6101 | BW91 | 00646 | 2946 | 2900.5 | 1967.2 | 92.9 | 118.05 | 46.8 | 0.45 | 539.2 | 2642 | 1751.7 | 110.3 | 127.7 | 44.32 | 0.48 | 387.62 | 2019 | 400 | 20 | 170 | 23247.7864 | 74 | 221112 | -105.3839 | 44.2879 | 5300 | 125 | 100 | 119&127&205 | 332 | N | Subbituminous | Y | N | N | 9999 | N |  | Coal Steam | 6804 | 6803.6899 | 12221
4158_B_BW43 | WY | 56009 | Dave Johnston | Dave Johnston | 6418211 | 72194713 | 4158 | BW43 | 4158 | BW43 | 00644 | 2844 | 1766.8 | 871.8 | 43.4 | 53.7 | 28.7 | 0 | 782.2 | 1516.09 | 773.68 | 56.19 | 72.31 | 24.36 | 0.34 | 774.32 | 2019 | 500 | 15 | 341 | 19261.8837 | 109 | 221112 | -105.7765 | 42.8381 | 3350 | 125 | 100 | 119&127&205 | 220 | N | Subbituminous | Y | N | N | 2027 | N |  | Coal Steam | 7985 | 7985.1592 | 11274
4158_B_BW44 | WY | 56009 | Dave Johnston | Dave Johnston | 6418211 | 72194813 | 4158 | BW44 | 4158 | BW44 | 00644 | 2845 | 1732.3 | 1447.2 | 89.1 | 117.1 | 45.6 | 0 | 1282 | 1660.94 | 1475.43 | 90.33 | 129.26 | 40.94 | 0.46 | 1469.32 | 2019 | 250 | 23 | 127 | 11633.3168 | 28 | 221112 | -105.7771 | 42.8385 | 6020 | 125 | 100 | 119&127&205 | 330 | N | Subbituminous | Y | N | N | 2027 | N |  | Coal Steam | 8085 | 8084.8799 | 11341
4158_B_BW41 | WY | 56009 | Dave Johnston | Dave Johnston | 6418211 | 72195213 | 4158 | BW41 | 4158 | BW41 | 00644 | 2830 | 1499.5 | 2837.5 | 30.4 | 37.5 | 14.3 | 0 | 1759.7 | 1444.25 | 2407.33 | 14.26 | 17.62 | 14.3 | 0.16 | 870.7 | 2017 | 500 | 11 | 293 | 8838.0835 | 93 | 221112 | -105.7757 | 42.8375 | 1670 | 125 | 100 | 128 | 105 | N | Subbituminous | Y | N | N | 2027 | N |  | Coal Steam | 7698 | 7697.4795 | 11001
4158_B_BW42 | WY | 56009 | Dave Johnston | Dave Johnston | 6418211 | 72195413 | 4158 | BW42 | 4158 | BW42 | 00644 | 2843 | 1943.2 | 3370.4 | 27 | 34.5 | 17.1 | 0 | 1939.4 | 1694.45 | 2711.04 | 29.86 | 35.16 | 15.9 | 0.16 | 1643.32 | 2019 | 500 | 11 | 307 | 8933.1168 | 94 | 221112 | -105.7762 | 42.8378 | 1670 | 125 | 100 | 128 | 105 | N | Subbituminous | Y | N | N | 2027 | N |  | Coal Steam | 8595 | 8594.9102 | 10996
57703_G_01A | WY | 56021 | Cheyenne Prairie Generating Station | Cheyenne Prairie Generating Station | 17307411 | 120644813 | 57703 | CT01 | 57703 | 01A | 24912 | 11082 | 2.454 | 0.2 | 1.0045 | 1.0045 | 0.2009 | 1.105 | 0.352 | 3.888 | 0.3 | 3.3399 | 3.3399 | 1.67 | 2.041 | 0.655 | 2019 | 75.1 | 8.01 | 214 | 5158.0459 | 102.36 | 221112 | -104.721 | 41.1234 |  | 125 | 120 | 139&312 | 37 | N | Natural Gas | Y | N | N | 9999 | N | 57703_G_01A;57703_G_01C | Combined Cycle | 2009 | 2008.9501 | 8002
57703_G_01B | WY | 56021 | Cheyenne Prairie Generating Station | Cheyenne Prairie Generating Station | 17307411 | 120644913 | 57703 | CT02 | 57703 | 01B | 24912 | 11083 | 2.629 | 0.2 | 1.2225 | 1.2225 | 0.2445 | 0.489 | 0.575 | 4.93 | 0.4 | 3.3782 | 3.3782 | 2.1717 | 0.2413 | 0.999 | 2019 | 75.1 | 8.01 | 214 | 5158.0459 | 102.36 | 221112 | -104.721 | 41.1232 |  | 125 | 120 | 139&312 | 37 | N | Natural Gas | Y | N | N | 9999 | N |  | Combined Cycle | 2445 | 2444.5999 | 8002
57703_G_02A | WY | 56021 | Cheyenne Prairie Generating Station | Cheyenne Prairie Generating Station | 17307411 | 120645013 | 57703 | CT03 | 57703 | 02A | 24912 | 11084 | 0.279 | 0 | 0.06 | 0.06 | 0.006 | 0.054 | 0.055 | 0.307 |  | 0.24215 | 0.24215 | 0.0668 | 0.02505 | 0.1 | 2019 | 75.1 | 10.01 | 842 | 9734.0283 | 123.69 | 221112 | -104.7213 | 41.1225 |  | 125 | 120 | 139&312 | 37 | N | Natural Gas | Y | N | N | 9999 | N |  | Combustion Turbine | 120 | 119.55 | 10745
4162_B_3 | WY | 56023 | Naughton Plant | Naughton | 8419211 | 94466513 | 4162 | 3 | 4162 | 3 | 00647 | 2969 | 2544.9 | 2118.5 | 262.2 | 375.7 | 36.2 | 0.3 | 1455.1 | 277.83 | 195.11 | 15.38 | 23.84 | 3.48 | 0.25 | 179.22 | 2019 | 475.7 | 26.51 | 120 | 36578.534 | 66.27 | 221112 | -110.6062 | 41.7563 | 4930 | 125 | 100 | 128&141 | 330 | N | Subbituminous | Y | N | N | 2029 | N |  | Coal Steam | 8426 | 8425.6006 | 10804
4162_B_2 | WY | 56023 | Naughton Plant | Naughton | 8419211 | 94466813 | 4162 | 2 | 4162 | 2 | 00647 | 2968 | 1608.4 | 992.3 | 44.9 | 70 | 23.5 | 0.2 | 710.7 | 1789.72 | 1265.1 | 43.65 | 68.36 | 24.71 | 0.4 | 720.41 | 2019 | 475.7 | 18.01 | 122 | 15463.4336 | 60.7 | 221112 | -110.6062 | 41.7563 | 2850 | 125 | 100 | 141&205 | 201 | N | Subbituminous | Y | N | N | 2029 | N |  | Coal Steam | 7487 | 7486.8296 | 10956
4162_B_1 | WY | 56023 | Naughton Plant | Naughton | 8419211 | 94469013 | 4162 | 1 | 4162 | 1 | 00647 | 2967 | 1435.6 | 958.9 | 35 | 54.4 | 19.5 | 0.2 | 729.4 | 1459.43 | 1105.63 | 37.59 | 50.63 | 18.78 | 0.25 | 601.53 | 2019 | 475.7 | 16.01 | 122 | 11955.4835 | 59.38 | 221112 | -110.6062 | 41.7563 | 1620 | 125 | 100 | 141&205 | 156 | N | Subbituminous | Y | N | N | 2029 | N |  | Coal Steam | 8599 | 8598.9893 | 10983
6204_B_2 | WY | 56031 | Laramie River Station | Laramie River Station | 4207711 | 72228013 | 6204 | 2 | 6204 | 2 | 00085 | 858 | 2673.1 | 1326.7 | 35.919 | 86.2105 | 56.1726 | 28.304 | 469.1422 | 2674.8 | 1945.935 | 55.6668 | 133.6101 | 59.1371 | 29.7224 | 493.5414 | 2019 | 600 | 31.3 | 140 | 46166.8009 | 60 | 221112 | -104.8803 | 42.1089 | 7000 | 125 | 100 | 128&139&141&205 | 570 | N | Subbituminous | Y | N | N | 9999 | N |  | Coal Steam | 7454 | 7439.3794 | 10164
6204_B_3 | WY | 56031 | Laramie River Station | Laramie River Station | 4207711 | 72228213 | 6204 | 3 | 6204 | 3 | 00085 | 846 | 3524.8 | 3049.4 | 126.5265 | 325.3522 | 68.0418 | 34.1555 | 567.6561 | 3711.946 | 3103.276 | 108.7395 | 279.6138 | 72.5452 | 36.4272 | 605.2793 | 2019 | 600 | 28.4 | 170 | 39718.6174 | 62.7 | 221112 | -104.8803 | 42.1097 | 7600 | 125 | 100 | 119&128&139&205&26 | 570 | N | Subbituminous | Y | N | N | 9999 | N |  | Coal Steam | 8562 | 8554.5107 | 10137
6204_B_1 | WY | 56031 | Laramie River Station | Laramie River Station | 4207711 | 72228413 | 6204 | 1 | 6204 | 1 | 00085 | 857 | 2915.2 | 1669 | 22.9587 | 80.4332 | 53.8196 | 27.1154 | 449.4758 | 804.7 | 1083.1 | 28.134 | 98.5646 | 30.3842 | 15.4218 | 254.2955 | 2019 | 600 | 31.3 | 140 | 46166.8009 | 60 | 221112 | -104.8804 | 42.1081 | 7000 | 125 | 100 | 128&139&141&205&311 | 570 | N | Subbituminous | Y | N | N | 9999 | N |  | Coal Steam | 7691 | 7676.2803 | 10218
8066_B_BW73 | WY | 56037 | Jim Bridger Plant | Jim Bridger | 3962711 | 72208013 | 8066 | BW73 | 8066 | BW73 | 00645 | 2870 | 697.386 | 2067.6303 | 84.5525 | 125.293 | 44.7964 | 0.4993 | 1187.895 | 757.6 | 2136.9 | 106.2 | 165.3 | 47.0262 | 0.5 | 851.7 | 2019 | 500 | 24 | 114 | 33929.2018 | 75 | 221112 | -108.7819 | 41.738 | 7460 | 125 | 100 | 139&141&204&205 | 523 | N | Subbituminous | Y | N | N | 9999 | N |  | Coal Steam | 6537 | 6536.9399 | 10441
8066_B_BW74 | WY | 56037 | Jim Bridger Plant | Jim Bridger | 3962711 | 72208313 | 8066 | BW74 | 8066 | BW74 | 00645 | 2871 | 2429.4904 | 2065.8992 | 86.1683 | 147.321 | 44.3461 | 0.51521 | 928.1731 | 872.7 | 2254.2 | 169.1 | 234.1 | 51.0069 | 0.53 | 913.2 | 2019 | 500 | 31 | 94 | 33964.5447 | 45 | 221112 | -108.7819 | 41.738 | 7540 | 125 | 100 | 139&141&204&205 | 530 | N | Subbituminous | Y | N | N | 9999 | N |  | Coal Steam | 7092 | 7091.5303 | 10465
8066_B_BW72 | WY | 56037 | Jim Bridger Plant | Jim Bridger | 3962711 | 72209213 | 8066 | BW72 | 8066 | BW72 | 00645 | 2869 | 3195.164 | 2739.5058 | 120.8275 | 175.9487 | 55.6055 | 0.56498 | 1083.0835 | 2687.5 | 2432.5 | 96.1 | 156.2 | 47.0146 | 0.46 | 835.4 | 2017 | 500 | 24 | 114 | 33929.2018 | 75 | 221112 | -108.7819 | 41.738 | 7880 | 125 | 100 | 141&204&205 | 527 | N | Subbituminous | Y | N | N | 9999 | N |  | Coal Steam | 8553 | 8553.209 | 10396
8066_B_BW71 | WY | 56037 | Jim Bridger Plant | Jim Bridger | 3962711 | 72209613 | 8066 | BW71 | 8066 | BW71 | 00645 | 2868 | 3021.9297 | 2353.3061 | 106.3147 | 153.008 | 54.0335 | 0.61188 | 900.638 | 2794.59 | 2067.48 | 116.38 | 171.64 | 45.0286 | 0.51 | 665.47 | 2019 | 500 | 24 | 114 | 33929.2018 | 75 | 221112 | -108.7819 | 41.738 | 7880 | 125 | 100 | 141&204&205 | 531 | N | Subbituminous | Y | N | N | 9999 | N |  | Coal Steam | 8245 | 8245.4297 | 10373
55090_G_GEN1 | TB | 88181 | Stimson Lumber Company - Plummer Operation | Plummer Cogen | 8271811 | 104452113 |  |  | 55090 | GEN1 | 02 | BLR-1 | [7 empty] | 136.9 | 33.7 | 55.7 | 55.7 | 11.3 |  | 259.1 | 2017 | 90 | 7.42 | 150 | -1 | 31 | 321113 | -116.892 | 47.3293 |  | 135 | 100 |  | 5.8 | Y | Biomass | N | Y | N | 9999 | N |  | Biomass |  |  | 5415
55177_G_A | TB | 88604 | Calpine-South Point Energy Center | South Point Energy Center | 8264011 | 17613 | 55177 | A | 55177 | A | FM-OP 02-01 | E/U 01 | 3.662 | 0.237 | [5 empty] | 32.482 | 2.13 | [5 empty] | 2019 | 57.7 | 9.6 | 655 | 4695.2 | 64.9 | 221112 | -114.5338 | 34.8681 | 2150 | 125 | 140 | 139 | 180 | N | Natural Gas | Y | N | N | 9999 | N |  | Combined Cycle |  | 466.55 | 7949
55177_G_B | TB | 88604 | Calpine-South Point Energy Center | South Point Energy Center | 8264011 | 17713 | 55177 | B | 55177 | B | FM-OP 02-01 | E/U 02 | 0 | [6 empty] | 47.415 | 2.199 | [5 empty] | 2019 | 57.7 | 9.6 | 655 | 4695.2 | 64.9 | 221112 | -114.5338 | 34.8681 | 2150 | 125 | 140 | 139 | 180 | N | Natural Gas | N | N | N | 9999 | N |  | Combined Cycle |  |  | 7949
7790_B_1-1 | TB | 88687 | Bonanza | Bonanza | 6281811 | 15501913 | 7790 | 1-1 | 7790 | 1-1 |  |  | 5574.344 | 1305.028 | 446.5754 | 542.6835 | 47.7912 | 0 | 397.3847 | 5308.274 | 1422.133 | 514.097 | 624.7356 | 55.017 |  | 457.4677 | 2017 | 600 | 26 | 120 | 26550 | 50 | 221112 | -109.2855 | 40.0864 | 4280 | 125 | 100 | 129&17&24 | 458 | N | Bituminous | Y | N | N | 9999 | N |  | Coal Steam |  | 7618.5 | 9983
4941_B_1 | TB | 88780 | NAVAJO GENERATING STATION |  | 13606211 | 79759513 | 4941 | 1 |  |  | NN-ROP 05-06 | 1 | 4225.078 | 1401.013 | 775.0145 | 1153.067 | 67.5774 | 0 | 562.358 | 3725.364 | 928.295 | 625.8495 | 931.142 | 54.571 |  | 454.1225 | 2019 | 775 | 24.49 | 122 | 49926 | 106 | 221112 | -111.3892 | 36.905 | 7720 | 125 | 100 |  |  |  |  | Y | N | N |  | N |  |  |  | 8236.6387
4941_B_3 | TB | 88780 | NAVAJO GENERATING STATION |  | 13606211 | 79759613 | 4941 | 3 |  |  | NN-ROP 05-06 | 3 | 3965.392 | 1138.801 | 736.869 | 1096.318 | 64.2515 | 0 | 534.6795 | 3660.347 | 1063.207 | 620.6033 | 923.3365 | 54.1136 |  | 450.3158 | 2017 | 775 | 24.49 | 122 | 49926 | 106 | 221112 | -111.3892 | 36.905 | 7720 | 125 | 100 |  |  |  |  | Y | N | N |  | N |  |  |  | 8025.2407
4941_B_2 | TB | 88780 | NAVAJO GENERATING STATION |  | 13606211 | 79759713 | 4941 | 2 |  |  | NN-ROP 05-06 | 2 | 3816.781 | 1045.533 | 720.7885 | 1072.3985 | 62.8495 | 0 | 523.0135 | 3690.251 | 1060.803 | 658.3309 | 979.4679 | 57.4032 |  | 477.6913 | 2017 | 775 | 24.49 | 122 | 49926 | 106 | 221112 | -111.3892 | 36.905 | 7720 | 125 | 100 |  |  |  |  | Y | N | N |  | N |  |  |  | 7034.1597
2442_B_5 | TB | 88780 | Four Corners Power Plant | Four Corners | 7197711 | 79765113 | 2442 | 5 | 2442 | 5 | NN-ROP 05-07 | 005 | 8137.056 | 2013.352 | 391.2433 | 627.7125 | 48.617 | 0 | 404.6286 | 1412.67 | 820.983 | 556.2036 | 892.3754 | 69.1154 |  | 575.2322 | 2017 | 380 | 28.5 | 140 | 38276.35 | 60 | 221112 | -108.4779 | 36.6868 | 8260 | 125 | 100 |  | 770 | N | Subbituminous | Y | N | N | 9999 | N |  | Coal Steam |  | 5388.4004 | 9766
2442_B_4 | TB | 88780 | Four Corners Power Plant | Four Corners | 7197711 | 79766013 | 2442 | 4 | 2442 | 4 | NN-ROP 05-07 | 004 | 9216.418 | 2399.184 | 457.8415 | 734.563 | 56.8927 | 0 | 473.5055 | 1468.614 | 1062.063 | 641.8543 | 1029.794 | 79.7585 |  | 663.8131 | 2017 | 380 | 28.5 | 140 | 49999.96 | 78.377 | 221112 | -108.4779 | 36.6868 | 8460 | 125 | 100 |  | 770 | N | Subbituminous | Y | N | N | 9999 | N |  | Coal Steam |  | 5926.9307 | 9771