## needs_xref2022_08mar2024
NEEDS ID | State | FIPS | Facility Name | NEEDS Plant Name | EIS Facility ID | EIS Unit ID | ORIS Facility Code | ORIS Boiler ID | ORIS Facility Code NEEDS | ORIS Boiler ID NEEDS | Agency Facility ID | Agency Unit ID | 2022 CO tpy | 2022 NH3 tpy | 2022 NOX tpy | 2022 PM10 tpy | 2022 PM2_5 tpy | 2022 SO2 tpy | 2022 VOC tpy | Calc Year | Stk Height (ft) | Stk Diam (ft) | Stk Temp (ft) | Stk Flow (ft^3/sec) | Stk Vel (ft/s) | NAICS | Longitude | Latitude | Design Capacity (MW) | Fac Source Type | Unit Type Code | Control IDs | Capacity MW | Cogen Y/N | Modeled Fuels | CEMS (Y/N) | Flat Temporal (Y/N) | Partial Year Reporter(Y/N) | Retirement Year | CAMD Multi-Match (Y/N) | NEEDS Multimatch Units | Plant Type | Annual Avg Hours Year | CEMS Op Hours | Heatrate BTU/kWh
55271_G_GTG1 | AL | 01001 | Tenaska Alabama Partners LP | Tenaska Lindsay Hill Generating Station | 560011 | 48133813 | 55271 | CT1 | 55271 | GTG1 | 0008 | X001A | 72.2 | 3.289 | 31.6121 | 14.729 | 14.729 | 2.4277 | 8.052 | 2022 | 175 | 18 | 180 | 16313.3336 | 64.11 | 221112 | -86.7388 | 32.6534 | 2290 | 125 | 140 | 139 | 152 | N | Natural Gas, Distillate Fuel Oil | Y | N | N | 9999 | N | 55271_G_STG1;55271_G_GTG1 | Combined Cycle |  | 4562.2944 | 7325
55271_G_GTG2 | AL | 01001 | Tenaska Alabama Partners LP | Tenaska Lindsay Hill Generating Station | 560011 | 48133913 | 55271 | CT2 | 55271 | GTG2 | 0008 | X001B | 51.4 | 3.802 | 35.1673 | 14.435 | 14.435 | 2.7513 | 10.504 | 2022 | 175 | 18 | 180 | 16313.3336 | 64.11 | 221112 | -86.7388 | 32.6534 | 2290 | 125 | 140 |  | 152 | N | Natural Gas, Distillate Fuel Oil | Y | N | N | 9999 | N |  | Combined Cycle |  | 4895.3599 | 7325
55271_G_GTG3 | AL | 01001 | Tenaska Alabama Partners LP | Tenaska Lindsay Hill Generating Station | 560011 | 48134013 | 55271 | CT3 | 55271 | GTG3 | 0008 | X001C | 40.3 | 1.981 | 19.1468 | 12.675 | 12.675 | 1.4244 | 6.059 | 2022 | 175 | 18 | 180 | 16313.3336 | 64.11 | 221112 | -86.7388 | 32.6534 | 2290 | 125 | 140 |  | 152 | N | Natural Gas, Distillate Fuel Oil | Y | N | N | 9999 | N |  | Combined Cycle |  | 2714.5598 | 7325
55440_G_CTG1 | AL | 01001 | Alabama Power Company | Central Alabama Generating Station | 10708711 | 58649613 | 55440 | CTGDB1 | 55440 | CTG1 | 0009 | X001A | 1.3 | 34.1 | 41.8043 | 24.3 | 24.3 | 3.2067 | 4.3 | 2022 | 175 | 18 | 260 | 17193.3336 | 67.57 | 221112 | -86.7388 | 32.6489 | 2290 | 125 | 140 |  | 170.4 | N | Natural Gas, Distillate Fuel Oil | Y | N | N | 9999 | N |  | Combined Cycle |  | 6059 | 7396
55440_G_CTG2 | AL | 01001 | Alabama Power Company | Central Alabama Generating Station | 10708711 | 58649713 | 55440 | CTGDB2 | 55440 | CTG2 | 0009 | X001B | 1.4 | 37.37 | 46.1938 | 27.9 | 27.9 | 3.5288 | 4.7 | 2022 | 175 | 18 | 260 | 17193.3336 | 67.57 | 221112 | -86.7388 | 32.6489 | 2290 | 125 | 140 |  | 175.8 | N | Natural Gas, Distillate Fuel Oil | Y | N | N | 9999 | N |  | Combined Cycle |  | 6513 | 7396
55440_G_CTG3 | AL | 01001 | Alabama Power Company | Central Alabama Generating Station | 10708711 | 58649813 | 55440 | CTGDB3 | 55440 | CTG3 | 0009 | X001C | 1.4 | 35.94 | 48.2046 | 27.7 | 27.7 | 3.3825 | 4.5 | 2022 | 175 | 18 | 260 | 17193.3336 | 67.57 | 221112 | -86.7388 | 32.6489 | 2290 | 125 | 140 |  | 171.4 | N | Natural Gas, Distillate Fuel Oil | Y | N | N | 9999 | N |  | Combined Cycle |  | 6541.5 | 7396
7897_G_CT1A | AL | 01001 | Southern Power Company | E B Harris Electric Generating Plant | 10583111 | 52263713 | 7897 | 1A | 7897 | CT1A | 0010 | X001A | 32.8 | 9.18 | 58.5377 | 18.04 | 18.04 | 3.3148 | 16.4 | 2022 | 160 | 19 | 167 | 14504.7669 | 51.16 | 221112 | -86.5738 | 32.3817 | 2260 | 125 | 140 | 139 | 182.6 | N | Natural Gas | Y | N | N | 9999 | N |  | Combined Cycle |  | 6020.75 | 7138
7897_G_CT1B | AL | 01001 | Southern Power Company | E B Harris Electric Generating Plant | 10583111 | 52263813 | 7897 | 1B | 7897 | CT1B | 0010 | X001B | 31.65 | 8.87 | 58.6307 | 17.41 | 17.41 | 3.1953 | 5.27 | 2022 | 160 | 19 | 167 | 14504.7669 | 51.16 | 221112 | -86.5738 | 32.382 | 2260 | 125 | 140 |  | 182.6 | N | Natural Gas | Y | N | N | 9999 | N | 7897_G_ST1;7897_G_CT1B | Combined Cycle |  | 5719.25 | 7138
7897_G_CT2A | AL | 01001 | Southern Power Company | E B Harris Electric Generating Plant | 10583111 | 52263913 | 7897 | 2A | 7897 | CT2A |  |  | 38.55 | 10.83 | 57.8071 | 30.84 | 30.84 | 3.8239 | 12.85 |  | 160 | 19 | 167 | 14504.7669 | 51.16 | 221112 | -86.5739 | 32.3803 |  | 125 | 140 |  | 178.3 | N | Natural Gas | Y | N | N | 9999 | N |  | Combined Cycle |  | 6774 | 7138
7897_G_CT2B | AL | 01001 | Southern Power Company | E B Harris Electric Generating Plant | 10583111 | 52264013 | 7897 | 2B | 7897 | CT2B | 0010 | X001D | 51.88 | 10.94 | 56.4044 | 26.59 | 26.59 | 3.8547 | 45.39 | 2022 | 160 | 19 | 167 | 14504.7669 | 51.16 | 221112 | -86.5738 | 32.3806 | 2260 | 125 | 140 |  | 178.3 | N | Natural Gas | Y | N | N | 9999 | N | 7897_G_CT2B;7897_G_ST2 | Combined Cycle |  | 6803.75 | 7138
55409_G_CAL1 | AL | 01015 | Alabama Power Company | Calhoun Energy Center | 10569911 | 52269913 | 55409 | CT1 | 55409 | CAL1 | 0073 | X001A | 2.331 |  | 26.0799 | 9.484 | 9.484 | 0.4584 | 2.019 | 2022 | 100 | 18 | 1116 | 39824.3674 | 156.5 | 221112 | -85.9723 | 33.5881 | 1060 | 125 | 120 |  | 176 | N | Natural Gas, Distillate Fuel Oil | Y | N | N | 9999 | N |  | Combustion Turbine |  | 1019.0107 | 10808
55409_G_CAL2 | AL | 01015 | Alabama Power Company | Calhoun Energy Center | 10569911 | 52270013 | 55409 | CT2 | 55409 | CAL2 | 0073 | X001B | 0.748 |  | 20.4005 | 1.87 | 1.87 | 0.3253 | 1.09 | 2022 | 100 | 18 | 1116 | 39824.3674 | 156.5 | 221112 | -85.9723 | 33.5881 | 1060 | 125 | 120 |  | 176 | N | Natural Gas, Distillate Fuel Oil | Y | N | N | 9999 | N |  | Combustion Turbine |  | 723.5201 | 10808
55409_G_CAL3 | AL | 01015 | Alabama Power Company | Calhoun Energy Center | 10569911 | 52270113 | 55409 | CT3 | 55409 | CAL3 | 0073 | X001C | 0.403 |  | 21.468 | 2.919 | 2.919 | 0.3435 | 1.161 | 2022 | 100 | 18 | 1116 | 39824.3674 | 156.5 | 221112 | -85.9723 | 33.5881 | 1060 | 125 | 120 |  | 176 | N | Natural Gas, Distillate Fuel Oil | Y | N | N | 9999 | N |  | Combustion Turbine |  | 757.3102 | 10808
55409_G_CAL4 | AL | 01015 | Alabama Power Company | Calhoun Energy Center | 10569911 | 52270213 | 55409 | CT4 | 55409 | CAL4 | 0073 | X001D | 0.181 |  | 29.5898 | 3.287 | 3.287 | 0.4821 | 1.62 | 2022 | 100 | 18 | 1116 | 39824.3674 | 156.5 | 221112 | -85.9723 | 33.5881 | 1060 | 125 | 120 |  | 176 | N | Natural Gas, Distillate Fuel Oil | Y | N | N | 9999 | N |  | Combustion Turbine |  | 1071.5906 | 10808
47_G_GT1 | AL | 01033 | TVA | Colbert | 7212811 | 10817713 | 47 | CCT1 | 47 | GT1 | 0010 | X001 | 0.5338 |  | 9.1416 | 0.3092 | 0.3092 | 0.0792 | 0.04395 | 2022 | 31.8 | 12.7 | 940 | 18433.3337 | 144.98 | 221112 | -87.8469 | 34.7393 | 49 | 125 | 120 | 213 | 45.4 | N | Natural Gas, Distillate Fuel Oil | Y | N | N | 9999 | N |  | Combustion Turbine |  | 81 | 14637
47_G_GT2 | AL | 01033 | TVA | Colbert | 7212811 | 10817213 | 47 | CCT2 | 47 | GT2 |  |  | 0.533 |  | 9.1264 | 0.3087 | 0.3087 | 0.0766 | 0.04388 |  | 31.8 | 12.7 | 940 | 18433.3337 | 144.98 | 221112 | -87.8469 | 34.7393 |  | 125 | 120 |  | 45.4 | N | Natural Gas, Distillate Fuel Oil | Y | N | N | 9999 | N |  | Combustion Turbine |  | 82 | 14638
47_G_GT3 | AL | 01033 | TVA | Colbert | 7212811 | 10817813 | 47 | CCT3 | 47 | GT3 | 0010 | X003 | 0.5367 |  | 9.1879 | 0.3108 | 0.3108 | 0.0722 | 0.04419 | 2022 | 31.8 | 12.7 | 940 | 18433.3337 | 144.98 | 221112 | -87.8469 | 34.7393 | 49 | 125 | 120 |  | 45.4 | N | Natural Gas, Distillate Fuel Oil | Y | N | N | 9999 | N |  | Combustion Turbine |  | 82 | 14638
47_G_GT4 | AL | 01033 | TVA | Colbert | 7212811 | 10817913 | 47 | CCT4 | 47 | GT4 | 0010 | X004 | 0.3696 |  | 6.336 | 0.2141 | 0.2141 | 0.0678 | 0.03043 | 2022 | 31.8 | 12.7 | 940 | 18433.3337 | 144.98 | 221112 | -87.8469 | 34.7393 | 49 | 125 | 120 |  | 45.4 | N | Natural Gas, Distillate Fuel Oil | Y | N | N | 9999 | N |  | Combustion Turbine |  | 57 | 14638
47_G_GT5 | AL | 01033 | TVA | Colbert | 7212811 | 10818013 | 47 | CCT5 | 47 | GT5 | 0010 | X005 | 0.7333 |  | 12.8679 | 0.4247 | 0.4247 | 0.7493 | 0.06038 | 2022 | 31.8 | 12.7 | 940 | 18433.3337 | 144.98 | 221112 | -87.8469 | 34.7393 | 49 | 125 | 120 |  | 45.4 | N | Natural Gas, Distillate Fuel Oil | Y | N | N | 9999 | N |  | Combustion Turbine |  | 102 | 14638
47_G_GT6 | AL | 01033 | TVA | Colbert | 7212811 | 10818113 | 47 | CCT6 | 47 | GT6 | 0010 | X006 | 1.0306 |  | 19.5902 | 0.5969 | 0.5969 | 4.2018 | 0.08485 | 2022 | 31.8 | 12.7 | 940 | 18433.3337 | 144.98 | 221112 | -87.8469 | 34.7393 | 49 | 125 | 120 |  | 45.4 | N | Natural Gas, Distillate Fuel Oil | Y | N | N | 9999 | N |  | Combustion Turbine |  | 138 | 14638
47_G_GT7 | AL | 01033 | TVA | Colbert | 7212811 | 10817413 | 47 | CCT7 | 47 | GT7 |  |  | 1.1557 |  | 20.0973 | 0.6693 | 0.6693 | 0.8137 | 0.09515 |  | 31.8 | 12.7 | 940 | 18433.3337 | 144.98 | 221112 | -87.8469 | 34.7393 |  | 125 | 120 |  | 45.4 | N | Natural Gas, Distillate Fuel Oil | Y | N | N | 9999 | N |  | Combustion Turbine |  | 151 | 14638
47_G_GT8 | AL | 01033 | TVA | Colbert | 7212811 | 10817513 | 47 | CCT8 | 47 | GT8 | 0010 | X008 | 1.185 |  | 20.2535 | 0.6864 | 0.6864 | 0.082 | 0.09757 | 2022 | 31.8 | 12.7 | 940 | 18433.3337 | 144.98 | 221112 | -87.8469 | 34.7393 | 49 | 125 | 120 |  | 45.4 | N | Natural Gas, Distillate Fuel Oil | Y | N | N | 9999 | N |  | Combustion Turbine |  | 154 | 14638
533_G_4 | AL | 01039 | PowerSouth Energy Cooperative Inc | McWilliams | 967611 | 47843913 | 533 | **4 | 533 | 4 | 0001 | X004 | 3.8 |  | 74.5203 | 11.1 | 11.1 | 1.0698 | 3.53 | 2022 | 112 | 17 | 438 | 18720.0003 | 82.47 | 221112 | -86.4741 | 31.4 | 1380 | 125 | 140 |  | 109 | N | Natural Gas, Distillate Fuel Oil | Y | N | N | 9999 | N | 533_G_4;533_G_2;533_G_3;533_G_1 | Combined Cycle |  | 3242.4883 | 7534
533_G_VAN1 | AL | 01039 | PowerSouth Energy Cooperative Inc | McWilliams | 967611 | 47844013 | 533 | **V1 | 533 | VAN1 | 0001 | X006A | 28.9 |  | 69.8056 | 40.6 | 40.6 | 3.6011 | 12.9 | 2022 | 150 | 18 | 190 | 17233.3336 | 67.72 | 221112 | -86.4741 | 31.4 | 166 | 125 | 140 |  | 171 | N | Natural Gas | Y | N | N | 9999 | N | 533_G_VAN1;533_G_VAN3 | Combined Cycle |  | 7614.3394 | 7534
533_G_VAN2 | AL | 01039 | PowerSouth Energy Cooperative Inc | McWilliams | 967611 | 47844113 | 533 | **V2 | 533 | VAN2 | 0001 | X006B | 33.2 |  | 70.1261 | 41.5 | 41.5 | 3.6723 | 13.2 | 2022 | 150 | 18 | 190 | 17233.3336 | 67.72 | 221112 | -86.4741 | 31.4 | 166 | 125 | 140 |  | 168 | N | Natural Gas | Y | N | N | 9999 | N |  | Combined Cycle |  | 7717.6396 | 7534
7_B_1 | AL | 01055 | Alabama Power - Gadsden |  | 1021011 | 47695513 | 7 | 1 |  |  | 0002 | X001 | 0.25 |  | 0.7788 | 0.08 | 0.08 | 0.0057 | 0.05 | 2022 | 300 | 15 | 343 | -1 | 49 | 221112 | -85.97 | 34.0127 | 805 | 125 | 100 |  |  |  |  | Y | N | N |  | N | 7_B_1;7_G_1 |  |  | 98
7_B_2 | AL | 01055 | Alabama Power - Gadsden |  | 1021011 | 47695413 | 7 | 2 |  |  | 0002 | X002 | 0 |  | 0 | 0 | 0 | 0 | 0 | 2022 | 300 | 15 | 343 | -1 | 49 | 221112 | -85.97 | 34.0127 | 805 | 125 | 100 |  |  |  |  | N | N | N |  | N | 7_B_2;7_G_2
10_G_GT10 | AL | 01063 | Alabama Power Company | Greene County | 1036811 | 47691513 | 10 | CT10 | 10 | GT10 | 0001 | X011 | 6 |  | 14.6054 | 0.45948 | 0.45948 | 0.796 | 0.3 | 2022 | 56 | 12.9 | 1000 | 28333.3339 | 216.78 | 221112 | -87.7887 | 32.6037 | 80 | 125 | 120 |  | 85 | N | Natural Gas, Distillate Fuel Oil | Y | N | N | 9999 | N |  | Combustion Turbine |  | 433 | 13956
10_G_GT2 | AL | 01063 | Alabama Power Company | Greene County | 1036811 | 47691413 | 10 | CT2 | 10 | GT2 |  |  | 0.45 |  | 1.0839 | 0.04376 | 0.04376 | 0.1694 | 0.02 |  | 56 | 12.9 | 1000 | 28333.3339 | 216.78 | 221112 | -87.7854 | 32.6021 |  | 125 | 120 |  | 84 | N | Natural Gas, Distillate Fuel Oil | Y | N | N | 9999 | N |  | Combustion Turbine |  | 36.75 | 13956
10_G_GT3 | AL | 01063 | Alabama Power Company | Greene County | 1036811 | 47690813 | 10 | CT3 | 10 | GT3 | 0001 | X004 | 2.03 |  | 3.6991 | 0.17504 | 0.17504 | 0.5968 | 0.06 | 2022 | 56 | 12.9 | 1000 | 28333.3339 | 216.78 | 221112 | -87.7858 | 32.6023 | 80 | 125 | 120 |  | 82 | N | Natural Gas, Distillate Fuel Oil | Y | N | N | 9999 | N |  | Combustion Turbine |  | 114.25 | 13956
10_G_GT4 | AL | 01063 | Alabama Power Company | Greene County | 1036811 | 47691013 | 10 | CT4 | 10 | GT4 | 0001 | X005 | 3.04 |  | 7.2392 | 0.26256 | 0.26256 | 0.5385 | 0.14 | 2022 | 56 | 12.9 | 1000 | 28333.3339 | 216.78 | 221112 | -87.7868 | 32.6028 | 80 | 125 | 120 |  | 81 | N | Natural Gas, Distillate Fuel Oil | Y | N | N | 9999 | N |  | Combustion Turbine |  | 208.75 | 13956
10_G_GT5 | AL | 01063 | Alabama Power Company | Greene County | 1036811 | 47691713 | 10 | CT5 | 10 | GT5 | 0001 | X006 | 0.93 |  | 2.3926 | 0.04376 | 0.04376 |  | 0.06 | 2022 | 56 | 12.9 | 1000 | 28333.3339 | 216.78 | 221112 | -87.7871 | 32.6029 | 80 | 125 | 120 |  | 82 | N | Natural Gas, Distillate Fuel Oil | Y | N | N | 9999 | N |  | Combustion Turbine |  | 88.5 | 13956
10_G_GT6 | AL | 01063 | Alabama Power Company | Greene County | 1036811 | 47691813 | 10 | CT6 | 10 | GT6 | 0001 | X007 | 3.74 |  | 8.4903 | 0.30632 | 0.30632 | 0.8863 | 0.17 | 2022 | 56 | 12.9 | 1000 | 28333.3339 | 216.78 | 221112 | -87.7875 | 32.6031 | 80 | 125 | 120 |  | 81 | N | Natural Gas, Distillate Fuel Oil | Y | N | N | 9999 | N |  | Combustion Turbine |  | 255 | 13956
10_G_GT7 | AL | 01063 | Alabama Power Company | Greene County | 1036811 | 47691113 | 10 | CT7 | 10 | GT7 | 0001 | X008 | 4.26 |  | 10.4345 | 0.3282 | 0.3282 | 0.4356 | 0.22 | 2022 | 56 | 12.9 | 1000 | 28333.3339 | 216.78 | 221112 | -87.7878 | 32.6032 | 80 | 125 | 120 |  | 80 | N | Natural Gas, Distillate Fuel Oil | Y | N | N | 9999 | N |  | Combustion Turbine |  | 300.25 | 13956
10_G_GT8 | AL | 01063 | Alabama Power Company | Greene County | 1036811 | 47691913 | 10 | CT8 | 10 | GT8 | 0001 | X009 | 3.41 |  | 8.514 | 0.28444 | 0.28444 | 0.4738 | 0.16 | 2022 | 56 | 12.9 | 1000 | 28333.3339 | 216.78 | 221112 | -87.7881 | 32.6034 | 80 | 125 | 120 |  | 83 | N | Natural Gas, Distillate Fuel Oil | Y | N | N | 9999 | N |  | Combustion Turbine |  | 221.5 | 13956
10_G_GT9 | AL | 01063 | Alabama Power Company | Greene County | 1036811 | 47691213 | 10 | CT9 | 10 | GT9 |  |  | 0.73 |  | 1.87 | 0.06564 | 0.06564 | 0.1296 | 0.03 |  | 56 | 12.9 | 1000 | 28333.3339 | 216.78 | 221112 | -87.7884 | 32.6035 |  | 125 | 120 |  | 82 | N | Natural Gas, Distillate Fuel Oil | Y | N | N | 9999 | N |  | Combustion Turbine |  | 53.25 | 13956
10_B_1 | AL | 01063 | Alabama Power Company | Greene County | 1036811 | 47690913 | 10 | 1 | 10 | 1 | 0001 | X001 | 277.24 |  | 405.5082 | 23.15 | 23.15 | 1.7555 | 12.32 | 2022 | 500 | 24.25 | 308 | -1 | 65.03 | 221112 | -87.7824 | 32.6012 | 2440 | 125 | 100 |  | 258 | N | Natural Gas | Y | N | N | 2025 | N |  | O/G Steam |  | 6409.75 | 10471
10_B_2 | AL | 01063 | Alabama Power Company | Greene County | 1036811 | 47691613 | 10 | 2 | 10 | 2 | 0001 | X002 | 272.58 |  | 386.6052 | 22.75 | 22.75 | 1.6626 | 12.11 | 2022 | 500 | 24.25 | 308 | -1 | 65.03 | 221112 | -87.7824 | 32.6012 | 2510 | 125 | 100 |  | 258 | N | Natural Gas | Y | N | N | 2026 | N |  | O/G Steam |  | 7157 | 10306
6002_B_1 | AL | 01073 | ALABAMA POWER COMPANY (MILLER POWER PLANT) | James H Miller Jr | 1003111 | 62941313 | 6002 | 1 | 6002 | 1 | 010730011 | 101 | 1011.474 | 1.81 | 2036.5956 | 62.0424 | 37.2704 | 260.0085 | 118.0053 | 2022 | 707 | 25 | 276 | 35961.2507 | 74 | 221112 | -87.0598 | 33.632 | 11800 | 125 | 100 |  | 688 | N | Subbituminous | Y | N | N | 9999 | N |  | Coal Steam |  | 8756.75 | 10102
6002_B_2 | AL | 01073 | ALABAMA POWER COMPANY (MILLER POWER PLANT) | James H Miller Jr | 1003111 | 62941413 | 6002 | 2 | 6002 | 2 | 010730011 | 102 | 1069.872 | 0.08 | 2113.9878 | 83.1178 | 43.8709 | 259.7663 | 124.8184 | 2022 | 707 | 25 | 280 | 36319.0007 | 74 | 221112 | -87.0598 | 33.632 | 10100 | 125 | 100 |  | 693 | N | Subbituminous | Y | N | N | 9999 | N |  | Coal Steam |  | 8753.25 | 10098
6002_B_3 | AL | 01073 | ALABAMA POWER COMPANY (MILLER POWER PLANT) | James H Miller Jr | 1003111 | 62941513 | 6002 | 3 | 6002 | 3 | 010730011 | 103 | 893.7807 | 0.15 | 1784.7712 | 27.4287 | 14.4827 | 338.6232 | 104.2744 | 2022 | 700 | 25 | 277 | 32934.8339 | 67.0672 | 221112 | -87.059 | 33.6334 | 9490 | 125 | 100 |  | 693 | N | Subbituminous | Y | N | N | 9999 | N |  | Coal Steam |  | 7584 | 10001
6002_B_4 | AL | 01073 | ALABAMA POWER COMPANY (MILLER POWER PLANT) | James H Miller Jr | 1003111 | 62941613 | 6002 | 4 | 6002 | 4 | 010730011 | 104 | 906.1599 | 0.25 | 1575.3866 | 27.8224 | 14.6953 | 237.7952 | 105.7187 | 2022 | 700 | 25 | 319 | 40612.6008 | 82.7 | 221112 | -87.059 | 33.6334 | 11500 | 125 | 100 |  | 704 | N | Subbituminous | Y | N | N | 9999 | N |  | Coal Steam |  | 7546.25 | 10011
55138_G_UN1 | AL | 01081 | Walton Discover Power Facility | Walton Discover Power Facility | 953311 | 47374313 | 55138 | 1A | 55138 | UN1 |  |  | 0.1 |  | 0.0963 | 0.001785 | 0.001785 | 0.0002 | 0.000568 |  | 47 | 11 | 800 | 12960.1669 | 136.44 | 221112 | -85.0386 | 32.5411 |  | 125 | 120 |  | 50 | N | Natural Gas | Y | N | N | 9999 | N |  | Combustion Turbine |  | 2.22 | 12001
55138_G_UN2 | AL | 01081 | Walton Discover Power Facility | Walton Discover Power Facility | 953311 | 47374113 | 55138 | 2A | 55138 | UN2 | 0030 | X001-2A |  |  |  | 0.001677 | 0.001677 | 0.0002 | 0.000533 | 2022 | 47 | 11 | 800 | 12960.1669 | 136.44 | 221112 | -85.0386 | 32.5411 | 415 | 125 | 120 |  | 50 | N | Natural Gas | Y | N | N | 9999 | N |  | Combustion Turbine |  | 2.02 | 12002
7710_G_CT1A | AL | 01081 | Southern Power Company | H Allen Franklin Combined Cycle | 953511 | 47373413 | 7710 | 1A | 7710 | CT1A | 0036 | X001-1A | 116.36 | 12.53 | 61.1222 | 31.13 | 31.13 | 4.4293 | 8.15 | 2022 | 142 | 16.75 | 182 | 15234.1836 | 69.14 | 221112 | -85.0958 | 32.6072 | 2120 | 125 | 140 |  | 177.5 | N | Natural Gas | Y | N | N | 9999 | N |  | Combined Cycle |  | 8290.5 | 7068
7710_G_CT1B | AL | 01081 | Southern Power Company | H Allen Franklin Combined Cycle | 953511 | 47373513 | 7710 | 1B | 7710 | CT1B | 0036 | X001-1B | 60.36 | 12.59 | 62.1248 | 49.18 | 49.18 | 4.4564 | 20.12 | 2022 | 142 | 16.75 | 182 | 15234.1836 | 69.14 | 221112 | -85.0961 | 32.6072 | 2120 | 125 | 140 |  | 177.5 | N | Natural Gas | Y | N | N | 9999 | N | 7710_G_CT1B;7710_G_ST1 | Combined Cycle |  | 8251 | 7068
7710_G_CT2A | AL | 01081 | Southern Power Company | H Allen Franklin Combined Cycle | 953511 | 83316413 | 7710 | 2A | 7710 | CT2A | 0036 | X001-2A | 34.44 | 11.64 | 56.4827 | 26.87 | 26.87 | 4.104 |  | 2022 | 160 | 19 | 167 | 14504.7669 | 51.16 | 221112 | -85.0974 | 32.6072 | 2120 | 125 | 140 |  | 177.8 | N | Natural Gas | Y | N | N | 9999 | N |  | Combined Cycle |  | 7088 | 7068
7710_G_CT2B | AL | 01081 | Southern Power Company | H Allen Franklin Combined Cycle | 953511 | 83316513 | 7710 | 2B | 7710 | CT2B | 0036 | X001-2B | 30.93 | 13.06 | 64.0649 | 30.15 | 30.15 | 4.6233 |  | 2022 | 160 | 19 | 167 | 14504.7669 | 51.16 | 221112 | -85.0977 | 32.6072 | 2120 | 125 | 140 |  | 177.8 | N | Natural Gas | Y | N | N | 9999 | N | 7710_G_CT2B;7710_G_ST2 | Combined Cycle |  | 8161 | 7068
7710_G_CT3A | AL | 01081 | Southern Power Company | H Allen Franklin Combined Cycle | 953511 | 83316613 | 7710 | 3A | 7710 | CT3A | 0036 | X001-3A | 57.4 | 9.69 | 52.4717 | 28.12 | 28.12 | 3.4038 | 17.22 | 2022 | 160 | 19 | 167 | 14504.7669 | 51.16 | 221112 | -85.0993 | 32.6072 | 2120 | 125 | 140 |  | 182.6 | N | Natural Gas | Y | N | N | 9999 | N |  | Combined Cycle |  | 6276.75 | 7068
7710_G_CT3B | AL | 01081 | Southern Power Company | H Allen Franklin Combined Cycle | 953511 | 83316713 | 7710 | 3B | 7710 | CT3B | 0036 | X001-3B | 46.33 | 9.78 | 54.6354 | 22.59 | 22.59 | 3.4583 | 17.38 | 2022 | 160 | 19 | 167 | 14504.7669 | 51.16 | 221112 | -85.0989 | 32.6072 | 2120 | 125 | 140 |  | 182.6 | N | Natural Gas | Y | N | N | 9999 | N | 7710_G_CT3B;7710_G_ST3 | Combined Cycle |  | 6438.25 | 7068
55138_G_UN1B | AL | 01081 | Walton Discover Power Facility |  | 953311 | 47374213 | 55138 | 1B |  |  | 0030 | X001-1B | 0.4 |  | 0.0754 | 0.001855 | 0.001855 | 0.0002 | 0.00059 | 2022 | 47 | 11 | 800 | 12960.1669 | 136.44 | 221112 | -85.0386 | 32.5411 | 415 | 125 | 120 |  |  |  |  | Y | N | N |  | N |  |  |  | 2.18
55138_G_UN2B | AL | 01081 | Walton Discover Power Facility |  | 953311 | 47374013 | 55138 | 2B |  |  | 0030 | X001-2B | 0.1 |  |  | 0.000826 | 0.000826 | 0.0001 | 0.000263 | 2022 | 47 | 11 | 800 | 12960.1669 | 136.44 | 221112 | -85.0386 | 32.5411 | 415 | 125 | 120 |  |  |  |  | Y | N | N |  | N |  |  |  | 0.95
7698_G_1 | AL | 01085 | SABIC Innovative Plastics US LLC | General Electric Plastic | 1020111 | 47700413 | 7698 | CC1 | 7698 | 1 | 0008 | X016 | 218.7 | 8.58 | 82.2943 | 42.6 | 42.6 | 1.5385 | 14.7 | 2022 | 105 | 16 | 279 | 11834.7335 | 58.89 | 325211 | -86.5213 | 32.3094 | 1360 | 173 | 140 |  | 74 | Y | Natural Gas | Y | N | N | 9999 | N |  | Combined Cycle |  | 7530.5 | 5500
3_B_1 | AL | 01097 | Alabama Power Company | Barry | 1056111 | 47671513 | 3 | 1 | 3 | 1 | 1001 | X001 | 8.09 |  | 28.5475 | 2.53 | 2.53 | 0.1741 | 1.68 | 2022 | 600 | 25.66 | 300 | 14520.9336 | 28.08 | 221112 | -88.0126 | 31.0062 | 1370 | 125 | 100 |  | 80 | N | Natural Gas | Y | N | N | 9999 | N |  | O/G Steam |  | 1525.25 | 11267
3_B_2 | AL | 01097 | Alabama Power Company | Barry | 1056111 | 47671213 | 3 | 2 | 3 | 2 | 1001 | X002 | 9.4 |  | 32.4159 | 2.93 | 2.93 | 0.214 | 1.96 | 2022 | 600 | 25.66 | 300 | 14520.9336 | 28.08 | 221112 | -88.0126 | 31.0062 | 1380 | 125 | 100 |  | 80 | N | Natural Gas | Y | N | N | 9999 | N |  | O/G Steam |  | 1624.75 | 11291
3_B_4 | AL | 01097 | Alabama Power Company | Barry | 1056111 | 47671413 | 3 | 4 | 3 | 4 | 1001 | X004 | 30.61 | 0.005 | 244.102 | 15 | 9 | 813.1117 | 5.2 | 2022 | 600 | 13.69 | 298 | -1 | 135.63 | 221112 | -88.0113 | 31.007 | 3770 | 125 | 100 |  | 362 | N | Natural Gas | Y | N | N | 9999 | N |  | O/G Steam |  | 1418.25 | 10088
3_B_5 | AL | 01097 | Alabama Power Company | Barry | 1056111 | 47671613 | 3 | 5 | 3 | 5 | 1001 | X005 | 563.01 | 1.12 | 1377.4849 | 110 | 55 | 517.3699 | 65.68 | 2022 | 600 | 31 | 137 | -1 | 60 | 221112 | -88.0106 | 31.0073 | 6980 | 125 | 100 |  | 756 | N | Bituminous | Y | N | N | 9999 | N |  | Coal Steam |  | 6618.5 | 10141
3_G_A1CT | AL | 01097 | Alabama Power Company | Barry | 1056111 | 47671913 | 3 | 6A | 3 | A1CT | 1001 | X006A | 35.82 | 41.01 | 59.958 | 55 | 55 | 4.3468 | 21.49 | 2022 | 121 | 16.8 | 184 | -1 | 81.4 | 221112 | -88.0197 | 31.0011 | 1200 | 125 | 140 |  | 184.4 | N | Natural Gas | Y | N | N | 9999 | N | 3_G_A1CT;3_G_A1ST | Combined Cycle |  | 8188.5 | 7050
3_G_A1CT2 | AL | 01097 | Alabama Power Company | Barry | 1056111 | 47672013 | 3 | 6B | 3 | A1CT2 | 1001 | X006B | 37.27 | 42.66 | 62.3708 | 59 | 59 | 4.4838 | 22.36 | 2022 | 121 | 16.8 | 184 | -1 | 81.4 | 221112 | -88.0196 | 31.0008 | 1200 | 125 | 140 |  | 184.4 | N | Natural Gas | Y | N | N | 9999 | N |  | Combined Cycle |  | 8256.75 | 7050
3_G_A2C1 | AL | 01097 | Alabama Power Company | Barry | 1056111 | 47671713 | 3 | 7A | 3 | A2C1 | 1001 | X006C | 36.02 | 51.06 | 60.5543 | 87 | 87 | 4.3665 | 21.61 | 2022 | 121 | 16.8 | 184 | -1 | 81.4 | 221112 | -88.0201 | 31.0024 | 1200 | 125 | 140 |  | 186.2 | N | Natural Gas | Y | N | N | 9999 | N | 3_G_A2ST;3_G_A2C1 | Combined Cycle |  | 8067.25 | 7050
3_G_A2C2 | AL | 01097 | Alabama Power Company | Barry | 1056111 | 47671813 | 3 | 7B | 3 | A2C2 | 1001 | X006D | 36.61 | 51.89 | 62.3461 | 59 | 59 | 4.3986 | 21.97 | 2022 | 121 | 16.8 | 184 | -1 | 81.4 | 221112 | -88.02 | 31.0021 | 2130 | 125 | 140 |  | 186.2 | N | Natural Gas | Y | N | N | 9999 | N |  | Combined Cycle |  | 7933.25 | 7050
55241_G_CT01 | AL | 01097 | Hog Bayou Energy Center | Hog Bayou Energy Center | 10560211 | 52352413 | 55241 | COG01 | 55241 | CT01 | 8066 | X001 | 19.4 | 81.4 | 51.4268 | 50.57 | 50.57 | 3.5154 | 2.457 | 2022 | 210 | 19.2 | 196 | 18583.3337 | 64.5 | 221112 | -88.0573 | 30.7483 | 178 | 125 | 140 |  | 155 | N | Natural Gas | Y | N | N | 9999 | N | 55241_G_CT01;55241_G_ST01 | Combined Cycle |  | 7649.48 | 7511
7721_G_1 | AL | 01097 | Theodore Cogeneration | Theodore Cogen Facility | 1062911 | 47282613 | 7721 | CC1 | 7721 | 1 |  |  |  | 8.78 | 33.8136 | 83.48 | 83.48 | 3.2374 |  |  | 122 | 17.25 | 195 | -1 | 70.5 | 221112 | -88.129 | 30.525 |  | 125 | 140 |  | 166.3 | Y | Natural Gas | Y | N | N | 9999 | N |  | Combined Cycle |  | 8412.25 | 5500
54429_B_PB2 | AL | 01099 | GP Cellulose Alabama River Cellulose LLC | Alabama Pine Pulp | 1019211 | 47713213 |  |  | 54429 | PB2 | 0010 | X017 | 38.15 | 0.006 | 28.542 | 3.903 | 3.603 | 0.065 | 0.909 | 2022 | 375 | 14 | 400 | -1 | 83.76 | 322110 | -87.49 | 31.5819 | 266 | 133 | 100 |  | 34 | Y | Non-Fossil Waste | N | Y | N | 9999 | N |  | Non-Fossil Waste |  |  | 11843
54429_B_RB2 | AL | 01099 | GP Cellulose Alabama River Cellulose LLC | Alabama Pine Pulp | 1019211 | 47712613 |  |  | 54429 | RB2 | 0010 | X012 | 391.05 |  | 628.494 | 102.769 | 82.827 | 1.826 | 24.083 | 2022 | 375 | 14 | 400 | -1 | 83.76 | 322110 | -87.49 | 31.5819 | 1680 | 133 | 200 |  | 34 | Y | Non-Fossil Waste | N | Y | N | 9999 | N |  | Non-Fossil Waste |  |  | 11843
10216_B_RB1 | AL | 01099 | GP Cellulose Alabama River Cellulose LLC | Alabama River Pulp | 1019211 | 47714113 |  |  | 10216 | RB1 | 0010 | X001 | 129.471 |  | 896.682 | 202.478 | 149.416 | 3.518 | 14.534 | 2022 | 250 | 14 | 381 | -1 | 68.09 | 322110 | -87.49 | 31.5819 | 1380 | 133 | 200 |  | 21.8 | Y | Non-Fossil Waste | N | Y | N | 9999 | N |  | Non-Fossil Waste |  |  | 11843
55292_G_CTG1 | AL | 01103 | Decatur Energy Center LLC | Decatur Energy Center | 7916011 | 3536613 | 55292 | CTG-1 | 55292 | CTG1 | 0079 | X001A | 6.02 | 11.33 | 29.5845 | 22.09 | 22.09 | 1.9917 | 0.007 | 2022 | 150 | 19 | 190 | 11626.6668 | 41.01 | 221112 | -87.0211 | 34.6289 | 2340 | 125 | 140 |  | 180 | N | Natural Gas | Y | N | N | 9999 | N | 55292_G_STG1;55292_G_CTG1 | Combined Cycle |  | 4895.1011 | 7886
55292_G_CTG2 | AL | 01103 | Decatur Energy Center LLC | Decatur Energy Center | 7916011 | 3536713 | 55292 | CTG-2 | 55292 | CTG2 | 0079 | X001B | 37.64 | 11.72 | 31.0797 | 23 | 23 | 2.072 | 0.209 | 2022 | 150 | 19 | 190 | 11626.6668 | 41.01 | 221112 | -87.0211 | 34.6289 | 2340 | 125 | 140 |  | 180 | N | Natural Gas | Y | N | N | 9999 | N |  | Combined Cycle |  | 5054.9604 | 7886
55292_G_CTG3 | AL | 01103 | Decatur Energy Center LLC | Decatur Energy Center | 7916011 | 83264213 | 55292 | CTG-3 | 55292 | CTG3 |  |  | 134.49 | 11.46 | 29.9621 | 22.359 | 22.359 | 2.0101 | 7.792 |  | 150 | 19 | 190 | 11626.6668 | 41.01 | 221112 | -87.0211 | 34.6289 |  | 125 | 140 |  | 180 | N | Natural Gas | Y | N | N | 9999 | N |  | Combined Cycle |  | 4947.9512 | 7886
55293_G_CTG1 | AL | 01103 | Morgan Energy Center LLC | Morgan Energy Center | 10552611 | 52214513 | 55293 | CT-1 | 55293 | CTG1 | 0080 | X001A | 9.4 | 35.7 | 47.8166 | 9.1 | 9.1 | 3.7555 |  | 2022 | 150 | 19 | 190 | 11616.6668 | 41 | 221112 | -87.0625 | 34.64 | 2340 | 125 | 140 |  | 161 | Y | Natural Gas | Y | N | N | 9999 | N |  | Combined Cycle |  | 7376.6797 | 7062
55293_G_CTG2 | AL | 01103 | Morgan Energy Center LLC | Morgan Energy Center | 10552611 | 52214613 | 55293 | CT-2 | 55293 | CTG2 | 0080 | X001B | 6.4 | 36.8 | 49.5678 | 9.4 | 9.4 | 3.859 | 4.164 | 2022 | 150 | 19 | 190 | 11616.6668 | 41 | 221112 | -87.0625 | 34.64 | 2340 | 125 | 140 |  | 161 | Y | Natural Gas | Y | N | N | 9999 | N |  | Combined Cycle |  | 7513.7202 | 7062
55293_G_CTG3 | AL | 01103 | Morgan Energy Center LLC | Morgan Energy Center | 10552611 | 52214713 | 55293 | CT-3 | 55293 | CTG3 | 0080 | X001C | 6.9 | 38.3 | 50.1721 | 9.7 | 9.7 | 4.0164 | 4.339 | 2022 | 150 | 19 | 190 | 11616.6668 | 41 | 221112 | -87.0625 | 34.64 | 2340 | 125 | 140 |  | 161 | Y | Natural Gas | Y | N | N | 9999 | N |  | Combined Cycle |  | 7808.2295 | 7062
26_B_1 | AL | 01117 | Alabama Power Company | E C Gaston | 949211 | 47874813 | 26 | 1 | 26 | 1 | 0005 | X001 | 121.65 |  | 227.4488 | 38.86 | 38.86 | 180.3794 | 7.19 | 2022 | 750 | 23.5 | 274 | -1 | 85.65 | 221112 | -86.4567 | 33.2446 | 2440 | 125 | 100 |  | 254 | N | Natural Gas | Y | N | N | 2029 | N |  | O/G Steam |  | 4098.75 | 10458
26_B_2 | AL | 01117 | Alabama Power Company | E C Gaston | 949211 | 47874513 | 26 | 2 | 26 | 2 | 0005 | X002 | 131.21 |  | 248.3021 | 23.53 | 23.53 | 207.3957 | 11.61 | 2022 | 750 | 23.5 | 274 | -1 | 85.65 | 221112 | -86.4567 | 33.2446 | 2760 | 125 | 100 |  | 256 | N | Natural Gas | Y | N | N | 2029 | N |  | O/G Steam |  | 5070.25 | 10492
26_B_3 | AL | 01117 | Alabama Power Company | E C Gaston | 949211 | 47875013 | 26 | 3 | 26 | 3 | 0005 | X003 | 143.26 |  | 281.6247 | 20.33 | 20.33 | 171.0193 | 8.42 | 2022 | 750 | 23.5 | 259 | -1 | 85.65 | 221112 | -86.4567 | 33.2446 | 2460 | 125 | 100 |  | 254 | N | Natural Gas | Y | N | N | 2029 | N |  | O/G Steam |  | 4012.75 | 10542
26_B_4 | AL | 01117 | Alabama Power Company | E C Gaston | 949211 | 47875113 | 26 | 4 | 26 | 4 | 0005 | X004 | 101.78 |  | 189.7538 | 16.33 | 16.33 | 129.8786 | 5.99 | 2022 | 750 | 23.5 | 259 | -1 | 85.65 | 221112 | -86.4567 | 33.2446 | 2430 | 125 | 100 |  | 256 | N | Natural Gas | Y | N | N | 2029 | N |  | O/G Steam |  | 4125.5 | 10434
26_B_5 | AL | 01117 | Alabama Power Company | E C Gaston | 949211 | 47874613 | 26 | 5 | 26 | 5 | 0005 | X005 | 418.07 | 2.78 | 1571.3792 | 55 | 35 | 461.8401 | 59.08 | 2022 | 755 | 34 | 297 | -1 | 55.29 | 221112 | -86.4588 | 33.2428 | 8390 | 125 | 100 |  | 832 | N | Bituminous | Y | N | N | 9999 | N |  | Coal Steam |  | 5409.75 | 10254
26_G_GT4 | AL | 01117 | Alabama Power Company | E C Gaston | 949211 | 47874713 |  |  | 26 | GT4 | 0005 | X006 | 0.01 |  | 1.99 | 0.026 | 0.026 | 0.02 | 0.000925 | 2022 | 25 | 10 | 837 | 5890.4834 | 75 | 221112 | -86.4569 | 33.2443 | 20 | 125 | 120 |  | 16 | N | Distillate Fuel Oil | N | N | N | 2029 | N |  | Combustion Turbine |  |  | 22876
56018_G_1 | AL | 01121 | Alabama Municipal Electric Authority | AMEA Peaking | 10535111 | 52230213 | 56018 | 1 | 56018 | 1 | 0057 | X001A | 17.55 |  | 21.5963 | 2.42 | 1.7 | 0.1085 | 0.54 | 2022 | 45.5 | 10.5 | 846 | 10430.3668 | 120.51 | 221112 | -86.2819 | 33.1665 | 500 | 125 | 120 |  | 47.5 | N | Natural Gas | Y | N | N | 9999 | N |  | Combustion Turbine |  | 1093 | 11917
56018_G_2 | AL | 01121 | Alabama Municipal Electric Authority | AMEA Peaking | 10535111 | 52230313 | 56018 | 2 | 56018 | 2 |  |  | 12.35 |  | 21.8847 | 2.42 | 1.7 | 0.1097 | 0.54 |  | 45.5 | 10.5 | 846 | 10430.3668 | 120.51 | 221112 | -86.2819 | 33.1665 |  | 125 | 120 |  | 47.5 | N | Natural Gas | Y | N | N | 9999 | N |  | Combustion Turbine |  | 1104 | 11918
55411_G_HEC1 | AL | 01123 | CER Generation LLC | Hillabee Energy Center | 14803411 | 91070013 | 55411 | CT1 | 55411 | HEC1 | 0022 | X001A | 15.76 | 35.7 | 64.7917 | 56.8 | 56.8 | 5.2803 | 9.8 | 2022 | 135 | 20 | 188 | 24763.3171 | 78.82 | 221112 | -85.9033 | 33.0006 | 3000 | 125 | 140 |  | 234.4 | N | Natural Gas | Y | N | N | 9999 | N | 55411_G_HEC1;55411_G_HECS | Combined Cycle |  | 6970.3696 | 7050
55411_G_HEC2 | AL | 01123 | CER Generation LLC | Hillabee Energy Center | 14803411 | 91070113 | 55411 | CT2 | 55411 | HEC2 | 0022 | X001B | 13.2 | 34 | 68.8189 | 56.5 | 56.5 | 5.455 | 10.3 | 2022 | 135 | 20 | 190 | 25213.7671 | 80.26 | 221112 | -85.9033 | 33.0006 | 3000 | 125 | 140 |  | 234.4 | N | Natural Gas | Y | N | N | 9999 | N |  | Combined Cycle |  | 7085.21 | 7050
7063_G_1 | AL | 01129 | PowerSouth Energy Cooperative Inc | McIntosh (AL) | 1028911 | 46967313 | 7063 | **1 | 7063 | 1 | 0012 | X003 | 0.95 |  | 14.0786 | 0.42 | 0.42 | 0.0464 | 0.1323 | 2022 | 91 | 10.04 | 273 | 6126.1001 | 77.38 | 221112 | -88.0291 | 31.2557 | 495 | 125 | 120 |  | 110 | N | Natural Gas | Y | N | N | 9999 | N |  | Combustion Turbine |  | 518.3499 | 8904
7063_G_2 | AL | 01129 | PowerSouth Energy Cooperative Inc | McIntosh (AL) | 1028911 | 83310513 | 7063 | **2 | 7063 | 2 | 0012 | X005-1 | 13.59 |  | 58.9756 | 6 | 6 | 0.5425 | 1.9 | 2022 | 90 | 20.5 | 1013 | 30695.9006 | 93 | 221112 | -88.0308 | 31.2539 | 1420 | 125 | 120 |  | 114 | N | Natural Gas, Distillate Fuel Oil | Y | N | N | 9999 | N |  | Combustion Turbine |  | 1831.6198 | 11359
7063_G_3 | AL | 01129 | PowerSouth Energy Cooperative Inc | McIntosh (AL) | 1028911 | 83310613 | 7063 | **3 | 7063 | 3 | 0012 | X005-2 | 14.02 |  | 55.9091 | 6.2 | 6.2 | 0.5492 | 1.96 | 2022 | 90 | 20.5 | 1013 | 30695.9006 | 93 | 221112 | -88.0308 | 31.2539 | 1420 | 125 | 120 |  | 114 | N | Natural Gas, Distillate Fuel Oil | Y | N | N | 9999 | N |  | Combustion Turbine |  | 1827.7097 | 11359
7063_G_4 | AL | 01129 | PowerSouth Energy Cooperative Inc | McIntosh (AL) | 1028911 | 95199013 | 7063 | **4 | 7063 | 4 | 0012 | X007-1 | 21.5 |  | 53.9506 | 9.4 | 9.4 | 0.8562 | 3.01 | 2022 | 90 | 21 | 1123 | 46833.3342 | 135.22 | 221112 | -88.0308 | 31.2539 | 2020 | 125 | 120 |  | 175 | N | Natural Gas | Y | N | N | 9999 | N |  | Combustion Turbine |  | 1919.1406 | 11359
7063_G_5 | AL | 01129 | PowerSouth Energy Cooperative Inc | McIntosh (AL) | 1028911 | 95199113 | 7063 | **5 | 7063 | 5 | 0012 | X007-2 | 19.06 |  | 48.8753 | 8.4 | 8.4 | 0.754 | 2.67 | 2022 | 90 | 21 | 1123 | 46833.3342 | 135.22 | 221112 | -88.0308 | 31.2539 | 2020 | 125 | 120 |  | 175 | N | Natural Gas | Y | N | N | 9999 | N |  | Combustion Turbine |  | 1652.4502 | 11359
7697_G_1 | AL | 01129 | Alabama Power Company | Washington County Cogeneration Facility | 949511 | 47870713 | 7697 | CC1 | 7697 | 1 | 0018 | X001 | 42.12 |  | 107.6365 | 54.9 | 54.9 | 2.491 | 29.9 | 2022 | 101 | 15.25 | 358 | 16043.0669 | 87.87 | 221112 | -88.0052 | 31.2622 | 1240 | 125 | 140 |  | 75 | Y | Natural Gas | Y | N | N | 9999 | N |  | Combined Cycle |  | 8240.75 | 5500
7697_G_2 | AL | 01129 | Alabama Power Company | Washington County Cogeneration Facility | 949511 | 47870613 |  |  | 7697 | 2 | 0018 | X002 | 1.06 |  | 0.4 | 0.1 | 0.1 | 0.01 | 0.08 | 2022 | 60 | 5 | 300 | 1164.5666 | 59.34 | 221112 | -88.0027 | 31.2642 | 274 | 125 | 100 |  | 25 | Y | Natural Gas | N | Y | N | 9999 | N |  | Combined Cycle |  |  | 5500
8223_B_2 | AZ | 04001 | TUCSON ELECTRIC POWER CO - SPRINGERVILLE | Springerville | 7735111 | 2902613 | 8223 | 2 | 8223 | 2 | 3222 | 002 | 221.5473 |  | 1274.9947 | 71.648 | 41.2806 | 1798.5499 | 31.2154 | 2022 | 500 | 20 | 187 | 52223.151 | 166.3166 | 221112 | -109.1636 | 34.3186 | 390 | 125 | 100 |  | 406 | N | Subbituminous | Y | N | N | 2032 | N |  | Coal Steam | 8736 | 5902.1904 | 10293
8223_B_3 | AZ | 04001 | TUCSON ELECTRIC POWER CO - SPRINGERVILLE | Springerville | 7735111 | 2902913 | 8223 | TS3 | 8223 | 3 | 3222 | 003 | 365.5772 | 37.4391 | 1040.7028 | 264.2046 | 251.6313 | 1202.7506 | 48.4874 | 2022 | 495 | 20 | 193 | 49340.0509 | 157.1333 | 221112 | -109.1633 | 34.3183 | 417 | 125 | 100 |  | 417 | N | Subbituminous | Y | N | N | 9999 | N |  | Coal Steam | 8736 | 8300.25 | 10191
8223_B_4 | AZ | 04001 | TUCSON ELECTRIC POWER CO - SPRINGERVILLE | Springerville | 7735111 | 90849013 | 8223 | 4 | 8223 | 4 | 3222 | 004 | 205.2953 | 23.7266 | 555.8941 | 68.9167 | 63.5136 | 573.5848 | 29.1867 | 2022 | 500 | 20 | 189 | 49019.0509 | 156.1166 | 221112 | -109.1633 | 34.3183 | 426 | 125 | 100 |  | 415 | N | Subbituminous | Y | N | N | 9999 | N |  | Coal Steam | 8736 | 6193.0903 | 10260
6177_B_U1B | AZ | 04001 | CORONADO GENERATING PLANT | Coronado | 7735011 | 2903213 | 6177 | U1B | 6177 | U1B | 4477 | 111 | 693 |  | 2212.0116 | 231.6173 | 231.6173 | 84.06 | 24.3026 | 2022 | 400 | 24.5 | 130 | 25833.3338 | 56.1 | 221112 | -109.2722 | 34.5778 | 455 | 125 | 100 |  | 380 | N | Subbituminous | Y | N | N | 2032 | N |  | Coal Steam | 5622 | 5621.6099 | 10617
6177_B_U2B | AZ | 04001 | CORONADO GENERATING PLANT | Coronado | 7735011 | 2903013 | 6177 | U2B | 6177 | U2B | 4477 | 222 | 1635 |  | 667.9721 | 300.3988 | 300.3988 | 63.1969 | 44.8189 | 2022 | 400 | 24.5 | 130 | 28333.3339 | 58.4 | 221112 | -109.2722 | 34.5778 | 455 | 125 | 100 |  | 382 | N | Subbituminous | Y | N | N | 2032 | N |  | Coal Steam | 7009 | 7008.6895 | 10691
8223_B_1 | AZ | 04001 | TUCSON ELECTRIC POWER CO - SPRINGERVILLE |  | 7735111 | 2902713 | 8223 | 1 |  |  | 3222 | 001 | 278.387 |  | 1614.2131 | 93.1394 | 56.0397 | 2085.528 | 38.0116 | 2022 | 500 | 20 | 173 | 45346.1842 | 144.4 | 221112 | -109.1636 | 34.3186 | 387 | 125 | 100 |  |  |  |  | Y | N | N |  | N |  |  | 8736 | 6762.2505
160_B_3 | AZ | 04003 | AEPCO - APACHE GENERATING STATION | Apache Station | 862811 | 47506113 |  |  | 160 | 3 | 3532 | 301 | 521.27 |  | 1721.95 | 85.45 | 68.9 | 292.44 | 46.22 | 2022 | 400 | 16.6 | 185 | 11903.3374 | 55 | 221112 | -109.8949 | 32.0619 | 4720 | 125 | 100 |  | 175 | N | Bituminous, Subbituminous | Y | N | N | 9999 | N | 160_B_2;160_B_3;160_B_1 | Coal Steam | 8760 |  | 11040
160_G_GT4 | AZ | 04003 | AEPCO - APACHE GENERATING STATION | Apache Station | 862811 | 47506213 | 160 | 4 | 160 | GT4 | 3532 | 302 | 11.1638 |  | 7.6616 | 5.7897 | 5.7897 | 0.1812 | 2.4195 | 2022 | 36 | 20.25 | 894 | 6602.0334 | 20.5 | 221112 | -109.8938 | 32.0615 | 413 | 125 | 120 |  | 38 | N | Natural Gas, Distillate Fuel Oil | Y | N | N | 9999 | N | 160_G_GT1;160_G_GT3;160_G_GT2;160_G_GT4 | Combustion Turbine | 8760 | 1972.8607 | 13017
141_B_1 | AZ | 04013 | Salt River Project - Agua Fria Generating Station | Agua Fria | 1139311 | 142939613 | 141 | 1 | 141 | 1 | 00014 | 45837 | 17.517 | 0.66731 | 54.4318 | 1.5849 | 1.5849 | 0.1429 | 1.1469 | 2022 | 125 | 8 | 300 | 2513.2 | 50 | 221112 | -112.216 | 33.5559 | 2000 | 125 | 100 |  | 113 | N | Natural Gas | Y | N | N | 9999 | N |  | O/G Steam |  | 991.2302 | 12852
141_B_2 | AZ | 04013 | Salt River Project - Agua Fria Generating Station | Agua Fria | 1139311 | 142939713 | 141 | 2 | 141 | 2 | 00014 | 45839 | 15.4381 | 0.58811 | 41.3706 | 1.3968 | 1.3968 | 0.1062 | 1.0108 | 2022 | 125 | 8 | 300 | 2513.2 | 50 | 221112 | -112.216 | 33.5559 | 2000 | 125 | 100 |  | 113 | N | Natural Gas | Y | N | N | 9999 | N |  | O/G Steam |  | 842.7498 | 12776
141_B_3 | AZ | 04013 | Salt River Project - Agua Fria Generating Station | Agua Fria | 1139311 | 142939813 | 141 | 3 | 141 | 3 | 00014 | 45841 | 24.5132 | 0.93383 | 104.5193 | 2.2179 | 2.2179 | 0.1723 | 1.605 | 2021 | 125 | 9.2 | 242 | 3897.6 | 58 | 221112 | -112.216 | 33.5559 | 2350 | 125 | 100 |  | 181 | N | Natural Gas | Y | N | N | 9999 | N |  | O/G Steam |  | 874.7401 | 11979
116_G_GT1 | AZ | 04013 | APS Ocotillo Power Plant | Ocotillo | 547311 | 48303213 |  |  | 116 | GT1 | 00041 | 45906 | 6.786 | 0 | 26.4829 | 0.497 | 0.497 | 0.049502 | 0.174 | 2020 | 35 | 17.1 | 846 | 24996.8 | 108 | 221112 | -111.9118 | 33.4249 | 50 | 125 | 120 |  | 50 | N | Natural Gas | N | N | N | 9999 | N |  | Combustion Turbine | 398 |  | 21977
116_G_GT2 | AZ | 04013 | APS Ocotillo Power Plant | Ocotillo | 547311 | 48302613 |  |  | 116 | GT2 | 00041 | 45905 | 2.704 | 0 | 10.5516 | 0.1855 | 0.1855 | 0.02 | 0.069001 | 2022 | 35 | 17.1 | 846 | 24996.8 | 108 | 221112 | -111.9118 | 33.4249 | 50 | 125 | 120 |  | 50 | N | Natural Gas | N | N | N | 9999 | N |  | Combustion Turbine | 147 |  | 21978
116_G_GT3 | AZ | 04013 | APS Ocotillo Power Plant | Ocotillo | 547311 | 142942813 |  |  | 116 | GT3 | 00041 | 67039 | 1.6807 | 3.8418 | 6.1339 | 1.6339 | 1.6339 | 0.46098 | 0.20007 | 2020 | [5 empty] | 221112 | -111.9123 | 33.4245 | 1000 | 125 | 120 |  | 104.7 | N | Natural Gas | Y | N | N | 9999 | N |  | Combustion Turbine | 2124 |  | 10745
116_G_GT4 | AZ | 04013 | APS Ocotillo Power Plant | Ocotillo | 547311 | 142942913 |  |  | 116 | GT4 | 00041 | 67040 | 2.2465 | 4.5899 | 6.0257 | 1.6319 | 1.6319 | 0.44428 | 0.3579 | 2020 | [5 empty] | 221112 | -111.9123 | 33.4245 | 1000 | 125 | 120 |  | 104.7 | N | Natural Gas | Y | N | N | 9999 | N |  | Combustion Turbine | 1975 |  | 10745
116_G_GT5 | AZ | 04013 | APS Ocotillo Power Plant | Ocotillo | 547311 | 142943013 |  |  | 116 | GT5 | 00041 | 67041 | 0.80465 | 3.0532 | 4.1213 | 1.1875 | 1.1875 | 0.3048 | 0.020365 | 2020 | [5 empty] | 221112 | -111.9123 | 33.4245 | 1000 | 125 | 120 |  | 104.7 | N | Natural Gas | Y | N | N | 9999 | N |  | Combustion Turbine | 1458 |  | 10745
116_G_GT6 | AZ | 04013 | APS Ocotillo Power Plant | Ocotillo | 547311 | 142943113 |  |  | 116 | GT6 | 00041 | 67042 | 3.1692 | 3.4238 | 6.8712 | 2.225 | 2.225 | 0.51606 | 0.05304 | 2020 | [5 empty] | 221112 | -111.9123 | 33.4245 | 1000 | 125 | 120 |  | 104.7 | N | Natural Gas | Y | N | N | 9999 | N |  | Combustion Turbine | 2385 |  | 10745
116_G_GT7 | AZ | 04013 | APS Ocotillo Power Plant | Ocotillo | 547311 | 142943213 |  |  | 116 | GT7 | 00041 | 67043 | 1.1787 | 5.6342 | 5.1029 | 1.1797 | 1.1797 | 0.37616 | 0.11032 | 2020 | [5 empty] | 221112 | -111.9123 | 33.4245 | 1000 | 125 | 120 |  | 104.7 | N | Natural Gas | Y | N | N | 9999 | N |  | Combustion Turbine | 1755 |  | 10745
117_G_1B | AZ | 04013 | APS West Phx Power Plant | West Phoenix | 1139111 | 46677613 |  |  | 117 | 1B | 00038 | 45872 | 7.3344 | 0 | 485.536 | 9.6814 | 9.6814 | 0.88013 | 3.0804 | 2021 | 54 | 15.4 | 342 | 13141.4 | 70.4 | 221112 | -112.1591 | 33.4425 | 57 | 125 | 120 |  | 85 | N | Natural Gas | N | N | N | 9999 | N |  | Combined Cycle | 5603 |  | 10763
117_G_2B | AZ | 04013 | APS West Phx Power Plant | West Phoenix | 1139111 | 46678713 |  |  | 117 | 2B | 00038 | 45873 | 1.4379 | 0 | 483.1435 | 9.4903 | 9.4903 | 0.86275 | 3.0196 | 2021 | 54 | 15.4 | 342 | 13141.4 | 70.4 | 221112 | -112.1583 | 33.4417 | 57 | 125 | 120 |  | 85 | N | Natural Gas | N | N | N | 9999 | N |  | Combined Cycle | 5455 |  | 10818
117_G_3B | AZ | 04013 | APS West Phx Power Plant | West Phoenix | 1139111 | 46679913 |  |  | 117 | 3B | 00038 | 45874 | 31.7008 | 2.3999 | 57.8005 | 6.6767 | 6.6767 | 0.71996 | 5.7796 | 2021 | 54 | 15.4 | 342 | 13141.4 | 70.4 | 221112 | -112.1583 | 33.4417 | 85 | 125 | 120 |  | 85 | N | Natural Gas | N | N | N | 9999 | N |  | Combined Cycle | 3936 |  | 10722
117_G_C4-2 | AZ | 04013 | APS West Phx Power Plant | West Phoenix | 1139111 | 46679113 | 117 | CC4 | 117 | C4-2 | 00038 | 45875 | 0.8439 | 0 | 34.8798 | 4.5465 | 4.5465 | 0.6469 | 0.8472 | 2021 | 120 | 14 | 250 | 12083.3 | 78.5 | 221112 | -112.1583 | 33.4417 | 120 | 125 | 120 |  | 39 | N | Natural Gas | Y | N | N | 9999 | N | 117_G_C4-2;117_G_C4-1 | Combined Cycle |  | 3148.3501 | 8230
117_G_C5-1 | AZ | 04013 | APS West Phx Power Plant | West Phoenix | 1139111 | 105572013 | 117 | CC5A | 117 | C5-1 | 00038 | 45876 | 20.4503 | 4.3347 | 36.8716 | 4.7441 | 4.7441 | 1.5584 | 1.8635 | 2021 | 175 | 15 | 206 | 8128.8668 | 46 | 221112 | -112.159 | 33.4433 | 2070 | 125 | 120 |  | 155 | N | Natural Gas | Y | N | N | 9999 | N |  | Combined Cycle |  | 3741.3318 | 8230
117_G_C5-2 | AZ | 04013 | APS West Phx Power Plant | West Phoenix | 1139111 | 105572113 | 117 | CC5B | 117 | C5-2 | 00038 | 45877 | 15.9305 | 4.7641 | 47.9778 | 7.0271 | 7.0271 | 2.1043 | 5.7307 | 2022 | 175 | 15 | 206 | 8128.8668 | 46 | 221112 | -112.159 | 33.4429 | 2070 | 125 | 120 |  | 153 | N | Natural Gas | Y | N | N | 9999 | N |  | Combined Cycle |  | 4870.498 | 8230
117_G_C5-3 | AZ | 04013 | APS West Phx Power Plant | West Phoenix | 1139111 | 105572213 |  |  | 117 | C5-3 | 00038 | 45867 | 0.00375 | 0 | 0.0037 | 0.0019625 | 0.0019625 | 0.00015686 | 0.0014123 | 2021 | 18 | 2 | 405 | 53.4066 | 17 | 221112 | -112.1583 | 33.4434 |  | 125 | 100 |  | 150 | N | Natural Gas | N | N | N | 9999 | N |  | Combined Cycle | 152 |  | 8230
117_G_GT1 | AZ | 04013 | APS West Phx Power Plant | West Phoenix | 1139111 | 46680513 |  |  | 117 | GT1 | 00038 | 45878 | 3.6257 | 0 | 16.36 | 0.29183 | 0.29183 | 0.02653 | 0.092854 | 2021 | [5 empty] | 221112 | -112.1562 | 33.4418 | 28 | 125 | 120 |  | 50 | N | Natural Gas | N | N | N | 9999 | N |  | Combustion Turbine | 647 |  | 22352
117_G_GT2 | AZ | 04013 | APS West Phx Power Plant | West Phoenix | 1139111 | 46680913 |  |  | 117 | GT2 | 00038 | 45879 | 6.6745 | 0 | 31.3373 | 0.53721 | 0.53721 | 0.048837 | 0.17093 | 2021 | 32 | 17.1 | 846 | 25089.4 | 108.4 | 221112 | -112.1583 | 33.4417 | 28 | 125 | 120 |  | 50 | N | Natural Gas | N | N | N | 9999 | N |  | Combustion Turbine | 292 |  | 22353
141_G_AF4 | AZ | 04013 | Salt River Project - Agua Fria Generating Station | Agua Fria | 1139311 | 142940213 |  |  | 141 | AF4 | 00014 | 45846 | 0.78444 | 0 | 3.9632 | 0.075851 | 0.075851 | 0.039209 | 0.020428 | 2021 | 34 | 23.4 | 942 | 27347.2 | 63.5 | 221112 | -112.216 | 33.5559 | 70 | 125 | 120 |  | 73 | N | Natural Gas, Distillate Fuel Oil | N | N | N | 9999 | N |  | Combustion Turbine | 31 |  | 25000
141_G_AF5 | AZ | 04013 | Salt River Project - Agua Fria Generating Station | Agua Fria | 1139311 | 142940413 |  |  | 141 | AF5 | 00014 | 45848 | 0.89871 | 0 | 4.2543 | 0.082832 | 0.082832 | 0.035332 | 0.023296 | 2022 | 39 | 19.1 | 942 | 26783.7 | 92.8 | 221112 | -112.2151 | 33.5539 | 65 | 125 | 120 |  | 73 | N | Natural Gas, Distillate Fuel Oil | N | N | N | 9999 | N |  | Combustion Turbine | 1 |  | 25000
141_G_AF6 | AZ | 04013 | Salt River Project - Agua Fria Generating Station | Agua Fria | 1139311 | 142940313 |  |  | 141 | AF6 | 00014 | 45847 | 0.70318 | 0 | 3.791 | 0.071306 | 0.071306 | 0.043135 | 0.018401 | 2022 | 39 | 19.17 | 942 | 26784.4105 | 92.8 | 221112 | -112.2146 | 33.5538 | 65 | 125 | 120 |  | 73 | N | Natural Gas, Distillate Fuel Oil | N | N | N | 9999 | N |  | Combustion Turbine | 31 |  | 25000
147_G_KY4 | AZ | 04013 | Salt River Project - Kyrene Generating Station | Kyrene | 1139411 | 142941513 |  |  | 147 | KY4 | 00015 | 45861 | 0.10079 | 0 | 0.39334 | 0.0081122 | 0.0081122 | 0.00011554 | 0.0025813 | 2020 | [5 empty] | 221112 | -111.9364 | 33.3544 | 53 | 125 | 120 |  | 59 | N | Natural Gas, Distillate Fuel Oil | N | N | N | 9999 | N |  | Combustion Turbine | 6 |  | 24801
147_G_KY5 | AZ | 04013 | Salt River Project - Kyrene Generating Station | Kyrene | 1139411 | 142941313 |  |  | 147 | KY5 | 00015 | 45859 | 0.13124 | 0 | 0.51214 | 0.010563 | 0.010563 | 0.00015044 | 0.0033609 | 2020 | [5 empty] | 221112 | -111.9364 | 33.3544 | 60 | 125 | 120 |  | 53 | N | Natural Gas, Distillate Fuel Oil | N | N | N | 9999 | N |  | Combustion Turbine | 8 |  | 24796
147_G_KY6 | AZ | 04013 | Salt River Project - Kyrene Generating Station | Kyrene | 1139411 | 142941213 |  |  | 147 | KY6 | 00015 | 45858 | 0.21582 | 0 | 0.84222 | 0.017371 | 0.017371 | 0.0002474 | 0.0055271 | 2020 | [5 empty] | 221112 | -111.9364 | 33.3544 | 60 | 125 | 120 |  | 53 | N | Natural Gas, Distillate Fuel Oil | N | N | N | 9999 | N |  | Combustion Turbine | 13 |  | 24796
147_G_KY7 | AZ | 04013 | Salt River Project - Kyrene Generating Station | Kyrene | 1139411 | 142941413 | 147 | K-7 | 147 | KY7 | 00015 | 45860 | 4.5338 | 11.4617 | 42.8025 | 20.3397 | 20.3397 | 2.6682 | 0.69845 | 2020 | [5 empty] | 221112 | -111.9364 | 33.3544 | 2310 | 125 | 140 |  | 148 | N | Natural Gas | Y | N | N | 9999 | N | 147_G_KY7A;147_G_KY7 | Combined Cycle |  | 6027.4238 | 7437
55282_G_CTG1 | AZ | 04013 | Arlington Valley LLC | Arlington Valley Energy Facility | 546011 | 48316913 | 55282 | CTG1 | 55282 | CTG1 | 02126 | 45944 | 31.0986 | 0.0096849 | 43.3117 | 6.35 | 6.35 | 2.9427 | 0.09304 | 2020 | 185 | 18 | 182 | 16438.6 | 64.6 | 221112 | -112.889 | 33.3409 | 2200 | 125 | 120 |  | 162 | N | Natural Gas | Y | N | N | 9999 | N | 55282_G_STG1;55282_G_CTG1 | Combined Cycle |  | 6118.7686 | 7393
55282_G_CTG2 | AZ | 04013 | Arlington Valley LLC | Arlington Valley Energy Facility | 546011 | 48317013 | 55282 | CTG2 | 55282 | CTG2 | 02126 | 45945 | 22.6553 | 7.0798 | 39.2142 | 8.9509 | 8.9509 | 2.8696 | 0.25285 | 2020 | 185 | 18 | 182 | 16438.6 | 64.6 | 221112 | -112.889 | 33.3409 | 2200 | 125 | 120 |  | 163 | N | Natural Gas | Y | N | N | 9999 | N |  | Combined Cycle |  | 5918.228 | 7393
55306_G_CTG7 | AZ | 04013 | Gila River Power Station | Gila River Power Block 4 | 10704411 | 58715013 | 55306 | 4CTGA | 55306 | CTG7 | 01759 | 45939 | 20.4039 | 24.8425 | 43.3033 | 14.4538 | 14.4538 | 2.7385 | 0.45165 | 2022 | 130 | 18 | 180 | 15777.0786 | 62 | 221112 | -112.6948 | 32.9741 | 2330 | 125 | 120 |  | 146 | N | Natural Gas | Y | N | N | 9999 | N | 55306_G_ST12;55306_G_CTG7 | Combined Cycle | 5921 | 5656.6611 | 7534
55306_G_CTG8 | AZ | 04013 | Gila River Power Station | Gila River Power Block 4 | 10704411 | 58715113 | 55306 | 4CTGB | 55306 | CTG8 | 01759 | 45940 | 18.6834 | 17.9393 | 47.7123 | 15.7648 | 15.7648 | 3.3101 | 0.054263 | 2022 | 130 | 18 | 180 | 15777.0786 | 62 | 221112 | -112.6948 | 32.9736 | 2260 | 125 | 120 |  | 146 | N | Natural Gas | Y | N | N | 9999 | N |  | Combined Cycle | 6939 | 6824.3208 | 7534
55372_G_CTG1 | AZ | 04013 | New Harquahala Generating | Harquahala Generating Project | 10704011 | 58571513 | 55372 | CTG1 | 55372 | CTG1 | 01504 | 44962 | 13.4384 | 27.5775 | 25.7405 | 24.071 | 24.071 | 1.9525 | 2.5548 | 2022 | 180 | 19 | 178 | 20045.4822 | 70.7 | 221112 | -113.114 | 33.4753 | 2530 | 125 | 120 |  | 239.9 | N | Natural Gas | Y | N | N | 9999 | N | 55372_G_STG1;55372_G_CTG1 | Combined Cycle | 2954 | 2953.4695 | 7090
55372_G_CTG2 | AZ | 04013 | New Harquahala Generating | Harquahala Generating Project | 10704011 | 58571613 | 55372 | CTG2 | 55372 | CTG2 | 01504 | 45918 | 8.3325 | 27.7095 | 24.1778 | 17.1279 | 17.1279 | 1.9849 | 0.61722 | 2022 | 180 | 19 | 178 | 20045.4822 | 70.7 | 221112 | -113.113 | 33.4753 | 2530 | 125 | 120 |  | 226.6 | N | Natural Gas | Y | N | N | 9999 | N | 55372_G_STG2;55372_G_CTG2 | Combined Cycle | 3086 | 3086.1396 | 7090
55372_G_CTG3 | AZ | 04013 | New Harquahala Generating | Harquahala Generating Project | 10704011 | 58571713 | 55372 | CTG3 | 55372 | CTG3 | 01504 | 45920 | 5.1199 | 26.8768 | 23.0715 | 17.9196 | 17.9196 | 1.9357 | 0.58728 | 2022 | 180 | 19 | 178 | 20045.4822 | 70.7 | 221112 | -113.112 | 33.4753 | 2530 | 125 | 120 |  | 226.2 | N | Natural Gas | Y | N | N | 9999 | N | 55372_G_CTG3;55372_G_STG3 | Combined Cycle | 3012 | 3011.5601 | 7090
55455_G_CT1A | AZ | 04013 | APS Redhawk Generating Facility | Red Hawk | 545911 | 48317613 | 55455 | CC1A | 55455 | CT1A | 00040 | 45897 | 52.4415 | 0.53009 | 39.9254 | 6.723 | 6.723 | 2.6447 | 0.27471 | 2022 | 175 | 18 | 198 | 17176.6581 | 67.5 | 221112 | -112.841 | 33.336 | 2050 | 125 | 120 |  | 148 | N | Natural Gas | Y | N | N | 9999 | N |  | Combined Cycle | 6129 | 6128.7314 | 7533
55455_G_CT1B | AZ | 04013 | APS Redhawk Generating Facility | Red Hawk | 545911 | 48318013 | 55455 | CC1B | 55455 | CT1B | 00040 | 45898 | 64.2125 | 1.0718 | 41.5441 | 5.6578 | 5.6578 | 2.6807 | 1.8071 | 2022 | 175 | 18 | 198 | 17176.6581 | 67.5 | 221112 | -112.841 | 33.335 | 2050 | 125 | 120 |  | 148 | N | Natural Gas | Y | N | N | 9999 | N | 55455_G_CT1B;55455_G_ST1 | Combined Cycle | 6200 | 6200.292 | 7533
55455_G_CT2A | AZ | 04013 | APS Redhawk Generating Facility | Red Hawk | 545911 | 48318413 | 55455 | CC2A | 55455 | CT2A | 00040 | 45899 | 47.7925 | 0.42074 | 38.4991 | 5.3769 | 5.3769 | 2.5309 | 1.9395 | 2022 | 175 | 18 | 198 | 17176.6581 | 67.5 | 221112 | -112.841 | 33.334 | 2050 | 125 | 120 | 139 | 148 | N | Natural Gas | Y | N | N | 9999 | N |  | Combined Cycle | 5845 | 5845.3193 | 7533
55455_G_CT2B | AZ | 04013 | APS Redhawk Generating Facility | Red Hawk | 545911 | 48317513 | 55455 | CC2B | 55455 | CT2B | 00040 | 45900 | 48.471 | 0.45476 | 41.1829 | 8.5886 | 8.5886 | 2.7159 | 2.3927 | 2022 | 175 | 18 | 198 | 17176.6581 | 67.5 | 221112 | -112.841 | 33.334 | 2050 | 125 | 120 |  | 148 | N | Natural Gas | Y | N | N | 9999 | N | 55455_G_CT2B;55455_G_ST2 | Combined Cycle | 6109 | 6109.4307 | 7533
55481_G_GT3 | AZ | 04013 | Mesquite Generating Station | Mesquite Generating Station Block 2 | 10704311 | 58713613 | 55481 | 5 | 55481 | GT3 | 01522 | 45926 | 5.1548 | 6.3155 | 56.4095 | 17.5428 | 17.5428 | 4.1768 | 9.8239 | 2022 | 170 | 18 | 186 | 12570.769 | 49.4 | 221112 | -112.8641 | 33.3447 | 2370 | 125 | 120 |  | 162 | N | Natural Gas | Y | N | N | 9999 | N | 55481_G_GT3;55481_G_ST2 | Combined Cycle | 7171 | 8161.5503 | 7330
55481_G_GT4 | AZ | 04013 | Mesquite Generating Station | Mesquite Generating Station Block 2 | 10704311 | 58713713 | 55481 | 6 | 55481 | GT4 |  |  | 10.228 | 6.6124 | 61.2186 | 10.58 | 10.58 | 3.9461 | 3.9675 |  | 170 | 18 | 195 | 12570.769 | 49.4 | 221112 | -112.8641 | 33.3443 |  | 125 | 120 |  | 162 | N | Natural Gas | Y | N | N | 9999 | N |  | Combined Cycle |  | 7704.5005 | 7330
58557_G_GT1 | AZ | 04013 | Mesquite Generating Station | Mesquite Generating Station Block 1 | 10704311 | 58618813 | 55481 | 1 | 58557 | GT1 | 01522 | 45924 | 3.3781 | 3.0614 | 58.8014 | 13.47 | 13.47 | 3.6843 | 5.5104 | 2022 | 170 | 18 | 186 | 12570.769 | 49.4 | 221112 | -112.8641 | 33.3464 | 2370 | 125 | 120 |  | 160.5 | N | Natural Gas | Y | N | N | 9999 | N | 55481_G_GT1;58557_G_ST1;58557_G_GT1;55481_G_ST1 | Combined Cycle | 7417 | 7272.7471 | 7452
58557_G_GT2 | AZ | 04013 | Mesquite Generating Station | Mesquite Generating Station Block 1 | 10704311 | 58618913 | 55481 | 2 | 58557 | GT2 | 01522 | 45925 | 6.6373 | 3.5069 | 54.373 | 9.3516 | 9.3516 | 3.5176 | 3.5069 | 2022 | 170 | 18 | 188 | 12570.769 | 49.4 | 221112 | -112.8641 | 33.346 | 2370 | 125 | 120 |  | 160.5 | N | Natural Gas | Y | N | N | 9999 | N | 55481_G_GT2;58557_G_GT2 | Combined Cycle | 7143 | 6984.6279 | 7452
59338_G_CTG1 | AZ | 04013 | Gila River Power Station | Gila River Power Block 1 | 10704411 | 58713913 | 55306 | 1CTGA | 59338 | CTG1 | 01759 | 45933 | 16.1893 | 16.1342 | 42.5266 | 13.7615 | 13.7615 | 2.8428 | 0.47455 | 2022 | 130 | 18 | 180 | 15777.0786 | 62 | 221112 | -112.6948 | 32.9779 | 2090 | 125 | 120 |  | 164 | N | Natural Gas | Y | N | N | 9999 | N | 59338_G_ST9;59338_G_CTG1;55306_G_CTG1;55306_G_ST9 | Combined Cycle | 6265 | 6096.5874 | 7352
59338_G_CTG2 | AZ | 04013 | Gila River Power Station | Gila River Power Block 1 | 10704411 | 58714513 | 55306 | 1CTGB | 59338 | CTG2 | 01759 | 45934 | 21.7349 | 53.896 | 42.715 | 16.547 | 16.547 | 2.8399 | 0 | 2022 | 130 | 18 | 180 | 15777.0786 | 62 | 221112 | -112.6948 | 32.9774 | 2210 | 125 | 120 |  | 164 | N | Natural Gas | Y | N | N | 9999 | N | 55306_G_CTG2;59338_G_CTG2 | Combined Cycle | 6162 | 5967.2183 | 7352
59784_G_CTG5 | AZ | 04013 | Gila River Power Station | Gila River Power Block 3 | 10704411 | 58714913 | 55306 | 3CTGB | 59784 | CTG5 | 01759 | 45938 | 2.8826 | 7.4024 | 35.6236 | 16.1927 | 16.1927 | 2.7995 | 1.3879 | 2022 | 130 | 18 | 180 | 15777.0786 | 62 | 221112 | -112.6948 | 32.9748 | 2140 | 125 | 120 |  | 146 | N | Natural Gas | Y | N | N | 9999 | N | 59784_G_CTG6;55306_G_CTG6 | Combined Cycle | 6376 | 6322.1704 | 7536
59784_G_CTG6 | AZ | 04013 | Gila River Power Station | Gila River Power Block 3 | 10704411 | 58714813 | 55306 | 3CTGA | 59784 | CTG6 | 01759 | 45937 | 5.3345 | 5.2411 | 34.8137 | 14.1105 | 14.1105 | 2.4439 | 0.0403 | 2022 | 130 | 18 | 180 | 15777.0786 | 62 | 221112 | -112.6948 | 32.9763 | 2160 | 125 | 120 |  | 146 | N | Natural Gas | Y | N | N | 9999 | N | 59784_G_CTG5;55306_G_CTG5;55306_G_ST11;59784_G_ST11 | Combined Cycle | 5684 | 5539.0903 | 7536
60768_G_CTG3 | AZ | 04013 | Gila River Power Station | Gila River Power Block 2 | 10704411 | 58714613 | 55306 | 2CTGA | 60768 | CTG3 | 01759 | 45935 | 4.9787 | 4.2724 | 37.9535 | 12.8172 | 12.8172 | 2.8774 | 0.094915 | 2022 | 130 | 18 | 180 | 15777.0786 | 62 | 221112 | -112.6948 | 32.9767 | 2160 | 125 | 120 |  | 146 | N | Natural Gas | Y | N | N | 9999 | N | 60768_G_CTG3;55306_G_ST10;55306_G_CTG3;60768_G_ST10 | Combined Cycle | 6470 | 6339.252 | 7474
60768_G_CTG4 | AZ | 04013 | Gila River Power Station | Gila River Power Block 2 | 10704411 | 58714713 | 55306 | 2CTGB | 60768 | CTG4 | 01759 | 45936 | 3.3804 | 6.8806 | 37.3006 | 15.2352 | 15.2352 | 2.9796 | 0 | 2022 | 130 | 18 | 180 | 15777.0786 | 62 | 221112 | -112.6948 | 32.9767 | 2210 | 125 | 120 |  | 146 | N | Natural Gas | Y | N | N | 9999 | N | 60768_G_CTG4;55306_G_CTG4 | Combined Cycle | 6651 | 6548.2402 | 7474
8068_G_ST1 | AZ | 04013 | Salt River Project - Santan Generating Station | Santan | 1139211 | 46676113 |  |  | 8068 | ST1 | 00013 | 45828 | 2.4256 | 0 | 15.5988 | 3.0092 | 3.0092 | 0.060003 | 0.95585 | 2022 | 49 | 13.25 | 310 | 11610.0405 | 84.2 | 221112 | -111.7494 | 33.3319 | 90 | 125 | 120 |  | 92 | N | Natural Gas | N | N | N | 9999 | N |  | Combined Cycle | 1246 |  | 9463
8068_G_ST2 | AZ | 04013 | Salt River Project - Santan Generating Station | Santan | 1139211 | 46676613 |  |  | 8068 | ST2 | 00013 | 45829 | 11.8592 | 0 | 29.7892 | 4.0088 | 4.0088 | 0.079907 | 1.2759 | 2022 | 49 | 13.25 | 310 | 11610.0405 | 84.2 | 221112 | -111.7494 | 33.3308 | 90 | 125 | 120 |  | 92 | N | Natural Gas | N | N | N | 9999 | N |  | Combined Cycle | 1701 |  | 9429
8068_G_ST3 | AZ | 04013 | Salt River Project - Santan Generating Station | Santan | 1139211 | 46676813 |  |  | 8068 | ST3 | 00013 | 45830 | 9.3187 | 0 | 39.7839 | 7.0785 | 7.0785 | 0.14114 | 2.2523 | 2022 | 49 | 13.25 | 310 | 11610.0405 | 84.2 | 221112 | -111.75 | 33.3308 | 90 | 125 | 120 |  | 92 | N | Natural Gas | N | N | N | 9999 | N |  | Combined Cycle | 3089 |  | 9383
8068_G_ST4 | AZ | 04013 | Salt River Project - Santan Generating Station | Santan | 1139211 | 46676913 |  |  | 8068 | ST4 | 00013 | 45831 | 11.1503 | 0 | 52.129 | 4.926 | 4.926 | 0.098238 | 1.5708 | 2022 | 52 | 13.25 | 310 | 11610.0405 | 84.2 | 221112 | -111.75 | 33.3314 | 90 | 125 | 120 |  | 92 | N | Natural Gas | N | N | N | 9999 | N |  | Combined Cycle | 2076 |  | 9415
8068_G_ST5A | AZ | 04013 | Salt River Project - Santan Generating Station | Santan | 1139211 | 105573113 | 8068 | 5A | 8068 | ST5A | 00013 | 45825 | 16.9 | 7.0785 | 29.5391 | 5.3088 | 5.3088 | 2.6556 | 0 | 2022 | 165 | 18 | 186 | 15598.9503 | 61.3 | 221112 | -111.7511 | 33.3336 | 2240 | 125 | 120 |  | 151 | N | Natural Gas | Y | N | N | 9999 | N | 8068_G_ST5A;8068_G_ST5S | Combined Cycle | 5361 | 5361.2905 | 7489
8068_G_ST5B | AZ | 04013 | Salt River Project - Santan Generating Station | Santan | 1139211 | 105573213 | 8068 | 5B | 8068 | ST5B | 00013 | 45826 | 19.7999 | 4.1742 | 20.0362 | 5.8439 | 5.8439 | 1.2511 | 0 | 2022 | 165 | 18 | 186 | 15598.9503 | 61.3 | 221112 | -111.7511 | 33.3336 | 2240 | 125 | 120 |  | 151 | N | Natural Gas | Y | N | N | 9999 | N |  | Combined Cycle | 2551 | 2551.3391 | 7489
8068_G_ST6A | AZ | 04013 | Salt River Project - Santan Generating Station | Santan | 1139211 | 105573313 | 8068 | 6A | 8068 | ST6A |  |  | 11.1 | 13.7806 | 33.4825 | 14.291 | 14.291 | 3.0509 | 0 |  | 165 | 18 | 186 | 15598.9503 | 61.3 | 221112 | -111.7511 | 33.3336 |  | 125 | 120 |  | 151 | N | Natural Gas | Y | N | N | 9999 | N | 8068_G_ST6S;8068_G_ST6A | Combined Cycle |  | 6130.0425 | 7489
55124_G_CTG1 | AZ | 04015 | GRIFFITH ENERGY LLC | Griffith Energy LLC | 16323811 | 103915413 | 55124 | P1 | 55124 | CTG1 | 6081 | 001 | 73.6 |  | 51.8429 | 53 | 53 | 3.2742 | 13.9525 | 2022 | 130 | 19 | 170 | 11046.2835 | 38.96 | 221112 | -114.1334 | 35.0536 | 2510 | 125 | 120 |  | 147 | N | Natural Gas | Y | N | N | 9999 | N |  | Combined Cycle |  | 6903.7295 | 7359
55124_G_CTG2 | AZ | 04015 | GRIFFITH ENERGY LLC | Griffith Energy LLC | 16323811 | 103915513 | 55124 | P2 | 55124 | CTG2 | 6081 | 002 | 85.03 |  | 50.1145 | 21.1 | 21.1 | 3.1912 | 13.7076 | 2022 | 130 | 19 | 170 | 11046.2835 | 38.96 | 221112 | -114.1334 | 35.0536 | 2510 | 125 | 120 |  | 147 | N | Natural Gas | Y | N | N | 9999 | N |  | Combined Cycle | 6647 | 6530.0146 | 7359
56482_G_1 | AZ | 04015 | UNS ELECTRIC INC - BLACK MOUNTAIN GENERATING STATION | Black Mountain Generating Station | 13414311 | 88717213 | 56482 | 1 | 56482 | 1 | 126082 | 001 | 57.1 |  | 26.5407 | 1.69 | 1.69 | 0.8969 | 0.53774 | 2022 | 65 | 10.2 | 550 | 3833.9834 | 46.2 | 221112 | -114.1596 | 35.0356 | 490 | 125 | 120 |  | 45 | N | Natural Gas | Y | N | N | 9999 | N |  | Combustion Turbine | 8736 | 1409.2495 | 10745
56482_G_2 | AZ | 04015 | UNS ELECTRIC INC - BLACK MOUNTAIN GENERATING STATION | Black Mountain Generating Station | 13414311 | 86200113 | 56482 | 2 | 56482 | 2 | 126082 | 002 | 28.7 |  | 24.3158 | 1.532 | 1.532 | 0.8058 | 0.48746 | 2022 | 65 | 10.2 | 550 | 3877.55 | 46.7166 | 221112 | -114.1596 | 35.0352 | 490 | 125 | 120 |  | 45 | N | Natural Gas | Y | N | N | 9999 | N |  | Combustion Turbine | 8736 | 1275.7098 | 10745
56616_B_4PB | AZ | 04017 | NOVO BIOPOWER LLC | Novo BioPower Plant | 13414411 | 86201613 |  |  | 56616 | 4PB | 34839 | 003 | 211.8403 |  | 225.59 | 34.3232 | 34.3232 | 0.41029 | 88.0447 | 2022 | 75 | 6 | 302 | 3107.75 | 109.9 | 221117 | -110.3359 | 34.5037 | 22 | 125 | 100 |  | 22.2 | N | Biomass | N | N | N | 9999 | N |  | Biomass |  |  | 18088
113_B_1 | AZ | 04017 | APS - CHOLLA POWER PLANT | Cholla | 863011 | 111574513 | 113 | 1 | 113 | 1 | 447 | TFSU-001 | 71.177 |  | 765.2504 | 39.4073 | 39.4073 | 346.2318 | 0.45758 | 2022 | 250 | 12.9 | 155 | -1 | 42.6 | 221112 | -110.3004 | 34.9409 | 1480 | 125 | 100 |  | 116 | N | Subbituminous | Y | N | N | 2025 | N |  | Coal Steam | 6988 | 6990.7793 | 10762
113_B_3 | AZ | 04017 | APS - CHOLLA POWER PLANT | Cholla | 863011 | 111574713 | 113 | 3 | 113 | 3 | 447 | TFSU-003 | 377.058 |  | 1813.7036 | 95.4222 | 95.4222 | 810.6594 | 1.0911 | 2022 | 550 | 17.5 | 309 | -1 | 92.6 | 221112 | -110.3004 | 34.9409 | 5940 | 125 | 100 |  | 271 | N | Subbituminous | Y | N | N | 2025 | N |  | Coal Steam | 7207 | 7189.2197 | 11027
126_B_3 | AZ | 04019 | Irvington | H Wilson Sundt Generating Station | 977911 | 48108913 | 126 | 3 | 126 | 3 | 1052 | 3 | 4.4707 |  | 152.4408 | 7.2281 | 7.2281 | 3.4472 | 5.2309 | 2022 | 90 | 10.53 | 240 | 2002.9667 | 23 | 2211 | -110.9051 | 32.1597 | 1040 | 125 | 100 |  | 104 | N | Natural Gas | Y | N | N | 9999 | N | 126_B_3;126_B_1 | O/G Steam | 8760 | 4741.5103 | 11372
126_B_4 | AZ | 04019 | Irvington | H Wilson Sundt Generating Station | 977911 | 48109013 | 126 | 4 | 126 | 4 | 1052 | 4 | 17.822 |  | 326.3513 | 9.8967 | 9.8967 | 7.7727 | 11.8588 | 2022 | 100 | 10.33 | 287 | 4609.5 | 55 | 2211 | -110.9051 | 32.1597 | 1700 | 125 | 100 |  | 156 | N | Natural Gas | Y | N | N | 9999 | N | 126_B_4;126_B_3 | O/G Steam | 8760 | 6671.8506 | 11020
126_G_GT1 | AZ | 04019 | Irvington | H Wilson Sundt Generating Station | 977911 | 128240613 |  |  | 126 | GT1 | 1052 | 9 | 3.3832 |  | 13.2508 | 0.27296 | 0.27296 | 0.15431 | 0.086661 | 2022 | 41.8 | 8 | 920 | 1211.4 | 24.1 | 2211 | -110.9051 | 32.1597 | 500 | 125 | 120 |  | 24 | N | Natural Gas, Distillate Fuel Oil | N | N | N | 9999 | N |  | Combustion Turbine | 8760 |  | 13349
126_G_GT2 | AZ | 04019 | Irvington | H Wilson Sundt Generating Station | 977911 | 128238913 |  |  | 126 | GT2 | 1052 | 10 | 1.8728 |  | 7.3182 | 0.15087 | 0.15087 | 0.08052 | 0.047965 | 2022 | 41.8 | 8 | 921 | 1211.4 | 24.1 | 2211 | -110.9051 | 32.1597 | 500 | 125 | 120 |  | 24 | N | Natural Gas, Distillate Fuel Oil | N | N | N | 9999 | N |  | Combustion Turbine | 8760 |  | 13350
126_G_RIC1 | AZ | 04019 | Irvington | H Wilson Sundt Generating Station | 977911 | 140298013 |  |  | 126 | RIC1 | 1052 | 31 | 3.3576 |  | 7.4346 | 1.3922 | 1.3922 | 0.4026 | 11.412 | 2022 | 160 | 5.26 | 681 | 2012.5 | 92.61 | 2211 | -110.9051 | 32.1597 | 19 | 125 | 160 |  | 18.2 | N | Natural Gas | N | N | N | 9999 | N |  | Combustion Turbine | 8760 |  | 10745
126_G_RIC10 | AZ | 04019 | Irvington | H Wilson Sundt Generating Station | 977911 | 136460913 |  |  | 126 | RIC10 | 1052 | 40 | 3.4943 |  | 8.7439 | 0.96365 | 0.83898 | 0.33392 | 3.2305 | 2022 | 160 | 5.26 | 695 | 2300 | 105.84 | 2211 | -110.9051 | 32.1597 | 19 | 125 | 160 |  | 18.2 | N | Natural Gas | N | N | N | 9999 | N |  | Combustion Turbine | 8760 |  | 10745
126_G_RIC2 | AZ | 04019 | Irvington | H Wilson Sundt Generating Station | 977911 | 140298113 |  |  | 126 | RIC2 | 1052 | 32 | 3.1372 |  | 6.906 | 1.1188 | 1.1188 | 0.32441 | 5.2524 | 2022 | 160 | 5.26 | 773 | 1754.7041 | 80.75 | 2211 | -110.9051 | 32.1597 | 19 | 125 | 160 |  | 18.2 | N | Natural Gas | N | N | N | 9999 | N |  | Combustion Turbine | 8760 |  | 10745
126_G_RIC3 | AZ | 04019 | Irvington | H Wilson Sundt Generating Station | 977911 | 140298213 |  |  | 126 | RIC3 | 1052 | 33 | 3.3453 |  | 4.6526 | 1.2066 | 1.2066 | 0.27143 | 10.1198 | 2022 | 160 | 5.26 | 752 | 1733.0667 | 79.75 | 2211 | -110.9051 | 32.1597 | 19 | 125 | 160 |  | 18.2 | N | Natural Gas | N | N | N | 9999 | N |  | Combustion Turbine | 8760 |  | 10745
126_G_RIC4 | AZ | 04019 | Irvington | H Wilson Sundt Generating Station | 977911 | 140298313 |  |  | 126 | RIC4 | 1052 | 34 | 2.3557 |  | 3.6598 | 0.66569 | 0.66569 | 0.13906 | 5.55 | 2022 | 160 | 5.26 | 752 | 1701.5 | 78.3 | 2211 | -110.9051 | 32.1597 | 19 | 125 | 160 |  | 18.2 | N | Natural Gas | N | N | N | 9999 | N |  | Combustion Turbine | 8760 |  | 10745
126_G_RIC5 | AZ | 04019 | Irvington | H Wilson Sundt Generating Station | 977911 | 140298413 |  |  | 126 | RIC5 | 1052 | 35 | 1.3837 |  | 3.5565 | 0.92024 | 0.92024 | 0.41809 | 4.8219 | 2022 | 160 | 5.26 | 786 | 1781.6833 | 81.99 | 2211 | -110.9051 | 32.1597 | 19 | 125 | 160 | 139&312 | 18.2 | Y | Natural Gas | N | Y | N | 9999 | N |  | Combustion Turbine | 8760 |  | 10745
126_G_RIC6 | AZ | 04019 | Irvington | H Wilson Sundt Generating Station | 977911 | 136460513 |  |  | 126 | RIC6 | 1052 | 36 | 1.5621 |  | 4.2389 | 1.338 | 0.5789 | 0.95034 | 11.5134 | 2022 | 160 | 5.26 | 745 | 1866.6667 | 85.9 | 2211 | -110.9051 | 32.1597 | 19 | 125 | 160 |  | 18.2 | Y | Natural Gas | N | Y | N | 9999 | N |  | Combustion Turbine | 8760 |  | 10745
126_G_RIC7 | AZ | 04019 | Irvington | H Wilson Sundt Generating Station | 977911 | 136460613 |  |  | 126 | RIC7 | 1052 | 37 | 2.4533 |  | 6.8784 | 0.77435 | 0.62548 | 0.16342 | 1.3379 | 2022 | 160 | 5.26 | 659 | 2416.6667 | 111.21 | 2211 | -110.9051 | 32.1597 | 19 | 125 | 160 | 139&312 | 18.2 | N | Natural Gas | N | N | N | 9999 | N |  | Combustion Turbine | 8760 |  | 10745
126_G_RIC8 | AZ | 04019 | Irvington | H Wilson Sundt Generating Station | 977911 | 136460713 |  |  | 126 | RIC8 | 1052 | 38 | 2.8838 |  | 4.8727 | 1.0446 | 0.88705 | 0.24859 | 1.6324 | 2022 | 160 | 5.26 | 687 | 2400 | 110.45 | 2211 | -110.9051 | 32.1597 | 19 | 125 | 160 |  | 18.2 | N | Natural Gas | N | N | N | 9999 | N |  | Combustion Turbine | 8760 |  | 10745
126_G_RIC9 | AZ | 04019 | Irvington | H Wilson Sundt Generating Station | 977911 | 136460813 |  |  | 126 | RIC9 | 1052 | 39 | 3.6904 |  | 12.9959 | 1.2174 | 0.91055 | 0.36606 | 2.0732 | 2022 | 160 | 5.26 | 686 | 2350 | 108.14 | 2211 | -110.9051 | 32.1597 | 19 | 125 | 160 |  | 18.2 | N | Natural Gas | N | N | N | 9999 | N |  | Combustion Turbine | 8760 |  | 10745
6088_G_1 | AZ | 04019 | North Loop | North Loop | 17946111 | 135759913 |  |  | 6088 | 1 | 1053 | 1 | 5.2181 |  | 20.3635 | 0.42 | 0.42 | 0.067105 | 0.13364 | 2022 | 41.8 | 8 | 920 | 9680.7001 | 192.6 | 2211 | -111.1264 | 32.4013 | 27 | 125 | 120 |  | 25 | N | Natural Gas, Distillate Fuel Oil | N | N | N | 9999 | N |  | Combustion Turbine | 6384 |  | 10745
6088_G_2 | AZ | 04019 | North Loop | North Loop | 17946111 | 135760013 |  |  | 6088 | 2 | 1053 | 2 | 0.29319 |  | 1.5544 | 0.029152 | 0.029042 | 0.19496 | 0.007663 | 2022 | 41.8 | 8 | 920 | 9680.7001 | 192.6 | 2211 | -111.1264 | 32.4013 | 27 | 125 | 120 |  | 25 | N | Natural Gas, Distillate Fuel Oil | N | N | N | 9999 | N |  | Combustion Turbine | 6384 |  | 16189
6088_G_3 | AZ | 04019 | North Loop | North Loop | 17946111 | 135760113 |  |  | 6088 | 3 | 1053 | 3 | 5.8894 |  | 26.6187 | 0.52327 | 0.52227 | 1.7696 | 0.15219 | 2022 | 41.8 | 8 | 920 | 9680.7001 | 192.6 | 2211 | -111.1264 | 32.4013 | 27 | 125 | 120 |  | 25 | N | Natural Gas, Distillate Fuel Oil | N | N | N | 9999 | N |  | Combustion Turbine | 6384 |  | 16189
6088_G_4 | AZ | 04019 | North Loop | North Loop | 17946111 | 135760213 |  |  | 6088 | 4 | 1053 | 4 | 19.114 |  | 7.276 | 0.17322 | 0.17322 | 0.027697 | 0.055116 | 2022 | 44.8 | 14.6 | 920 | 6263.3167 | 37.4 | 2211 | -111.1264 | 32.4013 | 21.5 | 125 | 120 |  | 20 | N | Natural Gas | N | N | N | 9999 | N |  | Combustion Turbine | 6384 |  | 16187
118_G_GE1 | AZ | 04021 | Saguaro Power Plant | Saguaro | 998011 | 67644213 | 118 | CT3 | 118 | GE1 | EGU0048 | CT3 | 18.229 |  | 14.9165 | 3.831 | 3.831 | 0.2458 | 1.219 | 2022 | 60 | 9.38 | 1019 | 2003.8099 | 29 | 221112 | -111.2992 | 32.5522 | 80 | 125 | 120 |  | 76 | N | Natural Gas | Y | N | N | 9999 | N |  | Combustion Turbine | 1 | 1219.0995 | 15103
118_G_GT1 | AZ | 04021 | Saguaro Power Plant | Saguaro | 998011 | 48102113 |  |  | 118 | GT1 | EGU0048 | CT1 | 11.018 |  | 42.998 | 0.887 | 0.887 | 0.081 | 0.282 | 2022 | 37 | 17.15 | 846 | 24948.3533 | 108 | 221112 | -111.2992 | 32.5522 | 55 | 125 | 120 |  | 50 | N | Natural Gas | N | N | N | 9999 | N |  | Combustion Turbine | 452 |  | 15103
118_G_GT2 | AZ | 04021 | Saguaro Power Plant | Saguaro | 998011 | 67644113 |  |  | 118 | GT2 | EGU0048 | CT2 | 3.362 |  | 13.118 | 0.271 | 0.271 | 0.025 | 0.086 | 2022 | 37 | 17.15 | 846 | 24948.3533 | 108 | 221112 | -111.2992 | 32.5522 | 55 | 125 | 120 |  | 50 | N | Natural Gas | N | N | N | 9999 | N |  | Combustion Turbine | 160 |  | 15103
55129_G_CTG1 | AZ | 04021 | Desert Basin Generating Station | Desert Basin | 998111 | 48101813 | 55129 | DBG1 | 55129 | CTG1 | EGU0049 | Unit1 |  |  | 35.7515 |  |  | 1.3882 |  | 2022 | 160 | 19 | 200 | 14247.33 | 49 | 221112 | -111.7889 | 32.9042 | 2500 | 125 | 120 |  | 166 | N | Natural Gas | Y | N | N | 9999 | N |  | Combined Cycle |  | 2719.9092 | 7402
55129_G_CTG2 | AZ | 04021 | Desert Basin Generating Station | Desert Basin | 998111 | 48101713 | 55129 | DBG2 | 55129 | CTG2 |  |  |  |  | 33.1827 |  |  | 1.9322 |  |  | 160 | 19 | 200 | 13164.88 | 45 | 221112 | -111.7889 | 32.9033 |  | 125 | 120 |  | 162 | N | Natural Gas | Y | N | N | 9999 | N |  | Combined Cycle |  | 3741.5596 | 7402
55522_G_CT1 | AZ | 04021 | Sundance Power Plant | Sundance | 1032711 | 62911013 | 55522 | CT01 | 55522 | CT1 | EGUSundance | 001 | 2.753 | 0.925 | 2.722 | 1.617 | 1.617 | 0.0855 | 1.328 | 2020 | 85 | 10 | 850 | 12500 | 155 | 221112 | -111.5887 | 32.9281 | 495 | 125 | 120 |  | 41 | N | Natural Gas | Y | N | N | 9999 | N |  | Combustion Turbine | 1321 | 878.0901 | 10929
55522_G_CT10 | AZ | 04021 | Sundance Power Plant | Sundance | 1032711 | 62911813 | 55522 | CT10 | 55522 | CT10 | EGUSundance | 010 | 1.63 | 0.834 | 3.2838 | 1.442 | 1.442 | 0.1276 | 1.188 | 2020 | 85 | 10 | 850 | 12500 | 155 | 221112 | -111.5887 | 32.9281 | 495 | 125 | 120 |  | 41 | N | Natural Gas | Y | N | N | 9999 | N |  | Combustion Turbine | 1191 | 1281.9489 | 10930
55522_G_CT2 | AZ | 04021 | Sundance Power Plant | Sundance | 1032711 | 48098813 | 55522 | CT02 | 55522 | CT2 | EGUSundance | 002 | 1.761 | 0.88 | 2.733 | 1.504 | 1.504 | 0.0944 | 1.248 | 2020 | 85 | 10 | 850 | 12500 | 155 | 221112 | -111.5887 | 32.9281 | 495 | 125 | 120 |  | 41 | N | Natural Gas | Y | N | N | 9999 | N |  | Combustion Turbine | 889 | 962.4696 | 10930
55522_G_CT3 | AZ | 04021 | Sundance Power Plant | Sundance | 1032711 | 62911113 | 55522 | CT03 | 55522 | CT3 | EGUSundance | 003 | 2.3 | 0.873 | 2.5461 | 1.468 | 1.468 | 0.0859 | 1.212 | 2020 | 85 | 10 | 850 | 12500 | 155 | 221112 | -111.5887 | 32.9281 | 495 | 125 | 120 |  | 41 | N | Natural Gas | Y | N | N | 9999 | N |  | Combustion Turbine | 1248 | 873.9496 | 10930
55522_G_CT4 | AZ | 04021 | Sundance Power Plant | Sundance | 1032711 | 62911213 | 55522 | CT04 | 55522 | CT4 | EGUSundance | 004 | 1.941 | 0.718 | 2.9129 | 1.234 | 1.234 | 0.0982 | 1.018 | 2020 | 85 | 10 | 850 | 12500 | 155 | 221112 | -111.5887 | 32.9281 | 495 | 125 | 120 |  | 41 | N | Natural Gas | Y | N | N | 9999 | N |  | Combustion Turbine | 1054 | 997.9401 | 10930
55522_G_CT5 | AZ | 04021 | Sundance Power Plant | Sundance | 1032711 | 62911313 | 55522 | CT05 | 55522 | CT5 | EGUSundance | 005 | 1.59 | 0.817 | 2.9474 | 1.406 | 1.406 | 0.107 | 1.171 | 2022 | 85 | 10 | 850 | 12500 | 155 | 221112 | -111.5887 | 32.9281 | 495 | 125 | 120 |  | 41 | N | Natural Gas | Y | N | N | 9999 | N |  | Combustion Turbine | 1167 | 1088.7393 | 10930
55522_G_CT6 | AZ | 04021 | Sundance Power Plant | Sundance | 1032711 | 62911413 | 55522 | CT06 | 55522 | CT6 | EGUSundance | 006 | 1.461 | 0.777 | 3.127 | 1.331 | 1.331 | 0.1145 | 1.102 | 2020 | 85 | 10 | 850 | 12500 | 155 | 221112 | -111.5887 | 32.9281 | 495 | 125 | 120 |  | 41 | N | Natural Gas | Y | N | N | 9999 | N |  | Combustion Turbine | 1110 | 1157.9792 | 10930
55522_G_CT7 | AZ | 04021 | Sundance Power Plant | Sundance | 1032711 | 62911513 | 55522 | CT07 | 55522 | CT7 | EGUSundance | 007 | 1.153 | 0.823 | 3.5826 | 1.412 | 1.412 | 0.1126 | 0.986 | 2022 | 85 | 10 | 850 | 12500 | 155 | 221112 | -111.5899 | 32.9285 | 495 | 125 | 120 | 109&139 | 41 | N | Natural Gas | Y | N | N | 9999 | N |  | Combustion Turbine |  | 1140.8093 | 10930
55522_G_CT8 | AZ | 04021 | Sundance Power Plant | Sundance | 1032711 | 62911613 | 55522 | CT08 | 55522 | CT8 |  |  | 1.156 | 0.642 | 3.1598 | 1.056 | 1.056 | 0.1096 | 0.663 |  | 85 | 10 | 850 | 12500 | 155 | 221112 | -111.5899 | 32.9285 |  | 125 | 120 |  | 41 | N | Natural Gas | Y | N | N | 9999 | N |  | Combustion Turbine |  | 1107.4094 | 10930
55522_G_CT9 | AZ | 04021 | Sundance Power Plant | Sundance | 1032711 | 62911713 | 55522 | CT09 | 55522 | CT9 | EGUSundance | 009 | 2.099 | 0.912 | 3.39 | 1.585 | 1.585 | 0.1243 | 1.299 | 2020 | 85 | 10 | 850 | 12500 | 155 | 221112 | -111.5887 | 32.9281 | 495 | 125 | 120 |  | 41 | N | Natural Gas | Y | N | N | 9999 | N |  | Combustion Turbine | 1302 | 1250.459 | 10930
56948_G_1 | AZ | 04021 | Coolidge Generating Station | Coolidge Generation Station | 11310611 | 118549313 | 56948 | CT01 | 56948 | 1 | COOLGEN | CT01 | 0.4 | 0 | 0.606 | 1 | 0 | 0.0436 | 0.4 | 2020 | 85 | 10.5 | 800 | 3867 | 44.6406 | 22111 | -111.5042 | 32.916 | 48 | 125 | 120 |  | 43.4 | N | Natural Gas | Y | N | N | 9999 | N |  | Combustion Turbine |  | 433.6898 | 10745
56948_G_10 | AZ | 04021 | Coolidge Generating Station | Coolidge Generation Station | 11310611 | 118549813 | 56948 | CT10 | 56948 | 10 | COOLGEN | CT10 | 3 | 1.2 | 1.24 | 0.5 | 0.5 | 0.0706 | 0.1 | 2020 | 85 | 10.5 | 800 | 3867 | 44.6406 | 22111 | -111.5036 | 32.9182 | 48 | 125 | 120 |  | 43.4 | N | Natural Gas | Y | N | N | 9999 | N |  | Combustion Turbine |  | 719.94 | 10745
56948_G_11 | AZ | 04021 | Coolidge Generating Station | Coolidge Generation Station | 11310611 | 118549713 | 56948 | CT11 | 56948 | 11 | COOLGEN | CT11 | 4.8 | 1.5 | 1.3359 | 0.7 | 0.7 | 0.0745 | 0.1 | 2020 | 85 | 10.5 | 800 | 3867 | 44.6406 | 22111 | -111.5039 | 32.9182 | 48 | 125 | 120 |  | 43.4 | N | Natural Gas | Y | N | N | 9999 | N |  | Combustion Turbine |  | 755.1798 | 10745
56948_G_12 | AZ | 04021 | Coolidge Generating Station | Coolidge Generation Station | 11310611 | 118549613 | 56948 | CT12 | 56948 | 12 |  |  | 4.5 | 1.8 | 1.5685 | 0.8 | 0.8 | 0.0777 | 0.2 |  | 85 | 10.5 | 800 | 3867 | 44.6406 | 22111 | -111.5042 | 32.9182 |  | 125 | 120 |  | 43.4 | N | Natural Gas | Y | N | N | 9999 | N |  | Combustion Turbine |  | 799.7702 | 10745
56948_G_2 | AZ | 04021 | Coolidge Generating Station | Coolidge Generation Station | 11310611 | 118549413 | 56948 | CT02 | 56948 | 2 | COOLGEN | CT02 | 3 | 1 | 0.99 | 0.5 | 0.5 | 0.0529 | 0.1 | 2020 | 85 | 10.5 | 800 | 3867 | 44.6406 | 22111 | -111.5039 | 32.9164 | 48 | 125 | 120 |  | 43.4 | N | Natural Gas | Y | N | N | 9999 | N |  | Combustion Turbine |  | 530.5298 | 10745
56948_G_3 | AZ | 04021 | Coolidge Generating Station | Coolidge Generation Station | 11310611 | 118549513 | 56948 | CT03 | 56948 | 3 | COOLGEN | CT03 | 2.1 | 1.3 | 1.0943 | 0.6 | 0.6 | 0.0568 | 0.1 | 2020 | 85 | 10.5 | 800 | 3867 | 44.6406 | 22111 | -111.5036 | 32.9164 | 48 | 125 | 120 |  | 43.4 | N | Natural Gas | Y | N | N | 9999 | N |  | Combustion Turbine |  | 577.1497 | 10745
56948_G_4 | AZ | 04021 | Coolidge Generating Station | Coolidge Generation Station | 11310611 | 118550413 | 56948 | CT04 | 56948 | 4 | COOLGEN | CT04 | 3.6 | 1.5 | 1.1332 | 0.7 | 0.7 | 0.0596 | 0.1 | 2020 | 85 | 10.5 | 800 | 3867 | 44.6406 | 22111 | -111.5033 | 32.9164 | 48 | 125 | 120 |  | 43.4 | N | Natural Gas | Y | N | N | 9999 | N |  | Combustion Turbine |  | 608.7898 | 10745
56948_G_5 | AZ | 04021 | Coolidge Generating Station | Coolidge Generation Station | 11310611 | 118550313 | 56948 | CT05 | 56948 | 5 | COOLGEN | CT05 | 2.3 | 1 | 1.9129 | 0.4 | 0.4 | 0.1087 | 0.2 | 2022 | 85 | 10.5 | 800 | 3867 | 44.6406 | 22111 | -111.5031 | 32.9164 | 48 | 125 | 120 |  | 43.4 | N | Natural Gas | Y | N | N | 9999 | N |  | Combustion Turbine |  | 1109.8999 | 10745
56948_G_6 | AZ | 04021 | Coolidge Generating Station | Coolidge Generation Station | 11310611 | 118550213 | 56948 | CT06 | 56948 | 6 | COOLGEN | CT06 | 3.7 | 1.1 | 1.4098 | 0.5 | 0.5 | 0.1073 | 0.1 | 2020 | 85 | 10.5 | 800 | 3867 | 44.6406 | 22111 | -111.5028 | 32.9164 | 48 | 125 | 120 |  | 43.4 | N | Natural Gas | Y | N | N | 9999 | N |  | Combustion Turbine |  | 1096.4497 | 10745
56948_G_7 | AZ | 04021 | Coolidge Generating Station | Coolidge Generation Station | 11310611 | 118550113 | 56948 | CT07 | 56948 | 7 | COOLGEN | CT07 | 2.7 | 1.5 | 2.0383 | 0.7 | 0.7 | 0.1009 | 0.1 | 2020 | 85 | 10.5 | 800 | 3867 | 44.6406 | 22111 | -111.5028 | 32.9182 | 48 | 125 | 120 |  | 43.4 | N | Natural Gas | Y | N | N | 9999 | N |  | Combustion Turbine |  | 1031.4797 | 10745
56948_G_8 | AZ | 04021 | Coolidge Generating Station | Coolidge Generation Station | 11310611 | 118550013 | 56948 | CT08 | 56948 | 8 |  |  | 3 | 1.7 | 1.8064 | 0.7 | 0.7 | 0.1099 | 0.2 |  | 85 | 10.5 | 800 | 3867 | 44.6406 | 22111 | -111.5031 | 32.9182 |  | 125 | 120 |  | 43.4 | N | Natural Gas | Y | N | N | 9999 | N |  | Combustion Turbine |  | 1123.9797 | 10745
56948_G_9 | AZ | 04021 | Coolidge Generating Station | Coolidge Generation Station | 11310611 | 118549913 | 56948 | CT09 | 56948 | 9 | COOLGEN | CT09 | 3.5 | 1.1 | 1.1701 | 0.5 | 0.5 | 0.0578 | 0.1 | 2020 | 85 | 10.5 | 800 | 3867 | 44.6406 | 22111 | -111.5033 | 32.9182 | 48 | 125 | 120 |  | 43.4 | N | Natural Gas | Y | N | N | 9999 | N |  | Combustion Turbine |  | 579.6797 | 10745
6515_G_GT1 | AZ | 04023 | VALENCIA POWER PLANT | Valencia | 1032911 | 48098513 |  |  | 6515 | GT1 | 8999 | 001 | 3.92 |  | 2.15 | 0.043663 | 0.043663 | 0.0133 | 0.013893 | 2022 | 29 | 11.7 | 960 | 8190.5501 | 76 | 221112 | -110.9316 | 31.3634 | 0.01 | 125 | 120 |  | 13.5 | N | Natural Gas, Distillate Fuel Oil | N | N | N | 9999 | N |  | Combustion Turbine | 8736 |  | 25000
6515_G_GT2 | AZ | 04023 | VALENCIA POWER PLANT | Valencia | 1032911 | 48098613 |  |  | 6515 | GT2 | 8999 | 002 | 1.58 |  | 0.868 | 0.017586 | 0.017586 | 0.00535 | 0.0055956 | 2022 | 29 | 11.7 | 960 | 8190.5501 | 76 | 221112 | -110.9318 | 31.3634 | 0.01 | 125 | 120 |  | 13.5 | N | Natural Gas, Distillate Fuel Oil | N | N | N | 9999 | N |  | Combustion Turbine | 8736 |  | 25000
6515_G_GT3 | AZ | 04023 | VALENCIA POWER PLANT | Valencia | 1032911 | 103916313 |  |  | 6515 | GT3 | 8999 | 003 | 2.54 |  | 1.4 | 0.028332 | 0.028332 | 0.00861 | 0.0090146 | 2022 | 29 | 11.7 | 960 | 8190.5501 | 76 | 221112 | -110.9318 | 31.3633 | 0.01 | 125 | 120 |  | 13.5 | N | Natural Gas, Distillate Fuel Oil | N | N | N | 9999 | N |  | Combustion Turbine | 8736 |  | 25000
6515_G_GT4 | AZ | 04023 | VALENCIA POWER PLANT | Valencia | 1032911 | 103916413 |  |  | 6515 | GT4 | 8999 | 004 | 0.963 |  | 1.51 | 0.07993 | 0.07993 | 0.0243 | 0.025432 | 2022 | 12 | 11.7 | 960 | 8190.5501 | 76 | 221112 | -110.9313 | 31.3635 | 0.01 | 125 | 120 |  | 19.8 | N | Natural Gas, Distillate Fuel Oil | N | N | N | 9999 | N |  | Combustion Turbine | 8736 |  | 15616
120_B_1 | AZ | 04027 | APS - YUCCA POWER PLANT | Yucca | 1013411 | 88710513 | 120 | 1 | 120 | 1 | 9955 | 001 | 15.7931 |  | 69.2479 | 5.0012 | 5.0012 | 0.3929 | 3.6193 | 2022 | 146.5 | 10.5 | 300 | 3498.242 | 40.4 | 221112 | -114.7108 | 32.7214 | 600 | 125 | 100 |  | 75 | N | Natural Gas | Y | N | N | 9999 | N |  | O/G Steam | 3571 | 3570.6799 | 11154
120_G_GT1 | AZ | 04027 | APS - YUCCA POWER PLANT | Yucca | 1013411 | 88710713 |  |  | 120 | GT1 | 9955 | 003 | 2.3574 |  | 9.1996 | 0.18974 | 0.18974 | 0.017249 | 0.060373 | 2022 | 32 | 11.5 | 885 | 4954.5469 | 47.7 | 221112 | -114.7088 | 32.7207 | 18 | 125 | 120 |  | 18 | N | Natural Gas, Distillate Fuel Oil | N | N | N | 9999 | N |  | Combustion Turbine | 352 |  | 11938
120_G_GT2 | AZ | 04027 | APS - YUCCA POWER PLANT | Yucca | 1013411 | 88710913 |  |  | 120 | GT2 | 9955 | 005 | 1.8306 |  | 7.1437 | 0.14734 | 0.14734 | 0.013394 | 0.04688 | 2022 | 32 | 9 | 885 | 3034.5428 | 47.7 | 221112 | -114.7088 | 32.7207 | 18 | 125 | 120 |  | 18 | N | Natural Gas, Distillate Fuel Oil | N | N | N | 9999 | N |  | Combustion Turbine | 223 |  | 11938
120_G_GT21 | AZ | 04027 | APS - YUCCA POWER PLANT | Yucca | 1013411 | 88711413 |  |  | 120 | GT21 | 9955 | 010 | 0.005167 |  | 1.3779 | 0.018789 | 0.018789 | 0.047442 | 0.00066701 | 2022 | 32 | 11.5 | 918 | 4954.5469 | 47.7 | 221112 | -114.7117 | 32.7214 | 0.01 | 125 | 120 |  | 20 | N | Distillate Fuel Oil | N | N | N | 9999 | N |  | Combustion Turbine | 23 |  | 11938
120_G_GT3 | AZ | 04027 | APS - YUCCA POWER PLANT | Yucca | 1013411 | 88711113 |  |  | 120 | GT3 | 9955 | 007 | 20.7985 |  | 81.1648 | 1.674 | 1.674 | 0.15218 | 0.53264 | 2022 | 32 | 17.5 | 965 | 43535.6028 | 181 | 221112 | -114.7088 | 32.7211 | 52 | 125 | 120 |  | 52 | N | Natural Gas | N | N | N | 9999 | N |  | Combustion Turbine | 1022 |  | 11938
120_G_GT4 | AZ | 04027 | APS - YUCCA POWER PLANT | Yucca | 1013411 | 88711313 |  |  | 120 | GT4 | 9955 | 009 | 0.017048 |  | 4.5462 | 0.061993 | 0.061993 | 0.15653 | 0.0022008 | 2022 | 32 | 17.5 | 960 | 42092.4336 | 175 | 221112 | -114.7088 | 32.7213 | 51 | 125 | 120 |  | 51 | N | Distillate Fuel Oil | N | N | N | 9999 | N |  | Combustion Turbine | 27 |  | 11938
120_G_GT5 | AZ | 04027 | APS - YUCCA POWER PLANT | Yucca | 1013411 | 88712013 | 120 | CT5 | 120 | GT5 | 9955 | 017 | 3.5507 |  | 3.8709 | 2.0354 | 2.0354 | 0.2244 | 0.85488 | 2022 | 85 | 12 | 825 | 9952.5656 | 88 | 221112 | -114.71 | 32.7213 | 521 | 125 | 120 |  | 47 | N | Natural Gas | Y | N | N | 9999 | N |  | Combustion Turbine | 2329 | 2321.6494 | 11938
120_G_GT6 | AZ | 04027 | APS - YUCCA POWER PLANT | Yucca | 1013411 | 88712113 | 120 | CT6 | 120 | GT6 | 9955 | 018 | 1.5733 |  | 4.6952 | 1.2634 | 1.2634 | 0.2265 | 0.88435 | 2022 | 85 | 12 | 825 | 9952.5656 | 88 | 221112 | -114.7104 | 32.7213 | 521 | 125 | 120 |  | 47 | N | Natural Gas | Y | N | N | 9999 | N |  | Combustion Turbine | 2322 | 2329.1497 | 11938
54694_G_GEN2 | AZ | 04027 | YUMA COGENERATION ASSOCIATES | Yuma Cogeneration Associates | 1013311 | 48095013 | 54694 | 4101 | 54694 | GEN2 | 492 | 001 | 5.5989 |  | 16.1104 | 1.4412 | 1.4412 | 0.1075 | 0.45857 | 2022 | 85 | 10.5 | 250 | 9047.8045 | 104.49 | 221112 | -114.654 | 32.7289 | 40 | 125 | 140 |  | 17.1 | Y | Natural Gas | Y | N | N | 9999 | N | 54694_G_GEN1;54694_G_GEN2 | Combined Cycle | 1076 | 1076.62 | 8037
6138_B_1 | AR | 05007 | FLINT CREEK POWER PLANT (SWEPCO) | Flint Creek | 1015511 | 48088413 | 6138 | 1 | 6138 | 1 | 0500700107 | 001 | 397.729 |  | 2775.4982 | 103.7303 | 30.2516 | 817.7931 | 47.2407 | 2022 | 540 | 20 | 275 | 28588.49 | 91 | 221112 | -94.5239 | 36.2578 | 558 | 125 | 100 |  | 494 | N | Subbituminous | Y | N | N | 2039 | N |  | Coal Steam | 6409 | 6403.5103 | 10629
50640_B_BLR1 | AR | 05011 | PotlatchDeltic Land & Lumber, LLC - Warren Lumber Mill |  | 7737111 | 2882413 |  |  |  |  | 0501100004 | 002 | 72.0904 |  | 67.5848 | 0.64956 | 0.54369 | 9.3868 | 6.383 | 2022 | 70 | 6.5 | 300 | 2296.2686 | 69.2 | 321113 | -92.0783 | 33.6203 | 280 | 135 | 100 |  |  |  |  | N | N | N |  | N |  |  | 8499
56505_G_SN01 | AR | 05031 | JONESBORO CITY WATER AND LIGHT-NW SUBSTA | Jonesboro City Water & Light Plant | 976311 | 112831113 |  |  | 56505 | SN01 | 0503100412 | 01 | 0.38702 |  | 0.60223 | 0.12385 | 0.12137 | 0.12385 | 0.15482 | 2020 | 45 | 7.8 | 750 | 1949.57 | 40.8 | 221112 | -90.7256 | 35.8483 | 23 | 125 | 120 |  | 20 | N | Natural Gas, Distillate Fuel Oil | N | N | N | 9999 | N |  | Combustion Turbine |  |  | 11561
56505_G_SN02 | AR | 05031 | JONESBORO CITY WATER AND LIGHT-NW SUBSTA | Jonesboro City Water & Light Plant | 976311 | 112830913 |  |  | 56505 | SN02 | 0503100412 | 02 | 0.35595 |  | 0.55394 | 0.11397 | 0.1116 | 0.1148 | 0.14239 | 2020 | 45 | 7.8 | 750 | 1949.57 | 40.8 | 221112 | -90.7256 | 35.8483 | 23 | 125 | 120 |  | 19 | N | Natural Gas, Distillate Fuel Oil | N | N | N | 9999 | N |  | Combustion Turbine |  |  | 11562
56505_G_SN04 | AR | 05031 | JONESBORO CITY WATER AND LIGHT-NW SUBSTA | Jonesboro City Water & Light Plant | 976311 | 112830813 | 56505 | SN04 | 56505 | SN04 | 0503100412 | 04 | 0.65558 |  | 11.9689 | 0.42366 | 0.40881 | 0.0513 | 0.52447 | 2022 | 50 | 9 | 812 | 3836.12 | 60.3 | 221112 | -90.7256 | 35.8483 | 45 | 125 | 120 |  | 46 | N | Natural Gas, Distillate Fuel Oil | Y | N | N | 9999 | N |  | Combustion Turbine | 8 | 598 | 11560
56505_G_SN06 | AR | 05031 | JONESBORO CITY WATER AND LIGHT-NW SUBSTA | Jonesboro City Water & Light Plant | 976311 | 112831013 | 56505 | SN06 | 56505 | SN06 | 0503100412 | 06 | 2.2418 |  | 19.8812 | 1.4344 | 1.4015 | 0.3976 | 1.7934 | 2020 | 50 | 9 | 812 | 3836.12 | 60.3 | 221112 | -90.7256 | 35.8483 | 49 | 125 | 120 |  | 46 | N | Natural Gas, Distillate Fuel Oil | Y | N | N | 9999 | N |  | Combustion Turbine | 3 | 274 | 11562
56505_G_SN07 | AR | 05031 | JONESBORO CITY WATER AND LIGHT-NW SUBSTA | Jonesboro City Water & Light Plant | 976311 | 112831313 | 56505 | SN07 | 56505 | SN07 | 0503100412 | 07 | 0.77601 |  | 32.0988 | 0.49667 | 0.48674 | 0.1189 | 0.62081 | 2022 | 45 | 9 | 821 | 4453.21 | 70 | 221112 | -90.7256 | 35.8483 | 45 | 125 | 120 |  | 46 | N | Natural Gas | Y | N | N | 9999 | N |  | Combustion Turbine |  | 1423 | 11562
201_G_2 | AR | 05047 | ARKANSAS ELECTRIC-THOMAS B FITZHUGH CORP | Thomas Fitzhugh | 1117411 | 46792013 | 201 | 2 | 201 | 2 | 0504700012 | 006 | 87.9603 | 6.8726 | 159.0972 | 0.33498 | 0.20531 | 6.7161 | 2.1936 | 2022 | 134 | 19 | 300 | 17663.84 | 62.3 | 221112 | -93.8039 | 35.4653 | 1660 | 125 | 140 |  | 101 | N | Natural Gas, Distillate Fuel Oil | Y | N | N | 9999 | N |  | Combined Cycle |  | 3895.3704 | 8895
56564_B_1 | AR | 05057 | SWEPCO-JOHN W TURK JR POWER PLANT | John W Turk Jr Power Plant | 16584111 | 105991513 | 56564 | SN-01 | 56564 | 1 | 0505700506 | 001 | 140.4 | 92.332 | 819.4763 | 92.2101 | 77.1799 | 637.0718 | 0.52263 | 2022 | 643 | 21.4 | 192 | 35968.0942 | 100 | 221112 | -93.8117 | 33.6497 | 6000 | 125 | 100 |  | 650 | N | Subbituminous | Y | N | N | 9999 | N | 56564_B_1;56564_G_1 | Coal Steam | 7029 | 7014.3403 | 9102
7825_G_1 | AR | 05057 | ARK ELEC CO-OP CORP-FULTON CTI GENER STA | Fulton (AR) | 909411 | 46559713 | 7825 | CT1 | 7825 | 1 | 0505700304 | 001 | 12.09 |  | 21.1232 | 2.4836 | 2.4339 | 0.2318 | 0.79023 | 2020 | 90 | 18 | 1041 | 33869.82 | 133.1 | 221112 | -93.7924 | 33.6093 | 153 | 125 | 120 |  | 153 | N | Natural Gas | Y | N | N | 9999 | N |  | Combustion Turbine |  | 535.2 | 10853
55418_G_CT1 | AR | 05059 | Entergy Arkansas, LLC - Hot Spring Energy Facility | Hot Spring Generating Facility | 1119311 | 46771013 | 55418 | CT-1 | 55418 | CT1 | 0505900229 | 001 | 33.45 | 6.2533 | 57.3384 | 16.4063 | 16.1739 | 3.672 | 2.3792 | 2022 | 171 | 18 | 200 | 16998.53 | 66.8 | 221112 | -92.8682 | 34.2975 | 2510 | 125 | 140 |  | 164.4 | N | Natural Gas | Y | N | N | 9999 | N |  | Combined Cycle | 6668 | 6668.0996 | 7370
55418_G_CT2 | AR | 05059 | Entergy Arkansas, LLC - Hot Spring Energy Facility | Hot Spring Generating Facility | 1119311 | 46771113 | 55418 | CT-2 | 55418 | CT2 | 0505900229 | 002 | 28.945 | 6.2984 | 66.2923 | 16.5247 | 16.2906 | 3.7003 | 2.3964 | 2022 | 171 | 18 | 200 | 16998.53 | 66.8 | 221112 | -92.8682 | 34.2979 | 2510 | 125 | 140 |  | 164.4 | N | Natural Gas | Y | N | N | 9999 | N |  | Combined Cycle | 6687 | 6686.75 | 7370
55714_G_GT2 | AR | 05059 | AECC Magnet Cove Generating Station | Magnet Cove | 10504211 | 52356613 |  |  | 55714 | GT2 | 0505900337 | 001 | 17.48 | 12.4008 | 153.1 | 31.5187 | 30.4501 | 6.8 | 19.118 | 2022 | 150 | 20 | 185 | 23247.7856 | 74 | 221112 | -92.8324 | 34.4312 | 2200 | 125 | 140 | 109&139 | 208.1 | N | Natural Gas | N | N | N | 9999 | N | 55714_G_GT1;55714_G_ST1;55714_G_GT2 | Combined Cycle | 4637 |  | 7065
170_B_4 | AR | 05059 | ENTERGY ARK LLC-LAKE CATHERINE |  | 658911 | 63320413 | 170 | 4 |  |  | 0505900011 | 003 | 28.6552 |  | 281.0213 | 9.0741 | 9.0673 | 0.7309 | 6.5668 | 2022 | 195 | 17 | 254 | 2292.5 | 10.1 | 221112 | -92.9044 | 34.4358 | 5850 | 125 | 100 |  |  |  |  | Y | N | N |  | N |  |  | 1395 | 1394.7803
6641_B_1 | AR | 05063 | ENTERGY ARKANSAS LLC-INDEPENDENCE PLANT | Independence Steam Electric Station | 1083411 | 46911413 | 6641 | 1 | 6641 | 1 | 0506300042 | 001 | 535.0016 |  | 2972.0562 | 257.6824 | 210.9545 | 7891.8638 | 54.5769 | 2022 | 1000 | 25.7 | 321 | 46687.2869 | 90 | 221112 | -91.4078 | 35.6782 | 8700 | 125 | 100 |  | 822 | N | Subbituminous | Y | N | N | 2031 | N |  | Coal Steam | 6639 | 6638.7896 | 10428
6641_B_2 | AR | 05063 | ENTERGY ARKANSAS LLC-INDEPENDENCE PLANT | Independence Steam Electric Station | 1083411 | 46911013 | 6641 | 2 | 6641 | 2 | 0506300042 | 002 | 108.4762 |  | 1351.037 | 106.0735 | 90.8294 | 4485.7808 | 29.4306 | 2022 | 1000 | 25.7 | 321 | 46687.2869 | 90 | 221112 | -91.4078 | 35.6782 | 8700 | 125 | 100 |  | 842 | N | Subbituminous | Y | N | N | 2031 | N |  | Coal Steam | 4448 | 4447.73 | 10427
6009_B_1 | AR | 05069 | ENTERGY ARK-WHITE BLUFF | White Bluff | 893911 | 46642113 | 6009 | 1 | 6009 | 1 | 0506900110 | 001 | 373.4976 |  | 2522.2101 | 187.3568 | 116.5035 | 7574.0689 | 51.0554 | 2022 | 1000 | 25.7 | 321 | 46687.2869 | 90 | 221112 | -92.1392 | 34.4235 | 8950 | 125 | 100 |  | 818 | N | Subbituminous | Y | N | N | 9999 | N |  | Coal Steam | 5817 | 5816.8203 | 10338
6009_B_2 | AR | 05069 | ENTERGY ARK-WHITE BLUFF | White Bluff | 893911 | 46642213 | 6009 | 2 | 6009 | 2 | 0506900110 | 002 | 1430.4321 |  | 2236.1063 | 106.815 | 77.298 | 6376.0836 | 45.7467 | 2022 | 1000 | 25.7 | 321 | 46687.2869 | 90 | 221112 | -92.1392 | 34.4235 | 8950 | 125 | 100 |  | 823 | N | Subbituminous | Y | N | N | 9999 | N |  | Coal Steam | 6074 | 6074.2598 | 10206
55075_G_CT01 | AR | 05069 | PINE BLUFF ENERGY CENTER | Pine Bluff Energy Center | 7785211 | 2877713 | 55075 | CT-1 | 55075 | CT01 | 0506900409 | 001 | 410.2556 | 32.0544 | 310.5159 | 1.5624 | 0.9576 | 3.8262 | 10.2312 | 2020 | 225 | 19.5 | 216 | 17918.8591 | 60 | 221112 | -91.9022 | 34.2178 | 2110 | 125 | 140 |  | 145 | Y | Natural Gas | Y | N | N | 9999 | N |  | Combined Cycle |  | 7804.2002 | 5623
55075_G_ST01 | AR | 05069 | PINE BLUFF ENERGY CENTER | Pine Bluff Energy Center | 7785211 | 2877913 |  |  | 55075 | ST01 | 0506900409 | 003 | 2.7122 |  | 2.909 | 0.36679 | 0.35102 | 0.071 | 0.23663 | 2022 | 150 | 8 | 348 | 1960.3538 | 39 | 221112 | -91.9022 | 34.2181 | 362 | 125 | 100 |  | 47 | Y | Natural Gas | N | Y | N | 9999 | N |  | Combined Cycle | 1734 |  | 5623
56456_B_BLR1 | AR | 05093 | PLUM POINT ENERGY STATION STATION UNIT 1 | Plum Point Energy Station | 15259811 | 95994413 | 56456 | 1 | 56456 | BLR1 | 0509300461 | 001 | 1879 | 7.77 | 1879.2595 | 351.9094 | 254.2365 | 3052.481 | 14.2775 | 2022 | 475 | 24 | 175 | 38362.6162 | 84.8 | 221112 | -89.9456 | 35.6636 | 665 | 125 | 100 |  | 680 | N | Subbituminous | Y | N | N | 9999 | N |  | Coal Steam | 7152 | 7128.3403 | 9682
55340_G_CTG1 | AR | 05093 | ASSOCIATED ELECTRIC COOP INC-DELL PWR PL | Dell Power Station | 10642211 | 157110013 | 55340 | 1 | 55340 | CTG1 | 0509300448 | 01 | 40.9 | 2.7747 | 49.8606 | 16.8289 | 16.4912 | 3.3337 | 5.0483 | 2022 | 165 | 18 | 224 | 17812.83 | 70 | 221112 | -90.0275 | 35.8608 | 312 | 125 | 120 | 139 | 159.3 | N | Natural Gas, Distillate Fuel Oil | Y | N | N | 9999 | N |  | Combined Cycle | 5897 | 5900.2505 | 7567
55340_G_CTG2 | AR | 05093 | ASSOCIATED ELECTRIC COOP INC-DELL PWR PL | Dell Power Station | 10642211 | 157110713 | 55340 | 2 | 55340 | CTG2 | 0509300448 | 02 | 61.7 | 2.9333 | 55.2296 | 11.3186 | 11.0922 | 3.3702 | 3.9485 | 2022 | 165 | 18 | 224 | 17812.83 | 70 | 221112 | -90.0275 | 35.8608 | 312 | 125 | 120 | 139 | 157.6 | N | Natural Gas, Distillate Fuel Oil | Y | N | N | 9999 | N |  | Combined Cycle | 34 | 5925.2588 | 7567
203_B_01 | AR | 05103 | JOHN L MCCLELLAN GENERATING STA-CAMDEN | McClellan (AR) | 976411 | 47097013 | 203 | 01 | 203 | 01 | 0510300055 | 001 | 1.0788 |  | 78.9984 | 0.2561 | 0.24627 | 1.0633 | 0.094719 | 2022 | 160 | 10.8 | 340 | 8428.01 | 92 | 221112 | -92.7921 | 33.5646 | 1400 | 125 | 100 |  | 134 | N | Natural Gas | Y | N | N | 9999 | N |  | O/G Steam | 1023 | 1074.37 | 12180
55221_G_G1 | AR | 05119 | ARK ELEC CO-OP-OSWALD GENERATING STATION | Harry L. Oswald | 210811 | 63446713 | 55221 | G1 | 55221 | G1 | 0511901380 | 001 | 6.39 |  | 45.5541 | 0.9352 | 0.9165 | 0.2728 | 0.3607 | 2022 | 160 | 9.5 | 285 | 5124.78 | 72.3 | 221112 | -92.2164 | 34.5928 | 46 | 125 | 140 |  | 47 | N | Natural Gas | Y | N | N | 9999 | N | 55221_G_G1;55221_G_G8 | Combined Cycle |  | 2745.5579 | 8508
55221_G_G2 | AR | 05119 | ARK ELEC CO-OP-OSWALD GENERATING STATION | Harry L. Oswald | 210811 | 63446813 | 55221 | G2 | 55221 | G2 | 0511901380 | 002 | 8.85 |  | 41.3979 | 0.9156 | 0.89729 | 0.2611 | 0.3532 | 2022 | 120 | 9.5 | 285 | 5124.78 | 72.3 | 221112 | -92.2167 | 34.5928 | 46 | 125 | 140 |  | 47 | N | Natural Gas | Y | N | N | 9999 | N |  | Combined Cycle |  | 2717.0002 | 8508
55221_G_G3 | AR | 05119 | ARK ELEC CO-OP-OSWALD GENERATING STATION | Harry L. Oswald | 210811 | 63446913 | 55221 | G3 | 55221 | G3 | 0511901380 | 003 | 16.69 |  | 43.3129 | 0.66 | 0.6468 | 0.2364 | 0.033 | 2020 | 160 | 9.5 | 285 | 5124.78 | 72.3 | 221112 | -92.2164 | 34.5931 | 46 | 125 | 140 |  | 47 | N | Natural Gas | Y | N | N | 9999 | N |  | Combined Cycle |  | 2399.4304 | 8508
55221_G_G4 | AR | 05119 | ARK ELEC CO-OP-OSWALD GENERATING STATION | Harry L. Oswald | 210811 | 63447013 | 55221 | G4 | 55221 | G4 | 0511901380 | 004 | 14.09 |  | 41.0092 | 0.6645 | 0.65121 | 0.2419 | 0.0332 | 2020 | 160 | 9.5 | 285 | 5124.78 | 72.3 | 221112 | -92.2167 | 34.5931 | 46 | 125 | 140 |  | 47 | N | Natural Gas | Y | N | N | 9999 | N | 55221_G_G4;55221_G_G9 | Combined Cycle |  | 2520.7002 | 8508
55221_G_G5 | AR | 05119 | ARK ELEC CO-OP-OSWALD GENERATING STATION | Harry L. Oswald | 210811 | 63447113 | 55221 | G5 | 55221 | G5 | 0511901380 | 005 | 5.44 |  | 26.7839 | 1.0234 | 1.0029 | 0.1518 | 0.7826 | 2020 | 160 | 9.5 | 285 | 5124.78 | 72.3 | 221112 | -92.2164 | 34.5933 | 46 | 125 | 140 |  | 47 | N | Natural Gas | Y | N | N | 9999 | N |  | Combined Cycle |  | 1498.2106 | 8508
55221_G_G6 | AR | 05119 | ARK ELEC CO-OP-OSWALD GENERATING STATION | Harry L. Oswald | 210811 | 63447213 | 55221 | G6 | 55221 | G6 | 0511901380 | 006 | 11.38 |  | 46.4055 | 1.0982 | 1.0762 | 0.262 | 0.084 | 2022 | 160 | 9.6 | 285 | 5233.24 | 72.3 | 221112 | -92.2167 | 34.5933 | 46 | 125 | 140 |  | 47 | N | Natural Gas | Y | N | N | 9999 | N |  | Combined Cycle |  | 2727.0103 | 8508
55221_G_G7 | AR | 05119 | ARK ELEC CO-OP-OSWALD GENERATING STATION | Harry L. Oswald | 210811 | 63447313 | 55221 | G7 | 55221 | G7 | 0511901380 | 007 | 12.45 |  | 90.5611 | 3.0788 | 3.0172 | 0.7246 | 0.5871 | 2020 | 160 | 15.5 | 285 | 12019.67 | 63.7 | 221112 | -92.2167 | 34.5942 | 80 | 125 | 140 |  | 76 | N | Natural Gas | Y | N | N | 9999 | N |  | Combined Cycle |  | 2721.9878 | 8508
56523_G_GEN1 | AR | 05119 | WASTE MANAGEMENT-TWO PINE LANDFILL | Two Pine Landfill Gas Recovery | 210911 | 63363313 |  |  | 56523 | GEN1 | 0511900438 | 002 | 107.4292 |  | 52.3815 | 8.6437 | 8.3877 | 4.0873 | 0.34803 | 2020 | 29 | 0.8 | 800 | 32.67 | 65 | 562212 | -92.1635 | 34.835 | 188 | 104 | 290 |  | 0.8 | N | Landfill Gas | N | N | N | 9999 | N | 56523_G_GEN4;56523_G_GEN1;56523_G_GEN5;56523_G_GEN6;56523_G_GEN3;56523_G_GEN2 | Landfill Gas | 7210 |  | 13500
55380_G_CTG8 | AR | 05139 | Entergy Arkansas, LLC - Union Power Station | Union Power Station | 1016511 | 48086313 |  |  | 55380 | CTG8 | 0513900543 | 001 | 157.171 | 90.6102 | 554.241 | 178.4424 | 174.8735 | 27.9 | 35.0871 | 2022 | 135 | 19 | 190 | 13042.32 | 46 | 221112 | -92.5867 | 33.2958 | 1950 | 125 | 120 |  | 146.4 | N | Natural Gas | N | N | N | 9999 | N | 55380_G_CTG6;55380_G_STG4;55380_G_STG3;55380_G_CTG2;55380_G_STG1;55380_G_CTG1;55380_G_CTG7;55380_G_CTG3;55380_G_CTG5;55380_G_CTG8;55380_G_STG2;55380_G_CTG4 | Combined Cycle | 7329 |  | 7359
56328_G_1 | AR | 05143 | Harry D. Mattison Power Plant | Harry D Mattison Gas Plant | 10642811 | 63390213 | 56328 | 1 | 56328 | 1 | 0514300695 | 001 | 0.94 |  | 13.9638 | 0.60826 | 0.59609 | 0.173 | 0.19354 | 2020 | 56 | 13.7 | 1025 | 18072.64 | 122.6 | 221112 | -94.2844 | 36.1836 | 1080 | 125 | 120 |  | 75 | N | Natural Gas | Y | N | N | 9999 | N |  | Combustion Turbine |  | 721.9298 | 12535
56328_G_2 | AR | 05143 | Harry D. Mattison Power Plant | Harry D Mattison Gas Plant | 10642811 | 63390313 | 56328 | 2 | 56328 | 2 | 0514300695 | 002 | 1.45 |  | 16.9576 | 0.60706 | 0.59491 | 0.2365 | 0.19315 | 2020 | 56 | 13.7 | 1025 | 18072.64 | 122.6 | 221112 | -94.2844 | 36.1836 | 1080 | 125 | 120 |  | 75 | N | Natural Gas | Y | N | N | 9999 | N |  | Combustion Turbine |  | 795.8699 | 12535
56328_G_3 | AR | 05143 | Harry D. Mattison Power Plant | Harry D Mattison Gas Plant | 10642811 | 63390413 | 56328 | 3 | 56328 | 3 | 0514300695 | 003 | 1.42 |  | 97.6419 | 0.42791 | 0.41935 | 0.1397 | 0.13615 | 2022 | 56 | 13.7 | 1025 | 18072.64 | 122.6 | 221112 | -94.2844 | 36.1836 | 1080 | 125 | 120 |  | 72 | N | Natural Gas | Y | N | N | 9999 | N |  | Combustion Turbine |  | 637.8599 | 12535
56328_G_4 | AR | 05143 | Harry D. Mattison Power Plant | Harry D Mattison Gas Plant | 10642811 | 63390513 | 56328 | 4 | 56328 | 4 | 0514300695 | 004 | 1.95 |  | 21.2134 | 0.63761 | 0.62486 | 0.1587 | 0.20288 | 2022 | 56 | 13.7 | 1025 | 18072.64 | 122.6 | 221112 | -94.2844 | 36.1836 | 1080 | 125 | 120 |  | 72 | N | Natural Gas | Y | N | N | 9999 | N |  | Combustion Turbine |  | 650.85 | 12535
56467_G_CTG1 | CA | 06001 | RUSSELL CITY ENERGY CO LLC | Russell City Energy Center | 17414311 | 120041313 | 56467 | CT1 | 56467 | CTG1 | 1130318136 | 1 |  |  | 13.4811 |  |  | 1.0947 |  | 2022 | 40 | 2 | 250 | -1 | 50 | 221112 | -122.1336 | 37.634 | 2240 | 125 | 120 |  | 185 | N | Natural Gas | Y | N | N | 9999 | N |  | Combined Cycle |  | 1968.0601 | 7317
56467_G_CTG2 | CA | 06001 | RUSSELL CITY ENERGY CO LLC | Russell City Energy Center | 17414311 | 120041513 | 56467 | CT2 | 56467 | CTG2 | 1130318136 | 3 |  |  | 15.4408 |  |  | 1.2299 |  | 2022 | 40 | 2 | 250 | -1 | 50 | 221112 | -122.1336 | 37.634 | 2240 | 125 | 120 |  | 185 | N | Natural Gas | Y | N | N | 9999 | N |  | Combined Cycle |  | 2192.3699 | 7317
54477_G_GEN2 | CA | 06007 | OROVILLE COGENERATION, L.P. |  | 124511 | 51503413 |  |  |  |  | 4160456 | 1 | 0.017 |  | 0.02 | 0.0001 | 0.0001 |  | 0.006 | 2020 | [5 empty] | 221112 | -121.5628 | 39.492 | 1 | 125 | 999 |  |  |  |  | N | N | N |  | N |  |  | 8736
50293_B_BLR100 | CA | 06011 | WADHAM ENERGY LTD PARTNERSHIP | Wadham Energy LP | 75711 | 51955813 |  |  | 50293 | BLR100 | 6160655 | 1 | 108.8836 |  | 131.4631 | 14.8105 | 13.7721 | 67.1116 | 0.59509 | 2022 | 212 | 7 | 323 | 2300.4333 | 59.7515 | 221118 | -122.1104 | 39.1055 | 300 | 125 | 100 |  | 26 | N | Biomass | N | N | N | 9999 | N |  | Biomass | 8736 |  | 13768
56532_G_A | CA | 06011 | PG&E COLUSA GENERATING STATION | Colusa Generating Station | 15322111 | 96221113 | 56532 | CT1 | 56532 | A | 61606224 | 1 | 1.9223 | 7.5673 | 19.1101 | 2.0974 | 2.0932 | 2.8367 | 1.9222 | 2022 | 40 | 2 | 250 | -1 | 50 | 221112 | -122.2696 | 39.3662 | 2430 | 125 | 120 |  | 167 | N | Natural Gas | Y | N | N | 9999 | N | 56532_G_A;56532_G_C | Combined Cycle |  | 5004.0093 | 7212
56532_G_B | CA | 06011 | PG&E COLUSA GENERATING STATION | Colusa Generating Station | 15322111 | 96221013 | 56532 | CT2 | 56532 | B | 61606224 | 2 | 2.3007 | 4.3467 | 20.1545 | 2.5472 | 2.5421 | 2.7531 | 2.4281 | 2022 | 40 | 2 | 250 | -1 | 50 | 221112 | -122.2696 | 39.3662 | 2430 | 125 | 120 |  | 167 | N | Natural Gas | Y | N | N | 9999 | N |  | Combined Cycle |  | 4842.5503 | 7212
10342_G_TG1 | CA | 06013 | MARTINEZ COGEN LIMITED PARTNERSHIP AT TESORO | Marathon Bay Area Cogen | 203111 | 51153313 |  |  | 10342 | TG1 | 713031820 | 10 | 12.9514 |  | 50.1435 | 7.9767 | 7.9767 | 0.97478 | 2.7508 | 2020 | 82 | 12 | 290 | 6749.2501 | 59.6524 | 221112 | -122.0676 | 38.0221 | 500 | 125 | 120 |  | 35 | Y | Natural Gas | N | Y | N | 9999 | N |  | Combined Cycle | 8736 |  | 6117
10342_G_TG2 | CA | 06013 | MARTINEZ COGEN LIMITED PARTNERSHIP AT TESORO | Marathon Bay Area Cogen | 203111 | 51153113 |  |  | 10342 | TG2 | 713031820 | 11 | 8.7683 |  | 33.9479 | 5.4003 | 5.4003 | 0.65994 | 1.8623 | 2022 | 82 | 12 | 290 | 6749.2501 | 59.6524 | 221112 | -122.0676 | 38.0221 | 500 | 125 | 120 |  | 35 | Y | Natural Gas | N | Y | N | 9999 | N |  | Combined Cycle | 8736 |  | 6117
50119_G_GENA | CA | 06013 | PHILLIPS 66 COMPANY - SAN FRANCISCO REFINERY | Phillips 66 Rodeo Refinery | 15733011 | 100558513 |  |  | 50119 | GENA | 7130321359 | 352 | 43.9 |  | 17.395 | 6.65 | 6.65 | 42 | 0.60737 | 2020 | 105 | 10 | 330 | 5416.6667 | 68.9393 | 324110 | -122.2542 | 38.0436 | 16.6 | 126 | 999 |  | 15.3 | Y | Fossil Waste | N | Y | N | 9999 | N |  | Fossil Waste | 8736 |  | 4577
50119_G_GENB | CA | 06013 | PHILLIPS 66 COMPANY - SAN FRANCISCO REFINERY | Phillips 66 Rodeo Refinery | 15733011 | 100558613 |  |  | 50119 | GENB | 7130321359 | 353 | 47.25 |  | 18.005 | 6.55 | 6.55 | 41.5 | 0.58826 | 2022 | 105 | 10 | 330 | 5416.6667 | 68.9393 | 324110 | -122.2542 | 38.0436 |  | 126 | 999 |  | 15.4 | Y | Fossil Waste | N | Y | N | 9999 | N |  | Fossil Waste | 8736 |  | 4577
50119_G_GENC | CA | 06013 | PHILLIPS 66 COMPANY - SAN FRANCISCO REFINERY | Phillips 66 Rodeo Refinery | 15733011 | 100558713 |  |  | 50119 | GENC | 7130321359 | 354 | 34.85 |  | 14.77 | 6.5 | 6.5 | 41.05 | 0.55185 | 2022 | 105 | 10 | 330 | 5416.6667 | 68.9393 | 324110 | -122.2542 | 38.0436 | 16.6 | 126 | 999 |  | 14.9 | Y | Fossil Waste | N | Y | N | 9999 | N |  | Fossil Waste | 8736 |  | 4577
55217_G_CTG1 | CA | 06013 | LOS MEDANOS ENERGY CENTER | Los Medanos Energy Center | 148911 | 84118713 | 55217 | X724 | 55217 | CTG1 | 7130311866 | 1 |  |  | 50.3003 |  |  | 3.9612 |  | 2022 | 40 | 2 | 250 | -1 | 50 | 221112 | -121.8727 | 38.0298 | 2230 | 125 | 120 |  | 165 | Y | Natural Gas | Y | N | N | 9999 | N |  | Combined Cycle |  | 7169.8398 | 6677
55217_G_CTG2 | CA | 06013 | LOS MEDANOS ENERGY CENTER | Los Medanos Energy Center | 148911 | 51468613 | 55217 | X725 | 55217 | CTG2 | 7130311866 | 3 |  |  | 51.1607 |  |  | 4.254 |  | 2022 | 40 | 2 | 250 | -1 | 50 | 221112 | -121.8727 | 38.0298 | 165 | 125 | 120 |  | 165 | Y | Natural Gas | Y | N | N | 9999 | N |  | Combined Cycle |  | 7735.6104 | 6677
55333_G_CTG1 | CA | 06013 | DELTA ENERGY CENTER | Delta Energy Center | 150711 | 51454413 | 55333 | 1 | 55333 | CTG1 |  |  |  |  | 45.1111 |  |  | 2.821 |  |  | 40 | 2 | 250 | -1 | 50 | 221112 | -121.8438 | 38.0151 |  | 125 | 120 |  | 176 | N | Natural Gas | Y | N | N | 9999 | N |  | Combined Cycle |  | 5553.4204 | 7482
55333_G_CTG2 | CA | 06013 | DELTA ENERGY CENTER | Delta Energy Center | 150711 | 51454013 | 55333 | 2 | 55333 | CTG2 | 7130312095 | 3 |  |  | 36.9893 |  |  | 2.639 |  | 2022 | 40 | 2 | 250 | -1 | 50 | 221112 | -121.8438 | 38.0151 | 2000 | 125 | 120 |  | 165 | N | Natural Gas | Y | N | N | 9999 | N |  | Combined Cycle |  | 5333.9102 | 7482
55333_G_CTG3 | CA | 06013 | DELTA ENERGY CENTER | Delta Energy Center | 150711 | 51454313 | 55333 | 3 | 55333 | CTG3 | 7130312095 | 5 |  |  | 42.4179 |  |  | 2.8874 |  | 2022 | 40 | 2 | 250 | -1 | 50 | 221112 | -121.8438 | 38.0151 | 2000 | 125 | 120 |  | 165 | N | Natural Gas | Y | N | N | 9999 | N |  | Combined Cycle |  | 5670.6211 | 7482
55963_G_CTG1 | CA | 06013 | Riverview Energy Center | Riverview Energy Center | 10524811 | 52537613 | 55963 | 1 | 55963 | CTG1 |  |  |  |  | 2.0295 |  |  | 0.0502 | [7 empty] | 221112 | -121.7912 | 38.0118 |  | 125 | 120 |  | 46.1 | N | Natural Gas | Y | N | N | 9999 | N |  | Combustion Turbine |  | 504.5102 | 11362
56476_G_A | CA | 06013 | GATEWAY GENERATING STATION | Gateway Generating Station | 15757411 | 100519013 | 56476 | GT1 | 56476 | A | 7130318143 | 41 |  |  | 29.0962 |  |  | 2.6596 |  | 2022 | 40 | 2 | 250 | -1 | 50 | 221112 | -121.7593 | 38.0171 | 2230 | 125 | 120 |  | 177 | N | Natural Gas | Y | N | N | 9999 | N | 56476_G_A;56476_G_C | Combined Cycle |  | 5202.8003 | 7223
56476_G_B | CA | 06013 | GATEWAY GENERATING STATION | Gateway Generating Station | 15757411 | 100519313 | 56476 | GT2 | 56476 | B | 7130318143 | 43 |  |  | 31.263 |  |  | 2.7495 |  | 2022 | 40 | 2 | 250 | -1 | 50 | 221112 | -121.7593 | 38.0171 | 2230 | 125 | 120 |  | 177 | N | Natural Gas | Y | N | N | 9999 | N |  | Combined Cycle |  | 5373.9497 | 7223
56897_G_1 | CA | 06013 | AMERESCO KELLER CANYON LLC | Ameresco Keller Canyon | 15748811 | 100732513 |  |  | 56897 | 1 | 7130317667 | 1 | 0.61454 |  | 11.9314 | 2.3639 | 2.3639 | 0.42286 | 3.054 | 2020 | 40 | 2 | 250 | -1 | 50 | 221118 | -121.9372 | 37.9945 |  | 125 | 999 |  | 1.8 | N | Landfill Gas | N | N | N | 9999 | N |  | Landfill Gas | 8736 |  | 13500
56897_G_2 | CA | 06013 | AMERESCO KELLER CANYON LLC | Ameresco Keller Canyon | 15748811 | 100732613 |  |  | 56897 | 2 | 7130317667 | 2 | 44.896 |  | 13.795 | 2.4929 | 2.4929 | 0.44592 | 7.5043 | 2020 | 40 | 2 | 250 | -1 | 50 | 221118 | -121.9372 | 37.9945 |  | 125 | 999 |  | 1.8 | N | Landfill Gas | N | N | N | 9999 | N |  | Landfill Gas | 8736 |  | 13500
57267_G_1 | CA | 06013 | MARSH LANDING LLC (MARSH LANDING GENERATING STA ) | Marsh Landing Generating Station | 17414411 | 120129413 | 57267 | 1 | 57267 | 1 | 7130319169 | 1 |  |  | 0.9369 |  |  | 0.0737 |  | 2022 | 40 | 2 | 250 | -1 | 50 | 221112 | -121.7651 | 38.0171 | 2200 | 125 | 120 |  | 191.9 | N | Natural Gas | Y | N | N | 9999 | N |  | Combustion Turbine |  | 133.55 | 12325
57267_G_2 | CA | 06013 | MARSH LANDING LLC (MARSH LANDING GENERATING STA ) | Marsh Landing Generating Station | 17414411 | 120129513 | 57267 | 2 | 57267 | 2 |  |  |  |  | 2.7474 |  |  | 0.1989 |  |  | 40 | 2 | 250 | -1 | 50 | 221112 | -121.7651 | 38.0171 |  | 125 | 120 |  | 191.1 | N | Natural Gas | Y | N | N | 9999 | N |  | Combustion Turbine |  | 360.8499 | 12323
57267_G_3 | CA | 06013 | MARSH LANDING LLC (MARSH LANDING GENERATING STA ) | Marsh Landing Generating Station | 17414411 | 120129613 | 57267 | 3 | 57267 | 3 |  |  |  |  | 0.9118 |  |  | 0.0667 |  |  | 40 | 2 | 250 | -1 | 50 | 221112 | -121.7651 | 38.0171 |  | 125 | 120 |  | 190.4 | N | Natural Gas | Y | N | N | 9999 | N |  | Combustion Turbine |  | 125.01 | 12327
57267_G_4 | CA | 06013 | MARSH LANDING LLC (MARSH LANDING GENERATING STA ) | Marsh Landing Generating Station | 17414411 | 120129713 | 57267 | 4 | 57267 | 4 | 7130319169 | 4 |  |  | 1.559 |  |  | 0.1349 |  | 2022 | 40 | 2 | 250 | -1 | 50 | 221112 | -121.7651 | 38.0171 | 2200 | 125 | 120 |  | 191.8 | N | Natural Gas | Y | N | N | 9999 | N |  | Combustion Turbine |  | 238.25 | 12325
50388_B_K2 | CA | 06013 | PHILLIPS 66 CARBON PLANT |  | 5812811 | 21488013 |  |  |  |  | 7130321360 | 2 | 5.3944 |  | 166.7522 | 6.6284 | 6.6284 | 456.8289 | 0.023565 | 2022 | 250 | 5 | 400 | 2433.3333 | 123.8787 | 324199 | -122.2368 | 38.0194 |  | 157 | 210 |  |  |  |  | N | N | N |  | N |  |  | 8736
50388_B_K1 | CA | 06013 | PHILLIPS 66 CARBON PLANT |  | 5812811 | 21488913 |  |  |  |  | 7130321360 | 1 | 4.4794 |  | 150.6817 | 5.1246 | 5.1246 | 425.8997 | 0.018675 | 2022 | 250 | 5 | 400 | 2433.3333 | 123.8787 | 324199 | -122.2368 | 38.0194 |  | 157 | 210 |  |  |  |  | N | N | N |  | N |  |  | 8736
10156_G_GEN3 | CA | 06019 | FRESNO COGENERATION PARTNERS | Fresno Cogen Partners | 348711 | 85326813 |  |  | 10156 | GEN3 | 10143014 | 10 | 0.1444 | 0.16787 | 0.20984 | 0.09 | 0.089819 | 0.00131 | 0.0286 | 2020 | 60 | 12 | 790 | 3366.5284 | 29.7546 | 221118 | -120.0994 | 36.6168 |  | 125 | 999 |  | 18.6 | N | Natural Gas | N | N | N | 9999 | N |  | Combustion Turbine | 2080 |  | 19283
10156_G_GEN4 | CA | 06019 | FRESNO COGENERATION PARTNERS | Fresno Cogen Partners | 348711 | 85326713 | 10156 | GEN1 | 10156 | GEN4 | 10143014 | 11 | 0.0358 | 0.047045 | 0.7476 | 0.0815 | 0.081336 | 0.0449 | 0.0259 | 2020 | 75 | 10 | 330 | 4.3333 | 0.0551 | 221118 | -120.0994 | 36.6168 | 55 | 125 | 999 |  | 52.2 | Y | Natural Gas | Y | N | N | 9999 | N |  | Combined Cycle | 2080 | 483.0103 | 8754
10405_G_GEN1 | CA | 06019 | KINGSBURG COGEN FACILITY | Kingsburg Cogen | 14025511 | 85377413 | 10405 | 1 | 10405 | GEN1 | 101430722 | 2 | 0.48555 | 0.035637 | 1.5707 | 0.099533 | 0.099333 | 0.0555 | 0.043 | 2022 | [5 empty] | 221118 | -119.5796 | 36.5495 | 34.5 | 125 | 999 |  | 22 | Y | Natural Gas | Y | N | N | 9999 | N |  | Combined Cycle | 8736 | 633.5801 | 10245
10767_B_CFB | CA | 06019 | RIO BRAVO FRESNO | Rio Bravo Fresno | 6514911 | 19311813 |  |  | 10767 | CFB | 1014301820 | 1 | 0 | 1.0794 | 0.0149 | 0.000148 | 0.000148 | 0.000572 |  | 2020 | [5 empty] | 221112 | -119.7268 | 36.6876 |  | 125 | 999 |  | 24.3 | N | Biomass | N | N | N | 9999 | N |  | Biomass | 8736 |  | 14250
55508_G_CPP2 | CA | 06019 | CAL PEAK POWER - PANOCHE, LLC | CalPeak Power Panoche Peaker Plant | 10437111 | 58172813 |  |  | 55508 | CPP2 | 1014303811 | 1 | 1.2453 | 0.21361 | 0.60196 | 0.034845 | 0.034775 | 0.031815 | 0.08989 | 2020 | [5 empty] | 221112 | -120.5798 | 36.6554 | 24.7 | 125 | 120 |  | 48 | N | Natural Gas | N | N | N | 9999 | N |  | Combustion Turbine | 312 |  | 10847
55874_G_8 | CA | 06019 | WELLHEAD POWER PANOCHE, LLC. | Panoche Peaker | 10436611 | 58173713 |  |  | 55874 | 8 | 1014303844 | 1 | 0.78307 | 0.24335 | 0.23495 | 0.18458 | 0.18421 | 0.00268 | 0.0587 | 2020 | 64 | 15.3 | 800 | 19743.5837 | 107.3441 | 221118 | -120.5784 | 36.6536 | 49.4 | 125 | 999 |  | 56.7 | N | Natural Gas | N | N | N | 9999 | N |  | Combustion Turbine | 416 |  | 15897
56239_G_GT-1 | CA | 06019 | MALAGA POWER, LLC | Malaga Power LLC | 13845911 | 84878213 | 56239 | GT-1 | 56239 | GT-1 |  |  | 0.41058 | 0.20546 | 0.8995 | 0.0671 | 0.066965 | 0.0244 | 0.01 |  | 40 | 2 | 250 | -1 | 50 | 221121 | -119.7404 | 36.6899 |  | 125 | 999 |  | 48 | N | Natural Gas | Y | N | N | 9999 | N |  | Combustion Turbine |  | 285.1901 | 10745
56239_G_GT-2 | CA | 06019 | MALAGA POWER, LLC | Malaga Power LLC | 13845911 | 84878113 | 56239 | GT-2 | 56239 | GT-2 | 1014304305 | 2 | 0.351 | 0.23715 | 0.6635 | 0.0361 | 0.036027 | 0.0225 | 0.0137 | 2020 | 40 | 2 | 250 | -1 | 50 | 221121 | -119.7404 | 36.6899 | 49.7 | 125 | 999 |  | 48 | N | Natural Gas | Y | N | N | 9999 | N |  | Combustion Turbine |  | 265.01 | 10745
56639_G_1 | CA | 06019 | MIDWAY PEAKING LLC | Midway Peaking LLC | 17418611 | 120717013 |  |  | 56639 | 1 | 1014307286 | 1 | 0.56004 | 0.43705 | 0.63999 | 0.0303 | 0.030239 | 0.0264 | 0.0799 | 2020 | 50 | 15 | 880 | 7631.7501 | 43.1694 | 221112 | -120.58 | 36.6555 | 342 | 125 | 120 |  | 55.6 | N | Natural Gas | Y | N | N | 9999 | N |  | Combustion Turbine | 2000 |  | 10959
56639_G_2 | CA | 06019 | MIDWAY PEAKING LLC | Midway Peaking LLC | 17418611 | 120717213 |  |  | 56639 | 2 | 1014307286 | 3 | 0.48996 | 0.12817 | 0.56013 | 0.03 | 0.02994 | 0.0243 | 0.0702 | 2020 | 50 | 15 | 880 | 7631.7501 | 43.1694 | 221112 | -120.58 | 36.6555 | 342 | 125 | 120 |  | 55.6 | N | Natural Gas | Y | N | N | 9999 | N |  | Combustion Turbine | 2000 |  | 10960
56803_G_1 | CA | 06019 | PANOCHE ENERGY CENTER LLC | Panoche Energy Center | 15863611 | 102017313 | 56803 | 1 | 56803 | 1 | 1014307220 | 1 | 4.011 | 2.0879 | 7.7148 | 1.3187 | 1.316 | 0.495 | 0.29304 | 2022 | 40 | 2 | 250 | -1 | 50 | 221121 | -120.5844 | 36.6511 | 950 | 125 | 120 |  | 97 | N | Natural Gas | Y | N | N | 9999 | N |  | Combustion Turbine |  | 1874.2772 | 10745
56803_G_2 | CA | 06019 | PANOCHE ENERGY CENTER LLC | Panoche Energy Center | 15863611 | 102017413 | 56803 | 2 | 56803 | 2 | 1014307220 | 2 | 3.8443 | 1.803 | 9.4681 | 1.4231 | 1.4202 | 0.55 | 0.33485 | 2020 | 40 | 2 | 250 | -1 | 50 | 221121 | -120.5844 | 36.6511 | 950 | 125 | 120 |  | 97 | N | Natural Gas | Y | N | N | 9999 | N |  | Combustion Turbine |  | 2082.2769 | 10745
56803_G_3 | CA | 06019 | PANOCHE ENERGY CENTER LLC | Panoche Energy Center | 15863611 | 102017513 | 56803 | 3 | 56803 | 3 | 1014307220 | 3 | 3.2715 | 1.791 | 9.033 | 0.87161 | 0.86986 | 0.5282 | 0.28656 | 2022 | 40 | 2 | 250 | -1 | 50 | 221121 | -120.5844 | 36.6511 | 950 | 125 | 120 |  | 97 | N | Natural Gas | Y | N | N | 9999 | N |  | Combustion Turbine |  | 1982.4073 | 10745
56803_G_4 | CA | 06019 | PANOCHE ENERGY CENTER LLC | Panoche Energy Center | 15863611 | 102017613 | 56803 | 4 | 56803 | 4 | 1014307220 | 4 | 3.7632 | 2.7904 | 9.834 | 1.5104 | 1.5074 | 0.5543 | 0.3072 | 2020 | 40 | 2 | 250 | -1 | 50 | 221121 | -120.5844 | 36.6511 | 950 | 125 | 120 |  | 97 | N | Natural Gas | Y | N | N | 9999 | N |  | Combustion Turbine |  | 2086.0171 | 10745
57564_G_CTG | CA | 06019 | ALGONQUIN POWER SANGER LLC | Algonquin Power Sanger LLC | 13986511 | 101975013 | 57564 | 8 | 57564 | CTG |  |  | 4.7278 | 0.96049 | 10.0988 | 3.6051 | 3.5978 | 0.3543 | 0.64376 | [6 empty] | 221118 | -119.5529 | 36.6842 |  | 125 | 140 |  | 49 | N | Natural Gas | Y | N | N | 9999 | N |  | Combined Cycle |  | 3751.7126 | 7771
57564_G_STG2 | CA | 06019 | ALGONQUIN POWER SANGER LLC | Algonquin Power Sanger LLC | 13986511 | 101975113 |  |  | 57564 | STG2 | 1014304071 | 9 | 9.18e-05 |  | 0.00028 | 0.000342 | 0.000342 | 0.000128 | 0.00018 | 2020 | [5 empty] | 221118 | -119.5529 | 36.6842 |  | 125 | 999 |  | 12.5 | N | Natural Gas | N | N | N | 9999 | N |  | Combined Cycle | 5 |  | 7771
55508_G_CPP2x | CA | 06019 | CAL PEAK POWER - PANOCHE, LLC |  | 10437111 | 58172913 |  |  |  |  | 1014303811 | 2 | 1.235 | 0.2115 | 0.597 | 0.0345 | 0.034431 | 0.0315 | 0.089 | 2022 | [5 empty] | 221112 | -120.58 | 36.655 | 24.7 | 125 | 120 |  |  |  |  | N | N | N |  | N |  |  | 312
56639_G_1x | CA | 06019 | MIDWAY PEAKING LLC |  | 17418611 | 120717113 |  |  |  |  | 1014307286 | 2 | 0.53981 | 0.080671 | 0.59001 | 0.0296 | 0.02954 | 0.0257 | 0.0798 | 2022 | 50 | 15 | 880 | 7631.7501 | 43.1694 | 221112 | -120.58 | 36.6555 | 342 | 125 | 120 |  |  |  |  | N | N | N |  | N |  |  | 2000
56639_G_2x | CA | 06019 | MIDWAY PEAKING LLC |  | 17418611 | 120717313 |  |  |  |  | 1014307286 | 4 | 0.45016 | 0.11934 | 0.50001 | 0.0298 | 0.02974 | 0.0227 | 0.0699 | 2020 | 50 | 15 | 880 | 7631.7501 | 43.1694 | 221112 | -120.58 | 36.6555 | 342 | 125 | 120 |  |  |  |  | N | N | N |  | N |  |  | 400
50049_B_BLRA | CA | 06023 | HUMBOLDT SAWMILL COMPANY | Humboldt Sawmill Company | 17606111 | 118690213 |  |  | 50049 | BLRA | 12062060 | 1 | 0.05518 |  | 0.26486 | 0.021542 | 0.021344 | 0.00078356 | 0.0022072 | 2020 | 105 | 7 | 360 | 2298.3333 | 59.6969 | 321113 | -124.1046 | 40.4812 |  | 125 | 999 |  | 16.2 | Y | Biomass | N | Y | N | 9999 | N |  | Biomass |  |  | 20413
50049_B_BLRB | CA | 06023 | HUMBOLDT SAWMILL COMPANY | Humboldt Sawmill Company | 17606111 | 118690313 |  |  | 50049 | BLRB | 12062060 | 2 | 0.06545 |  | 0.31416 | 0.025552 | 0.025316 | 0.00092939 | 0.002618 | 2020 | 105 | 7 | 360 | 2298.3333 | 59.6969 | 321113 | -124.1046 | 40.4812 |  | 125 | 999 |  | 8.7 | Y | Biomass | N | Y | N | 9999 | N |  | Biomass |  |  | 20413
50049_B_BLRC | CA | 06023 | HUMBOLDT SAWMILL COMPANY | Humboldt Sawmill Company | 17606111 | 118690413 |  |  | 50049 | BLRC | 12062060 | 3 | 0.033155 |  | 0.13262 | 0.012944 | 0.012824 | 0.0004708 | 0.0013262 | 2020 | 105 | 7 | 360 | 2298.3333 | 59.6969 | 321113 | -124.1046 | 40.4812 |  | 125 | 999 |  | 8.7 | Y | Biomass | N | Y | N | 9999 | N |  | Biomass |  |  | 20413
10052_B_BLR1 | CA | 06023 | DG FAIRHAVEN POWER COMPANY | Fairhaven Power | 155811 | 51444813 |  |  | 10052 | BLR1 | 12062096 | 1 | 5.0052 | 0.19067 | 5.9586 | 0.45285 | 0.45285 | 0.035751 | 0.32772 | 2020 | 100 | 7 | 323 | 1966.6667 | 51.0822 | 221117 | -124.2027 | 40.7998 |  | 125 | 999 |  | 16 | N | Biomass | N | N | N | 9999 | N |  | Biomass |  |  | 17738
246_G_IC1 | CA | 06023 | PG&E - HUMBOLDT BAY GENERATING STATION | Humboldt Bay | 155111 | 51447913 |  |  | 246 | IC1 | 12062059 | 1 | 0.43641 |  | 1.3812 | 0.091907 | 0.091582 | 0.056329 | 0.33279 | 2020 | 100 | 5.3 | 735 | 1965.34 | 89.0474 | 221112 | -124.2092 | 40.741 | 16.3 | 125 | 160 |  | 16.3 | N | Natural Gas, Distillate Fuel Oil | N | N | N | 9999 | N |  | Combustion Turbine | 8400 |  | 10745
246_G_IC10 | CA | 06023 | PG&E - HUMBOLDT BAY GENERATING STATION | Humboldt Bay | 155111 | 51447813 |  |  | 246 | IC10 | 12062059 | 10 | 0.97597 |  | 3.1228 | 0.20852 | 0.20765 | 0.12683 | 0.7437 | 2022 | 100 | 5.3 | 735 | 1965.34 | 89.0474 | 221112 | -124.2092 | 40.741 | 16.3 | 125 | 160 |  | 16.3 | N | Natural Gas, Distillate Fuel Oil | N | N | N | 9999 | N |  | Combustion Turbine | 8400 |  | 10745
246_G_IC2 | CA | 06023 | PG&E - HUMBOLDT BAY GENERATING STATION | Humboldt Bay | 155111 | 51448013 |  |  | 246 | IC2 | 12062059 | 2 | 1.7372 |  | 5.4545 | 0.362 | 0.3609 | 0.22311 | 1.3254 | 2020 | 100 | 5.3 | 735 | 1965.34 | 89.0474 | 221112 | -124.2092 | 40.741 | 16.3 | 125 | 160 |  | 16.3 | N | Natural Gas, Distillate Fuel Oil | N | N | N | 9999 | N |  | Combustion Turbine | 8400 |  | 10745
246_G_IC3 | CA | 06023 | PG&E - HUMBOLDT BAY GENERATING STATION | Humboldt Bay | 155111 | 100108313 |  |  | 246 | IC3 | 12062059 | 3 | 1.4192 |  | 4.4706 | 0.29701 | 0.29605 | 0.18264 | 1.0826 | 2020 | 100 | 5.3 | 735 | 1965.34 | 89.0474 | 221112 | -124.2092 | 40.741 | 16.3 | 125 | 160 |  | 16.3 | N | Natural Gas, Distillate Fuel Oil | N | N | N | 9999 | N |  | Combustion Turbine | 8400 |  | 10745
246_G_IC4 | CA | 06023 | PG&E - HUMBOLDT BAY GENERATING STATION | Humboldt Bay | 155111 | 100108413 |  |  | 246 | IC4 | 12062059 | 4 | 0.1959 |  | 0.63584 | 0.04265 | 0.042433 | 0.025687 | 0.14913 | 2022 | 100 | 5.3 | 735 | 1965.34 | 89.0474 | 221112 | -124.2092 | 40.741 | 16.3 | 125 | 160 |  | 16.3 | N | Natural Gas, Distillate Fuel Oil | N | N | N | 9999 | N |  | Combustion Turbine | 8400 |  | 10745
246_G_IC5 | CA | 06023 | PG&E - HUMBOLDT BAY GENERATING STATION | Humboldt Bay | 155111 | 100108513 |  |  | 246 | IC5 | 12062059 | 5 | 0.74007 |  | 2.3177 | 0.15369 | 0.15325 | 0.094897 | 0.56473 | 2022 | 100 | 5.3 | 735 | 1965.34 | 89.0474 | 221112 | -124.2092 | 40.741 | 16.3 | 125 | 160 |  | 16.3 | N | Natural Gas, Distillate Fuel Oil | N | N | N | 9999 | N |  | Combustion Turbine | 8400 |  | 10745
246_G_IC6 | CA | 06023 | PG&E - HUMBOLDT BAY GENERATING STATION | Humboldt Bay | 155111 | 100108613 |  |  | 246 | IC6 | 12062059 | 6 | 1.056 |  | 3.3085 | 0.21942 | 0.21879 | 0.13544 | 0.80574 | 2020 | 100 | 5.3 | 735 | 1965.34 | 89.0474 | 221112 | -124.2092 | 40.741 | 16.3 | 125 | 160 |  | 16.3 | N | Natural Gas, Distillate Fuel Oil | N | N | N | 9999 | N |  | Combustion Turbine | 8400 |  | 10745
246_G_IC7 | CA | 06023 | PG&E - HUMBOLDT BAY GENERATING STATION | Humboldt Bay | 155111 | 100108713 |  |  | 246 | IC7 | 12062059 | 7 | 1.7496 |  | 5.5318 | 0.36796 | 0.36668 | 0.22568 | 1.3343 | 2022 | 100 | 5.3 | 735 | 1965.34 | 89.0474 | 221112 | -124.2092 | 40.741 | 16.3 | 125 | 160 |  | 16.3 | N | Natural Gas, Distillate Fuel Oil | N | N | N | 9999 | N |  | Combustion Turbine | 8400 |  | 10745
246_G_IC8 | CA | 06023 | PG&E - HUMBOLDT BAY GENERATING STATION | Humboldt Bay | 155111 | 51447613 |  |  | 246 | IC8 | 12062059 | 8 | 1.1992 |  | 3.7536 | 0.24886 | 0.24816 | 0.15372 | 0.91509 | 2022 | 100 | 5.3 | 735 | 1965.34 | 89.0474 | 221112 | -124.2092 | 40.741 | 16.3 | 125 | 160 |  | 16.3 | N | Natural Gas, Distillate Fuel Oil | N | N | N | 9999 | N |  | Combustion Turbine | 8400 |  | 10745
246_G_IC9 | CA | 06023 | PG&E - HUMBOLDT BAY GENERATING STATION | Humboldt Bay | 155111 | 51447513 |  |  | 246 | IC9 | 12062059 | 9 | 1.1715 |  | 3.7356 | 0.24917 | 0.24817 | 0.15192 | 0.89293 | 2022 | 100 | 5.3 | 735 | 1965.34 | 89.0474 | 221112 | -124.2092 | 40.741 | 16.3 | 125 | 160 |  | 16.7 | N | Natural Gas, Distillate Fuel Oil | N | N | N | 9999 | N |  | Combustion Turbine | 8400 |  | 10745
389_B_4 | CA | 06025 | IMPERIAL IRRIGATION DISTRICT ECGS | El Centro Hybrid | 6515911 | 19300813 | 389 | 4 | 389 | 4 |  |  |  |  | 37.7958 |  |  | 0.4452 |  |  | 100 | 8.9 | 264 | 3442.3634 | 55.311 | 221112 | -115.5375 | 32.8038 |  | 125 | 100 |  | 68 | N | Natural Gas, Residual Fuel Oil | Y | N | N | 9999 | N |  | O/G Steam |  | 4373.1997 | 12987
389_G_2A | CA | 06025 | IMPERIAL IRRIGATION DISTRICT ECGS | El Centro Hybrid | 6515911 | 19300613 | 389 | 2-2 | 389 | 2A | 13151115 | 2 | 103.8676 | 8.1037 | 42.6728 | 0.38888 | 0.23834 | 0.7532 | 2.5967 | 2021 | 100 | 15 | 330 | 14726.2152 | 83.2998 | 221112 | -115.5375 | 32.8038 | 945 | 125 | 140 |  | 73 | N | Natural Gas, Distillate Fuel Oil | Y | N | N | 9999 | N |  | Combined Cycle |  | 3476.3599 | 8128
389_G_32 | CA | 06025 | IMPERIAL IRRIGATION DISTRICT ECGS | El Centro Hybrid | 6515911 | 19300713 |  |  | 389 | 32 | 13151115 | 3 | 0.16367 | 1.8353 | 13.498 | 1.303 | 1.303 | 1.561 | 0.32336 | 2020 | 119 | 10 | 208 | 5198.0267 | 66.1567 | 221112 | -115.5375 | 32.8038 | 578 | 125 | 140 |  | 39 | N | Natural Gas | N | N | N | 9999 | N | 389_G_30;389_G_31;389_G_32 | Combined Cycle |  |  | 8128
56569_G_1 | CA | 06025 | Niland Gas Turbine Plant | Niland Gas Turbine Plant | 15667711 | 100118313 | 56569 | 1 | 56569 | 1 | 131511281 | 1 | 1.1658 | 0.4663 | 2.1401 | 0.47644 | 0.47644 | 0.1078 | 0.10583 | 2020 | 60 | 12 | 731 | 10446.4168 | 92.3294 | 221112 | -115.4991 | 33.243 | 460 | 125 | 120 |  | 43.8 | N | Natural Gas | Y | N | N | 9999 | N |  | Combustion Turbine |  | 1090.2694 | 10745
56569_G_2 | CA | 06025 | Niland Gas Turbine Plant | Niland Gas Turbine Plant | 15667711 | 100118413 | 56569 | 2 | 56569 | 2 | 131511281 | 2 | 0.32503 | 0.94962 | 2.55 | 0.92025 | 0.92025 | 0.139 | 0.15827 | 2020 | 60 | 12 | 750 | 10491.6668 | 92.7293 | 221112 | -115.4991 | 33.243 | 460 | 125 | 120 |  | 42.6 | N | Natural Gas | Y | N | N | 9999 | N |  | Combustion Turbine |  | 1403.4202 | 10745
10649_G_GEN1 | CA | 06029 | BEAR MOUNTAIN LIMITED | Bear Mountain Limited | 458111 | 48843613 | 10649 | GT1 | 10649 | GEN1 | 1514302049 | 1 | 2.6165 | 0.35343 | 4.0359 | 0.0399 | 0.03982 | 0.238 | 0.058905 | 2022 | 74 | 11 | 280 | 3522.2334 | 37.0482 | 221122 | -118.9265 | 35.4192 | 46 | 125 | 120 |  | 46 | Y | Natural Gas | Y | N | N | 9999 | N |  | Combustion Turbine |  | 2437.5 | 8700
10650_G_GEN1 | CA | 06029 | BADGER CREEK LIMITED | Badger Creek Limited | 412511 | 49172513 | 10650 | GT1 | 10650 | GEN1 | 1514301250 | 1 | 0.93615 | 0.54075 | 1.894 | 0.14449 | 0.1442 | 0.0874 | 0.26994 | 2020 | 75 | 12 | 260 | 5786.3851 | 51.1422 | 221122 | -119.03 | 35.484 | 46 | 125 | 120 |  | 46 | Y | Natural Gas | Y | N | N | 9999 | N |  | Combustion Turbine |  | 935.75 | 8700
50003_G_GEN1 | CA | 06029 | CHALK CLIFF LIMITED | Chalk Cliff Limited | 492111 | 48640813 |  |  | 50003 | GEN1 | 151430723 | 1 | 4.0485 | 0.2551 | 1.5894 | 0.0782 | 0.078043 | 0.012 | 0.17806 | 2020 | 74 | 10.8 | 285 | 3964.9667 | 43.264 | 221121 | -119.4299 | 35.0968 | 46 |  | 999 |  | 46 | Y | Natural Gas | N | Y | N | 9999 | N |  | Combustion Turbine | 8736 |  | 8700
50134_G_GTAG | CA | 06029 | SYCAMORE COGENERATION FACILITY | Sycamore Cogeneration | 3945411 | 35566313 |  |  | 50134 | GTAG | 151430511 | 1 | 54.548 |  | 47.9713 | 15.3199 | 15.289 | 2.0891 |  | 2022 | 46.6 | 17.5 | 1025 | 19.815 | 0.0823 | 221112 | -119.0029 | 35.4548 | 76 | 125 | 120 |  | 75 | Y | Natural Gas | N | Y | N | 9999 | N |  | Combustion Turbine | 8736 |  | 8700
50134_G_GTBG | CA | 06029 | SYCAMORE COGENERATION FACILITY | Sycamore Cogeneration | 3945411 | 35566413 |  |  | 50134 | GTBG | 151430511 | 2 | 3.9299 |  | 1.6077 | 0.50528 | 0.50426 | 0.0689 |  | 2020 | 46.6 | 17.5 | 1025 | 19.815 | 0.0823 | 221112 | -119.0029 | 35.4548 | 76 | 125 | 120 |  | 75 | Y | Natural Gas | N | Y | N | 9999 | N |  | Combustion Turbine | 8736 |  | 8700
50134_G_GTCG | CA | 06029 | SYCAMORE COGENERATION FACILITY | Sycamore Cogeneration | 3945411 | 35565913 |  |  | 50134 | GTCG | 151430511 | 3 | 3.5992 |  | 1.085 | 0.37668 | 0.37592 | 0.0476 |  | 2020 | 46.6 | 17.5 | 1025 | 19.815 | 0.0823 | 221112 | -119.0029 | 35.4548 | 76 | 125 | 120 |  | 75 | Y | Natural Gas | N | Y | N | 9999 | N |  | Combustion Turbine | 8736 |  | 8700
50134_G_GTDG | CA | 06029 | SYCAMORE COGENERATION FACILITY | Sycamore Cogeneration | 3945411 | 35566013 |  |  | 50134 | GTDG | 151430511 | 4 | 3.5502 |  | 1.1183 | 0.29555 | 0.29496 | 0.0479 |  | 2020 | 46.6 | 17.5 | 1025 | 19.815 | 0.0823 | 221112 | -119.0029 | 35.4548 | 76 | 125 | 120 |  | 75 | Y | Natural Gas | N | Y | N | 9999 | N |  | Combustion Turbine | 8736 |  | 8700
50170_G_GEN1 | CA | 06029 | BERRY PETROLEUM COMPANY LLC | Berry Cogen | 295911 | 50803613 |  |  | 50170 | GEN1 | 1514302265 | 1 | 30.5772 |  | 18.1108 | 17.5128 | 17.4775 | 0.26166 | 3.3082 | 2020 | 60 | 11.4 | 370 | 17966.667 | 175.9515 | 221210 | -119.4436 | 35.093 | 38.7 |  | 999 |  | 35 | Y | Natural Gas | N | Y | N | 9999 | N |  | Combustion Turbine | 8736 |  | 8700
50493_G_DC1 | CA | 06029 | DOUBLE C LIMITED | Double C Generation Limited Partnership | 410111 | 49233613 |  |  | 50493 | DC1 | 1514301119 | 1 | 1.6826 | 0.39289 | 0.88209 | 0.075 | 0.074849 | 0.00547 | 0.11382 | 2022 | 60 | 8 | 280 | 1869.5167 | 37.1778 | 221112 | -119.046 | 35.4962 | 0.1 |  | 999 |  | 23 | N | Natural Gas | N | N | N | 9999 | N |  | Combustion Turbine | 8736 |  | 10745
50493_G_DC2 | CA | 06029 | DOUBLE C LIMITED | Double C Generation Limited Partnership | 410111 | 49233713 |  |  | 50493 | DC2 | 1514301119 | 2 | 3.2925 | 0.39745 | 0.97148 | 0.0758 | 0.075647 | 0.00554 | 0.11514 | 2020 | 60 | 8 | 280 | 1862.4167 | 37.0366 | 221112 | -119.046 | 35.4962 | 0.1 |  | 999 |  | 23 | N | Natural Gas | N | N | N | 9999 | N |  | Combustion Turbine | 8736 |  | 10745
50494_G_KF1 | CA | 06029 | KERN FRONT LIMITED | Kern Front Limited | 5813711 | 21469513 |  |  | 50494 | KF1 | 1514301120 | 1 | 4.6825 | 0.30373 | 0.845 | 0.066685 | 0.066551 | 0.00487 | 0.10124 | 2020 | 60 | 8 | 275 | 1716.9333 | 34.1435 | 221112 | -119.0398 | 35.5155 | 23 | 125 | 120 |  | 23 | N | Natural Gas | N | N | N | 9999 | N |  | Combustion Turbine | 8736 |  | 10745
50494_G_KF2 | CA | 06029 | KERN FRONT LIMITED | Kern Front Limited | 5813711 | 21469613 |  |  | 50494 | KF2 | 1514301120 | 2 | 4.639 | 0.23834 | 0.47852 | 0.0628 | 0.062674 | 0.00458 | 0.0953 | 2020 | 60 | 8 | 275 | 1762.0333 | 35.0404 | 221112 | -119.0398 | 35.5158 | 23 | 125 | 120 |  | 23 | N | Natural Gas | N | N | N | 9999 | N |  | Combustion Turbine | 8736 |  | 10745
50495_G_HS1 | CA | 06029 | HIGH SIERRA LIMITED | High Sierra Limited | 14108911 | 84884813 |  |  | 50495 | HS1 | 1514301118 | 1 | 3.9188 | 0.25889 | 0.9757 | 0.0804 | 0.080238 | 0.0057 | 0.11861 | 2020 | 60 | 8 | 285 | 1900.6333 | 37.7966 | 221112 | -119.0304 | 35.5089 | 23 |  | 999 |  | 23 | Y | Natural Gas | N | Y | N | 9999 | N |  | Combustion Turbine | 6048 |  | 9641
50495_G_HS2 | CA | 06029 | HIGH SIERRA LIMITED | High Sierra Limited | 14108911 | 84884713 |  |  | 50495 | HS2 | 1514301118 | 2 | 3.021 | 0.30409 | 0.95603 | 0.0759 | 0.075747 | 0.00554 | 0.11521 | 2020 | 60 | 8 | 285 | 1889.4333 | 37.5739 | 221112 | -119.0304 | 35.5089 | 23 |  | 999 |  | 23 | Y | Natural Gas | N | Y | N | 9999 | N |  | Combustion Turbine | 6048 |  | 9641
50612_G_GEN1 | CA | 06029 | MCKITTRICK LIMITED | McKittrick Limited | 13890611 | 85205713 |  |  | 50612 | GEN1 | 1514301251 | 1 | 1.2927 | 0.545 | 1.195 | 0.12413 | 0.12388 | 0.0147 | 0.22402 | 2020 | 74 | 11.8 | 285 | 3706.0334 | 33.8751 | 221112 | -119.6624 | 35.3193 | 46 |  | 999 |  | 46 | Y | Natural Gas | N | Y | N | 9999 | N |  | Combustion Turbine | 8736 |  | 8700
54768_G_GEN1 | CA | 06029 | LIVE OAK LIMITED | Live Oak Limited | 456011 | 48853413 | 54768 | GT1 | 54768 | GEN1 | 151430172 | 1 | 1.1634 | 0.40785 | 4.4455 | 0.0201 | 0.02006 | 0.1943 | 0.02961 | 2020 | 74 | 11 | 285 | 6085.4934 | 64.0096 | 221122 | -119.0088 | 35.4959 | 48 | 125 | 120 |  | 46 | Y | Natural Gas | Y | N | N | 9999 | N |  | Combustion Turbine |  | 1977.5 | 8700
55151_G_GEN1 | CA | 06029 | CXA LA PALOMA, LLC | La Paloma Generating Plant | 10296711 | 58290013 | 55151 | CTG-1 | 55151 | GEN1 | 1514303412 | 1 | 12.8662 | 9.01 | 13.4396 | 3.2629 | 3.2563 | 0.7747 | 0.40786 | 2020 | 131 | 18 | 200 | 11904.3335 | 46.7622 | 221121 | -119.5925 | 35.2948 | 2000 | 125 | 120 |  | 253 | N | Natural Gas | Y | N | N | 9999 | N |  | Combined Cycle |  | 1902.8999 | 7322
55151_G_GEN2 | CA | 06029 | CXA LA PALOMA, LLC | La Paloma Generating Plant | 10296711 | 58290113 | 55151 | CTG-2 | 55151 | GEN2 | 1514303412 | 2 | 10.7544 | 8.2479 | 15.0211 | 11.0592 | 11.037 | 1.0303 | 0.37259 | 2020 | 131 | 18 | 200 | 11653.6835 | 45.7776 | 221121 | -119.5932 | 35.2947 | 242 | 125 | 120 |  | 252 | N | Natural Gas | Y | N | N | 9999 | N |  | Combined Cycle |  | 2568.7402 | 7290
55151_G_GEN3 | CA | 06029 | CXA LA PALOMA, LLC | La Paloma Generating Plant | 10296711 | 58290213 | 55151 | CTG-3 | 55151 | GEN3 | 1514303412 | 3 | 7.7769 | 1.0233 | 11.4132 | 10.4667 | 10.4456 | 1.0122 | 0.38007 | 2020 | 131 | 18 | 200 | 11792.3835 | 46.3224 | 221121 | -119.5925 | 35.2947 | 237 | 125 | 120 |  | 252 | N | Natural Gas | Y | N | N | 9999 | N |  | Combined Cycle |  | 2648.5298 | 7338
55151_G_GEN4 | CA | 06029 | CXA LA PALOMA, LLC | La Paloma Generating Plant | 10296711 | 58290313 | 55151 | CTG-4 | 55151 | GEN4 | 1514303412 | 4 | 10.2354 | 2.9441 | 16.9555 | 6.6535 | 6.6401 | 1.0122 | 0.28697 | 2020 | 131 | 18 | 200 | 12183.7669 | 47.8599 | 221121 | -119.5919 | 35.2947 | 243 | 125 | 120 |  | 253 | N | Natural Gas | Y | N | N | 9999 | N |  | Combined Cycle |  | 2602.2515 | 7247
55182_G_X718 | CA | 06029 | SUNRISE POWER CO | Sunrise Power LLC | 361111 | 50311813 | 55182 | CTG1 | 55182 | X718 | 1514303746 | 1 | 14.5224 | 22.8137 | 29.1361 | 30.6527 | 30.5911 | 3.083 | 10.6531 | 2020 | 150 | 19 | 200 | 11255.0335 | 39.6802 | 221112 | -119.585 | 35.2097 | 150 | 125 | 120 |  | 150 | N | Natural Gas | Y | N | N | 9999 | N |  | Combined Cycle |  | 6234.6797 | 7069
55182_G_X719 | CA | 06029 | SUNRISE POWER CO | Sunrise Power LLC | 361111 | 50311913 | 55182 | CTG2 | 55182 | X719 | 1514303746 | 2 | 16.2892 | 9.4306 | 26.8344 | 27.5353 | 27.4799 | 2.9311 | 10.6914 | 2020 | 150 | 19 | 200 | 11222.3502 | 39.565 | 221112 | -119.585 | 35.2097 | 150 | 125 | 120 |  | 150 | N | Natural Gas | Y | N | N | 9999 | N |  | Combined Cycle | 8736 | 5948.8975 | 7069
55400_G_CTG1 | CA | 06029 | ELK HILLS POWER LLC | Elk Hills Power LLC | 10295611 | 58291813 | 55400 | CTG-1 | 55400 | CTG1 | 1514303523 | 1 | 0.19909 | 58.3325 | 38.209 | 31.9866 | 31.9223 | 3.5857 |  | 2022 | 40 | 2 | 250 | -1 | 50 | 221122 | -119.4699 | 35.2802 | 2060 | 125 | 120 |  | 156 | Y | Natural Gas | Y | N | N | 9999 | N |  | Combined Cycle |  | 8154.6709 | 6524
55400_G_CTG2 | CA | 06029 | ELK HILLS POWER LLC | Elk Hills Power LLC | 10295611 | 58291913 | 55400 | CTG-2 | 55400 | CTG2 |  |  | 0.63895 | 39.4235 | 38.6263 | 32.1394 | 32.0747 | 3.5468 |  |  | 40 | 2 | 250 | -1 | 50 | 221122 | -119.4699 | 35.2802 |  | 125 | 120 |  | 156 | Y | Natural Gas | Y | N | N | 9999 | N |  | Combined Cycle |  | 8053.3091 | 6524
55656_G_CT01 | CA | 06029 | PASTORIA ENERGY FACILITY, LLC | Pastoria Energy Facility, LLC | 10288711 | 58153413 | 55656 | CT001 | 55656 | CT01 | 1514303636 | 1 | 23.3815 | 5.9546 | 26.2393 | 11.363 | 11.3401 | 2.3167 | 2.8407 | 2020 | 40 | 2 | 250 | -1 | 50 | 221121 | -118.8441 | 34.9566 | 1840 | 125 | 140 |  | 175 | N | Natural Gas | Y | N | N | 9999 | N | 55656_G_ST03;55656_G_CT01 | Combined Cycle |  | 4252.0801 | 7071
55656_G_CT02 | CA | 06029 | PASTORIA ENERGY FACILITY, LLC | Pastoria Energy Facility, LLC | 10288711 | 58153713 | 55656 | CT002 | 55656 | CT02 | 1514303636 | 2 | 37.3875 | 4.4288 | 25.8753 | 14.9859 | 14.9557 | 2.253 | 2.6779 | 2022 | 40 | 2 | 250 | -1 | 50 | 221121 | -118.8441 | 34.9566 | 1840 | 125 | 140 |  | 173 | N | Natural Gas | Y | N | N | 9999 | N |  | Combined Cycle |  | 4102.3721 | 7071
55656_G_CT04 | CA | 06029 | PASTORIA ENERGY FACILITY, LLC | Pastoria Energy Facility, LLC | 10288711 | 58153813 | 55656 | CT004 | 55656 | CT04 | 1514303636 | 3 | 22.1179 | 7.5565 | 37.2817 | 10.3143 | 10.2936 | 3.1923 | 4.578 | 2020 | 40 | 2 | 250 | -1 | 50 | 221121 | -118.8441 | 34.9566 | 1840 | 125 | 140 |  | 171 | N | Natural Gas | Y | N | N | 9999 | N | 55656_G_ST05;55656_G_CT04 | Combined Cycle |  | 5878.2969 | 7071
58122_G_GEN1 | CA | 06029 | DELANO ENERGY CENTER LLC | Delano Energy Center | 18139211 | 130169513 | 58122 | GEN1 | 58122 | GEN1 | 1514306662 | 2 | 0.063 | 0.33973 | 0.6952 | 0.0532 | 0.053093 | 0.0399 | 0.0148 | 2022 | 60 | 12 | 800 | 9173.4868 | 81.0787 | 221118 | -119.2944 | 35.7892 | 500 | 125 | 120 |  | 60.5 | N | Natural Gas | Y | N | N | 9999 | N |  | Combustion Turbine |  | 410.5902 | 11601
54626_B_BL01 | CA | 06029 | MT POSO COGENERATION COMPANY, LLC |  | 4197111 | 33770513 |  |  |  |  | 15143091 | 3 | 1.1469 | 0.0013079 | 25.6603 | 1.083 | 1.0069 | 0.80373 |  | 2020 | 150 | 8.5 | 300 | 3932.85 | 69.2795 | 221118 | -119.006 | 35.577 | 592 | 125 | 120 |  |  |  |  | N | N | N |  | N |  |  | 8736
10501_G_K100 | CA | 06029 | MID-SET COGENERATION COMPANY |  | 13847911 | 84891013 |  |  |  |  | 1514302592 | 1 |  | 19.4509 | [5 empty] | 2020 | 49 | 10.7 | 250 | 3903.9334 | 43.398 | 221118 | -119.5709 | 35.1941 | 36 | 125 | 999 |  |  |  |  | N | N | N |  | N |  |  | 8736
55698_G_HEP1 | CA | 06031 | MRP SAN JOAQUIN ENERGY, LLC | Hanford Energy Park Peaker | 17611 | 52140513 | 55698 | HEP1 | 55698 | HEP1 | 1614304140 | 1 | 0.33282 | 0.26853 | 0.6635 | 0.13661 | 0.13633 | 0.0282 | 0.0208 | 2020 | 40 | 2 | 250 | -1 | 50 | 221118 | -119.6477 | 36.2695 | 47.5 | 125 | 999 |  | 45.9 | N | Natural Gas | Y | N | N | 9999 | N |  | Combustion Turbine |  | 302.9099 | 10910
55698_G_HEP2 | CA | 06031 | MRP SAN JOAQUIN ENERGY, LLC | Hanford Energy Park Peaker | 17611 | 52140613 | 55698 | HEP2 | 55698 | HEP2 | 1614304140 | 2 | 0.15369 | 0.20809 | 0.6668 | 0.083646 | 0.083478 | 0.029 | 0.0404 | 2022 | 40 | 2 | 250 | -1 | 50 | 221118 | -119.6477 | 36.2695 | 47.5 | 125 | 999 |  | 45.9 | N | Natural Gas | Y | N | N | 9999 | N |  | Combustion Turbine |  | 304.1299 | 10910
55807_G_HPP1 | CA | 06031 | MRP SAN JOAQUIN ENERGY, LLC | Henrietta Peaker | 16711 | 52145713 | 55807 | HPP1 | 55807 | HPP1 | 1614303929 | 1 | 0.35441 | 0.49388 | 1.8609 | 0.12798 | 0.12772 | 0.0696 | 0.0156 | 2022 | 40 | 2 | 250 | -1 | 50 | 333611 | -119.9043 | 36.24 | 46.9 | 125 | 120 |  | 46.3 | N | Natural Gas | Y | N | N | 9999 | N |  | Combustion Turbine |  | 726.5102 | 10745
55807_G_HPP2 | CA | 06031 | MRP SAN JOAQUIN ENERGY, LLC | Henrietta Peaker | 16711 | 52145813 | 55807 | HPP2 | 55807 | HPP2 | 1614303929 | 2 | 0.36445 | 0.6329 | 1.5965 | 0.16433 | 0.164 | 0.0628 | 0.0277 | 2020 | 40 | 2 | 250 | -1 | 50 | 333611 | -119.9043 | 36.24 | 46.9 | 125 | 120 |  | 46.1 | N | Natural Gas | Y | N | N | 9999 | N |  | Combustion Turbine |  | 662.2604 | 10745
10777_B_ZURN1 | CA | 06035 | H.L. POWER COMPANY | HL Power | 4198711 | 33747913 |  |  | 10777 | ZURN1 | 18081415 | 1 | 1.2 | 0.065476 | 150 | 36.7893 | 34.2063 | 1 | 1.3594 | 2020 | 135 | 10 | 325 | 4750.2 | 60.457 | 221122 | -120.2673 | 40.3708 |  | 125 | 999 |  | 30 | N | Biomass | N | N | N | 9999 | N |  | Biomass | 7896 |  | 14842
54468_B_BLR1 | CA | 06035 | MT. LASSEN POWER |  | 53211 | 52025213 |  |  |  |  | 18081416 | 7 | 19.4 | 13.02 | 84 | 20.5382 | 19.0962 | 4.2 | 0.39465 | 2020 | 125 | 5 | 225 | 66.6666 | 3.3939 | 221122 | -121.018 | 40.297 |  | 125 | 999 |  |  |  |  | N | N | N |  | N |  |  | 8400
377_B_4 | CA | 06037 | GLENDALE CITY, GLENDALE WATER & POWER | Grayson | 5635111 | 85700213 | 377 | 4 | 377 | 4 | 191026800327 | 21 |  |  | 8.1375 |  |  | 0.1183 |  | 2022 | [5 empty] | 221112 | -118.2798 | 34.1571 | 650 | 125 | 100 |  | 40 | N | Natural Gas | Y | N | N | 9999 | N |  | O/G Steam |  | 3320.3796 | 13796
377_B_5 | CA | 06037 | GLENDALE CITY, GLENDALE WATER & POWER | Grayson | 5635111 | 85700113 | 377 | 5 | 377 | 5 | 191026800327 | 22 |  |  | 4.1165 |  |  | 0.031 |  | 2022 | [5 empty] | 221112 | -118.2798 | 34.1571 | 650 | 125 | 100 |  | 40 | N | Natural Gas | Y | N | N | 9999 | N |  | O/G Steam |  | 7613.6304 | 14246
400_B_1 | CA | 06037 | LA CITY, DWP HAYNES GENERATING STATION | Haynes | 5796711 | 119397313 | 400 | 1 | 400 | 1 | 191026800074 | 58 | 21.67 | 2.2999 | 1.2686 | 4.55 | 4.55 | 0.3597 | 3.5 | 2022 | [5 empty] | 926130 | -118.0948 | 33.7639 | 2180 | 125 | 100 |  | 222 | N | Natural Gas | Y | N | N | 9999 | N |  | O/G Steam |  | 1279.1399 | 11548
400_B_2 | CA | 06037 | LA CITY, DWP HAYNES GENERATING STATION | Haynes | 5796711 | 119397413 | 400 | 2 | 400 | 2 | 191026800074 | 59 | 2.54 | 1.8322 | 1.1523 | 3.18 | 3.18 | 0.2747 | 2.64 | 2020 | [5 empty] | 926130 | -118.0948 | 33.7639 | 2160 | 125 | 100 |  | 222 | N | Natural Gas | Y | N | N | 9999 | N |  | O/G Steam |  | 1261.3101 | 11396
50837_B_UNIT1 | CA | 06037 | LONG BEACH CITY, SERRF PROJECT | Southeast Resource Recovery | 5783911 | 119254913 |  |  | 50837 | UNIT1 | 19102644577 | 16 | 12.68 | 4.2412 | 86.51 | 3.009 | 2.106 | 3.39 | 2.09 | 2020 | 210.9 | 6.9 | 353 | 2668.1 | 69.5 | 562213 | -118.2411 | 33.7592 | 178 | 103 | 270 |  | 9.3 | Y | MSW | N | Y | N | 9999 | N |  | Municipal Solid Waste | 8736 |  | 19076
50837_B_UNIT2 | CA | 06037 | LONG BEACH CITY, SERRF PROJECT | Southeast Resource Recovery | 5783911 | 119255013 |  |  | 50837 | UNIT2 | 19102644577 | 17 | 14.78 | 8.6102 | 81.3 | 1.593 | 1.152 | 4.3 | 4.78 | 2020 | 210.9 | 6.9 | 353 | 2668.1 | 69.5 | 562213 | -118.2411 | 33.7592 | 178 | 103 | 270 |  | 9.3 | Y | MSW | N | Y | N | 9999 | N |  | Municipal Solid Waste | 8736 |  | 19076
50837_B_UNIT3 | CA | 06037 | LONG BEACH CITY, SERRF PROJECT | Southeast Resource Recovery | 5783911 | 119255113 |  |  | 50837 | UNIT3 | 19102644577 | 18 | 14.86 | 8.3759 | 101.16 | 2.433 | 1.682 | 8.5 | 4.19 | 2020 | 210.9 | 6.9 | 353 | 2668.1 | 69.5 | 562213 | -118.2411 | 33.7592 | 178 | 103 | 270 |  | 9.3 | Y | MSW | N | Y | N | 9999 | N |  | Municipal Solid Waste | 8736 |  | 19076
10169_G_GEN1 | CA | 06037 | CARSON COGENERATION COMPANY | Carson Cogeneration | 4082511 | 100907513 | 10169 | D1 | 10169 | GEN1 |  |  |  |  | 1.4281 |  |  | 0.0703 | [7 empty] | 221112 | -118.2496 | 33.8759 |  | 125 | 140 |  | 41.3 | N | Natural Gas | Y | N | N | 9999 | N | 10169_G_GEN1;10169_G_GEN2 | Combined Cycle |  | 748.7499 | 10354
341_G_CT1 | CA | 06037 | LONG BEACH GENERATION, LLC | Long Beach Generation LLC | 4083011 | 76563013 | 341 | 1 | 341 | CT1 | 191026115314 | 1 | 0.84 | 0.70889 | 1.0262 | 0.51688 | 0.51584 | 0.0208 | 0.16 | 2020 | [5 empty] | 221112 | -118.2248 | 33.7641 |  | 125 | 120 |  | 65 | N | Natural Gas | Y | N | N | 9999 | N |  | Combustion Turbine |  | 95.57 | 16715
341_G_CT2 | CA | 06037 | LONG BEACH GENERATION, LLC | Long Beach Generation LLC | 4083011 | 35227213 | 341 | 2 | 341 | CT2 | 191026115314 | 3 | 1.14 | 0.6825 | 0.8229 | 0.497 | 0.496 | 0.0188 | 0.16 | 2022 | [5 empty] | 221112 | -118.2248 | 33.7641 | 1100 | 125 | 120 |  | 65 | N | Natural Gas | Y | N | N | 9999 | N |  | Combustion Turbine |  | 83.74 | 16716
341_G_CT3 | CA | 06037 | LONG BEACH GENERATION, LLC | Long Beach Generation LLC | 4083011 | 35227113 | 341 | 3 | 341 | CT3 | 191026115314 | 5 | 1.63 | 0.55965 | 0.7439 | 0.40754 | 0.40672 | 0.0201 | 0.13 | 2020 | [5 empty] | 221112 | -118.2248 | 33.7641 | 1100 | 125 | 120 |  | 65 | N | Natural Gas | Y | N | N | 9999 | N |  | Combustion Turbine |  | 83.89 | 16716
341_G_CT4 | CA | 06037 | LONG BEACH GENERATION, LLC | Long Beach Generation LLC | 4083011 | 35226913 | 341 | 4 | 341 | CT4 | 191026115314 | 7 | 1.06 | 0.5824 | 0.8272 | 0.42742 | 0.42656 | 0.0214 | 0.13 | 2020 | [5 empty] | 221112 | -118.2248 | 33.7641 |  | 125 | 120 |  | 65 | N | Natural Gas | Y | N | N | 9999 | N |  | Combustion Turbine |  | 80.4 | 16716
377_G_9 | CA | 06037 | GLENDALE CITY, GLENDALE WATER & POWER | Grayson | 5635111 | 85700013 | 377 | 9 | 377 | 9 | 191026800327 | 23 |  |  | 2.7668 |  |  | 0.0626 |  | 2022 | [5 empty] | 221112 | -118.2798 | 34.1571 | 470 | 125 | 100 |  | 48 | N | Natural Gas | Y | N | N | 9999 | N |  | Combustion Turbine |  | 631.35 | 10745
399_G_10A | CA | 06037 | LA CITY, DWP HARBOR GENERATING STATION | Harbor | 5683211 | 76189613 | 399 | **10A | 399 | 10A | 191026800170 | 9 | 0.11256 | 0.24218 | 4.9031 | 0.13974 | 0.13944 | 0.163 | 0.11111 | 2020 | 40 | 2 | 250 | -1 | 50 | 221112 | -118.2657 | 33.7705 | 1090 | 125 | 999 |  | 73 | N | Natural Gas | Y | N | N | 9999 | N |  | Combined Cycle |  | 633.61 | 11213
399_G_GT10 | CA | 06037 | LA CITY, DWP HARBOR GENERATING STATION | Harbor | 5683211 | 76189813 | 399 | 10 | 399 | GT10 |  |  |  |  | 0.7989 |  |  | 0.0215 |  |  | 40 | 2 | 250 | -1 | 50 | 221112 | -118.2657 | 33.7705 |  | 125 | 120 |  | 47.4 | N | Natural Gas | Y | N | N | 9999 | N |  | Combustion Turbine |  | 225.23 | 11029
399_G_GT11 | CA | 06037 | LA CITY, DWP HARBOR GENERATING STATION | Harbor | 5683211 | 76189913 | 399 | 11 | 399 | GT11 | 191026800170 | 12 | 0.62 | 0.99169 | 0.7436 | 0.016252 | 0.015959 | 0.019 | 0.28268 | 2020 | 40 | 2 | 250 | -1 | 50 | 221112 | -118.2657 | 33.7705 | 800 | 125 | 120 |  | 47.4 | N | Natural Gas | Y | N | N | 9999 | N |  | Combustion Turbine |  | 211.17 | 11029
399_G_GT12 | CA | 06037 | LA CITY, DWP HARBOR GENERATING STATION | Harbor | 5683211 | 76190013 | 399 | 12 | 399 | GT12 | 191026800170 | 13 | 0.000258 | 2e-05 | 0.534 | 0.00035287 | 0.0003376 | 0.0162 | 0.000452 | 2020 | 40 | 2 | 250 | -1 | 50 | 221112 | -118.2657 | 33.7705 | 800 | 125 | 999 |  | 47.4 | N | Natural Gas | Y | N | N | 9999 | N |  | Combustion Turbine |  | 172.74 | 11029
399_G_GT13 | CA | 06037 | LA CITY, DWP HARBOR GENERATING STATION | Harbor | 5683211 | 76189413 | 399 | 13 | 399 | GT13 | 191026800170 | 7 | 0.07167 | 0.097835 | 0.6605 | 0.11011 | 0.10985 | 0.0192 | 0.10122 | 2020 | [5 empty] | 221112 | -118.2657 | 33.7705 | 500 | 125 | 120 |  | 47.4 | N | Natural Gas | Y | N | N | 9999 | N |  | Combustion Turbine | 8736 | 208.71 | 11029
400_G_10 | CA | 06037 | LA CITY, DWP HAYNES GENERATING STATION | Haynes | 5796711 | 119397713 | 400 | 10 | 400 | 10 | 191026800074 | 75 | 41.6277 | 13.8016 | 22.7625 | 7.5047 | 7.4896 | 1.9586 | 3.85 | 2020 | [5 empty] | 926130 | -118.0948 | 33.7639 | 2040 | 125 | 120 |  | 162.5 | N | Natural Gas | Y | N | N | 9999 | N |  | Combined Cycle | 8736 | 4109.1714 | 7134
400_G_11 | CA | 06037 | LA CITY, DWP HAYNES GENERATING STATION | Haynes | 5796711 | 119398113 | 400 | 11 | 400 | 11 | 191026800074 | 99 | 1.77 | 0.89438 | 0.7568 | 0.11928 | 0.11904 | 0.0645 | 0.25 | 2020 | [5 empty] | 926130 | -118.0948 | 33.7639 | 820 | 125 | 120 |  | 99.2 | N | Natural Gas | Y | N | N | 9999 | N |  | Combustion Turbine |  | 245.03 | 10745
400_G_12 | CA | 06037 | LA CITY, DWP HAYNES GENERATING STATION | Haynes | 5796711 | 119396713 | 400 | 12 | 400 | 12 | 191026800074 | 100 | 1.06 | 1.2962 | 5.8138 | 0.3976 | 0.3968 | 0.4787 | 0.15 | 2022 | [5 empty] | 926130 | -118.0948 | 33.7639 | 820 | 125 | 120 |  | 99.2 | N | Natural Gas | Y | N | N | 9999 | N |  | Combustion Turbine |  | 1919.8323 | 10745
400_G_13 | CA | 06037 | LA CITY, DWP HAYNES GENERATING STATION | Haynes | 5796711 | 119396813 | 400 | 13 | 400 | 13 | 191026800074 | 101 | 1.86 | 0.98667 | 2.3475 | 1.2723 | 1.2698 | 0.171 | 0.27 | 2022 | [5 empty] | 926130 | -118.0948 | 33.7639 | 820 | 125 | 120 |  | 99.2 | N | Natural Gas | Y | N | N | 9999 | N |  | Combustion Turbine |  | 656.1901 | 10745
400_G_14 | CA | 06037 | LA CITY, DWP HAYNES GENERATING STATION | Haynes | 5796711 | 119396913 | 400 | 14 | 400 | 14 | 191026800074 | 102 | 1.34 | 0.88781 | 1.2549 | 0.76538 | 0.76384 | 0.0911 | 0.25 | 2020 | [5 empty] | 926130 | -118.0948 | 33.7639 | 820 | 125 | 120 |  | 99.2 | N | Natural Gas | Y | N | N | 9999 | N |  | Combustion Turbine |  | 364.19 | 10745
400_G_15 | CA | 06037 | LA CITY, DWP HAYNES GENERATING STATION | Haynes | 5796711 | 119397013 | 400 | 15 | 400 | 15 | 191026800074 | 103 | 1.5 | 0.82051 | 2.5633 | 0.1988 | 0.1984 | 0.2023 | 0.26 | 2020 | [5 empty] | 926130 | -118.0948 | 33.7639 | 820 | 125 | 120 |  | 99.2 | N | Natural Gas | Y | N | N | 9999 | N |  | Combustion Turbine |  | 801.7203 | 10745
400_G_16 | CA | 06037 | LA CITY, DWP HAYNES GENERATING STATION | Haynes | 5796711 | 119397113 | 400 | 16 | 400 | 16 | 191026800074 | 104 | 0.89 | 1.0102 | 3.247 | 0.2485 | 0.248 | 0.2324 | 0.13 | 2020 | [5 empty] | 926130 | -118.0948 | 33.7639 | 820 | 125 | 120 |  | 99.2 | N | Natural Gas | Y | N | N | 9999 | N |  | Combustion Turbine |  | 939.1504 | 10745
400_G_9 | CA | 06037 | LA CITY, DWP HAYNES GENERATING STATION | Haynes | 5796711 | 119397613 | 400 | 9 | 400 | 9 | 191026800074 | 74 | 32.25 | 20.4985 | 24.2935 | 7.5345 | 7.5194 | 2.236 | 3.41 | 2020 | [5 empty] | 926130 | -118.0948 | 33.7639 | 2040 | 125 | 120 |  | 162.5 | N | Natural Gas | Y | N | N | 9999 | N | 400_G_8;400_G_9 | Combined Cycle |  | 4685.0801 | 7134
404_G_4 | CA | 06037 | LA CITY, DWP SCATTERGOOD GENERATING STN | Scattergood | 13909011 | 85872913 | 404 | 4 | 404 | 4 | 191026800075 | 23 | 11.84 | 8.9662 | 36.0726 | 8.0713 | 8.055 | 3.6922 | 3.25 | 2022 | [5 empty] | 221112 | -118.4268 | 33.9185 | 2080 | 125 | 140 |  | 206 | N | Natural Gas | Y | N | N | 9999 | N | 404_G_5;404_G_4 | Combined Cycle |  | 6942.8794 | 7126
404_G_6 | CA | 06037 | LA CITY, DWP SCATTERGOOD GENERATING STN | Scattergood | 13909011 | 85872713 | 404 | 6 | 404 | 6 | 191026800075 | 25 | 1.45 | 1.0013 | 3.2988 | 0.2982 | 0.2976 | 0.2462 | 0.23 | 2020 | [5 empty] | 221112 | -118.4268 | 33.9185 | 903 | 125 | 120 |  | 102 | N | Natural Gas | Y | N | N | 9999 | N |  | Combustion Turbine |  | 1062.9503 | 10745
404_G_7 | CA | 06037 | LA CITY, DWP SCATTERGOOD GENERATING STN | Scattergood | 13909011 | 85872513 | 404 | 7 | 404 | 7 | 191026800075 | 27 | 1.28 | 1.0111 | 0.6604 | 0.55664 | 0.55552 | 0.0431 | 0.19 | 2020 | [5 empty] | 221112 | -118.4268 | 33.9185 | 903 | 125 | 120 |  | 102 | N | Natural Gas | Y | N | N | 9999 | N |  | Combustion Turbine |  | 198.15 | 10745
408_G_5 | CA | 06037 | LA CITY, DWP VALLEY GENERATING STATION | Valley (CA) | 5681911 | 85759613 | 408 | 5 | 408 | 5 | 191026800193 | 1 | 0.39271 | 0.31727 | 1.0726 | 0.010163 | 0.010133 | 0.0276 | 0.070457 | 2020 | 40 | 2 | 250 | -1 | 50 | 221112 | -118.3903 | 34.2419 | 480 | 125 | 120 |  | 44 | N | Natural Gas, Distillate Fuel Oil | Y | N | N | 9999 | N |  | Combustion Turbine |  | 307.3101 | 11454
408_G_6 | CA | 06037 | LA CITY, DWP VALLEY GENERATING STATION | Valley (CA) | 5681911 | 85759413 | 408 | 6 | 408 | 6 | 191026800193 | 3 | 26.31 | 9.3861 | 29.8367 | 0.68586 | 0.68448 | 2.0617 | 1.3 | 2020 | 40 | 2 | 250 | -1 | 50 | 221112 | -118.3903 | 34.2419 | 1900 | 125 | 120 |  | 155 | N | Natural Gas | Y | N | N | 9999 | N |  | Combined Cycle |  | 4750.0405 | 7439
408_G_7 | CA | 06037 | LA CITY, DWP VALLEY GENERATING STATION | Valley (CA) | 5681911 | 85759113 | 408 | 7 | 408 | 7 | 191026800193 | 6 | 20.09 | 4.2757 | 31.8848 | 0.46718 | 0.46624 | 2.3684 | 0.88 | 2020 | 40 | 2 | 250 | -1 | 50 | 221112 | -118.3903 | 34.2419 | 2000 | 125 | 120 |  | 155 | N | Natural Gas | Y | N | N | 9999 | N | 408_G_7;408_G_8 | Combined Cycle |  | 5558.0498 | 7439
50216_G_GN91 | CA | 06037 | TESORO REFINING & MARKETING CO, LLC | Watson Cogeneration | 4073511 | 121140913 |  |  | 50216 | GN91 | 191026174655 | 302 | 2.66 | 101.64 | 27.85 | 22.9216 | 22.8755 | 1.33 | 19.11 | 2022 | 100 | 14.8 | 833 | 13600.6736 | 79.0264 | 324110 | -118.2383 | 33.8099 |  | 126 | 140 |  | 82 | Y | Natural Gas | N | Y | N | 9999 | N | 50216_G_GN95;50216_G_GN91 | Combined Cycle | 8736 |  | 5503
50216_G_GN92 | CA | 06037 | TESORO REFINING & MARKETING CO, LLC | Watson Cogeneration | 4073511 | 121140813 |  |  | 50216 | GN92 | 191026174655 | 304 | 4.07 | 98.45 | 16.67 | 28.4483 | 28.391 | 0.62 | 20.3 | 2022 | 100 | 14.8 | 841 | 13880.9852 | 80.6551 | 324110 | -118.2383 | 33.8099 |  | 126 | 140 |  | 82 | Y | Natural Gas | N | Y | N | 9999 | N |  | Combined Cycle | 8736 |  | 5503
50216_G_GN93 | CA | 06037 | TESORO REFINING & MARKETING CO, LLC | Watson Cogeneration | 4073511 | 121140713 |  |  | 50216 | GN93 | 191026174655 | 306 | 4.95 | 90.76 | 18.01 | 32.1658 | 32.1011 | 0.55 | 24.3 | 2022 | 100 | 14.8 | 840 | 11901.9902 | 69.1562 | 324110 | -118.2383 | 33.8099 |  | 126 | 140 |  | 82 | Y | Natural Gas | N | Y | N | 9999 | N | 50216_G_GN93;50216_G_GN96 | Combined Cycle | 8736 |  | 5503
50216_G_GN94 | CA | 06037 | TESORO REFINING & MARKETING CO, LLC | Watson Cogeneration | 4073511 | 121140613 |  |  | 50216 | GN94 | 191026174655 | 308 | 2.7 | 92.05 | 18.83 | 29.2534 | 29.1946 | 0.88 | 22.02 | 2022 | 100 | 14.8 | 842 | 12412.1569 | 72.1205 | 324110 | -118.2383 | 33.8099 |  | 126 | 140 |  | 82 | Y | Natural Gas | N | Y | N | 9999 | N |  | Combined Cycle | 8736 |  | 5503
56041_G_M1 | CA | 06037 | BICENT (CALIFORNIA) MALBURG LLC | Malburg | 16016511 | 101034313 | 56041 | M1 | 56041 | M1 | 191026155474 | 4 | 1.47 | 5.5785 | 7.0312 | 3.6579 | 3.6506 | 0.589 | 0.94 | 2022 | 40 | 2 | 250 | -1 | 50 | 221112 | -118.2196 | 33.9984 | 594 | 125 | 120 |  | 44 | N | Natural Gas | Y | N | N | 9999 | N |  | Combined Cycle |  | 5683.2793 | 7775
56041_G_M2 | CA | 06037 | BICENT (CALIFORNIA) MALBURG LLC | Malburg | 16016511 | 101034113 | 56041 | M2 | 56041 | M2 | 191026155474 | 2 | 0.000864 | 0.00288 | 7.2468 | 0.0018985 | 0.0018947 | 0.632 | 0.000488 | 2020 | 40 | 2 | 250 | -1 | 50 | 221112 | -118.2196 | 33.9984 | 594 | 125 | 120 |  | 44 | N | Natural Gas | Y | N | N | 9999 | N |  | Combined Cycle |  | 6075.5493 | 7775
56898_G_1 | CA | 06037 | AMERESCO CHIQUITA ENERGY LLC | Ameresco Chiquita Canyon | 16015611 | 100969713 |  |  | 56898 | 1 | 191026140373 | 2 | 1.07 |  | 4.4 | 1.2524 | 1.2499 | 2.75 | 0.46 | 2020 | [5 empty] | 221117 | -118.6429 | 34.4317 |  | 125 | 999 |  | 4 | N | Landfill Gas | N | N | N | 9999 | N |  | Landfill Gas | 8736 |  | 13824
56898_G_2 | CA | 06037 | AMERESCO CHIQUITA ENERGY LLC | Ameresco Chiquita Canyon | 16015611 | 100969813 |  |  | 56898 | 2 | 191026140373 | 3 | 0.31003 |  | 0.89011 | 0.55664 | 0.55552 | 0.78004 | 0.11 | 2020 | [5 empty] | 221117 | -118.6429 | 34.4317 |  | 125 | 999 |  | 4 | N | Landfill Gas | N | N | N | 9999 | N |  | Landfill Gas | 8736 |  | 13824
57515_G_GT1 | CA | 06037 | WALNUT CREEK ENERGY, LLC | Walnut Creek Energy Park | 17216311 | 118956513 | 57515 | GT1 | 57515 | GT1 |  |  | 3.65 | 1.3726 | 7.067 | 0.90454 | 0.90272 | 0.3385 | 0.46 |  | 40 | 2 | 250 | -1 | 50 | 221112 | -117.9449 | 34.0085 |  | 125 | 120 |  | 97 | N | Natural Gas | Y | N | N | 9999 | N |  | Combustion Turbine |  | 1408.4982 | 10745
57515_G_GT2 | CA | 06037 | WALNUT CREEK ENERGY, LLC | Walnut Creek Energy Park | 17216311 | 118956613 | 57515 | GT2 | 57515 | GT2 | 191026146536 | 5 | 2.49 | 0.97529 | 3.8137 | 0.31808 | 0.31744 | 0.212 | 0.39 | 2020 | 40 | 2 | 250 | -1 | 50 | 221112 | -117.9449 | 34.0085 | 892 | 125 | 120 |  | 97 | N | Natural Gas | Y | N | N | 9999 | N |  | Combustion Turbine |  | 901.7207 | 10745
57515_G_GT3 | CA | 06037 | WALNUT CREEK ENERGY, LLC | Walnut Creek Energy Park | 17216311 | 118956713 | 57515 | GT3 | 57515 | GT3 | 191026146536 | 7 | 2.41 | 1.8366 | 6.1906 | 0.58646 | 0.58528 | 0.3162 | 0.29 | 2020 | 40 | 2 | 250 | -1 | 50 | 221112 | -117.9449 | 34.0085 | 892 | 125 | 120 |  | 97 | N | Natural Gas | Y | N | N | 9999 | N |  | Combustion Turbine |  | 1325.7083 | 10745
57515_G_GT4 | CA | 06037 | WALNUT CREEK ENERGY, LLC | Walnut Creek Energy Park | 17216311 | 118956813 | 57515 | GT4 | 57515 | GT4 | 191026146536 | 9 | 2.41 | 1.0412 | 5.1872 | 0.2982 | 0.2976 | 0.2711 | 0.22 | 2022 | 40 | 2 | 250 | -1 | 50 | 221112 | -117.9449 | 34.0085 | 892 | 125 | 120 |  | 97 | N | Natural Gas | Y | N | N | 9999 | N |  | Combustion Turbine |  | 1143.4589 | 10745
57515_G_GT5 | CA | 06037 | WALNUT CREEK ENERGY, LLC | Walnut Creek Energy Park | 17216311 | 118956213 | 57515 | GT5 | 57515 | GT5 | 191026146536 | 11 | 2.44 | 1.1924 | 4.4204 | 0.90454 | 0.90272 | 0.258 | 0.24 | 2022 | 40 | 2 | 250 | -1 | 50 | 221112 | -117.9449 | 34.0085 | 892 | 125 | 120 |  | 97 | N | Natural Gas | Y | N | N | 9999 | N |  | Combustion Turbine |  | 1117.5508 | 10745
57901_G_5 | CA | 06037 | EL SEGUNDO ENERGY CENTER LLC | El Segundo Energy Center LLC | 4084611 | 118844213 | 330 | 5 | 57901 | 5 | 191026115663 | 10 | 3.96 | 7.4711 | 3.3774 | 2.7534 | 2.7478 | 0.4159 | 0.59 | 2020 | 40 | 2 | 250 | -1 | 50 | 221118 | -118.4251 | 33.91 | 2600 | 125 | 999 |  | 195 | N | Natural Gas | Y | N | N | 9999 | N | 57901_G_6;57901_G_5 | Combined Cycle |  | 801.0797 | 8368
57901_G_7 | CA | 06037 | EL SEGUNDO ENERGY CENTER LLC | El Segundo Energy Center LLC | 4084611 | 35181413 | 330 | 7 | 57901 | 7 | 191026115663 | 11 | 4.11 | 8.1445 | 3.0101 | 0.01988 | 0.01984 | 0.3062 | 0.59 | 2022 | 40 | 2 | 250 | -1 | 50 | 221118 | -118.4251 | 33.91 | 2400 | 125 | 140 |  | 195 | N | Natural Gas | Y | N | N | 9999 | N | 57901_G_7;57901_G_8 | Combined Cycle |  | 603.96 | 8368
62115_G_1A | CA | 06037 | AES ALAMITOS, LLC | AES Alamitos Energy Center | 4083111 | 35226013 | 315 | CT1 | 62115 | 1A | 191026115394 | 51 | 26.87 | 17.4928 | 31.7568 | 9.771 | 9.7514 | 3.5916 | 12.73 | 2022 | [5 empty] | 221112 | -118.1033 | 33.7668 | 300 | 125 | 140 |  | 194 | N | Natural Gas | Y | N | N | 9999 | N |  | Combined Cycle |  | 6016.4922 | 7050
62115_G_1B | CA | 06037 | AES ALAMITOS, LLC | AES Alamitos Energy Center | 4083111 | 139816213 | 315 | CT2 | 62115 | 1B |  |  | 29.53 | 18.2043 | 33.6839 | 10.1885 | 10.168 | 3.7428 | 13.3 | [6 empty] | 221112 | -118.1033 | 33.7668 |  | 125 | 140 |  | 194 | N | Natural Gas | Y | N | N | 9999 | N |  | Combined Cycle |  | 6308.5957 | 7050
356_B_8 | CA | 06037 | AES REDONDO BEACH, LLC |  | 4083411 | 35218813 | 356 | 8 |  |  | 191026115536 | 6 | 470.21 | 11.4202 | 4.7509 | 1.38 | 1.38 | 0.3775 | 6.55 | 2020 | 40 | 2 | 250 | -1 | 50 | 221112 | -118.395 | 33.8504 | 4240 | 125 | 100 |  |  |  |  | Y | N | N |  | N |  |  |  | 673
315_B_3 | CA | 06037 | AES ALAMITOS, LLC |  | 4083111 | 76772313 | 315 | 3 |  |  | 191026115394 | 9 | 308.68 | 12.4949 | 13.8609 | 9.91 | 9.91 | 0.972 | 7.17 | 2022 | [5 empty] | 221112 | -118.1031 | 33.7711 | 2890 | 125 | 100 |  |  |  |  | Y | N | N |  | N |  |  |  | 3397
356_B_6 | CA | 06037 | AES REDONDO BEACH, LLC |  | 4083411 | 35219113 | 356 | 6 |  |  | 191026115536 | 3 | 261.91 | 3.1806 | 5.5441 | 1.25 | 1.25 | 0.3691 | 3.65 | 2020 | 40 | 2 | 250 | -1 | 50 | 221112 | -118.395 | 33.8504 | 1850 | 125 | 100 |  |  |  |  | Y | N | N |  | N |  |  |  | 2777
356_B_5 | CA | 06037 | AES REDONDO BEACH, LLC |  | 4083411 | 35217213 | 356 | 5 |  |  | 191026115536 | 1 | 125.7 | 1.5265 | 3.9924 | 0.24 | 0.24 | 0.3099 | 1.75 | 2020 | 40 | 2 | 250 | -1 | 50 | 221112 | -118.395 | 33.8504 | 1810 | 125 | 100 |  |  |  |  | Y | N | N |  | N |  |  |  | 2380
315_B_4 | CA | 06037 | AES ALAMITOS, LLC |  | 4083111 | 76772413 | 315 | 4 |  |  | 191026115394 | 10 |  |  | 12.9309 |  |  | 0.9926 |  | 2022 | [5 empty] | 221112 | -118.1031 | 33.7711 | 3440 | 125 | 100 |  |  |  |  | Y | N | N |  | N |  |  |  | 4512
315_B_5 | CA | 06037 | AES ALAMITOS, LLC |  | 4083111 | 76772613 | 315 | 5 |  |  | 191026115394 | 12 |  |  | 3.3486 |  |  | 0.3838 |  | 2022 | [5 empty] | 221112 | -118.1031 | 33.7711 | 4260 | 125 | 100 |  |  |  |  | Y | N | N |  | N |  |  |  | 694
56707_B_SD200 | CA | 06047 | MERCED POWER, LLC | El Nido Facility | 15863711 | 102290913 |  |  | 56707 | SD200 | 2414304607 | 8 | 54.5182 | 7.6791 | 41.1299 | 2.1993 | 2.0452 | 4.0267 | 0.00262 | 2020 | [5 empty] | 221121 | -120.4899 | 37.1867 |  | 125 | 999 |  | 10.5 | N | Biomass | N | N | N | 9999 | N |  | Biomass | 8736 |  | 20516
10294_G_GTG | CA | 06053 | CALPINE KING CITY COGEN, LLC | King City Power Plant | 7877111 | 2175713 | 10294 | GTG | 10294 | GTG | 270715220 | 1 | 2.2027 | 1.0201 | 23.0295 | 0.8939 | 0.8939 | 0.1473 | 0.076756 | 2020 | 60 | 15 | 220 | 7480.9168 | 42.3162 | 221112 | -121.1275 | 36.2265 | 85.7 | 125 | 120 |  | 73 | Y | Natural Gas | Y | N | N | 9999 | N | 10294_G_STG;10294_G_GTG | Combined Cycle |  | 645.2801 | 7832
260_G_CT1A | CA | 06053 | DYNEGY MOSS LANDING, LLC | Dynegy Moss Landing Power Plant Hybrid | 5684111 | 20546813 | 260 | 1A | 260 | CT1A | 270715577 | 4 | 475.9001 | 37.1294 | 46.3376 | 1.7817 | 1.092 | 3.0248 | 11.8975 | 2021 | [5 empty] | 221112 | -121.7814 | 36.8055 | 2060 | 125 | 999 |  | 165 | N | Natural Gas | Y | N | N | 9999 | N |  | Combined Cycle |  | 6367.5806 | 7181
260_G_CT1B | CA | 06053 | DYNEGY MOSS LANDING, LLC | Dynegy Moss Landing Power Plant Hybrid | 5684111 | 20546613 | 260 | 2A | 260 | CT1B | 270715577 | 5 | 377.0315 | 29.4157 | 44.2451 | 1.4116 | 0.86517 | 2.6896 | 9.4258 | 2022 | [5 empty] | 221112 | -121.7814 | 36.8055 | 2060 | 125 | 999 |  | 165 | N | Natural Gas | Y | N | N | 9999 | N |  | Combined Cycle |  | 5658.7251 | 7181
260_G_CT2A | CA | 06053 | DYNEGY MOSS LANDING, LLC | Dynegy Moss Landing Power Plant Hybrid | 5684111 | 20546513 | 260 | 3A | 260 | CT2A | 270715577 | 6 | 377.138 | 29.4241 | 42.5845 | 1.412 | 0.86541 | 2.6167 | 9.4284 | 2022 | [5 empty] | 221112 | -121.7814 | 36.8055 | 2060 | 125 | 999 |  | 165 | N | Natural Gas | Y | N | N | 9999 | N |  | Combined Cycle |  | 5442.4038 | 7181
260_G_CT2B | CA | 06053 | DYNEGY MOSS LANDING, LLC | Dynegy Moss Landing Power Plant Hybrid | 5684111 | 20546413 | 260 | 4A | 260 | CT2B | 270715577 | 7 | 379.3312 | 29.5952 | 41.5165 | 1.4202 | 0.87045 | 2.4045 | 9.4833 | 2021 | 145 | 18 | 190 | 15629.0669 | 61.3936 | 221112 | -121.7814 | 36.8055 | 2060 | 125 | 120 |  | 165 | N | Natural Gas | Y | N | N | 9999 | N |  | Combined Cycle |  | 5119.8916 | 7181
50865_G_K100 | CA | 06053 | SALINAS RIVER COGENERATION | Salinas River Cogeneration | 2096011 | 43069213 | 50865 | 1 | 50865 | K100 | 2707151222 | 1 | 19.73 |  | 23.5564 | 5.6956 | 5.6842 | 0.8253 | 1.96 | 2020 | [5 empty] | 22111 | -120.8679 | 35.9516 | 33 | 125 | 120 |  | 33 | Y | Natural Gas | Y | N | N | 9999 | N |  | Combustion Turbine |  | 8261.1992 | 8700
55811_G_CTG1 | CA | 06053 | CALPINE KING CITY COGEN, LLC | King City Peaking | 7877111 | 2175813 | 10294 | 2 | 55811 | CTG1 | 270715220 | 2 | 0.31998 | 0.35148 | 1.1036 | 0.11077 | 0.11077 | 0.026 | 0.35147 | 2022 | 60 | 11 | 850 | 9949.9168 | 104.6572 | 221112 | -121.1279 | 36.2257 | 49.6 | 125 | 120 |  | 44 | N | Natural Gas | Y | N | N | 9999 | N |  | Combustion Turbine |  | 251.2801 | 11324
260_B_6-1 | CA | 06053 | DYNEGY MOSS LANDING, LLC |  | 5684111 | 20546913 | 260 | 6-1 |  |  | 270715577 | 2 | 0.006484 |  | 0.078086 | 0.0011202 | 0.001118 | 0.008746 | 0.00074321 | 2020 | [5 empty] | 221112 | -121.7814 | 36.8055 | 7050 | 125 | 999 |  |  |  |  | N | N | N |  | N
57027_G_CPP1 | CA | 06059 | CANYON POWER PLANT | Canyon Power Plant | 15993811 | 119584513 | 57027 | 1 | 57027 | CPP1 | 301026153992 | 23 | 3.2 | 1.4344 | 1.8203 | 0.52682 | 0.52576 | 0.1022 | 0.4 | 2022 | [5 empty] | 221112 | -117.8612 | 33.858 | 510 | 125 | 120 |  | 49.4 | N | Natural Gas | Y | N | N | 9999 | N |  | Combustion Turbine |  | 1028.7504 | 10745
57027_G_CPP2 | CA | 06059 | CANYON POWER PLANT | Canyon Power Plant | 15993811 | 119584613 | 57027 | 2 | 57027 | CPP2 |  |  | 2.38 | 1.3331 | 1.2516 | 0.38766 | 0.38688 | 0.0748 | 0.3 | [6 empty] | 221112 | -117.8612 | 33.858 |  | 125 | 120 |  | 48 | N | Natural Gas | Y | N | N | 9999 | N |  | Combustion Turbine |  | 753.7599 | 10745
57027_G_CPP3 | CA | 06059 | CANYON POWER PLANT | Canyon Power Plant | 15993811 | 119584713 | 57027 | 3 | 57027 | CPP3 | 301026153992 | 25 | 2.91 | 2.8141 | 1.3558 | 0.43736 | 0.43648 | 0.0752 | 0.34 | 2020 | [5 empty] | 221112 | -117.8612 | 33.858 | 520 | 125 | 120 |  | 48 | N | Natural Gas | Y | N | N | 9999 | N |  | Combustion Turbine |  | 760.8102 | 10745
57027_G_CPP4 | CA | 06059 | CANYON POWER PLANT | Canyon Power Plant | 15993811 | 119584813 | 57027 | 4 | 57027 | CPP4 | 301026153992 | 26 | 3.59 | 1.3879 | 2.2022 | 0.56658 | 0.56544 | 0.1093 | 0.43 | 2022 | [5 empty] | 221112 | -117.8612 | 33.858 | 510 | 125 | 120 |  | 49.4 | N | Natural Gas | Y | N | N | 9999 | N |  | Combustion Turbine |  | 1107.89 | 10745
62116_G_1A | CA | 06059 | AES HUNTINGTON BEACH, LLC | AES Huntington Beach Energy Project | 5905811 | 139957913 | 335 | CT1 | 62116 | 1A | 301026115389 | 16 | 27.95 | 19.3201 | 44.3261 | 10.7451 | 10.7235 | 4.1841 | 8.9 | 2020 | [5 empty] | 221112 | -117.9795 | 33.6473 | 2400 | 125 | 140 |  | 205 | N | Natural Gas | Y | N | N | 9999 | N |  | Combined Cycle |  | 6579.3091 | 7050
62116_G_1B | CA | 06059 | AES HUNTINGTON BEACH, LLC | AES Huntington Beach Energy Project | 5905811 | 139958013 | 335 | CT2 | 62116 | 1B | 301026115389 | 20 | 26.72 | 18.7393 | 42.9059 | 10.437 | 10.416 | 4.0713 | 8.72 | 2020 | [5 empty] | 221112 | -117.9795 | 33.6473 | 2400 | 125 | 140 |  | 205 | N | Natural Gas | Y | N | N | 9999 | N |  | Combined Cycle |  | 6419.5659 | 7050
335_B_2 | CA | 06059 | AES HUNTINGTON BEACH, LLC |  | 5905811 | 85853413 | 335 | 2 |  |  | 301026115389 | 4 | 258.15 | 3.1415 | 4.7857 | 4.97 | 4.97 | 0.3623 | 3.59 | 2020 | 40 | 2 | 250 | -1 | 50 | 221112 | -117.9782 | 33.6446 | 1970 | 125 | 100 |  |  |  |  | Y | N | N |  | N | 335_B_1;335_B_2 |  |  | 1623
10144_B_BLR3 | CA | 06061 | SIERRA PACIFIC INDUSTRIES | Sierra Pacific Lincoln Facility | 14217811 | 100276813 |  |  | 10144 | BLR3 | 311623188 | 11330 | 332.6 |  | 115.5 | 8.4 | 7.8102 | 1.03 | 1.47 | 2022 | 100 | 5.5 | 300 | 99.7833 | 4.1982 | 321113 | -121.3115 | 38.9059 |  | 135 | 999 |  | 17.5 | Y | Biomass | N | Y | N | 9999 | N |  | Biomass | 8400 |  | 5019
10772_B_CFB | CA | 06061 | RIO BRAVO | Rio Bravo Rocklin | 14216111 | 84722313 |  |  | 10772 | CFB | 311623212 | 854 | 8.76 |  | 123.27 | 41.8541 | 38.9155 | 13.7 | 9.39 | 2020 | 147 | 10 | 388 | 2945.9 | 37.4932 | 221117 | -121.3112 | 38.8326 | 24 | 125 | 100 |  | 24.4 | N | Biomass | N | N | N | 9999 | N |  | Biomass | 7728 |  | 14571
56298_G_0001 | CA | 06061 | ROSEVILLE ENERGY PARK | Roseville Energy Park | 15695911 | 100281613 | 56298 | CT001 | 56298 | 0001 | 3116232046 | 11288 | 0.9885 | 0.0003195 | 7.2836 | 0.621 | 0.61975 | 0.7699 | 1.034 | 2022 | 118 | 11.3 | 173 | 3420.4334 | 34.0925 | 221112 | -121.3794 | 38.7916 | 705 | 125 | 140 |  | 38 | N | Natural Gas | Y | N | N | 9999 | N | 56298_G_0001;56298_G_0003 | Combined Cycle |  | 6032.6504 | 8053
56298_G_0002 | CA | 06061 | ROSEVILLE ENERGY PARK | Roseville Energy Park | 15695911 | 100281313 | 56298 | CT002 | 56298 | 0002 | 3116232046 | 11284 | 1.469 | 0.00030175 | 8.0572 | 0.839 | 0.83731 | 0.805 | 1.398 | 2020 | 40 | 2 | 250 | -1 | 50 | 221112 | -121.3794 | 38.7916 | 705 | 125 | 140 |  | 38 | N | Natural Gas | Y | N | N | 9999 | N |  | Combined Cycle |  | 5758.6001 | 8053
7452_G_1 | CA | 06061 | CITY OF ROSEVILLE - POWER PLANT | Roseville Power Plant #2 | 14224811 | 84770413 |  |  | 7452 | 1 | 311623201 | 1 | 0.04723 |  | 1.8117 | 0.16531 | 0.16497 | 0.0036721 | 0.25622 | 2020 | [5 empty] | 221112 | -121.3248 | 38.813 | 21.2 | 125 | 120 |  | 21.2 | N | Natural Gas | N | N | N | 9999 | N |  | Combustion Turbine |  |  | 15844
7452_G_2 | CA | 06061 | CITY OF ROSEVILLE - POWER PLANT | Roseville Power Plant #2 | 14224811 | 84770513 |  |  | 7452 | 2 | 311623201 | 2 | 0.029472 |  | 1.1936 | 0.10315 | 0.10294 | 0.0022914 | 0.15989 | 2020 | [5 empty] | 221112 | -121.3248 | 38.813 | 21.2 | 125 | 120 |  | 21.2 | N | Natural Gas | N | N | N | 9999 | N |  | Combustion Turbine |  |  | 15852
50112_B_BLR1 | CA | 06063 | SIERRA PACIFIC INDUSTRIES | Sierra Pacific Quincy Facility | 3270411 | 38962113 |  |  | 50112 | BLR1 | 3204223 | 3 | 317.96 |  | 72.8 | 6.5902 | 6.1275 | 0.57 | 2.34 | 2020 | 85 | 8 | 390 | 1801.2667 | 35.8206 | 321113 | -120.9086 | 39.9414 | 0.1 | 135 | 999 |  | 12 | N | Biomass | N | N | N | 9999 | N |  | Biomass | 8736 |  | 15307
50112_B_BLR2 | CA | 06063 | SIERRA PACIFIC INDUSTRIES | Sierra Pacific Quincy Facility | 3270411 | 38962013 |  |  | 50112 | BLR2 | 3204223 | 5 | 591.43 |  | 166.27 | 8.8733 | 8.2503 | 3.77 | 20.97 | 2020 | 85 | 8 | 390 | 3007.7 | 59.8122 | 321113 | -120.9088 | 39.9415 | 0.1 | 135 | 999 |  | 12 | N | Biomass | N | N | N | 9999 | N |  | Biomass | 8736 |  | 15307
10661_B_4 | CA | 06063 | COLLINS PINE CO | Collins Pine Project | 3270311 | 38962713 |  |  | 10661 | 4 | 32042215 | 1 | 368.32 |  | 102.55 | 23.8682 | 22.1924 | 3.01 | 11.73 | 2020 | 80 | 7 | 416 | 740.8833 | 19.2437 | 321113 | -121.2436 | 40.3028 | 0.1 | 135 | 999 |  | 5 | Y | Biomass | N | Y | N | 9999 | N |  | Biomass | 8736 |  | 7053
10300_B_BLR2 | CA | 06065 | DESERT VIEW POWER | Desert View Power | 15776111 | 101659413 |  |  | 10300 | BLR2 | 331526100154 | 2 | 13.45 | 0.1845 | 95.31 | 0.18943 | 0.17613 | 29.6862 | 1.66 | 2020 | 85 | 10 | 300 | -1 | 50 | 221112 | -116.0879 | 33.5865 |  | 125 | 999 |  | 23.5 | N | Biomass | N | N | N | 9999 | N | 10300_B_BLR1;10300_B_BLR2 | Biomass | 8400 |  | 16026
55295_G_CT1 | CA | 06065 | BLYTHE ENERGY, INC. | Blythe Energy Inc | 13908711 | 85674513 | 55295 | 1 | 55295 | CT1 | 3305182262 | 27953 |  |  | 25.5815 |  |  | 2.0203 |  | 2022 | 130 | 16.5 | 210 | 19273.4503 | 90.1004 | 221112 | -114.6868 | 33.6156 | 1900 | 125 | 120 |  | 156.5 | N | Natural Gas | Y | N | N | 9999 | N |  | Combined Cycle |  | 4494.9688 | 7354
55295_G_CT2 | CA | 06065 | BLYTHE ENERGY, INC. | Blythe Energy Inc | 13908711 | 85674413 | 55295 | 2 | 55295 | CT2 |  |  |  |  | 20.7145 |  |  | 1.6498 |  |  | 130 | 16.5 | 210 | 19489.0503 | 91.1083 | 221112 | -114.6868 | 33.6158 |  | 125 | 120 |  | 156.5 | N | Natural Gas | Y | N | N | 9999 | N |  | Combined Cycle |  | 3691.0903 | 7354
55541_G_CTG1 | CA | 06065 | WILDFLOWER ENERGY LP/INDIGOGEN., LLC | Indigo Energy Facility | 10115711 | 119847513 | 55541 | 1 | 55541 | CTG1 | 331526127299 | 8 | 0.21 | 0.4714 | 1.3506 | 0.43736 | 0.43648 | 0.0305 | 0.04 | 2020 | [5 empty] | 221112 | -116.5531 | 33.9103 | 504 | 125 | 120 |  | 46.7 | N | Natural Gas | Y | N | N | 9999 | N |  | Combustion Turbine |  | 318.0303 | 10745
55541_G_CTG2 | CA | 06065 | WILDFLOWER ENERGY LP/INDIGOGEN., LLC | Indigo Energy Facility | 10115711 | 119847113 | 55541 | 2 | 55541 | CTG2 | 331526127299 | 10 | 0.35 | 0.61916 | 1.3224 | 0.57652 | 0.57536 | 0.032 | 0.06 | 2020 | [5 empty] | 221112 | -116.5531 | 33.9103 | 504 | 125 | 120 |  | 47.6 | N | Natural Gas | Y | N | N | 9999 | N |  | Combustion Turbine |  | 331.5101 | 10745
55541_G_CTG3 | CA | 06065 | WILDFLOWER ENERGY LP/INDIGOGEN., LLC | Indigo Energy Facility | 10115711 | 119847213 | 55541 | 3 | 55541 | CTG3 | 331526127299 | 12 | 0.21 | 0.44176 | 1.0773 | 0.41748 | 0.41664 | 0.0263 | 0.04 | 2020 | [5 empty] | 221112 | -116.5531 | 33.9103 | 504 | 125 | 120 |  | 48.2 | N | Natural Gas | Y | N | N | 9999 | N |  | Combustion Turbine |  | 272.3401 | 10745
56143_G_1 | CA | 06065 | CITY OF RIVERSIDE PUBLIC UTILITIES DEPT | Riverside Energy Resource Center | 13483211 | 76233813 | 56143 | 1 | 56143 | 1 | 331026139796 | 1 | 0.9 | 0.99945 | 1.6414 | 0.9443 | 0.9424 | 0.0558 | 0.35 | 2020 | [5 empty] | 926130 | -117.452 | 33.9617 | 525 | 125 | 120 |  | 50 | N | Natural Gas | Y | N | N | 9999 | N |  | Combustion Turbine |  | 605.6099 | 10745
56143_G_4 | CA | 06065 | CITY OF RIVERSIDE PUBLIC UTILITIES DEPT | Riverside Energy Resource Center | 13483211 | 101679813 | 56143 | 4 | 56143 | 4 |  |  |  |  | 1.1119 |  |  | 0.0545 | [7 empty] | 926130 | -117.4518 | 33.9612 |  | 125 | 120 |  | 48 | N | Natural Gas | Y | N | N | 9999 | N |  | Combustion Turbine |  | 596.5799 | 10745
57482_G_CTG1 | CA | 06065 | SENTINEL ENERGY CENTER LLC | Sentinel Energy Center, LLC | 17228711 | 119856913 | 57482 | 1 | 57482 | CTG1 | 331526152707 | 21 | 2.15 | 1.3318 | 3.4824 | 0.38766 | 0.38688 | 0.2015 | 0.91 | 2020 | 40 | 2 | 250 | -1 | 50 | 221118 | -116.5722 | 33.9366 | 961 | 125 | 120 |  | 100 | N | Natural Gas | Y | N | N | 9999 | N |  | Combustion Turbine |  | 972.8392 | 10745
57482_G_CTG2 | CA | 06065 | SENTINEL ENERGY CENTER LLC | Sentinel Energy Center, LLC | 17228711 | 119857013 | 57482 | 2 | 57482 | CTG2 | 331526152707 | 23 | 2.45 | 0.98247 | 3.6786 | 0.3976 | 0.3968 | 0.2041 | 0.45 | 2020 | 40 | 2 | 250 | -1 | 50 | 221118 | -116.5722 | 33.9366 | 930 | 125 | 120 |  | 100 | N | Natural Gas | Y | N | N | 9999 | N |  | Combustion Turbine |  | 993.3691 | 10745
57482_G_CTG3 | CA | 06065 | SENTINEL ENERGY CENTER LLC | Sentinel Energy Center, LLC | 17228711 | 119857113 | 57482 | 3 | 57482 | CTG3 | 331526152707 | 25 | 2.52 | 0.52285 | 3.6621 | 1.0835 | 1.0813 | 0.1928 | 0.24 | 2020 | 40 | 2 | 250 | -1 | 50 | 221118 | -116.5722 | 33.9366 | 944 | 125 | 120 |  | 100 | N | Natural Gas | Y | N | N | 9999 | N |  | Combustion Turbine |  | 935.7789 | 10745
57482_G_CTG4 | CA | 06065 | SENTINEL ENERGY CENTER LLC | Sentinel Energy Center, LLC | 17228711 | 119857213 | 57482 | 4 | 57482 | CTG4 | 331526152707 | 27 | 2.29 | 0.90502 | 3.4604 | 1.6302 | 1.6269 | 0.199 | 0.25 | 2020 | 40 | 2 | 250 | -1 | 50 | 221118 | -116.5722 | 33.9366 | 892 | 125 | 120 |  | 100 | N | Natural Gas | Y | N | N | 9999 | N |  | Combustion Turbine |  | 946.0592 | 10745
57482_G_CTG5 | CA | 06065 | SENTINEL ENERGY CENTER LLC | Sentinel Energy Center, LLC | 17228711 | 119857313 | 57482 | 5 | 57482 | CTG5 | 331526152707 | 29 | 2.11 | 1.7675 | 3.8037 | 0.30814 | 0.30752 | 0.2051 | 0.22 | 2020 | 40 | 2 | 250 | -1 | 50 | 221118 | -116.5722 | 33.9366 | 892 | 125 | 120 |  | 100 | N | Natural Gas | Y | N | N | 9999 | N |  | Combustion Turbine |  | 972.9894 | 10745
57482_G_CTG6 | CA | 06065 | SENTINEL ENERGY CENTER LLC | Sentinel Energy Center, LLC | 17228711 | 119857413 | 57482 | 6 | 57482 | CTG6 | 331526152707 | 31 | 2.5 | 0.7497 | 3.4242 | 0.7455 | 0.744 | 0.1943 | 0.23 | 2022 | 40 | 2 | 250 | -1 | 50 | 221118 | -116.5722 | 33.9366 | 892 | 125 | 120 |  | 100 | N | Natural Gas | Y | N | N | 9999 | N |  | Combustion Turbine |  | 920.0291 | 10745
57482_G_CTG7 | CA | 06065 | SENTINEL ENERGY CENTER LLC | Sentinel Energy Center, LLC | 17228711 | 119857513 | 57482 | 7 | 57482 | CTG7 | 331526152707 | 33 | 2.26 | 0.88243 | 3.7584 | 0.31808 | 0.31744 | 0.1898 | 0.22 | 2022 | 40 | 2 | 250 | -1 | 50 | 221118 | -116.5722 | 33.9366 | 892 | 125 | 120 |  | 100 | N | Natural Gas | Y | N | N | 9999 | N |  | Combustion Turbine |  | 917.2292 | 10745
57482_G_CTG8 | CA | 06065 | SENTINEL ENERGY CENTER LLC | Sentinel Energy Center, LLC | 17228711 | 119857613 | 57482 | 8 | 57482 | CTG8 |  |  | 2.45 | 1.2596 | 3.7886 | 0.8449 | 0.8432 | 0.2006 | 0.18 |  | 40 | 2 | 250 | -1 | 50 | 221118 | -116.5722 | 33.9366 |  | 125 | 120 |  | 100 | N | Natural Gas | Y | N | N | 9999 | N |  | Combustion Turbine |  | 958.8292 | 10745
6060_G_2 | CA | 06065 | IMPERIAL IRRIGATION DISTRICT/ COACHELLA | Coachella | 2541511 | 75960313 |  |  | 6060 | 2 | 33152662862 | 2 | [6 empty] | 0.1 | 2020 | [5 empty] | 221112 | -116.173 | 33.6759 |  |  | 999 |  | 19 | N | Natural Gas, Distillate Fuel Oil | N | N | N | 9999 | N |  | Combustion Turbine | 8736 |  | 20520
6060_G_3 | CA | 06065 | IMPERIAL IRRIGATION DISTRICT/ COACHELLA | Coachella | 2541511 | 75960413 |  |  | 6060 | 3 | 33152662862 | 3 | 2.7001 | 0.10375 | 10.59 | 0.20919 | 0.20875 | 0.11125 | 0.060016 | 2020 | [5 empty] | 221112 | -116.173 | 33.6759 |  |  | 999 |  | 18.3 | N | Natural Gas, Distillate Fuel Oil | N | N | N | 9999 | N |  | Combustion Turbine | 8736 |  | 20520
535_G_1 | CA | 06067 | SACRAMENTO POWER AUTHORITY DBA WOOD GOUP POWER OP (F5133) | McClellan (CA) | 686311 | 45774913 |  |  | 535 | 1 | 341624138 | 1 | 0.27131 | 1.39e-05 | 0.19833 | 0.065775 | 0.065643 | 0.005205 | 0.02219 | 2020 | 100 | 14.7 | 1000 | 26666.6672 | 157.0613 | 221112 | -121.3931 | 38.6525 | 77 | 125 | 120 |  | 77 | N | Natural Gas | N | N | N | 9999 | N |  | Combustion Turbine | 2340 |  | 12783
55970_G_2 | CA | 06067 | SMUD COSUMNES POWER PLANT | Cosumnes | 13841411 | 84720813 | 55970 | 2 | 55970 | 2 | 3416243456 | 1 | 1.7628 | 0.46775 | 10.9489 | 12.4296 | 12.4046 | 1.1778 | 0.65419 | 2020 | 165 | 18.5 | 215 | 18874.6003 | 70.189 | 221112 | -121.1239 | 38.3381 | 1860 | 125 | 120 |  | 185 | N | Natural Gas | Y | N | N | 9999 | N | 55970_G_2;55970_G_1 | Combined Cycle |  | 2306.7996 | 7050
55970_G_3 | CA | 06067 | SMUD COSUMNES POWER PLANT | Cosumnes | 13841411 | 84720713 | 55970 | 3 | 55970 | 3 | 3416243456 | 2 | 1.7662 | 0.51103 | 8.6954 | 11.2387 | 11.2161 | 0.9642 | 0.6611 | 2020 | 165 | 18.5 | 215 | 18874.6003 | 70.189 | 221112 | -121.1239 | 38.3385 | 1850 | 125 | 120 |  | 189 | N | Natural Gas | Y | N | N | 9999 | N |  | Combined Cycle |  | 1929.0801 | 7050
7527_G_1 | CA | 06067 | CARSON COGENERATION PROJECT | Carson Ice-Gen Project | 4919511 | 32325113 | 7527 | 1 | 7527 | 1 |  |  | 87.1389 | 6.7985 | 6.4787 | 0.32625 | 0.19995 | 0.5527 | 2.1785 |  | 81 | 9.9 | 225 | 5149.7501 | 66.873 | 221112 | -121.463 | 38.4459 |  | 125 | 140 |  | 41.2 | Y | Natural Gas | Y | N | N | 9999 | N | 7527_G_1;7527_G_CCCT | Combustion Turbine |  | 5536.6694 | 8700
7527_G_2 | CA | 06067 | CARSON COGENERATION PROJECT | Carson Ice-Gen Project | 4919511 | 84786713 | 7527 | 2 | 7527 | 2 | 341624193 | 2 | 0.247 | 0.3563 | 0.7967 | 0.050739 | 0.050637 | 0.0259 | 0.032618 | 2022 | 81 | 8.2 | 859 | 9289.8501 | 175.8394 | 221112 | -121.4624 | 38.4457 | 450 | 125 | 999 |  | 16.6 | Y | Natural Gas | Y | N | N | 9999 | N |  | Combined Cycle |  | 268.44 | 7952
7551_G_CT1A | CA | 06067 | SACRAMENTO COGENERATION AUTHOY | SCA Cogen 2 | 4919711 | 32324713 | 7551 | 1A | 7551 | CT1A | 341624195 | 1 | 18.396 | 6.4991 | 9.9538 | 2.1464 | 2.1421 | 0.7909 | 0.42928 | 2022 | 127.2 | 9.8 | 245 | 6365.4334 | 84.355 | 221112 | -121.4009 | 38.5308 | 583 | 125 | 140 |  | 47.6 | Y | Natural Gas | Y | N | N | 9999 | N | 7551_G_CT1A;7551_G_CCST | Combined Cycle | 8736 | 7925.5396 | 7216
7551_G_CT1B | CA | 06067 | SACRAMENTO COGENERATION AUTHOY | SCA Cogen 2 | 4919711 | 84801313 | 7551 | 1B | 7551 | CT1B | 341624195 | 2 | 17.8185 | 7.7528 | 10.4713 | 2.2285 | 2.2241 | 0.7475 | 0.41785 | 2020 | 127.2 | 9.8 | 245 | 6365.4334 | 84.355 | 221112 | -121.4003 | 38.5308 | 583 | 125 | 140 |  | 47.6 | Y | Natural Gas | Y | N | N | 9999 | N |  | Combined Cycle | 8736 | 7243.0698 | 7216
7551_G_CT1C | CA | 06067 | SACRAMENTO COGENERATION AUTHOY | SCA Cogen 2 | 4919711 | 84801213 | 7551 | 1C | 7551 | CT1C |  |  | 1.0325 | 0.3393 | 0.7969 | 0.1153 | 0.11507 | 0.0468 | 0.028824 |  | 60 | 10 | 789 | 5466.6667 | 69.5757 | 221112 | -121.3999 | 38.5309 |  | 125 | 120 |  | 43.8 | N | Natural Gas | Y | N | N | 9999 | N |  | Combustion Turbine |  | 477.71 | 10745
7552_G_CCCT | CA | 06067 | SACRAMENTO POWER AUTHORITY | SPA Cogen 3 | 4919611 | 32324913 | 7552 | 1 | 7552 | CCCT | 341624194 | 1 | 2.2899 | 2.2882 | 35.1636 | 5.9493 | 5.9374 | 2.4193 | 1.6772 | 2020 | 100 | 17 | 232 | 11350.0002 | 49.9842 | 221112 | -121.4736 | 38.511 | 1610 | 125 | 120 |  | 119 | Y | Natural Gas | Y | N | N | 9999 | N | 7552_G_CCST;7552_G_CCCT | Combined Cycle |  | 7513.5205 | 7957
358_G_MV3A | CA | 06071 | MOUNTAINVIEW GENERATING STATION | Mountainview Generating Station | 15782011 | 101803413 | 358 | 3-1 | 358 | MV3A | 361026160437 | 1 | 14.01 | 1.3396 | 22.5132 | 14.8305 | 14.8006 | 2.2235 | 6.72 | 2020 | 200 | 18 | 212 | -1 | 65 | 221112 | -117.2424 | 34.0824 | 2100 | 125 | 140 |  | 156 | N | Natural Gas | Y | N | N | 9999 | N | 358_G_MV3C;358_G_MV3A | Combined Cycle |  | 4616.6777 | 7679
358_G_MV3B | CA | 06071 | MOUNTAINVIEW GENERATING STATION | Mountainview Generating Station | 15782011 | 101803613 | 358 | 3-2 | 358 | MV3B | 361026160437 | 3 | 15.52 | 1.5218 | 17.1209 | 14.0353 | 14.007 | 2.0519 | 6.36 | 2020 | 200 | 18 | 212 | -1 | 65 | 221112 | -117.2424 | 34.0821 | 2100 | 125 | 140 |  | 156 | N | Natural Gas | Y | N | N | 9999 | N |  | Combined Cycle |  | 4204.0112 | 7679
358_G_MV4A | CA | 06071 | MOUNTAINVIEW GENERATING STATION | Mountainview Generating Station | 15782011 | 101803813 | 358 | 4-1 | 358 | MV4A | 361026160437 | 5 | 11.41 | 1.5199 | 22.8423 | 14.0154 | 13.9872 | 2.2059 | 6.35 | 2020 | 200 | 18 | 212 | -1 | 65 | 221112 | -117.2424 | 34.0813 | 2100 | 125 | 140 |  | 156 | N | Natural Gas | Y | N | N | 9999 | N | 358_G_MV4A;358_G_MV4C | Combined Cycle |  | 4563.979 | 7679
358_G_MV4B | CA | 06071 | MOUNTAINVIEW GENERATING STATION | Mountainview Generating Station | 15782011 | 119932713 | 358 | 4-2 | 358 | MV4B | 361026160437 | 7 | 10.79 | 0.91884 | 18.5829 | 12.7133 | 12.6877 | 2.1124 | 5.76 | 2020 | 200 | 18 | 212 | -1 | 65 | 221112 | -117.2424 | 34.081 | 2100 | 125 | 140 |  | 156 | N | Natural Gas | Y | N | N | 9999 | N |  | Combined Cycle |  | 4302.6392 | 7679
55518_G_CTG1 | CA | 06071 | HIGH DESERT POWER PROJECT | High Desert Power Plant | 13908211 | 85487813 | 55518 | CTG1 | 55518 | CTG1 | 3605181849 | 1 | 30.7 | 15.7164 | 46.6363 | 32.4 | 32.4 | 3.0295 | 3.5 | 2022 | 130 | 19 | 200 | 17862.317 | 62.9746 | 221112 | -117.363 | 34.5953 | 190 | 125 | 120 |  | 163.1 | N | Natural Gas | Y | N | N | 9999 | N |  | Combined Cycle |  | 5862.251 | 7461
55518_G_CTG2 | CA | 06071 | HIGH DESERT POWER PROJECT | High Desert Power Plant | 13908211 | 85487713 | 55518 | CTG2 | 55518 | CTG2 | 3605181849 | 2 | 29.9 | 14.1075 | 47.3347 | 5.2 | 5.2 | 3.0567 | 4.3 | 2020 | 130 | 19 | 200 | 17862.317 | 62.9746 | 221112 | -117.363 | 34.5953 | 190 | 125 | 120 |  | 162.2 | N | Natural Gas | Y | N | N | 9999 | N |  | Combined Cycle |  | 5958.3501 | 7461
55518_G_CTG3 | CA | 06071 | HIGH DESERT POWER PROJECT | High Desert Power Plant | 13908211 | 85487613 | 55518 | CTG3 | 55518 | CTG3 | 3605181849 | 3 | 36.4 | 16.3018 | 43.5409 | 5.9 | 5.9 | 3.1619 | 3.3 | 2022 | 130 | 19 | 200 | 17862.317 | 62.9746 | 221112 | -117.363 | 34.5953 | 190 | 125 | 120 |  | 165 | N | Natural Gas | Y | N | N | 9999 | N |  | Combined Cycle |  | 6014.8198 | 7461
54749_G_CTG | CA | 06073 | GOAL LINE LP | Goal Line LP | 593911 | 78730613 | 54749 | 1 | 54749 | CTG | 3712278469 | 911504 | 1.6518 |  | 0.7861 | 2.0241 | 2.0079 | 0.0266 | 0.17944 | 2022 | 58.2 | 3.4 | 436 | 251.1 | 27.6 | 2211 | -117.0993 | 33.1186 | 448 | 125 | 140 |  | 40 | Y | Natural Gas | Y | N | N | 9999 | N |  | Combined Cycle | 56 | 281.2399 | 7749
55345_G_1-01 | CA | 06073 | OTAY MESA ENERGY CENTER LLC | Otay Mesa Generating Project | 17193711 | 118707713 | 55345 | CTG-1 | 55345 | 1-01 |  |  |  |  | 27.9975 |  |  | 2.7112 |  |  | 50 | 19 | 350 | -1 | 50 | 221112 | -116.9138 | 32.5731 |  | 125 | 140 |  | 152.8 | N | Natural Gas | Y | N | N | 9999 | N | 55345_G_1-01;55345_G_1-03 | Combined Cycle |  | 5502.7231 | 7217
55345_G_1-02 | CA | 06073 | OTAY MESA ENERGY CENTER LLC | Otay Mesa Generating Project | 17193711 | 118707813 | 55345 | CTG-2 | 55345 | 1-02 | 37122710882 | 948 |  |  | 28.4021 |  |  | 2.7324 |  | 2022 | 50 | 19 | 350 | -1 | 50 | 221112 | -116.9138 | 32.5731 | 2200 | 125 | 140 |  | 152.8 | N | Natural Gas | Y | N | N | 9999 | N |  | Combined Cycle |  | 5590.9731 | 7217
55510_G_CPP4 | CA | 06073 | CALPEAK POWER BORDER LLC | CalPeak Power Border Peaker Plant | 10097111 | 54012613 | 55510 | GT-1 | 55510 | CPP4 | 3712277835 | 976502 | 3.2002 |  | 1.178 | 1.9337 | 1.9183 | 0.0491 | 0.1864 | 2020 | 50 | 12 | 790 | 5416.6667 | 47.8745 | 22111 | -116.9426 | 32.5627 | 49.5 | 125 | 999 |  | 48 | N | Natural Gas | Y | N | N | 9999 | N |  | Combustion Turbine |  | 493.9597 | 11072
55512_G_CPP6 | CA | 06073 | SDG&E CUYAMACA PEAK ENERGY PLANT | Cuyamaca Peak Energy Plant | 10099011 | 54010613 | 55512 | GT-1 | 55512 | CPP6 | 3712277592 | 976021 |  |  | 0.714 |  |  | 0.0358 |  | 2022 | [5 empty] | 22111 | -116.971 | 32.7966 | 49.5 | 125 | 120 |  | 48.7 | N | Natural Gas | Y | N | N | 9999 | N |  | Combustion Turbine |  | 378.55 | 11401
55513_G_CPP7 | CA | 06073 | CALPEAK POWER ENTERPRISE LLC | CalPeak Power Enterprise Peaker Plant | 10098911 | 54010713 | 55513 | GT-1 | 55513 | CPP7 | 3712277594 | 976019 | 2.7 |  | 1.2004 | 2.3339 | 2.3152 | 0.0425 | 0.18096 | 2022 | 50 | 12 | 790 | 5416.6667 | 47.8745 | 22111 | -117.116 | 33.1217 | 49.5 | 125 | 120 |  | 48 | N | Natural Gas | Y | N | N | 9999 | N |  | Combustion Turbine |  | 407.2198 | 10986
55538_G_CTG1 | CA | 06073 | ESCONDIDO ENERGY CENTER LLC | Escondido Energy Center | 13562011 | 78551213 | 55538 | CTG1 | 55538 | CTG1 |  |  |  |  | 0.6838 |  |  | 0.0323 | [7 empty] | 221112 | -117.121 | 33.128 |  | 125 | 120 |  | 54 | N | Natural Gas | Y | N | N | 9999 | N | 55538_G_CTG1;55538_G_GEN1 | Combustion Turbine |  | 317.7197 | 10745
55540_G_GEN1 | CA | 06073 | CHULA VISTA ENERGY CENTER LLC | Chula Vista Energy Center | 13562711 | 78684613 |  |  | 55540 | GEN1 | 3712277084 | 976039 | 3.4707 |  | 0.26982 | 0.3599 | 0.35703 | 0.01365 | 0.048685 | 2020 | [5 empty] | 22111 | -117.0587 | 32.5914 | 800 | 125 | 120 |  | 37.2 | N | Natural Gas | N | N | N | 9999 | N |  | Combustion Turbine | 15 |  | 12369
55542_G_CTG1 | CA | 06073 | LARKSPUR ENERGY FACILITY | Larkspur Energy Facility | 10098711 | 54011013 | 55542 | 1 | 55542 | CTG1 | 3712277630 | 976138 | 7.5148 |  | 1.5062 | 1.1668 | 1.1575 | 0.0456 | 0.16514 | 2020 | 60 | 12 | 792 | 118.0833 | 1.0436 | 221118 | -116.9442 | 32.567 | 45 | 125 | 120 |  | 45.6 | N | Natural Gas, Distillate Fuel Oil | Y | N | N | 9999 | N |  | Combustion Turbine | 114 | 465.3703 | 10745
55542_G_CTG2 | CA | 06073 | LARKSPUR ENERGY FACILITY | Larkspur Energy Facility | 10098711 | 54010913 | 55542 | 2 | 55542 | CTG2 | 3712277630 | 976094 | 9.4941 |  | 1.3264 | 2.639 | 2.6179 | 0.0384 | 0.20148 | 2020 | 60 | 12 | 792 | 118.0833 | 1.0436 | 221118 | -116.9442 | 32.567 | 45 | 125 | 120 |  | 46 | N | Natural Gas, Distillate Fuel Oil | Y | N | N | 9999 | N |  | Combustion Turbine | 120 | 370.0603 | 10745
55985_G_CTG1 | CA | 06073 | SDG&E PALOMAR ENERGY CENTER | Palomar Energy | 13562611 | 78684413 | 55985 | CTG1 | 55985 | CTG1 |  |  |  |  | 20.9016 |  |  | 2.1947 |  |  | 100 | 12 | 250 | -1 | 50 | 22111 | -117.118 | 33.117 |  | 125 | 120 |  | 179.6 | N | Natural Gas | Y | N | N | 9999 | N |  | Combined Cycle |  | 4339.2202 | 7062
55985_G_CTG2 | CA | 06073 | SDG&E PALOMAR ENERGY CENTER | Palomar Energy | 13562611 | 78684513 | 55985 | CTG2 | 55985 | CTG2 | 3712278013 | 1623 |  |  | 28.5403 |  |  | 2.9255 |  | 2022 | 100 | 12 | 250 | -1 | 50 | 22111 | -117.118 | 33.117 | 2030 | 125 | 120 |  | 179.8 | N | Natural Gas | Y | N | N | 9999 | N |  | Combined Cycle |  | 5827.668 | 7062
56232_G_1 | CA | 06073 | CABRILLO POWER II LLC MIRAMAR GT | Miramar Energy Facility | 3371111 | 78629213 | 56232 | 1 | 56232 | 1 |  |  |  |  | 1.7043 |  |  | 0.0474 | [7 empty] | 221112 | -117.1654 | 32.8759 |  | 125 | 120 |  | 47 | N | Natural Gas | Y | N | N | 9999 | N |  | Combustion Turbine |  | 457.33 | 10745
56232_G_2 | CA | 06073 | CABRILLO POWER II LLC MIRAMAR GT | Miramar Energy Facility | 3371111 | 78629313 | 56232 | 2 | 56232 | 2 | 371227540 | 125250 |  |  | 1.6427 |  |  | 0.0391 |  | 2022 | [5 empty] | 221112 | -117.1654 | 32.8759 | 360 | 125 | 120 |  | 47 | N | Natural Gas | Y | N | N | 9999 | N |  | Combustion Turbine |  | 384.2899 | 10745
56914_G_CTG1 | CA | 06073 | ORANGE GROVE ENERGY LP | Orange Grove Peaking Facility | 17193811 | 145869013 | 56914 | CTG1 | 56914 | CTG1 | 3712276289 | 889 | 0.57098 |  | 0.6391 | 0.2232 | 0.22142 | 0.0257 | 0.062289 | 2020 | 80 | 12 | 791 | 10351.3835 | 91.4895 | 221112 | -117.1102 | 33.3602 | 530 | 125 | 120 |  | 49.1 | N | Natural Gas | Y | N | N | 9999 | N |  | Combustion Turbine |  | 269.0902 | 10835
57555_G_CTG1 | CA | 06073 | PIO PICO ENERGY CENTER LLC | Pio Pico Energy Center | 19236011 | 140094313 | 57555 | CTG1 | 57555 | CTG1 | 371227201000471 | 1 | 8.5003 |  | 1.3594 | 3.3996 | 3.3724 | 0.07 | 1.4001 | 2020 | 100 | 13.5 | 810 | 11.2166 | 0.0783 | 221112 | -116.9178 | 32.5738 |  | 125 | 120 |  | 106 | N | Natural Gas | Y | N | N | 9999 | N |  | Combustion Turbine |  | 335.7698 | 10745
57555_G_CTG2 | CA | 06073 | PIO PICO ENERGY CENTER LLC | Pio Pico Energy Center | 19236011 | 140094413 | 57555 | CTG2 | 57555 | CTG2 | 371227201000471 | 2 | 10.1997 |  | 2.0158 | 5.0999 | 5.0591 | 0.0959 | 2.4007 | 2022 | 100 | 13.5 | 810 | 11.2166 | 0.0783 | 221112 | -116.9178 | 32.5738 |  | 125 | 120 |  | 106 | N | Natural Gas | Y | N | N | 9999 | N |  | Combustion Turbine |  | 447.8095 | 10745
57555_G_CTG3 | CA | 06073 | PIO PICO ENERGY CENTER LLC | Pio Pico Energy Center | 19236011 | 140094513 | 57555 | CTG3 | 57555 | CTG3 | 371227201000471 | 3 | 8.7006 |  | 1.799 | 4.1992 | 4.1656 | 0.0848 | 1.0992 | 2020 | 100 | 13.5 | 810 | 11.2166 | 0.0783 | 221112 | -116.9178 | 32.5738 |  | 125 | 120 |  | 106 | N | Natural Gas | Y | N | N | 9999 | N |  | Combustion Turbine |  | 401.0798 | 10745
59002_G_CEC 6 | CA | 06073 | Carlsbad Energy Center | Carlsbad Energy Center | 5003711 | 145880613 |  |  | 59002 | CEC 6 | 37122773 | 3482 | 0.93345 |  | 3.0187 | 2.6719 | 2.6505 | 0.2612 | 0.094202 | 2020 | [5 empty] | 221112 | -117.3384 | 33.1378 | 105 | 125 | 120 |  | 105.5 | N | Natural Gas | N | N | N | 9999 | N |  | Combustion Turbine | 6552 |  | 10745
59002_G_CEC 7 | CA | 06073 | Carlsbad Energy Center | Carlsbad Energy Center | 5003711 | 145880713 |  |  | 59002 | CEC 7 | 37122773 | 3483 | 1.0993 |  | 3.0536 | 2.366 | 2.347 | 0.27595 | 0.036191 | 2020 | [5 empty] | 221112 | -117.3384 | 33.1378 | 105 | 125 | 120 |  | 105.5 | N | Natural Gas | N | N | N | 9999 | N |  | Combustion Turbine | 6552 |  | 10745
59002_G_CEC 8 | CA | 06073 | Carlsbad Energy Center | Carlsbad Energy Center | 5003711 | 145880813 |  |  | 59002 | CEC 8 | 37122773 | 3484 | 0.70783 |  | 3.1313 | 2.761 | 2.7389 | 0.28594 | 0.079689 | 2020 | [5 empty] | 221112 | -117.3384 | 33.1378 | 105 | 125 | 120 |  | 105.5 | N | Natural Gas | N | N | N | 9999 | N |  | Combustion Turbine | 6552 |  | 10745
59002_G_CEC 9 | CA | 06073 | Carlsbad Energy Center | Carlsbad Energy Center | 5003711 | 145880913 |  |  | 59002 | CEC 9 | 37122773 | 3485 | 0.69649 |  | 2.9021 | 3.3932 | 3.366 | 0.27235 | 0.0759 | 2022 | [5 empty] | 221112 | -117.3384 | 33.1378 | 105 | 125 | 120 |  | 105.5 | N | Natural Gas | N | N | N | 9999 | N |  | Combustion Turbine | 6552 |  | 10745
10811_G_GEN1 | CA | 06073 | APPLIED ENERGY LLC NAVAL STATION |  | 3196611 | 78628913 |  |  |  |  | 371227415 | 870291 | 11.99 |  | 44.7 | 38.32 | 38.0134 | 0.98 | 1.7168 | 2020 | [5 empty] | 221118 | -117.1224 | 32.6793 | 494 | 125 | 120 |  |  |  |  | N | N | N |  | N
10810_G_GEN1 | CA | 06073 | APPLIED ENERGY LLC MCRD |  | 2397811 | 78479213 |  |  |  |  | 371227149 | 870290 | 7.22 |  | 35.03 | 25.99 | 25.7821 | 0.55 | 0.96731 | 2020 | [5 empty] | 221118 | -117.2083 | 32.7353 |  | 125 | 999 |  |  |  |  | N | N | N |  | N
10812_G_GEN1 | CA | 06073 | APPLIED ENERGY LLC NORTH ISLAND |  | 7111111 | 101894913 |  |  |  |  | 3712275270 | 1639 | 4.58 |  | 7.03 | 14.03 | 13.9178 | 0.84 | 1.4719 | 2020 | [5 empty] | 221112 | -117.1897 | 32.7052 |  | 125 | 999 |  |  |  |  | N | N | N |  | N
59002_G_CEC 10 | CA | 06073 | Carlsbad Energy Center |  | 5003711 | 145881013 |  |  |  |  | 37122773 | 3486 | 1.1836 |  | 2.8198 | 3.3098 | 3.2833 | 0.25332 | 0.020764 | 2020 | [5 empty] | 221112 | -117.3384 | 33.1378 | 105 | 125 | 120 |  |  |  |  | N | N | N |  | N |  |  | 6552
10811_G_GEN3 | CA | 06073 | APPLIED ENERGY LLC NAVAL STATION |  | 3196611 | 78629113 |  |  |  |  | 371227415 | 973654 | 0.03 |  | 0.41 | 0.32 | 0.32 | 0.02 | 0.2024 | 2020 | [5 empty] | 221118 | -117.1224 | 32.6793 |  | 125 | 999 |  |  |  |  | N | N | N |  | N
303_G_KEA3 | CA | 06073 | CABRILLO POWER II LLC KEARNY MESA GTS |  | 592411 | 78560813 |  |  |  |  | 37122779 | 126262 | 0.21 |  | 0.65 | 0.04 | 0.03968 | 0.00413 | 0.006517 | 2022 | [5 empty] | 221122 | -117.1337 | 32.834 |  | 125 | 999 |  |  |  |  | N | N | N |  | N
303_G_KEA2 | CA | 06073 | CABRILLO POWER II LLC KEARNY MESA GTS |  | 592411 | 78561213 |  |  |  |  | 37122779 | 126266 | 0.16 |  | 0.6 | 0.03 | 0.02976 | 0.00321 | 0.005586 | 2022 | [5 empty] | 221122 | -117.1337 | 32.834 |  | 125 | 999 |  |  |  |  | N | N | N |  | N
303_G_KEA1 | CA | 06073 | CABRILLO POWER II LLC KEARNY MESA GTS |  | 592411 | 78561113 |  |  |  |  | 37122779 | 126265 | 0.13 |  | 0.47 | 0.02 | 0.01984 | 0.00258 | 0.003724 | 2020 | [5 empty] | 221122 | -117.1337 | 32.834 |  | 125 | 999 |  |  |  |  | N | N | N |  | N
10811_G_GEN2 | CA | 06073 | APPLIED ENERGY LLC NAVAL STATION |  | 3196611 | 78628813 |  |  |  |  | 371227415 | 455553 | 0.080131 |  | 0.28176 | 0.008013 | 0.008007 | 0.000801 | 0.0044257 | 2020 | [5 empty] | 221118 | -117.1224 | 32.6793 |  | 125 | 999 |  |  |  |  | N | N | N |  | N
10810_G_GEN2 | CA | 06073 | APPLIED ENERGY LLC MCRD |  | 2397811 | 78479113 |  |  |  |  | 371227149 | 104104 | 0.00651 |  | 0.02 | 0.000589 | 0.000589 | 4.65e-05 | 0.00037532 | 2020 | [5 empty] | 221118 | -117.2083 | 32.7353 |  | 125 | 999 |  |  |  |  | N | N | N |  | N
54238_B_BIOMS1 | CA | 06077 | DTE STOCKTON, LLC | Stockton Biomass | 7110911 | 15076313 | 54238 | BIOMS1 | 54238 | BIOMS1 | 391430645 | 36 | 56.6267 | 6.9393 | 104.7051 | 5.4803 | 5.1145 | 12.36 | 1.0012 | 2022 | 60 | 2 | 250 | -1 | 11.6 | 221118 | -121.3304 | 37.9438 | 699 | 125 | 999 |  | 45 | Y | Biomass | Y | N | N | 9999 | N |  | Biomass |  | 7958.8794 | 8275
50299_G_GEN1 | CA | 06077 | ALTAGAS RIPON ENERGY INC | AltaGas Ripon Energy Inc. | 1224911 | 43730413 |  |  | 50299 | GEN1 | 391430770 | 3 | 4.9929 | 0.04445 | 0.8824 | 0.38748 | 0.3867 | 0.0431 | 0.0215 | 2020 | 71 | 12 | 317 | 3821.6667 | 33.7773 | 221112 | -121.1161 | 37.7313 | 49.9 | 125 | 999 |  | 46.1 | N | Natural Gas | N | N | N | 9999 | N |  | Combustion Turbine | 8736 |  | 10745
55933_G_TCC1 | CA | 06077 | MRP SAN JOAQUIN ENERGY, LLC | Tracy Combined Cycle Power Plant | 10009011 | 120979113 |  |  | 55933 | TCC1 | 3914304597 | 5 | 0.36411 |  | 0.071858 | 0.0689 | 0.0689 | 0.018721 | 0.0492 | 2020 | 32.5 | 2 | 301 | 794.2 | 252.7 | 221118 | -121.4914 | 37.7109 |  | 125 | 999 |  | 156.2 | N | Natural Gas | N | N | N | 9999 | N |  | Combined Cycle | 8736 |  | 8157
55933_G_TPP1 | CA | 06077 | MRP SAN JOAQUIN ENERGY, LLC | Tracy Combined Cycle Power Plant | 10009011 | 57721613 | 55933 | TPP1 | 55933 | TPP1 | 3914304597 | 1 | 1.1441 | 1.5545 | 13.6659 | 1.3183 | 1.3156 | 0.4931 | 0.12436 | 2022 | 40 | 2 | 250 | -1 | 50 | 221118 | -121.4908 | 37.7108 | 88 | 125 | 120 |  | 82.1 | N | Natural Gas | Y | N | N | 9999 | N |  | Combined Cycle |  | 1828.7412 | 8157
55933_G_TPP2 | CA | 06077 | MRP SAN JOAQUIN ENERGY, LLC | Tracy Combined Cycle Power Plant | 10009011 | 57721713 | 55933 | TPP2 | 55933 | TPP2 | 3914304597 | 2 | 2.7693 | 3.9934 | 11.3542 | 3.2283 | 3.2218 | 0.4519 | 0.3519 | 2020 | 40 | 2 | 250 | -1 | 50 | 221118 | -121.4908 | 37.7108 | 88 | 125 | 120 |  | 81.8 | N | Natural Gas | Y | N | N | 9999 | N |  | Combined Cycle |  | 1623.2006 | 8157
56135_G_1 | CA | 06077 | MODESTO IRRIGATION DISTRICT | Ripon Generation Station | 14090111 | 85018913 | 56135 | 1 | 56135 | 1 | 3914304940 | 1 | 0.49047 | 0.76561 | 0.897 | 0.0479 | 0.047804 | 0.0504 | 0.0382 | 2020 | 90 | 12 | 786 | 27452.7672 | 242.638 | 221118 | -121.1257 | 37.7311 | 505 | 125 | 999 |  | 50 | N | Natural Gas | Y | N | N | 9999 | N |  | Combustion Turbine |  | 483.52 | 10745
56135_G_2 | CA | 06077 | MODESTO IRRIGATION DISTRICT | Ripon Generation Station | 14090111 | 85018813 | 56135 | 2 | 56135 | 2 | 3914304940 | 2 | 0.54048 | 0.63321 | 0.57 | 0.0487 | 0.048602 | 0.024 | 0.0389 | 2022 | 90 | 12 | 780 | 26400.7838 | 233.3402 | 221118 | -121.1249 | 37.7311 | 500 | 125 | 999 |  | 50 | N | Natural Gas | Y | N | N | 9999 | N |  | Combustion Turbine |  | 250.82 | 10745
57978_G_CT1 | CA | 06077 | NORTHERN CALIFORNIA POWER | Lodi Energy Center | 1405711 | 120963713 | 57978 | CT1 | 57978 | CT1 | 3914302697 | 5 | 34.5325 | 13.4042 | 19.2371 | 10.6591 | 10.6376 | 1.7963 | 1.8787 | 2020 | 40 | 2 | 250 | -1 | 50 | 221122 | -121.3871 | 38.088 | 2250 | 125 | 120 |  | 162 | N | Natural Gas | Y | N | N | 9999 | N |  | Combined Cycle |  | 3381.5999 | 7092
7449_G_NA1 | CA | 06077 | NORTHERN CALIFORNIA POWER | Combustion Turbine Project No 2 | 1405711 | 43607613 | 7449 | NA1 | 7449 | NA1 | 3914302697 | 1 | 2.3896 | 3.0997 | 0.5459 | 0.43998 | 0.4391 | 0.02 | 0.29992 | 2020 | 40 | 2 | 250 | -1 | 50 | 221122 | -121.3871 | 38.088 | 463 | 125 | 120 |  | 49.3 | N | Natural Gas | Y | N | N | 9999 | N |  | Combustion Turbine |  | 212.25 | 10745
7451_G_1 | CA | 06077 | NORTHERN CALIFORNIA POWER AGENCY | Lodi | 1310511 | 43812813 |  |  | 7451 | 1 | 391430583 | 1 | 1.35 |  | 2.0166 | 0.02 | 0.01996 | 0.01 | 0.01 | 2020 | 20 | 13 | 923 | 3076 | 23.1651 | 221112 | -121.3006 | 38.1465 | 14 | 125 | 120 |  | 25.2 | N | Natural Gas, Distillate Fuel Oil | N | N | N | 9999 | N |  | Combustion Turbine | 8736 |  | 16304
10034_G_GEN1 | CA | 06085 | CALPINE GILROY COGEN LP & GILROY ENERGY CENTER LLC | Gilroy Power Plant | 743011 | 45722913 | 10034 | S-100 | 10034 | GEN1 |  |  |  |  | 10.4255 |  |  | 0.2197 |  |  | 40 | 2 | 250 | -1 | 50 | 221112 | -121.5364 | 37.0013 |  | 125 | 120 |  | 85 | Y | Natural Gas | Y | N | N | 9999 | N |  | Combined Cycle |  | 871.51 | 7705
55393_G_CTG1 | CA | 06085 | METCALF ENERGY CENTER | Metcalf Energy Center | 13834111 | 84510213 | 55393 | 1 | 55393 | CTG1 | 43130312183 | 1 |  |  | 36.355 |  |  | 2.715 |  | 2022 | 40 | 2 | 250 | -1 | 50 | 221112 | -121.746 | 37.2204 | 2120 | 125 | 140 |  | 172 | N | Natural Gas | Y | N | N | 9999 | N | 55393_G_CTG1;55393_G_STG1 | Combined Cycle |  | 5139.2104 | 7518
55393_G_CTG2 | CA | 06085 | METCALF ENERGY CENTER | Metcalf Energy Center | 13834111 | 84510013 | 55393 | 2 | 55393 | CTG2 | 43130312183 | 3 |  |  | 32.7612 |  |  | 2.4582 |  | 2022 | 40 | 2 | 250 | -1 | 50 | 221112 | -121.746 | 37.2204 | 2120 | 125 | 140 |  | 172 | N | Natural Gas | Y | N | N | 9999 | N |  | Combined Cycle |  | 4673.6294 | 7518
55748_G_CTG1 | CA | 06085 | LOS ESTEROS CRITICAL ENERGY FACILITY | Los Esteros Critical Energy Center | 9991311 | 54562513 | 55748 | CTG1 | 55748 | CTG1 | 43130313289 | 1 |  |  | 1.5003 |  |  | 0.1181 |  | 2022 | 40 | 2 | 250 | -1 | 50 | 221112 | -121.9309 | 37.4227 | 473 | 125 | 140 |  | 45 | N | Natural Gas | Y | N | N | 9999 | N |  | Combined Cycle |  | 927.6799 | 8378
55748_G_CTG2 | CA | 06085 | LOS ESTEROS CRITICAL ENERGY FACILITY | Los Esteros Critical Energy Center | 9991311 | 54562613 | 55748 | CTG2 | 55748 | CTG2 |  |  |  |  | 1.0967 |  |  | 0.1007 |  |  | 40 | 2 | 250 | -1 | 50 | 221112 | -121.9309 | 37.4227 |  | 125 | 140 |  | 45 | N | Natural Gas | Y | N | N | 9999 | N |  | Combined Cycle |  | 835.1302 | 8378
55748_G_CTG3 | CA | 06085 | LOS ESTEROS CRITICAL ENERGY FACILITY | Los Esteros Critical Energy Center | 9991311 | 54562713 | 55748 | CTG3 | 55748 | CTG3 |  |  |  |  | 1.7178 |  |  | 0.1308 |  |  | 40 | 2 | 250 | -1 | 50 | 221112 | -121.9309 | 37.4227 |  | 125 | 140 |  | 45 | N | Natural Gas | Y | N | N | 9999 | N |  | Combined Cycle |  | 1030.9796 | 8378
55748_G_CTG4 | CA | 06085 | LOS ESTEROS CRITICAL ENERGY FACILITY | Los Esteros Critical Energy Center | 9991311 | 54562813 | 55748 | CTG4 | 55748 | CTG4 |  |  |  |  | 1.4469 |  |  | 0.1244 |  |  | 40 | 2 | 250 | -1 | 50 | 221112 | -121.9309 | 37.4227 |  | 125 | 140 |  | 45 | N | Natural Gas | Y | N | N | 9999 | N |  | Combined Cycle |  | 972.3602 | 8378
55810_G_S3 | CA | 06085 | CALPINE GILROY COGEN LP & GILROY ENERGY CENTER LLC | Gilroy Peaking Energy Center | 743011 | 45722413 | 55810 | S-3 | 55810 | S3 | 43130311180 | 3 |  |  | 1.354 |  |  | 0.0297 |  | 2022 | 80 | 14 | 854 | 9730.8668 | 63.1874 | 221112 | -121.5364 | 37.0013 | 500 | 125 | 120 |  | 45 | N | Natural Gas | Y | N | N | 9999 | N |  | Combustion Turbine |  | 345.8997 | 11623
55810_G_S4 | CA | 06085 | CALPINE GILROY COGEN LP & GILROY ENERGY CENTER LLC | Gilroy Peaking Energy Center | 743011 | 45722313 | 55810 | S-4 | 55810 | S4 | 43130311180 | 4 |  |  | 1.3782 |  |  | 0.0253 |  | 2022 | 40 | 2 | 250 | -1 | 50 | 221112 | -121.5362 | 36.9994 | 500 | 125 | 120 |  | 45 | N | Natural Gas | Y | N | N | 9999 | N |  | Combustion Turbine |  | 279.8499 | 11623
55810_G_S5 | CA | 06085 | CALPINE GILROY COGEN LP & GILROY ENERGY CENTER LLC | Gilroy Peaking Energy Center | 743011 | 45722513 | 55810 | S-5 | 55810 | S5 |  |  |  |  | 1.9268 |  |  | 0.0297 |  |  | 40 | 2 | 250 | -1 | 50 | 221112 | -121.5362 | 36.9994 |  | 125 | 120 |  | 45 | N | Natural Gas | Y | N | N | 9999 | N |  | Combustion Turbine |  | 340.2702 | 11623
56026_G_CTG1 | CA | 06085 | Donald Von Raesfeld Power Plant | Donald Von Raesfeld Power Plant | 16024011 | 100453613 | 56026 | PCT1 | 56026 | CTG1 | 43130314991 | 1 | 4.7525 | 2.8258 | 9.8031 | 0.32269 | 0.32204 | 0.7485 | 0.1425 | 2020 | 40 | 2 | 250 | -1 | 50 | 221112 | -121.951 | 37.3763 | 611 | 125 | 140 |  | 50 | N | Natural Gas | Y | N | N | 9999 | N |  | Combined Cycle |  | 6274.5093 | 8606
56026_G_CTG2 | CA | 06085 | Donald Von Raesfeld Power Plant | Donald Von Raesfeld Power Plant | 16024011 | 100453813 | 56026 | PCT2 | 56026 | CTG2 | 43130314991 | 3 | 4.1118 | 3.8452 | 8.3053 | 0.84823 | 0.84652 | 0.6625 | 0.15052 | 2022 | 40 | 2 | 250 | -1 | 50 | 221112 | -121.951 | 37.3763 | 611 | 125 | 140 |  | 50 | N | Natural Gas | Y | N | N | 9999 | N |  | Combined Cycle |  | 5507.0493 | 8606
56026_G_STG | CA | 06085 | Donald Von Raesfeld Power Plant | Donald Von Raesfeld Power Plant | 16024011 | 100453713 |  |  | 56026 | STG | 43130314991 | 2 | 0.017371 | 0.010329 | 0.015709 | 0.0011795 | 0.0011795 | 0.0017217 | 0.0012293 | 2022 | 40 | 2 | 250 | -1 | 50 | 221112 | -121.951 | 37.3763 |  | 125 | 999 |  | 47.8 | N | Natural Gas | N | N | N | 9999 | N |  | Combined Cycle | 8736 |  | 8606
7231_G_1 | CA | 06085 | Gianera St Gen Station | Gianera | 1641611 | 45150313 |  |  | 7231 | 1 | 4313031771 | 1 | 0.0293 |  | 0.25752 | 0.026464 | 0.026411 | 0.0010742 | 0.0074307 | 2022 | 32 | 12.4 | 915 | 9450 | 78.7 | 221112 | -121.9686 | 37.4011 | 28 | 125 | 120 |  | 24.8 | N | Natural Gas, Distillate Fuel Oil | N | N | N | 9999 | N |  | Combustion Turbine | 8400 |  | 15358
7231_G_2 | CA | 06085 | Gianera St Gen Station | Gianera | 1641611 | 45150213 |  |  | 7231 | 2 | 4313031771 | 3 | 0.028492 |  | 0.25042 | 0.025734 | 0.025683 | 0.0010445 | 0.0072258 | 2020 | 32 | 12.4 | 915 | 9450 | 78.7 | 221112 | -121.9686 | 37.4011 | 28 | 125 | 120 |  | 24.8 | N | Natural Gas, Distillate Fuel Oil | N | N | N | 9999 | N |  | Combustion Turbine | 8400 |  | 15362
56026_G_STGx | CA | 06085 | Donald Von Raesfeld Power Plant |  | 16024011 | 100453913 |  |  |  |  | 43130314991 | 4 | 0.0043231 | 0.0040429 | 0.0047185 | 0.00089183 | 0.00089183 | 0.00050638 | 0.0003855 | 2020 | 40 | 2 | 250 | -1 | 50 | 221112 | -121.951 | 37.3763 |  | 125 | 999 |  |  |  |  | N | N | N |  | N |  |  | 8736
50110_B_BLR1 | CA | 06089 | SIERRA PACIFIC IND. - BURNEY | Sierra Pacific Burney Facility | 6575511 | 17934313 |  |  | 50110 | BLR1 | 45162818 | 2 | 1234.64 |  | 138.57 | 7.51 | 6.9827 | 1.67 | 42.53 | 2020 | 100 | 8.3 | 350 | 2541.6667 | 46.9567 | 321912 | -121.7019 | 40.8774 | 0.1 | 135 | 999 |  | 18.9 | Y | Biomass | N | Y | N | 9999 | N |  | Biomass | 8736 |  | 4936
50881_B_BLR1 | CA | 06089 | SHASTA - SUSTAINABLE RESOURCE MANAGEMENT, INC | Wheelabrator Shasta | 1673711 | 44284013 |  |  | 50881 | BLR1 | 45162843 | 2 | 257.099 | 11.35 | 139.114 | 29.776 | 27.6854 | 6.314 | 6.197 | 2020 | 173 | 7.5 | 350 | 1153.6 | 26.1016 | 221118 | -122.2777 | 40.4306 |  | 125 | 999 |  | 18.8 | N | Biomass | N | N | N | 9999 | N |  | Biomass | 8232 |  | 18233
50881_B_BLR2 | CA | 06089 | SHASTA - SUSTAINABLE RESOURCE MANAGEMENT, INC | Wheelabrator Shasta | 1673711 | 44284113 |  |  | 50881 | BLR2 | 45162843 | 1 | 180.49 | 5.5 | 98.83 | 16.06 | 14.9324 | 7.82 | 6.17 | 2022 | 173 | 7.5 | 350 | 1153.6 | 26.1016 | 221118 | -122.2777 | 40.4306 |  | 125 | 999 |  | 18.8 | N | Biomass | N | N | N | 9999 | N |  | Biomass | 8232 |  | 18233
50881_B_BLR3 | CA | 06089 | SHASTA - SUSTAINABLE RESOURCE MANAGEMENT, INC | Wheelabrator Shasta | 1673711 | 84787813 |  |  | 50881 | BLR3 | 45162843 | 3 | 217.343 | 110.85 | 121.428 | 31.355 | 29.1535 | 10.765 | 7.766 | 2022 | 173 | 7.5 | 350 | 1153.6 | 26.1016 | 221118 | -122.2777 | 40.4306 |  | 125 | 999 |  | 18.8 | N | Biomass | N | N | N | 9999 | N |  | Biomass | 8232 |  | 18233
7307_G_1 | CA | 06089 | REDDING POWER PLANT | Redding Power | 1549311 | 44370813 |  |  | 7307 | 1 | 451628163 | 1 | 0.284 |  | 0.149 | 0.05 | 0.049899 | 0.001 | 0.01 | 2020 | 38 | 8.3 | 950 | 8158.3334 | 150.7233 | 221112 | -122.4243 | 40.5089 | 18 | 125 | 999 |  | 16 | N | Natural Gas | N | N | N | 9999 | N |  | Combustion Turbine | 60 |  | 15532
7307_G_2 | CA | 06089 | REDDING POWER PLANT | Redding Power | 1549311 | 44371113 |  |  | 7307 | 2 | 451628163 | 2 | 0.302 |  | 0.2 | 0.018 | 0.017964 | 0.001 | 0.05 | 2020 | 41 | 8.3 | 950 | 9623.3335 | 177.7889 | 221112 | -122.4243 | 40.5089 | 24 | 125 | 999 |  | 23 | N | Natural Gas | N | N | N | 9999 | N |  | Combustion Turbine | 108 |  | 15533
7307_G_3 | CA | 06089 | REDDING POWER PLANT | Redding Power | 1549311 | 44370913 |  |  | 7307 | 3 | 451628163 | 3 | 0.259 |  | 0.265 | 0.029 | 0.028942 |  | 0.02 | 2020 | 41 | 8.3 | 950 | 9623.3335 | 177.7889 | 221112 | -122.4243 | 40.5089 | 24 | 125 | 999 |  | 23 | N | Natural Gas | N | N | N | 9999 | N |  | Combustion Turbine | 60 |  | 15533
7307_G_4 | CA | 06089 | REDDING POWER PLANT | Redding Power | 1549311 | 44371013 |  |  | 7307 | 4 | 451628163 | 4 | [7 empty] | 2020 | 125 | 7 | 300 | 579.7333 | 15.058 | 221112 | -122.4243 | 40.5089 | 28 | 125 | 999 |  | 27 | N | Natural Gas | N | N | N | 9999 | N |  | Combined Cycle | 864 |  | 8490
7307_G_5 | CA | 06089 | REDDING POWER PLANT | Redding Power | 1549311 | 84771813 | 7307 | 5 | 7307 | 5 | 451628163 | 7 | 0.311 |  | 8.7523 | 2.378 | 2.3732 | 0.5687 | 0.409 | 2020 | 100 | 9.8 | 330 | 2972.2167 | 39.3879 | 221112 | -122.4243 | 40.5089 |  | 125 | 140 |  | 41 | N | Natural Gas | Y | N | N | 9999 | N |  | Combined Cycle |  | 5702.8301 | 8490
7307_G_6 | CA | 06089 | REDDING POWER PLANT | Redding Power | 1549311 | 100325613 | 7307 | 6 | 7307 | 6 | 451628163 | 9 | 0.628 |  | 1.803 | 0.614 | 0.61276 | 0.3989 | 0.827 | 2022 | 100 | 9.8 | 330 | 2972.2167 | 39.3879 | 221112 | -122.4243 | 40.5089 |  | 125 | 120 |  | 41 | N | Natural Gas | Y | N | N | 9999 | N |  | Combined Cycle |  | 4000.48 | 8490
10652_B_BLR1 | CA | 06089 | BURNEY FOREST PRODUCTS | Burney Forest Products | 8411711 | 1470513 |  |  | 10652 | BLR1 | 45162851 | 1 | 570.961 |  | 109.422 | 10.863 | 10.1003 | 1.386 | 3.702 | 2020 | 125 | 8 | 350 | 1119.0666 | 22.2541 | 321920 | -121.7221 | 40.8795 | 0.1 | 135 | 999 |  | 15.5 | Y | Biomass | N | Y | N | 9999 | N |  | Biomass | 8568 |  | 14869
10652_B_BLR2 | CA | 06089 | BURNEY FOREST PRODUCTS | Burney Forest Products | 8411711 | 84856513 |  |  | 10652 | BLR2 | 45162851 | 3 | 513.976 | 29.9148 | 112.631 | 6.631 | 6.1654 | 1.426 | 2.328 | 2020 | 125 | 8 | 350 | 1119.0666 | 22.2541 | 321920 | -121.7221 | 40.8795 |  | 135 | 999 |  | 15.5 | Y | Biomass | N | Y | N | 9999 | N |  | Biomass | 8568 |  | 14869
50111_G_GEN1 | CA | 06091 | AMERICAN RENEWABLE POWER |  | 602811 | 45437013 |  |  |  |  | 4604221 | 2 | 0.83 | 0.02 | 0.23 | 0.01994 | 0.01854 | 0.04 | 0.02 | 2022 | 100 | 8 | 350 | 2363.3333 | 46.9981 | 221112 | -120.239 | 39.6704 |  | 135 | 999 |  |  |  |  | N | N | N |  | N | 50111_B_BLR1;50111_G_GEN1 |  | 8736
55499_G_CPP1 | CA | 06095 | CALPEAK POWER - VACA DIXON, LLC | CalPeak Power Vaca Dixon Peaker Plant | 1391311 | 43318013 | 55499 | GT-1 | 55499 | CPP1 | 4816355409 | 45 | 0.77 | 0.61189 | 0.9365 | 0.6 | 0.59879 | 0.0366 | 0.02 | 2020 | 50 | 12 | 785 | 4749.9334 | 41.9817 | 221112 | -121.924 | 38.3989 | 42 | 125 | 120 |  | 48 | N | Natural Gas | Y | N | N | 9999 | N |  | Combustion Turbine |  | 327.4301 | 10926
55625_G_CT1 | CA | 06095 | CREED ENERGY CENTER LLC | Creed Energy Center | 9872511 | 53998513 | 55625 | UNIT1 | 55625 | CT1 | 48130314414 | 1 | 0.27207 | 0.35303 | 1.0728 | 0.43797 | 0.43708 | 0.0284 | 0.022643 | 2020 | [5 empty] | 221112 | -121.8566 | 38.2424 | 500 | 125 | 999 |  | 45 | N | Natural Gas | Y | N | N | 9999 | N |  | Combustion Turbine |  | 305.1301 | 11578
55626_G_CT1 | CA | 06095 | Lambie Energy Center | Lambie Energy Center | 1562111 | 44762613 | 55626 | UNIT1 | 55626 | CT1 | 48130314415 | 1 | 0.27998 | 0.36329 | 1.324 | 0.45069 | 0.44979 | 0.0306 | 0.023302 | 2022 | [5 empty] | 221112 | -121.8683 | 38.2216 | 45 | 125 | 999 |  | 45 | N | Natural Gas | Y | N | N | 9999 | N |  | Combustion Turbine |  | 315.82 | 11657
55627_G_CT1 | CA | 06095 | GOOSE HAVEN ENERGY CENTER | Goose Haven Energy Center | 9850311 | 53998713 | 55627 | UNIT1 | 55627 | CT1 | 48130314416 | 1 | 0.27772 | 0.36036 | 1.5125 | 0.44706 | 0.44616 | 0.0358 | 0.023114 | 2020 | [5 empty] | 221112 | -121.8437 | 38.2271 | 500 | 125 | 999 |  | 45 | N | Natural Gas | Y | N | N | 9999 | N |  | Combustion Turbine |  | 369.8301 | 11627
55855_G_CTG1 | CA | 06095 | Wolfskill Energy Center | Wolfskill Energy Center | 9850211 | 53998913 | 55855 | UNIT1 | 55855 | CTG1 | 48130314511 | 1 | 0.93219 |  | 0.8747 | 0.56742 | 0.56628 | 0.0268 | 0.079662 | 2020 | 40 | 2 | 250 | -1 | 50 | 221112 | -122.074 | 38.229 | 500 | 125 | 120 | 0&72 | 45 | N | Natural Gas | Y | N | N | 9999 | N |  | Combustion Turbine |  | 274.75 | 11196
50632_B_2 | CA | 06099 | COVANTA STANISLAUS, INC | Covanta Stanislaus Energy | 6592611 | 17864013 |  |  | 50632 | 2 | 5014302073 | 1 | 20.7026 | 2.7611 | 276.1748 | 19.338 | 17.9803 | 13.7946 | 0.079656 | 2020 | 144 | 7 | 298 | 1697.165 | 44.0822 | 562219 | -121.1409 | 37.3854 | 440 | 103 | 270 |  | 10 | N | MSW | N | Y | N | 9999 | N | 50632_B_1;50632_B_2 | Municipal Solid Waste | 8736 |  | 18490
7315_G_1 | CA | 06099 | Almond Power Plant | Almond Power Plant | 1218311 | 85092813 | 7315 | 1 | 7315 | 1 | 5014303299 | 3 | 0.24702 | 1.3603 | 5.294 | 1.4652 | 1.4623 | 0.2664 | 0.86627 | 2022 | 40 | 2 | 250 | -1 | 50 | 221112 | -120.9851 | 37.5745 | 459 | 125 | 120 |  | 49.5 | N | Natural Gas | Y | N | N | 9999 | N |  | Combustion Turbine |  | 2706.2615 | 10753
7315_G_2 | CA | 06099 | Almond Power Plant | Almond Power Plant | 1218311 | 121055113 | 7315 | 2 | 7315 | 2 | 5014303299 | 4 | 0.44903 | 1.7222 | 2.9091 | 0.89049 | 0.7779 | 0.1529 | 0.50019 | 2022 | 80 | 12 | 835 | 4495.7167 | 39.7348 | 221112 | -120.9851 | 37.5745 | 501 | 125 | 120 |  | 50 | N | Natural Gas | Y | N | N | 9999 | N |  | Combustion Turbine |  | 1536.8698 | 10752
7315_G_3 | CA | 06099 | Almond Power Plant | Almond Power Plant | 1218311 | 121055213 | 7315 | 3 | 7315 | 3 | 5014303299 | 5 | 1.1512 | 3.3902 | 4.5479 | 1.645 | 1.6417 | 0.2683 | 0.92429 | 2022 | 80 | 12 | 813 | 4246.8334 | 37.5351 | 221112 | -120.9851 | 37.5745 | 501 | 125 | 120 |  | 50 | N | Natural Gas | Y | N | N | 9999 | N |  | Combustion Turbine |  | 2696.8547 | 10753
7315_G_4 | CA | 06099 | Almond Power Plant | Almond Power Plant | 1218311 | 121055313 | 7315 | 4 | 7315 | 4 | 5014303299 | 6 | 0.71505 | 4.0786 | 2.6308 | 1.9826 | 1.9787 | 0.1452 | 1.1132 | 2022 | 80 | 12 | 811 | 4357.6667 | 38.5147 | 221112 | -120.9851 | 37.5745 | 501 | 125 | 120 |  | 50 | N | Natural Gas | Y | N | N | 9999 | N |  | Combustion Turbine |  | 1446.5082 | 10753
151_G_1 | CA | 06099 | MODESTO IRRIGATION DISTRICT | McClure | 3945911 | 35563813 |  |  | 151 | 1 | 5014302052 | 1 | 0.27899 | 0.16208 | 0.1438 | 0.03612 | 0.03467 | 0.011884 | 0.011884 | 2020 | 85 | 12 | 850 | 21088.417 | 186.3875 | 221118 | -120.9282 | 37.6365 | 49.5 |  | 999 |  | 53.5 | N | Natural Gas, Distillate Fuel Oil | N | N | N | 9999 | N |  | Combustion Turbine | 7392 |  | 17486
151_G_2 | CA | 06099 | MODESTO IRRIGATION DISTRICT | McClure | 3945911 | 35563913 |  |  | 151 | 2 | 5014302052 | 2 | 0.405 | 0.013368 | 0.1685 | 0.0134 | 0.013373 | 0.0134 | 0.0134 | 2020 | 85 | 12 | 850 | 21088.417 | 186.3875 | 221118 | -120.9282 | 37.6365 | 56 |  | 999 |  | 53.5 | N | Natural Gas, Distillate Fuel Oil | N | N | N | 9999 | N |  | Combustion Turbine | 7392 |  | 17490
4256_G_1 | CA | 06099 | TURLOCK IRRIGATION DISTRICT | Walnut | 5704811 | 23054713 |  |  | 4256 | 1 | 5014302246 | 1 | 0.0396 |  | 0.017631 | 0.00738 | 0.0073651 | 0.00388 | 0.00855 | 2020 | 31 | 10.4 | 881 | 2813.4667 | 33.1062 | 221121 | -120.9061 | 37.4874 | 24 | 125 | 999 |  | 23.5 | N | Natural Gas, Distillate Fuel Oil | N | N | N | 9999 | N |  | Combustion Turbine | 8736 |  | 25000
4256_G_2 | CA | 06099 | TURLOCK IRRIGATION DISTRICT | Walnut | 5704811 | 23054613 |  |  | 4256 | 2 | 5014302246 | 2 | 1.1869 |  | 0.33555 | 0.12207 | 0.12182 | 0.0341 | 0.18396 | 2022 | 31 | 10.4 | 891 | 2825.2167 | 33.2445 | 221121 | -120.9061 | 37.4874 | 24 | 125 | 999 |  | 23.5 | N | Natural Gas, Distillate Fuel Oil | N | N | N | 9999 | N |  | Combustion Turbine | 8736 |  | 25000
56078_G_1 | CA | 06099 | WALNUT ENERGY CENTER AUTHORITY | Walnut Energy Center | 14025311 | 85005313 | 56078 | 1 | 56078 | 1 | 5014307172 | 1 | 4.1491 | 10.4703 | 19.3155 | 17.7922 | 17.7564 | 1.787 | 4.808 | 2022 | 40 | 2 | 250 | -1 | 50 | 221118 | -120.8955 | 37.4877 | 1050 | 125 | 120 |  | 84 | N | Natural Gas | Y | N | N | 9999 | N | 56078_G_3;56078_G_1 | Combined Cycle |  | 6769.4102 | 7814
56078_G_2 | CA | 06099 | WALNUT ENERGY CENTER AUTHORITY | Walnut Energy Center | 14025311 | 85005213 | 56078 | 2 | 56078 | 2 | 5014307172 | 2 | 4.062 | 10.6655 | 20.8751 | 16.4748 | 16.4417 | 1.9363 | 4.4582 | 2022 | 40 | 2 | 250 | -1 | 50 | 221118 | -120.8955 | 37.4877 | 1050 | 125 | 120 |  | 84 | N | Natural Gas | Y | N | N | 9999 | N |  | Combined Cycle |  | 7304.4297 | 7814
7266_G_3 | CA | 06099 | MODESTO IRRIGATION DISTRICT-woodland | Woodland | 1218011 | 85006313 | 7266 | 2 | 7266 | 3 | 5014303233 | 4 | 9.7762 | 5.6845 | 5.0773 | 5.6544 | 5.643 | 0.593 | 1.0404 | 2020 | 40 | 2 | 250 | -1 | 50 | 221122 | -121.0201 | 37.6531 | 700 | 125 | 120 |  | 50 | N | Natural Gas | Y | N | N | 9999 | N | 7266_G_3;7266_G_2 | Combined Cycle | 8736 | 5868.9199 | 8004
7266_G_NA1 | CA | 06099 | MODESTO IRRIGATION DISTRICT-woodland | Woodland | 1218011 | 43846313 | 7266 | 1 | 7266 | NA1 | 5014303233 | 1 | 2.723 | 3.0957 | 3.9516 | 1.7026 | 1.6992 | 0.2966 | 0.25797 | 2020 | 40 | 2 | 250 | -1 | 50 | 221122 | -121.0201 | 37.6531 | 460 | 125 | 120 |  | 45 | N | Natural Gas, Distillate Fuel Oil | Y | N | N | 9999 | N |  | Combustion Turbine |  | 2967.3987 | 10745
10349_G_GEN1 | CA | 06101 | GREENLEAF UNIT II | Greenleaf 2 Power Plant | 1371711 | 43619513 |  |  | 10349 | GEN1 | 51160813004 | 1 | 9.8 |  | 6.31 | 0.71 | 0.70857 | 0.09 | 0.79 | 2022 | 75 | 10 | 68 | 3634.15 | 46.2528 | 221112 | -121.6383 | 39.1389 | 49.5 | 125 | 120 |  | 49.5 | Y | Natural Gas | N | Y | N | 9999 | N |  | Combustion Turbine | 8736 |  | 8700
52186_G_GEN1 | CA | 06101 | YUBA CITY COGENERATION | Yuba City Cogen Partners | 1371511 | 43620013 |  |  | 52186 | GEN1 | 51160813001 | 1 |  |  |  | 0.123 | 0.12275 | 0.009 | 0.125 | 2020 | 40 | 2 | 250 | -1 | 50 | 221112 | -121.6397 | 39.1366 | 49 | 125 | 999 |  | 49.9 | Y | Natural Gas | N | Y | N | 9999 | N |  | Combustion Turbine | 8736 |  | 8700
55112_G_CT01 | CA | 06101 | SUTTER ENERGY CENTER | Sutter Energy Center | 1371811 | 43619013 | 55112 | CT01 | 55112 | CT01 | 51160813005 | 130051 |  |  | 45.4345 |  |  | 3.6405 |  | 2022 | 40 | 2 | 250 | -1 | 50 | 221112 | -121.6939 | 39.0531 | 185 | 125 | 120 |  | 175 | N | Natural Gas | Y | N | N | 9999 | N |  | Combined Cycle |  | 7673.6006 | 7766
55112_G_CT02 | CA | 06101 | SUTTER ENERGY CENTER | Sutter Energy Center | 1371811 | 43619113 | 55112 | CT02 | 55112 | CT02 | 51160813005 | 130052 |  |  | 34.4784 |  |  | 2.1135 |  | 2022 | [5 empty] | 221112 | -121.6939 | 39.0531 | 185 | 125 | 120 |  | 175 | N | Natural Gas | Y | N | N | 9999 | N |  | Combined Cycle |  | 4405.3618 | 7766
55813_G_CTG1 | CA | 06101 | YUBA CITY ENERGY CENTER | Yuba City Energy Center | 18785511 | 133280213 | 10349 | 2 | 55813 | CTG1 | 51160813009 | 3 | 3.3 |  | 22.4298 | 0.5964 | 0.5952 | 0.2061 | 0.1 | 2020 | 75 | 10 | 68 | 3634.15 | 46.2528 | 221112 | -121.6428 | 39.1373 | 48.1 | 125 | 120 |  | 45 | N | Natural Gas | Y | N | N | 9999 | N |  | Combustion Turbine |  | 2102.3782 | 11950
55847_G_CTG1 | CA | 06101 | Feather River Energy Center | Feather River Energy Center | 14137911 | 84795713 | 55847 | UNIT1 | 55847 | CTG1 | 51160813007 | 1 |  | 45.388 | 19.0461 |  |  | 0.2133 |  | 2020 | 80 | 23 | 700 | 47973.5459 | 115.4201 | 221112 | -121.6089 | 39.1088 | 500 | 125 | 120 |  | 45 | N | Natural Gas | Y | N | N | 9999 | N |  | Combustion Turbine |  | 2189.2588 | 11489
56184_G_IC1 | CA | 06103 | CALIFORNIA POWER HOLDINGS LLC | Red Bluff | 765911 | 45532413 |  |  | 56184 | IC1 | 521632220 | 1 | 0.14 |  | 0.06 | 0.03976 | 0.03968 | 0.0044 | 0.0093472 | 2020 | 40 | 2 | 1300 | 166.6666 | 53.0303 | 221118 | -122.2125 | 40.1501 | 3 | 125 | 999 |  | 2.8 | N | Natural Gas | N | N | N | 9999 | N |  | Combustion Turbine | 5040 |  | 10745
56184_G_IC10 | CA | 06103 | CALIFORNIA POWER HOLDINGS LLC | Red Bluff | 765911 | 45532313 |  |  | 56184 | IC10 | 521632220 | 10 | 0.14 |  | 0.06 | 0.03976 | 0.03968 | 0.0044 | 0.0093472 | 2020 | 40 | 2 | 1300 | 166.6666 | 53.0303 | 221118 | -122.2125 | 40.1501 | 3 | 125 | 999 |  | 2.8 | N | Natural Gas | N | N | N | 9999 | N |  | Combustion Turbine | 5040 |  | 10745
56184_G_IC11 | CA | 06103 | CALIFORNIA POWER HOLDINGS LLC | Red Bluff | 765911 | 45532213 |  |  | 56184 | IC11 | 521632220 | 11 | 0.14 |  | 0.06 | 0.03976 | 0.03968 | 0.0044 | 0.0093472 | 2020 | 40 | 2 | 1300 | 166.6666 | 53.0303 | 221118 | -122.2125 | 40.1501 | 3 | 125 | 999 |  | 2.8 | N | Natural Gas | N | N | N | 9999 | N |  | Combustion Turbine | 5040 |  | 10745
56184_G_IC12 | CA | 06103 | CALIFORNIA POWER HOLDINGS LLC | Red Bluff | 765911 | 45531013 |  |  | 56184 | IC12 | 521632220 | 12 | 0.14 |  | 0.06 | 0.03976 | 0.03968 | 0.0044 | 0.0093472 | 2022 | 40 | 2 | 1300 | 166.6666 | 53.0303 | 221118 | -122.2125 | 40.1501 | 3 | 125 | 999 |  | 2.8 | N | Natural Gas | N | N | N | 9999 | N |  | Combustion Turbine | 5040 |  | 10745
56184_G_IC13 | CA | 06103 | CALIFORNIA POWER HOLDINGS LLC | Red Bluff | 765911 | 45532013 |  |  | 56184 | IC13 | 521632220 | 13 | 0.14 |  | 0.06 | 0.03976 | 0.03968 | 0.0044 | 0.0093472 | 2020 | 40 | 2 | 1300 | 166.6666 | 53.0303 | 221118 | -122.2125 | 40.1501 | 3 | 125 | 999 |  | 2.8 | N | Natural Gas | N | N | N | 9999 | N |  | Combustion Turbine | 5040 |  | 10745
56184_G_IC14 | CA | 06103 | CALIFORNIA POWER HOLDINGS LLC | Red Bluff | 765911 | 45532513 |  |  | 56184 | IC14 | 521632220 | 14 | 0.14 |  | 0.06 | 0.03976 | 0.03968 | 0.0044 | 0.0093472 | 2020 | 40 | 2 | 1300 | 166.6666 | 53.0303 | 221118 | -122.2125 | 40.1501 | 3 | 125 | 999 |  | 2.8 | N | Natural Gas | N | N | N | 9999 | N |  | Combustion Turbine | 5040 |  | 10745
56184_G_IC15 | CA | 06103 | CALIFORNIA POWER HOLDINGS LLC | Red Bluff | 765911 | 45531913 |  |  | 56184 | IC15 | 521632220 | 15 | 0.14 |  | 0.06 | 0.03976 | 0.03968 | 0.0044 | 0.0093472 | 2022 | 40 | 2 | 1300 | 166.6666 | 53.0303 | 221118 | -122.2125 | 40.1501 | 3 | 125 | 999 |  | 2.8 | N | Natural Gas | N | N | N | 9999 | N |  | Combustion Turbine | 5040 |  | 10745
56184_G_IC16 | CA | 06103 | CALIFORNIA POWER HOLDINGS LLC | Red Bluff | 765911 | 45531813 |  |  | 56184 | IC16 | 521632220 | 16 | 0.14 |  | 0.06 | 0.03976 | 0.03968 | 0.0044 | 0.0093472 | 2020 | 40 | 2 | 1300 | 166.6666 | 53.0303 | 221118 | -122.2125 | 40.1501 | 3 | 125 | 999 |  | 2.8 | N | Natural Gas | N | N | N | 9999 | N |  | Combustion Turbine | 5040 |  | 10745
56184_G_IC2 | CA | 06103 | CALIFORNIA POWER HOLDINGS LLC | Red Bluff | 765911 | 45531113 |  |  | 56184 | IC2 | 521632220 | 2 | 0.14 |  | 0.06 | 0.03976 | 0.03968 | 0.0044 | 0.0093472 | 2020 | 40 | 2 | 1300 | 166.6666 | 53.0303 | 221118 | -122.2125 | 40.1501 | 3 | 125 | 999 |  | 2.8 | N | Natural Gas | N | N | N | 9999 | N |  | Combustion Turbine | 5040 |  | 10745
56184_G_IC3 | CA | 06103 | CALIFORNIA POWER HOLDINGS LLC | Red Bluff | 765911 | 45531713 |  |  | 56184 | IC3 | 521632220 | 3 | 0.14 |  | 0.06 | 0.03976 | 0.03968 | 0.0044 | 0.0093472 | 2020 | 40 | 2 | 1300 | 166.6666 | 53.0303 | 221118 | -122.2125 | 40.1501 | 3 | 125 | 999 |  | 2.8 | N | Natural Gas | N | N | N | 9999 | N |  | Combustion Turbine | 5040 |  | 10745
56184_G_IC4 | CA | 06103 | CALIFORNIA POWER HOLDINGS LLC | Red Bluff | 765911 | 45531613 |  |  | 56184 | IC4 | 521632220 | 4 | 0.14 |  | 0.06 | 0.03976 | 0.03968 | 0.0044 | 0.0093472 | 2020 | 40 | 2 | 1300 | 166.6666 | 53.0303 | 221118 | -122.2125 | 40.1501 | 3 | 125 | 999 |  | 2.8 | N | Natural Gas | N | N | N | 9999 | N |  | Combustion Turbine | 5040 |  | 10745
56184_G_IC5 | CA | 06103 | CALIFORNIA POWER HOLDINGS LLC | Red Bluff | 765911 | 45531513 |  |  | 56184 | IC5 | 521632220 | 5 | 0.14 |  | 0.06 | 0.03976 | 0.03968 | 0.0044 | 0.0093472 | 2022 | 40 | 2 | 1300 | 166.6666 | 53.0303 | 221118 | -122.2125 | 40.1501 | 3 | 125 | 999 |  | 2.8 | N | Natural Gas | N | N | N | 9999 | N |  | Combustion Turbine | 5040 |  | 10745
56184_G_IC6 | CA | 06103 | CALIFORNIA POWER HOLDINGS LLC | Red Bluff | 765911 | 45531413 |  |  | 56184 | IC6 | 521632220 | 6 | 0.14 |  | 0.06 | 0.03976 | 0.03968 | 0.0044 | 0.0093472 | 2020 | 40 | 2 | 1300 | 166.6666 | 53.0303 | 221118 | -122.2125 | 40.1501 | 3 | 125 | 999 |  | 2.8 | N | Natural Gas | N | N | N | 9999 | N |  | Combustion Turbine | 5040 |  | 10745
56184_G_IC7 | CA | 06103 | CALIFORNIA POWER HOLDINGS LLC | Red Bluff | 765911 | 45531313 |  |  | 56184 | IC7 | 521632220 | 7 | 0.14 |  | 0.06 | 0.03976 | 0.03968 | 0.0044 | 0.0093472 | 2020 | 40 | 2 | 1300 | 166.6666 | 53.0303 | 221118 | -122.2125 | 40.1501 | 3 | 125 | 999 |  | 2.8 | N | Natural Gas | N | N | N | 9999 | N |  | Combustion Turbine | 5040 |  | 10745
56184_G_IC8 | CA | 06103 | CALIFORNIA POWER HOLDINGS LLC | Red Bluff | 765911 | 45531213 |  |  | 56184 | IC8 | 521632220 | 8 | 0.14 |  | 0.06 | 0.03976 | 0.03968 | 0.0044 | 0.0093472 | 2020 | 40 | 2 | 1300 | 166.6666 | 53.0303 | 221118 | -122.2125 | 40.1501 | 3 | 125 | 999 |  | 2.8 | N | Natural Gas | N | N | N | 9999 | N |  | Combustion Turbine | 5040 |  | 10745
56184_G_IC9 | CA | 06103 | CALIFORNIA POWER HOLDINGS LLC | Red Bluff | 765911 | 45532113 |  |  | 56184 | IC9 | 521632220 | 9 | 0.14 |  | 0.06 | 0.03976 | 0.03968 | 0.0044 | 0.0093472 | 2022 | 40 | 2 | 1300 | 166.6666 | 53.0303 | 221118 | -122.2125 | 40.1501 | 3 | 125 | 999 |  | 2.8 | N | Natural Gas | N | N | N | 9999 | N |  | Combustion Turbine | 5040 |  | 10745
50560_B_B101 | CA | 06109 | PACIFIC-ULTRAPOWER CHINESE STA | Pacific-Ultrapower Chinese Station | 5705711 | 23048113 |  |  | 50560 | B101 | 55043312 | 1 | 13.24 | 5.54 | 175.9 | 28.47 | 26.4 | 22.63 | 0.27 | 2020 | 122 | 8 | 392 | 4036.6 | 80.2732 | 221112 | -120.4791 | 37.8766 | 25.6 | 125 | 999 |  | 18 | N | Biomass | N | N | N | 9999 | N |  | Biomass | 6384 |  | 15548
10776_G_GTG | CA | 06111 | E.F. OXNARD LLC | E F Oxnard Energy Facility | 1589611 | 100160213 |  |  | 10776 | GTG | 561134214 | 6 |  | 1.0949 |  | 1.7098 | 1.7064 | 0.16382 | 0.62525 | 2020 | 70 | 10.5 | 290 | 6735.2668 | 77.7519 | 221112 | -119.1628 | 34.1978 | 48 | 125 | 999 |  | 48.5 | N | Natural Gas | Y | N | N | 9999 | N |  | Combustion Turbine | 1350 |  | 8700
50851_G_GEN1 | CA | 06111 | TRUSTEES OF CSU & CSUCI SITE AUTHORITY | CSUCI Site Authority | 1605311 | 45209613 |  |  | 50851 | GEN1 | 5611341267 | 1 | 0.15939 |  | 0.72113 | 0.11761 | 0.11761 | 0.009285 | 0.20814 | 2020 | 30 | 2.5 | 300 | 111.35 | 22.6749 | 221122 | -119.0437 | 34.1637 | 22 | 125 | 999 |  | 21.5 | Y | Natural Gas | N | Y | N | 9999 | N |  | Combined Cycle | 4368 |  | 7293
50851_G_GEN2 | CA | 06111 | TRUSTEES OF CSU & CSUCI SITE AUTHORITY | CSUCI Site Authority | 1605311 | 45209713 |  |  | 50851 | GEN2 | 5611341267 | 2 | 1.9312 | 0.3151 |  | 0.22165 | 0.2212 | 0.021933 | 0.51725 | 2022 | 71.6 | 10.5 | 280 | 5965.3667 | 68.8642 | 221122 | -119.0437 | 34.1637 | 21.5 | 125 | 999 |  | 6.8 | Y | Natural Gas | N | Y | N | 9999 | N |  | Combined Cycle | 8736 |  | 7293
57585_G_1 | CA | 06111 | NEW INDY OXNARD, LLC | Oxnard Paper Mill | 1609911 | 45184113 |  |  | 57585 | 1 | 561134157 | 10 | [6 empty] | 0.033488 | 2020 | [5 empty] | 322130 | -119.1831 | 34.1451 | 0.1 | 133 | 999 |  | 29 | Y | Natural Gas | N | Y | N | 9999 | N |  | Combustion Turbine | 360 |  | 8700
350_B_2 | CA | 06111 | ORMOND BEACH GENERATING STATION |  | 3943511 | 35586513 | 350 | 2 |  |  | 56113465 | 2 | 81.135 | 2.38 | 8.1882 | 4.5075 | 4.5075 | 0.6812 | 2.5242 | 2020 | 237 | 22 | 250 | 27908.8005 | 73.389 | 221112 | -119.1697 | 34.1309 | 750 | 125 | 120 |  |  |  |  | Y | N | N |  | N |  |  |  | 973.87
350_B_1 | CA | 06111 | ORMOND BEACH GENERATING STATION |  | 3943511 | 35586813 | 350 | 1 |  |  | 56113465 | 1 | 76.905 | 1.1963 | 5.8515 | 4.2725 | 4.2725 | 0.3649 | 2.3926 | 2020 | 237 | 22 | 250 | 27908.8005 | 73.389 | 221112 | -119.1697 | 34.1309 | 750 | 125 | 120 |  |  |  |  | Y | N | N |  | N |  |  |  | 486.68
10836_B_BLR1 | CA | 06113 | WOODLAND BIOMASS POWER LTD | Woodland Biomass Power Ltd | 1978311 | 42862413 |  |  | 10836 | BLR1 | 571635257 | 9 | 10.01 |  | 16.81 | 3.82 | 3.5518 | 0.8 | 0.34 | 2020 | [5 empty] | 221121 | -121.7373 | 38.6908 |  | 125 | 100 |  | 25 | N | Biomass | N | N | N | 9999 | N |  | Biomass | 7224 |  | 17113
469_G_5 | CO | 08001 | PUBLIC SERVICE CO - CHEROKEE PLT | Cherokee | 3555811 | 124566013 | 469 | 5 | 469 | 5 | CO0000000800100001 | 001-0001-028 | 42 |  | 41.7086 | 21.8144 | 21.8144 | 2.122 | 16.7167 | 2020 | 200 | 18 | 154 | -1 | 22.3 | 221112 | -104.9648 | 39.8078 | 2400 | 125 | 120 |  | 168 | N | Natural Gas | Y | N | N | 9999 | N | 469_G_7;469_G_5 | Combined Cycle |  | 6320.5898 | 7181
469_G_6 | CO | 08001 | PUBLIC SERVICE CO - CHEROKEE PLT | Cherokee | 3555811 | 124566113 | 469 | 6 | 469 | 6 | CO0000000800100001 | 001-0001-029 | 55.7 |  | 47.0509 | 23.7928 | 23.7928 | 2.0805 | 18.2328 | 2022 | 200 | 18 | 154 | -1 | 22.3 | 221112 | -104.9648 | 39.8078 | 2400 | 125 | 120 |  | 168 | N | Natural Gas | Y | N | N | 9999 | N |  | Combined Cycle |  | 6320.5 | 7181
55505_G_BR1 | CO | 08001 | TRI-STATE GENERATION & TRANS - F.KNUTSON | Frank Knutson | 1621811 | 44307413 | 55505 | BR1 | 55505 | BR1 | CO0000000800101349 | 001-1349-001 | 0.3 |  | 14.6628 | 2.5 | 1.8 | 0.3597 | 0.0159 | 2020 | 56 | 8.67 | 958 | -1 | 157.8 | 221112 | -104.6818 | 39.9416 | 840 | 125 | 120 |  | 67 | N | Natural Gas, Distillate Fuel Oil | Y | N | N | 9999 | N |  | Combustion Turbine |  | 1188.0499 | 12671
55505_G_BR2 | CO | 08001 | TRI-STATE GENERATION & TRANS - F.KNUTSON | Frank Knutson | 1621811 | 44307313 | 55505 | BR2 | 55505 | BR2 | CO0000000800101349 | 001-1349-003 | 0.4 |  | 12.6831 | 3 | 2.1 | 0.3297 | 0.0192 | 2022 | 56 | 8.67 | 958 | -1 | 157.8 | 221112 | -104.6818 | 39.9416 | 840 | 125 | 120 |  | 67 | N | Natural Gas, Distillate Fuel Oil | Y | N | N | 9999 | N |  | Combustion Turbine |  | 1209.9207 | 12672
55645_G_CT01 | CO | 08001 | PUBLIC SERV - BLUE SPRUCE ENERGY CENTER | Blue Spruce Energy Center | 12818011 | 68509613 | 55645 | CT-01 | 55645 | CT01 | CO0000000800101354 | 001-1354-001 | 26.7 |  | 41.9382 | 8.6001 | 8.6001 | 0.761 | 0.5 | 2022 | 75 | 18.2 | 1200 | -1 | 84 | 221112 | -104.6804 | 39.7442 | 168 | 125 | 120 |  | 130 | N | Natural Gas, Distillate Fuel Oil | Y | N | N | 9999 | N |  | Combustion Turbine |  | 2053.9302 | 11686
55645_G_CT02 | CO | 08001 | PUBLIC SERV - BLUE SPRUCE ENERGY CENTER | Blue Spruce Energy Center | 12818011 | 68509713 | 55645 | CT-02 | 55645 | CT02 | CO0000000800101354 | 001-1354-002 | 18 |  | 38.9424 | 4.1 | 4.1 | 0.8234 | 1.7 | 2020 | 75 | 18.2 | 1200 | -1 | 84.7 | 221112 | -104.6804 | 39.7442 | 168 | 125 | 120 |  | 134 | N | Natural Gas, Distillate Fuel Oil | Y | N | N | 9999 | N |  | Combustion Turbine |  | 1831.4608 | 11686
469_B_4 | CO | 08001 | PUBLIC SERVICE CO - CHEROKEE PLT |  | 3555811 | 36702513 | 469 | 4 |  |  | CO0000000800100001 | 001-0001-004 | 154.7642 |  | 778.2492 | 204.8307 | 158.8294 | 6.734 | 18.6145 | 2021 | 400 | 22 | 267 | -1 | 45.7 | 221112 | -104.9648 | 39.8078 | 3520 | 125 | 100 |  |  |  |  | Y | N | N |  | N |  |  |  | 6913.9595
464_G_CT2 | CO | 08003 | PUBLIC SERVICE CO ALAMOSA PLT |  | 2136511 | 43024213 |  |  |  |  | CO0000000800300007 | 003-0007-002 | 5.6183 |  | 23.89 | 0.14 | 0.14 | 0.45 | 0.14 | 2020 | 34 | 20 | 970 | -1 | 150 | 221112 | -105.8946 | 37.4597 | 209 | 125 | 160 |  |  |  |  | N | N | N |  | N
464_G_CT1 | CO | 08003 | PUBLIC SERVICE CO ALAMOSA PLT |  | 2136511 | 43024113 |  |  |  |  | CO0000000800300007 | 003-0007-001 | 5.3478 |  | 22.3312 | 0.13 | 0.13 | 0.4059 | 0.1337 | 2020 | 34 | 20 | 970 | -1 | 150 | 221112 | -105.8946 | 37.4597 | 234 | 125 | 160 |  |  |  |  | N | N | N |  | N
54372_G_GT1 | CO | 08013 | UNIV OF COLO BOULDER - CAMPUS | University of Colorado | 1342411 | 44038313 |  |  | 54372 | GT1 | CO0000000801300553 | 013-0553-003 | 0.45 |  | 3.63 | 0.15 | 0.15 | 0.08 | 0.05 | 2020 | 60 | 6 | 325 | -1 | 49.2 | 611310 | -105.2693 | 40.0076 | 196 | 183 | 120 |  | 15 | Y | Natural Gas, Distillate Fuel Oil | N | Y | N | 9999 | N |  | Combined Cycle |  |  | 5885
54372_G_GT2 | CO | 08013 | UNIV OF COLO BOULDER - CAMPUS | University of Colorado | 1342411 | 44038413 |  |  | 54372 | GT2 | CO0000000801300553 | 013-0553-005 | 1.24 |  | 7.27 | 0.28 | 0.28 | 0.14 | 0.09 | 2020 | 60 | 6 | 325 | -1 | 42.8 | 611310 | -105.2693 | 40.0076 | 196 | 183 | 120 |  | 15 | Y | Natural Gas, Distillate Fuel Oil | N | Y | N | 9999 | N |  | Combined Cycle |  |  | 5885
54372_G_ST1 | CO | 08013 | UNIV OF COLO BOULDER - CAMPUS | University of Colorado | 1342411 | 90875013 |  |  | 54372 | ST1 | CO0000000801300553 | 013-0553-006 | 0.02 |  | 0.03 |  |  |  |  | 2020 | 60 | 6 | 325 | -1 | 8.3 | 611310 | -105.2692 | 40.0075 | 66 | 183 | 290 |  | 1 | Y | Natural Gas, Distillate Fuel Oil | N | Y | N | 9999 | N |  | Combined Cycle |  |  | 5885
55207_G_UN7 | CO | 08013 | PUBLIC SERVICE CO - VALMONT STATION | Valmont Combustion Turbine Project | 778211 | 90874513 | 55207 | CT7 | 55207 | UN7 | CO0000000801300001 | 013-0001-022 | 3.29 |  | 2.3858 | 0.26 | 0.26 | 0.0153 | 0.08 | 2020 | 45 | 9 | 733 | 9566.6668 | 150.3179 | 221112 | -105.202 | 40.0197 | 425 | 125 | 120 |  | 39.9 | N | Natural Gas | Y | N | N | 9999 | N |  | Combustion Turbine |  | 193.51 | 11608
55207_G_UN8 | CO | 08013 | PUBLIC SERVICE CO - VALMONT STATION | Valmont Combustion Turbine Project | 778211 | 90874613 | 55207 | CT8 | 55207 | UN8 | CO0000000801300001 | 013-0001-023 | 1.54 |  | 2.4916 | 0.26 | 0.26 | 0.0169 | 0.11 | 2020 | 45 | 9 | 733 | 9733.3335 | 152.9367 | 221112 | -105.202 | 40.0197 | 425 | 125 | 120 |  | 39.9 | N | Natural Gas | Y | N | N | 9999 | N |  | Combustion Turbine |  | 208.03 | 11633
477_G_6 | CO | 08013 | PUBLIC SERVICE CO - VALMONT STATION |  | 778211 | 45916213 |  |  |  |  | CO0000000801300001 | 013-0001-002 | 2.9189 |  | 10.7102 | 0.0733 | 0.0733 | 0.118 | 0.0733 | 2022 | 32 | 8 | 900 | -1 | 137 | 221112 | -105.2019 | 40.0193 | 661 | 125 | 120 |  |  |  |  | N | N | N |  | N
54372_G_ST1x | CO | 08013 | UNIV OF COLO BOULDER - CAMPUS |  | 1342411 | 90874913 |  |  |  |  | CO0000000801300553 | 013-0553-004 | 0.17 |  | 0.2 | 0.02 | 0.02 |  | 0.01 | 2022 | 60 | 6 | 325 | -1 | 8.3 | 611310 | -105.2692 | 40.0075 | 66 | 183 | 290 |  |  |  |  | N | N | N |  | N
55200_G_UN5 | CO | 08031 | SWG ARAPAHOE - ARAPAHOE GENERATING | Arapahoe Combustion Turbine Project | 1699811 | 44963213 |  |  | 55200 | UN5 | CO0000000803100008 | 031-0008-014 | 7.93 |  | 30.021 | 2.31 | 2.31 | 0.626 | 7.93 | 2022 | 150 | 9 | 177 | -1 | 75 | 221112 | -105.0033 | 39.6701 | 917 | 125 | 120 |  | 39 | N | Natural Gas | N | N | N | 9999 | N | 55200_G_UN7;55200_G_UN5;55200_G_UN6 | Combined Cycle |  |  | 9121
58574_B_01 | CO | 08037 | EAGLE VALLEY - GYPSUM BIOMASS | Eagle Valley Clean Energy LLC Biomass | 17436511 | 121367213 |  |  | 58574 | 01 | CO0000000803700088 | 037-0088-001 | 163.748 |  | 102.342 | 17.0531 | 17.0531 | 17.1545 | 11.5949 | 2020 | 78 | 8 | 350 | -1 | 36.5 | 221117 | -106.9437 | 39.6486 | 176 | 125 | 100 |  | 12.6 | N | Biomass | N | N | N | 9999 | N |  | Biomass |  |  | 14608
493_B_1 | CO | 08041 | COLORADO SPRINGS UTILITIES-BIRDSALL PLT | George Birdsall | 4391611 | 36145613 |  |  | 493 | 1 | CO0000000804100003 | 041-0003-001 | 2.3734 |  | 7.9334 | 0.2175 | 0.2175 | 0.0284 | 0.1513 | 2020 | 142 | 7.6 | 310 | -1 | 33.3 | 221112 | -104.8171 | 38.8813 | 216 | 125 | 100 |  | 16 | N | Natural Gas, Distillate Fuel Oil | N | N | N | 9999 | N |  | O/G Steam |  |  | 14500
493_B_2 | CO | 08041 | COLORADO SPRINGS UTILITIES-BIRDSALL PLT | George Birdsall | 4391611 | 36145713 |  |  | 493 | 2 | CO0000000804100003 | 041-0003-002 | 0.7499 |  | 2.5048 | 0.0676 | 0.0676 | 0.0061 | 0.0492 | 2020 | 142 | 7.6 | 310 | -1 | 33.3 | 221112 | -104.8171 | 38.8813 | 216 | 125 | 100 |  | 16 | N | Natural Gas, Distillate Fuel Oil | N | N | N | 9999 | N |  | O/G Steam |  |  | 14500
493_B_3 | CO | 08041 | COLORADO SPRINGS UTILITIES-BIRDSALL PLT | George Birdsall | 4391611 | 36145813 |  |  | 493 | 3 | CO0000000804100003 | 041-0003-003 | 1.406 |  | 4.7005 | 0.1277 | 0.1277 | 0.0088 | 0.0925 | 2020 | 142 | 7.6 | 315 | -1 | 46.6 | 221112 | -104.8171 | 38.8813 | 299 | 125 | 100 |  | 23 | N | Natural Gas, Distillate Fuel Oil | N | N | N | 9999 | N |  | O/G Steam |  |  | 14500
8219_B_1 | CO | 08041 | COLORADO SPRINGS UTILITIES - NIXON PLT | Ray D Nixon | 4392711 | 36137913 | 8219 | 1 | 8219 | 1 | CO0000000804100030 | 041-0030-001 | 535.76 |  | 1041.7415 | 18.77 | 13.08 | 525.2108 | 21.02 | 2022 | 460 | 17.5 | 195 | -1 | 64 | 221112 | -104.7065 | 38.6333 | 2050 | 125 | 100 |  | 208 | N | Subbituminous | Y | N | N | 2029 | N |  | Coal Steam |  | 7202.7505 | 10457
55283_G_1 | CO | 08041 | COLORADO SPRINGS UTILITIES - NIXON PLT | Front Range Power Plant | 4392711 | 68588013 | 55283 | 1 | 55283 | 1 | CO0000000804100030 | 041-0030-012 | 26.98 |  | 158.0449 | 6.05 | 6.05 | 3.0165 | 1.51 | 2022 | 150 | 18 | 210 | -1 | 73 | 221112 | -104.7065 | 38.6334 | 2100 | 125 | 120 |  | 135 | N | Natural Gas | Y | N | N | 9999 | N | 55283_G_1;55283_G_3 | Combined Cycle |  | 8065.3994 | 7573
55283_G_2 | CO | 08041 | COLORADO SPRINGS UTILITIES - NIXON PLT | Front Range Power Plant | 4392711 | 68588113 | 55283 | 2 | 55283 | 2 | CO0000000804100030 | 041-0030-013 | 10.43 |  | 158.3751 | 5.36 | 5.36 | 2.9482 | 1.34 | 2022 | 150 | 18 | 210 | -1 | 73 | 221112 | -104.7065 | 38.6334 | 2100 | 125 | 120 |  | 135 | N | Natural Gas | Y | N | N | 9999 | N |  | Combined Cycle |  | 8250.5605 | 7573
55453_G_S1 | CO | 08041 | FOUNTAIN VALLEY POWER - BOCA RATON | Fountain Valley Power Facility | 4385111 | 36325313 | 55453 | 1 | 55453 | S1 | CO0000000804100897 | 041-0897-001 | 6.9034 | 0.53949 | 8.1364 | 0.02642 | 0.016195 | 0.0755 | 0.17301 | 2022 | 45 | 10 | 841 | -1 | 124.3 | 221112 | -104.6914 | 38.5594 | 336 | 125 | 120 |  | 39 | N | Natural Gas | Y | N | N | 9999 | N |  | Combustion Turbine |  | 899.4306 | 11034
55453_G_S2 | CO | 08041 | FOUNTAIN VALLEY POWER - BOCA RATON | Fountain Valley Power Facility | 4385111 | 68597313 | 55453 | 2 | 55453 | S2 | CO0000000804100897 | 041-0897-002 | 7.1145 | 0.55598 | 9.6201 | 0.02723 | 0.01669 | 0.0738 | 0.1783 | 2021 | 45 | 10 | 841 | -1 | 124.3 | 221112 | -104.6875 | 38.5569 | 336 | 125 | 120 |  | 39 | N | Natural Gas | Y | N | N | 9999 | N |  | Combustion Turbine |  | 853.4506 | 11034
55453_G_S3 | CO | 08041 | FOUNTAIN VALLEY POWER - BOCA RATON | Fountain Valley Power Facility | 4385111 | 68597413 | 55453 | 3 | 55453 | S3 | CO0000000804100897 | 041-0897-003 | 6.8654 | 0.53651 | 10.1625 | 0.026275 | 0.016105 | 0.0788 | 0.17205 | 2022 | 45 | 10 | 850 | -1 | 124.3 | 221112 | -104.6875 | 38.5569 | 336 | 125 | 120 |  | 39 | N | Natural Gas | Y | N | N | 9999 | N |  | Combustion Turbine |  | 916.5205 | 11034
55453_G_S4 | CO | 08041 | FOUNTAIN VALLEY POWER - BOCA RATON | Fountain Valley Power Facility | 4385111 | 68597513 | 55453 | 4 | 55453 | S4 | CO0000000804100897 | 041-0897-004 | 6.3906 | 0.49941 | 8.8802 | 0.02446 | 0.01499 | 0.0739 | 0.16016 | 2022 | 45 | 10 | 841 | -1 | 124.3 | 221112 | -104.6875 | 38.5569 | 336 | 125 | 120 |  | 39 | N | Natural Gas | Y | N | N | 9999 | N |  | Combustion Turbine |  | 865.0606 | 11034
55453_G_S5 | CO | 08041 | FOUNTAIN VALLEY POWER - BOCA RATON | Fountain Valley Power Facility | 4385111 | 68597613 | 55453 | 5 | 55453 | S5 |  |  | 6.1736 | 0.48245 | 8.5731 | 0.023625 | 0.01448 | 0.0723 | 0.15472 |  | 45 | 10 | 841 | -1 | 124.3 | 221112 | -104.6875 | 38.5569 |  | 125 | 120 |  | 39 | N | Natural Gas | Y | N | N | 9999 | N |  | Combustion Turbine |  | 850.6704 | 11034
55453_G_S6 | CO | 08041 | FOUNTAIN VALLEY POWER - BOCA RATON | Fountain Valley Power Facility | 4385111 | 68597713 | 55453 | 6 | 55453 | S6 | CO0000000804100897 | 041-0897-006 | 3.5496 | 0.27739 | 9.1843 | 0.013585 | 0.008325 | 0.0746 | 0.08896 | 2021 | 45 | 10 | 841 | -1 | 124.3 | 221112 | -104.6875 | 38.5569 | 336 | 125 | 120 |  | 39 | N | Natural Gas | Y | N | N | 9999 | N |  | Combustion Turbine |  | 875.6902 | 11034
8219_G_GT1 | CO | 08041 | COLORADO SPRINGS UTILITIES - NIXON PLT | Ray D Nixon | 4392711 | 36138313 | 8219 | 2 | 8219 | GT1 | CO0000000804100030 | 041-0030-007 | 0.14 |  | 0.2668 | 0.11 | 0.11 | 0.0041 | 0.09 | 2021 | 70 | 10 | 992 | -1 | 151.5 | 221112 | -104.7065 | 38.6333 | 330 | 125 | 120 |  | 30 | N | Natural Gas | Y | N | N | 9999 | N |  | Combustion Turbine |  | 48.55 | 14912
8219_G_GT2 | CO | 08041 | COLORADO SPRINGS UTILITIES - NIXON PLT | Ray D Nixon | 4392711 | 36138513 | 8219 | 3 | 8219 | GT2 |  |  | 0.25 |  | 0.45 | 0.1547 | 0.1547 |  | 0.1309 |  | 70 | 10 | 992 | -1 | 151.5 | 221112 | -104.7065 | 38.6333 |  | 125 | 120 |  | 30 | N | Natural Gas | Y | N | N | 9999 | N |  | Combustion Turbine |  | 54.11 | 14921
492_B_7 | CO | 08041 | COLORADO SPRINGS UTILITIES- MARTIN DRAKE |  | 4391711 | 36145513 | 492 | 7 |  |  | CO0000000804100004 | 041-0004-006 | 28.8992 |  | 123.8515 | 2.32 | 6.0236 | 5.8431 | 3.4759 | 2020 | 250 | 15 | 210 | -1 | 60.2 | 221112 | -104.8325 | 38.8247 | 1340 | 125 | 100 |  |  |  |  | Y | N | N |  | N |  |  |  | 3578.2498
492_B_6 | CO | 08041 | COLORADO SPRINGS UTILITIES- MARTIN DRAKE |  | 4391711 | 36145413 | 492 | 6 |  |  | CO0000000804100004 | 041-0004-005 | 53.0152 |  | 49.7626 | 11.32 | 11.0501 | 1.7697 | 6.3765 | 2021 | 200 | 12.6 | 210 | -1 | 54 | 221112 | -104.8325 | 38.8247 | 861 | 125 | 100 |  |  |  |  | Y | N | N |  | N |  |  |  | 1372.9401
10755_G_GT4 | CO | 08045 | TRI-STATE GENERATION & TRANS./CO GREENHO |  | 4223411 | 36293813 |  |  |  |  | CO0000000804500057 | 045-0057-009 | 1.21 |  | 2.7 | 0.32 | 0.08 | 0.01 | 0.3 | 2022 | 55 | 11.3 | 190 | -1 | 34 | 221112 | -107.7296 | 39.5178 | 651 | 125 | 120 |  |  |  |  | N | N | N |  | N
10755_G_GT2 | CO | 08045 | TRI-STATE GENERATION & TRANS./CO GREENHO |  | 4223411 | 36293313 |  |  |  |  | CO0000000804500057 | 045-0057-002 | 1.21 |  | 2.5 | 0.32 | 0.08 | 0.01 | 0.29 | 2020 | 55 | 11.3 | 190 | -1 | 34 | 221112 | -107.7296 | 39.5178 | 651 | 125 | 120 |  |  |  |  | N | N | N |  | N | 10755_G_GT2;10755_G_ST1
10755_G_GT3 | CO | 08045 | TRI-STATE GENERATION & TRANS./CO GREENHO |  | 4223411 | 36293713 |  |  |  |  | CO0000000804500057 | 045-0057-008 | 0.95 |  | 2.1 | 0.25 | 0.07 | 0.01 | 0.23 | 2020 | 55 | 11.3 | 190 | -1 | 34 | 221112 | -107.7296 | 39.5178 | 651 | 125 | 120 |  |  |  |  | N | N | N |  | N
10003_B_BLR1 | CO | 08059 | MOLSON COORS USA - GOLDEN FACILITY | Colorado Energy Nations Company | 896111 | 46619013 |  |  | 10003 | BLR1 | CO0000000805900820 | 059-0820-001 | 24.2398 |  | 80.8812 | 2.189 | 2.189 | 4.3199 | 2.4979 | 2021 | 130 | 8 | 380 | -1 | 40 | 312120 | -105.2156 | 39.7604 | 288 | 183 | 100 |  | 10 | Y | Natural Gas | N | Y | N | 9999 | N |  | O/G Steam |  |  | 8300
10003_B_BLR2 | CO | 08059 | MOLSON COORS USA - GOLDEN FACILITY | Colorado Energy Nations Company | 896111 | 46619113 |  |  | 10003 | BLR2 | CO0000000805900820 | 059-0820-002 | 12.45 |  | 41.5398 | 1.1297 | 1.1297 | 2.22 | 1.2895 | 2022 | 130 | 8 | 380 | -1 | 40 | 312120 | -105.2156 | 39.7604 | 288 | 183 | 100 |  | 10 | Y | Natural Gas | N | Y | N | 9999 | N |  | O/G Steam |  |  | 8300
10003_B_BLR4 | CO | 08059 | MOLSON COORS USA - GOLDEN FACILITY | Colorado Energy Nations Company | 896111 | 46618213 |  |  | 10003 | BLR4 | CO0000000805900820 | 059-0820-004 | 20.8702 |  | 59.4376 | 6.5293 | 6.5293 | 13.0433 | 7.5653 | 2021 | 130 | 8 | 380 | -1 | 58 | 312120 | -105.2156 | 39.7604 | 504 | 183 | 100 |  | 10 | Y | Natural Gas | N | Y | N | 9999 | N |  | O/G Steam |  |  | 8300
10003_B_BLR5 | CO | 08059 | MOLSON COORS USA - GOLDEN FACILITY | Colorado Energy Nations Company | 896111 | 46618513 |  |  | 10003 | BLR5 | CO0000000805900820 | 059-0820-006 | 28.5304 |  | 65.9335 | 8.9295 | 8.9295 | 17.8272 | 10.3423 | 2021 | 200 | 13 | 380 | -1 | 38 | 312120 | -105.2156 | 39.7604 | 650 | 183 | 100 | 127 | 10 | Y | Natural Gas | N | Y | N | 9999 | N |  | O/G Steam |  |  | 8300
55650_G_GE20 | CO | 08059 | PLAINS END, LLC | Plains End | 3834311 | 36962913 |  |  | 55650 | GE20 | CO0000000805900864 | 059-0864-001 | 0.85 |  | 2.94 | 0.92 | 0.92 | 0.02 | 0.91 | 2022 | 50 | 3.3 | 678 | -1 | 75 | 221112 | -105.2259 | 39.8578 | 54.2 | 125 | 160 |  | 5.7 | N | Natural Gas | N | N | N | 9999 | N | 55650_G_GEN6;55650_G_GE16;55650_G_GE12;55650_G_GE14;55650_G_GE17;55650_G_GEN2;55650_G_GE13;55650_G_GEN7;55650_G_GE10;55650_G_GEN3;55650_G_GEN4;55650_G_GEN9;55650_G_GE19;55650_G_GEN5;55650_G_GEN8;55650_G_GE11;55650_G_GE15;55650_G_GE18;55650_G_GEN1;55650_G_GE20 | Combustion Turbine |  |  | 10745
56516_G_2G14 | CO | 08059 | PLAINS END, LLC | Plains End II LLC | 3834311 | 96071213 |  |  | 56516 | 2G14 | CO0000000805900864 | 059-0864-002 | 1.42 |  | 2.79 | 1.53 | 1.53 | 0.03 | 1.42 | 2021 | 45 | 3.3 | 670 | -1 | 135 | 221112 | -105.2259 | 39.8578 | 11400 | 125 | 160 |  | 8.3 | N | Natural Gas | N | N | N | 9999 | N | 56516_G_2G06;56516_G_2G12;56516_G_2G02;56516_G_2G03;56516_G_2G05;56516_G_2G01;56516_G_2G07;56516_G_2G09;56516_G_2G10;56516_G_2G04;56516_G_2G14;56516_G_2G08;56516_G_2G11;56516_G_2G13 | Combustion Turbine |  |  | 10745
6619_G_1 | CO | 08063 | TRI STATE GENERATION BURLINGTON | Burlington (CO) | 2761411 | 40836613 |  |  | 6619 | 1 | CO0000000806300003 | 063-0003-001 | 0.05 |  | 13.2599 | 0.18 | 0.18 | 0.08 | 0.006 | 2021 | 43 | 8 | 968 | -1 | 37.4 | 221112 | -102.2429 | 39.3571 | 584 | 125 | 160 |  | 50 | N | Distillate Fuel Oil | N | N | N | 9999 | N |  | Combustion Turbine |  |  | 14201
6619_G_2 | CO | 08063 | TRI STATE GENERATION BURLINGTON | Burlington (CO) | 2761411 | 40836513 |  |  | 6619 | 2 | CO0000000806300003 | 063-0003-002 | 0.036 |  | 9.665 | 0.132 | 0.132 | 0.129 | 0.005 | 2021 | 43 | 8 | 968 | -1 | 37.4 | 221112 | -102.2429 | 39.3571 | 584 | 125 | 160 |  | 50 | N | Distillate Fuel Oil | N | N | N | 9999 | N |  | Combustion Turbine |  |  | 14206
6761_B_101 | CO | 08069 | PLATTE RIVER POWER AUTHORITY - RAWHIDE | Rawhide | 4364011 | 36155313 | 6761 | 101 | 6761 | 101 |  |  | 233.5187 |  | 1125.894 | 44 | 121.1274 | 791.4614 | 27.9718 |  | 505 | 17.5 | 200 | -1 | 65 | 221112 | -105.0269 | 40.86 |  | 125 | 100 |  | 280 | N | Subbituminous | Y | N | N | 2030 | N |  | Coal Steam |  | 8533.4395 | 10091
6761_G_A | CO | 08069 | PLATTE RIVER POWER AUTHORITY - RAWHIDE | Rawhide | 4364011 | 36155213 | 6761 | A | 6761 | A | CO0000000806900053 | 069-0053-035 | 2.11 |  | 5.1159 | 1.17 | 1.17 | 0.1016 | 0.03 | 2022 | 56 | 18 | 1000 | -1 | 161.6 | 221112 | -105.0269 | 40.86 | 900 | 125 | 120 |  | 65 | N | Natural Gas | Y | N | N | 9999 | N |  | Combustion Turbine |  | 517.46 | 11879
6761_G_B | CO | 08069 | PLATTE RIVER POWER AUTHORITY - RAWHIDE | Rawhide | 4364011 | 36154713 | 6761 | B | 6761 | B | CO0000000806900053 | 069-0053-036 | 2.24 |  | 3.9857 | 1.05 | 1.05 | 0.0758 | 0.03 | 2022 | 56 | 18 | 1000 | -1 | 161.6 | 221112 | -105.0269 | 40.86 | 900 | 125 | 120 |  | 65 | N | Natural Gas | Y | N | N | 9999 | N |  | Combustion Turbine |  | 387.86 | 11879
6761_G_C | CO | 08069 | PLATTE RIVER POWER AUTHORITY - RAWHIDE | Rawhide | 4364011 | 36154613 | 6761 | C | 6761 | C | CO0000000806900053 | 069-0053-037 | 2.49 |  | 2.4697 | 0.91 | 0.91 | 0.0467 | 0.02 | 2020 | 56 | 18 | 1000 | -1 | 161.6 | 221112 | -105.0269 | 40.86 | 900 | 125 | 120 |  | 65 | N | Natural Gas | Y | N | N | 9999 | N |  | Combustion Turbine |  | 236.98 | 11879
6761_G_D | CO | 08069 | PLATTE RIVER POWER AUTHORITY - RAWHIDE | Rawhide | 4364011 | 68758713 | 6761 | D | 6761 | D | CO0000000806900053 | 069-0053-040 | 2.78 |  | 3.6207 | 0.49 | 0.49 | 0.0748 | 0.09 | 2020 | 56 | 14.76 | 1000 | -1 | 165.6 | 221112 | -105.0238 | 40.8616 | 900 | 125 | 120 |  | 65 | N | Natural Gas | Y | N | N | 9999 | N |  | Combustion Turbine |  | 390.51 | 11879
6761_G_F | CO | 08069 | PLATTE RIVER POWER AUTHORITY - RAWHIDE | Rawhide | 4364011 | 68758813 | 6761 | F | 6761 | F | CO0000000806900053 | 069-0053-041 | 9.49 |  | 17.0403 | 1.91 | 1.91 | 0.2842 | 1 | 2020 | 110 | 35.33 | 1125 | -1 | 37.4 | 221112 | -105.0238 | 40.8616 | 1600 | 125 | 120 |  | 128 | N | Natural Gas | Y | N | N | 9999 | N |  | Combustion Turbine |  | 845.9899 | 11879
55504_G_L1 | CO | 08073 | TRI-STATE GENERATION & TRANS - LIMON | Limon Generating Station | 7785911 | 2873913 | 55504 | L1 | 55504 | L1 | CO0000000807300036 | 073-0036-002 | 2.8 |  | 26.5481 | 2.1368 | 2.1068 | 0.2929 | 0.0624 | 2020 | 56 | 9 | 958 | -1 | 157.8 | 221112 | -103.6987 | 39.206 | 840 | 125 | 120 |  | 67 | N | Natural Gas, Distillate Fuel Oil | Y | N | N | 9999 | N |  | Combustion Turbine |  | 1400.5099 | 12529
55504_G_L2 | CO | 08073 | TRI-STATE GENERATION & TRANS - LIMON | Limon Generating Station | 7785911 | 2874013 | 55504 | L2 | 55504 | L2 | CO0000000807300036 | 073-0036-001 | 2.3 |  | 15.1299 | 1.35 | 1.35 | 0.2212 | 0.0405 | 2020 | 56 | 9 | 958 | -1 | 157.8 | 221112 | -103.6987 | 39.2062 | 840 | 125 | 120 |  | 67 | N | Natural Gas, Distillate Fuel Oil | Y | N | N | 9999 | N |  | Combustion Turbine |  | 853.8401 | 12529
471_G_1 | CO | 08077 | PUBLIC SERVICE CO FRUITA STA |  | 4456711 | 36379513 |  |  |  |  | CO0000000807700035 | 077-0035-001 | 0.8367 |  | 3.4 | 0.0815 | 0.0815 | 0.2 | 0.0213 | 2020 | 30 | 1.25 | 900 | -1 | 83 | 221112 | -108.7348 | 39.1365 | 266 | 125 | 120 |  |  |  |  | N | N | N |  | N
6021_B_C2 | CO | 08081 | TRI STATE GENERATION & TRANS - CRAIG | Craig (CO) | 1839711 | 41819013 | 6021 | C2 | 6021 | C2 | CO0000000808100018 | 081-0018-002 | 318 |  | 987.1567 | 137 | 79 | 645.7245 | 3 | 2022 | 600 | 25 | 116 | -1 | 59 | 221112 | -107.5912 | 40.4627 | 4320 | 125 | 100 |  | 410 | N | Subbituminous | Y | N | N | 2029 | N |  | Coal Steam |  | 8420.8203 | 10240
6021_B_C3 | CO | 08081 | TRI STATE GENERATION & TRANS - CRAIG | Craig (CO) | 1839711 | 41819813 | 6021 | C3 | 6021 | C3 | CO0000000808100018 | 081-0018-003 | 1713 |  | 2970.1612 | 46 | 13 | 1712.8496 | 40 | 2022 | 600 | 25 | 173 | -1 | 69 | 221112 | -107.5912 | 40.4627 | 4600 | 125 | 100 |  | 448 | N | Subbituminous | Y | N | N | 2029 | N |  | Coal Steam |  | 7697.9102 | 10014
6021_B_C1 | CO | 08081 | TRI STATE GENERATION & TRANS - CRAIG |  | 1839711 | 41819913 | 6021 | C1 |  |  | CO0000000808100018 | 081-0018-001 | 342.6 |  | 3489.778 | 122.1 | 70.4 | 739.1174 | 2.9 | 2022 | 600 | 25 | 117 | -1 | 62 | 221112 | -107.5912 | 40.4627 | 4320 | 125 | 100 | 127&141 |  |  |  | Y | N | N |  | N |  |  |  | 8393.5293
6248_B_1 | CO | 08087 | PUBLIC SERVICE CO - PAWNEE PLT | Pawnee | 897211 | 46611213 | 6248 | 1 | 6248 | 1 | CO0000000808700011 | 087-0011-001 | 480.172 |  | 694.7168 | 14.78 | 8.565 | 1271.1984 | 57.4708 | 2022 | 550 | 23.5 | 185 | -1 | 75.5 | 221112 | -103.6796 | 40.2201 | 5430 | 125 | 100 |  | 505 | N | Subbituminous | Y | N | N | 9999 | N |  | Coal Steam |  | 7339.3901 | 10769
10682_G_GT1 | CO | 08087 | ALTAGAS BRUSH ENERGY - 1500 S CLAYTON ST | Brush Generation Facility | 3936111 | 36928213 |  |  | 10682 | GT1 | CO0000000808700027 | 087-0027-001 | 10.02 |  | 11.39 | 0.66 | 0.66 | 0.07 | 0.32 | 2020 | 41 | 9 | 280 | -1 | 89.7 | 221112 | -103.631 | 40.2415 | 420 | 125 | 120 |  | 25 | N | Natural Gas | N | N | N | 9999 | N |  | Combined Cycle |  |  | 10763
10682_G_GT2 | CO | 08087 | ALTAGAS BRUSH ENERGY - 1500 S CLAYTON ST | Brush Generation Facility | 3936111 | 68809013 | 10682 | GT2 | 10682 | GT2 | CO0000000808700027 | 087-0027-002 | 9.95 |  | 9.4751 | 0.59 | 0.34 | 0.0484 | 0.2 | 2020 | 45 | 11.8 | 900 | -1 | 133.5 | 221112 | -103.631 | 40.2415 | 420 | 125 | 120 |  | 25 | N | Natural Gas | Y | N | N | 9999 | N |  | Combustion Turbine |  | 486.7599 | 16250
10682_G_GT3 | CO | 08087 | ALTAGAS BRUSH ENERGY - 1500 S CLAYTON ST | Brush Generation Facility | 3936111 | 36928513 |  |  | 10682 | GT3 | CO0000000808700027 | 087-0027-004 | 5.81 |  | 12.01 | 0.46 | 0.46 | 0.1 | 2.87 | 2020 | 80 | 9 | 210 | 4462.5834 | 70.1191 | 221112 | -103.631 | 40.2415 | 350 | 125 | 120 |  | 32 | N | Natural Gas | N | N | N | 9999 | N |  | Combined Cycle |  |  | 10763
10682_G_GT4 | CO | 08087 | ALTAGAS BRUSH ENERGY - 1500 S CLAYTON ST | Brush Generation Facility | 3936111 | 36928613 | 10682 | GT4 | 10682 | GT4 | CO0000000808700027 | 087-0027-007 | 14.02 |  | 26.8195 | 3.81 | 3.81 | 0.2089 | 1.12 | 2020 | 80 | 9 | 210 | -1 | 70.7 | 221112 | -103.631 | 40.2415 | 420 | 125 | 120 |  | 25 | N | Natural Gas | Y | N | N | 9999 | N |  | Combined Cycle |  | 1237.9701 | 10763
10682_G_GT5 | CO | 08087 | ALTAGAS BRUSH ENERGY - 1500 S CLAYTON ST | Brush Generation Facility | 3936111 | 36928013 | 10682 | GT5 | 10682 | GT5 | CO0000000808700027 | 087-0027-010 | 18.88 |  | 25.6317 | 1.8 | 1.8 | 0.1877 | 1.12 | 2020 | 80 | 9 | 210 | -1 | 70.7 | 221112 | -103.631 | 40.2415 | 420 | 125 | 120 |  | 25 | N | Natural Gas | Y | N | N | 9999 | N | 10682_G_GT5;10682_G_ST4 | Combined Cycle |  | 1230.3201 | 10763
55127_G_UN1 | CO | 08087 | PUBLIC SERVICE CO - PAWNEE PLT | Manchief Electric Generating Station | 897211 | 68808313 | 55127 | CT1 | 55127 | UN1 | CO0000000808700011 | 087-0011-016 | 10.18 |  | 32.4367 | 4.4602 | 4.4602 | 0.3391 | 2.8453 | 2021 | 90 | 20 | 994 | -1 | 111.9 | 221112 | -103.679 | 40.2201 | 1280 | 125 | 120 |  | 132 | N | Natural Gas | Y | N | N | 9999 | N |  | Combustion Turbine |  | 935.3799 | 10745
55127_G_UN2 | CO | 08087 | PUBLIC SERVICE CO - PAWNEE PLT | Manchief Electric Generating Station | 897211 | 68808413 | 55127 | CT2 | 55127 | UN2 | CO0000000808700011 | 087-0011-017 | 9.94 |  | 36.1524 | 4.2475 | 4.2473 | 0.3744 | 2.0683 | 2021 | 90 | 20 | 994 | -1 | 138.1 | 221112 | -103.679 | 40.2201 | 1280 | 125 | 120 |  | 132 | N | Natural Gas | Y | N | N | 9999 | N |  | Combustion Turbine |  | 1076.7898 | 10745
470_B_3 | CO | 08101 | PUBLIC SERVICE CO - COMANCHE PLT | Comanche (CO) | 4367811 | 96094413 | 470 | 3 | 470 | 3 |  |  | 150.2 | 4.123 | 1061.8759 | 188.094 | 180.466 | 1314.2581 | 3.841 |  | 500 | 29 | 160 | -1 | 73.2 | 221112 | -104.5747 | 38.2081 |  | 125 | 100 |  | 750 | N | Subbituminous | Y | N | N | 2031 | N |  | Coal Steam |  | 5204.4595 | 10459
460_G_IC5 | CO | 08101 | BLACK HILLS ELECTRIC- PUEBLO POWER PLANT | Pueblo | 4368111 | 36419413 |  |  | 460 | IC5 | CO0000000810100008 | 101-0008-003 | 0.44 |  | 2.77 | 0.1 | 0.1 |  | 0.04 | 2020 | 15 | 2 | 537 | -1 | 124.6 | 221112 | -104.6151 | 38.2666 | 21.9 | 125 | 160 |  | 2 | N | Distillate Fuel Oil | N | N | N | 9999 | N | 460_G_IC2;460_G_IC5;460_G_IC1;460_G_IC3;460_G_IC4 | Combustion Turbine |  |  | 12283
56998_G_4 | CO | 08101 | BLACK HILLS ELECTRIC GENERATION - PAGS | Pueblo Airport Generating Station | 16243211 | 103542113 | 56998 | CT04 | 56998 | 4 | CO0000000810101160 | 101-1160-004 | 1.184 |  | 4.4076 | 12.485 | 8.13 | 0.5564 | 5.439 | 2020 | 76 | 10 | 228 | -1 | 63.6 | 221112 | -104.5302 | 38.3208 | 418 | 125 | 120 |  | 37 | N | Natural Gas | Y | N | N | 9999 | N | 56998_G_4;56998_G_43 | Combined Cycle |  | 5625.791 | 7728
56998_G_5 | CO | 08101 | BLACK HILLS ELECTRIC GENERATION - PAGS | Pueblo Airport Generating Station | 16243211 | 103542213 | 56998 | CT05 | 56998 | 5 | CO0000000810101160 | 101-1160-005 | 1.482 |  | 3.6182 | 10.878 | 7.073 | 0.5495 | 4.711 | 2022 | 72 | 10 | 739 | -1 | 110 | 221112 | -104.5302 | 38.3208 | 418 | 125 | 120 |  | 37 | N | Natural Gas | Y | N | N | 9999 | N | 56998_G_5;56998_G_53 | Combined Cycle |  | 5576.1396 | 7728
56998_G_6 | CO | 08101 | BLACK HILLS ELECTRIC GENERATION - PAGS | Pueblo Airport Generating Station | 16243211 | 103542313 | 56998 | CT06 | 56998 | 6 | CO0000000810101160 | 101-1160-006 | 1.29 |  | 3.574 | 12.998 | 8.462 | 0.7177 | 5.666 | 2020 | 76 | 10 | 229 | -1 | 68.5 | 221112 | -104.5302 | 38.3208 | 418 | 125 | 120 |  | 37 | N | Natural Gas | Y | N | N | 9999 | N |  | Combined Cycle |  | 7223.9092 | 7728
56998_G_7 | CO | 08101 | BLACK HILLS ELECTRIC GENERATION - PAGS | Pueblo Airport Generating Station | 16243211 | 103542413 | 56998 | CT07 | 56998 | 7 | CO0000000810101160 | 101-1160-007 | 2.704 |  | 2.8203 | 13.881 | 9.042 | 0.706 | 6.039 | 2020 | 76 | 10 | 221 | -1 | 67 | 221112 | -104.5302 | 38.3208 | 418 | 125 | 120 | 109&65 | 37 | N | Natural Gas | Y | N | N | 9999 | N |  | Combined Cycle |  | 7112.9688 | 7728
56998_G_GT1 | CO | 08101 | BLACK HILLS ELECTRIC GENERATION - PAGS | Pueblo Airport Generating Station | 16243211 | 103541913 | 56998 | CT01 | 56998 | GT1 | CO0000000810101160 | 101-1160-001 | 1.712 |  | 8.5739 | 6.454 | 2.94 | 0.5626 | 2.767 | 2020 | 72 | 13.5 | 787 | -1 | 96.4 | 221112 | -104.5302 | 38.3208 | 842 | 125 | 120 | 109 | 90 | N | Natural Gas | Y | N | N | 9999 | N |  | Combustion Turbine |  | 4337.709 | 10745
56998_G_GT2 | CO | 08101 | BLACK HILLS ELECTRIC GENERATION - PAGS | Pueblo Airport Generating Station | 16243211 | 103542013 | 56998 | CT02 | 56998 | GT2 | CO0000000810101160 | 101-1160-002 | 1.712 |  | 4.6094 | 2.598 | 1.184 | 0.2065 | 1.118 | 2020 | 72 | 13.5 | 773 | -1 | 114.2 | 221112 | -104.5302 | 38.3208 | 842 | 125 | 120 |  | 90 | N | Natural Gas | Y | N | N | 9999 | N |  | Combustion Turbine |  | 1474.3103 | 10745
7995_G_IC4 | CO | 08101 | BLACK HILLS ELECTRIC- AIRPORT INDUSTRIAL | Airport Industrial | 4295211 | 36355913 |  |  | 7995 | IC4 | CO0000000810100396 | 101-0396-001 | 0.14 |  | 1.1 | 0.02 | 0.02 |  | 0.04 | 2020 | 20 | 3.5 | 770 | -1 | 39.8 | 221112 | -104.5315 | 38.2825 | 29.5 | 125 | 160 |  | 2.5 | N | Distillate Fuel Oil | N | N | N | 9999 | N | 7995_G_IC2;7995_G_IC1;7995_G_IC3;7995_G_IC4 | Combustion Turbine |  |  | 12283
470_B_2 | CO | 08101 | PUBLIC SERVICE CO - COMANCHE PLT |  | 4367811 | 36421413 | 470 | 2 |  |  | CO0000000810100003 | 101-0003-002 | 272.689 |  | 1420.7274 | 13.231 | 7.621 | 798.3675 | 30.7898 | 2022 | 500 | 23.9 | 160 | -1 | 44.3 | 221112 | -104.5753 | 38.2085 | 3480 | 125 | 100 |  |  |  |  | Y | N | N |  | N |  |  |  | 6353.2495
470_B_1 | CO | 08101 | PUBLIC SERVICE CO - COMANCHE PLT |  | 4367811 | 36421513 | 470 | 1 |  |  | CO0000000810100003 | 101-0003-001 | 213.43 |  | 879.3852 | 45.286 | 26.085 | 575.1596 | 26.75 | 2022 | 500 | 24.56 | 160 | -1 | 44.3 | 221112 | -104.5753 | 38.2085 | 3530 | 125 | 100 | 128&202 |  |  |  | Y | N | N |  | N |  |  |  | 5724.6294
525_B_H1 | CO | 08107 | PUBLIC SERVICE CO - HAYDEN PLT | Hayden | 4458511 | 36377413 | 525 | H1 | 525 | H1 | CO0000000810700001 | 107-0001-001 | 105.9274 |  | 383.2575 | 140.1952 | 108.7098 | 848.4065 | 12.7406 | 2022 | 250 | 22 | 285 | -1 | 32 | 221112 | -107.1857 | 40.4871 | 1960 | 125 | 100 |  | 179 | N | Bituminous | Y | N | N | 2029 | N |  | Coal Steam |  | 8390 | 10910
525_B_H2 | CO | 08107 | PUBLIC SERVICE CO - HAYDEN PLT |  | 4458511 | 36377313 | 525 | H2 |  |  | CO0000000810700001 | 107-0001-002 | 201.6495 |  | 478.3002 | 266.8835 | 206.9462 | 1121.3214 | 24.2537 | 2022 | 395 | 24 | 292 | -1 | 35 | 221112 | -107.1857 | 40.4871 | 2710 | 125 | 100 |  |  |  |  | Y | N | N |  | N |  |  |  | 8430.3896
50707_G_LMA | CO | 08123 | THERMO COGEN PARTNERSHIP - JM SHAFER | JM Shafer Generating Station | 4223811 | 36292013 | 50707 | S001 | 50707 | LMA | CO0000000812300250 | 123-0250-001 | 25.99 |  | 82.1284 | 5.05 | 5.05 | 0.5666 | 4.36 | 2020 | 100 | 9.5 | 313 | -1 | 70 | 221112 | -104.7738 | 40.098 | 296 | 125 | 120 |  | 40.1 | Y | Natural Gas | Y | N | N | 9999 | N | 50707_G_STA;50707_G_LMA | Combined Cycle |  | 5770.0405 | 9308
50707_G_LMB | CO | 08123 | THERMO COGEN PARTNERSHIP - JM SHAFER | JM Shafer Generating Station | 4223811 | 68875613 | 50707 | S002 | 50707 | LMB | CO0000000812300250 | 123-0250-002 | 24.38 |  | 62.3633 | 3.79 | 3.79 | 0.4727 | 3.28 | 2020 | 100 | 9.5 | 313 | -1 | 70 | 221112 | -104.7741 | 40.0981 | 296 | 125 | 120 |  | 40.1 | Y | Natural Gas | Y | N | N | 9999 | N |  | Combined Cycle |  | 5021.1875 | 9308
50707_G_LMC | CO | 08123 | THERMO COGEN PARTNERSHIP - JM SHAFER | JM Shafer Generating Station | 4223811 | 68875713 | 50707 | S003 | 50707 | LMC | CO0000000812300250 | 123-0250-003 | 20.55 |  | 66.3987 | 4.34 | 4.34 | 0.5148 | 3.77 | 2022 | 100 | 9.5 | 313 | -1 | 70 | 221112 | -104.7741 | 40.0981 | 296 | 125 | 120 |  | 40.1 | Y | Natural Gas | Y | N | N | 9999 | N | 50707_G_LMC;50707_G_STB | Combined Cycle |  | 5465.7588 | 9308
50707_G_LMD | CO | 08123 | THERMO COGEN PARTNERSHIP - JM SHAFER | JM Shafer Generating Station | 4223811 | 68875813 | 50707 | S004 | 50707 | LMD | CO0000000812300250 | 123-0250-004 | 26.07 |  | 66.8663 | 5.33 | 5.33 | 0.4712 | 4.62 | 2020 | 100 | 9.5 | 313 | -1 | 70 | 221112 | -104.7741 | 40.0981 | 296 | 125 | 120 |  | 40.1 | Y | Natural Gas | Y | N | N | 9999 | N |  | Combined Cycle |  | 4794.8091 | 9308
50707_G_LME | CO | 08123 | THERMO COGEN PARTNERSHIP - JM SHAFER | JM Shafer Generating Station | 4223811 | 68875913 | 50707 | S005 | 50707 | LME | CO0000000812300250 | 123-0250-005 | 23.84 |  | 66.2667 | 4.86 | 4.86 | 0.446 | 4.19 | 2022 | 100 | 9.5 | 313 | -1 | 70 | 221112 | -104.7741 | 40.0981 | 296 | 125 | 120 |  | 40.1 | Y | Natural Gas | Y | N | N | 9999 | N |  | Combined Cycle |  | 4487.0796 | 9308
55835_G_CTG1 | CO | 08123 | PUBLIC SERV - ROCKY MOUNTAIN ENERGY | Rocky Mountain Energy Center | 12868211 | 68879713 | 55835 | 1 | 55835 | CTG1 | CO0000000812301342 | 123-1342-001 | 34.9 |  | 53.7353 | 12.8 | 12.8 | 3.3792 | 4.7681 | 2020 | 175 | 18.5 | 161 | -1 | 62 | 221112 | -104.5953 | 40.0909 | 2310 | 125 | 120 |  | 145 | N | Natural Gas | Y | N | N | 9999 | N |  | Combined Cycle |  | 7892.4995 | 7737
55835_G_CTG2 | CO | 08123 | PUBLIC SERV - ROCKY MOUNTAIN ENERGY | Rocky Mountain Energy Center | 12868211 | 68879813 | 55835 | 2 | 55835 | CTG2 | CO0000000812301342 | 123-1342-002 | 51.4 |  | 47.9439 | 6.5002 | 6.5002 | 2.9491 | 1.0086 | 2020 | 175 | 18.5 | 161 | -1 | 62 | 221112 | -104.5953 | 40.0909 | 2310 | 125 | 120 |  | 145 | N | Natural Gas | Y | N | N | 9999 | N |  | Combined Cycle |  | 6799.8813 | 7737
55835_G_STG1 | CO | 08123 | PUBLIC SERV - ROCKY MOUNTAIN ENERGY | Rocky Mountain Energy Center | 12868211 | 68880013 |  |  | 55835 | STG1 | CO0000000812301342 | 123-1342-004 | 0.02 |  | 0.04 | 0.0073 | 0.0073 | 0.0002 | 0.0019 | 2020 | 80 | 3.5 | 325 | -1 | 85 | 221112 | -104.5953 | 40.0909 | 129 | 125 | 100 |  | 290 | N | Natural Gas | N | N | N | 9999 | N |  | Combined Cycle |  |  | 7737
56445_G_GEN1 | CO | 08123 | SPINDLE HILL ENERGY, LLC | Spindle Hill Energy Center | 13331311 | 68956213 | 56445 | CT-01 | 56445 | GEN1 | CO0000000812305468 | 123-5468-001 | 9.87 |  | 93.3754 | 2.7 | 2.7 | 0.8546 | 0.94 | 2020 | 75 | 19 | 1026 | -1 | 77.2 | 221112 | -104.8881 | 40.0918 | 1530 | 125 | 120 |  | 135 | N | Natural Gas, Distillate Fuel Oil | Y | N | N | 9999 | N |  | Combustion Turbine |  | 1309.2804 | 11234
56445_G_GEN2 | CO | 08123 | SPINDLE HILL ENERGY, LLC | Spindle Hill Energy Center | 13331311 | 68956313 | 56445 | CT-02 | 56445 | GEN2 | CO0000000812305468 | 123-5468-002 | 6.95 |  | 121.9274 | 4 | 4 | 0.6255 | 0.4 | 2020 | 75 | 19 | 1026 | -1 | 77.2 | 221112 | -104.8881 | 40.0918 | 1350 | 125 | 120 |  | 135 | N | Natural Gas, Distillate Fuel Oil | Y | N | N | 9999 | N |  | Combustion Turbine |  | 1878.5703 | 11234
6112_G_2 | CO | 08123 | PUBLIC SERVICE CO - FORT SAINT VRAIN PLT | Fort St Vrain | 3551511 | 36793113 | 6112 | 2 | 6112 | 2 | CO0000000812300023 | 123-0023-004 | 377.6764 | 29.5147 | 100.4037 | 1.4454 | 0.88591 | 2.1832 | 9.4652 | 2020 | 175 | 15 | 180 | -1 | 90 | 221112 | -104.8743 | 40.2446 | 1770 | 125 | 120 |  | 123 | N | Natural Gas | Y | N | N | 9999 | N | 6112_G_2;6112_G_1 | Combined Cycle |  | 6140.3896 | 7735
6112_G_3 | CO | 08123 | PUBLIC SERVICE CO - FORT SAINT VRAIN PLT | Fort St Vrain | 3551511 | 36793013 | 6112 | 3 | 6112 | 3 | CO0000000812300023 | 123-0023-005 | 234.1223 | 18.2962 | 99.7755 | 0.89602 | 0.54917 | 2.0932 | 5.8675 | 2021 | 175 | 15 | 180 | -1 | 90 | 221112 | -104.8743 | 40.2446 | 1820 | 125 | 120 |  | 128 | N | Natural Gas | Y | N | N | 9999 | N |  | Combined Cycle |  | 6278.8589 | 7735
6112_G_4 | CO | 08123 | PUBLIC SERVICE CO - FORT SAINT VRAIN PLT | Fort St Vrain | 3551511 | 36792713 | 6112 | 4 | 6112 | 4 | CO0000000812300023 | 123-0023-008 | 378.4275 | 29.5734 | 60.7563 | 1.4483 | 0.88767 | 2.645 | 9.484 | 2021 | 175 | 15 | 180 | -1 | 94 | 221112 | -104.8743 | 40.2446 | 1980 | 125 | 120 |  | 145 | N | Natural Gas | Y | N | N | 9999 | N |  | Combined Cycle |  | 7497.6294 | 7735
6112_G_5 | CO | 08123 | PUBLIC SERVICE CO - FORT SAINT VRAIN PLT | Fort St Vrain | 3551511 | 90957313 | 6112 | 5 | 6112 | 5 | CO0000000812300023 | 123-0023-010 | 8 |  | 7.9568 | 1.5132 | 1.5132 | 0.1365 | 0.1 | 2020 | 135 | 18 | 1115 | -1 | 130.2 | 221112 | -104.8742 | 40.2461 | 1470 | 125 | 120 |  | 144 | N | Natural Gas | Y | N | N | 9999 | N |  | Combustion Turbine |  | 426.6099 | 11455
6112_G_6 | CO | 08123 | PUBLIC SERVICE CO - FORT SAINT VRAIN PLT | Fort St Vrain | 3551511 | 90957413 | 6112 | 6 | 6112 | 6 | CO0000000812300023 | 123-0023-011 | 6.1 |  | 6.7664 | 1.0561 | 1.0561 | 0.1327 |  | 2020 | 135 | 18 | 1115 | -1 | 130.2 | 221112 | -104.8742 | 40.2461 | 1470 | 125 | 120 |  | 144 | N | Natural Gas | Y | N | N | 9999 | N |  | Combustion Turbine |  | 417.13 | 11455
8067_G_1 | CO | 08123 | PUBLIC SERVICE CO - FT LUPTON STATION |  | 3551311 | 36795313 |  |  |  |  | CO0000000812300014 | 123-0014-001 | 2.668 |  | 10.73 | 0.0977 | 0.0977 | 0.1087 | 0.0687 | 2022 | 39 | 31.2 | 963 | -1 | 40.6 | 221112 | -104.7737 | 40.1005 | 663 | 125 | 120 |  |  |  |  | N | N | N |  | N
8067_G_2 | CO | 08123 | PUBLIC SERVICE CO - FT LUPTON STATION |  | 3551311 | 36795213 |  |  |  |  | CO0000000812300014 | 123-0014-002 | 2.5668 |  | 10.0859 | 0.0645 | 0.0645 | 0.11 | 0.0645 | 2020 | 39 | 31.2 | 963 | -1 | 40.6 | 221112 | -104.7737 | 40.1005 | 663 | 125 | 120 |  |  |  |  | N | N | N |  | N
50883_B_BLR1 | CT | 09001 | WHEELABRATOR BRIDGEPORT LP | Wheelabrator Bridgeport | 754411 | 46285713 |  |  | 50883 | BLR1 | T015P0765C08786 | P0097 | 19.8008 | 1.8071 | 323.9803 | 13.7595 | 13.7595 | 31.9021 | 1.0331 | 2022 | 295 | 7.5 | 250 | 3383.3334 | 76.583 | 562213 | -73.2091 | 41.1624 | 325 | 103 | 270 |  | 19.3 | N | MSW | N | Y | N | 9999 | N |  | Municipal Solid Waste |  |  | 16767
50883_B_BLR2 | CT | 09001 | WHEELABRATOR BRIDGEPORT LP | Wheelabrator Bridgeport | 754411 | 46285513 |  |  | 50883 | BLR2 | T015P0765C08786 | P0098 | 17.7166 | 1.6874 | 314.216 | 10.6209 | 10.6209 | 32.5023 | 0.70017 | 2022 | 295 | 7.5 | 250 | 3383.3334 | 76.583 | 562213 | -73.2091 | 41.1624 | 325 | 103 | 270 |  | 19.3 | N | MSW | N | Y | N | 9999 | N |  | Municipal Solid Waste |  |  | 16767
50883_B_BLR3 | CT | 09001 | WHEELABRATOR BRIDGEPORT LP | Wheelabrator Bridgeport | 754411 | 46285613 |  |  | 50883 | BLR3 | T015P0765C08786 | P0099 | 22.5627 | 3.4498 | 322.2726 | 11.7283 | 11.7283 | 19.604 | 0.73593 | 2022 | 295 | 7.5 | 250 | 3383.3334 | 76.583 | 562213 | -73.2091 | 41.1624 | 325 | 103 | 270 |  | 19.3 | N | MSW | N | Y | N | 9999 | N |  | Municipal Solid Waste |  |  | 16767
542_G_UN10 | CT | 09001 | CONNECTICUT JET POWER, LLC | Cos Cob | 2722511 | 41011413 | 542 | 10 | 542 | UN10 | T067P0017C07741 | R0052 | 0.4653 |  | 0.2505 | 0.01734 | 0.01734 | 0.002189 | 0.000593 | 2022 | 33 | 12.6 | 750 | 13783.3336 | 110.541 | 221112 | -73.5976 | 41.0286 | 255 | 125 | 120 |  | 19.1 | N | Distillate Fuel Oil | Y | N | N | 9999 | N |  | Combustion Turbine |  | 1.67 | 13246
542_G_UN11 | CT | 09001 | CONNECTICUT JET POWER, LLC | Cos Cob | 2722511 | 41011313 | 542 | 11 | 542 | UN11 | T067P0017C07741 | R0053 | 0.48774 |  | 0.4575 | 0.016451 | 0.016451 | 0.0020767 | 0.00056259 | 2022 | 33 | 12.6 | 700 | 13783.3336 | 110.541 | 221112 | -73.5976 | 41.0286 | 255 | 125 | 120 |  | 18.7 | N | Distillate Fuel Oil | Y | N | N | 9999 | N |  | Combustion Turbine |  | 3.05 | 13244
542_G_UN12 | CT | 09001 | CONNECTICUT JET POWER, LLC | Cos Cob | 2722511 | 41011213 | 542 | 12 | 542 | UN12 | T067P0017C07741 | R0054 | 0.30055 |  | 0.2535 | 0.015088 | 0.015088 | 0.0019046 | 0.00051597 | 2022 | 33 | 12.6 | 750 | 13783.3336 | 110.541 | 221112 | -73.5976 | 41.0286 | 255 | 125 | 120 |  | 19.1 | N | Distillate Fuel Oil | Y | N | N | 9999 | N |  | Combustion Turbine |  | 1.69 | 13246
542_G_UN13 | CT | 09001 | CONNECTICUT JET POWER, LLC | Cos Cob | 2722511 | 99525313 | 542 | 13 | 542 | UN13 | T067P0017C07741 | P0097-Y2011 | 0.60695 |  | 0.5711 | 0.021173 | 0.021173 | 0.0026727 | 0.00072405 | 2022 | 40 | 14 | 860 | 11050.0002 | 71.7821 | 221112 | -73.5981 | 41.029 | 308 | 125 | 120 |  | 19.1 | N | Distillate Fuel Oil | Y | N | N | 9999 | N |  | Combustion Turbine |  | 3.09 | 13246
542_G_un14 | CT | 09001 | CONNECTICUT JET POWER, LLC | Cos Cob | 2722511 | 99525213 | 542 | 14 | 542 | un14 |  |  | 1.0802 |  | 3.0529 | 0.054196 | 0.054196 | 0.0068414 | 0.0018534 |  | 40 | 14 | 860 | 11050.0002 | 71.7821 | 221112 | -73.5981 | 41.029 |  | 125 | 120 |  | 19.6 | N | Distillate Fuel Oil | Y | N | N | 9999 | N |  | Combustion Turbine |  | 16.52 | 13243
55042_G_GEN1 | CT | 09001 | BRIDGEPORT ENERGY LLC | Bridgeport Energy Project | 754511 | 46284913 | 55042 | BE1 | 55042 | GEN1 | T015P0862C06859 | P0190 | 55.7 | 12.5678 | 90.2094 | 16.6239 | 13.0682 | 2.7657 | 2.4483 | 2022 | 130 | 16.5 | 193 | 16024.0003 | 74.9399 | 221112 | -73.1845 | 41.1705 | 1930 | 125 | 120 |  | 175 | N | Natural Gas | Y | N | N | 9999 | N | 55042_G_GEN3;55042_G_GEN1 | Combined Cycle |  | 5980.1597 | 7097
55042_G_GEN2 | CT | 09001 | BRIDGEPORT ENERGY LLC | Bridgeport Energy Project | 754511 | 46285013 | 55042 | BE2 | 55042 | GEN2 | T015P0862C06859 | P0191 | 53.3 | 22.1901 | 84.3847 | 15.0981 | 11.8955 | 2.7373 | 0.91504 | 2022 | 130 | 16.5 | 193 | 16024.0003 | 74.9399 | 221112 | -73.1842 | 41.1688 | 1930 | 125 | 120 |  | 183 | N | Natural Gas | Y | N | N | 9999 | N |  | Combined Cycle |  | 5934.0508 | 7097
56189_G_4 | CT | 09001 | WATERSIDE POWER LLC | Waterside Power, LLC | 14623611 | 88748813 | 56189 | 4 | 56189 | 4 | T172P0026C08048 | P0228 | 0.24757 |  | 1.7561 | 0.030946 | 0.030946 | 0.004136 | 0.0011193 | 2022 | 30 | 8.2 | 960 | 5691.6667 | 107.7325 | 221112 | -73.5545 | 41.0382 | 247 | 125 | 120 |  | 23.3 | N | Distillate Fuel Oil | Y | N | N | 9999 | N |  | Combustion Turbine |  | 21.86 | 11602
56189_G_5 | CT | 09001 | WATERSIDE POWER LLC | Waterside Power, LLC | 14623611 | 88748913 | 56189 | 5 | 56189 | 5 | T172P0026C08048 | P0229 | 0.29187 |  | 1.6437 | 0.037295 | 0.037295 | 0.0049844 | 0.0013489 | 2022 | 30 | 8.2 | 960 | 5691.6667 | 107.7325 | 221112 | -73.5545 | 41.0382 | 247 | 125 | 120 |  | 23.3 | N | Distillate Fuel Oil | Y | N | N | 9999 | N |  | Combustion Turbine |  | 22.15 | 11608
56189_G_7 | CT | 09001 | WATERSIDE POWER LLC | Waterside Power, LLC | 14623611 | 88749013 | 56189 | 7 | 56189 | 7 | T172P0026C08048 | P0230 | 0.24499 |  | 1.3844 | 0.034359 | 0.034359 | 0.004592 | 0.0012427 | 2022 | 30 | 8.2 | 960 | 5691.6667 | 107.7325 | 221112 | -73.5545 | 41.0382 | 247 | 125 | 120 |  | 23.3 | N | Distillate Fuel Oil | Y | N | N | 9999 | N |  | Combustion Turbine |  | 22.51 | 11608
568_G_501 | CT | 09001 | PSEG PWR CT LLC/BPT HARBOR STA | Bridgeport Station | 754311 | 134854713 | 568 | BHB5 | 568 | 501 | T015P0045C08087 | P0299 | 0.52243 | 3.32 | 68.7876 | 27.5059 | 27.5059 | 6.8084 | 2.1428 | 2022 | 300 | 21 | 170 | 16333.3336 | 47.138 | 221112 | -73.1841 | 41.1707 | 3440 | 125 | 140 |  | 342 | N | Natural Gas | Y | N | N | 9999 | N | 568_G_502;568_G_501;568_G_CC1 | Combined Cycle |  | 7882.3896 | 7050
50648_B_UNIT1 | CT | 09003 | COVANTA BRISTOL, INC | Covanta Bristol Energy | 588711 | 46158013 |  |  | 50648 | UNIT1 | T026P0202C06590 | P0026 | 14.8466 | 1.8319 | 101.2379 | 4.5764 | 2.9173 | 12.5334 | 1.0689 | 2022 | 292 | 4.7 | 280 | 1118.3333 | 64.4593 | 562213 | -72.9166 | 41.6488 | 134 | 103 | 270 |  | 6.6 | N | MSW | N | Y | N | 9999 | N |  | Municipal Solid Waste |  |  | 18528
50648_B_UNIT2 | CT | 09003 | COVANTA BRISTOL, INC | Covanta Bristol Energy | 588711 | 46157913 |  |  | 50648 | UNIT2 | T026P0202C06590 | P0027 | 16.3192 | 0.84115 | 114.3528 | 5.5904 | 2.9435 | 11.4961 | 1.1077 | 2022 | 292 | 4.7 | 280 | 1118.3333 | 64.4593 | 562213 | -72.9166 | 41.6488 | 134 | 103 | 270 |  | 6.6 | N | MSW | N | Y | N | 9999 | N |  | Municipal Solid Waste |  |  | 18528
10567_G_GTG | CT | 09003 | ALGONQUIN POWER WINDSOR LOCKS | Algonquin Windsor Locks | 589711 | 46138613 | 10567 | GT1 | 10567 | GTG | T213P0001C08095 | P0029 | 7.0703 |  | 19.178 | 0.49734 | 0.49734 | 0.12857 | 0.82139 | 2022 | 177 | 14 | 325 | 747.5333 | 4.856 | 221112 | -72.6266 | 41.925 | 555 | 125 | 120 |  | 35 | Y | Natural Gas, Distillate Fuel Oil | Y | N | N | 9999 | N |  | Combined Cycle |  | 751.2701 | 5673
10567_G_GTG2 | CT | 09003 | ALGONQUIN POWER WINDSOR LOCKS | Algonquin Windsor Locks | 589711 | 107238913 |  |  | 10567 | GTG2 | T213P0001C08095 | P0116 | 1.7053 | 0.49432 | 8.0573 | 9.5157 | 9.5157 | 0.059244 | 0.10148 | 2022 | 130 | 6 | 301 | 2560.3167 | 90.5162 | 221112 | -72.6255 | 41.9228 | 178 | 125 | 120 |  | 13 | Y | Natural Gas, Distillate Fuel Oil | N | Y | N | 9999 | N |  | Combined Cycle |  |  | 5673
10567_G_STG | CT | 09003 | ALGONQUIN POWER WINDSOR LOCKS | Algonquin Windsor Locks | 589711 | 46138413 |  |  | 10567 | STG | T213P0001C08095 | P0031 | 9.492 | 0 | 9.7617 | 0.19857 | 0.19857 | 0.010834 | 0.6215 | 2022 | 177 | 14 | 325 | 747.5333 | 4.856 | 221112 | -72.6266 | 41.925 | 178 | 125 | 100 |  | 16 | Y | Natural Gas, Distillate Fuel Oil | N | Y | N | 9999 | N |  | Combined Cycle |  |  | 5673
54945_B_13 | CT | 09003 | MIRA / MID-CONNECTICUT |  | 715611 | 46362713 |  |  |  |  | T075P0158C08792 | P0046 | 44.7733 | 1.8169 | 88.8377 | 3.9611 | 3.9611 | 1.43 | 7.9755 | 2022 | 218 | 9.7 | 165 | 3765 | 50.9485 | 562213 | -72.6536 | 41.7491 | 326 | 103 | 270 |  |  |  |  | N | N | N |  | N
54945_B_12 | CT | 09003 | MIRA / MID-CONNECTICUT |  | 715611 | 46362613 |  |  |  |  | T075P0158C08792 | P0045 | 26.2183 | 1.1353 | 70.4838 | 5.3397 | 5.3397 | 3.37 | 1.0678 | 2022 | 218 | 9.7 | 165 | 3765 | 50.9485 | 562213 | -72.6536 | 41.7491 | 326 | 103 | 270 |  |  |  |  | N | N | N |  | N
54945_B_11 | CT | 09003 | MIRA / MID-CONNECTICUT |  | 715611 | 46362913 |  |  |  |  | T075P0158C08792 | P0044 | 26.2059 | 1.553 | 64.2597 | 5.3245 | 5.3245 | 2.59 | 6.84 | 2022 | 218 | 9.7 | 165 | 3765 | 50.9485 | 562213 | -72.6536 | 41.7491 | 326 | 103 | 270 |  |  |  |  | N | N | N |  | N
563_G_12B | CT | 09003 | MIRA / MID-CONNECTICUT |  | 715611 | 46362313 | 563 | 12B |  |  | T075P0158C08792 | R0263 | 0.010898 | 0.1649 | 2.3861 | 0.24769 | 0.24769 | 0.0050044 | 0.0013541 | 2022 | 25 | 12.5 | 750 | 12733.3335 | 103.7606 | 562213 | -72.6522 | 41.7491 | 255 | 103 | 120 |  |  |  |  | Y | N | N |  | N |  |  |  | 27.02
563_G_12 | CT | 09003 | MIRA / MID-CONNECTICUT |  | 715611 | 46362413 | 563 | 12A |  |  | T075P0158C08792 | R0262 | 0.010898 | 0.1649 | 2.4591 | 0.16513 | 0.16513 | 0.0050044 | 0.0013541 | 2022 | 25 | 12.5 | 750 | 12733.3335 | 103.7606 | 562213 | -72.6522 | 41.7491 | 255 | 103 | 120 |  |  |  |  | Y | N | N |  | N |  |  |  | 27.02
50498_G_STG | CT | 09003 | Capitol District Energy Center Cogeneration Associates |  | 844911 | 46196113 |  |  |  |  | T075P0766C08310 | P0065 | 0.73079 | 0.012106 | 1.43 | 0.18776 | 0.18776 | 0.014823 | 0.13588 | 2022 | 234 | 4 | 200 | 769.5 | 61.2349 | 221330 | -72.6917 | 41.7641 | 195 | 125 | 100 |  |  |  |  | N | N | N |  | N
563_G_13B | CT | 09003 | MIRA / MID-CONNECTICUT |  | 715611 | 46362113 | 563 | 13B |  |  | T075P0158C08792 | R0265 | 0.005441 | 0.08233 | 1.3483 | 0.082442 | 0.082442 | 0.0024985 | 0.00067605 | 2022 | 25 | 12.5 | 750 | 12733.3335 | 103.7606 | 562213 | -72.6522 | 41.7491 | 255 | 103 | 120 |  |  |  |  | Y | N | N |  | N |  |  |  | 13.97
563_G_13 | CT | 09003 | MIRA / MID-CONNECTICUT |  | 715611 | 46362213 | 563 | 13A |  |  | T075P0158C08792 | R0264 | 0.0049715 | 0.075226 | 1.2484 | 0.075329 | 0.075329 | 0.0022829 | 0.00061772 | 2022 | 25 | 12.5 | 750 | 12733.3335 | 103.7606 | 562213 | -72.6522 | 41.7491 | 255 | 103 | 120 |  |  |  |  | Y | N | N |  | N |  |  |  | 12.78
563_G_11B | CT | 09003 | MIRA / MID-CONNECTICUT |  | 715611 | 46362513 | 563 | 11B |  |  | T075P0158C08792 | R0261 | 0.0039469 | 0.059722 | 0.9817 | 0.089705 | 0.089705 | 0.0018124 | 0.00049041 | 2022 | 25 | 12.5 | 750 | 12733.3335 | 103.7606 | 562213 | -72.6522 | 41.7491 | 255 | 103 | 120 |  |  |  |  | Y | N | N |  | N |  |  |  | 10.53
563_G_11 | CT | 09003 | MIRA / MID-CONNECTICUT |  | 715611 | 46362813 | 563 | 11A |  |  | T075P0158C08792 | R0260 | 0.0038824 | 0.058746 | 0.8892 | 0.058826 | 0.058826 | 0.0017828 | 0.00048239 | 2022 | 25 | 12.5 | 750 | 12733.3335 | 103.7606 | 562213 | -72.6522 | 41.7491 | 255 | 103 | 120 |  |  |  |  | Y | N | N |  | N |  |  |  | 10.38
563_G_14 | CT | 09003 | MIRA / MID-CONNECTICUT |  | 715611 | 46362013 | 563 | 14A |  |  |  |  | 0.0027132 | 0.041054 | 0.6152 | 0.04111 | 0.04111 | 0.0012459 | 0.00033711 |  | 25 | 12.5 | 750 | 12733.3335 | 103.7606 | 562213 | -72.6522 | 41.7491 |  | 103 | 120 |  |  |  |  | Y | N | N |  | N |  |  |  | 6.93
563_G_14B | CT | 09003 | MIRA / MID-CONNECTICUT |  | 715611 | 46361913 | 563 | 14B |  |  | T075P0158C08792 | R0267 | 0.0023343 | 0.035321 | 0.5279 | 0.053054 | 0.053054 | 0.0010719 | 0.00029004 | 2022 | 25 | 12.5 | 750 | 12733.3335 | 103.7606 | 562213 | -72.6522 | 41.7491 | 255 | 103 | 120 |  |  |  |  | Y | N | N |  | N |  |  |  | 5.81
561_G_UN19 | CT | 09005 | Connecticut Jet Power LLC, Franklin Drive | Franklin Drive | 16712111 | 107732013 | 561 | 10 | 561 | UN19 | T183P0024C08856 | R0067 | 0.010243 |  | 4.3725 | 0.00025982 | 0.00025982 | 0.0047026 | 0.0012738 | 2022 | 34 | 12.6 | 700 | 10466.6668 | 83.9078 | 221112 | -73.1163 | 41.7992 | 284 | 125 | 120 |  | 16.1 | N | Distillate Fuel Oil | Y | N | N | 9999 | N |  | Combustion Turbine |  | 29.15 | 14427
565_G_UN10 | CT | 09005 | Connecticut Jet Power LLC, Torrington Terminal | Torrington Terminal | 16708411 | 107730313 | 565 | 10 | 565 | UN10 | T183P0043C07741 | R0068 | 0.0052738 |  | 1.1925 | 0.00013377 | 0.0001314 | 0.0024212 | 0.00065583 | 2022 | 33 | 12.6 | 700 | 10466.6668 | 83.9078 | 221112 | -73.1213 | 41.7763 | 284 | 125 | 120 |  | 17.4 | N | Distillate Fuel Oil | Y | N | N | 9999 | N |  | Combustion Turbine |  | 7.95 | 13237
58084_G_GT100 | CT | 09005 | KIMBERLY-CLARK CORP | Kimberly Clark-Unit 1,2,3 | 845911 | 99512113 |  |  | 58084 | GT100 | T130P0006C01672 | P0070-Y2011 | 0.76972 | 4.9341 | 5.0328 | 3.4581 | 2.5094 | 0.39755 | 0.12406 | 2022 | 78 | 6 | 325 | 1970.95 | 69.7081 | 32212 | -73.4108 | 41.5577 | 200 | 133 | 140 |  | 14.5 | Y | Natural Gas | N | Y | N | 9999 | N | 58084_G_GT300;58084_G_GT100 | Combined Cycle |  |  | 5500
58084_G_GT200 | CT | 09005 | KIMBERLY-CLARK CORP | Kimberly Clark-Unit 1,2,3 | 845911 | 99511713 |  |  | 58084 | GT200 | T130P0006C01672 | P0071-Y2011 | 0.10879 | 0 | 14.0847 | 3.1098 | 2.3949 | 0.29498 | 0.15795 | 2022 | 78 | 7.5 | 425 | 2222.15 | 50.2992 | 32212 | -73.4108 | 41.5577 | 175 | 133 | 120 |  | 14.5 | Y | Natural Gas | N | Y | N | 9999 | N |  | Combustion Turbine |  |  | 8700
562_B_2 | CT | 09007 | MIDDLETOWN POWER LLC | Middletown | 715711 | 46361413 | 562 | 2 | 562 | 2 | T104P0024C07741 | R0098 | 24.6021 | 9.2781 | 69.5397 | 6.6472 | 6.6471 | 95.1135 | 3.258 | 2022 | 266 | 9.5 | 270 | 6333.3334 | 89.3502 | 221112 | -72.5797 | 41.5551 | 1200 | 125 | 100 |  | 117 | N | Natural Gas, Residual Fuel Oil | Y | N | N | 9999 | N |  | O/G Steam |  | 1347.4904 | 11409
562_B_3 | CT | 09007 | MIDDLETOWN POWER LLC | Middletown | 715711 | 46360813 | 562 | 3 | 562 | 3 | T104P0024C07741 | R0100 | 27.1277 | 1.9682 | 65.1426 | 2.5642 | 2.5642 | 24.0622 | 2.2268 | 2022 | 266 | 12 | 295 | 10933.3335 | 96.6719 | 221112 | -72.5797 | 41.5551 | 2110 | 125 | 100 |  | 236 | N | Natural Gas, Residual Fuel Oil | Y | N | N | 9999 | N |  | O/G Steam |  | 547.67 | 11518
562_B_4 | CT | 09007 | MIDDLETOWN POWER LLC | Middletown | 715711 | 46360913 | 562 | 4 | 562 | 4 | T104P0024C07741 | P0003 | 12.0128 | 1.922 | 67.9333 | 15.669 | 15.6655 | 134.4064 | 2.5887 | 2022 | 498 | 18 | 615 | 30800.0006 | 121.0364 | 221112 | -72.5801 | 41.5544 | 4330 | 125 | 100 |  | 400 | N | Residual Fuel Oil | Y | N | N | 9999 | N |  | O/G Steam |  | 407.54 | 11502
562_G_10 | CT | 09007 | MIDDLETOWN POWER LLC | Middletown | 715711 | 46361313 | 562 | 10 | 562 | 10 |  |  | 0.013577 |  | 0.9014 | 0.050832 | 0.050832 | 0.0062329 | 0.0016883 |  | 25 | 12.6 | 700 | 12200.0002 | 97.8428 | 221112 | -72.5791 | 41.5548 |  | 125 | 120 |  | 17.2 | N | Distillate Fuel Oil | Y | N | N | 9999 | N |  | Combustion Turbine |  | 11.74 | 18367
56798_G_U1 | CT | 09007 | KLEEN ENERGY SYSTEM PROJECT | Kleen Energy Systems Project | 14622911 | 88745013 | 56798 | U1 | 56798 | U1 | T104P0246C08070 | P0131 | 10.97 | 1.6409 | 32.9297 | 9.0604 | 9.0604 | 2.6697 | 1.16 | 2022 | 215 | 18.5 | 173 | 16856.0003 | 62.7078 | 221112 | -72.597 | 41.5526 | 2140 | 125 | 120 |  | 177 | N | Natural Gas, Distillate Fuel Oil | Y | N | N | 9999 | N | 56798_G_U1;56798_G_ST | Combined Cycle |  | 4960.1406 | 7118
56798_G_U2 | CT | 09007 | KLEEN ENERGY SYSTEM PROJECT | Kleen Energy Systems Project | 14622911 | 88745113 | 56798 | U2 | 56798 | U2 | T104P0246C08070 | P0133 | 3.99 | 3.4003 | 26.8451 | 8.703 | 8.703 | 2.467 | 2.04 | 2022 | 215 | 18.5 | 173 | 16856.0003 | 62.7078 | 221112 | -72.597 | 41.5526 | 2140 | 125 | 120 |  | 177 | N | Natural Gas, Distillate Fuel Oil | Y | N | N | 9999 | N |  | Combined Cycle |  | 4591.2598 | 7118
57068_G_12 | CT | 09007 | MIDDLETOWN POWER LLC | GenConn Middletown LLC | 715711 | 99518713 | 562 | 12 | 57068 | 12 | T104P0024C07741 | P0144-Y2011 | 0.304 | 0.042468 | 0.0525 | 0.092846 | 0.092846 | 0.0043 | 0.014779 | 2022 | 213 | 12 | 839 | 10780.6668 | 95.3221 | 221112 | -72.5798 | 41.5547 | 475 | 125 | 120 |  | 46.9 | N | Natural Gas, Distillate Fuel Oil | Y | N | N | 9999 | N |  | Combustion Turbine |  | 44.01 | 11284
57068_G_13 | CT | 09007 | MIDDLETOWN POWER LLC | GenConn Middletown LLC | 715711 | 99518613 | 562 | 13 | 57068 | 13 | T104P0024C07741 | P0145-Y2011 | 0.444 | 0.06181 | 0.0816 | 0.17579 | 0.17579 | 0.0069 | 0.027088 | 2022 | 213 | 12 | 839 | 10780.6668 | 95.3221 | 221112 | -72.5798 | 41.5547 | 475 | 125 | 120 |  | 46.9 | N | Natural Gas, Distillate Fuel Oil | Y | N | N | 9999 | N |  | Combustion Turbine |  | 69.64 | 11286
57068_G_14 | CT | 09007 | MIDDLETOWN POWER LLC | GenConn Middletown LLC | 715711 | 99518513 | 562 | 14 | 57068 | 14 |  |  | 0.171 | 0.045818 | 0.0333 | 0.15958 | 0.15958 | 0.0046 | 0.015181 |  | 213 | 12 | 839 | 10780.6668 | 95.3221 | 221112 | -72.5798 | 41.5547 |  | 125 | 120 |  | 46.9 | N | Natural Gas, Distillate Fuel Oil | Y | N | N | 9999 | N |  | Combustion Turbine |  | 47.65 | 11286
57068_G_15 | CT | 09007 | MIDDLETOWN POWER LLC | GenConn Middletown LLC | 715711 | 99518413 | 562 | 15 | 57068 | 15 | T104P0024C07741 | P0147-Y2011 | 0.31 | 0.055495 | 0.0759 | 0.072782 | 0.072782 | 0.0063 | 0.018347 | 2022 | 213 | 12 | 839 | 10780.6668 | 95.3221 | 221112 | -72.5798 | 41.5547 | 475 | 125 | 120 |  | 46.9 | N | Natural Gas, Distillate Fuel Oil | Y | N | N | 9999 | N |  | Combustion Turbine |  | 62.17 | 11286
6156_B_NHB1 | CT | 09009 | New Haven Harbor Station (GB II New Haven LLC) | New Haven Harbor | 643411 | 46449613 | 6156 | NHB1 | 6156 | NHB1 | T117P0551C08859 | P0031 | 10.5624 | 1.6348 | 27.0673 | 3.3915 | 3.2981 | 36.774 | 2.3012 | 2022 | 389 | 18.5 | 250 | 20282.667 | 75.4252 | 221112 | -72.903 | 41.2892 | 4270 | 125 | 100 |  | 433 | N | Natural Gas | Y | N | N | 9999 | N |  | O/G Steam |  | 286.87 | 12988
540_G_UN10 | CT | 09009 | Connecticut Jet Power LLC, Branford Substation | Branford | 16708311 | 107730213 | 540 | 10 | 540 | UN10 | T014P0004C07741 | R0008 | 0.0043915 |  | 0.9487 | 0.00011139 | 0.00011139 | 0.0020161 | 0.00054611 | 2022 | 33 | 12.6 | 700 | 10466.6668 | 83.9078 | 221112 | -72.7935 | 41.2926 | 284 | 125 | 120 |  | 17.4 | N | Distillate Fuel Oil | Y | N | N | 9999 | N |  | Combustion Turbine |  | 11.31 | 13749
544_G_10 | CT | 09009 | DEVON POWER, LLC | Devon Station | 590011 | 46136913 | 544 | 10 | 544 | 10 | T105P0014C07741 | P0026 | 0.17629 |  | 4.1386 | 0.054244 | 0.054244 | 0.0068483 | 0.001855 | 2022 | 40 | 12.5 | 855 | 9604.1668 | 78.2618 | 221112 | -73.1086 | 41.2085 | 266 | 125 | 120 |  | 14.4 | N | Distillate Fuel Oil | Y | N | N | 9999 | N |  | Combustion Turbine |  | 29.99 | 10783
544_G_11 | CT | 09009 | DEVON POWER, LLC | Devon Station | 590011 | 46136613 | 544 | 11 | 544 | 11 | T105P0014C07741 | P0040 | 0.1437 |  | 10.373 | 0.056049 | 0.056049 | 0.3287 | 0.0036805 | 2022 | 43 | 5.8 | 841 | 7660.1668 | 289.9297 | 221112 | -73.1086 | 41.2085 | 400 | 125 | 120 |  | 29.2 | N | Natural Gas, Distillate Fuel Oil | Y | N | N | 9999 | N |  | Combustion Turbine |  | 45 | 10782
544_G_12 | CT | 09009 | DEVON POWER, LLC | Devon Station | 590011 | 46136113 | 544 | 12 | 544 | 12 | T105P0014C07741 | P0041 | 0.094451 |  | 6.7096 | 0.039822 | 0.039822 | 0.2072 | 0.0035525 | 2022 | 43 | 5.8 | 841 | 7660.1668 | 289.9297 | 221112 | -73.1086 | 41.2085 | 285 | 125 | 120 |  | 29.2 | N | Natural Gas, Distillate Fuel Oil | Y | N | N | 9999 | N |  | Combustion Turbine |  | 29.64 | 10783
544_G_13 | CT | 09009 | DEVON POWER, LLC | Devon Station | 590011 | 46136513 | 544 | 13 | 544 | 13 | T105P0014C07741 | P0042 | 0.12235 |  | 9.544 | 0.039863 | 0.039863 | 0.3035 | 0.0050058 | 2022 | 43 | 5.8 | 841 | 7660.1668 | 289.9297 | 221112 | -73.1086 | 41.2085 | 285 | 125 | 120 |  | 29.9 | N | Natural Gas, Distillate Fuel Oil | Y | N | N | 9999 | N |  | Combustion Turbine |  | 41.35 | 10782
544_G_14 | CT | 09009 | DEVON POWER, LLC | Devon Station | 590011 | 46136213 | 544 | 14 | 544 | 14 | T105P0014C07741 | P0043 | 0.16971 |  | 11.5244 | 0.072356 | 0.072356 | 0.3673 | 0.0046964 | 2022 | 43 | 5.8 | 841 | 7660.1668 | 289.9297 | 221112 | -73.1086 | 41.2085 | 285 | 125 | 120 |  | 29.7 | N | Natural Gas, Distillate Fuel Oil | Y | N | N | 9999 | N |  | Combustion Turbine |  | 49.86 | 10782
55126_G_CA01 | CT | 09009 | MILFORD POWER CO, LLC | Milford Power Project | 2708911 | 40857913 | 55126 | CT01 | 55126 | CA01 | T105P0251C07780 | P0068 | 11.3 | 23.1 | 45.1587 | 21.2647 | 21.2647 | 4.3987 | 3.82 | 2022 | 135 | 18 | 220 | 16163.9336 | 63.5203 | 221112 | -73.0996 | 41.2232 | 2140 | 125 | 120 |  | 270.7 | N | Natural Gas | Y | N | N | 9999 | N |  | Combined Cycle |  | 8124.0396 | 7328
55126_G_CA02 | CT | 09009 | MILFORD POWER CO, LLC | Milford Power Project | 2708911 | 40857713 | 55126 | CT02 | 55126 | CA02 | T105P0251C07780 | P0069 | 5.56 | 25.9 | 40.9853 | 22.8849 | 22.8849 | 3.8776 | 3.38 | 2022 | 135 | 18 | 220 | 16163.9336 | 63.4946 | 221112 | -73.0996 | 41.2236 | 2140 | 125 | 120 |  | 263.6 | N | Natural Gas | Y | N | N | 9999 | N |  | Combined Cycle |  | 7583.5996 | 7337
55517_G_CTG1 | CT | 09009 | Wallingford Energy LLC | Wallingford Energy | 14624011 | 88753913 | 55517 | CT01 | 55517 | CTG1 | T189P0114C08691 | P0194 | 0.392 | 0.14 | 0.5805 | 0.22498 | 0.22498 | 0.0237 | 0.16529 | 2022 | 100 | 12 | 753 | 8652.1168 | 76.5015 | 221112 | -72.8356 | 41.4475 | 461 | 125 | 120 |  | 46.5 | N | Natural Gas | Y | N | N | 9999 | N |  | Combustion Turbine |  | 242.8899 | 10824
55517_G_CTG2 | CT | 09009 | Wallingford Energy LLC | Wallingford Energy | 14624011 | 88754013 | 55517 | CT02 | 55517 | CTG2 | T189P0114C08691 | P0195 | 0.643 | 0.143 | 0.7704 | 0.57834 | 0.57834 | 0.0337 | 0.23393 | 2022 | 100 | 12 | 753 | 8652.1168 | 76.5015 | 221112 | -72.8356 | 41.4475 | 461 | 125 | 120 |  | 45.3 | N | Natural Gas | Y | N | N | 9999 | N |  | Combustion Turbine |  | 343.6899 | 10824
55517_G_CTG3 | CT | 09009 | Wallingford Energy LLC | Wallingford Energy | 14624011 | 88754113 | 55517 | CT03 | 55517 | CTG3 | T189P0114C08691 | P0196 | 0.53 | 0.25 | 0.6307 | 0.32651 | 0.32651 | 0.0243 | 0.18084 | 2022 | 100 | 12 | 753 | 8652.1168 | 76.5015 | 221112 | -72.8356 | 41.4475 | 461 | 125 | 120 |  | 46.1 | N | Natural Gas | Y | N | N | 9999 | N |  | Combustion Turbine |  | 257.74 | 10824
55517_G_CTG4 | CT | 09009 | Wallingford Energy LLC | Wallingford Energy | 14624011 | 88754213 | 55517 | CT04 | 55517 | CTG4 | T189P0114C08691 | P0197 | 0.384 | 0.23 | 0.5765 | 0.36432 | 0.36432 | 0.0259 | 0.18736 | 2022 | 100 | 12 | 753 | 8652.1168 | 76.5015 | 221112 | -72.8356 | 41.4475 | 461 | 125 | 120 |  | 45.7 | N | Natural Gas | Y | N | N | 9999 | N |  | Combustion Turbine |  | 266.8 | 10824
55517_G_CTG5 | CT | 09009 | Wallingford Energy LLC | Wallingford Energy | 14624011 | 88754313 | 55517 | CT05 | 55517 | CTG5 | T189P0114C08691 | P0198 | 0.573 | 0.16 | 0.7989 | 0.36539 | 0.36539 | 0.0348 | 0.24993 | 2022 | 100 | 12 | 753 | 8652.1168 | 76.5015 | 221112 | -72.8356 | 41.4475 | 461 | 125 | 120 |  | 46.1 | N | Natural Gas | Y | N | N | 9999 | N |  | Combustion Turbine |  | 363.48 | 10824
55517_G_CTG6 | CT | 09009 | Wallingford Energy LLC | Wallingford Energy | 14624011 | 125574413 | 55517 | CT06 | 55517 | CTG6 | T189P0114C08691 | P0246 | 0.269 | 0.104 | 0.59 | 0.24888 | 0.24888 | 0.0291 | 0.031091 | 2022 | 100 | 12 | 762 | 9515.6835 | 84.1032 | 221112 | -72.8356 | 41.4475 | 473 | 125 | 120 |  | 47.4 | N | Natural Gas | Y | N | N | 9999 | N |  | Combustion Turbine |  | 301.8 | 10745
55517_G_CTG7 | CT | 09009 | Wallingford Energy LLC | Wallingford Energy | 14624011 | 125574513 | 55517 | CT07 | 55517 | CTG7 | T189P0114C08691 | P0247 | 0.256 | 0.0934 | 0.7219 | 0.23816 | 0.23816 | 0.0309 | 0.026374 | 2022 | 100 | 8 | 762 | 9515.6835 | 189.2323 | 221112 | -72.8356 | 41.4475 | 473 | 125 | 120 |  | 46.2 | N | Natural Gas | Y | N | N | 9999 | N |  | Combustion Turbine |  | 328.4901 | 10745
56047_G_CTG1 | CT | 09009 | TOWANTIC ENERGY LLC | CPV Towantic Energy Center | 18867011 | 134853713 | 56047 | 1 | 56047 | CTG1 | T144P0014C08677 | P0023 | 3.203 | 13.5649 | 46.6769 | 8.3729 | 8.3729 | 4.8484 | 0.31203 | 2022 | 150 | 22 | 170 | 11055.4502 | 29.0714 | 221112 | -73.123 | 41.4832 | 3510 | 125 | 120 |  | 259.3 | N | Natural Gas, Distillate Fuel Oil | Y | N | N | 9999 | N |  | Combined Cycle |  | 6807.6006 | 7050
56047_G_CTG2 | CT | 09009 | TOWANTIC ENERGY LLC | CPV Towantic Energy Center | 18867011 | 134853813 | 56047 | 2 | 56047 | CTG2 | T144P0014C08677 | P0024 | 3.6092 | 9.6773 | 45.7435 | 20.8633 | 20.8633 | 5.0133 | 0.33279 | 2022 | 150 | 22 | 170 | 11055.4502 | 29.0714 | 221112 | -73.123 | 41.4832 | 3510 | 125 | 120 |  | 251.8 | N | Natural Gas, Distillate Fuel Oil | Y | N | N | 9999 | N |  | Combined Cycle |  | 7109.1592 | 7050
56629_G_10 | CT | 09009 | WATERBURY GENERATION, LLC | Waterbury Generation | 15588211 | 99539613 | 56629 | 10 | 56629 | 10 | T192P0005C08468 | P0300-Y2011 | 1.059 | 0.887 | 2.5023 | 1.1622 | 1.1622 | 0.1163 | 0.24 | 2022 | 125 | 13.5 | 723 | 13669.7002 | 95.4996 | 221112 | -73.0416 | 41.5444 | 886 | 125 | 120 |  | 96 | N | Natural Gas, Distillate Fuel Oil | Y | N | N | 9999 | N |  | Combustion Turbine |  | 606.6102 | 10745
57070_G_15 | CT | 09009 | DEVON POWER, LLC | GenConn Devon LLC | 590011 | 99521413 | 544 | 15 | 57070 | 15 | T105P0014C07741 | P0098-Y2011 | 0.0094255 | 0.023727 | 0.0392 | 0.069541 | 0.069541 | 0.0025 | 0.0074252 | 2022 | 217 | 12 | 830 | 10780.6668 | 95.3221 | 221112 | -73.1086 | 41.2085 | 475 | 125 | 120 |  | 49 | N | Natural Gas, Distillate Fuel Oil | Y | N | N | 9999 | N |  | Combustion Turbine |  | 24.3 | 10745
57070_G_16 | CT | 09009 | DEVON POWER, LLC | GenConn Devon LLC | 590011 | 99521313 | 544 | 16 | 57070 | 16 | T105P0014C07741 | P0099-Y2011 | 0.0019907 | 0.040705 | 0.0586 | 0.082545 | 0.082545 | 0.0044 | 0.013254 | 2022 | 217 | 12 | 830 | 10780.6668 | 95.3221 | 221112 | -73.1086 | 41.2085 | 475 | 125 | 120 |  | 49 | N | Natural Gas, Distillate Fuel Oil | Y | N | N | 9999 | N |  | Combustion Turbine |  | 46.04 | 10745
57070_G_17 | CT | 09009 | DEVON POWER, LLC | GenConn Devon LLC | 590011 | 99521513 | 544 | 17 | 57070 | 17 | T105P0014C07741 | P0100-Y2011 | 0.0023599 | 0.055577 | 0.0655 | 0.17309 | 0.17309 | 0.0054 | 0.015918 | 2022 | 217 | 12 | 830 | 10780.6668 | 95.3221 | 221112 | -73.1086 | 41.2085 | 475 | 125 | 120 |  | 49 | N | Natural Gas, Distillate Fuel Oil | Y | N | N | 9999 | N |  | Combustion Turbine |  | 50.68 | 10745
57070_G_18 | CT | 09009 | DEVON POWER, LLC | GenConn Devon LLC | 590011 | 99521613 | 544 | 18 | 57070 | 18 | T105P0014C07741 | P0101-Y2011 | 0.0014664 | 0.025145 | 0.0487 | 0.069396 | 0.069396 | 0.0032 | 0.009891 | 2022 | 217 | 12 | 830 | 10780.6668 | 95.3221 | 221112 | -73.1086 | 41.2085 | 475 | 125 | 120 |  | 49 | N | Natural Gas, Distillate Fuel Oil | Y | N | N | 9999 | N |  | Combustion Turbine |  | 32.22 | 10745
6156_G_2 | CT | 09009 | New Haven Harbor Station (GB II New Haven LLC) | New Haven Harbor | 643411 | 107238213 | 6156 | NHHS2 | 6156 | 2 | T117P0551C08859 | P0373 | 0.6405 | 0.17286 | 0.564 | 0.087537 | 0.087537 | 0.0129 | 0.10497 | 2022 | 130 | 11.29 | 758 | 7260.0001 | 72.491 | 221112 | -72.9035 | 41.2855 | 484 | 125 | 120 |  | 43.2 | N | Natural Gas, Distillate Fuel Oil | Y | N | N | 9999 | N |  | Combustion Turbine |  | 97.14 | 13513
6156_G_3 | CT | 09009 | New Haven Harbor Station (GB II New Haven LLC) | New Haven Harbor | 643411 | 107238013 | 6156 | NHHS3 | 6156 | 3 | T117P0551C08859 | P0374 | 0.82785 | 0.15817 | 0.3669 | 0.085162 | 0.085162 | 0.0132 | 0.097985 | 2022 | 130 | 11.29 | 758 | 7260.0001 | 72.491 | 221112 | -72.9035 | 41.2855 | 484 | 125 | 120 |  | 43.2 | N | Natural Gas, Distillate Fuel Oil | Y | N | N | 9999 | N |  | Combustion Turbine |  | 96.03 | 13512
6156_G_4 | CT | 09009 | New Haven Harbor Station (GB II New Haven LLC) | New Haven Harbor | 643411 | 107238113 | 6156 | NHHS4 | 6156 | 4 | T117P0551C08859 | P0375 | 0.26155 | 0.071703 | 0.2681 | 0.14092 | 0.14092 | 0.0232 | 0.067967 | 2022 | 130 | 11.29 | 758 | 7260.0001 | 72.491 | 221112 | -72.9035 | 41.2855 | 484 | 125 | 120 |  | 43.2 | N | Natural Gas, Distillate Fuel Oil | Y | N | N | 9999 | N |  | Combustion Turbine |  | 66.29 | 13512
6635_G_4 | CT | 09009 | PIERCE GENERATING STATION (Wallingford) | A L Pierce | 14624411 | 88754513 | 6635 | AP-1 | 6635 | 4 | T189P0114C08855 | P0234 | 1.676 |  | 0.7857 | 0.17471 | 0.17471 | 0.0122 | 0.037076 | 2022 | 125 | 16.6 | 951 | 27956.7505 | 129.1757 | 221112 | -72.8344 | 41.4475 | 1220 | 125 | 120 |  | 74.1 | N | Natural Gas, Distillate Fuel Oil | Y | N | N | 9999 | N |  | Combustion Turbine |  | 45 | 11843
546_B_5 | CT | 09011 | MONTVILLE POWER, LLC | Montville Station | 552611 | 48259613 | 546 | 5 | 546 | 5 | T107P0005C07741 | R0017 | 11.1262 | 1.8069 | 35.5881 | 2.6149 | 2.6149 | 65.9332 | 2.0554 | 2022 | 250 | 11.3 | 300 | 5833.3334 | 58.1661 | 221112 | -72.1003 | 41.4293 | 945 | 125 | 100 |  | 81 | N | Natural Gas, Residual Fuel Oil | Y | N | N | 9999 | N |  | O/G Steam |  | 1020.1299 | 12434
546_B_6 | CT | 09011 | MONTVILLE POWER, LLC | Montville Station | 552611 | 48259513 | 546 | 6 | 546 | 6 | T107P0005C07741 | R0020 | 13.3887 | 2.1422 | 56.4144 | 15.4165 | 15.4057 | 108.9342 | 2.0027 | 2022 | 390 | 18 | 600 | 30333.3339 | 119.2025 | 221112 | -72.1003 | 41.4293 | 4660 | 125 | 100 |  | 410 | N | Residual Fuel Oil | Y | N | N | 9999 | N |  | O/G Steam |  | 450.1001 | 12513
54758_B_BW1 | CT | 09011 | WHEELABRATOR LISBON INC | Wheelabrator Lisbon | 8501611 | 962013 |  |  | 54758 | BW1 | T093P0014C08786 | P0008 | 7.2018 | 2.65 | 119.1547 | 6.4521 | 6.4521 | 6.2003 | 0.26073 | 2022 | 266 | 5.7 | 270 | 876.7 | 34.3567 | 562213 | -72.0417 | 41.5854 | 116 | 103 | 270 |  | 7 | N | MSW | N | Y | N | 9999 | N |  | Municipal Solid Waste |  |  | 18362
54758_B_BW2 | CT | 09011 | WHEELABRATOR LISBON INC | Wheelabrator Lisbon | 8501611 | 961813 |  |  | 54758 | BW2 | T093P0014C08786 | P0009 | 9.4512 | 1.5512 | 117.1572 | 4.8066 | 4.8066 | 4.6904 | 0.3074 | 2022 | 266 | 5.7 | 270 | 876.7 | 34.3567 | 562213 | -72.0416 | 41.5843 | 116 | 103 | 270 |  | 7 | N | MSW | N | Y | N | 9999 | N |  | Municipal Solid Waste |  |  | 18362
10646_B_BLR1 | CT | 09011 | COVANTA SOUTHEASTERN CT CO | Covanta Southeastern Connecticut Company | 754611 | 46284313 |  |  | 10646 | BLR1 | T150P0012C06032 | P0001 | 26.6571 | 3.0498 | 160.4782 | 5.7895 | 2.8983 | 9.9738 | 0.13933 | 2022 | 240 | 9.3 | 260 | 2176.6667 | 32.0432 | 562213 | -72.0671 | 41.4753 | 144 | 103 | 270 |  | 8.2 | N | MSW | N | Y | N | 9999 | N |  | Municipal Solid Waste |  |  | 20141
10646_B_BLR2 | CT | 09011 | COVANTA SOUTHEASTERN CT CO | Covanta Southeastern Connecticut Company | 754611 | 46284413 |  |  | 10646 | BLR2 | T150P0012C06032 | P0002 | 34.6301 | 2.0051 | 148.6314 | 7.6561 | 2.8354 | 9.3554 | 0.26912 | 2022 | 240 | 9.3 | 260 | 2176.6667 | 32.0432 | 562213 | -72.0671 | 41.4753 | 144 | 103 | 270 |  | 8.2 | N | MSW | N | Y | N | 9999 | N |  | Municipal Solid Waste |  |  | 20141
546_G_10 | CT | 09011 | MONTVILLE POWER, LLC | Montville Station | 552611 | 48259413 |  |  | 546 | 10 | T107P0005C07741 | R0021 | 0.094514 | 0 | 1.5191 | 0.062817 | 0.062817 | 0.00099756 | 0.13398 | 2022 | 24 | 3.5 | 900 | 415 | 43.1342 | 221112 | -72.1003 | 41.4293 | 30 | 125 | 160 |  | 2.7 | N | Distillate Fuel Oil | N | N | N | 9999 | N |  | Combustion Turbine |  |  | 11367
546_G_11 | CT | 09011 | MONTVILLE POWER, LLC | Montville Station | 552611 | 48259213 |  |  | 546 | 11 | T107P0005C07741 | R0022 | 0.095319 | 0 | 1.2323 | 0.053072 | 0.053072 | 0.00084281 | 0.1132 | 2022 | 24 | 3.5 | 900 | 415 | 43.1342 | 221112 | -72.1003 | 41.4293 | 30 | 125 | 160 |  | 2.7 | N | Distillate Fuel Oil | N | N | N | 9999 | N |  | Combustion Turbine |  |  | 11422
557_G_10 | CT | 09011 | Tunnel Station | Tunnel | 16708111 | 107730013 | 557 | 10 | 557 | 10 | T150P0001C08542 | R0001 | 0.003537 |  | 0.234 | 0.012703 | 0.012703 | 0.00054128 | 0.00054306 | 2022 | 33 | 12.6 | 700 | 10466.6668 | 83.9078 | 221112 | -72.0419 | 41.5532 | 230 | 125 | 120 |  | 16.5 | N | Distillate Fuel Oil | Y | N | N | 9999 | N |  | Combustion Turbine |  | 3.68 | 14168
581_G_5 | CT | 09011 | NORWICH PUBLIC UTIL/ELECT | North Main Street | 16708211 | 107730113 | 581 | TRBINE | 581 | 5 | T139P0105C06101 | R0137 | 0.0090192 |  | 2.419 | 0.032563 | 0.032563 | 0.023187 | 0.0011206 | 2022 | 38 | 10.4 | 740 | 7707.9334 | 90.6998 | 221112 | -72.0636 | 41.5249 | 249 | 125 | 120 |  | 15.3 | N | Distillate Fuel Oil | Y | N | N | 9999 | N |  | Combustion Turbine |  | 16.19 | 12986
56847_B_Boil | CT | 09015 | PLAINFIELD RENEWABLE ENRGY LLC | Plainfield Renewable Energy LLC | 16734111 | 107797313 |  |  | 56847 | Boil | T145P0074C08464 | P0049 | 19.82 | 1.59 | 52.26 | 7.294 | 7.294 | 0.01 | 1.3148 | 2022 | 155 | 9 | 253 | 3443.0834 | 54.1 | 221118 | -71.9244 | 41.6639 | 523 | 125 | 100 |  | 38 | N | Biomass | N | N | N | 9999 | N | 56847_B_Boil;56847_G_STG | Biomass |  |  | 14587
55149_G_U1 | CT | 09015 | LAKE ROAD GENERATING CO, LLC | Lake Road Generating Plant | 844711 | 46197013 | 55149 | LRG1 | 55149 | U1 | T089P0080C07442 | P0067 | 15.04 | 18.78 | 45.2407 | 19.6534 | 19.6534 | 3.9633 | 4.12 | 2022 | 165 | 18 | 196 | 13240.6169 | 52.0323 | 221112 | -71.8956 | 41.8725 | 2280 | 125 | 120 |  | 278 | N | Natural Gas | Y | N | N | 9999 | N |  | Combined Cycle |  | 8424.5303 | 7412
55149_G_U2 | CT | 09015 | LAKE ROAD GENERATING CO, LLC | Lake Road Generating Plant | 844711 | 46197113 | 55149 | LRG2 | 55149 | U2 | T089P0080C07442 | P0068 | 11.3 | 27.4 | 48.7523 | 14.3504 | 14.3504 | 4.1652 | 5.9 | 2022 | 165 | 18 | 196 | 13240.6169 | 52.0323 | 221112 | -71.8956 | 41.8725 | 2280 | 125 | 120 |  | 277.9 | N | Natural Gas | Y | N | N | 9999 | N |  | Combined Cycle |  | 8572.6504 | 7434
55149_G_U3 | CT | 09015 | LAKE ROAD GENERATING CO, LLC | Lake Road Generating Plant | 844711 | 46197213 | 55149 | LRG3 | 55149 | U3 | T089P0080C07442 | P0069 | 16 | 9.9 | 39.5425 | 19.4941 | 19.4941 | 3.8666 | 5.8 | 2022 | 165 | 18 | 196 | 13240.6169 | 52.0323 | 221112 | -71.8956 | 41.8725 | 2280 | 125 | 120 |  | 272.9 | N | Natural Gas | Y | N | N | 9999 | N |  | Combined Cycle |  | 8442.3496 | 7408
10030_G_KD-1 | DE | 10001 | ENERGY CENTER DOVER, LLC | Energy Center Dover | 753811 | 46292413 | 10030 | 2 | 10030 | KD-1 | 1000100127 | 002 | 5.57 | 0.22 | 2.6017 | 1.948 | 1.948 | 0.1858 | 1.07 | 2022 | 100 | 10 | 481 | 6933.0001 | 88.3 | 221112 | -75.5471 | 39.1492 | 500 | 125 | 120 |  | 44 | N | Natural Gas | Y | N | N | 9999 | N |  | Combined Cycle | 1686 | 1713.2897 | 7517
10030_G_KD-2 | DE | 10001 | ENERGY CENTER DOVER, LLC | Energy Center Dover | 753811 | 46292313 | 10030 | 3 | 10030 | KD-2 | 1000100127 | 003 | 22.8 |  | 14.5171 | 1.215 | 1.215 | 0.0969 | 0.66308 | 2022 | 100 | 12 | 481 | 6933.0001 | 61.3 | 221112 | -75.5474 | 39.1493 | 500 | 125 | 120 |  | 44 | N | Natural Gas, Distillate Fuel Oil | Y | N | N | 9999 | N |  | Combustion Turbine | 50 | 934.1201 | 10745
7318_G_1 | DE | 10001 | VanSant Generating Station | Van Sant Station | 2800411 | 41318913 | 7318 | **11 | 7318 | 1 | 1000100076 | 001 | 0.87109 |  | 1.4133 | 0.0055622 | 0.0043134 | 0.0092 | 0.022351 | 2022 | 70 | 12.59 | 1085 | 13271.6669 | 103.6 | 221112 | -75.5482 | 39.1452 | 506 | 125 | 120 |  | 44.4 | N | Natural Gas, Distillate Fuel Oil | Y | N | N | 9999 | N |  | Combustion Turbine | 23 | 55.54 | 13368
56430_G_1C | DE | 10001 | Ameresco Delaware Energy-Central | Ameresco Delaware Central | 16812111 | 108717313 |  |  | 56430 | 1C | 1000100247 | 001 | 35.37 |  | 7.08 | 2.01 | 2.01 | 1.5 | 4.5 | 2022 | 32.5 | 1.09 | 868 | 133.0333 | 142.5665 | 221112 | -75.7244 | 39.0432 | 1060 | 125 | 160 |  | 1 | N | Landfill Gas | N | N | N | 9999 | N |  | Landfill Gas | 7300 |  | 13500
56430_G_2C | DE | 10001 | Ameresco Delaware Energy-Central | Ameresco Delaware Central | 16812111 | 108717513 |  |  | 56430 | 2C | 1000100247 | 002 | 30.3 |  | 6.07 | 1.72 | 1.72 | 1.28 | 3.51 | 2022 | 32.5 | 1.09 | 868 | 133.0333 | 142.5665 | 221112 | -75.7244 | 39.0432 | 1060 | 125 | 160 |  | 1 | N | Landfill Gas | N | N | N | 9999 | N |  | Landfill Gas | 6254 |  | 13500
56430_G_3C | DE | 10001 | Ameresco Delaware Energy-Central | Ameresco Delaware Central | 16812111 | 108717413 |  |  | 56430 | 3C | 1000100247 | 003 | 30.82 |  | 6.17 | 1.75 | 1.75 | 1.32 | 3.73 | 2022 | 32.5 | 1.09 | 868 | 133.0333 | 142.5665 | 221112 | -75.7243 | 39.0432 | 1060 | 125 | 160 |  | 1 | N | Landfill Gas | N | N | N | 9999 | N |  | Landfill Gas | 6361 |  | 13500
56430_G_4C | DE | 10001 | Ameresco Delaware Energy-Central | Ameresco Delaware Central | 16812111 | 113545613 |  |  | 56430 | 4C | 1000100247 | 004 | 30.98 |  | 6.2 | 1.66 | 1.66 | 1.53 | 3.5 | 2022 | 32.5 | 1.09 | 868 | 133.0333 | 142.5665 | 221112 | -75.7243 | 39.0432 | 1060 | 125 | 160 |  | 1 | N | Landfill Gas | N | N | N | 9999 | N |  | Landfill Gas | 6395 |  | 13500
56430_G_5C | DE | 10001 | Ameresco Delaware Energy-Central | Ameresco Delaware Central | 16812111 | 113545713 |  |  | 56430 | 5C | 1000100247 | 005 | 29.06 |  | 5.82 | 1.56 | 1.56 | 1.47 | 3.4 | 2022 | 32.5 | 1.09 | 868 | 133.0333 | 142.5665 | 221112 | -75.7243 | 39.0432 | 1060 | 125 | 160 |  | 1 | N | Landfill Gas | N | N | N | 9999 | N |  | Landfill Gas | 5999 |  | 13500
57349_G_CTG1 | DE | 10001 | Garrison Energy Center | Garrison Energy Center LLC | 17744711 | 123413913 | 57349 | 1 | 57349 | CTG1 | 1000100245 | 001 | 6.52 | 1.5 | 35.7874 | 22.2609 | 22.2609 | 2.6598 | 1.17 | 2022 | 180 | 18 | 208 | 18907.047 | 74.3 | 221112 | -75.4994 | 39.1872 | 2260 | 125 | 140 |  | 186 | N | Natural Gas, Distillate Fuel Oil | Y | N | N | 9999 | N | 57349_G_CTG1;57349_G_STG2 | Combined Cycle | 5070 | 5159.2402 | 7050
7962_G_001 | DE | 10001 | WARREN F BEASLEY POWER STATION | Warren F Sam Beasley Generation Station | 2424211 | 40256813 | 7962 | 1 | 7962 | 001 | 1000100152 | 001 | 13.096 | 1.64 | 2.4137 | 1.3561 | 1.3561 | 0.0637 | 0.24444 | 2022 | 50 | 12 | 750 | 10433.3335 | 92.3 | 221112 | -75.6236 | 39.2808 | 50 | 125 | 120 | 139&217 | 48 | N | Natural Gas, Distillate Fuel Oil | Y | N | N | 9999 | N |  | Combustion Turbine | 460 | 579.16 | 10916
7962_G_002 | DE | 10001 | WARREN F BEASLEY POWER STATION | Warren F Sam Beasley Generation Station | 2424211 | 108722713 | 7962 | 2 | 7962 | 002 | 1000100152 | 004 | 20.786 | 1.273 | 2.6543 | 1.6802 | 1.6802 | 0.0921 | 0.42968 | 2022 | 50 | 11 | 750 | 10433.3335 | 109.7862 | 221112 | -75.6236 | 39.2808 | 50 | 125 | 120 |  | 50 | N | Natural Gas, Distillate Fuel Oil | Y | N | N | 9999 | N |  | Combustion Turbine | 807 | 907.8298 | 10916
52193_B_BLR2 | DE | 10003 | Delaware City Refinery | Delaware City Plant | 588311 | 46180313 | 52193 | DCPP2 | 52193 | BLR2 | 1000300016 | 069 | 3.18 | 0.62851 | 26.2 | 15.88 | 15.88 | 4.22 | 1.33 | 2022 | 500 | 20 | 250 | 12808.8335 | 40.8 | 32411 | -75.6342 | 39.5953 | 716 | 126 | 999 |  | 25 | Y | Fossil Waste | N | Y | N | 9999 | N |  | Fossil Waste | 8760 |  | 5291
52193_B_BLR3 | DE | 10003 | Delaware City Refinery | Delaware City Plant | 588311 | 46161313 | 52193 | DCPP3 | 52193 | BLR3 | 1000300016 | 070 | 8.58 | 0.47547 | 83.15 | 14.36 | 14.36 | 8.39 | 0.7 | 2022 | 500 | 20 | 250 | 12808.8335 | 40.8 | 32411 | -75.6342 | 39.5953 | 618 | 126 | 999 |  | 27 | Y | Fossil Waste | N | Y | N | 9999 | N |  | Fossil Waste | 8760 |  | 5291
52193_B_BLR4 | DE | 10003 | Delaware City Refinery | Delaware City Plant | 588311 | 46161413 | 52193 | DCPP4 | 52193 | BLR4 | 1000300016 | 067 | 10.2819 | 5.0064 | 82.1499 | 0.81354 | 0.67273 | 9.9542 | 0.6732 | 2022 | 500 | 20 | 250 | 12808.8335 | 40.8 | 32411 | -75.6342 | 39.5953 | 737 | 126 | 999 |  | 33 | Y | Fossil Waste | Y | N | N | 9999 | N |  | Fossil Waste | 8760 | 8337.6494 | 5291
593_B_3 | DE | 10003 | EDGE MOOR ENERGY CENTER | Edge Moor | 827811 | 46233113 | 593 | 3 | 593 | 3 | 1000300007 | 002 | 6.9181 | 0.92241 | 20.0696 | 0.14989 | 0.12395 | 0.1716 | 1.5854 | 2022 | 220 | 14.2 | 225 | 6651.4428 | 42 | 221112 | -75.5038 | 39.7384 | 983 | 125 | 100 |  | 86 | N | Natural Gas, Residual Fuel Oil | Y | N | N | 9999 | N |  | O/G Steam |  | 1410.4098 | 11893
593_B_4 | DE | 10003 | EDGE MOOR ENERGY CENTER | Edge Moor | 827811 | 46232713 | 593 | 4 | 593 | 4 | 1000300007 | 003 | 10.8331 | 1.4444 | 22.4966 | 0.23472 | 0.19409 | 0.2788 | 2.4826 | 2022 | 220 | 14.2 | 225 | 14253.0917 | 90 | 221112 | -75.5031 | 39.7382 | 1790 | 125 | 100 | 205 | 174 | N | Natural Gas, Residual Fuel Oil | Y | N | N | 9999 | N |  | O/G Steam | 1110 | 1109.8302 | 11627
593_B_5 | DE | 10003 | EDGE MOOR ENERGY CENTER | Edge Moor | 827811 | 46233313 | 593 | 5 | 593 | 5 | 1000300007 | 004 | 101.6432 | 3.9246 | 91.3847 | 5.793 | 4.6922 | 52.6298 | 7.0932 | 2022 | 275 | 21.1 | 275 | 23777.3639 | 68 | 221112 | -75.5031 | 39.7378 | 4550 | 125 | 100 |  | 450 | N | Natural Gas, Residual Fuel Oil | Y | N | N | 9999 | N |  | O/G Steam | 48 | 1666.8401 | 11463
52193_G_CT1 | DE | 10003 | Delaware City Refinery | Delaware City Plant | 588311 | 46178313 | 52193 | MECCU1 | 52193 | CT1 | 1000300016 | 527 | 5.26 |  | 18.14 | 7.68 | 7.68 | 1.4325 | 1.89 | 2022 | 160 | 13 | 275 | 10550.0002 | 79.5 | 32411 | -75.6325 | 39.5964 | 780 | 126 | 999 |  | 65 | Y | Natural Gas | N | Y | N | 9999 | N | 52193_B_HRSG 1;52193_G_CT1 | Combustion Turbine | 7392 |  | 8700
52193_G_CT2 | DE | 10003 | Delaware City Refinery | Delaware City Plant | 588311 | 46177613 | 52193 | MECCU2 | 52193 | CT2 | 1000300016 | 528 | 10.37 |  | 20.59 | 6.4 | 6.4 | 1.6041 | 2.22 | 2022 | 160 | 13 | 275 | 10550.0002 | 79.5 | 32411 | -75.6325 | 39.5967 | 780 | 126 | 999 |  | 65 | Y | Natural Gas | N | Y | N | 9999 | N | 52193_G_CT2;52193_B_HRSG 2 | Combustion Turbine | 8760 |  | 8700
591_G_CH11 | DE | 10003 | CHRISTIANA ENERGY CENTER | Christiana | 2457411 | 40424813 | 591 | 11 | 591 | CH11 | 1000300317 | 001 | 0.018148 |  | 3.1859 | 0.33691 | 0.15033 | 0.072001 | 0.0022487 | 2022 | 50 | 22.57 | 1000 | 28886.1855 | 72.2 | 221112 | -75.5384 | 39.7315 | 391 | 125 | 120 |  | 25 | N | Distillate Fuel Oil | Y | N | N | 9999 | N |  | Combustion Turbine | 24 | 24.22 | 23603
591_G_CH14 | DE | 10003 | CHRISTIANA ENERGY CENTER | Christiana | 2457411 | 40424713 | 591 | 14 | 591 | CH14 | 1000300317 | 002 | 0.040361 |  | 10.2765 | 0.74931 | 0.33434 | 0.15969 | 0.0050013 | 2022 | 50 | 22.57 | 1000 | 28886.1855 | 72.2 | 221112 | -75.5373 | 39.7305 | 391 | 125 | 120 |  | 25 | N | Distillate Fuel Oil | Y | N | N | 9999 | N |  | Combustion Turbine | 63 | 61.06 | 23618
592_G_DC10 | DE | 10003 | DELAWARE CITY ENERGY CENTER | Delaware City 10 | 2425311 | 40248813 | 592 | 10 | 592 | DC10 | 1000300005 | 002 | 0.00022172 |  | 0.0123 | 0.0041163 | 0.0018401 | 0.00047236 | 2.747e-05 | 2022 | 50 | 22.57 | 1000 | 22084.7291 | 55.2 | 221112 | -75.6324 | 39.5959 | 242 | 125 | 120 |  | 18 | N | Distillate Fuel Oil | Y | N | N | 9999 | N |  | Combustion Turbine | 1 | 0.53 | 14445
593_G_10 | DE | 10003 | EDGE MOOR ENERGY CENTER | Edge Moor | 827811 | 46232613 | 593 | 10 | 593 | 10 | 1000300007 | 001 | 0.011092 |  | 0.4028 | 0.20592 | 0.09191 | 0.0030345 | 0.0013744 | 2022 | 50 | 22.57 | 1000 | 28005.9971 | 70 | 221112 | -75.5041 | 39.7393 | 264 | 125 | 120 |  | 15 | N | Distillate Fuel Oil | Y | N | N | 9999 | N |  | Combustion Turbine | 24 | 18.35 | 10745
597_G_WEST | DE | 10003 | WEST ENERGY CENTER | West Station (DE) | 2425411 | 40248713 | 597 | 10 | 597 | WEST | 1000300006 | 001 | 0.0039933 |  | 0.1322 | 0.074136 | 0.033101 | 0.0085074 | 0.00049482 | 2022 | 50 | 22.57 | 900 | 28005.9971 | 70 | 221112 | -75.6274 | 39.7288 | 264 | 125 | 120 |  | 15 | N | Distillate Fuel Oil | Y | N | N | 9999 | N |  | Combustion Turbine | 9 | 4.09 | 25000
7153_G_HR1 | DE | 10003 | HAY ROAD ENERGY CENTER | Hay Road | 640311 | 46482013 | 7153 | 1 | 7153 | HR1 | 1000300388 | 001 | 4.93 |  | 103.0372 | 11.7912 | 8.0607 | 0.83 | 2.7236 | 2022 | 185 | 17 | 300 | 30000.0006 | 132.1702 | 221112 | -75.5064 | 39.7435 | 1750 | 125 | 140 |  | 126 | N | Natural Gas, Distillate Fuel Oil | Y | N | N | 9999 | N | 7153_G_HR1;7153_G_HR4 | Combined Cycle | 91 | 2495.9285 | 8104
7153_G_HR2 | DE | 10003 | HAY ROAD ENERGY CENTER | Hay Road | 640311 | 46482113 | 7153 | 2 | 7153 | HR2 | 1000300388 | 002 | 5.08 |  | 76.1456 | 10.7192 | 7.3363 | 0.7 | 2.4807 | 2022 | 185 | 17 | 300 | 30000.0006 | 132.1702 | 221112 | -75.5067 | 39.7437 | 1750 | 125 | 140 |  | 126 | N | Natural Gas, Distillate Fuel Oil | Y | N | N | 9999 | N |  | Combined Cycle | 2180 | 2249.1011 | 8104
7153_G_HR3 | DE | 10003 | HAY ROAD ENERGY CENTER | Hay Road | 640311 | 46482213 | 7153 | **3 | 7153 | HR3 | 1000300388 | 003 | 6.95 |  | 73.234 | 10.4474 | 7.1846 | 0.749 | 2.4371 | 2022 | 185 | 17 | 300 | 30000.0006 | 132.1702 | 221112 | -75.5069 | 39.7438 | 1750 | 125 | 140 |  | 126 | N | Natural Gas, Distillate Fuel Oil | Y | N | N | 9999 | N |  | Combined Cycle | 73 | 2215.6101 | 8104
7153_G_HR5 | DE | 10003 | HAY ROAD ENERGY CENTER | Hay Road | 640311 | 46482513 | 7153 | 5 | 7153 | HR5 | 1000300388 | 006 | 7 | 0.087023 | 22.3333 | 10.0949 | 5.1978 | 0.9703 | 3.5763 | 2022 | 185 | 17 | 300 | 9215.3908 | 40.6 | 221112 | -75.5049 | 39.744 | 1750 | 125 | 140 |  | 128 | N | Natural Gas, Distillate Fuel Oil | Y | N | N | 9999 | N | 7153_G_HR5;7153_G_HR8 | Combined Cycle | 2940 | 3027.1885 | 8104
7153_G_HR6 | DE | 10003 | HAY ROAD ENERGY CENTER | Hay Road | 640311 | 46482613 | 7153 | 6 | 7153 | HR6 | 1000300388 | 007 | 8.86 | 0.061843 | 28.9563 | 4.9649 | 4.4571 | 0.9259 | 3.3411 | 2022 | 185 | 17 | 300 | 9215.3908 | 40.6 | 221112 | -75.5047 | 39.7442 | 1750 | 125 | 140 |  | 128 | N | Natural Gas, Distillate Fuel Oil | Y | N | N | 9999 | N |  | Combined Cycle | 2784 | 2798.7805 | 8104
7153_G_HR7 | DE | 10003 | HAY ROAD ENERGY CENTER | Hay Road | 640311 | 46481913 | 7153 | 7 | 7153 | HR7 | 1000300388 | 008 | 12 | 0.053625 | 27.5857 | 11.2713 | 8.1451 | 0.8761 | 2.8518 | 2022 | 185 | 17 | 300 | 9215.3908 | 40.6 | 221112 | -75.5045 | 39.7444 | 1750 | 125 | 140 |  | 128 | N | Natural Gas, Distillate Fuel Oil | Y | N | N | 9999 | N |  | Combined Cycle | 2490 | 2510.3088 | 8104
56429_G_1 | DE | 10005 | Ameresco Delaware Energy-Southern | Ameresco Delaware South | 16810211 | 108718813 |  |  | 56429 | 1 | 1000500258 | 001 | 29.95 |  | 6 | 1.7 | 1.7 | 4.85 | 5.91 | 2022 | 53.1 | 1.09 | 868 | 133.0333 | 142.5666 | 221112 | -75.4509 | 38.5878 | 1060 | 125 | 160 |  | 1 | N | Landfill Gas | N | N | N | 9999 | N |  | Landfill Gas |  |  | 13500
56429_G_2 | DE | 10005 | Ameresco Delaware Energy-Southern | Ameresco Delaware South | 16810211 | 108718713 |  |  | 56429 | 2 | 1000500258 | 002 | 29.55 |  | 5.92 | 1.68 | 1.68 | 4.72 | 6 | 2022 | 53.1 | 1.09 | 868 | 133.0333 | 142.5666 | 221112 | -75.4508 | 38.5878 | 1060 | 125 | 160 |  | 1 | N | Landfill Gas | N | N | N | 9999 | N |  | Landfill Gas | 6099 |  | 13500
56429_G_3 | DE | 10005 | Ameresco Delaware Energy-Southern | Ameresco Delaware South | 16810211 | 108718613 |  |  | 56429 | 3 | 1000500258 | 003 | 23.05 |  | 4.62 | 1.31 | 1.31 | 3.79 | 4.81 | 2022 | 53.1 | 1.09 | 868 | 133.0333 | 142.5666 | 221112 | -75.4508 | 38.5878 | 1060 | 125 | 160 |  | 1 | N | Landfill Gas | N | N | N | 9999 | N |  | Landfill Gas | 4758 |  | 13500
56429_G_4 | DE | 10005 | Ameresco Delaware Energy-Southern | Ameresco Delaware South | 16810211 | 108719113 |  |  | 56429 | 4 | 1000500258 | 004 | 30.76 |  | 6.16 | 1.75 | 1.75 | 4.63 | 6.06 | 2022 | 53.1 | 1.09 | 868 | 133.0333 | 142.5666 | 221112 | -75.4507 | 38.5879 | 1060 | 125 | 160 |  | 1 | N | Landfill Gas | N | N | N | 9999 | N |  | Landfill Gas | 6349 |  | 13500
56429_G_5 | DE | 10005 | Ameresco Delaware Energy-Southern | Ameresco Delaware South | 16810211 | 108719013 |  |  | 56429 | 5 | 1000500258 | 005 | 27.53 |  | 5.51 | 1.56 | 1.56 | 4.58 | 5.84 | 2022 | 53.1 | 1.09 | 868 | 133.0333 | 142.5666 | 221112 | -75.4507 | 38.5879 | 1060 | 125 | 160 |  | 1 | N | Landfill Gas | N | N | N | 9999 | N |  | Landfill Gas | 5682 |  | 13500
594_G_10 | DE | 10005 | INDIAN RIVER GENERATING STATION | Indian River Generating Station | 640911 | 46474813 | 594 | 10 | 594 | 10 | 1000500001 | 005 | 0.027293 |  | 1.6036 | 0.0927 | 0.0906 | 0.00613 | 0.00335 | 2022 | 20 | 13.5 | 792 | 9032.7668 | 63.1 | 221112 | -75.2347 | 38.5861 | 366 | 125 | 120 |  | 16.1 | N | Distillate Fuel Oil | Y | N | N | 9999 | N |  | Combustion Turbine | 69 | 35.79 | 14972
594_B_4 | DE | 10005 | INDIAN RIVER GENERATING STATION |  | 640911 | 46474713 | 594 | 4 |  |  | 1000500001 | 004 | 18.9656 | 0.60791 | 80.7176 | 20.7434 | 20.7394 | 388.1927 | 2.16 | 2022 | 400 | 24 | 345 | 26305.3838 | 58.1 | 221112 | -75.2333 | 38.5869 | 5090 | 125 | 100 |  |  |  |  | Y | N | N |  | N |  |  | 662 | 901.33
57241_B_BLR1 | FL | 12001 | CITY OF GAINESVILLE, GRU | Deerhaven Renewable | 15561111 | 106541313 | 57241 | BFB1 | 57241 | BLR1 | 0010131 | 2 | 24.3 |  | 276.5637 | 5.9538 | 2.3995 | 16.3259 | 1.9416 | 2022 | 230 | 12 | 310 | 8676.7 | 76.7 | 2211 | -82.3963 | 29.7674 | 1360 | 125 | 100 |  | 102 | N | Biomass | Y | N | N | 9999 | N | 57241_G_1;57241_B_BLR1 | Biomass | 7893 | 7881.4404 | 13500
663_B_B2 | FL | 12001 | GRU - DEERHAVEN GENERATING STATION | Deerhaven Generating Station | 535011 | 48439813 | 663 | B2 | 663 | B2 | 0010006 | 5 | 26.3 |  | 382.2921 | 28.2816 | 28.2816 | 123.8698 | 16.4533 | 2022 | 350 | 18.5 | 183 | 7885 | 29.3 | 2211 | -82.3889 | 29.7582 | 2700 | 125 | 100 |  | 232 | N | Natural Gas | Y | N | N | 2031 | N |  | O/G Steam | 6721 | 6715.73 | 12302
7345_G_P1 | FL | 12001 | DUKE ENERGY FLORIDA, LLC | University of Florida | 8500311 | 64010513 | 7345 | 1 | 7345 | P1 | 0010001 | 7 | 101.9588 |  | 108.4571 | 10.5145 | 10.5145 | 0.7975 | 3.3455 | 2022 | 93 | 9.8 | 257 | 6095 | 80.8 | 2211 | -82.3487 | 29.6398 | 480 | 125 | 120 |  | 44 | N | Natural Gas | Y | N | N | 9999 | N |  | Combustion Turbine | 7981 | 7981.0498 | 10745
663_G_GT3 | FL | 12001 | GRU - DEERHAVEN GENERATING STATION | Deerhaven Generating Station | 535011 | 48440113 | 663 | CT3 | 663 | GT3 | 0010006 | 6 |  |  | 0.6262 |  |  | 0.011 |  | 2022 | 52 | 14.1 | 1100 | 26226.9 | 168 | 2211 | -82.3883 | 29.7586 | 971 | 125 | 120 |  | 71 | N | Natural Gas, Distillate Fuel Oil | Y | N | N | 9999 | N |  | Combustion Turbine | 85 | 60.97 | 15493
664_G_CT04 | FL | 12001 | GAINESVILLE REGIONAL UTILITIES | John R Kelly | 536811 | 48417613 | 664 | CC1 | 664 | CT04 | 0010005 | 10 | 43.6549 |  | 73.6695 | 19.2081 | 19.2081 | 1.7233 | 6.1117 | 2022 | 102 | 15.5 | 242 | 11741.4 | 62.2 | 2211 | -82.3218 | 29.646 | 1080 | 125 | 120 |  | 72 | N | Natural Gas, Distillate Fuel Oil | Y | N | N | 9999 | N | 664_G_8.2;664_G_CT04 | Combined Cycle | 6883 | 6865.2402 | 7758
663_B_B1 | FL | 12001 | GRU - DEERHAVEN GENERATING STATION |  | 535011 | 48440013 | 663 | B1 |  |  | 0010006 | 3 | 81.564 |  | 134.0566 | 9.0271 | 8.6341 | 19.1709 | 5.3405 | 2022 | 300 | 11 | 261 | 4533.3 | 47 | 2211 | -82.3889 | 29.7582 | 960 | 125 | 100 |  |  |  |  | Y | N | N |  | N |  |  | 5984 | 5970.9893
643_G_3A | FL | 12005 | FLORIDA POWER & LIGHT COMPANY | Lansing Smith | 554911 | 48230713 | 643 | 4 | 643 | 3A | 0050014 | 4 | 16.4979 |  | 215.5697 | 54.6198 | 54.6198 | 4.8953 | 6.8344 | 2022 | 121 | 16.8 | 186 | 16355.6 | 73.8 | 2211 | -85.6981 | 30.2719 | 2350 | 125 | 120 |  | 216.4 | N | Natural Gas | Y | N | N | 9999 | N |  | Combined Cycle | 7983 | 7982.9097 | 7213
643_G_3B | FL | 12005 | FLORIDA POWER & LIGHT COMPANY | Lansing Smith | 554911 | 48230613 | 643 | 5 | 643 | 3B | 0050014 | 5 | 42.1866 |  | 220.9859 | 52.4938 | 52.4938 | 4.7089 | 6.3739 | 2022 | 121 | 16.8 | 186 | 16355.6 | 73.8 | 2211 | -85.6981 | 30.2722 | 2350 | 125 | 120 |  | 216.4 | N | Natural Gas | Y | N | N | 9999 | N | 643_G_3S;643_G_3B | Combined Cycle | 7666 | 7665.96 | 7213
643_G_CT1 | FL | 12005 | FLORIDA POWER & LIGHT COMPANY | Lansing Smith | 554911 | 48230813 |  |  | 643 | CT1 | 0050014 | 3 | 0.004091 |  | 0.40132 | 0.0064195 | 0.0042778 | 0.001252 | 0.000508 | 2022 | 33 | 13.3 | 1200 | 17829 | 129.1 | 2211 | -85.7016 | 30.2693 | 542 | 125 | 120 |  | 32 | N | Distillate Fuel Oil | N | N | N | 9999 | N |  | Combustion Turbine | 5 |  | 16940
55286_G_OG1 | FL | 12009 | OLEANDER POWER PROJECT, LP | Oleander Power Project LP | 591111 | 46123713 | 55286 | O-1 | 55286 | OG1 | 0090180 | 1 | 1.2614 |  | 7.9041 | 1.2677 | 1.2422 | 0.1923 | 0.94267 | 2022 | 60 | 22 | 1115 | 42750.8 | 112.5 | 2211 | -80.7939 | 28.3654 | 1720 | 125 | 120 |  | 163.8 | N | Natural Gas, Distillate Fuel Oil | Y | N | N | 9999 | N |  | Combustion Turbine | 392 | 392.27 | 10954
55286_G_OG2 | FL | 12009 | OLEANDER POWER PROJECT, LP | Oleander Power Project LP | 591111 | 46123613 | 55286 | O-2 | 55286 | OG2 | 0090180 | 2 | 3.7055 |  | 15.9268 | 1.9328 | 1.8837 | 1.4221 | 1.9296 | 2022 | 60 | 22 | 1115 | 42750.8 | 112.5 | 2211 | -80.7943 | 28.3655 | 1720 | 125 | 120 |  | 163 | N | Natural Gas, Distillate Fuel Oil | Y | N | N | 9999 | N |  | Combustion Turbine | 610 | 609.78 | 10958
55286_G_OG3 | FL | 12009 | OLEANDER POWER PROJECT, LP | Oleander Power Project LP | 591111 | 46123513 | 55286 | O-3 | 55286 | OG3 | 0090180 | 3 | 3.1936 |  | 13.3318 | 2.014 | 1.973 | 0.3167 | 2.0799 | 2022 | 60 | 22 | 1115 | 42750.8 | 112.5 | 2211 | -80.7947 | 28.3655 | 1720 | 125 | 120 |  | 163 | N | Natural Gas, Distillate Fuel Oil | Y | N | N | 9999 | N |  | Combustion Turbine | 625 | 625.2501 | 10958
55286_G_OG4 | FL | 12009 | OLEANDER POWER PROJECT, LP | Oleander Power Project LP | 591111 | 46123413 | 55286 | O-4 | 55286 | OG4 | 0090180 | 4 | 1.6014 |  | 9.4653 | 1.5833 | 1.5515 | 0.2373 | 1.1874 | 2022 | 60 | 22 | 1115 | 42750.8 | 112.5 | 2211 | -80.7951 | 28.3655 | 1720 | 125 | 120 |  | 163 | N | Natural Gas, Distillate Fuel Oil | Y | N | N | 9999 | N |  | Combustion Turbine | 484 | 484.3501 | 10958
55286_G_OG5 | FL | 12009 | OLEANDER POWER PROJECT, LP | Oleander Power Project LP | 591111 | 67283113 | 55286 | O-5 | 55286 | OG5 | 0090180 | 5 | 7.0993 |  | 14.4001 | 2.2153 | 2.1708 | 0.324 | 3.7518 | 2022 | 60 | 22 | 1100 | 42930.6 | 112.9 | 2211 | -80.7955 | 28.3655 | 1720 | 125 | 120 |  | 163 | N | Natural Gas, Distillate Fuel Oil | Y | N | N | 9999 | N |  | Combustion Turbine | 777 | 776.7 | 10957
609_G_3A | FL | 12009 | FLORIDA POWER & LIGHT COMPANY (PCC) | Cape Canaveral | 590411 | 91828013 | 609 | CCCT3A | 609 | 3A | 0090006 | 9 | 5.5682 | 11.7357 | 39.935 | 32.2652 | 32.2608 | 2.9286 | 1.8487 | 2022 | 149 | 22 | 185 | 22433.3 | 59 | 2211 | -80.7674 | 28.4681 | 2590 | 125 | 140 |  | 270.4 | N | Natural Gas, Distillate Fuel Oil | Y | N | N | 9999 | N | 609_G_3ST;609_G_3A | Combined Cycle | 4254 | 4254.1689 | 7050
609_G_3B | FL | 12009 | FLORIDA POWER & LIGHT COMPANY (PCC) | Cape Canaveral | 590411 | 91828113 | 609 | CCCT3B | 609 | 3B | 0090006 | 10 | 11.8278 | 19.2256 | 58.3104 | 52.9223 | 52.9196 | 4.8085 | 3.0417 | 2022 | 149 | 22 | 650 | -1 | 61.9 | 2211 | -80.7674 | 28.4681 | 2590 | 125 | 140 |  | 270.4 | N | Natural Gas, Distillate Fuel Oil | Y | N | N | 9999 | N |  | Combined Cycle | 6839 | 6839.3594 | 7050
609_G_3C | FL | 12009 | FLORIDA POWER & LIGHT COMPANY (PCC) | Cape Canaveral | 590411 | 91828213 | 609 | CCCT3C | 609 | 3C | 0090006 | 11 | 4.8695 | 6.5697 | 35.9307 | 30.4122 | 30.4081 | 2.761 | 4.462 | 2022 | 65 | 10 | 650 | -1 | 61.9 | 2211 | -80.7674 | 28.4681 | 2590 | 125 | 140 |  | 270.4 | N | Natural Gas, Distillate Fuel Oil | Y | N | N | 9999 | N |  | Combined Cycle | 4046 | 4046.2695 | 7050
683_G_A | FL | 12009 | ORLANDO UTILITIES COMMISSION (OUC) | Indian River Plant | 590511 | 46129213 | 683 | A | 683 | A | 0090008 | 4 | 0.11286 |  | 0.45445 | 0.021725 | 0.021725 | 0.001004 | 0.025287 | 2022 | 36 | 12.4 | 1035 | 13104.8 | 109.2 | 2211 | -80.7826 | 28.4932 | 445 | 125 | 120 |  | 37 | N | Natural Gas, Distillate Fuel Oil | N | N | N | 9999 | N |  | Combustion Turbine | 16 |  | 25000
683_G_B | FL | 12009 | ORLANDO UTILITIES COMMISSION (OUC) | Indian River Plant | 590511 | 46128813 | 683 | B | 683 | B | 0090008 | 7 | 0.05172 |  | 0.15308 | 0.010049 | 0.010049 | 0.000441 | 0.012389 | 2022 | 36 | 12.4 | 1035 | 13104.8 | 109.2 | 2211 | -80.7827 | 28.4929 | 445 | 125 | 120 |  | 37 | N | Natural Gas, Distillate Fuel Oil | N | N | N | 9999 | N |  | Combustion Turbine | 8 |  | 25000
683_G_C | FL | 12009 | ORLANDO UTILITIES COMMISSION (OUC) | Indian River Plant | 590511 | 46129113 | 683 | **C | 683 | C | 0090008 | 5 | 0.61175 |  | 7.0741 | 0.71404 | 0.71404 | 2.0167 | 1.0667 | 2022 | 51 | 22.1 | 1005 | 32837.8 | 85.5 | 2211 | -80.7827 | 28.4926 | 1350 | 125 | 120 |  | 108 | N | Natural Gas, Distillate Fuel Oil | Y | N | N | 9999 | N |  | Combustion Turbine | 259 | 259.35 | 18700
683_G_D | FL | 12009 | ORLANDO UTILITIES COMMISSION (OUC) | Indian River Plant | 590511 | 46129013 | 683 | **D | 683 | D | 0090008 | 6 | 0.80994 |  | 25.3705 | 2.5575 | 2.5575 | 0.3515 | 2.1487 | 2022 | 51 | 22.1 | 1005 | 32837.8 | 85.5 | 2211 | -80.7827 | 28.4922 | 1350 | 125 | 120 |  | 108 | N | Natural Gas, Distillate Fuel Oil | Y | N | N | 9999 | N |  | Combustion Turbine | 979 | 979.3602 | 18700
50887_B_BLR1 | FL | 12011 | WHEELABRATOR SOUTH BROWARD, INC | Wheelabrator South Broward | 716911 | 46339513 |  |  | 50887 | BLR1 | 0112119 | 1 | 30.026 |  | 422.6541 | 11.6176 | 11.6176 | 23.2159 | 3.7926 | 2022 | 195 | 7.5 | 300 | 2816.7 | 63.8 | 562219 | -80.2036 | 26.0689 | 324 | 103 | 270 |  | 18 | N | MSW | N | Y | N | 9999 | N |  | Municipal Solid Waste | 8160 |  | 20528
50887_B_BLR2 | FL | 12011 | WHEELABRATOR SOUTH BROWARD, INC | Wheelabrator South Broward | 716911 | 46339613 |  |  | 50887 | BLR2 | 0112119 | 2 | 28.4347 |  | 414.0946 | 11.2569 | 11.2569 | 22.8399 | 3.6595 | 2022 | 195 | 7.5 | 300 | 2816.7 | 63.8 | 562219 | -80.2036 | 26.0689 | 324 | 103 | 270 |  | 18 | N | MSW | N | Y | N | 9999 | N |  | Municipal Solid Waste | 8191 |  | 20528
50887_B_BLR3 | FL | 12011 | WHEELABRATOR SOUTH BROWARD, INC | Wheelabrator South Broward | 716911 | 46339913 |  |  | 50887 | BLR3 | 0112119 | 3 | 28.7304 | 0.45225 | 406.9517 | 11.1631 | 11.1631 | 22.3707 | 3.6414 | 2022 | 195 | 7.5 | 300 | 2816.7 | 63.8 | 562219 | -80.2036 | 26.0689 | 324 | 103 | 270 |  | 18 | N | MSW | N | Y | N | 9999 | N |  | Municipal Solid Waste | 8356 |  | 20528
613_G_6A | FL | 12011 | FLORIDA POWER & LIGHT COMPANY | Lauderdale | 591711 | 125613013 | 613 | PFL6A | 613 | 6A | 0110037 | 53 | 0.63191 |  | 12.2131 | 1.5607 | 1.5557 | 0.4768 | 0.14131 | 2022 | 87 | 23 | 1086 | 47781.1 | 115 | 2211 | -80.1974 | 26.0705 | 2090 | 125 | 120 |  | 231 | N | Natural Gas, Distillate Fuel Oil | Y | N | N | 9999 | N |  | Combustion Turbine | 445 | 445.09 | 10745
613_G_6B | FL | 12011 | FLORIDA POWER & LIGHT COMPANY | Lauderdale | 591711 | 125612613 | 613 | PFL6B | 613 | 6B | 0110037 | 46 | 0.53069 |  | 6.161 | 0.84188 | 0.8418 | 0.2448 | 0.080085 | 2022 | 87 | 23 | 1086 | 47781.1 | 115 | 2211 | -80.1971 | 26.0749 | 2210 | 125 | 120 |  | 231 | N | Natural Gas, Distillate Fuel Oil | Y | N | N | 9999 | N |  | Combustion Turbine | 217 | 217.61 | 10745
613_G_6C | FL | 12011 | FLORIDA POWER & LIGHT COMPANY | Lauderdale | 591711 | 125612713 | 613 | PFL6C | 613 | 6C | 0110037 | 47 | 1.4096 |  | 13.5475 | 1.6154 | 1.6069 | 0.5154 | 0.14141 | 2022 | 87 | 23 | 1086 | 47781.1 | 115 | 2211 | -80.1974 | 26.0705 | 2210 | 125 | 120 |  | 231 | N | Natural Gas, Distillate Fuel Oil | Y | N | N | 9999 | N |  | Combustion Turbine | 452 | 451.65 | 10745
613_G_6D | FL | 12011 | FLORIDA POWER & LIGHT COMPANY | Lauderdale | 591711 | 125612813 | 613 | PFL6D | 613 | 6D | 0110037 | 48 | 1.4742 |  | 14.6425 | 1.7521 | 1.7414 | 0.5696 | 0.15101 | 2022 | 87 | 23 | 1086 | 47781.1 | 115 | 2211 | -80.1974 | 26.0705 | 2340 | 125 | 120 |  | 231 | N | Natural Gas, Distillate Fuel Oil | Y | N | N | 9999 | N |  | Combustion Turbine | 496 | 495.6001 | 10745
613_G_6E | FL | 12011 | FLORIDA POWER & LIGHT COMPANY | Lauderdale | 591711 | 125612913 | 613 | PFL6E | 613 | 6E | 0110037 | 49 | 0.90932 |  | 13.9749 | 1.6664 | 1.6567 | 0.539 | 0.14438 | 2022 | 87 | 23 | 1086 | 47781.1 | 115 | 2211 | -80.1974 | 26.0705 | 2340 | 125 | 120 |  | 231 | N | Natural Gas, Distillate Fuel Oil | Y | N | N | 9999 | N |  | Combustion Turbine | 474 | 474.62 | 10745
617_G_5A | FL | 12011 | FLORIDA POWER & LIGHT (PPE) | Port Everglades | 591611 | 106523613 | 617 | PECT5A | 617 | 5A | 0110036 | 20 | 12.36 |  | 57.4394 | 51.086 | 51.0857 | 4.6176 | 2.941 | 2022 | 149 | 22 | 195 | 16438.6 | 43.2 | 2211 | -80.1261 | 26.0853 | 2580 | 125 | 120 |  | 271.9 | N | Natural Gas, Distillate Fuel Oil | Y | N | N | 9999 | N |  | Combined Cycle | 7136 | 7135.3477 | 7050
617_G_5B | FL | 12011 | FLORIDA POWER & LIGHT (PPE) | Port Everglades | 591611 | 106523713 | 617 | PECT5B | 617 | 5B | 0110036 | 21 | 11.2285 |  | 58.1999 | 51.5408 | 51.538 | 4.6794 | 2.9672 | 2022 | 149 | 22 | 195 | 16463.4 | 43.3 | 2211 | -80.1261 | 26.0853 | 2580 | 125 | 120 |  | 271.9 | N | Natural Gas, Distillate Fuel Oil | Y | N | N | 9999 | N |  | Combined Cycle | 7257 | 7257.3193 | 7050
617_G_5C | FL | 12011 | FLORIDA POWER & LIGHT (PPE) | Port Everglades | 591611 | 106523813 | 617 | PECT5C | 617 | 5C | 0110036 | 22 | 5.6278 |  | 58.1638 | 52.4738 | 52.4731 | 4.727 | 3.0196 | 2022 | 149 | 22 | 195 | 16229.3 | 42.7 | 2211 | -80.1261 | 26.0853 | 2580 | 125 | 120 |  | 271.9 | N | Natural Gas, Distillate Fuel Oil | Y | N | N | 9999 | N |  | Combined Cycle | 7354 | 7353.499 | 7050
613_G_12 | FL | 12011 | FLORIDA POWER & LIGHT COMPANY |  | 591711 | 46118913 |  |  |  |  | 0110037 | 3 | 0.14401 |  | 0.62218 | 0.011911 | 0.011903 | 0.001034 | 0.000379 | 2022 | 45 | 16.4 | 860 | 10263.2 | 48.3 | 2211 | -80.1973 | 26.0695 | 1400 | 125 | 120 |  |  |  |  | N | N | N |  | N | 613_G_4;613_G_6;613_G_7;613_G_12;613_G_9;613_G_11;613_G_10;613_G_2;613_G_3;613_G_5;613_G_8;613_G_1 |  | 7
628_B_4 | FL | 12017 | DUKE ENERGY FLORIDA, LLC | Crystal River | 640611 | 46478213 | 628 | 4 | 628 | 4 | 0170004 | 4 | 303.3 | 0.44898 | 854.955 | 259.0626 | 233.4886 | 1245.9819 | 2.4776 | 2022 | 550 | 30.5 | 130 | 36753.3 | 50.3 | 2211 | -82.7003 | 28.9596 | 7200 | 125 | 100 |  | 712 | N | Bituminous | Y | N | N | 2034 | N |  | Coal Steam | 5638 | 5804.3994 | 10431
628_B_5 | FL | 12017 | DUKE ENERGY FLORIDA, LLC | Crystal River | 640611 | 46478413 | 628 | 5 | 628 | 5 | 0170004 | 3 | 428.3 | 0.42106 | 1450.6069 | 318.7291 | 289.8111 | 1782.1111 | 3.1803 | 2022 | 550 | 30.5 | 130 | 36753.3 | 50.3 | 2211 | -82.6956 | 28.9675 | 7200 | 125 | 100 |  | 698 | N | Bituminous | Y | N | N | 2034 | N |  | Coal Steam | 6846 | 7064.5098 | 10391
628_G_1GTA | FL | 12017 | DUKE ENERGY FLORIDA, LLC | Crystal River | 640611 | 134840613 | 628 | 1GTA | 628 | 1GTA |  |  | 219 |  | 536.3292 | 41.0294 | 41.0294 | 5.907 | 20.7259 |  | 180 | 22 | 185 | 22570.7 | 59.4 | 2211 | -82.6726 | 28.9665 |  | 125 | 140 |  | 243 | N | Natural Gas | Y | N | N | 9999 | N | 628_G_CC1ST;60138_G_1GTA;60138_G_CC1ST;628_G_1GTA | Combined Cycle |  | 7664.8896 | 7050
628_G_1GTB | FL | 12017 | DUKE ENERGY FLORIDA, LLC | Crystal River | 640611 | 134840713 | 628 | 1GTB | 628 | 1GTB | 0170004 | 52 | 139.4 |  | 511.8084 | 39.4625 | 39.4625 | 5.6666 | 19.9344 | 2022 | 180 | 22 | 185 | 22570.7 | 59.4 | 2211 | -82.6726 | 28.9665 | 2940 | 125 | 140 |  | 242 | N | Natural Gas | Y | N | N | 9999 | N | 628_G_1GTB;60138_G_1GTB | Combined Cycle | 7379 | 7386.3091 | 7050
628_G_2GTA | FL | 12017 | DUKE ENERGY FLORIDA, LLC | Crystal River | 640611 | 134840013 | 628 | 2GTA | 628 | 2GTA | 0170004 | 42 | 249.7 |  | 511.0441 | 39.3686 | 39.3686 | 5.6231 | 19.8869 | 2022 | 180 | 22 | 185 | 22570.7 | 59.4 | 2211 | -82.6726 | 28.9665 | 2940 | 125 | 140 |  | 241 | N | Natural Gas | Y | N | N | 9999 | N | 60138_G_2GTA;60138_G_CC2ST;628_G_CC2ST;628_G_2GTA | Combined Cycle | 7485 | 7492.1104 | 7050
628_G_2GTB | FL | 12017 | DUKE ENERGY FLORIDA, LLC | Crystal River | 640611 | 134840113 | 628 | 2GTB | 628 | 2GTB | 0170004 | 43 | 143.1 |  | 544.9341 | 40.8906 | 40.8906 | 5.9628 | 20.6558 | 2022 | 180 | 22 | 185 | 22570.7 | 59.4 | 2211 | -82.6726 | 28.9665 | 2940 | 125 | 140 |  | 242 | N | Natural Gas | Y | N | N | 9999 | N | 60138_G_2GTB;628_G_2GTB | Combined Cycle | 7712 | 7715.8003 | 7050
667_B_1 | FL | 12031 | JEA-NORTHSIDE/SJRPP | Northside Generating Station | 640211 | 46483513 | 667 | 1A | 667 | 1 | 0310045 | 27 | 114.68 |  | 58.7247 | 19.3956 | 19.3956 | 138.4479 | 1.4724 | 2022 | 495 | 15 | 144 | 11663.3 | 66 | 2211 | -81.5508 | 30.4311 | 2760 | 125 | 100 |  | 293 | N | Bituminous, Petroleum Coke | Y | N | N | 9999 | N |  | Coal Steam | 744 | 743.36 | 10368
667_B_2 | FL | 12031 | JEA-NORTHSIDE/SJRPP | Northside Generating Station | 640211 | 46484313 | 667 | 2A | 667 | 2 | 0310045 | 26 | 468.26 |  | 381.647 | 222.1562 | 222.1562 | 1244.9005 | 20.9434 | 2022 | 495 | 15 | 144 | 11663.3 | 66 | 2211 | -81.5552 | 30.4311 | 2760 | 125 | 100 |  | 293 | N | Bituminous, Petroleum Coke | Y | N | N | 9999 | N |  | Coal Steam | 8121 | 8120.3794 | 10386
56799_G_1 | FL | 12031 | JEA | Greenland Energy Center | 15032711 | 91837113 | 56799 | 1 | 56799 | 1 | 0310561 | 1 | 1.5176 |  | 42.2698 | 9.9319 | 9.9319 | 0.8579 | 3.1596 | 2022 | 115 | 20 | 1111 | 40479.8 | 128.9 | 2211 | -81.5178 | 30.1574 | 1810 | 125 | 120 |  | 178.6 | N | Natural Gas, Distillate Fuel Oil | Y | N | N | 9999 | N |  | Combustion Turbine | 1900 | 1899.4301 | 11206
56799_G_2 | FL | 12031 | JEA | Greenland Energy Center | 15032711 | 91837213 | 56799 | 2 | 56799 | 2 | 0310561 | 2 | 1.5964 |  | 47.1498 | 10.4098 | 10.4098 | 0.9311 | 3.3113 | 2022 | 115 | 20 | 1111 | 40479.8 | 128.9 | 2211 | -81.517 | 30.1579 | 1810 | 125 | 120 |  | 178.6 | N | Natural Gas, Distillate Fuel Oil | Y | N | N | 9999 | N |  | Combustion Turbine | 2013 | 2009.1499 | 11206
666_G_GT37 | FL | 12031 | JEA | J D Kennedy | 557811 | 48173713 | 666 | 7 | 666 | GT37 |  |  | 1.8851 |  | 18.6635 | 3.7691 | 3.7691 | 0.3068 | 1.1992 |  | 90 | 24 | 1116 | 39633.3 | 87.6 | 2211 | -81.6245 | 30.3652 |  | 125 | 120 |  | 178.6 | N | Natural Gas, Distillate Fuel Oil | Y | N | N | 9999 | N |  | Combustion Turbine |  | 772.0801 | 12606
666_G_GT38 | FL | 12031 | JEA | J D Kennedy | 557811 | 67248313 | 666 | CT8 | 666 | GT38 | 0310047 | 16 | 2.6962 |  | 31.8974 | 5.9415 | 5.9415 | 0.4742 | 1.8903 | 2022 | 115 | 18 | 1110 | 39983.3 | 157.1 | 2211 | -81.6259 | 30.3648 | 1800 | 125 | 120 |  | 178.6 | N | Natural Gas, Distillate Fuel Oil | Y | N | N | 9999 | N |  | Combustion Turbine | 1304 | 1225.1602 | 12607
667_G_4 | FL | 12031 | JEA-NORTHSIDE/SJRPP | Northside Generating Station | 640211 | 46483413 | 667 | GT4 | 667 | 4 | 0310045 | 7 |  |  | 5.9 |  |  | 0.00991 |  | 2022 | 30 | 12.8 | 800 | 19021.7 | 147.8 | 2211 | -81.5541 | 30.4216 | 901 | 125 | 120 |  | 53 | N | Distillate Fuel Oil | N | N | N | 9999 | N |  | Combustion Turbine | 82 |  | 18618
667_G_5 | FL | 12031 | JEA-NORTHSIDE/SJRPP | Northside Generating Station | 640211 | 46483313 | 667 | GT5 | 667 | 5 | 0310045 | 8 |  |  | 5 |  |  | 0.007903 |  | 2022 | 30 | 12.8 | 800 | 19021.7 | 147.8 | 2211 | -81.5541 | 30.4216 | 901 | 125 | 120 |  | 53 | N | Distillate Fuel Oil | N | N | N | 9999 | N |  | Combustion Turbine | 73 |  | 18626
667_G_6 | FL | 12031 | JEA-NORTHSIDE/SJRPP | Northside Generating Station | 640211 | 46484413 | 667 | GT6 | 667 | 6 | 0310045 | 9 |  |  | 3.3 |  |  | 0.005269 |  | 2022 | 30 | 12.8 | 800 | 19021.7 | 147.8 | 2211 | -81.5541 | 30.4216 | 901 | 125 | 120 |  | 53 | N | Distillate Fuel Oil | N | N | N | 9999 | N |  | Combustion Turbine | 40 |  | 18626
667_G_GT3 | FL | 12031 | JEA-NORTHSIDE/SJRPP | Northside Generating Station | 640211 | 46483713 | 667 | GT3 | 667 | GT3 | 0310045 | 6 |  |  | 6.28 |  |  | 0.009659 |  | 2022 | 30 | 12.8 | 800 | 19021.7 | 147.8 | 2211 | -81.5541 | 30.4216 | 901 | 125 | 120 |  | 53 | N | Distillate Fuel Oil | N | N | N | 9999 | N |  | Combustion Turbine | 76 |  | 18626
667_G_ST3 | FL | 12031 | JEA-NORTHSIDE/SJRPP | Northside Generating Station | 640211 | 46483913 | 667 | 3 | 667 | ST3 | 0310045 | 3 | 163.3734 |  | 1771.486 | 92.9388 | 87.7929 | 281.4675 | 53.0213 | 2022 | 300 | 15.5 | 260 | 28795 | 152.6 | 2211 | -81.5537 | 30.4173 | 5260 | 125 | 100 |  | 524 | N | Natural Gas, Residual Fuel Oil | Y | N | N | 9999 | N | 667_G_ST3;667_B_3 | O/G Steam | 7717 | 7715.4692 | 11615
7846_G_001 | FL | 12031 | JEA | Brandy Branch | 641211 | 46474113 | 7846 | 1 | 7846 | 001 | 0310485 | 1 | 1.0727 |  | 17.3237 | 3.7345 | 3.7345 | 0.2917 | 1.1873 | 2022 | 90 | 18 | 1116 | 39888.3 | 156.8 | 2211 | -81.9484 | 30.3202 | 1620 | 125 | 120 |  | 178.6 | N | Natural Gas, Distillate Fuel Oil | Y | N | N | 9999 | N |  | Combustion Turbine | 795 | 794.9902 | 11516
7846_G_002 | FL | 12031 | JEA | Brandy Branch | 641211 | 46474013 | 7846 | 2 | 7846 | 002 | 0310485 | 2 | 13.96 | 1.5278 | 77.257 | 53.0724 | 53.0724 | 4.8401 | 16.8867 | 2022 | 190 | 18 | 204 | 16820 | 66.1 | 2211 | -81.9479 | 30.3203 | 2080 | 125 | 120 |  | 189.8 | N | Natural Gas, Distillate Fuel Oil | Y | N | N | 9999 | N | 7846_G_002;7846_G_004 | Combined Cycle | 8269 | 8271.0195 | 7052
7846_G_003 | FL | 12031 | JEA | Brandy Branch | 641211 | 46473813 | 7846 | 3 | 7846 | 003 | 0310485 | 3 | 20.32 | 1.5441 | 73.5259 | 53.638 | 53.638 | 4.8541 | 17.0666 | 2022 | 190 | 18 | 204 | 16820 | 66.1 | 2211 | -81.9472 | 30.3203 | 2080 | 125 | 120 |  | 189.8 | N | Natural Gas, Distillate Fuel Oil | Y | N | N | 9999 | N |  | Combined Cycle | 8281 | 8283.2305 | 7052
641_B_4 | FL | 12033 | FLORIDA POWER & LIGHT COMPANY | Gulf Clean Energy Center | 752711 | 46305913 | 641 | 4 | 641 | 4 | 0330045 | 4 | 2.1345 |  | 4.817 | 0.69998 | 0.67482 | 0.0496 | 0.45743 | 2022 | 490 | 35 | 131 | 54700 | 56.9 | 2211 | -87.2268 | 30.5668 | 1100 | 125 | 100 |  | 75 | N | Natural Gas | Y | N | N | 9999 | N |  | O/G Steam | 365 | 364.51 | 11399
641_B_5 | FL | 12033 | FLORIDA POWER & LIGHT COMPANY | Gulf Clean Energy Center | 752711 | 46305813 | 641 | 5 | 641 | 5 | 0330045 | 5 | 2.0213 |  | 4.3831 | 0.66595 | 0.63887 | 0.0467 | 0.42907 | 2022 | 490 | 35 | 131 | 54700 | 56.9 | 2211 | -87.2268 | 30.5668 | 1100 | 125 | 100 |  | 75 | N | Natural Gas | Y | N | N | 9999 | N |  | O/G Steam | 415 | 415.17 | 11274
641_B_6 | FL | 12033 | FLORIDA POWER & LIGHT COMPANY | Gulf Clean Energy Center | 752711 | 46305713 | 641 | 6 | 641 | 6 | 0330045 | 6 | 61.6236 |  | 283.1624 | 19.5141 | 19.5141 | 1.6146 | 14.1221 | 2022 | 490 | 35 | 131 | 54700 | 56.9 | 2211 | -87.2268 | 30.5668 | 3690 | 125 | 100 |  | 299 | N | Natural Gas | Y | N | N | 9999 | N |  | O/G Steam | 3775 | 3774.7605 | 11083
641_B_7 | FL | 12033 | FLORIDA POWER & LIGHT COMPANY | Gulf Clean Energy Center | 752711 | 46305613 | 641 | 7 | 641 | 7 | 0330045 | 7 | 115.2468 |  | 634.1299 | 36.4948 | 36.4948 | 2.9039 | 26.4107 | 2022 | 490 | 35 | 131 | 54700 | 56.9 | 2211 | -87.2268 | 30.5668 | 5520 | 125 | 100 |  | 475 | N | Natural Gas | Y | N | N | 9999 | N |  | O/G Steam | 4307 | 4307.4092 | 10816
10416_G_GEN4 | FL | 12033 | ASCEND PERFORMANCE MATERIALS OPERATIONS | Pensacola Florida Plant | 751411 | 46321213 |  |  | 10416 | GEN4 | 0330040 | 32 | 121.5272 |  | 157.3516 | 33.8656 | 33.8656 | 8.5955 | 3.3069 | 2022 | 100 | 15 | 332 | 13766.7 | 77.9 | 325220 | -87.2502 | 30.599 | 1190 | 173 | 120 |  | 82 | Y | Natural Gas | N | Y | N | 9999 | N |  | Combustion Turbine | 6707 |  | 8700
7380_G_CT1 | FL | 12049 | SEMINOLE ELECTRIC COOPERATIVE, INC. | Midulla Generating Station | 4390111 | 36250013 | 7380 | 1 | 7380 | CT1 | 0490340 | 1 | 1.5132 | 10.8224 | 200.47 | 42.5165 | 42.5165 | 3.8421 | 11.2204 | 2022 | 175 | 18 | 198 | 1693.8 | 6.6535 | 2211 | -81.9629 | 27.6419 | 2240 | 125 | 120 |  | 179 | N | Natural Gas, Distillate Fuel Oil | Y | N | N | 9999 | N |  | Combined Cycle | 8164 | 8164.2197 | 7417
7380_G_CT2 | FL | 12049 | SEMINOLE ELECTRIC COOPERATIVE, INC. | Midulla Generating Station | 4390111 | 36250113 | 7380 | 2 | 7380 | CT2 | 0490340 | 2 | 1.7654 | 11.9067 | 185.6125 | 40.9293 | 40.9293 | 3.6956 | 11.9537 | 2022 | 175 | 18 | 198 | 1693.8 | 6.6535 | 2211 | -81.9629 | 27.6419 | 2240 | 125 | 120 |  | 179 | N | Natural Gas, Distillate Fuel Oil | Y | N | N | 9999 | N | 7380_G_ST3;7380_G_CT2 | Combined Cycle | 7749 | 7749.0786 | 7417
7380_G_GT4 | FL | 12049 | SEMINOLE ELECTRIC COOPERATIVE, INC. | Midulla Generating Station | 4390111 | 67290113 |  |  | 7380 | GT4 | 0490340 | 5 | 9.1039 |  | 19.3052 | 0.0030783 | 0.0020501 | 0.13832 | 2.7166 | 2022 | 60 | 9.5 | 891 | 7148.9 | 100.9 | 2211 | -81.962 | 27.6405 | 676 | 125 | 120 |  | 54 | N | Natural Gas, Distillate Fuel Oil | N | N | N | 9999 | N |  | Combustion Turbine | 1115 |  | 11630
7380_G_GT5 | FL | 12049 | SEMINOLE ELECTRIC COOPERATIVE, INC. | Midulla Generating Station | 4390111 | 67290213 |  |  | 7380 | GT5 | 0490340 | 6 | 10.2175 |  | 29.644 |  |  | 0.23364 | 1.22 | 2022 | 60 | 9.5 | 891 | 7148.9 | 100.9 | 2211 | -81.962 | 27.6405 | 676 | 125 | 120 |  | 54 | N | Natural Gas, Distillate Fuel Oil | N | N | N | 9999 | N |  | Combustion Turbine | 1571 |  | 11630
7380_G_GT6 | FL | 12049 | SEMINOLE ELECTRIC COOPERATIVE, INC. | Midulla Generating Station | 4390111 | 67290313 |  |  | 7380 | GT6 | 0490340 | 7 | 5.0541 |  | 10.5411 |  |  | 0.087378 | 3.5494 | 2022 | 60 | 9.5 | 891 | 7148.9 | 100.9 | 2211 | -81.962 | 27.6405 | 676 | 125 | 120 |  | 54 | N | Natural Gas, Distillate Fuel Oil | N | N | N | 9999 | N |  | Combustion Turbine | 979 |  | 11630
7380_G_GT7 | FL | 12049 | SEMINOLE ELECTRIC COOPERATIVE, INC. | Midulla Generating Station | 4390111 | 67290413 |  |  | 7380 | GT7 | 0490340 | 8 | 7.089 |  | 16.6463 |  |  | 0.13141 | 1.4209 | 2022 | 60 | 9.5 | 891 | 7148.9 | 100.9 | 2211 | -81.962 | 27.6405 | 676 | 125 | 120 |  | 54 | N | Natural Gas, Distillate Fuel Oil | N | N | N | 9999 | N |  | Combustion Turbine | 1033 |  | 11630
7380_G_GT8 | FL | 12049 | SEMINOLE ELECTRIC COOPERATIVE, INC. | Midulla Generating Station | 4390111 | 67290513 |  |  | 7380 | GT8 | 0490340 | 9 | 9.2215 |  | 27.5531 |  |  | 0.19981 | 2.6957 | 2022 | 60 | 9.5 | 891 | 7148.9 | 100.9 | 2211 | -81.962 | 27.6405 | 676 | 125 | 120 |  | 54 | N | Natural Gas, Distillate Fuel Oil | N | N | N | 9999 | N |  | Combustion Turbine | 1405 |  | 11630
50949_G_GEN1 | FL | 12049 | HARDEE POWER PARTNERS LIMITED | Hardee Power Station | 769811 | 46276813 | 50949 | CT1A | 50949 | GEN1 | 0490015 | 1 | 8.9307 |  | 319.7487 | 14.7606 | 14.7602 | 1.346 | 4.6453 | 2022 | 90 | 14.5 | 250 | 12516.7 | 75.8 | 2211 | -81.9636 | 27.6364 | 1270 | 125 | 120 |  | 70 | N | Natural Gas, Distillate Fuel Oil | N | N | N | 9999 | N | 50949_G_GEN3;50949_G_GEN1 | Combined Cycle | 5592 |  | 9235
50949_G_GEN2 | FL | 12049 | HARDEE POWER PARTNERS LIMITED | Hardee Power Station | 769811 | 46277113 | 50949 | CT1B | 50949 | GEN2 | 0490015 | 2 | 6.732 |  | 359.8268 | 15.3454 | 15.345 | 1.3987 | 4.8193 | 2022 | 90 | 14.5 | 250 | 12516.7 | 75.8 | 2211 | -81.9636 | 27.6364 | 1270 | 125 | 120 |  | 70 | N | Natural Gas, Distillate Fuel Oil | N | N | N | 9999 | N |  | Combined Cycle | 5601 |  | 9235
50949_G_GEN4 | FL | 12049 | HARDEE POWER PARTNERS LIMITED | Hardee Power Station | 769811 | 46276913 | 50949 | CT2A | 50949 | GEN4 | 0490015 | 3 | 2.6465 |  | 14.6816 | 0.4447 | 0.43567 | 0.065277 | 0.34272 | 2022 | 75 | 9 | 986 | 23728.7 | 376.3 | 2211 | -81.9636 | 27.6364 | 1270 | 125 | 120 |  | 70 | N | Natural Gas, Distillate Fuel Oil | N | N | N | 9999 | N |  | Combustion Turbine | 254 |  | 13552
50949_G_GEN5 | FL | 12049 | HARDEE POWER PARTNERS LIMITED | Hardee Power Station | 769811 | 46277013 | 50949 | CT2B | 50949 | GEN5 |  |  | 3.4398 |  | 1.6489 |  |  | 0.1424 | 0.23258 |  | 85 | 14.8 | 999 | 24425.3 | 142 | 2211 | -81.9636 | 27.6364 |  | 125 | 120 |  | 85 | N | Natural Gas, Distillate Fuel Oil | Y | N | N | 9999 | N |  | Combustion Turbine |  | 168.29 | 13534
55415_G_G101 | FL | 12049 | VANDOLAH POWER COMPANY, LLC | Vandolah Power Station | 588511 | 46159113 | 55415 | GT101 | 55415 | G101 | 0490043 | 1 | 10.2831 |  | 58.2934 | 12.6271 | 12.6271 | 12.4353 | 3.9296 | 2022 | 75 | 23 | 1113 | 44083.3 | 106.1 | 2211 | -81.9238 | 27.5242 | 1740 | 125 | 120 |  | 165.5 | N | Natural Gas, Distillate Fuel Oil | Y | N | N | 9999 | N |  | Combustion Turbine | 2337 | 2306.2185 | 10745
55415_G_G201 | FL | 12049 | VANDOLAH POWER COMPANY, LLC | Vandolah Power Station | 588511 | 46158613 | 55415 | GT201 | 55415 | G201 | 0490043 | 2 | 2.7716 |  | 57.595 | 12.7804 | 12.7804 | 7.3656 | 3.9924 | 2022 | 75 | 23 | 1113 | 44083.3 | 106.1 | 2211 | -81.9238 | 27.5242 | 1740 | 125 | 120 |  | 165.5 | N | Natural Gas, Distillate Fuel Oil | Y | N | N | 9999 | N |  | Combustion Turbine | 2368 | 2346.96 | 10745
55415_G_G301 | FL | 12049 | VANDOLAH POWER COMPANY, LLC | Vandolah Power Station | 588511 | 46158713 | 55415 | GT301 | 55415 | G301 | 0490043 | 3 | 4.0167 |  | 57.6268 | 12.816 | 12.816 | 18.2988 | 4.008 | 2022 | 75 | 23 | 1113 | 44083.3 | 106.1 | 2211 | -81.9238 | 27.5242 | 1740 | 125 | 120 |  | 165.5 | N | Natural Gas, Distillate Fuel Oil | Y | N | N | 9999 | N |  | Combustion Turbine | 2362 | 2329.6013 | 10745
55415_G_G401 | FL | 12049 | VANDOLAH POWER COMPANY, LLC | Vandolah Power Station | 588511 | 46159013 | 55415 | GT401 | 55415 | G401 | 0490043 | 4 | 3.1793 |  | 62.6292 | 13.4807 | 13.4807 | 7.5916 | 4.2134 | 2022 | 75 | 23 | 1113 | 44083.3 | 106.1 | 2211 | -81.9238 | 27.5242 | 1610 | 125 | 120 |  | 163.5 | N | Natural Gas, Distillate Fuel Oil | Y | N | N | 9999 | N |  | Combustion Turbine | 2506 | 2469.1892 | 10745
50482_B_B7 | FL | 12051 | U.S. SUGAR CORPORATION | Clewiston Sugar House | 769911 | 46276413 |  |  | 50482 | B7 | 0510003 | 14 | 702.1157 |  | 334.8693 | 43.4164 | 38.9351 | 58.2119 | 37.1601 | 2022 | 72 | 6.4 | 426 | 1936.3 | 60.1 | 311314 | -80.9387 | 26.7351 | 812 | 154 | 100 |  | 20 | Y | Biomass | N | Y | N | 9999 | N |  | Biomass | 5708 |  | 6956
50482_B_B8 | FL | 12051 | U.S. SUGAR CORPORATION | Clewiston Sugar House | 769911 | 67299413 |  |  | 50482 | B8 | 0510003 | 28 | 939.2633 | 162.4399 | 393.4993 | 65.2137 | 60.7389 | 99.5968 | 34.537 | 2022 | 199 | 13 | 330 | 6666.7 | 50.2 | 311314 | -80.9386 | 26.735 | 1030 | 154 | 100 |  | 20 | Y | Biomass | N | Y | N | 9999 | N |  | Biomass | 7273 |  | 6956
624_G_P2 | FL | 12055 | DUKE ENERGY FLORIDA, LLC |  | 4288311 | 36198913 | 624 | P2 |  |  | 0550003 | 4 | 0.015508 |  | 4.1355 | 0.053245 | 0.052023 | 0.12829 | 0.001927 | 2020 | 55 | 10 | 850 | 33333.3 | 424.4 | 2211 | -81.4925 | 27.5792 | 563 | 125 | 120 |  |  |  |  | N | N | N |  | N |  |  | 23
624_G_P1 | FL | 12055 | DUKE ENERGY FLORIDA, LLC |  | 4288311 | 36198813 | 624 | P1 |  |  | 0550003 | 3 | 0.031033 |  | 0.1211 | 0.002498 | 0.002498 | 0 | 0.000795 | 2022 | 55 | 10 | 850 | 33333.3 | 424 | 2211 | -81.4925 | 27.5792 | 563 | 125 | 120 |  |  |  |  | N | N | N |  | N |  |  | 1
50858_B_MWC1B | FL | 12057 | HILLSBOROUGH CTY. RESOURCE RECOVERY FAC. | Hillsborough County Resource Recovery | 920211 | 46521113 |  |  | 50858 | MWC1B | 0570261 | 1 | 9.7673 |  | 134.3477 | 15.1622 | 13.2035 | 5.2198 |  | 2022 | 220 | 5.4 | 290 | 1481.2 | 64.2 | 562219 | -82.3407 | 27.9547 | 172 | 103 | 270 |  | 10.5 | N | MSW | N | Y | N | 9999 | N |  | Municipal Solid Waste | 7261 |  | 21246
50858_B_MWC2C | FL | 12057 | HILLSBOROUGH CTY. RESOURCE RECOVERY FAC. | Hillsborough County Resource Recovery | 920211 | 46520613 |  |  | 50858 | MWC2C | 0570261 | 2 | 11.5056 |  | 143.5489 | 27.8961 | 24.2924 | 12.2919 |  | 2022 | 220 | 5.4 | 290 | 1481.2 | 64.2 | 562219 | -82.3407 | 27.9547 | 172 | 103 | 270 |  | 10.5 | N | MSW | N | Y | N | 9999 | N |  | Municipal Solid Waste | 7763 |  | 21246
50858_B_MWC3D | FL | 12057 | HILLSBOROUGH CTY. RESOURCE RECOVERY FAC. | Hillsborough County Resource Recovery | 920211 | 46520813 |  |  | 50858 | MWC3D | 0570261 | 3 | 11.7784 |  | 184.5973 | 27.571 | 24.0093 | 6.2948 |  | 2022 | 220 | 5.4 | 290 | 1481.2 | 64.2 | 562219 | -82.3407 | 27.9547 | 172 | 103 | 270 |  | 10.5 | N | MSW | N | Y | N | 9999 | N |  | Municipal Solid Waste | 7816 |  | 21246
50858_B_MWC4E | FL | 12057 | HILLSBOROUGH CTY. RESOURCE RECOVERY FAC. | Hillsborough County Resource Recovery | 920211 | 67270713 |  |  | 50858 | MWC4E | 0570261 | 107 | 25.303 | 2.9211 | 139.3616 | 15.9604 | 15.5877 | 10.8713 |  | 2022 | 220 | 7.4 | 270 | 2226.8 | 51.8 | 562219 | -82.3407 | 27.9547 | 288 | 103 | 270 |  | 10.5 | N | MSW | N | Y | N | 9999 | N | 50858_B_MWC4E;50858_G_GEN2 | Municipal Solid Waste | 7669 |  | 21246
50875_B_1 | FL | 12057 | MCKAY BAY REFUSE-TO-ENERGY FACILITY | McKay Bay Facility | 640811 | 46476113 |  |  | 50875 | 1 | 0570127 | 103 | 2.8819 |  | 68.505 | 3.7014 | 3.7014 | 1.3097 |  | 2022 | 201 | 4.2 | 315 | 1014.9 | 73.3 | 562219 | -82.421 | 27.9493 | 120 | 103 | 270 |  | 4.5 | N | MSW | N | Y | N | 9999 | N |  | Municipal Solid Waste | 8116 |  | 22303
50875_B_2 | FL | 12057 | MCKAY BAY REFUSE-TO-ENERGY FACILITY | McKay Bay Facility | 640811 | 46476213 |  |  | 50875 | 2 | 0570127 | 104 | 2.6834 |  | 63.7733 | 3.4873 | 3.4873 | 1.2194 |  | 2022 | 201 | 4.2 | 315 | 1014.9 | 73.3 | 562219 | -82.421 | 27.9493 | 120 | 103 | 270 |  | 4.5 | N | MSW | N | Y | N | 9999 | N |  | Municipal Solid Waste | 7576 |  | 22303
50875_B_3 | FL | 12057 | MCKAY BAY REFUSE-TO-ENERGY FACILITY | McKay Bay Facility | 640811 | 46476313 |  |  | 50875 | 3 | 0570127 | 105 | 2.8013 |  | 66.5952 | 3.581 | 3.581 | 1.2731 |  | 2022 | 201 | 4.2 | 315 | 1014.9 | 73.3 | 562219 | -82.421 | 27.9493 | 120 | 103 | 270 |  | 4.5 | N | MSW | N | Y | N | 9999 | N |  | Municipal Solid Waste | 7879 |  | 22303
50875_B_4 | FL | 12057 | MCKAY BAY REFUSE-TO-ENERGY FACILITY | McKay Bay Facility | 640811 | 46476013 |  |  | 50875 | 4 | 0570127 | 106 | 2.8401 |  | 67.5057 | 3.6618 | 3.6618 | 1.2907 |  | 2022 | 201 | 4.2 | 315 | 1014.9 | 73.3 | 562219 | -82.421 | 27.9493 | 120 | 103 | 270 |  | 4.5 | N | MSW | N | Y | N | 9999 | N |  | Municipal Solid Waste | 8035 |  | 22303
645_B_BB04 | FL | 12057 | TAMPA ELECTRIC COMPANY (TEC) | Big Bend | 538611 | 48398913 | 645 | BB04 | 645 | BB04 | 0570039 | 4 | 318.62 | 12.035 | 613.6149 | 49.14 | 49.14 | 959.3549 | 2.801 | 2022 | 490 | 24 | 127 | 26904.2 | 59.5 | 2211 | -82.4033 | 27.7944 | 4330 | 125 | 100 |  | 437 | N | Bituminous, Natural Gas | Y | N | N | 9999 | N |  | Coal Steam | 6182 | 6155.9722 | 10792
645_G_GT4 | FL | 12057 | TAMPA ELECTRIC COMPANY (TEC) | Big Bend | 538611 | 67261513 | 645 | CT4A | 645 | GT4 | 0570039 | 41 | 1.557 |  | 1.1407 | 0.064459 | 0.063162 | 0.008 | 0.032561 | 2022 | 60 | 9.5 | 893 | 7179 | 101.3 | 2211 | -82.4032 | 27.7953 | 343 | 125 | 120 |  | 56 | N | Natural Gas, Distillate Fuel Oil | Y | N | N | 9999 | N |  | Combustion Turbine | 138 | 95.78 | 11825
645_G_GT5 | FL | 12057 | TAMPA ELECTRIC COMPANY (TEC) | Big Bend | 538611 | 156029813 | 645 | BB05 | 645 | GT5 | 0570039 | 58 | 50.2858 |  | 128.9224 | 10.6566 | 10.6566 | 1.7191 | 4.9953 | 2022 | 142 | 25 | 1094 | 65217.0346 | 132.9 | 2211 | -82.4032 | 27.7953 |  | 125 | 999 |  | 360 | N | Natural Gas | Y | N | N | 9999 | N |  | Combined Cycle | 1719 | 2371.7598 | 7050
645_G_GT6 | FL | 12057 | TAMPA ELECTRIC COMPANY (TEC) | Big Bend | 538611 | 156029913 | 645 | BB06 | 645 | GT6 | 0570039 | 59 | 50.9288 |  | 161.5563 | 10.7929 | 10.7929 | 1.8245 | 5.0592 | 2022 | 142 | 25 | 1094 | 65217.0346 | 132.9 | 2211 | -82.4032 | 27.7953 |  | 125 | 999 |  | 360 | N | Natural Gas | Y | N | N | 9999 | N |  | Combined Cycle | 1922 | 2541.2803 | 7050
7873_G_1A | FL | 12057 | TAMPA ELECTRIC COMPANY | H L Culbreath Bayside Power Station | 901211 | 67261713 | 7873 | CT1A | 7873 | 1A | 0570040 | 20 | 25.6 | 3.2586 | 43.7744 | 23.4852 | 23.4852 | 2.0276 | 16.8226 | 2022 | 150 | 19 | 212 | 16979.8 | 59.9 | 2211 | -82.4202 | 27.907 | 1820 | 125 | 120 |  | 168 | N | Natural Gas | Y | N | N | 9999 | N | 7873_G_1ST;7873_G_1A | Combined Cycle | 5104 | 5009.0703 | 7524
7873_G_1B | FL | 12057 | TAMPA ELECTRIC COMPANY | H L Culbreath Bayside Power Station | 901211 | 67261813 | 7873 | CT1B | 7873 | 1B | 0570040 | 21 | 23.9 | 2.6331 | 44.2774 | 25.2184 | 25.2184 | 2.172 | 16.024 | 2022 | 150 | 19 | 212 | 16979.8 | 59.9 | 2211 | -82.4202 | 27.907 | 1820 | 125 | 120 |  | 168 | N | Natural Gas | Y | N | N | 9999 | N |  | Combined Cycle | 5393 | 5319.5 | 7524
7873_G_1C | FL | 12057 | TAMPA ELECTRIC COMPANY | H L Culbreath Bayside Power Station | 901211 | 67261913 | 7873 | CT1C | 7873 | 1C | 0570040 | 22 | 26.79 | 2.0681 | 43.4734 | 23.2155 | 23.2155 | 1.9996 | 15.7367 | 2022 | 150 | 19 | 212 | 16979.8 | 59.9 | 2211 | -82.4202 | 27.907 | 1820 | 125 | 120 |  | 168 | N | Natural Gas | Y | N | N | 9999 | N |  | Combined Cycle | 5151 | 5076.0703 | 7524
7873_G_2A | FL | 12057 | TAMPA ELECTRIC COMPANY | H L Culbreath Bayside Power Station | 901211 | 67262013 | 7873 | CT2A | 7873 | 2A | 0570040 | 23 | 18.78 | 2.8251 | 49.2089 | 27.7256 | 27.7256 | 2.42 | 19.5718 | 2022 | 150 | 19 | 212 | 16979.8 | 59.9 | 2211 | -82.4202 | 27.907 | 1820 | 125 | 120 |  | 170 | N | Natural Gas | Y | N | N | 9999 | N | 7873_G_2ST;7873_G_2A | Combined Cycle | 6096 | 5992.4902 | 7524
7873_G_2B | FL | 12057 | TAMPA ELECTRIC COMPANY | H L Culbreath Bayside Power Station | 901211 | 67262113 | 7873 | CT2B | 7873 | 2B | 0570040 | 24 | 22.7 | 4.6411 | 55.1088 | 30.2592 | 30.2592 | 2.6503 | 18.1779 | 2022 | 150 | 19 | 212 | 16979.8 | 59.9 | 2211 | -82.4202 | 27.907 | 1820 | 125 | 120 |  | 170 | N | Natural Gas | Y | N | N | 9999 | N |  | Combined Cycle | 6538 | 6449.1885 | 7524
7873_G_2C | FL | 12057 | TAMPA ELECTRIC COMPANY | H L Culbreath Bayside Power Station | 901211 | 67262213 | 7873 | CT2C | 7873 | 2C | 0570040 | 25 | 20.8 | 3.6636 | 48.536 | 27.51 | 27.51 | 2.3993 | 18.2532 | 2022 | 150 | 19 | 212 | 16979.8 | 59.9 | 2211 | -82.4202 | 27.907 | 1820 | 125 | 120 |  | 170 | N | Natural Gas | Y | N | N | 9999 | N |  | Combined Cycle | 5923 | 5843.6802 | 7524
7873_G_2D | FL | 12057 | TAMPA ELECTRIC COMPANY | H L Culbreath Bayside Power Station | 901211 | 67262313 | 7873 | CT2D | 7873 | 2D | 0570040 | 26 | 24.5 | 5.4366 | 49.2035 | 29.1314 | 29.1314 | 2.5429 | 20.4691 | 2022 | 150 | 19 | 212 | 16979.8 | 59.9 | 2211 | -82.4202 | 27.907 | 1820 | 125 | 120 |  | 170 | N | Natural Gas | Y | N | N | 9999 | N |  | Combined Cycle | 6283 | 6185.2607 | 7524
7873_G_3 | FL | 12057 | TAMPA ELECTRIC COMPANY | H L Culbreath Bayside Power Station | 901211 | 67262513 | 7873 | CT3B | 7873 | 3 | 0570040 | 32 | 1.406 |  | 1.3608 | 0.22067 | 0.21623 | 0.0099 | 0.03209 | 2022 | 60 | 9.5 | 893 | 7179 | 101.3 | 2211 | -82.4139 | 27.9076 | 343 | 125 | 120 |  | 56 | N | Natural Gas | Y | N | N | 9999 | N |  | Combustion Turbine | 153 | 113.91 | 11482
7873_G_4 | FL | 12057 | TAMPA ELECTRIC COMPANY | H L Culbreath Bayside Power Station | 901211 | 67262713 | 7873 | CT4B | 7873 | 4 | 0570040 | 34 | 2.153 |  | 2.1417 | 0.35751 | 0.35032 | 0.0169 | 0.051989 | 2022 | 60 | 9.5 | 893 | 7179 | 101.3 | 2211 | -82.4136 | 27.9076 | 343 | 125 | 120 |  | 56 | N | Natural Gas | Y | N | N | 9999 | N |  | Combustion Turbine | 261 | 190.21 | 11482
7873_G_5 | FL | 12057 | TAMPA ELECTRIC COMPANY | H L Culbreath Bayside Power Station | 901211 | 67262913 | 7873 | CT5B | 7873 | 5 |  |  | 2.914 |  | 2.5599 | 0.38459 | 0.37685 | 0.017 | 0.055928 |  | 60 | 9.5 | 893 | 7179 | 101.3 | 2211 | -82.4128 | 27.9076 |  | 125 | 120 |  | 56 | N | Natural Gas | Y | N | N | 9999 | N |  | Combustion Turbine |  | 205.3999 | 11482
7873_G_6 | FL | 12057 | TAMPA ELECTRIC COMPANY | H L Culbreath Bayside Power Station | 901211 | 67263113 | 7873 | CT6B | 7873 | 6 | 0570040 | 38 | 2.686 |  | 2.2093 | 0.34365 | 0.33674 | 0.0153 | 0.049974 | 2022 | 60 | 9.5 | 893 | 7179 | 101.3 | 2211 | -82.4125 | 27.9076 | 343 | 125 | 120 |  | 56 | N | Natural Gas | Y | N | N | 9999 | N |  | Combustion Turbine | 248 | 182.22 | 11482
645_B_BB03 | FL | 12057 | TAMPA ELECTRIC COMPANY (TEC) |  | 538611 | 48398013 | 645 | BB03 |  |  | 0570039 | 3 | 251.9324 | 3.2576 | 267.7692 | 23.239 | 23.239 | 33.3903 | 5.6418 | 2022 | 490 | 24 | 308 | 23162.3 | 51.2 | 2211 | -82.4033 | 27.7944 | 4120 | 125 | 100 |  |  |  |  | Y | N | N |  | N |  |  | 3495 | 3476.74
7873_G_5a | FL | 12057 | TAMPA ELECTRIC COMPANY |  | 901211 | 67262813 | 7873 | CT5A |  |  | 0570040 | 35 | 2.476 |  | 2.367 | 0.37806 | 0.37045 | 0.0167 | 0.054978 | 2022 | 60 | 9.5 | 893 | 7179 | 101.3 | 2211 | -82.4128 | 27.9075 | 343 | 125 | 120 |  |  |  |  | Y | N | N |  | N |  |  | 273 | 203.47
7873_G_6a | FL | 12057 | TAMPA ELECTRIC COMPANY |  | 901211 | 67263013 | 7873 | CT6A |  |  | 0570040 | 37 | 2.18 |  | 2.0344 | 0.33076 | 0.32411 | 0.0142 | 0.0481 | 2022 | 60 | 9.5 | 893 | 7179 | 101.3 | 2211 | -82.4125 | 27.9075 | 343 | 125 | 120 |  |  |  |  | Y | N | N |  | N |  |  | 238 | 172.46
7873_G_4a | FL | 12057 | TAMPA ELECTRIC COMPANY |  | 901211 | 67262613 | 7873 | CT4A |  |  | 0570040 | 33 | 1.368 |  | 2.1525 | 0.36737 | 0.35998 | 0.0167 | 0.053424 | 2022 | 60 | 9.5 | 893 | 7179 | 101.3 | 2211 | -82.4136 | 27.9075 | 343 | 125 | 120 |  |  |  |  | Y | N | N |  | N |  |  | 268 | 193.79
645_G_GT4x | FL | 12057 | TAMPA ELECTRIC COMPANY (TEC) |  | 538611 | 67261613 | 645 | CT4B |  |  | 0570039 | 42 | 1.977 |  | 1.4198 | 0.077236 | 0.075683 | 0.0102 | 0.039015 | 2022 | 60 | 9.5 | 893 | 7179 | 101.3 | 2211 | -82.4032 | 27.7953 | 343 | 125 | 120 |  |  |  |  | Y | N | N |  | N |  |  | 162 | 117.97
7873_G_3a | FL | 12057 | TAMPA ELECTRIC COMPANY |  | 901211 | 67262413 | 7873 | CT3A |  |  | 0570040 | 31 | 1.493 |  | 1.5065 | 0.23264 | 0.22797 | 0.0105 | 0.033831 | 2022 | 60 | 9.5 | 893 | 7179 | 101.3 | 2211 | -82.4138 | 27.9075 | 343 | 125 | 120 |  |  |  |  | Y | N | N |  | N |  |  | 164 | 123.69
50629_B_1 | FL | 12069 | COVANTA LAKE II, INC. | Covanta Lake County Energy | 552811 | 48257713 |  |  | 50629 | 1 | 0690046 | 1 | 12.7754 |  | 166.6286 | 0.78515 | 0.68749 | 1.4969 | 0.033173 | 2022 | 199 | 4.3 | 270 | 990 | 68.2 | 562219 | -81.8894 | 28.7397 | 120 | 103 | 270 |  | 6.2 | N | MSW | N | Y | N | 9999 | N |  | Municipal Solid Waste | 8252 |  | 20791
50629_B_2 | FL | 12069 | COVANTA LAKE II, INC. | Covanta Lake County Energy | 552811 | 48257813 |  |  | 50629 | 2 | 0690046 | 2 | 6.8865 |  | 158.821 | 1.374 | 1.1913 | 1.3417 | 0.02302 | 2022 | 199 | 4.3 | 270 | 990 | 68.2 | 562219 | -81.8894 | 28.7397 | 120 | 103 | 270 |  | 6.2 | N | MSW | N | Y | N | 9999 | N |  | Municipal Solid Waste | 8263 |  | 20791
52010_B_BLR1 | FL | 12071 | LEE COUNTY DEPT. OF SOLID WASTE MGT. | Lee County Solid Waste Energy | 922411 | 46493013 |  |  | 52010 | BLR1 | 0710119 | 1 | 22.33 | 1.36 | 261.57 | 13.613 | 13.5045 | 8.7 |  | 2022 | 275 | 6.2 | 240 | 1949.1 | 64.6 | 562219 | -81.7614 | 26.6319 | 275 | 103 | 270 |  | 19.5 | N | MSW | N | Y | N | 9999 | N |  | Municipal Solid Waste | 7673 |  | 17531
52010_B_BLR2 | FL | 12071 | LEE COUNTY DEPT. OF SOLID WASTE MGT. | Lee County Solid Waste Energy | 922411 | 46492913 |  |  | 52010 | BLR2 | 0710119 | 2 | 21.24 | 1.22 | 267.41 | 14.498 | 14.4198 | 12.3 |  | 2022 | 275 | 6.2 | 240 | 1949.1 | 64.6 | 562219 | -81.7614 | 26.6319 | 275 | 103 | 270 |  | 19.5 | N | MSW | N | Y | N | 9999 | N |  | Municipal Solid Waste | 7762 |  | 17531
52010_B_BLR3 | FL | 12071 | LEE COUNTY DEPT. OF SOLID WASTE MGT. | Lee County Solid Waste Energy | 922411 | 67305013 |  |  | 52010 | BLR3 | 0710119 | 6 | 19.25 | 0.93 | 172.78 | 13.692 | 13.5903 | 14.0001 |  | 2022 | 276 | 6.2 | 270 | 2596.7 | 86.8 | 562219 | -81.7614 | 26.6319 | 292 | 103 | 270 |  | 16 | N | MSW | N | Y | N | 9999 | N |  | Municipal Solid Waste | 7367 |  | 17737
612_G_2A | FL | 12071 | FLORIDA POWER & LIGHT | Fort Myers | 922311 | 46494313 | 612 | FMCT2A | 612 | 2A | 0710002 | 18 | 6.6901 |  | 157.2197 | 40.8841 | 40.8841 | 3.7365 | 2.2982 | 2022 | 125 | 19 | 220 | 19936 | 70.3 | 2211 | -81.7831 | 26.6967 | 1780 | 125 | 140 |  | 199.5 | N | Natural Gas | Y | N | N | 9999 | N | 612_G_2A;612_G_ST1 | Combined Cycle | 7476 | 7476.0776 | 7225
612_G_2B | FL | 12071 | FLORIDA POWER & LIGHT | Fort Myers | 922311 | 46494213 | 612 | FMCT2B | 612 | 2B | 0710002 | 19 | 6.419 |  | 137.1153 | 40.1948 | 40.1948 | 3.6766 | 2.2594 | 2022 | 125 | 19 | 220 | 19936 | 70.3 | 2211 | -81.7831 | 26.6967 | 1780 | 125 | 140 |  | 197.4 | N | Natural Gas | Y | N | N | 9999 | N |  | Combined Cycle | 7471 | 7470.4912 | 7225
612_G_2C | FL | 12071 | FLORIDA POWER & LIGHT | Fort Myers | 922311 | 46494413 | 612 | FMCT2C | 612 | 2C |  |  | 16.9054 |  | 152.0031 | 40.4407 | 40.4407 | 3.6961 | 2.2733 |  | 125 | 19 | 220 | 19936 | 70.3 | 2211 | -81.7831 | 26.6967 |  | 125 | 140 |  | 197.4 | N | Natural Gas | Y | N | N | 9999 | N |  | Combined Cycle |  | 7547.04 | 7225
612_G_2D | FL | 12071 | FLORIDA POWER & LIGHT | Fort Myers | 922311 | 46494613 | 612 | FMCT2D | 612 | 2D | 0710002 | 21 | 6.5336 |  | 118.2504 | 35.0584 | 35.0584 | 3.2108 | 1.9707 | 2022 | 125 | 19 | 220 | 19936 | 70.3 | 2211 | -81.7831 | 26.6967 | 1780 | 125 | 140 |  | 197.4 | N | Natural Gas | Y | N | N | 9999 | N | 612_G_ST2;612_G_2D | Combined Cycle | 6506 | 6505.8779 | 7225
612_G_2E | FL | 12071 | FLORIDA POWER & LIGHT | Fort Myers | 922311 | 46494013 | 612 | FMCT2E | 612 | 2E | 0710002 | 22 | 5.7447 |  | 140.6503 | 39.995 | 39.995 | 3.6649 | 2.2482 | 2022 | 125 | 19 | 220 | 19936 | 70.3 | 2211 | -81.7831 | 26.6967 | 1780 | 125 | 140 |  | 197.4 | N | Natural Gas | Y | N | N | 9999 | N |  | Combined Cycle | 7294 | 7293.9502 | 7225
612_G_2F | FL | 12071 | FLORIDA POWER & LIGHT | Fort Myers | 922311 | 46494513 | 612 | FMCT2F | 612 | 2F | 0710002 | 23 | 5.2977 |  | 141.5828 | 38.4231 | 38.4231 | 3.5179 | 2.1598 | 2022 | 125 | 19 | 220 | 19936 | 70.3 | 2211 | -81.7831 | 26.6967 | 1780 | 125 | 160 |  | 197.4 | N | Natural Gas | Y | N | N | 9999 | N |  | Combined Cycle | 7081 | 7080.5093 | 7225
612_G_9 | FL | 12071 | FLORIDA POWER & LIGHT | Fort Myers | 922311 | 67302513 | 612 | GFM09 | 612 | 9 | 0710002 | 11 | 0.40185 |  | 2.5499 | 0.026184 | 0.017449 | 2.6438 | 0.002168 | 2022 | 32 | 11.4 | 975 | 19333.3 | 189.4 | 2211 | -81.7831 | 26.6967 | 895 | 125 | 120 |  | 54 | N | Distillate Fuel Oil | N | N | N | 9999 | N |  | Combustion Turbine | 20 |  | 11565
612_G_CT1 | FL | 12071 | FLORIDA POWER & LIGHT | Fort Myers | 922311 | 67302913 | 612 | PFM3A | 612 | CT1 | 0710002 | 27 | 0.33986 |  | 14.623 | 2.6443 | 2.6443 | 2.5661 | 0.16292 | 2022 | 80 | 20.5 | 1116 | 39824.4 | 120.7 | 2211 | -81.7831 | 26.6967 | 1600 | 125 | 120 |  | 182 | N | Natural Gas, Distillate Fuel Oil | Y | N | N | 9999 | N |  | Combustion Turbine | 364 | 363.88 | 11544
612_G_CT2 | FL | 12071 | FLORIDA POWER & LIGHT | Fort Myers | 922311 | 67303013 | 612 | PFM3B | 612 | CT2 | 0710002 | 28 | 0.1853 |  | 20.8621 | 2.7541 | 2.7541 | 4.7583 | 0.13578 | 2022 | 80 | 20.5 | 1116 | 39824.4 | 120.7 | 2211 | -81.7831 | 26.6967 | 1740 | 125 | 120 |  | 182 | N | Natural Gas, Distillate Fuel Oil | Y | N | N | 9999 | N |  | Combustion Turbine | 480 | 479.4899 | 11544
612_G_GT1 | FL | 12071 | FLORIDA POWER & LIGHT | Fort Myers | 922311 | 67301813 | 612 | GFM01 | 612 | GT1 | 0710002 | 3 | 0.15135 |  | 0.96745 | 0.0098618 | 0.0065718 | 0.99573 | 0.000816 | 2022 | 32 | 11.4 | 975 | 19333.3 | 189.4 | 2211 | -81.7831 | 26.6967 | 895 | 125 | 120 |  | 54 | N | Distillate Fuel Oil | N | N | N | 9999 | N |  | Combustion Turbine | 7 |  | 11565
612_G_PFM3C | FL | 12071 | FLORIDA POWER & LIGHT | Fort Myers | 922311 | 125617813 | 612 | PFM3C | 612 | PFM3C | 0710002 | 34 | 1.9757 |  | 20.8443 | 1.963 | 1.9368 | 5.2038 | 0.19465 | 2022 | 100 | 23 | 1087 | 47776.5 | 115 | 2211 | -81.7831 | 26.6967 | 2450 | 125 | 120 |  | 231 | N | Natural Gas, Distillate Fuel Oil | Y | N | N | 9999 | N |  | Combustion Turbine | 566 | 565.5999 | 10969
612_G_PFM3D | FL | 12071 | FLORIDA POWER & LIGHT | Fort Myers | 922311 | 125617913 | 612 | PFM3D | 612 | PFM3D | 0710002 | 35 | 1.8223 |  | 21.2412 | 2.2159 | 2.1948 | 4.2941 | 0.19149 | 2022 | 100 | 23 | 1087 | 47776.5 | 115 | 2211 | -81.7831 | 26.6967 | 2450 | 125 | 120 |  | 231 | N | Natural Gas, Distillate Fuel Oil | Y | N | N | 9999 | N |  | Combustion Turbine | 635 | 634.0298 | 10969
688_G_CT 2A | FL | 12073 | CITY OF TALLAHASSEE | Arvah B Hopkins | 715111 | 67190613 | 688 | 2A | 688 | CT 2A | 0730003 | 33 | 20.8 | 0.39522 | 86.8966 | 35.2823 | 35.2823 | 3.1806 | 11.2613 | 2022 | 150 | 18 | 188 | 16935 | 66.6 | 2211 | -84.4 | 30.4522 | 1900 | 125 | 120 |  | 159 | N | Natural Gas, Distillate Fuel Oil | Y | N | N | 9999 | N | 688_G_CT 2A;688_G_2 | Combined Cycle | 8233 | 8220.5605 | 7905
688_G_GT3 | FL | 12073 | CITY OF TALLAHASSEE | Arvah B Hopkins | 715111 | 67190413 | 688 | HC3 | 688 | GT3 | 0730003 | 31 | 2.895 | 0.42811 | 1.5528 | 0.7911 | 0.79004 | 4.3488 | 0.23571 | 2022 | 85 | 10 | 825 | 10020 | 127.6 | 2211 | -84.3995 | 30.452 | 445 | 125 | 120 |  | 46 | N | Natural Gas, Distillate Fuel Oil | Y | N | N | 9999 | N |  | Combustion Turbine | 651 | 560.6 | 10745
688_G_GT4 | FL | 12073 | CITY OF TALLAHASSEE | Arvah B Hopkins | 715111 | 67190513 | 688 | HC4 | 688 | GT4 | 0730003 | 32 | 2.3138 | 0.34151 | 1.4439 | 0.63876 | 0.63771 | 4.2021 | 0.18794 | 2022 | 85 | 10 | 825 | 10020 | 127.6 | 2211 | -84.3995 | 30.452 | 445 | 125 | 120 |  | 46 | N | Natural Gas, Distillate Fuel Oil | Y | N | N | 9999 | N |  | Combustion Turbine | 513 | 443.56 | 10745
688_G_IC1 | FL | 12073 | CITY OF TALLAHASSEE | Arvah B Hopkins | 715111 | 134846513 |  |  | 688 | IC1 | 0730003 | 36 | 2.5196 | 0.035115 | 2.4854 | 4.3141 | 4.3141 | 0.031413 | 1.0269 | 2022 | 75 | 5.3 | 684 | 2049.4 | 94.7 | 2211 | -84.3995 | 30.452 | 161 | 125 | 160 |  | 18.5 | N | Natural Gas | N | N | N | 9999 | N |  | Combustion Turbine | 2692 |  | 10745
688_G_IC2 | FL | 12073 | CITY OF TALLAHASSEE | Arvah B Hopkins | 715111 | 134846613 |  |  | 688 | IC2 | 0730003 | 37 | 2.2127 | 0.020678 | 2.1769 | 3.7007 | 3.7007 | 0.029041 | 0.9239 | 2022 | 75 | 5.3 | 684 | 2049.4 | 94.7 | 2211 | -84.3995 | 30.452 | 161 | 125 | 160 |  | 18.5 | N | Natural Gas | N | N | N | 9999 | N |  | Combustion Turbine | 2286 |  | 10745
688_G_IC3 | FL | 12073 | CITY OF TALLAHASSEE | Arvah B Hopkins | 715111 | 134846713 |  |  | 688 | IC3 | 0730003 | 38 | 1.9282 | 0.0173 | 1.8914 | 3.1244 | 3.1244 | 0.026703 | 0.82701 | 2022 | 75 | 5.3 | 684 | 2049.4 | 94.7 | 2211 | -84.3995 | 30.452 | 161 | 125 | 160 |  | 18.5 | N | Natural Gas | N | N | N | 9999 | N |  | Combustion Turbine | 1915 |  | 10745
688_G_IC4 | FL | 12073 | CITY OF TALLAHASSEE | Arvah B Hopkins | 715111 | 134846813 |  |  | 688 | IC4 | 0730003 | 39 | 1.6418 | 0.01434 | 1.6083 | 2.6028 | 2.6028 | 0.023215 | 0.71257 | 2022 | 75 | 5.3 | 684 | 2049.4 | 94.7 | 2211 | -84.3995 | 30.452 | 161 | 125 | 160 |  | 18.5 | N | Natural Gas | N | N | N | 9999 | N |  | Combustion Turbine | 1601 |  | 10745
688_G_IC5 | FL | 12073 | CITY OF TALLAHASSEE | Arvah B Hopkins | 715111 | 138586213 |  |  | 688 | IC5 | 0730003 | 40 | 1.4471 | 0.012016 | 1.4136 | 2.2039 | 2.2039 | 0.021407 | 0.64375 | 2022 | 75 | 5.3 | 684 | 2049.4 | 94.7 | 2211 | -84.3995 | 30.452 | 161 | 125 | 160 |  | 18.5 | N | Natural Gas, Distillate Fuel Oil | N | N | N | 9999 | N |  | Combustion Turbine | 1356 |  | 9905
50774_B_1 | FL | 12077 | TELOGIA POWER LLC |  | 3523911 | 36720713 |  |  |  |  | 0770009 | 1 | 357.1108 |  | 68.5296 | 15.7472 | 15.7472 | 10.64 | 2.0413 | 2020 | 81 | 7.2 | 350 | 2506.7 | 62.1 | 2211 | -84.8182 | 30.3348 | 230 | 125 | 100 |  |  |  |  | N | N | N |  | N |  |  | 3332
6042_B_PMT2 | FL | 12081 | MANATEE POWER PLANT | Manatee | 537911 | 48407613 | 6042 | PMT2 | 6042 | PMT2 | 0810010 | 2 | 7.9503 |  | 5.9698 | 0.70464 | 0.70461 | 0.2462 | 0.50977 | 2022 | 499 | 26.2 | 325 | 44456.8 | 82.5 | 2211 | -82.3451 | 27.6066 | 8650 | 125 | 100 |  | 809 | N | Natural Gas, Residual Fuel Oil | Y | N | N | 9999 | N |  | O/G Steam | 122 | 122.31 | 11770
50971_G_GEN1 | FL | 12081 | TROPICANA MANUFACTURING COMPANY, INC. | Tropicana Products Bradent | 537811 | 67275313 |  |  | 50971 | GEN1 | 0810007 | 26 | 81.4577 |  | 68.0844 | 6.5571 | 6.5571 | 3.3749 | 2.0892 | 2022 | 67 | 12 | 268 | 5731.3 | 50.7 | 311421 | -82.548 | 27.4833 | 456 |  | 120 |  | 31 | Y | Natural Gas | N | Y | N | 9999 | N |  | Combustion Turbine | 8185 |  | 8700
6042_G_A | FL | 12081 | MANATEE POWER PLANT | Manatee | 537911 | 67276713 | 6042 | MTCT3A | 6042 | A | 0810010 | 5 | 5.3888 | 2.6944 | 44.1034 | 39.518 | 39.0175 | 3.5849 | 6.1133 | 2022 | 120 | 22 | 1116 | 39825 | 104.8 | 2211 | -82.3463 | 27.6056 | 1980 | 125 | 120 |  | 173.5 | N | Natural Gas | Y | N | N | 9999 | N | 6042_G_A;6042_G_3 | Combined Cycle | 7330 | 7329.6006 | 7050
6042_G_B | FL | 12081 | MANATEE POWER PLANT | Manatee | 537911 | 67276813 | 6042 | MTCT3B | 6042 | B | 0810010 | 6 | 5.6861 | 2.8372 | 48.0089 | 38.6886 | 38.1985 | 3.5257 | 2.8606 | 2022 | 120 | 19 | 202 | 16735.8 | 59 | 2211 | -82.3463 | 27.6056 | 1980 | 125 | 120 |  | 173.5 | N | Natural Gas | Y | N | N | 9999 | N |  | Combined Cycle | 7167 | 7167.3809 | 7050
6042_G_C | FL | 12081 | MANATEE POWER PLANT | Manatee | 537911 | 67276913 | 6042 | MTCT3C | 6042 | C | 0810010 | 7 | 5.617 | 2.3959 | 45.7356 | 36.2385 | 35.7794 | 3.3168 | 4.9416 | 2022 | 120 | 19 | 202 | 16735.8 | 59 | 2211 | -82.3463 | 27.6056 | 1980 | 125 | 120 |  | 173.5 | N | Natural Gas | Y | N | N | 9999 | N |  | Combined Cycle | 6814 | 6813.7021 | 7050
6042_G_D | FL | 12081 | MANATEE POWER PLANT | Manatee | 537911 | 67277013 | 6042 | MTCT3D | 6042 | D | 0810010 | 8 | 4.4536 | 1.704 | 44.7426 | 33.1759 | 32.7557 | 3.0108 | 2.2218 | 2022 | 120 | 19 | 202 | 16735.8 | 59 | 2211 | -82.3463 | 27.6056 | 1980 | 125 | 120 |  | 173.5 | N | Natural Gas | Y | N | N | 9999 | N |  | Combined Cycle | 6165 | 6164.5542 | 7050
6042_B_PMT1 | FL | 12081 | MANATEE POWER PLANT |  | 537911 | 48407513 | 6042 | PMT1 |  |  | 0810010 | 1 | 5.7822 |  | 3.5988 | 0.51261 | 0.51258 | 0.0369 | 0.37044 | 2022 | 499 | 27.3 | 344 | 45652.4 | 78 | 2211 | -82.3451 | 27.6066 | 8650 | 125 | 100 |  |  |  |  | Y | N | N |  | N |  |  | 126 | 125.97
6043_G_3GT1 | FL | 12085 | FLORIDA POWER & LIGHT (PMR) | Martin | 751511 | 46320313 | 6043 | HRSG3A | 6043 | 3GT1 | 0850001 | 3 | 2.2952 |  | 68.609 | 15.1485 | 15.1485 | 1.3877 | 0.93875 | 2022 | 213 | 20 | 280 | 40338.5 | 128.4 | 2211 | -80.5637 | 27.0551 | 1970 | 125 | 120 |  | 165 | N | Natural Gas | Y | N | N | 9999 | N | 6043_G_3GT1;6043_G_3ST | Combined Cycle | 3418 | 3418.5962 | 7230
6043_G_3GT2 | FL | 12085 | FLORIDA POWER & LIGHT (PMR) | Martin | 751511 | 46320213 | 6043 | HRSG3B | 6043 | 3GT2 | 0850001 | 4 | 3.249 |  | 84.5921 | 21.4434 | 21.4434 | 1.9741 | 1.3288 | 2022 | 213 | 20 | 280 | 40338.5 | 128.4 | 2211 | -80.5641 | 27.0551 | 1970 | 125 | 120 |  | 165 | N | Natural Gas | Y | N | N | 9999 | N |  | Combined Cycle | 4794 | 4793.7085 | 7230
6043_G_4GT1 | FL | 12085 | FLORIDA POWER & LIGHT (PMR) | Martin | 751511 | 46319713 | 6043 | HRSG4A | 6043 | 4GT1 | 0850001 | 5 | 3.9095 |  | 107.6933 | 25.8025 | 25.8025 | 2.3787 | 2.4473 | 2022 | 213 | 20 | 280 | 40338.5 | 128.4 | 2211 | -80.5647 | 27.0551 | 1970 | 125 | 120 |  | 165 | N | Natural Gas | Y | N | N | 9999 | N | 6043_G_4ST;6043_G_4GT1 | Combined Cycle | 5771 | 5770.9482 | 7230
6043_G_4GT2 | FL | 12085 | FLORIDA POWER & LIGHT (PMR) | Martin | 751511 | 46319513 | 6043 | HRSG4B | 6043 | 4GT2 | 0850001 | 6 | 2.9885 |  | 86.8739 | 19.7243 | 19.7243 | 1.8068 | 1.2223 | 2022 | 213 | 20 | 280 | 40338.5 | 128.4 | 2211 | -80.5651 | 27.0551 | 1970 | 125 | 120 |  | 165 | N | Natural Gas | Y | N | N | 9999 | N |  | Combined Cycle | 4360 | 4359.5161 | 7230
6043_G_8A | FL | 12085 | FLORIDA POWER & LIGHT (PMR) | Martin | 751511 | 46320013 | 6043 | PMR8A | 6043 | 8A | 0850001 | 11 | 5.098 | 2.3756 | 38.5035 | 33.6572 | 33.6567 | 3.0887 | 3.0326 | 2022 | 120 | 19 | 202 | 16736.7 | 59 | 2211 | -80.565 | 27.0541 | 1980 | 125 | 120 |  | 196.8 | N | Natural Gas, Distillate Fuel Oil | Y | N | N | 9999 | N | 6043_G_8A;6043_G_8 | Combined Cycle | 6365 | 6364.7158 | 7230
6043_G_8B | FL | 12085 | FLORIDA POWER & LIGHT (PMR) | Martin | 751511 | 46319813 | 6043 | PMR8B | 6043 | 8B | 0850001 | 12 | 4.2473 | 1.344 | 38.4229 | 31.1526 | 31.1511 | 2.8689 | 5.2532 | 2022 | 120 | 19 | 202 | 16736.7 | 59 | 2211 | -80.5655 | 27.0541 | 1980 | 125 | 120 |  | 196.8 | N | Natural Gas, Distillate Fuel Oil | Y | N | N | 9999 | N |  | Combined Cycle | 6101 | 6102.1963 | 7230
6043_G_8C | FL | 12085 | FLORIDA POWER & LIGHT (PMR) | Martin | 751511 | 67227613 | 6043 | PMR8C | 6043 | 8C | 0850001 | 17 | 5.2954 | 1.7547 | 42.0828 | 38.8345 | 38.8343 | 3.5676 | 7.4423 | 2022 | 120 | 19 | 202 | 16736.7 | 59 | 2211 | -80.5637 | 27.0541 | 1980 | 125 | 120 |  | 196.8 | N | Natural Gas, Distillate Fuel Oil | Y | N | N | 9999 | N |  | Combined Cycle | 7571 | 7571.1201 | 7230
6043_G_8D | FL | 12085 | FLORIDA POWER & LIGHT (PMR) | Martin | 751511 | 67227713 | 6043 | PMR8D | 6043 | 8D | 0850001 | 18 | 5.1755 | 5.0103 | 41.376 | 37.9679 | 37.9675 | 3.5045 | 7.2284 | 2022 | 120 | 19 | 202 | 16736.7 | 59 | 2211 | -80.5642 | 27.0541 | 1980 | 125 | 120 |  | 196.8 | N | Natural Gas, Distillate Fuel Oil | Y | N | N | 9999 | N |  | Combined Cycle | 7512 | 7512.1499 | 7230
10062_B_BLR1 | FL | 12086 | MIAMI-DADE CO. DEPT. OF SOLID WASTE MGMT | Miami Dade County Resource Recovery Fac | 3544911 | 36552113 |  |  | 10062 | BLR1 | 0250348 | 1 | 182.9378 |  | 247.9331 | 1.9145 | 1.9145 | 19.3401 | 7.3239 | 2022 | 250 | 8.4 | 300 | 3083 | 55.1 | 562219 | -80.3567 | 25.8369 | 302 | 103 | 270 |  | 17.9 | N | MSW | N | Y | N | 9999 | N |  | Municipal Solid Waste | 6341 |  | 25743
10062_B_BLR2 | FL | 12086 | MIAMI-DADE CO. DEPT. OF SOLID WASTE MGMT | Miami Dade County Resource Recovery Fac | 3544911 | 36551613 |  |  | 10062 | BLR2 | 0250348 | 2 | 141.9372 |  | 226.8432 | 2.4447 | 2.4447 | 9.1634 | 6.7925 | 2022 | 250 | 8.4 | 300 | 3083 | 55.1 | 562219 | -80.3567 | 25.8369 | 302 | 103 | 270 |  | 17.9 | N | MSW | N | Y | N | 9999 | N |  | Municipal Solid Waste | 6408 |  | 25743
10062_B_BLR3 | FL | 12086 | MIAMI-DADE CO. DEPT. OF SOLID WASTE MGMT | Miami Dade County Resource Recovery Fac | 3544911 | 36552213 |  |  | 10062 | BLR3 | 0250348 | 3 | 181.7232 |  | 190.0464 | 25.07 | 25.07 | 9.9532 | 7.9764 | 2022 | 250 | 8.4 | 294 | 2931.3 | 52.4 | 562219 | -80.357 | 25.8368 | 302 | 103 | 270 |  | 17.9 | N | MSW | N | Y | N | 9999 | N |  | Municipal Solid Waste | 6936 |  | 25743
10062_B_BLR4 | FL | 12086 | MIAMI-DADE CO. DEPT. OF SOLID WASTE MGMT | Miami Dade County Resource Recovery Fac | 3544911 | 36552013 |  |  | 10062 | BLR4 | 0250348 | 4 | 152.4022 |  | 284.3726 | 21.766 | 21.766 | 7.7039 | 1.9092 | 2022 | 250 | 8.4 | 294 | 2931.3 | 52.4 | 562219 | -80.357 | 25.8368 | 302 | 103 | 270 |  | 17.9 | N | MSW | N | Y | N | 9999 | N |  | Municipal Solid Waste | 6699 |  | 25743
621_G_5CTA | FL | 12086 | FLORIDA POWER & LIGHT (PTF) | Turkey Point | 900011 | 67219013 | 621 | TPCT5A | 621 | 5CTA | 0250003 | 9 | 4.4023 | 2.2037 | 40.7444 | 36.3224 | 35.8579 | 3.3054 | 2.0294 | 2022 | 131 | 19 | 201 | 16735.8 | 59 | 2211 | -80.3311 | 25.4358 | 1880 | 125 | 120 |  | 197.8 | N | Natural Gas, Distillate Fuel Oil | Y | N | N | 9999 | N | 621_G_5CTA;621_G_5CA | Combined Cycle | 6900 | 6899.5215 | 7122
621_G_5CTB | FL | 12086 | FLORIDA POWER & LIGHT (PTF) | Turkey Point | 900011 | 67219113 | 621 | TPCT5B | 621 | 5CTB | 0250003 | 10 | 4.6311 | 1.8904 | 38.1506 | 33.4114 | 32.9689 | 3.132 | 2.9879 | 2022 | 131 | 19 | 201 | 16735.8 | 59 | 2211 | -80.3311 | 25.4358 | 1880 | 125 | 120 |  | 196.7 | N | Natural Gas, Distillate Fuel Oil | Y | N | N | 9999 | N |  | Combined Cycle | 6488 | 6487.4009 | 7122
621_G_5CTC | FL | 12086 | FLORIDA POWER & LIGHT (PTF) | Turkey Point | 900011 | 67219213 | 621 | TPCT5C | 621 | 5CTC | 0250003 | 11 | 5.2782 | 2.6775 | 41.6765 | 37.9411 | 37.4546 | 3.4741 | 4.8612 | 2022 | 131 | 19 | 202 | 16735.8 | 59 | 2211 | -80.3311 | 25.4358 | 1880 | 125 | 120 |  | 196.7 | N | Natural Gas, Distillate Fuel Oil | Y | N | N | 9999 | N |  | Combined Cycle | 7476 | 7475.4199 | 7122
621_G_5CTD | FL | 12086 | FLORIDA POWER & LIGHT (PTF) | Turkey Point | 900011 | 67219313 | 621 | TPCT5D | 621 | 5CTD | 0250003 | 12 | 4.7649 | 8.116 | 38.746 | 34.223 | 33.7873 | 3.1167 | 1.5459 | 2022 | 131 | 19 | 202 | 16735.8 | 59 | 2211 | -80.3311 | 25.4358 | 1880 | 125 | 120 |  | 196.7 | N | Natural Gas, Distillate Fuel Oil | Y | N | N | 9999 | N |  | Combined Cycle | 6707 | 6707.4395 | 7122
621_G_IC1 | FL | 12086 | FLORIDA POWER & LIGHT (PTF) |  | 900011 | 46584713 |  |  |  |  | 0250003 | 5 | 2.1692 |  | 8.1906 | 0.14471 | 0.13542 | 0.000387 | 0.21505 | 2022 | 20 | 1.8 | 735 | 383.3 | 145.7 | 2211 | -80.3311 | 25.4358 | 25 | 125 | 160 |  |  |  |  | N | N | N |  | N |  |  | 196
621_G_IC2 | FL | 12086 | FLORIDA POWER & LIGHT (PTF) |  | 900011 | 46584813 |  |  |  |  | 0250003 | 7 | 0.056713 |  | 0.048349 | 0.00344 | 0.0029467 | 0.022411 | 0.02783 | 2022 | 8 | 0.3 | 770 | -1 | 218.2 | 2211 | -80.3311 | 25.4358 | 6 | 125 | 160 |  |  |  |  | N | N | N |  | N |  |  | 80
6584_G_GT1 | FL | 12087 | FLORIDA MUNICIPAL POWER AGENCY | Stock Island | 554011 | 48241313 |  |  | 6584 | GT1 | 0870003 | 7 | 1.0965 |  | 3.4628 | 0.071446 | 0.047611 | 0.01467 |  | 2022 | 68 | 12.2 | 910 | 17003.4 | 145.5 | 2211 | -81.7341 | 24.5638 | 312 | 125 | 120 |  | 19 | N | Distillate Fuel Oil | N | N | N | 9999 | N |  | Combustion Turbine | 104 |  | 11975
6584_G_GT2 | FL | 12087 | FLORIDA MUNICIPAL POWER AGENCY | Stock Island | 554011 | 48240913 |  |  | 6584 | GT2 | 0870003 | 8 | 0.77755 |  | 2.4554 | 0.050662 | 0.033761 | 0.010402 |  | 2022 | 43 | 12.6 | 982 | 10126.1 | 81.2 | 2211 | -81.7339 | 24.5624 | 305 | 125 | 120 |  | 17 | N | Distillate Fuel Oil | N | N | N | 9999 | N |  | Combustion Turbine | 95 |  | 11974
6584_G_GT3 | FL | 12087 | FLORIDA MUNICIPAL POWER AGENCY | Stock Island | 554011 | 48241013 |  |  | 6584 | GT3 | 0870003 | 9 | 0.76075 |  | 2.4024 | 0.049568 | 0.033031 | 0.010178 |  | 2022 | 43 | 12.6 | 982 | 10126.1 | 81.2 | 2211 | -81.7339 | 24.5624 | 305 | 125 | 120 |  | 17 | N | Distillate Fuel Oil | N | N | N | 9999 | N |  | Combustion Turbine | 88 |  | 11974
6584_G_GT4 | FL | 12087 | FLORIDA MUNICIPAL POWER AGENCY | Stock Island | 554011 | 67305113 | 6584 | CT4 | 6584 | GT4 | 0870003 | 11 | 1.2399 | 0.095055 | 2.2325 |  |  | 0.0666 | 0.006689 | 2022 | 60 | 10 | 837 | 9440 | 120.2 | 2211 | -81.7339 | 24.5624 | 434 | 125 | 120 |  | 44 | N | Distillate Fuel Oil | Y | N | N | 9999 | N |  | Combustion Turbine | 96 | 96.11 | 11972
6584_G_MSD1 | FL | 12087 | FLORIDA MUNICIPAL POWER AGENCY | Stock Island | 554011 | 48241213 |  |  | 6584 | MSD1 | 0870003 | 5 | 0.074501 |  | 2.456 | 0.066895 | 0.062604 | 0.001207 | 0.099412 | 2022 | 100 | 4 | 600 | 1216.7 | 96 | 2211 | -81.7341 | 24.5638 | 85.4 | 125 | 160 |  | 7.5 | N | Distillate Fuel Oil | N | N | N | 9999 | N |  | Combustion Turbine | 42 |  | 10745
6584_G_MSD2 | FL | 12087 | FLORIDA MUNICIPAL POWER AGENCY | Stock Island | 554011 | 48241113 |  |  | 6584 | MSD2 | 0870003 | 6 | 0.026663 |  | 1.153 | 0.030481 | 0.028526 | 0.00055 | 0.045298 | 2022 | 100 | 4 | 600 | 1216.7 | 96 | 2211 | -81.7341 | 24.5638 | 85.4 | 125 | 160 |  | 7.5 | N | Distillate Fuel Oil | N | N | N | 9999 | N |  | Combustion Turbine | 21 |  | 10745
696_G_10 | FL | 12087 | FLORIDA KEYS ELECTRIC COOP ASSOC | Marathon Generating Plant | 1858311 | 41758213 |  |  | 696 | 10 | 0870004 | 2 | 0.000656 |  | 0.2108 |  |  | 0.000105 | 0.006801 | 2022 | 20 | 3.5 | 730 | 311.7 | 32 | 2211 | -81.0919 | 24.7104 | 156 | 125 | 160 |  | 3.5 | N | Distillate Fuel Oil | N | N | N | 9999 | N |  | Combustion Turbine | 7 |  | 12283
696_G_11 | FL | 12087 | FLORIDA KEYS ELECTRIC COOP ASSOC | Marathon Generating Plant | 1858311 | 41757813 |  |  | 696 | 11 | 0870004 | 1 | 0.000486 |  | 0.17825 |  |  | 0 | 0.00575 | 2022 | 20 | 3.5 | 730 | 311.7 | 32 | 2211 | -81.0919 | 24.7104 | 156 | 125 | 160 |  | 3.5 | N | Distillate Fuel Oil | N | N | N | 9999 | N |  | Combustion Turbine | 6 |  | 12283
696_G_8 | FL | 12087 | FLORIDA KEYS ELECTRIC COOP ASSOC | Marathon Generating Plant | 1858311 | 41758013 |  |  | 696 | 8 | 0870004 | 8 | 0.000286 |  | 0.051 |  |  | 0.000215 | 0.0139 | 2022 | 45 | 2.3 | 598 | 531 | 124.5 | 2211 | -81.0919 | 24.7104 | 32 | 125 | 160 |  | 2 | N | Distillate Fuel Oil | N | N | N | 9999 | N |  | Combustion Turbine | 7 |  | 12283
696_G_9 | FL | 12087 | FLORIDA KEYS ELECTRIC COOP ASSOC | Marathon Generating Plant | 1858311 | 41758113 |  |  | 696 | 9 | 0870004 | 9 | 0 |  | 0.046 |  |  | 0.000195 | 0.0126 | 2022 | 55 | 2.3 | 598 | 531 | 124.5 | 2211 | -81.0919 | 24.7104 | 30.2 | 125 | 160 |  | 2 | N | Distillate Fuel Oil | N | N | N | 9999 | N |  | Combustion Turbine | 7 |  | 12283
60025_G_01 | FL | 12089 | EIGHT FLAGS ENERGY LLC | Eight Flags Energy | 17879311 | 125618613 |  |  | 60025 | 01 | 0890441 | 1 | 1.8747 |  | 35.1237 | 28.2494 | 28.2494 | 4.7648 | 0.95014 | 2022 | 65 | 7.5 | 224 | 2679.2 | 60.6 | 2211 | -81.4842 | 30.6622 | 365 | 125 | 120 |  | 21.4 | Y | Natural Gas, Hydrogen | N | Y | N | 9999 | N |  | Combustion Turbine | 8425 |  | 10062
10562_B_REC5 | FL | 12089 | RAYONIER PERFORMANCE FIBERS, LLC |  | 845811 | 46189213 |  |  |  |  | 0890004 | 6 | 522.142 |  | 1357.11 | 59.3799 | 59.3799 | 157.11 | 20.6752 | 2022 | 250 | 7.3 | 121 | 2368.2 | 56.1 | 3221 | -81.4728 | 30.6617 | 653 | 133 | 100 |  |  |  |  | N | N | N |  | N |  |  | 8077
10562_B_PB6 | FL | 12089 | RAYONIER PERFORMANCE FIBERS, LLC |  | 845811 | 67250813 |  |  |  |  | 0890004 | 22 | 234.68 |  | 212.58 | 42.17 | 40 | 11.61 | 1.926 | 2022 | 190 | 10 | 353 | 3057 | 38.9 | 3221 | -81.47 | 30.6642 | 660 | 133 | 100 |  |  |  |  | N | N | N |  | N |  |  | 8329
60345_G_1A | FL | 12093 | FLORIDA POWER & LIGHT COMPANY | Okeechobee Clean Energy Center | 18866311 | 134848113 | 60345 | OCEC1A | 60345 | 1A | 0930117 | 1 | 5.4735 |  | 72.6138 | 42.9014 | 42.8975 | 6.0752 | 4.2169 | 2022 | 149 | 22 | 182 | 26016.1 | 68.4 | 2211 | -80.7911 | 27.6342 | 3100 | 125 | 120 |  | 376.6 | N | Natural Gas, Distillate Fuel Oil, Hydrogen | Y | N | N | 9999 | N |  | Combined Cycle | 6901 | 6900.6494 | 7050
60345_G_1B | FL | 12093 | FLORIDA POWER & LIGHT COMPANY | Okeechobee Clean Energy Center | 18866311 | 134848413 | 60345 | OCEC1B | 60345 | 1B | 0930117 | 2 | 6.7372 |  | 66.9531 | 39.9542 | 39.9536 | 5.6507 | 3.9299 | 2022 | 149 | 22 | 182 | 26600.3 | 70 | 2211 | -80.7911 | 27.6342 | 3100 | 125 | 120 |  | 376.6 | N | Natural Gas, Distillate Fuel Oil, Hydrogen | Y | N | N | 9999 | N |  | Combined Cycle | 6424 | 6423.9902 | 7050
60345_G_1C | FL | 12093 | FLORIDA POWER & LIGHT COMPANY | Okeechobee Clean Energy Center | 18866311 | 134848513 | 60345 | OCEC1C | 60345 | 1C | 0930117 | 3 | 5.4007 |  | 70.8237 | 41.3486 | 41.3485 | 5.8569 | 4.0679 | 2022 | 149 | 22 | 182 | 26692.9 | 70.2 | 2211 | -80.7911 | 27.6342 | 3100 | 125 | 120 |  | 376.6 | N | Natural Gas, Distillate Fuel Oil, Hydrogen | Y | N | N | 9999 | N |  | Combined Cycle | 6673 | 6672.71 | 7050
564_B_2 | FL | 12095 | ORLANDO UTILITIES COMMISSION | Stanton Energy Center | 845411 | 46192013 | 564 | 2 | 564 | 2 | 0950137 | 2 | 725.59 | 2.302 | 1484.4723 | 210.1478 | 189.2478 | 655.3252 | 33.86 | 2022 | 550 | 19 | 124 | 21835.3 | 77 | 2211 | -81.165 | 28.4825 | 4800 | 125 | 100 |  | 467 | N | Bituminous | Y | N | N | 9999 | N |  | Coal Steam | 7299 | 7298.7598 | 10373
54466_G_GEN1 | FL | 12095 | ORLANDO COGEN LIMITED, L.P. | Orlando Cogen LP | 2694911 | 41375413 | 54466 | 1 | 54466 | GEN1 | 0950203 | 1 | 12.6842 |  | 204.974 | 52.4014 | 52.4014 | 2.5667 | 12.6445 | 2022 | 115 | 15.7 | 240 | 11135.8 | 57.5 | 221118 | -81.4126 | 28.4424 | 980 | 125 | 120 |  | 120 | Y | Natural Gas | Y | N | N | 9999 | N |  | Combined Cycle | 8557 | 8562.8896 | 7694
55821_G_A | FL | 12095 | NEXTERA ENERGY | Curtis H Stanton Energy Center | 18868811 | 134849313 | 55821 | 25 | 55821 | A |  |  | 8.0256 | 14.0709 | 61.8848 | 34.3955 | 34.3955 | 3.1513 | 5.2707 |  | 160 | 19 | 287 | 21335.5 | 75.2 | 2211 | -81.1692 | 28.4881 |  | 125 | 120 |  | 188 | N | Natural Gas, Distillate Fuel Oil | Y | N | N | 9999 | N | 55821_G_A;55821_G_C | Combined Cycle |  | 6020.1504 | 7461
55821_G_B | FL | 12095 | NEXTERA ENERGY | Curtis H Stanton Energy Center | 18868811 | 134849413 | 55821 | 26 | 55821 | B | 0951378 | 2 | 8.9806 | 20.9856 | 66.1315 | 40.7367 | 40.7367 | 3.7246 | 16.3126 | 2022 | 160 | 19 | 287 | 21335.5 | 75.2 | 2211 | -81.1675 | 28.4881 | 2620 | 125 | 120 |  | 188 | N | Natural Gas, Distillate Fuel Oil | Y | N | N | 9999 | N |  | Combined Cycle | 7179 | 7179.311 | 7461
564_G_B | FL | 12095 | ORLANDO UTILITIES COMMISSION | Stanton Energy Center | 845411 | 89408913 | 564 | CCB | 564 | B | 0950137 | 37 | 8.2838 | 8.29 | 25.34 | 46.6131 | 46.6131 | 3.771 | 8.71 | 2022 | 205 | 20 | 212 | 17420.4 | 55.5 | 2211 | -81.1676 | 28.4846 | 1760 | 125 | 120 |  | 128 | N | Natural Gas, Distillate Fuel Oil | Y | N | N | 9999 | N | 564_G_B1;564_G_B | Combined Cycle | 7758 | 7757.7705 | 7558
7294_G_GTG | FL | 12095 | WALT DISNEY PARKS AND RESORTS US, INC | Central Energy Plant | 901111 | 46577813 | 7254 | 32432 | 7294 | GTG | 0950111 | 88 | 1.04 |  | 1.2837 | 0.10258 | 0.10258 | 0.0006 | 0.074234 | 2022 | 65 | 11.1 | 285 | 5848.9 | 60.4 | 713110 | -81.5802 | 28.4261 | 505 |  | 120 |  | 48 | N | Natural Gas, Distillate Fuel Oil | Y | N | N | 9999 | N | 7294_G_STG;7294_G_GTG | Combined Cycle | 462 | 478.65 | 8526
564_B_1 | FL | 12095 | ORLANDO UTILITIES COMMISSION |  | 845411 | 46192513 | 564 | 1 |  |  | 0950137 | 1 | 532.16 | 0.216 | 2717.393 | 237.7617 | 217.3617 | 818.7572 | 35.21 | 2022 | 550 | 19 | 127 | 23666.7 | 83.5 | 2211 | -81.166 | 28.4825 | 4800 | 125 | 100 |  |  |  |  | Y | N | N |  | N |  |  | 8591 | 8591.0703
7238_G_1 | FL | 12097 | FMPA & KISSIMMEE UTILITY AUTHORITY | Cane Island | 558411 | 48171113 | 7238 | **1 | 7238 | 1 | 0970043 | 1 | 4.8274 |  | 8.7733 | 0.68262 | 0.68262 | 0.1043 | 0.2142 | 2022 | 40 | 10 | 718 | 7500 | 95 | 2211 | -81.533 | 28.2764 | 367 | 125 | 120 |  | 32 | N | Natural Gas, Distillate Fuel Oil | Y | N | N | 9999 | N |  | Combustion Turbine | 737 | 737.1602 | 14064
7238_G_2 | FL | 12097 | FMPA & KISSIMMEE UTILITY AUTHORITY | Cane Island | 558411 | 48171213 | 7238 | 2 | 7238 | 2 | 0970043 | 2 | 3.21 |  | 52.7379 | 11.8243 | 11.8243 | 1.0552 | 3.7623 | 2022 | 65 | 10 | 718 | 7500 | 95 | 2211 | -81.533 | 28.2764 | 869 | 125 | 120 |  | 76 | N | Natural Gas, Distillate Fuel Oil | Y | N | N | 9999 | N | 7238_G_2;7238_G_2A | Combined Cycle | 5206 | 5205.9399 | 7384
7238_G_3 | FL | 12097 | FMPA & KISSIMMEE UTILITY AUTHORITY | Cane Island | 558411 | 48171013 | 7238 | 3 | 7238 | 3 | 0970043 | 3 | 3.2 | 1.5829 | 50.962 | 26.9744 | 26.9744 | 2.437 | 8.5817 | 2022 | 130 | 18 | 173 | 10585.9 | 41.6 | 2211 | -81.533 | 28.2764 | 1700 | 125 | 120 |  | 152 | N | Natural Gas, Distillate Fuel Oil | Y | N | N | 9999 | N | 7238_G_3A;7238_G_3 | Combined Cycle | 5375 | 5374.6797 | 7384
7238_G_4 | FL | 12097 | FMPA & KISSIMMEE UTILITY AUTHORITY | Cane Island | 558411 | 89409413 | 7238 | 4 | 7238 | 4 | 0970043 | 9 | 73.35 | 1 | 44.4992 | 48.97 | 48.97 | 4.4974 | 17.83 | 2022 | 160 | 18 | 166 | 17463.1 | 68.6 | 2211 | -81.533 | 28.2764 | 1900 | 125 | 120 |  | 160 | N | Natural Gas | Y | N | N | 9999 | N | 7238_G_4A;7238_G_4 | Combined Cycle | 8050 | 8050.1602 | 7384
8049_G_P1 | FL | 12097 | DUKE ENERGY FLORIDA, LLC | Intercession City | 1950911 | 41857913 |  |  | 8049 | P1 | 0970014 | 1 | 0.041348 |  | 11.0262 | 0.14196 | 0.1387 | 0.05062 | 0.005137 | 2022 | 45 | 14.6 | 760 | 29400 | 174.9 | 2211 | -81.5485 | 28.2639 | 708 | 125 | 120 |  | 45 | N | Distillate Fuel Oil | N | N | N | 9999 | N |  | Combustion Turbine | 35 |  | 13352
8049_G_P10 | FL | 12097 | DUKE ENERGY FLORIDA, LLC | Intercession City | 1950911 | 41857713 | 8049 | **10 | 8049 | P10 | 0970014 | 10 | 0.80829 |  | 22.6639 | 2.4252 | 2.3541 | 0.2336 | 0.56421 | 2022 | 50 | 13.8 | 1043 | 25855.3 | 174.1 | 2211 | -81.5485 | 28.2639 | 1140 | 125 | 120 |  | 74 | N | Natural Gas, Distillate Fuel Oil | Y | N | N | 9999 | N |  | Combustion Turbine | 707 | 743.04 | 13352
8049_G_P11 | FL | 12097 | DUKE ENERGY FLORIDA, LLC | Intercession City | 1950911 | 41857613 | 8049 | **11 | 8049 | P11 | 0970014 | 11 | 0.10095 |  | 7.865 | 0.57186 | 0.55874 | 0.5182 | 0.020694 | 2022 | 75 | 19 | 1043 | 39510.5 | 139.4 | 2211 | -81.5485 | 28.2639 | 2030 | 125 | 120 |  | 140 | N | Distillate Fuel Oil | Y | N | N | 9999 | N |  | Combustion Turbine | 90 | 86.7 | 13338
8049_G_P12 | FL | 12097 | DUKE ENERGY FLORIDA, LLC | Intercession City | 1950911 | 41857813 | 8049 | **12 | 8049 | P12 | 0970014 | 18 | 6.3943 |  | 10.0473 | 2.0569 | 2.0218 | 0.1691 | 0.63529 | 2022 | 56 | 16.1 | 993 | 23938.5 | 117.6 | 2211 | -81.5485 | 28.2639 | 905 | 125 | 120 |  | 73 | N | Natural Gas, Distillate Fuel Oil | Y | N | N | 9999 | N |  | Combustion Turbine | 731 | 769.45 | 13352
8049_G_P13 | FL | 12097 | DUKE ENERGY FLORIDA, LLC | Intercession City | 1950911 | 41857013 | 8049 | **13 | 8049 | P13 |  |  | 9.0801 |  | 19.0786 | 3.9729 | 3.9102 | 0.3425 | 1.2381 |  | 56 | 16.1 | 993 | 23938.5 | 117.6 | 2211 | -81.5485 | 28.2639 |  | 125 | 120 |  | 73 | N | Natural Gas, Distillate Fuel Oil | Y | N | N | 9999 | N |  | Combustion Turbine |  | 1432.4899 | 13351
8049_G_P14 | FL | 12097 | DUKE ENERGY FLORIDA, LLC | Intercession City | 1950911 | 41857213 | 8049 | **14 | 8049 | P14 |  |  | 7.7489 |  | 16.1517 | 4.0436 | 3.966 | 0.3265 | 1.2306 |  | 56 | 16.1 | 734 | 12571 | 61.7 | 2211 | -81.5485 | 28.2639 |  | 125 | 120 |  | 73 | N | Natural Gas, Distillate Fuel Oil | Y | N | N | 9999 | N |  | Combustion Turbine |  | 1436.7703 | 13351
8049_G_P2 | FL | 12097 | DUKE ENERGY FLORIDA, LLC | Intercession City | 1950911 | 41857313 |  |  | 8049 | P2 | 0970014 | 2 | 0.025557 |  | 6.8153 | 0.087746 | 0.085733 | 0.20911 | 0.003175 | 2022 | 45 | 14.6 | 760 | 29400 | 174.9 | 2211 | -81.5485 | 28.2639 | 708 | 125 | 120 |  | 46 | N | Distillate Fuel Oil | N | N | N | 9999 | N |  | Combustion Turbine | 25 |  | 13352
8049_G_P3 | FL | 12097 | DUKE ENERGY FLORIDA, LLC | Intercession City | 1950911 | 41858013 |  |  | 8049 | P3 | 0970014 | 3 | 0.047674 |  | 12.713 | 0.16368 | 0.15993 | 0.39006 | 0.005923 | 2022 | 45 | 14.6 | 760 | 29400 | 174.9 | 2211 | -81.5485 | 28.2639 | 708 | 125 | 120 |  | 46 | N | Distillate Fuel Oil | N | N | N | 9999 | N |  | Combustion Turbine | 37 |  | 13352
8049_G_P4 | FL | 12097 | DUKE ENERGY FLORIDA, LLC | Intercession City | 1950911 | 41856913 |  |  | 8049 | P4 | 0970014 | 4 | 0.022251 |  | 5.9336 | 0.076395 | 0.074642 | 0.18205 | 0.002765 | 2022 | 45 | 14.6 | 760 | 29400 | 174.9 | 2211 | -81.5485 | 28.2639 | 708 | 125 | 120 |  | 46 | N | Distillate Fuel Oil | N | N | N | 9999 | N |  | Combustion Turbine | 25 |  | 13352
8049_G_P5 | FL | 12097 | DUKE ENERGY FLORIDA, LLC | Intercession City | 1950911 | 41856813 |  |  | 8049 | P5 | 0970014 | 5 | 0.042729 |  | 11.3945 | 0.1467 | 0.14334 | 0.3496 | 0.005309 | 2022 | 45 | 14.6 | 760 | 29400 | 174.9 | 2211 | -81.5485 | 28.2639 | 708 | 125 | 120 |  | 45 | N | Distillate Fuel Oil | N | N | N | 9999 | N |  | Combustion Turbine | 65 |  | 13352
8049_G_P6 | FL | 12097 | DUKE ENERGY FLORIDA, LLC | Intercession City | 1950911 | 41858213 |  |  | 8049 | P6 | 0970014 | 6 | 0.037336 |  | 9.9562 | 0.12819 | 0.12524 | 0.30547 | 0.004639 | 2022 | 45 | 14.6 | 760 | 29400 | 174.9 | 2211 | -81.5485 | 28.2639 | 708 | 125 | 120 |  | 47 | N | Distillate Fuel Oil | N | N | N | 9999 | N |  | Combustion Turbine | 40 |  | 13352
8049_G_P7 | FL | 12097 | DUKE ENERGY FLORIDA, LLC | Intercession City | 1950911 | 41857413 | 8049 | **7 | 8049 | P7 | 0970014 | 7 | 1.0431 |  | 31.8382 | 2.4355 | 2.4315 | 0.3267 | 0.72567 | 2022 | 50 | 13.8 | 1043 | 25855.3 | 174.1 | 2211 | -81.5485 | 28.2639 | 1140 | 125 | 120 |  | 78 | N | Natural Gas, Distillate Fuel Oil | Y | N | N | 9999 | N |  | Combustion Turbine | 980 | 1017.7302 | 13352
8049_G_P8 | FL | 12097 | DUKE ENERGY FLORIDA, LLC | Intercession City | 1950911 | 41858113 | 8049 | **8 | 8049 | P8 | 0970014 | 8 | 0.7359 |  | 32.1827 | 2.5692 | 2.5646 | 0.3246 | 0.76149 | 2022 | 50 | 13.8 | 1043 | 25855.3 | 174.1 | 2211 | -81.5485 | 28.2639 | 1140 | 125 | 120 |  | 77 | N | Natural Gas, Distillate Fuel Oil | Y | N | N | 9999 | N |  | Combustion Turbine | 968 | 1000.6603 | 13352
8049_G_P9 | FL | 12097 | DUKE ENERGY FLORIDA, LLC | Intercession City | 1950911 | 41857113 | 8049 | **9 | 8049 | P9 | 0970014 | 9 | 0.36355 |  | 7.5736 | 0.82457 | 0.80047 | 0.1344 | 0.19058 | 2022 | 50 | 13.8 | 1043 | 25855.3 | 174.1 | 2211 | -81.5485 | 28.2639 | 1140 | 125 | 120 |  | 77 | N | Natural Gas, Distillate Fuel Oil | Y | N | N | 9999 | N |  | Combustion Turbine | 230 | 238.8 | 13352
55192_G_CTG2 | FL | 12097 | ORLANDO UTILITIES COMMISSION |  | 7940911 | 2544713 | 55192 | OSC2 |  |  | 0970071 | 2 | 0.25016 |  | 3.6703 | 0.29949 | 0.29262 | 0.3991 | 0.15013 | 2022 | 75 | 18 | 1147 | 42066.7 | 165.3 | 2211 | -81.0978 | 28.1289 | 1910 | 125 | 120 |  |  |  |  | Y | N | N |  | N |  |  | 158 | 118.75
50071_B_BLR1 | FL | 12099 | SOLID WASTE AUTHORITY OF PBC | Palm Beach Renewable Energy Facility 1 | 533611 | 48452113 |  |  | 50071 | BLR1 | 0990234 | 1 | 86.2492 |  | 364.5554 | 3.7219 | 3.7219 | 73.1359 | 1e-06 | 2022 | 250 | 6.7 | 450 | 2891 | 81 | 562219 | -80.1417 | 26.7717 | 428 | 103 | 270 |  | 25 | N | MSW | N | Y | N | 9999 | N |  | Municipal Solid Waste | 7799 |  | 19181
50071_B_BLR2 | FL | 12099 | SOLID WASTE AUTHORITY OF PBC | Palm Beach Renewable Energy Facility 1 | 533611 | 48452613 |  |  | 50071 | BLR2 | 0990234 | 2 | 149.282 |  | 381.1676 | 5.4073 | 5.4073 | 76.8399 | 2e-06 | 2022 | 250 | 6.7 | 450 | 2891 | 81 | 562219 | -80.1416 | 26.7717 | 428 | 103 | 270 |  | 25 | N | MSW | N | Y | N | 9999 | N |  | Municipal Solid Waste | 7628 |  | 19181
57898_B_BLR3 | FL | 12099 | SOLID WASTE AUTHORITY OF PBC | Palm Beach Renewable Energy Facility 2 | 533611 | 91819113 |  |  | 57898 | BLR3 | 0990234 | 24 | 27.871 | 3.5407 | 107.1894 |  |  | 83.7925 | 0.98421 | 2022 | 310 | 8.1 | 285 | 3071.8 | 59.6 | 562219 | -80.1416 | 26.7725 | 458 | 103 | 270 |  | 28 | N | MSW | N | Y | N | 9999 | N |  | Municipal Solid Waste | 7663 |  | 17814
57898_B_BLR4 | FL | 12099 | SOLID WASTE AUTHORITY OF PBC | Palm Beach Renewable Energy Facility 2 | 533611 | 91819213 |  |  | 57898 | BLR4 | 0990234 | 25 | 30.3182 | 4.6691 | 101.584 |  |  | 78.0834 | 0.59309 | 2022 | 310 | 8.1 | 285 | 3071.8 | 59.6 | 562219 | -80.1416 | 26.7725 | 458 | 103 | 270 |  | 28 | N | MSW | N | Y | N | 9999 | N |  | Municipal Solid Waste | 7314 |  | 17814
57898_B_BLR5 | FL | 12099 | SOLID WASTE AUTHORITY OF PBC | Palm Beach Renewable Energy Facility 2 | 533611 | 91819313 |  |  | 57898 | BLR5 | 0990234 | 26 | 36.5926 | 2.8429 | 105.0798 |  |  | 81.5511 | 0.44831 | 2022 | 310 | 8.1 | 285 | 3071.8 | 59.6 | 562219 | -80.1416 | 26.7725 | 458 | 103 | 270 |  | 28 | N | MSW | N | Y | N | 9999 | N |  | Municipal Solid Waste | 7696 |  | 17814
673_B_S-3 | FL | 12099 | CITY OF LAKE WORTH UTILITIES | Tom G Smith | 919411 | 46529713 | 673 | S-3 | 673 | S-3 | 0990045 | 9 | 0.08148 |  | 0.0913 | 0.019049 | 0.019049 | 0.000582 | 0.005335 | 2022 | 113 | 7 | 293 | 1978.7 | 51.4 | 221118 | -80.0675 | 26.6127 | 325 | 125 | 100 |  | 26 | N | Natural Gas | Y | N | N | 9999 | N |  | O/G Steam | 6 | 26.95 | 14500
56407_G_1A | FL | 12099 | FLORIDA POWER AND LIGHT COMPANY | West County Energy Center | 14654911 | 89427313 | 56407 | WCCT1A | 56407 | 1A | 0990646 | 1 | 18.9113 | 16.0815 | 53.0939 | 46.6156 | 46.6142 | 4.2535 | 2.8418 | 2022 | 149 | 22 | 188 | 21859.8 | 57.5 | 2211 | -80.3749 | 26.6986 | 2540 | 125 | 140 |  | 257.6 | N | Natural Gas, Distillate Fuel Oil | Y | N | N | 9999 | N | 56407_G_1ST;56407_G_1A | Combined Cycle | 6203 | 6203.21 | 7060
56407_G_1B | FL | 12099 | FLORIDA POWER AND LIGHT COMPANY | West County Energy Center | 14654911 | 89427413 | 56407 | WCCT1B | 56407 | 1B | 0990646 | 2 | 17.9704 | 17.3297 | 60.4832 | 52.5966 | 52.5946 | 4.8273 | 5.2832 | 2022 | 149 | 22 | 188 | 21859.8 | 57.5 | 2211 | -80.3749 | 26.6971 | 2540 | 125 | 140 |  | 257.6 | N | Natural Gas, Distillate Fuel Oil | Y | N | N | 9999 | N |  | Combined Cycle | 7070 | 7069.3398 | 7060
56407_G_1C | FL | 12099 | FLORIDA POWER AND LIGHT COMPANY | West County Energy Center | 14654911 | 89427513 | 56407 | WCCT1C | 56407 | 1C | 0990646 | 3 | 16.6682 | 12.7131 | 49.8702 | 41.5711 | 41.5668 | 3.7853 | 3.5888 | 2022 | 149 | 22 | 188 | 21859.8 | 57.5 | 2211 | -80.3749 | 26.6971 | 2540 | 125 | 140 |  | 257.6 | N | Natural Gas, Distillate Fuel Oil | Y | N | N | 9999 | N |  | Combined Cycle | 5534 | 5534.1914 | 7060
56407_G_2A | FL | 12099 | FLORIDA POWER AND LIGHT COMPANY | West County Energy Center | 14654911 | 89427613 | 56407 | WCCT2A | 56407 | 2A | 0990646 | 4 | 14.8572 | 18.117 | 51.0938 | 44.6129 | 44.6116 | 4.0639 | 7.7386 | 2022 | 149 | 22 | 188 | 21859.8 | 57.5 | 2211 | -80.3749 | 26.6986 | 2540 | 125 | 140 |  | 257.7 | N | Natural Gas, Distillate Fuel Oil | Y | N | N | 9999 | N | 56407_G_2ST;56407_G_2A | Combined Cycle | 5992 | 5991.5303 | 7060
56407_G_2B | FL | 12099 | FLORIDA POWER AND LIGHT COMPANY | West County Energy Center | 14654911 | 89427713 | 56407 | WCCT2B | 56407 | 2B | 0990646 | 5 | 14.2114 | 13.6014 | 46.5838 | 36.8141 | 36.8118 | 3.3704 | 6.5647 | 2022 | 149 | 22 | 188 | 21859.8 | 57.5 | 2211 | -80.3749 | 26.6971 | 2540 | 125 | 140 |  | 257.7 | N | Natural Gas, Distillate Fuel Oil | Y | N | N | 9999 | N |  | Combined Cycle | 4910 | 4910.0889 | 7060
56407_G_2C | FL | 12099 | FLORIDA POWER AND LIGHT COMPANY | West County Energy Center | 14654911 | 89427813 | 56407 | WCCT2C | 56407 | 2C | 0990646 | 6 | 12.6059 | 18.6544 | 49.3014 | 41.5161 | 41.5144 | 3.7927 | 1.9875 | 2022 | 149 | 22 | 650 | 21859.8 | 57.5 | 2211 | -80.3749 | 26.6986 | 2540 | 125 | 140 |  | 257.7 | N | Natural Gas, Distillate Fuel Oil | Y | N | N | 9999 | N |  | Combined Cycle | 5554 | 5553.1919 | 7060
56407_G_3A | FL | 12099 | FLORIDA POWER AND LIGHT COMPANY | West County Energy Center | 14654911 | 89428513 | 56407 | WCCT3A | 56407 | 3A |  |  | 14.3625 | 19.4717 | 59.9813 | 45.9266 | 45.9245 | 4.1866 | 3.6432 |  | 149 | 22 | 195 | 22666.7 | 59.6 | 2211 | -80.3748 | 26.6951 |  | 125 | 120 |  | 257.6 | N | Natural Gas, Distillate Fuel Oil | Y | N | N | 9999 | N | 56407_G_3ST;56407_G_3A | Combined Cycle |  | 6217.231 | 7060
56407_G_3B | FL | 12099 | FLORIDA POWER AND LIGHT COMPANY | West County Energy Center | 14654911 | 89428613 | 56407 | WCCT3B | 56407 | 3B | 0990646 | 14 | 19.7084 | 14.2063 | 65.3673 | 58.7896 | 58.7894 | 5.3305 | 4.4802 | 2022 | 149 | 22 | 195 | 22666.7 | 59.6 | 2211 | -80.3748 | 26.6951 | 2540 | 125 | 120 |  | 257.6 | N | Natural Gas, Distillate Fuel Oil | Y | N | N | 9999 | N |  | Combined Cycle | 7809 | 7808.9893 | 7060
56407_G_3C | FL | 12099 | FLORIDA POWER AND LIGHT COMPANY | West County Energy Center | 14654911 | 89428713 | 56407 | WCCT3C | 56407 | 3C | 0990646 | 15 | 15.6381 | 16.7119 | 60.7472 | 51.6995 | 51.6973 | 4.6777 | 3.1529 | 2022 | 149 | 22 | 195 | 22666.7 | 59.6 | 2211 | -80.3748 | 26.6951 | 2540 | 125 | 120 |  | 257.6 | N | Natural Gas, Distillate Fuel Oil | Y | N | N | 9999 | N |  | Combined Cycle | 6971 | 6970.9902 | 7060
619_G_5A | FL | 12099 | FLORIDA POWER & LIGHT (PRV) | Riviera | 921511 | 89404413 | 619 | RBCT5A | 619 | 5A | 0990042 | 7 | 7.9464 | 14.3741 | 65.2007 | 52.4561 | 52.4536 | 4.7737 | 3.0466 | 2022 | 149 | 22 | 185 | 23783.3 | 62.6 | 2211 | -80.0528 | 26.7653 | 2700 | 125 | 140 |  | 270.5 | N | Natural Gas, Distillate Fuel Oil | Y | N | N | 9999 | N | 619_G_5ST;619_G_5A | Combined Cycle | 7040 | 7039.7612 | 7050
619_G_5B | FL | 12099 | FLORIDA POWER & LIGHT (PRV) | Riviera | 921511 | 89404513 | 619 | RBCT5B | 619 | 5B | 0990042 | 8 | 6.4168 | 12.5738 | 55.7683 | 47.1447 | 47.1409 | 4.2726 | 2.7065 | 2022 | 149 | 22 | 185 | 23783.3 | 62.6 | 2211 | -80.0528 | 26.7653 | 2700 | 125 | 140 |  | 270.5 | N | Natural Gas, Distillate Fuel Oil | Y | N | N | 9999 | N |  | Combined Cycle | 6292 | 6291.9204 | 7050
619_G_5C | FL | 12099 | FLORIDA POWER & LIGHT (PRV) | Riviera | 921511 | 89404613 | 619 | RBCT5C | 619 | 5C | 0990042 | 9 | 5.924 | 7.0842 | 52.505 | 41.8366 | 41.8331 | 3.8304 | 2.4001 | 2022 | 149 | 22 | 185 | 23783.3 | 62.6 | 2211 | -80.0528 | 26.7653 | 2700 | 125 | 140 |  | 270.5 | N | Natural Gas, Distillate Fuel Oil | Y | N | N | 9999 | N |  | Combined Cycle | 5639 | 5638.8003 | 7050
673_G_GT1 | FL | 12099 | CITY OF LAKE WORTH UTILITIES | Tom G Smith | 919411 | 46529613 | 673 | GT1 | 673 | GT1 | 0990045 | 11 | 1.425 |  | 6.906 | 0.26622 | 0.25585 | 0.034532 | 0.036821 | 2022 | 75 | 10 | 404 | 6874.4 | 87.5 | 221118 | -80.0675 | 26.6127 | 318 | 125 | 140 |  | 26 | N | Distillate Fuel Oil | N | N | N | 9999 | N | 673_G_S5;673_G_GT1 | Combustion Turbine | 128 |  | 25000
673_G_GT2 | FL | 12099 | CITY OF LAKE WORTH UTILITIES | Tom G Smith | 919411 | 46529013 |  |  | 673 | GT2 | 0990045 | 6 | 0.002871 |  | 0.7656 | 0.012518 | 0.0083416 | 0.001757 | 0.000357 | 2022 | 46 | 16 | 837 | 16393.2 | 81.5 | 221118 | -80.0675 | 26.6127 | 435 | 125 | 120 |  | 21 | N | Natural Gas, Distillate Fuel Oil | N | N | N | 9999 | N |  | Combined Cycle | 4 |  | 13992
673_G_MU1 | FL | 12099 | CITY OF LAKE WORTH UTILITIES | Tom G Smith | 919411 | 46529513 |  |  | 673 | MU1 | 0990045 | 1 | 0.026775 |  | 0.1008 | 0.0041517 | 0.0035563 | 6.4e-05 | 0.002835 | 2022 | 17 | 1.8 | 667 | 320.1 | 121.7 | 221118 | -80.0675 | 26.6127 | 21 | 125 | 160 |  | 2 | N | Distillate Fuel Oil | N | N | N | 9999 | N |  | Combustion Turbine | 3 |  | 18384
673_G_MU3 | FL | 12099 | CITY OF LAKE WORTH UTILITIES | Tom G Smith | 919411 | 46529213 |  |  | 673 | MU3 | 0990045 | 3 | 0.05355 |  | 0.2016 | 0.0083034 | 0.0071127 | 0.000127 | 0.00567 | 2022 | 17 | 1.8 | 667 | 320.1 | 121.7 | 221118 | -80.0675 | 26.6127 | 21 | 125 | 160 |  | 2 | N | Distillate Fuel Oil | N | N | N | 9999 | N |  | Combustion Turbine | 6 |  | 17253
673_G_MU5 | FL | 12099 | CITY OF LAKE WORTH UTILITIES | Tom G Smith | 919411 | 46529313 |  |  | 673 | MU5 | 0990045 | 5 | 0.080325 |  | 0.3024 | 0.012455 | 0.010669 | 0.000191 | 0.008505 | 2022 | 17 | 1.8 | 667 | 320.1 | 121.7 | 221118 | -80.0675 | 26.6127 | 21 | 125 | 160 |  | 2 | N | Distillate Fuel Oil | N | N | N | 9999 | N |  | Combustion Turbine | 9 |  | 17253
54627_B_C | FL | 12099 | NEW HOPE POWER COMPANY |  | 919611 | 46528213 |  |  |  |  | 0990332 | 3 | 325.1326 | 0 | 211.0359 | 13.4623 | 11.7921 | 43.7514 | 16.4145 | 2022 | 199 | 10 | 295 | 4100 | 52.2 | 2211 | -80.7467 | 26.5767 | 760 | 125 | 100 |  |  |  |  | N | N | N |  | N |  |  | 5836
54627_B_A | FL | 12099 | NEW HOPE POWER COMPANY |  | 919611 | 46528013 |  |  |  |  | 0990332 | 1 | 339.5974 | 0 | 192.1468 | 13.3978 | 11.8158 | 36.9778 | 20.2909 | 2022 | 199 | 10 | 295 | 4100 | 52.2 | 2211 | -80.7467 | 26.5767 | 760 | 125 | 100 |  |  |  |  | N | N | N |  | N |  |  | 5768
54627_B_B | FL | 12099 | NEW HOPE POWER COMPANY |  | 919611 | 46528113 |  |  |  |  | 0990332 | 2 | 260.8989 | 0 | 193.9354 | 17.447 | 15.2681 | 35.8932 | 8.5557 | 2022 | 199 | 10 | 295 | 4100 | 52.2 | 2211 | -80.7467 | 26.5767 | 760 | 125 | 100 |  |  |  |  | N | N | N |  | N |  |  | 5411
50666_B_B1 | FL | 12101 | PASCO COUNTY | Pasco Cnty Solid Waste Resource Recovery | 717311 | 46337213 |  |  | 50666 | B1 | 1010056 | 1 | 4.6477 |  | 192.2453 | 2.1048 | 2.1048 | 5.1636 | 9e-06 | 2022 | 275 | 4.7 | 250 | 1421.7 | 81.9 | 562219 | -82.5602 | 28.3694 | 140 | 103 | 270 |  | 8.7 | N | MSW | N | Y | N | 9999 | N |  | Municipal Solid Waste | 8213 |  | 18381
50666_B_B2 | FL | 12101 | PASCO COUNTY | Pasco Cnty Solid Waste Resource Recovery | 717311 | 46336913 |  |  | 50666 | B2 | 1010056 | 2 | 5.1422 |  | 170.2473 | 1.8499 | 1.8499 | 13.8032 | 1.2e-05 | 2022 | 275 | 4.7 | 250 | 1421.7 | 81.9 | 562219 | -82.5602 | 28.3693 | 140 | 103 | 270 |  | 8.7 | N | MSW | N | Y | N | 9999 | N |  | Municipal Solid Waste | 8122 |  | 18381
50666_B_B3 | FL | 12101 | PASCO COUNTY | Pasco Cnty Solid Waste Resource Recovery | 717311 | 46336813 |  |  | 50666 | B3 | 1010056 | 3 | 5.5021 |  | 184.9463 | 1.3769 | 1.3769 | 14.6383 | 1.3e-05 | 2022 | 275 | 4.7 | 250 | 1421.7 | 81.9 | 562219 | -82.5602 | 28.3694 | 140 | 103 | 270 |  | 8.7 | N | MSW | N | Y | N | 9999 | N |  | Municipal Solid Waste | 8152 |  | 18381
8048_B_1 | FL | 12101 | DUKE ENERGY FLORIDA, LLC. | Anclote | 717211 | 46338013 | 8048 | 1 | 8048 | 1 |  |  | 55.2 |  | 829.7365 | 50.7353 | 50.7353 | 4.0807 | 36.7163 |  | 499 | 24 | 350 | 57338.3 | 126.7 | 2211 | -82.7883 | 28.1844 |  | 125 | 120 |  | 508 | N | Natural Gas, Residual Fuel Oil | Y | N | N | 9999 | N |  | O/G Steam |  | 7150.0913 | 10967
8048_B_2 | FL | 12101 | DUKE ENERGY FLORIDA, LLC. | Anclote | 717211 | 46337913 | 8048 | 2 | 8048 | 2 | 1010017 | 2 | 86.3 |  | 617.7953 | 42.5315 | 42.5315 | 3.4434 | 30.7794 | 2022 | 499 | 24 | 350 | 57338.3 | 126.7 | 2211 | -82.7883 | 28.1844 | 5500 | 125 | 120 |  | 505 | N | Natural Gas, Residual Fuel Oil | Y | N | N | 9999 | N |  | O/G Steam | 5537 | 5536.96 | 11026
55414_G_G101 | FL | 12101 | SHADY HILLS POWER COMPANY, L.L.C. | Shady Hills Generating Station | 2712911 | 41363413 | 55414 | GT101 | 55414 | G101 | 1010373 | 1 | 0.47 |  | 45.6259 | 9.41 | 9.4 | 1.8091 | 0.167 | 2022 | 75 | 18 | 1113 | 44083.3 | 173.2 | 2211 | -82.5589 | 28.3658 | 1700 | 125 | 120 |  | 154.4 | N | Natural Gas, Distillate Fuel Oil | Y | N | N | 9999 | N |  | Combustion Turbine | 1850 | 1823.1201 | 10882
55414_G_G201 | FL | 12101 | SHADY HILLS POWER COMPANY, L.L.C. | Shady Hills Generating Station | 2712911 | 41363313 | 55414 | GT201 | 55414 | G201 | 1010373 | 2 | 0.74 |  | 39.5657 | 8.4 | 8.4 | 0.9711 | 0.146 | 2022 | 75 | 18 | 1113 | 44083.3 | 173.2 | 2211 | -82.5584 | 28.3658 | 1700 | 125 | 120 |  | 154.4 | N | Natural Gas, Distillate Fuel Oil | Y | N | N | 9999 | N |  | Combustion Turbine | 1613 | 1593.3997 | 10882
55414_G_G301 | FL | 12101 | SHADY HILLS POWER COMPANY, L.L.C. | Shady Hills Generating Station | 2712911 | 41363513 | 55414 | GT301 | 55414 | G301 | 1010373 | 3 | 0.81 |  | 36.5588 | 7.8 | 7.8 | 0.8663 | 0.138 | 2022 | 75 | 18 | 1113 | 44083.3 | 173.2 | 2211 | -82.558 | 28.3657 | 1700 | 125 | 120 |  | 154.4 | N | Natural Gas, Distillate Fuel Oil | Y | N | N | 9999 | N |  | Combustion Turbine | 1527 | 1505.8003 | 10882
50884_B_B101 | FL | 12103 | PINELLAS CO. BOARD OF CO. COMMISSIONERS | Pinellas County Resource Recovery | 843011 | 46213813 |  |  | 50884 | B101 | 1030117 | 1 | 28.3205 | 38.8954 | 422.6963 | 4.4223 | 4.4223 | 15.3008 | 3.4517 | 2022 | 165 | 8.5 | 270 | 4052 | 71.4 | 562219 | -82.6733 | 27.8735 | 458 | 103 | 270 |  | 20.6 | N | MSW | N | Y | N | 9999 | N |  | Municipal Solid Waste | 7653 |  | 20539
50884_B_B102 | FL | 12103 | PINELLAS CO. BOARD OF CO. COMMISSIONERS | Pinellas County Resource Recovery | 843011 | 46213913 |  |  | 50884 | B102 | 1030117 | 2 | 25.2154 | 30.3991 | 382.8551 | 4.0941 | 4.0941 | 15.5373 | 3.2984 | 2022 | 165 | 8.5 | 270 | 4052 | 71.4 | 562219 | -82.6733 | 27.8735 | 458 | 103 | 270 |  | 20.6 | N | MSW | N | Y | N | 9999 | N |  | Municipal Solid Waste | 7313 |  | 20539
50884_B_B103 | FL | 12103 | PINELLAS CO. BOARD OF CO. COMMISSIONERS | Pinellas County Resource Recovery | 843011 | 46214613 |  |  | 50884 | B103 | 1030117 | 3 | 35.2234 | 34.3006 | 426.8779 | 5.5816 | 5.5816 | 13.2075 | 3.519 | 2022 | 165 | 8.5 | 270 | 4052 | 71.4 | 562219 | -82.6733 | 27.8735 | 458 | 103 | 270 |  | 17 | N | MSW | N | Y | N | 9999 | N |  | Municipal Solid Waste | 7802 |  | 20560
627_G_P1 | FL | 12103 | DUKE ENERGY FLORIDA, LLC | Bayboro | 2744511 | 41361313 |  |  | 627 | P1 | 1030013 | 1 | 0.02395 |  | 5.2981 | 0.082229 | 0.080342 | 0.021991 | 0.002976 | 2022 | 40 | 22.9 | 900 | 8837.9 | 21 | 2211 | -82.6351 | 27.7581 | 774 | 125 | 120 |  | 44 | N | Distillate Fuel Oil | N | N | N | 9999 | N |  | Combustion Turbine | 25 |  | 14613
627_G_P2 | FL | 12103 | DUKE ENERGY FLORIDA, LLC | Bayboro | 2744511 | 41361413 |  |  | 627 | P2 | 1030013 | 2 | 0.021021 |  | 4.5355 | 0.072174 | 0.070517 | 0.019301 | 0.002612 | 2022 | 40 | 22.9 | 900 | 8837.9 | 21 | 2211 | -82.6351 | 27.7581 | 774 | 125 | 120 |  | 41 | N | Distillate Fuel Oil | N | N | N | 9999 | N |  | Combustion Turbine | 25 |  | 14615
627_G_P3 | FL | 12103 | DUKE ENERGY FLORIDA, LLC | Bayboro | 2744511 | 41360913 |  |  | 627 | P3 | 1030013 | 3 | 0.010215 |  | 2.1574 | 0.03507 | 0.034265 | 0.009379 | 0.001269 | 2022 | 40 | 22.9 | 900 | 8837.9 | 21 | 2211 | -82.6351 | 27.7581 | 774 | 125 | 120 |  | 43 | N | Distillate Fuel Oil | N | N | N | 9999 | N |  | Combustion Turbine | 11 |  | 14615
627_G_P4 | FL | 12103 | DUKE ENERGY FLORIDA, LLC | Bayboro | 2744511 | 41361113 |  |  | 627 | P4 | 1030013 | 4 | 0.01867 |  | 4.1527 | 0.064101 | 0.06263 | 0.017143 | 0.00232 | 2022 | 40 | 22.9 | 900 | 8837.9 | 21 | 2211 | -82.6351 | 27.7581 | 774 | 125 | 120 |  | 43 | N | Distillate Fuel Oil | N | N | N | 9999 | N |  | Combustion Turbine | 21 |  | 14615
634_G_4AGT | FL | 12103 | DUKE ENERGY FLORIDA, LLC | P L Bartow | 751811 | 67282113 | 634 | 4A | 634 | 4AGT | 1030011 | 38 | 115.4 | 0 | 209.5796 | 42.9245 | 42.9245 | 3.8004 | 5.1691 | 2022 | 132 | 18 | 190 | 17780.2 | 69.9 | 2211 | -82.6011 | 27.8614 | 1970 | 125 | 140 |  | 181 | N | Natural Gas, Distillate Fuel Oil | Y | N | N | 9999 | N |  | Combined Cycle | 7242 | 7241.6099 | 7814
634_G_4BGT | FL | 12103 | DUKE ENERGY FLORIDA, LLC | P L Bartow | 751811 | 67282213 | 634 | 4B | 634 | 4BGT | 1030011 | 39 | 163.2 | 0 | 189.4803 | 39.8871 | 39.8325 | 3.6814 | 4.2478 | 2022 | 132 | 18 | 190 | 17780.2 | 69.9 | 2211 | -82.6011 | 27.8614 | 1970 | 125 | 140 |  | 165 | N | Natural Gas, Distillate Fuel Oil | Y | N | N | 9999 | N |  | Combined Cycle | 6838 | 6838.1611 | 7814
634_G_4CGT | FL | 12103 | DUKE ENERGY FLORIDA, LLC | P L Bartow | 751811 | 67282313 | 634 | 4C | 634 | 4CGT | 1030011 | 40 | 178.7 | 0 | 193.9092 | 39.3872 | 39.3859 | 3.5142 | 2.0376 | 2022 | 132 | 18 | 650 | 17780.2 | 69.9 | 2211 | -82.6011 | 27.8614 | 1970 | 125 | 140 |  | 181 | N | Natural Gas, Distillate Fuel Oil | Y | N | N | 9999 | N |  | Combined Cycle | 6551 | 6550.9907 | 7814
634_G_4DGT | FL | 12103 | DUKE ENERGY FLORIDA, LLC | P L Bartow | 751811 | 67282413 | 634 | 4D | 634 | 4DGT | 1030011 | 41 | 168.3 | 0 | 215.6246 | 42.8847 | 42.8493 | 3.826 | 2.7461 | 2022 | 132 | 18 | 190 | 17780.2 | 69.9 | 2211 | -82.6011 | 27.8614 | 1970 | 125 | 140 |  | 183 | N | Natural Gas, Distillate Fuel Oil | Y | N | N | 9999 | N | 634_G_4DGT;634_G_4ST | Combined Cycle | 7285 | 7284.5791 | 7814
634_G_P1 | FL | 12103 | DUKE ENERGY FLORIDA, LLC | P L Bartow | 751811 | 46316313 | 634 | P1 | 634 | P1 | 1030011 | 5 | 0.9642 |  | 14.0211 | 0.73279 | 0.22056 | 0.33476 | 0.008236 | 2022 | 45 | 17.9 | 930 | 17388.3 | 69.1 | 2211 | -82.6011 | 27.8614 | 714 | 125 | 120 |  | 41 | N | Distillate Fuel Oil | N | N | N | 9999 | N |  | Combustion Turbine | 90 |  | 15776
634_G_P2 | FL | 12103 | DUKE ENERGY FLORIDA, LLC | P L Bartow | 751811 | 46315613 | 634 | P2 | 634 | P2 | 1030011 | 6 | 3.9647 |  | 21.8809 | 0.75436 | 0.57321 | 0.1474 | 0.10445 | 2022 | 45 | 17.9 | 930 | 17388.3 | 69.1 | 2211 | -82.6011 | 27.8614 | 714 | 125 | 120 |  | 41 | N | Natural Gas, Distillate Fuel Oil | N | N | N | 9999 | N |  | Combustion Turbine | 343 |  | 15779
634_G_P3 | FL | 12103 | DUKE ENERGY FLORIDA, LLC | P L Bartow | 751811 | 46315413 | 634 | P3 | 634 | P3 | 1030011 | 7 | 0.69208 |  | 10.064 | 0.52598 | 0.15831 | 0.24028 | 0.005912 | 2022 | 45 | 17.9 | 930 | 17388.3 | 69.1 | 2211 | -82.6011 | 27.8614 | 714 | 125 | 120 |  | 41 | N | Distillate Fuel Oil | N | N | N | 9999 | N |  | Combustion Turbine | 70 |  | 15776
634_G_P4 | FL | 12103 | DUKE ENERGY FLORIDA, LLC | P L Bartow | 751811 | 46315713 | 634 | P4 | 634 | P4 | 1030011 | 8 | 4.5378 |  | 23.2903 | 0.63941 | 0.62739 | 0.040893 | 0.11582 | 2022 | 45 | 17.9 | 930 | 17388.3 | 69.1 | 2211 | -82.6011 | 27.8614 | 714 | 125 | 120 |  | 45 | N | Natural Gas, Distillate Fuel Oil | N | N | N | 9999 | N |  | Combustion Turbine | 313 |  | 15776
7302_G_2GT | FL | 12105 | HINES ENERGY COMPLEX | Hines Energy Complex | 552011 | 67213413 | 7302 | 2A | 7302 | 2GT | 1050234 | 14 | 64.2 | 15.5136 | 61.9218 | 47.058 | 47.058 | 3.2245 | 2.8959 | 2022 | 125 | 19 | 190 | 16825 | 59.3 | 2211 | -81.8712 | 27.7887 | 2050 | 125 | 120 |  | 176 | N | Natural Gas, Distillate Fuel Oil | Y | N | N | 9999 | N |  | Combined Cycle | 6434 | 6434.4902 | 7166
7302_G_2GT2 | FL | 12105 | HINES ENERGY COMPLEX | Hines Energy Complex | 552011 | 67213513 | 7302 | 2B | 7302 | 2GT2 | 1050234 | 15 | 57.8 | 15.0578 | 59.2059 | 45.6753 | 45.6753 | 3.1096 | 4.6679 | 2022 | 125 | 19 | 190 | 16825 | 59.3 | 2211 | -81.8712 | 27.7887 | 2050 | 125 | 120 |  | 174 | N | Natural Gas, Distillate Fuel Oil | Y | N | N | 9999 | N |  | Combined Cycle | 6258 | 6258.4702 | 7166
7302_G_3GT | FL | 12105 | HINES ENERGY COMPLEX | Hines Energy Complex | 552011 | 67213613 | 7302 | 3A | 7302 | 3GT | 1050234 | 16 | 50.7 | 35.3829 | 51.7121 | 37.6657 | 37.6657 | 3.5817 | 4.1661 | 2022 | 125 | 19 | 190 | 16844.4 | 59.4 | 2211 | -81.8694 | 27.7886 | 2050 | 125 | 120 |  | 171 | N | Natural Gas, Distillate Fuel Oil | Y | N | N | 9999 | N |  | Combined Cycle | 7423 | 7423.0195 | 7166
7302_G_3GT2 | FL | 12105 | HINES ENERGY COMPLEX | Hines Energy Complex | 552011 | 67213713 | 7302 | 3B | 7302 | 3GT2 |  |  | 83.6 | 34.2469 | 51.3647 | 38.9706 | 38.9706 | 3.6976 | 4.1332 |  | 125 | 19 | 190 | 16844.4 | 59.4 | 2211 | -81.8694 | 27.7886 |  | 125 | 120 |  | 176 | N | Natural Gas, Distillate Fuel Oil | Y | N | N | 9999 | N |  | Combined Cycle |  | 7726.6104 | 7166
7302_G_4GT | FL | 12105 | HINES ENERGY COMPLEX | Hines Energy Complex | 552011 | 67213813 | 7302 | 4A | 7302 | 4GT | 1050234 | 18 | 16.6 | 5.1826 | 46.2533 | 38.0061 | 38.0061 | 3.5655 | 4.2037 | 2022 | 125 | 18 | 202 | 17271.2 | 67.9 | 2211 | -81.8712 | 27.7887 | 1920 | 125 | 120 |  | 171 | N | Natural Gas, Distillate Fuel Oil | Y | N | N | 9999 | N |  | Combined Cycle | 7301 | 7301.25 | 7166
7302_G_4GT2 | FL | 12105 | HINES ENERGY COMPLEX | Hines Energy Complex | 552011 | 67213913 | 7302 | 4B | 7302 | 4GT2 | 1050234 | 19 | 16.9 | 2.0503 | 31.4468 | 27.064 | 27.064 | 2.5399 | 2.9524 | 2022 | 125 | 18 | 202 | 17271.2 | 67.9 | 2211 | -81.8712 | 27.7887 | 1920 | 125 | 120 |  | 171 | N | Natural Gas, Distillate Fuel Oil | Y | N | N | 9999 | N | 7302_G_4GT2;7302_G_4ST | Combined Cycle | 5229 | 5229.3501 | 7166
54365_G_APC1 | FL | 12105 | ORANGE COGENERATION LIMITED PARTNERSHIP | Orange Cogeneration Facility | 3197811 | 39670813 | 54365 | 1 | 54365 | APC1 | 1050231 | 1 | 37.9973 |  | 37.0754 | 3.2033 | 3.2033 | 0.3487 | 1.8693 | 2022 | 100 | 11 | 230 | 4977.5 | 52.4 | 2211 | -81.8247 | 27.8705 | 410 | 125 | 120 |  | 43 | Y | Natural Gas | Y | N | N | 9999 | N |  | Combined Cycle | 3494 | 3493.7798 | 7328
54365_G_APC2 | FL | 12105 | ORANGE COGENERATION LIMITED PARTNERSHIP | Orange Cogeneration Facility | 3197811 | 39670713 | 54365 | 2 | 54365 | APC2 | 1050231 | 2 | 53.9517 |  | 46.5977 | 4.7139 | 4.7139 | 0.4567 | 2.4154 | 2022 | 100 | 11 | 230 | 4977.5 | 52.4 | 2211 | -81.8247 | 27.8705 | 410 | 125 | 120 |  | 43 | Y | Natural Gas | Y | N | N | 9999 | N |  | Combined Cycle | 4645 | 4641.9424 | 7328
54365_G_APC3 | FL | 12105 | ORANGE COGENERATION LIMITED PARTNERSHIP | Orange Cogeneration Facility | 3197811 | 67212913 |  |  | 54365 | APC3 | 1050231 | 3 | 0.22396 |  | 25.1609 | 0.55775 | 0.55552 | 0.0704 | 0.70389 | 2022 | 65 | 3.7 | 305 | 495.5 | 46 | 2211 | -81.8247 | 27.8705 | 100 | 125 | 100 |  | 24.6 | Y | Natural Gas | N | Y | N | 9999 | N |  | Combined Cycle | 6399 |  | 7328
54426_G_GT1 | FL | 12105 | POLK POWER PARTNERS, L.P. | Mulberry Cogeneration Facility | 2312411 | 39754313 | 54426 | 1 | 54426 | GT1 | 1050217 | 1 | 1.034 |  | 74.3047 | 10.4928 | 10.4928 | 0.974 | 3.3389 | 2022 | 125 | 15 | 220 | 11322.1 | 64.1 | 2211 | -81.8775 | 27.8489 | 970 | 125 | 120 |  | 78 | Y | Natural Gas, Distillate Fuel Oil | Y | N | N | 9999 | N | 54426_G_ST1;54426_G_GT1 | Combined Cycle | 3554 | 3554.3538 | 7782
55412_G_OEC1 | FL | 12105 | DUKE ENERGY FLORIDA, LLC | Osprey Energy Center Power Plant | 9740311 | 57508013 | 55412 | CT1 | 55412 | OEC1 | 1050463 | 1 | 89.9 | 5.2383 | 39.4495 | 12.1137 | 12.1137 | 2.0359 | 4.8127 | 2022 | 142 | 18.5 | 200 | 17018.3 | 63.3 | 2211 | -81.8083 | 28.0525 | 1880 | 125 | 140 |  | 173 | N | Natural Gas | Y | N | N | 9999 | N | 55412_G_OECS;55412_G_OEC1 | Combined Cycle | 4036 | 4035.5984 | 7384
55412_G_OEC2 | FL | 12105 | DUKE ENERGY FLORIDA, LLC | Osprey Energy Center Power Plant | 9740311 | 57508113 | 55412 | CT2 | 55412 | OEC2 | 1050463 | 2 | 81.44 | 4.1548 | 33.6658 | 13.647 | 13.647 | 1.9906 | 1.9815 | 2022 | 142 | 18.5 | 200 | 17018.3 | 63.3 | 2211 | -81.8083 | 28.0525 | 1880 | 125 | 140 |  | 173 | N | Natural Gas | Y | N | N | 9999 | N |  | Combined Cycle | 4075 | 4074.54 | 7384
675_G_8 | FL | 12105 | LAKELAND ELECTRIC | Larsen Memorial | 752011 | 46313613 | 675 | **8 | 675 | 8 | 1050003 | 8 | 24.2729 |  | 58.2214 | 6.7187 | 6.7177 | 0.6906 | 2.1261 | 2022 | 155 | 16 | 481 | 17234.2 | 85.7 | 2211 | -81.9235 | 28.049 | 1160 | 125 | 120 |  | 78 | N | Natural Gas, Distillate Fuel Oil | Y | N | N | 9999 | N |  | Combined Cycle | 2427 | 2426.8508 | 11430
676_G_5CT | FL | 12105 | C.D. MCINTOSH, JR. POWER PLANT | C D McIntosh Jr | 643111 | 46453113 | 676 | 5 | 676 | 5CT | 1050004 | 28 | 2.9789 | 23.8228 | 196.6319 | 53.637 | 53.637 | 4.925 | 17.3153 | 2022 | 300 | 20 | 187 | 21190.5 | 67.5 | 2211 | -81.9278 | 28.0844 | 2590 | 125 | 140 |  | 234 | N | Natural Gas | Y | N | N | 9999 | N | 676_G_5CT;676_G_5ST | Combined Cycle | 7825 | 7825.0103 | 7296
676_G_GT1 | FL | 12105 | C.D. MCINTOSH, JR. POWER PLANT | C D McIntosh Jr | 643111 | 46452913 |  |  | 676 | GT1 | 1050004 | 4 | 0.36825 |  | 1.4437 | 0.029724 | 0.029722 | 0.001227 | 0.009432 | 2022 | 35 | 13.5 | 900 | 11372.2 | 79.5 | 2211 | -81.9253 | 28.0816 | 330 | 125 | 120 |  | 17 | N | Natural Gas, Distillate Fuel Oil | N | N | N | 9999 | N |  | Combustion Turbine | 36 |  | 10745
676_G_GT2 | FL | 12105 | C.D. MCINTOSH, JR. POWER PLANT | C D McIntosh Jr | 643111 | 138587313 | 676 | MGT2 | 676 | GT2 | 1050004 | 34 | 35.54 |  | 25.0335 | 1.9282 | 1.9282 | 0.1728 | 0.61324 | 2022 | 50 | 22.6 | 1000 | 31451.7 | 78.4 | 2211 | -81.9253 | 28.0816 | 1780 | 125 | 120 |  | 117 | N | Natural Gas, Distillate Fuel Oil | Y | N | N | 9999 | N |  | Combustion Turbine | 550 | 549.7701 | 10745
676_G_IC1 | FL | 12105 | C.D. MCINTOSH, JR. POWER PLANT | C D McIntosh Jr | 643111 | 46453513 |  |  | 676 | IC1 | 1050004 | 2 | 0.15047 |  | 0.69913 | 0.021358 | 0.021358 | 0.00819 | 0.057065 | 2022 | 20 | 2.6 | 715 | 408.8 | 77 | 2211 | -81.9253 | 28.0816 | 28 | 125 | 160 |  | 2.5 | N | Distillate Fuel Oil | N | N | N | 9999 | N |  | Combustion Turbine | 20 |  | 11882
7242_G_1CT | FL | 12105 | TAMPA ELECTRIC COMPANY-POLK | Polk | 751911 | 46314613 | 7242 | **1 | 7242 | 1CT | 1050233 | 1 | 13.894 |  | 390.2013 | 17.852 | 17.852 | 1.7428 | 9.3467 | 2022 | 150 | 19 | 340 | 21500 | 75.8 | 221112 | -81.9895 | 27.7288 | 1640 | 125 | 140 |  | 161 | N | Bituminous | Y | N | N | 9999 | N | 7242_G_1CT;7242_G_1CA | IGCC | 2597 | 4587.5103 | 10105
7242_G_2 | FL | 12105 | TAMPA ELECTRIC COMPANY-POLK | Polk | 751911 | 111793713 | 7242 | **2 | 7242 | 2 | 1050233 | 20 | 24.871 | 17.9594 | 43.3024 | 42.0677 | 39.8828 | 22.9679 | 5.5301 | 2022 | 130 | 19 | 210 | 17131.7 | 60.4 | 221112 | -81.9898 | 27.727 | 1950 | 125 | 120 |  | 150 | N | Natural Gas, Distillate Fuel Oil | Y | N | N | 9999 | N |  | Combined Cycle | 6947 | 7013.9805 | 7482
7242_G_3 | FL | 12105 | TAMPA ELECTRIC COMPANY-POLK | Polk | 751911 | 111793813 | 7242 | **3 | 7242 | 3 |  |  | 23.7757 | 22.2874 | 41.6482 | 45.9765 | 42.9891 | 24.7095 | 12.3575 |  | 130 | 19 | 210 | 17131.7 | 60.4 | 221112 | -81.9898 | 27.727 |  | 125 | 120 |  | 150 | N | Natural Gas, Distillate Fuel Oil | Y | N | N | 9999 | N |  | Combined Cycle |  | 7319.3218 | 7482
7242_G_4 | FL | 12105 | TAMPA ELECTRIC COMPANY-POLK | Polk | 751911 | 111793913 | 7242 | **4 | 7242 | 4 | 1050233 | 22 | 23.2769 | 16.4007 | 37.8476 | 37.8111 | 37.8111 | 3.5362 | 3.9413 | 2022 | 130 | 19 | 210 | 17131.7 | 60.4 | 221112 | -81.9898 | 27.727 | 1950 | 125 | 120 |  | 150 | N | Natural Gas, Distillate Fuel Oil | Y | N | N | 9999 | N |  | Combined Cycle | 7270 | 7338.8008 | 7482
7242_G_5 | FL | 12105 | TAMPA ELECTRIC COMPANY-POLK | Polk | 751911 | 111794013 | 7242 | **5 | 7242 | 5 | 1050233 | 23 | 17.0306 | 11.87 | 34.0473 | 36.5647 | 36.5647 | 3.0402 | 7.4247 | 2022 | 130 | 19 | 210 | 17131.7 | 60.4 | 221112 | -81.9898 | 27.727 | 1950 | 125 | 120 |  | 150 | N | Natural Gas, Distillate Fuel Oil | Y | N | N | 9999 | N |  | Combined Cycle | 7157 | 7200.8198 | 7482
7302_G_1GT | FL | 12105 | HINES ENERGY COMPLEX | Hines Energy Complex | 552011 | 48264613 | 7302 | 1A | 7302 | 1GT | 1050234 | 1 | 8.7913 | 24.0296 | 215.2516 | 36.3374 | 36.3374 | 3.4534 | 1.1136 | 2022 | 125 | 19 | 190 | 16825 | 59.3 | 2211 | -81.8694 | 27.7888 | 1920 | 125 | 120 |  | 161 | N | Natural Gas, Distillate Fuel Oil | Y | N | N | 9999 | N |  | Combined Cycle | 8057 | 8056.6602 | 7166
7302_G_1GT2 | FL | 12105 | HINES ENERGY COMPLEX | Hines Energy Complex | 552011 | 48264713 | 7302 | 1B | 7302 | 1GT2 | 1050234 | 2 | 9.6611 | 28.3793 | 222.3279 | 38.6442 | 38.6442 | 3.5826 | 2.524 | 2022 | 125 | 19 | 190 | 16825 | 59.3 | 2211 | -81.8712 | 27.7887 | 1920 | 125 | 120 |  | 167 | N | Natural Gas, Distillate Fuel Oil | Y | N | N | 9999 | N |  | Combined Cycle | 8302 | 8301.5498 | 7166
7699_G_CT1 | FL | 12105 | DUKE ENERGY FLORIDA, LLC | Tiger Bay | 8514711 | 959813 | 7699 | 1 | 7699 | CT1 | 1050223 | 1 | 5.9429 |  | 173.8894 | 30.1716 | 30.1716 | 2.5854 | 0.27429 | 2022 | 180 | 19 | 205 | 17866.7 | 63 | 2211 | -81.8492 | 27.7473 | 1710 | 125 | 120 |  | 130 | N | Natural Gas | Y | N | N | 9999 | N | 7699_G_CW1;7699_G_CT1 | Combined Cycle | 6406 | 6406.2808 | 7777
7997_G_WD01 | FL | 12105 | LAKELAND ELECTRIC | Winston | 1889311 | 41747613 |  |  | 7997 | WD01 | 1050352 | 1 | 0.001551 | 0.000373 | 0.036832 | 0.015011 | 0.015011 | 9.4e-05 | 0.040106 | 2022 | 34 | 2.3 | 740 | 355.8 | 85.6 | 2211 | -82.0151 | 28.0288 | 29 | 125 | 160 |  | 2.5 | N | Distillate Fuel Oil | N | N | N | 9999 | N |  | Combustion Turbine | 16 |  | 25000
7997_G_WD02 | FL | 12105 | LAKELAND ELECTRIC | Winston | 1889311 | 41748313 |  |  | 7997 | WD02 | 1050352 | 6 | 0.00265 | 0.000335 | 0.033119 | 0.013498 | 0.013498 | 8.5e-05 | 0.036063 | 2022 | 34 | 2.3 | 740 | 355.8 | 85.6 | 2211 | -82.0151 | 28.0288 | 29 | 125 | 160 |  | 2.5 | N | Distillate Fuel Oil | N | N | N | 9999 | N |  | Combustion Turbine | 14 |  | 25000
7997_G_WD03 | FL | 12105 | LAKELAND ELECTRIC | Winston | 1889311 | 41747813 |  |  | 7997 | WD03 | 1050352 | 11 | 0.00221 | 0.000298 | 0.029407 | 0.011985 | 0.011985 | 7.5e-05 | 0.03202 | 2022 | 34 | 2.3 | 740 | 355.8 | 85.6 | 2211 | -82.0151 | 28.0288 | 29 | 125 | 160 |  | 2.5 | N | Distillate Fuel Oil | N | N | N | 9999 | N |  | Combustion Turbine | 13 |  | 25000
7997_G_WD04 | FL | 12105 | LAKELAND ELECTRIC | Winston | 1889311 | 41747313 |  |  | 7997 | WD04 | 1050352 | 16 | 0.002419 | 0.000326 | 0.032191 | 0.013119 | 0.013119 | 8.2e-05 | 0.035052 | 2022 | 34 | 2.3 | 740 | 355.8 | 85.6 | 2211 | -82.0151 | 28.0288 | 29 | 125 | 160 |  | 2.5 | N | Distillate Fuel Oil | N | N | N | 9999 | N |  | Combustion Turbine | 14 |  | 25000
136_B_2 | FL | 12107 | SEMINOLE ELECTRIC COOPERATIVE, INC. | Seminole (FL) | 2474411 | 40414813 | 136 | 2 | 136 | 2 | 1070025 | 2 | 1296.02 |  | 1025.184 | 569.808 | 435.778 | 2734.8145 | 18.0747 | 2022 | 675 | 36 | 128 | 26666.7 | 26 | 2211 | -81.6326 | 29.7337 | 7170 | 125 | 100 |  | 634 | N | Bituminous | Y | N | N | 9999 | N |  | Coal Steam | 7216 | 7216.2788 | 9871
136_B_1 | FL | 12107 | SEMINOLE ELECTRIC COOPERATIVE, INC. |  | 2474411 | 40414713 | 136 | 1 |  |  | 1070025 | 1 | 845.99 |  | 898.4932 | 448.762 | 354.916 | 2205.7978 | 19.4103 | 2022 | 675 | 36 | 128 | 26666.7 | 26 | 2211 | -81.6327 | 29.7337 | 7170 | 125 | 100 |  |  |  |  | Y | N | N |  | N |  |  | 6768 | 6768.1001
56400_G_CT1 | FL | 12111 | FLORIDA MUNICIPAL POWER AGENCY | Treasure Coast Energy Center | 12779711 | 67328113 | 56400 | 1 | 56400 | CT1 | 1110121 | 1 | 16.1 | 3.7039 | 40.6298 | 48.7108 | 48.7108 | 4.4007 | 15.4989 | 2022 | 170 | 18 | 170 | 15971.7 | 62.8 | 2211 | -80.3776 | 27.3847 | 1990 | 125 | 120 |  | 158.8 | N | Natural Gas, Distillate Fuel Oil | Y | N | N | 9999 | N | 56400_G_ST1;56400_G_CT1 | Combined Cycle | 8245 | 8244.9004 | 7050
55242_G_CT01 | FL | 12113 | SANTA ROSA ENERGY CTR, LLC | Santa Rosa Energy Center | 2492411 | 40405313 | 55242 | CT-1 | 55242 | CT01 | 1130168 | 1 | 9.8303 |  | 151.7819 | 32.4401 | 32.4401 | 2.9756 | 10.3218 | 2022 | 200 | 19 | 205 | 17886.7 | 63.1 | 2211 | -87.1156 | 30.5661 | 1780 | 125 | 120 |  | 161.4 | N | Natural Gas | Y | N | N | 9999 | N | 55242_G_CT01;55242_G_ST01 | Combined Cycle | 6004 | 5980.5493 | 7686
7715_G_3 | FL | 12113 | FLORIDA POWER & LIGHT COMPANY |  | 2492511 | 40405113 |  |  |  |  | 1130173 | 1 | 11.6746 |  | 161.07 | 6.7949 | 6.7949 | 0.097238 | 1.3528 | 2022 | 60 | 4 | 325 | 684.3 | 54.5 | 2211 | -87.1353 | 30.5923 | 450 | 125 | 100 |  |  |  |  | N | N | N |  | N | 7715_G_2;7715_G_3;7715_G_1 |  | 8052
638_G_P1 | FL | 12121 | DUKE ENERGY FLORIDA, LLC | Suwannee River | 642811 | 46455413 |  |  | 638 | P1 | 1210003 | 4 | 5.6402 |  | 39.75 | 1.2409 | 1.2409 | 0.11 | 0.39482 | 2022 | 22 | 11.4 | 830 | 10462.5 | 102.5 | 2211 | -83.1801 | 30.3754 | 739 | 125 | 120 |  | 48 | N | Natural Gas, Distillate Fuel Oil | N | N | N | 9999 | N |  | Combustion Turbine | 665 |  | 14268
638_G_P2 | FL | 12121 | DUKE ENERGY FLORIDA, LLC | Suwannee River | 642811 | 46455113 |  |  | 638 | P2 | 1210003 | 5 | 4.658 |  | 35.08 | 1.0175 | 1.0171 | 0.17 | 0.31942 | 2022 | 22 | 11.4 | 830 | 10462.5 | 102.5 | 2211 | -83.1801 | 30.3754 | 739 | 125 | 120 |  | 48 | N | Distillate Fuel Oil | N | N | N | 9999 | N |  | Combustion Turbine | 538 |  | 14271
638_G_P3 | FL | 12121 | DUKE ENERGY FLORIDA, LLC | Suwannee River | 642811 | 46455213 |  |  | 638 | P3 | 1210003 | 6 | 6.4789 |  | 46.6 | 1.4254 | 1.4254 | 0.13 | 0.45353 | 2022 | 22 | 11.4 | 830 | 10462.5 | 102.5 | 2211 | -83.1801 | 30.3754 | 739 | 125 | 120 |  | 49 | N | Natural Gas, Distillate Fuel Oil | N | N | N | 9999 | N |  | Combustion Turbine | 712 |  | 14270
50466_G_GEN6 | FL | 12123 | FOLEY CELLULOSE LLC |  | 752411 | 46309213 |  |  |  |  | 1230001 | 2 | 49.0368 |  | 167.3035 | 5.3134 | 5.3134 | 58.351 | 3.1926 | 2022 | 225 | 13 | 150 | 350 | 2.6 | 3221 | -83.5252 | 30.0685 | 249 | 133 | 100 |  |  |  |  | N | N | N |  | N |  |  | 8477
6046_G_10 | FL | 12127 | DUKE ENERGY FLORIDA, LLC | DeBary | 2797311 | 40825313 | 6046 | **10 | 6046 | 10 | 1270028 | 18 | 0.080482 | 1.9238 | 5.3801 | 0.45593 | 0.44547 | 0.8165 | 0.016499 | 2022 | 50 | 13.8 | 1043 | 25855.3 | 174.1 | 2211 | -81.3333 | 28.9041 | 1160 | 125 | 120 |  | 72 | N | Distillate Fuel Oil | Y | N | N | 9999 | N |  | Combustion Turbine | 143 | 117.52 | 13806
6046_G_2 | FL | 12127 | DUKE ENERGY FLORIDA, LLC | DeBary | 2797311 | 40825913 | 6046 | P2 | 6046 | 2 | 1270028 | 5 | 0.074159 | 0.47064 | 19.7756 | 0.25461 | 0.24877 | 0.45394 | 0.009214 | 2022 | 45 | 17.7 | 1050 | 42750 | 173.7 | 2211 | -81.3333 | 28.9041 | 825 | 125 | 120 |  | 45 | N | Distillate Fuel Oil | N | N | N | 9999 | N |  | Combustion Turbine | 84 |  | 13806
6046_G_3 | FL | 12127 | DUKE ENERGY FLORIDA, LLC | DeBary | 2797311 | 40825113 | 6046 | P3 | 6046 | 3 | 1270028 | 7 | 0.067352 | 0.42745 | 17.9606 | 0.23124 | 0.22594 | 0.41228 | 0.008368 | 2022 | 45 | 17.7 | 1050 | 42750 | 173.7 | 2211 | -81.3333 | 28.9041 | 825 | 125 | 120 |  | 45 | N | Distillate Fuel Oil | N | N | N | 9999 | N |  | Combustion Turbine | 85 |  | 13804
6046_G_4 | FL | 12127 | DUKE ENERGY FLORIDA, LLC | DeBary | 2797311 | 40825013 | 6046 | P4 | 6046 | 4 | 1270028 | 9 | 0.076007 | 0.48237 | 20.2685 | 0.26096 | 0.25497 | 0.46525 | 0.009443 | 2022 | 45 | 17.7 | 1050 | 42750 | 173.7 | 2211 | -81.3333 | 28.9041 | 825 | 125 | 120 |  | 46 | N | Distillate Fuel Oil | N | N | N | 9999 | N |  | Combustion Turbine | 79 |  | 13802
6046_G_5 | FL | 12127 | DUKE ENERGY FLORIDA, LLC | DeBary | 2797311 | 40825613 | 6046 | P5 | 6046 | 5 | 1270028 | 11 | 0.032985 | 0.20934 | 8.796 | 0.11325 | 0.11065 | 0.20191 | 0.004098 | 2022 | 45 | 17.7 | 1050 | 42750 | 173.7 | 2211 | -81.3333 | 28.9041 | 825 | 125 | 120 |  | 45 | N | Distillate Fuel Oil | N | N | N | 9999 | N |  | Combustion Turbine | 43 |  | 13800
6046_G_6 | FL | 12127 | DUKE ENERGY FLORIDA, LLC | DeBary | 2797311 | 40825213 | 6046 | P6 | 6046 | 6 | 1270028 | 13 | 0.042736 | 0.27122 | 11.3964 | 0.14673 | 0.14336 | 0.2616 | 0.00531 | 2022 | 45 | 17.7 | 1050 | 42750 | 173.7 | 2211 | -81.3333 | 28.9041 | 825 | 125 | 120 |  | 46 | N | Distillate Fuel Oil | N | N | N | 9999 | N |  | Combustion Turbine | 58 |  | 13802
6046_G_7 | FL | 12127 | DUKE ENERGY FLORIDA, LLC | DeBary | 2797311 | 40825713 | 6046 | **7 | 6046 | 7 | 1270028 | 15 | 2.2748 | 6.9001 | 27.543 | 2.6368 | 2.6325 | 0.5005 | 0.78546 | 2022 | 50 | 13.8 | 1043 | 25855.3 | 174.1 | 2211 | -81.3333 | 28.9041 | 1160 | 125 | 120 |  | 74 | N | Natural Gas, Distillate Fuel Oil | Y | N | N | 9999 | N |  | Combustion Turbine | 914 | 971.51 | 13805
6046_G_8 | FL | 12127 | DUKE ENERGY FLORIDA, LLC | DeBary | 2797311 | 40825813 | 6046 | **8 | 6046 | 8 | 1270028 | 16 | 1.5447 | 0.68182 | 8.1843 | 0.69846 | 0.68813 | 0.2128 | 0.16257 | 2022 | 50 | 13.8 | 1043 | 25855.3 | 174.1 | 2211 | -81.3333 | 28.9041 | 1160 | 125 | 120 |  | 75 | N | Natural Gas, Distillate Fuel Oil | Y | N | N | 9999 | N |  | Combustion Turbine | 268 | 259.29 | 13806
6046_G_9 | FL | 12127 | DUKE ENERGY FLORIDA, LLC | DeBary | 2797311 | 40825513 | 6046 | **9 | 6046 | 9 | 1270028 | 17 | 6.2707 | 1.8669 | 21.1543 | 1.7138 | 1.7124 | 0.2823 | 0.52805 | 2022 | 50 | 13.8 | 1043 | 25855.3 | 174.1 | 2211 | -81.3333 | 28.9041 | 1160 | 125 | 120 |  | 76 | N | Natural Gas, Distillate Fuel Oil | Y | N | N | 9999 | N |  | Combustion Turbine | 663 | 689.3901 | 13801
620_G_4A | FL | 12127 | FLORIDA POWER & LIGHT (PSN) | Sanford | 845211 | 67203913 | 620 | SNCT4A | 620 | 4A | 1270009 | 5 | 2.8942 |  | 105.8937 | 26.7529 | 26.7529 | 2.4181 | 1.4957 | 2022 | 125 | 19 | 220 | 19936 | 70.3 | 2211 | -81.3283 | 28.8417 | 2200 | 125 | 140 |  | 197 | N | Natural Gas | Y | N | N | 9999 | N | 620_G_4A;620_G_4 | Combined Cycle | 5757 | 5756.8618 | 7438
620_G_4B | FL | 12127 | FLORIDA POWER & LIGHT (PSN) | Sanford | 845211 | 67204013 | 620 | SNCT4B | 620 | 4B | 1270009 | 6 | 2.982 |  | 103.4807 | 26.8138 | 26.8138 | 2.4235 | 1.4991 | 2022 | 125 | 19 | 220 | 19936 | 70.3 | 2211 | -81.3283 | 28.8417 | 2200 | 125 | 140 |  | 197 | N | Natural Gas | Y | N | N | 9999 | N |  | Combined Cycle | 5650 | 5650.0034 | 7438
620_G_4C | FL | 12127 | FLORIDA POWER & LIGHT (PSN) | Sanford | 845211 | 67204113 | 620 | SNCT4C | 620 | 4C | 1270009 | 7 | 2.5348 |  | 99.7034 | 24.9328 | 24.9328 | 2.2556 | 1.394 | 2022 | 125 | 19 | 220 | 19936 | 70.3 | 2211 | -81.3283 | 28.8417 | 2200 | 125 | 140 |  | 197 | N | Natural Gas | Y | N | N | 9999 | N |  | Combined Cycle | 5342 | 5341.6797 | 7438
620_G_4D | FL | 12127 | FLORIDA POWER & LIGHT (PSN) | Sanford | 845211 | 67204213 | 620 | SNCT4D | 620 | 4D | 1270009 | 8 | 3.0724 |  | 101.6768 | 26.2663 | 26.2663 | 2.3784 | 1.4685 | 2022 | 125 | 19 | 220 | 19936 | 70.3 | 2211 | -81.3283 | 28.8417 | 2200 | 125 | 140 |  | 197 | N | Natural Gas | Y | N | N | 9999 | N |  | Combined Cycle | 5623 | 5622.3721 | 7438
620_G_5A | FL | 12127 | FLORIDA POWER & LIGHT (PSN) | Sanford | 845211 | 46194113 | 620 | SNCT5A | 620 | 5A | 1270009 | 9 | 3.0368 |  | 106.3403 | 26.9036 | 26.9036 | 2.4411 | 1.5042 | 2022 | 125 | 19 | 220 | 19936 | 70.3 | 2211 | -81.3283 | 28.8417 | 2200 | 125 | 140 |  | 197 | N | Natural Gas | Y | N | N | 9999 | N | 620_G_5;620_G_5A | Combined Cycle | 5428 | 5428.8691 | 7438
620_G_5B | FL | 12127 | FLORIDA POWER & LIGHT (PSN) | Sanford | 845211 | 46194013 | 620 | SNCT5B | 620 | 5B | 1270009 | 10 | 3.4518 |  | 102.3151 | 25.7129 | 25.7129 | 2.3267 | 1.4376 | 2022 | 125 | 19 | 220 | 19936 | 70.3 | 2211 | -81.3283 | 28.8417 | 2200 | 125 | 140 |  | 197 | N | Natural Gas | Y | N | N | 9999 | N |  | Combined Cycle | 5282 | 5282.1396 | 7438
620_G_5C | FL | 12127 | FLORIDA POWER & LIGHT (PSN) | Sanford | 845211 | 46194713 | 620 | SNCT5C | 620 | 5C | 1270009 | 11 | 3.1954 |  | 99.2787 | 24.409 | 24.409 | 2.2194 | 1.3647 | 2022 | 125 | 19 | 220 | 19936 | 70.3 | 2211 | -81.3283 | 28.8417 | 2200 | 125 | 140 |  | 197 | N | Natural Gas | Y | N | N | 9999 | N |  | Combined Cycle | 4928 | 4928.4897 | 7438
620_G_5D | FL | 12127 | FLORIDA POWER & LIGHT (PSN) | Sanford | 845211 | 46194613 | 620 | SNCT5D | 620 | 5D | 1270009 | 12 | 3.7265 |  | 117.2136 | 28.7322 | 28.7322 | 2.6031 | 1.6064 | 2022 | 125 | 19 | 220 | 19936 | 70.3 | 2211 | -81.3283 | 28.8417 | 2200 | 125 | 140 |  | 197 | N | Natural Gas | Y | N | N | 9999 | N |  | Combined Cycle | 5808 | 5808.8003 | 7438
7954_G_1 | FL | 12127 | UTILITIES COMMISSION, CITY OF NEW SMYRNA | Field Street | 2798211 | 40823513 |  |  | 7954 | 1 | 1270164 | 1 | 0.053 |  | 0.054 | 0 | 0 | 0 | 0.0017 | 2020 | 42 | 13.5 | 894 | 9571.5 | 66.9 | 2211 | -80.9308 | 29.0156 | 366 | 125 | 120 |  | 22 | N | Distillate Fuel Oil | N | N | N | 9999 | N |  | Combustion Turbine | 1 |  | 25000
689_G_8 | FL | 12129 | TALLAHASSEE CITY PURDOM GENERATING STA. | S O Purdom | 2731711 | 41201313 | 689 | 8 | 689 | 8 | 1290001 | 14 | 175.7721 |  | 162.2176 | 35.1083 | 35.1059 | 12.5871 | 12.5899 | 2022 | 200 | 16.5 | 171 | 18333.3 | 85.7 | 2211 | -84.2016 | 30.1632 | 1700 | 125 | 120 |  | 154 | N | Natural Gas, Distillate Fuel Oil | Y | N | N | 9999 | N |  | Combined Cycle | 8363 | 8345.7109 | 7781
689_G_9 | FL | 12129 | TALLAHASSEE CITY PURDOM GENERATING STA. | S O Purdom | 2731711 | 41201813 |  |  | 689 | 9 | 1290001 | 11 | 0.086898 |  | 0.10345 | 0.007862 | 0.007862 | 0.000621 | 0.00569 | 2022 | 30 | 2 | 420 | 66.7 | 21.2 | 2211 | -84.2016 | 30.1632 | 16.7 | 125 | 100 |  | 72 | N | Natural Gas, Distillate Fuel Oil | N | N | N | 9999 | N |  | Combined Cycle | 256 |  | 7781
703_B_1BLR | GA | 13015 | Ga Power Company - Plant Bowen | Bowen | 2813011 | 40818913 | 703 | 1BLR | 703 | 1BLR | 01500011 | SG01 | 288.047 | 0 | 1360.5138 | 101.207 | 91.4617 | 1847.2262 | 34.5149 | 2022 | 675 | 31 | 133 | 43333 | 58 | 221112 | -84.9255 | 34.1272 | 755 | 125 | 100 |  | 714 | N | Bituminous | Y | N | N | 9999 | N |  | Coal Steam | 6216 | 6098.3008 | 10032
703_B_2BLR | GA | 13015 | Ga Power Company - Plant Bowen | Bowen | 2813011 | 40818813 | 703 | 2BLR | 703 | 2BLR | 01500011 | SG02 | 220.2328 | 0 | 1779.1928 | 84.889 | 75.1472 | 1107.9491 | 26.3844 | 2022 | 675 | 31 | 133 | 43333 | 58 | 221112 | -84.9255 | 34.1272 | 755 | 125 | 100 |  | 718 | N | Bituminous | Y | N | N | 9999 | N |  | Coal Steam | 4704 | 4648.9707 | 9954
703_B_3BLR | GA | 13015 | Ga Power Company - Plant Bowen | Bowen | 2813011 | 40819213 | 703 | 3BLR | 703 | 3BLR | 01500011 | SG03 | 201.8615 | 0 | 1165.052 | 86.5445 | 71.2136 | 1435.1167 | 24.1695 | 2022 | 675 | 34 | 133 | 53333 | 58 | 221112 | -84.9187 | 34.126 | 933 | 125 | 100 |  | 883 | N | Bituminous | Y | N | N | 2035 | N |  | Coal Steam | 3360 | 3287.8496 | 9780
703_B_4BLR | GA | 13015 | Ga Power Company - Plant Bowen | Bowen | 2813011 | 40819013 | 703 | 4BLR | 703 | 4BLR | 01500011 | SG04 | 180.851 | 0 | 969.636 | 69.471 | 59.6277 | 1114.7119 | 21.6578 | 2022 | 675 | 34 | 133 | 53333 | 58 | 221112 | -84.9187 | 34.126 | 933 | 125 | 100 | 127&128&139&215 | 885 | N | Bituminous | Y | N | N | 2035 | N |  | Coal Steam | 3024 | 2976.48 | 9726
54464_B_B002 | GA | 13021 | Graphic Packaging Macon Mill | Riverwood International Macon Mill | 7414811 | 9232713 |  |  | 54464 | B002 | 02100001 | B002 | 1.882 |  | 21.9563 | 0.40599 | 0.40599 | 0.047049 | 0.43128 | 2022 | 65 | 3 | 370 | 1273 | 180.1 | 322130 | -83.6285 | 32.7721 | 198 | 133 | 100 |  | 12.3 | Y | Non-Fossil Waste | N | Y | N | 9999 | N |  | Non-Fossil Waste | 1176 |  | 8300
54464_B_B003 | GA | 13021 | Graphic Packaging Macon Mill | Riverwood International Macon Mill | 7414811 | 9232813 |  |  | 54464 | B003 | 02100001 | B003 | 2246.288 |  | 403.6374 | 85.9041 | 85.9035 | 6.4996 | 32.8801 | 2022 | 300 | 10 | 138 | 3573 | 45.5 | 322130 | -83.6289 | 32.7721 | 520 | 133 | 100 |  | 12.3 | Y | Non-Fossil Waste | N | Y | N | 9999 | N |  | Non-Fossil Waste | 8232 |  | 4883
54464_B_B004 | GA | 13021 | Graphic Packaging Macon Mill | Riverwood International Macon Mill | 7414811 | 108742413 |  |  | 54464 | B004 | 02100001 | B005 | 280.2842 |  | 360.5827 | 13.2784 | 11.5091 | 16.4487 | 22.2646 | 2022 | 316 | 8.5 | 314 | 4023 | 70.9 | 322130 | -83.6286 | 32.772 | 625 | 133 | 100 |  | 40 | Y | Biomass | N | Y | N | 9999 | N |  | Biomass | 8568 |  | 4883
54464_B_D001 | GA | 13021 | Graphic Packaging Macon Mill | Riverwood International Macon Mill | 7414811 | 9231513 |  |  | 54464 | D001 | 02100001 | D001 | 39.3712 |  | 611.511 | 93.3953 | 87.7095 | 15.0783 | 36.5136 | 2022 | 300 | 11 | 380 | 6452 | 67.9 | 322130 | -83.6289 | 32.7717 | 1050 | 133 | 100 | 128 | 12.3 | Y | Non-Fossil Waste | N | Y | N | 9999 | N |  | Non-Fossil Waste | 7896 |  | 4883
6258_G_5A | GA | 13033 | Southern Nuclear - Allen B. Wilson Plant | Wilson | 15028311 | 91734613 | 6258 | 1A | 6258 | 5A | 03300008 | CT-1A | 0.098016 |  | 35.9174 | 0.35642 | 0.35642 | 14.964 | 0.012178 | 2022 | 34 | 16.3 | 800 | 21216 | 102 | 221112 | -81.7481 | 33.1383 | 60 | 125 | 120 |  | 41 | N | Distillate Fuel Oil | Y | N | N | 9999 | N |  | Combustion Turbine | 7 | 84 | 25000
6258_G_5B | GA | 13033 | Southern Nuclear - Allen B. Wilson Plant | Wilson | 15028311 | 91734713 | 6258 | 1B | 6258 | 5B | 03300008 | CT-1B | 0.058021 |  | 23.7168 | 0.21098 | 0.21098 | 9.884 | 0.007209 | 2022 | 34 | 16.3 | 800 | 21216 | 102 | 221112 | -81.7481 | 33.138 | 60 | 125 | 120 |  | 56 | N | Distillate Fuel Oil | Y | N | N | 9999 | N |  | Combustion Turbine | 7 | 65 | 25000
6258_G_5C | GA | 13033 | Southern Nuclear - Allen B. Wilson Plant | Wilson | 15028311 | 91734813 | 6258 | 1C | 6258 | 5C | 03300008 | CT-1C | 0.21793 |  | 28.6711 | 0.79247 | 0.79247 | 11.9463 | 0.027076 | 2022 | 34 | 16.3 | 800 | 21216 | 102 | 221112 | -81.7481 | 33.1378 | 60 | 125 | 120 |  | 49 | N | Distillate Fuel Oil | Y | N | N | 9999 | N |  | Combustion Turbine | 7 | 66 | 25000
6258_G_5D | GA | 13033 | Southern Nuclear - Allen B. Wilson Plant | Wilson | 15028311 | 91734913 | 6258 | 1D | 6258 | 5D | 03300008 | CT-1D | 0.058439 |  | 23.1912 | 0.21251 | 0.21251 | 9.6635 | 0.007261 | 2022 | 34 | 16.3 | 800 | 21216 | 102 | 221112 | -81.7481 | 33.1376 | 60 | 125 | 120 |  | 41 | N | Distillate Fuel Oil | Y | N | N | 9999 | N |  | Combustion Turbine | 7 | 71 | 25000
6258_G_5E | GA | 13033 | Southern Nuclear - Allen B. Wilson Plant | Wilson | 15028311 | 91735013 | 6258 | 1E | 6258 | 5E | 03300008 | CT-1E | 0.043719 |  | 17.7241 | 0.15898 | 0.15898 | 7.3856 | 0.005432 | 2022 | 34 | 16.3 | 800 | 21216 | 102 | 221112 | -81.7481 | 33.1373 | 60 | 125 | 120 |  | 54 | N | Distillate Fuel Oil | Y | N | N | 9999 | N |  | Combustion Turbine | 7 | 50 | 25000
6258_G_5F | GA | 13033 | Southern Nuclear - Allen B. Wilson Plant | Wilson | 15028311 | 91735113 | 6258 | 1F | 6258 | 5F | 03300008 | CT-1F | 0.074531 |  | 29.2001 | 0.27102 | 0.27102 | 12.167 | 0.00926 | 2022 | 34 | 16.3 | 800 | 21216 | 102 | 221112 | -81.7481 | 33.1371 | 60 | 125 | 120 |  | 54 | N | Distillate Fuel Oil | Y | N | N | 9999 | N |  | Combustion Turbine | 7 | 79 | 25000
732_G_1 | GA | 13051 | Ga Power Company - Plant Boulevard | Boulevard | 15504311 | 97066413 |  |  | 732 | 1 | 05100017 | CT01 | 0.000442 |  | 0.11792 | 0.001608 | 0.001608 | 0.004422 | 5.5e-05 | 2020 | 33.1 | 10.7 | 1000 | 18000 | 200 | 221112 | -81.1443 | 32.0411 | 15600 | 125 | 120 |  | 14 | N | Natural Gas, Distillate Fuel Oil | N | N | N | 9999 | N |  | Combustion Turbine | 2 |  | 25000
57026_G_GEN1 | GA | 13051 | Superior Landfill & Recycling Center | Superior Landfill Gas Recovery | 3678711 | 112010313 |  |  | 57026 | GEN1 | 05100205 | LF |  |  | 94.78 | 130.64 | 30.1887 | 95.75 | 8.196 | 2020 | 37.7 | 1.3 | 1400 | 4.1 | 3.2 | 562212 | -81.2792 | 32.0266 |  | 104 | 690 |  | 0.8 | N | Landfill Gas | N | N | N | 9999 | N | 57026_G_GEN1;57026_G_GEN6;57026_G_GEN2;57026_G_GEN8;57026_G_GEN3;57026_G_GEN7;57026_G_GEN4;57026_G_GEN 5 | Landfill Gas | 3380 |  | 13500
710_G_3A | GA | 13067 | Ga Power Company - Plant McDonough/Atkinson | Jack McDonough | 3699211 | 36890213 | 710 | 3AA | 710 | 3A | 06700003 | CT5M | 0.4442 |  | 1.0337 | 0.036791 | 0.036791 | 0.3798 | 0.011404 | 2022 | 33 | 14.6 | 850 | 30500 | 182.1 | 221112 | -84.4767 | 33.8233 | 20 | 125 | 120 |  | 32 | N | Natural Gas, Distillate Fuel Oil | Y | N | N | 9999 | N |  | Combustion Turbine | 20 | 21 | 25000
710_G_3B | GA | 13067 | Ga Power Company - Plant McDonough/Atkinson | Jack McDonough | 3699211 | 36890113 | 710 | 3BA | 710 | 3B | 06700003 | CT7M | 0.003964 |  | 0.1315 | 0.000566 | 0.000566 | 0.0413 | 0.000109 | 2022 | 33 | 14.6 | 850 | 30500 | 182.1 | 221112 | -84.4767 | 33.8233 | 20 | 125 | 120 |  | 32 | N | Natural Gas, Distillate Fuel Oil | Y | N | N | 9999 | N |  | Combustion Turbine | 18 | 18 | 25000
710_G_5ACT | GA | 13067 | Ga Power Company - Plant McDonough/Atkinson | Jack McDonough | 3699211 | 105654513 | 710 | 5A | 710 | 5ACT | 06700003 | CT5A | 15.6 | 49.27 | 79.9464 | 23.949 | 23.949 | 5.8632 | 2.6107 | 2022 | 160 | 24 | 184 | 23898.6 | 52.9 | 221112 | -84.468 | 33.8295 | 420 | 125 | 140 |  | 232.5 | N | Natural Gas, Distillate Fuel Oil | Y | N | N | 9999 | N | 710_G_5;710_G_5ACT | Combined Cycle | 7896 | 7758.9399 | 7050
710_G_5BCT | GA | 13067 | Ga Power Company - Plant McDonough/Atkinson | Jack McDonough | 3699211 | 105654613 | 710 | 5B | 710 | 5BCT | 06700003 | CT5B | 11.9 | 52.95 | 85.5667 | 25.7369 | 25.7369 | 6.3897 | 2.8056 | 2022 | 160 | 24 | 184 | 23898.6 | 52.9 | 221112 | -84.468 | 33.8293 | 420 | 125 | 140 |  | 232.5 | N | Natural Gas, Distillate Fuel Oil | Y | N | N | 9999 | N |  | Combined Cycle | 8232 | 8231.1797 | 7050
710_G_6ACT | GA | 13067 | Ga Power Company - Plant McDonough/Atkinson | Jack McDonough | 3699211 | 105654713 | 710 | 6A | 710 | 6ACT | 06700003 | CT6A | 5 | 50.24 | 76.9612 | 24.3004 | 24.3004 | 6.015 | 2.6491 | 2022 | 160 | 24 | 184 | 23898.6 | 52.9 | 221112 | -84.4737 | 33.8272 | 420 | 125 | 140 |  | 233 | N | Natural Gas | Y | N | N | 9999 | N | 710_G_6;710_G_6ACT | Combined Cycle | 8064 | 7971.3906 | 7050
710_G_6BCT | GA | 13067 | Ga Power Company - Plant McDonough/Atkinson | Jack McDonough | 3699211 | 105654813 | 710 | 6B | 710 | 6BCT | 06700003 | CT6B | 6.9 | 49.81 | 76.0099 | 24.0903 | 24.0903 | 5.9782 | 2.6261 | 2022 | 160 | 24 | 184 | 23898.6 | 52.9 | 221112 | -84.4738 | 33.8273 | 420 | 125 | 140 |  | 233 | N | Natural Gas | Y | N | N | 9999 | N |  | Combined Cycle | 8064 | 7899.3403 | 7050
710_G_CT4A | GA | 13067 | Ga Power Company - Plant McDonough/Atkinson | Jack McDonough | 3699211 | 105654313 | 710 | 4A | 710 | CT4A | 06700003 | CT4A | 11 | 53.56 | 80.7865 | 26.0541 | 26.0541 | 6.4839 | 2.8402 | 2022 | 160 | 24 | 184 | 23898.6 | 52.9 | 221112 | -84.4695 | 33.8295 | 420 | 125 | 140 |  | 237.5 | N | Natural Gas, Distillate Fuel Oil | Y | N | N | 9999 | N | 710_G_CT4A;710_G_4 | Combined Cycle | 8400 | 8300.2705 | 7050
710_G_CT4B | GA | 13067 | Ga Power Company - Plant McDonough/Atkinson | Jack McDonough | 3699211 | 105654413 | 710 | 4B | 710 | CT4B | 06700003 | CT4B | 15.7 | 54.18 | 82.0684 | 26.3558 | 26.3558 | 6.5455 | 2.8731 | 2022 | 160 | 24 | 184 | 23898.6 | 52.9 | 221112 | -84.4695 | 33.8293 | 420 | 125 | 140 |  | 237.5 | N | Natural Gas, Distillate Fuel Oil | Y | N | N | 9999 | N |  | Combined Cycle | 8568 | 8471.0088 | 7050
710_G_3Ax | GA | 13067 | Ga Power Company - Plant McDonough/Atkinson |  | 3699211 | 36889913 | 710 | 3AB |  |  |  |  | 0.65992 |  | 1.6358 | 0.054658 | 0.054658 | 0.6644 | 0.016943 |  | 33 | 14.6 | 850 | 30500 | 182.1 | 221112 | -84.4766 | 33.8234 |  | 125 | 120 |  |  |  |  | Y | N | N |  | N |  |  |  | 20
710_G_3Bx | GA | 13067 | Ga Power Company - Plant McDonough/Atkinson |  | 3699211 | 36889713 | 710 | 3BB |  |  | 06700003 | CT8M | 0.004842 |  | 0.1564 | 0.000695 | 0.000695 | 0.0465 | 0.000133 | 2022 | 33 | 14.6 | 850 | 30500 | 182.1 | 221112 | -84.4766 | 33.8233 | 20 | 125 | 120 |  |  |  |  | Y | N | N |  | N |  |  | 18 | 12
728_B_Y6BR | GA | 13077 | Ga Power Company - Plant Yates | Yates | 3703111 | 36868513 | 728 | Y6BR | 728 | Y6BR | 07700001 | SG06 | 66.6761 |  | 307.5368 | 28.743 | 28.743 | 2.3039 | 0.92649 | 2022 | 805 | 16.4 | 279 | 17589 | 84 | 221112 | -84.8985 | 33.4623 | 363 | 125 | 100 | 312 | 356 | N | Natural Gas | Y | N | N | 9999 | N |  | O/G Steam | 7056 | 6966.7998 | 11068
728_B_Y7BR | GA | 13077 | Ga Power Company - Plant Yates | Yates | 3703111 | 36868213 | 728 | Y7BR | 728 | Y7BR | 07700001 | SG07 | 69.9312 |  | 292.8421 | 30.1462 | 30.1462 | 2.4427 | 2.6102 | 2022 | 805 | 16.4 | 279 | 17589.3 | 84 | 221112 | -84.8985 | 33.4623 | 361 | 125 | 100 |  | 358 | N | Natural Gas | Y | N | N | 9999 | N |  | O/G Steam | 6552 | 6426.79 | 11498
56015_G_SEG1 | GA | 13087 | Bainbridge Power Facility | Walton Bainbridge Power Facility | 15498211 | 97049513 |  |  | 56015 | SEG1 | 08700053 | G01 | 0.095914 |  | 1.217 | 0.005208 | 0.005208 | 1.133 | 0.000178 | 2020 | 43 | 17.8 | 780 | 620 | 2.5 | 221112 | -84.5472 | 30.9111 | 40 | 125 | 120 |  | 37 | N | Distillate Fuel Oil | N | N | N | 9999 | N |  | Combustion Turbine |  |  | 25000
56015_G_SEGC | GA | 13087 | Bainbridge Power Facility | Walton Bainbridge Power Facility | 15498211 | 97049613 |  |  | 56015 | SEGC | 08700053 | G02 | 0.11766 |  | 1.102 | 0.007392 | 0.007392 | 1.153 | 0.002526 | 2020 | 43 | 17.8 | 780 | 620 | 2.5 | 221112 | -84.5472 | 30.9111 | 40 | 125 | 120 |  | 37 | N | Distillate Fuel Oil | N | N | N | 9999 | N |  | Combustion Turbine |  |  | 25000
60340_B_1 | GA | 13095 | Albany Green Energy, LLC | Albany Green Energy | 17945711 | 127308013 | 60340 | B0004 | 60340 | 1 | 09500109 | B004 | 38.0038 | 231.7983 | 177.2193 | 36.2154 | 36.2154 | 10.5654 | 2.4783 | 2022 | 299 | 12 | 350 | 8785.8 | 77.8 | 221117 | -84.1076 | 31.554 | 1040 | 125 | 100 |  | 50 | Y | Biomass | Y | N | N | 9999 | N | 60340_B_1;60340_G_1 | Biomass | 7732 | 7823.8296 | 10994
55406_G_UNT1 | GA | 13103 | Effingham County Power, LLC | Effingham Energy Facility | 9736911 | 57649213 | 55406 | 1 | 55406 | UNT1 | 10300012 | CTG1 | 451.2136 | 35.2302 | 31.9666 | 1.7226 | 1.0558 | 2.3409 | 11.2803 | 2022 | 165 | 19 | 230 | 15310.5 | 54 | 221112 | -81.2819 | 32.2747 | 1940 | 125 | 140 |  | 169 | N | Natural Gas | Y | N | N | 9999 | N |  | Combined Cycle |  | 4979.98 | 7197
55406_G_UNT2 | GA | 13103 | Effingham County Power, LLC | Effingham Energy Facility | 9736911 | 57649313 | 55406 | 2 | 55406 | UNT2 | 10300012 | CTG2 | 336.5982 | 26.2812 | 40.4035 | 1.285 | 0.7876 | 3.0131 | 8.415 | 2022 | 165 | 19 | 230 | 15310.5 | 54 | 221112 | -81.2819 | 32.2747 | 1940 | 125 | 140 | 139&205 | 169 | N | Natural Gas | Y | N | N | 9999 | N |  | Combined Cycle |  | 6196.8291 | 7197
56150_G_C10A | GA | 13103 | Ga Power Company - McIntosh Combined Cycle Facility | McIntosh Combined Cycle Facility | 9736811 | 57649613 | 56150 | 10A | 56150 | C10A | 10300014 | CT10A | 2.52 | 74.05 | 45.0979 | 49.0348 | 49.0348 | 4.5291 | 15.602 | 2022 | 160 | 19 | 287 | 16800.6 | 59.3 | 221112 | -81.1829 | 32.3477 | 315 | 125 | 140 |  | 181.8 | N | Natural Gas, Distillate Fuel Oil | Y | N | N | 9999 | N |  | Combined Cycle | 7560 | 7538.4194 | 7050
56150_G_C10B | GA | 13103 | Ga Power Company - McIntosh Combined Cycle Facility | McIntosh Combined Cycle Facility | 9736811 | 57649713 | 56150 | 10B | 56150 | C10B | 10300014 | CT10B | 4.77 | 74.33 | 44.8513 | 49.2186 | 49.2186 | 4.5508 | 15.6605 | 2022 | 160 | 19 | 287 | 16800.6 | 59.3 | 221112 | -81.1825 | 32.3476 | 315 | 125 | 140 |  | 181.8 | N | Natural Gas, Distillate Fuel Oil | Y | N | N | 9999 | N | 56150_G_C10B;56150_G_10ST | Combined Cycle | 7392 | 7358.7988 | 7050
56150_G_C11A | GA | 13103 | Ga Power Company - McIntosh Combined Cycle Facility | McIntosh Combined Cycle Facility | 9736811 | 57649813 | 56150 | 11A | 56150 | C11A | 10300014 | CT11A | 3.94 | 73.08 | 45.5431 | 48.9502 | 48.9502 | 4.5531 | 15.5751 | 2022 | 160 | 19 | 287 | 16800.6 | 59.3 | 221112 | -81.1813 | 32.3474 | 315 | 125 | 140 |  | 181 | N | Natural Gas, Distillate Fuel Oil | Y | N | N | 9999 | N |  | Combined Cycle | 7560 | 7555.751 | 7050
56150_G_C11B | GA | 13103 | Ga Power Company - McIntosh Combined Cycle Facility | McIntosh Combined Cycle Facility | 9736811 | 57649913 | 56150 | 11B | 56150 | C11B | 10300014 | CT11B | 1.54 | 77.84 | 46.1301 | 51.6287 | 51.6287 | 4.7781 | 16.4273 | 2022 | 160 | 19 | 287 | 16800.6 | 59.3 | 221112 | -81.1809 | 32.3474 | 315 | 125 | 140 |  | 181 | N | Natural Gas, Distillate Fuel Oil | Y | N | N | 9999 | N | 56150_G_C11B;56150_G_11ST | Combined Cycle | 8064 | 7922.4312 | 7050
6124_G_CT1 | GA | 13103 | Ga Power Co Plt McIntosh | McIntosh | 3711211 | 36851713 | 6124 | CT1 | 6124 | CT1 | 10300003 | CT01 | 3.9125 |  | 19.031 | 0.99 | 0.99 | 14.1311 | 0.11898 | 2022 | 64 | 15 | 984 | 25412 | 143.8 | 221112 | -81.1717 | 32.3562 | 82 | 125 | 120 |  | 82.2 | N | Natural Gas, Distillate Fuel Oil | Y | N | N | 9999 | N |  | Combustion Turbine | 252 | 235 | 15980
6124_G_CT2 | GA | 13103 | Ga Power Co Plt McIntosh | McIntosh | 3711211 | 36851813 | 6124 | CT2 | 6124 | CT2 | 10300003 | CT02 | 3.4015 |  | 12.9266 | 0.57 | 0.57 | 9.0947 | 0.095213 | 2022 | 64 | 15 | 984 | 25412 | 143.8 | 221112 | -81.1715 | 32.3564 | 82 | 125 | 120 |  | 82.2 | N | Natural Gas, Distillate Fuel Oil | Y | N | N | 9999 | N |  | Combustion Turbine | 196 | 180 | 15981
6124_G_CT3 | GA | 13103 | Ga Power Co Plt McIntosh | McIntosh | 3711211 | 36851213 | 6124 | CT3 | 6124 | CT3 | 10300003 | CT03 | 1.701 |  | 9.8701 | 0.56 | 0.56 | 2.134 | 0.055105 | 2022 | 64 | 15 | 984 | 25412 | 143.8 | 221112 | -81.1713 | 32.3566 | 82 | 125 | 120 |  | 82.2 | N | Natural Gas, Distillate Fuel Oil | Y | N | N | 9999 | N |  | Combustion Turbine | 140 | 135 | 15981
6124_G_CT4 | GA | 13103 | Ga Power Co Plt McIntosh | McIntosh | 3711211 | 36851013 | 6124 | CT4 | 6124 | CT4 |  |  | 3.8734 |  | 20.2102 | 0.83 | 0.83 | 6.968 | 0.1137 |  | 64 | 15 | 984 | 25412 | 143.8 | 221112 | -81.1711 | 32.3568 |  | 125 | 120 |  | 82.2 | N | Natural Gas, Distillate Fuel Oil | Y | N | N | 9999 | N |  | Combustion Turbine |  | 238 | 15981
6124_G_CT5 | GA | 13103 | Ga Power Co Plt McIntosh | McIntosh | 3711211 | 36851513 | 6124 | CT5 | 6124 | CT5 | 10300003 | CT05 | 4.0566 |  | 21.558 | 0.88 | 0.88 | 8.7586 | 0.11939 | 2022 | 64 | 15 | 984 | 25412 | 143.8 | 221112 | -81.1709 | 32.3571 | 82 | 125 | 120 |  | 82.2 | N | Natural Gas, Distillate Fuel Oil | Y | N | N | 9999 | N |  | Combustion Turbine | 280 | 254 | 15981
6124_G_CT6 | GA | 13103 | Ga Power Co Plt McIntosh | McIntosh | 3711211 | 36851313 | 6124 | CT6 | 6124 | CT6 | 10300003 | CT06 | 3.7691 |  | 19.2292 | 0.84 | 0.84 | 6.6346 | 0.11137 | 2022 | 64 | 15 | 984 | 25412 | 143.8 | 221112 | -81.1707 | 32.3573 | 82 | 125 | 120 |  | 82.2 | N | Natural Gas, Distillate Fuel Oil | Y | N | N | 9999 | N |  | Combustion Turbine | 252 | 236 | 15981
6124_G_CT7 | GA | 13103 | Ga Power Co Plt McIntosh | McIntosh | 3711211 | 36851613 | 6124 | CT7 | 6124 | CT7 | 10300003 | CT07 | 1.2121 |  | 10.766 | 0.5376 | 0.5376 | 2.4434 | 0.043284 | 2022 | 64 | 15 | 984 | 25412 | 143.8 | 221112 | -81.1705 | 32.3575 | 82 | 125 | 120 |  | 82.2 | N | Natural Gas, Distillate Fuel Oil | Y | N | N | 9999 | N |  | Combustion Turbine | 140 | 122 | 15981
6124_G_CT8 | GA | 13103 | Ga Power Co Plt McIntosh | McIntosh | 3711211 | 36851413 | 6124 | CT8 | 6124 | CT8 | 10300003 | CT08 | 1.7285 |  | 12.1004 | 0.59 | 0.59 | 2.8346 | 0.056632 | 2022 | 64 | 15 | 984 | 25412 | 143.8 | 221112 | -81.1704 | 32.3577 | 82 | 125 | 120 |  | 82.2 | N | Natural Gas, Distillate Fuel Oil | Y | N | N | 9999 | N |  | Combustion Turbine | 168 | 141 | 15981
60550_B_B001 | GA | 13119 | GRP Franklin Renewable Energy Facility | GRP Franklin Renewable Energy Facility | 19014311 | 137725213 |  |  | 60550 | B001 | 11900025 | B001 | 122.1 |  | 201.4 | 80.67 | 75.86 | 20.34 | 0.993 | 2022 | 200 | 10 | 323 | 5390.9501 | 68.6333 | 221117 | -83.3307 | 34.3775 | 700 | 125 | 100 |  | 58 | N | Biomass | N | N | N | 9999 | N |  | Biomass | 7096 |  | 13500
715_G_3A | GA | 13127 | Ga Power Company - Plant McManus | McManus | 3721111 | 36833813 | 715 | 3A | 715 | 3A | 12700004 | CT3A | 0.063372 |  | 25.161 | 0.23044 | 0.23044 | 10.4858 | 0.007873 | 2022 | 39 | 16.7 | 850 | 17600 | 80 | 221112 | -81.5458 | 31.2138 | 46 | 125 | 120 |  | 46 | N | Distillate Fuel Oil | Y | N | N | 9999 | N |  | Combustion Turbine | 84 | 62 | 16959
715_G_3B | GA | 13127 | Ga Power Company - Plant McManus | McManus | 3721111 | 36833613 | 715 | 3B | 715 | 3B | 12700004 | CT3B | 0.038087 |  | 15.0874 | 0.1385 | 0.1385 | 6.2869 | 0.004732 | 2022 | 39 | 16.7 | 850 | 17600 | 80 | 221112 | -81.5454 | 31.214 | 46 | 125 | 120 |  | 46 | N | Distillate Fuel Oil | Y | N | N | 9999 | N |  | Combustion Turbine | 84 | 46 | 16959
715_G_3C | GA | 13127 | Ga Power Company - Plant McManus | McManus | 3721111 | 36834213 | 715 | 3C | 715 | 3C | 12700004 | CT3C | 0.030558 |  | 12.1839 | 0.11112 | 0.11112 | 5.0764 | 0.003797 | 2022 | 39 | 16.7 | 850 | 17600 | 80 | 221112 | -81.5451 | 31.2141 | 46 | 125 | 120 |  | 46 | N | Distillate Fuel Oil | Y | N | N | 9999 | N |  | Combustion Turbine | 84 | 38 | 16959
715_G_4A | GA | 13127 | Ga Power Company - Plant McManus | McManus | 3721111 | 36833513 | 715 | 4A | 715 | 4A | 12700004 | CT4A | 0.042695 |  | 16.9276 | 0.15526 | 0.15526 | 7.0542 | 0.005305 | 2022 | 33 | 14 | 850 | 17515 | 113 | 221112 | -81.5449 | 31.2143 | 46 | 125 | 120 |  | 46 | N | Distillate Fuel Oil | Y | N | N | 9999 | N |  | Combustion Turbine | 84 | 52 | 16959
715_G_4B | GA | 13127 | Ga Power Company - Plant McManus | McManus | 3721111 | 36833213 | 715 | 4B | 715 | 4B | 12700004 | CT4B | 0.064287 |  | 25.4953 | 0.23377 | 0.23377 | 10.6242 | 0.007987 | 2022 | 33 | 14 | 850 | 17515 | 113 | 221112 | -81.5448 | 31.2143 | 46 | 125 | 120 |  | 46 | N | Distillate Fuel Oil | Y | N | N | 9999 | N |  | Combustion Turbine | 84 | 62 | 16959
715_G_4C | GA | 13127 | Ga Power Company - Plant McManus | McManus | 3721111 | 36833313 | 715 | 4C | 715 | 4C | 12700004 | CT4C | 0.066261 |  | 26.2996 | 0.24095 | 0.24095 | 10.9584 | 0.008232 | 2022 | 33 | 14 | 850 | 17515 | 113 | 221112 | -81.5445 | 31.2145 | 46 | 125 | 120 |  | 46 | N | Distillate Fuel Oil | Y | N | N | 9999 | N |  | Combustion Turbine | 84 | 64 | 16959
715_G_4D | GA | 13127 | Ga Power Company - Plant McManus | McManus | 3721111 | 36833413 | 715 | 4D | 715 | 4D | 12700004 | CT4D | 0.069765 |  | 27.6719 | 0.25369 | 0.25369 | 11.5308 | 0.008668 | 2022 | 33 | 14 | 850 | 17515 | 113 | 221112 | -81.5443 | 31.2145 | 46 | 125 | 120 |  | 46 | N | Distillate Fuel Oil | Y | N | N | 9999 | N |  | Combustion Turbine | 84 | 70 | 16959
715_G_4E | GA | 13127 | Ga Power Company - Plant McManus | McManus | 3721111 | 36834113 | 715 | 4E | 715 | 4E | 12700004 | CT4E | 0.068977 |  | 27.3871 | 0.25082 | 0.25082 | 11.4123 | 0.00857 | 2022 | 33 | 14 | 850 | 17515 | 113 | 221112 | -81.544 | 31.2147 | 46 | 125 | 120 |  | 46 | N | Distillate Fuel Oil | Y | N | N | 9999 | N |  | Combustion Turbine | 84 | 70 | 16959
715_G_4F | GA | 13127 | Ga Power Company - Plant McManus | McManus | 3721111 | 36833713 | 715 | 4F | 715 | 4F | 12700004 | CT4F | 0.033853 |  | 13.4143 | 0.1231 | 0.1231 | 5.5894 | 0.004206 | 2022 | 33 | 14 | 850 | 17515 | 113 | 221112 | -81.5439 | 31.2147 | 46 | 125 | 120 |  | 46 | N | Distillate Fuel Oil | Y | N | N | 9999 | N |  | Combustion Turbine | 84 | 45 | 16959
54538_G_MAG1 | GA | 13147 | Hartwell Energy Facility | Hartwell Energy Facility | 2612411 | 97989113 | 70454 | MAG1 | 54538 | MAG1 | 14700021 | H101 | 30.9207 |  | 51.8637 | 6.8929 | 6.8929 | 0.6171 | 1.1797 | 2022 | 79 | 22.5 | 1105 | 46758 | 117 | 221112 | -82.8196 | 34.3393 | 159 | 125 | 120 |  | 149.5 | N | Natural Gas, Distillate Fuel Oil | Y | N | N | 9999 | N |  | Combustion Turbine |  | 1344.5696 | 12906
54538_G_MAG2 | GA | 13147 | Hartwell Energy Facility | Hartwell Energy Facility | 2612411 | 97989213 | 70454 | MAG2 | 54538 | MAG2 | 14700021 | H102 |  |  | 50.0591 |  |  | 0.6154 |  | 2022 | 79 | 22.5 | 1105 | 46758 | 117 | 221112 | -82.82 | 34.3391 | 159 | 125 | 120 |  | 148.6 | N | Natural Gas, Distillate Fuel Oil | Y | N | N | 9999 | N |  | Combustion Turbine |  | 1346.76 | 12910
55061_G_GTG1 | GA | 13149 | Tenaska Georgia Generating Station | Tenaska Georgia Generation Facility | 15558711 | 97956613 | 55061 | CT1 | 55061 | GTG1 |  |  | 0.0536 |  | 40.3848 | 0.16785 | 0.16785 | 0.4688 | 0.010104 |  | 70 | 20 | 1134 | 38533 | 123 | 221112 | -84.9997 | 33.3526 |  | 125 | 120 |  | 157.5 | N | Natural Gas, Distillate Fuel Oil | Y | N | N | 9999 | N |  | Combustion Turbine |  | 893.4901 | 11628
55061_G_GTG2 | GA | 13149 | Tenaska Georgia Generating Station | Tenaska Georgia Generation Facility | 15558711 | 97956713 | 55061 | CT2 | 55061 | GTG2 | 14900004 | CT02 | 0.0304 |  | 39.4747 | 0.096369 | 0.096369 | 0.4767 | 0.00617 | 2020 | 70 | 20 | 1134 | 38533 | 123 | 221112 | -84.9997 | 33.3523 | 184 | 125 | 120 |  | 157.5 | N | Natural Gas, Distillate Fuel Oil | Y | N | N | 9999 | N |  | Combustion Turbine |  | 915.6802 | 11628
55061_G_GTG3 | GA | 13149 | Tenaska Georgia Generating Station | Tenaska Georgia Generation Facility | 15558711 | 97956813 | 55061 | CT3 | 55061 | GTG3 | 14900004 | CT03 | 0.1015 |  | 26.95 | 0.33024 | 0.33024 | 0.3934 | 0.018969 | 2020 | 70 | 20 | 1134 | 38533 | 123 | 221112 | -84.9996 | 33.3519 | 184 | 125 | 120 |  | 157.5 | N | Natural Gas, Distillate Fuel Oil | Y | N | N | 9999 | N |  | Combustion Turbine |  | 732.6499 | 11628
55061_G_GTG4 | GA | 13149 | Tenaska Georgia Generating Station | Tenaska Georgia Generation Facility | 15558711 | 97956913 | 55061 | CT4 | 55061 | GTG4 | 14900004 | CT04 | 0.1111 |  | 40.4723 | 0.26974 | 0.26974 | 0.444 | 0.015648 | 2022 | 70 | 20 | 1134 | 38533 | 123 | 221112 | -84.9996 | 33.3516 | 184 | 125 | 120 |  | 157.5 | N | Natural Gas, Distillate Fuel Oil | Y | N | N | 9999 | N |  | Combustion Turbine |  | 876.8105 | 11632
55061_G_GTG5 | GA | 13149 | Tenaska Georgia Generating Station | Tenaska Georgia Generation Facility | 15558711 | 97957013 | 55061 | CT5 | 55061 | GTG5 |  |  | 0.0374 |  | 42.3512 | 0.097842 | 0.097842 | 0.49 | 0.006034 |  | 70 | 20 | 1134 | 38533 | 123 | 221112 | -84.9996 | 33.3512 |  | 125 | 120 |  | 157.5 | N | Natural Gas, Distillate Fuel Oil | Y | N | N | 9999 | N |  | Combustion Turbine |  | 945.2701 | 11632
55061_G_GTG6 | GA | 13149 | Tenaska Georgia Generating Station | Tenaska Georgia Generation Facility | 15558711 | 97957113 | 55061 | CT6 | 55061 | GTG6 |  |  | 0.065 |  | 37.7244 | 0.21095 | 0.21095 | 0.4827 | 0.012299 |  | 70 | 20 | 1134 | 38533 | 123 | 221112 | -84.9995 | 33.3509 |  | 125 | 120 |  | 157.5 | N | Natural Gas, Distillate Fuel Oil | Y | N | N | 9999 | N |  | Combustion Turbine |  | 917.3904 | 11632
55141_G_CT1 | GA | 13149 | Hawk Road Energy Facility | Hawk Road Facility | 15559111 | 97988813 | 55141 | CT1 | 55141 | CT1 | 14900005 | CT1 | 8.6 |  | 60.6941 | 11.6 | 11.6 | 0.8663 | 2.52 | 2020 | 117 | 29 | 1102 | 66759 | 105 | 221112 | -84.9911 | 33.3588 | 179 | 125 | 120 |  | 153 | N | Natural Gas | Y | N | N | 9999 | N |  | Combustion Turbine |  | 1799.7203 | 10983
55141_G_CT2 | GA | 13149 | Hawk Road Energy Facility | Hawk Road Facility | 15559111 | 97988913 | 55141 | CT2 | 55141 | CT2 | 14900005 | CT2 | 6.98 |  | 69.9605 | 9.45 | 9.45 | 0.8456 | 2.05 | 2022 | 90 | 25 | 1102 | 66759 | 136 | 221112 | -84.9911 | 33.3585 | 179 | 125 | 120 |  | 150.3 | N | Natural Gas | Y | N | N | 9999 | N |  | Combustion Turbine |  | 1749.3103 | 10983
55141_G_CT3 | GA | 13149 | Hawk Road Energy Facility | Hawk Road Facility | 15559111 | 97989013 | 55141 | CT3 | 55141 | CT3 |  |  | 9.62 |  | 69.1089 | 13 | 13 | 0.8973 | 2.82 |  | 90 | 25 | 1102 | 66759 | 136 | 221112 | -84.9911 | 33.358 |  | 125 | 120 |  | 153 | N | Natural Gas | Y | N | N | 9999 | N |  | Combustion Turbine |  | 1872.7799 | 10983
55965_G_CT6A | GA | 13149 | Southern Power - Wansley Combined Cycle | Wansley Combined Cycle | 16658111 | 105656413 | 55965 | 6A | 55965 | CT6A | 14900011 | CT6A | 118.109 | 21.4503 | 64.7373 | 57.863 | 57.863 | 4.7111 | 16.5352 | 2022 | 132 | 16.8 | 198 | 19167 | 87 | 221112 | -85.0371 | 33.4059 | 2350 | 125 | 140 |  | 176.8 | N | Natural Gas | Y | N | N | 9999 | N |  | Combined Cycle | 8400 | 8422.9004 | 7050
55965_G_CT6B | GA | 13149 | Southern Power - Wansley Combined Cycle | Wansley Combined Cycle | 16658111 | 105656513 | 55965 | 6B | 55965 | CT6B | 14900011 | CT6B | 118.109 | 21.4503 | 66.3962 | 57.8632 | 57.8632 | 4.695 | 16.5353 | 2022 | 132 | 16.8 | 198 | 19167 | 87 | 221112 | -85.0369 | 33.4057 | 2350 | 125 | 140 |  | 176.8 | N | Natural Gas | Y | N | N | 9999 | N |  | Combined Cycle | 8400 | 8421.4902 | 7050
55965_G_CT7A | GA | 13149 | Southern Power - Wansley Combined Cycle | Wansley Combined Cycle | 16658111 | 105656613 | 55965 | 7A | 55965 | CT7A | 14900011 | CT7A | 114.877 | 20.9955 | 64.193 | 56.2798 | 56.2798 | 4.5587 | 16.0828 | 2022 | 132 | 16.8 | 198 | 19167 | 87 | 221112 | -85.0381 | 33.4067 | 2350 | 125 | 140 |  | 175.6 | N | Natural Gas | Y | N | N | 9999 | N |  | Combined Cycle | 8400 | 8364.0303 | 7050
55965_G_CT7B | GA | 13149 | Southern Power - Wansley Combined Cycle | Wansley Combined Cycle | 16658111 | 105656713 | 55965 | 7B | 55965 | CT7B | 14900011 | CT7B | 116.333 | 20.9955 | 64.8411 | 56.9931 | 56.9931 | 4.6454 | 16.2866 | 2022 | 132 | 16.8 | 198 | 19167 | 87 | 221112 | -85.0378 | 33.4065 | 2350 | 125 | 140 |  | 175.6 | N | Natural Gas | Y | N | N | 9999 | N |  | Combined Cycle | 8400 | 8355.0605 | 7050
6052_G_5A | GA | 13149 | Ga Power Company - Plant Wansley | Wansley | 7415011 | 9227313 | 6052 | 5A | 6052 | 5A | 14900001 | CT5A | 0.001103 |  | 0.4337 | 0.00401 | 0.00401 | 0.1809 | 0.000137 | 2022 | 32 | 21.5 | 1049 | 30233 | 81 | 221112 | -85.0259 | 33.4148 | 54 | 125 | 120 |  | 49 | N | Distillate Fuel Oil | Y | N | N | 9999 | N |  | Combustion Turbine | 28 | 3 | 25000
7917_G_1 | GA | 13149 | Chattahoochee Energy Facility | Chattahoochee Energy Facility | 13645711 | 82358813 | 7917 | 8A | 7917 | 1 | 14900006 | 8A | 461.1096 | 36.0029 | 39.3088 | 1.7604 | 1.079 | 2.7446 | 11.5277 | 2021 | 130 | 18 | 199 | 16540 | 65 | 221112 | -85.0384 | 33.407 | 261 | 125 | 140 |  | 145.5 | N | Natural Gas | Y | N | N | 9999 | N | 7917_G_1;7917_G_3 | Combined Cycle |  | 5903.7197 | 7101
7917_G_2 | GA | 13149 | Chattahoochee Energy Facility | Chattahoochee Energy Facility | 13645711 | 82358913 | 7917 | 8B | 7917 | 2 | 14900006 | 8B | 441.8259 | 34.4972 | 43.5547 | 1.6868 | 1.0338 | 2.7538 | 11.0456 | 2021 | 130 | 18 | 199 | 16540 | 65 | 221112 | -85.0387 | 33.4071 | 261 | 125 | 140 |  | 141.5 | N | Natural Gas | Y | N | N | 9999 | N |  | Combined Cycle |  | 5915.4595 | 7101
7946_G_CT1 | GA | 13149 | Municipal Electric Authority Of Ga-Wansley | Wansley Unit 9 | 9765611 | 57654213 | 7946 | CT9A | 7946 | CT1 | 14900007 | CT9A | 10.86 | 2.9 | 53.4532 | 30.9415 | 30.9415 | 2.5001 | 2.71 | 2020 | 132 | 19 | 181 | 15200 | 54 | 221112 | -85.0397 | 33.4082 | 171 | 125 | 120 |  | 137.2 | N | Natural Gas | Y | N | N | 9999 | N |  | Combined Cycle |  | 5169.874 | 7219
7946_G_CT2 | GA | 13149 | Municipal Electric Authority Of Ga-Wansley | Wansley Unit 9 | 9765611 | 57654313 | 7946 | CT9B | 7946 | CT2 | 14900007 | CT9B | 10.66 | 3.42 | 51.6748 | 35.71 | 35.71 | 2.5022 | 1.07 | 2020 | 132 | 19 | 181 | 15200 | 54 | 221112 | -85.0399 | 33.4085 | 171 | 125 | 120 |  | 140.3 | N | Natural Gas | Y | N | N | 9999 | N |  | Combined Cycle |  | 5023.1997 | 7219
6052_B_1 | GA | 13149 | Ga Power Company - Plant Wansley | Wansley | 7415011 | 9227113 | 6052 | 1 | 6052 | 1 | 14900001 | SG01 | 75.8295 | 0 | 287.8479 | 66.2174 | 62.4969 | 367.8634 | 8.9926 | 2022 | 675 | 34 | 133 | 53333 | 58 | 221112 | -85.0349 | 33.4119 | 920 | 125 | 100 |  | 872 | N | Bituminous | Y | N | N | 2022 | N |  | Coal Steam | 1512 | 1389.8501 | 10009
6052_B_2 | GA | 13149 | Ga Power Company - Plant Wansley | Wansley | 7415011 | 9227213 | 6052 | 2 | 6052 | 2 | 14900001 | SG02 | 36.2325 | 0 | 158.2268 | 31.1895 | 30.3274 | 213.6412 | 4.2881 | 2022 | 675 | 34 | 133 | 53333 | 58 | 221112 | -85.0349 | 33.4119 | 920 | 125 | 100 |  | 872 | N | Bituminous | Y | N | N | 2022 | N |  | Coal Steam | 840 | 672.0801 | 10033
7348_G_1 | GA | 13153 | Ga Power Company - Robins | Robins | 2654411 | 41054813 | 7348 | CT1 | 7348 | 1 | 15300040 | CT1 | 4.4764 |  | 19.4006 | 0.36522 | 0.36522 | 9.6986 | 0.11478 | 2022 | 56 | 12.9 | 1044 | 24312.5 | 186 | 221112 | -83.5824 | 32.5792 | 1160 | 125 | 120 |  | 80 | N | Natural Gas, Distillate Fuel Oil | Y | N | N | 9999 | N |  | Combustion Turbine |  | 106 | 14041
7348_G_2 | GA | 13153 | Ga Power Company - Robins | Robins | 2654411 | 41054913 | 7348 | CT2 | 7348 | 2 | 15300040 | CT2 | 5.8951 |  | 25.036 | 0.47764 | 0.47764 | 12.9744 | 0.15106 | 2020 | 56 | 12.9 | 1044 | 24312.5 | 186 | 221112 | -83.5824 | 32.5789 | 1160 | 125 | 120 |  | 80 | N | Natural Gas, Distillate Fuel Oil | Y | N | N | 9999 | N |  | Combustion Turbine |  | 99 | 14042
55040_G_CT1 | GA | 13153 | Mid-Georgia Cogen LP | Mid-Georgia Cogeneration Facility | 15560111 | 98129513 | 55040 | 1 | 55040 | CT1 | 15300042 | T1 | 75.741 | 0.83 | 30.7999 | 13.84 | 13.84 | 1.398 | 1.9459 | 2022 | 160 | 17 | 225 | 10057 | 44.3 | 221112 | -83.6039 | 32.4854 | 106 | 125 | 120 | 139&205&213 | 101.5 | Y | Natural Gas, Distillate Fuel Oil | Y | N | N | 9999 | N |  | Combined Cycle | 1774 | 1677.6724 | 6585
55040_G_CT2 | GA | 13153 | Mid-Georgia Cogen LP | Mid-Georgia Cogeneration Facility | 15560111 | 98129613 | 55040 | 2 | 55040 | CT2 | 15300042 | T2 | 77.6045 | 0.852 | 32.7202 | 13.97 | 13.97 | 1.2322 | 1.992 | 2022 | 160 | 17 | 225 | 10057 | 44.3 | 221112 | -83.6039 | 32.4851 | 106 | 125 | 120 |  | 101.5 | Y | Natural Gas, Distillate Fuel Oil | Y | N | N | 9999 | N |  | Combined Cycle | 1834 | 1747.1831 | 6585
55040_G_ST1 | GA | 13153 | Mid-Georgia Cogen LP | Mid-Georgia Cogeneration Facility | 15560111 | 98129413 |  |  | 55040 | ST1 | 15300042 | B1 | 8.49 |  | 8.6 | 0.85 | 0.85 | 1.019 | 0.85 | 2022 | 160 | 3 | 330 | 461 | 65.2 | 221112 | -83.6041 | 32.485 | 70 | 125 | 100 |  | 100 | Y | Natural Gas, Distillate Fuel Oil | N | Y | N | 9999 | N |  | Combined Cycle | 8018 |  | 6585
7765_G_8 | GA | 13157 | Dahlberg Combustion Turbine Electric Generating Plant |  | 8500711 | 964413 | 7765 | 8 |  |  | 15700034 | CT08 | 4.6553 |  | 8.0888 | 0.86964 | 0.86964 | 0.1569 | 0.49778 | 2022 | 65 | 15.4 | 952 | 31925 | 171 | 221112 | -83.3976 | 34.0413 | 75 | 125 | 120 |  |  |  |  | Y | N | N |  | N | 7765_G_8;7709_G_8 |  | 156 | 553.38
7765_G_7 | GA | 13157 | Dahlberg Combustion Turbine Electric Generating Plant |  | 8500711 | 964513 | 7765 | 7 |  |  | 15700034 | CT07 | 5.1202 |  | 6.6876 | 1.1029 | 1.1029 | 0.117 | 0.71683 | 2022 | 65 | 15.4 | 952 | 31925 | 171 | 221112 | -83.3976 | 34.0416 | 75 | 125 | 120 |  |  |  |  | Y | N | N |  | N | 7765_G_7;7709_G_7 |  | 1 | 415.0399
7765_G_6 | GA | 13157 | Dahlberg Combustion Turbine Electric Generating Plant |  | 8500711 | 964613 | 7765 | 6 |  |  | 15700034 | CT06 | 4.2037 |  | 7.2425 | 0.77548 | 0.77548 | 0.1495 | 0.44495 | 2022 | 65 | 15.4 | 952 | 31925 | 171 | 221112 | -83.3977 | 34.0418 | 75 | 125 | 120 |  |  |  |  | Y | N | N |  | N | 7709_G_6;7765_G_6 |  | 1 | 529.7101
7765_G_10 | GA | 13157 | Dahlberg Combustion Turbine Electric Generating Plant |  | 8500711 | 964913 | 7765 | 10 |  |  | 15700034 | CT10 | 4.2108 |  | 6.496 | 0.77396 | 0.77396 | 0.1403 | 0.43615 | 2022 | 65 | 15.4 | 952 | 31925 | 171 | 221112 | -83.3974 | 34.0406 | 75 | 125 | 120 |  |  |  |  | Y | N | N |  | N | 7709_G_10;7765_G_10 |  | 1 | 493.14
7765_G_5 | GA | 13157 | Dahlberg Combustion Turbine Electric Generating Plant |  | 8500711 | 965013 | 7765 | 5 |  |  | 15700034 | CT05 | 4.0742 |  | 5.8902 | 0.69209 | 0.69209 | 0.115 | 0.36316 | 2022 | 65 | 15.4 | 952 | 31925 | 171 | 221112 | -83.3978 | 34.0422 | 75 | 125 | 120 |  |  |  |  | Y | N | N |  | N | 7765_G_5;7709_G_5 |  | 816 | 404.76
7765_G_1 | GA | 13157 | Dahlberg Combustion Turbine Electric Generating Plant |  | 8500711 | 964713 | 7765 | 1 |  |  | 15700034 | CT01 | 3.6445 |  | 6.0547 | 0.66065 | 0.66065 | 0.1158 | 0.36721 | 2022 | 65 | 15.4 | 952 | 31925 | 171 | 221112 | -83.398 | 34.0433 | 75 | 125 | 120 |  |  |  |  | Y | N | N |  | N | 7709_G_1;7765_G_1 |  | 79 | 409.74
7765_G_4 | GA | 13157 | Dahlberg Combustion Turbine Electric Generating Plant |  | 8500711 | 965313 | 7765 | 4 |  |  | 15700034 | CT04 | 3.5234 |  | 5.7041 | 0.60811 | 0.60811 | 0.0995 | 0.32091 | 2022 | 65 | 15.4 | 952 | 31925 | 171 | 221112 | -83.3978 | 34.0424 | 75 | 125 | 120 |  |  |  |  | Y | N | N |  | N | 7765_G_4;7709_G_4 |  | 120 | 341.4099
7765_G_3 | GA | 13157 | Dahlberg Combustion Turbine Electric Generating Plant |  | 8500711 | 965113 | 7765 | 3 |  |  | 15700034 | CT03 | 3.4295 |  | 5.6814 | 0.60708 | 0.60708 | 0.1062 | 0.32927 | 2022 | 65 | 15.4 | 952 | 31925 | 171 | 221112 | -83.3979 | 34.0427 | 75 | 125 | 120 |  |  |  |  | Y | N | N |  | N | 7709_G_3;7765_G_3 |  | 800 | 372.7501
7765_G_9 | GA | 13157 | Dahlberg Combustion Turbine Electric Generating Plant |  | 8500711 | 964813 | 7765 | 9 |  |  | 15700034 | CT09 | 3.1478 |  | 5.2438 | 0.54843 | 0.54843 | 0.0953 | 0.29244 | 2022 | 65 | 15.4 | 952 | 31925 | 171 | 221112 | -83.3974 | 34.0409 | 75 | 125 | 120 |  |  |  |  | Y | N | N |  | N | 7765_G_9;7709_G_9 |  | 700 | 334.54
7765_G_2 | GA | 13157 | Dahlberg Combustion Turbine Electric Generating Plant |  | 8500711 | 965213 | 7765 | 2 |  |  | 15700034 | CT02 | 0.83014 |  | 7.1909 | 0.12139 | 0.12139 | 0.1584 | 0.051214 | 2022 | 65 | 15.4 | 952 | 31925 | 171 | 221112 | -83.3979 | 34.043 | 75 | 125 | 120 |  |  |  |  | Y | N | N |  | N | 7765_G_2;7709_G_2 |  | 160 | 556.83
57909_B_BLR1 | GA | 13171 | Piedmont Green Power, LLC | Piedmont Green Power | 17021811 | 112112113 |  |  | 57909 | BLR1 | 17100014 | B1 | 121.4 |  | 183.9 | 21.09 | 21.09 | 0.094 | 0.14 | 2022 | 150 | 9 | 337 | 4750.9 | 74.7 | 221117 | -84.1256 | 33.0451 | 700 | 125 | 100 |  | 55 | N | Biomass | N | N | N | 9999 | N | 57909_G_GEN1;57909_B_BLR1 | Biomass | 6984 |  | 13500
54004_B_HRSG | GA | 13175 | SP Fiber Technologies Southeast, LLC | WestRock Southeast, LLC. | 2613811 | 40723513 |  |  | 54004 | HRSG | 17500004 | HRSG | 4.5519 |  | 5.4189 | 0.41184 | 0.4036 | 0.0325 | 0.29792 | 2022 | 121 | 12.5 | 310 | 9567 | 78 | 322130 | -82.8432 | 32.5043 | 55.6 | 133 | 150 |  | 22 | Y | Biomass | N | Y | N | 9999 | N |  | Biomass | 16 |  | 4937
54004_B_PB2 | GA | 13175 | Green Power Solutions of Georgia, LLC | WestRock Southeast, LLC. | 17678111 | 122424713 |  |  | 54004 | PB2 | 17500073 | PB2 | 163.2436 |  | 283.9 | 87.4119 | 82.238 | 1304.9 | 200.2439 | 2022 | 180 | 9.3 | 330 | 4006 | 59 | 221117 | -82.8444 | 32.503 | 850 | 125 | 100 |  | 22 | Y | Biomass | N | Y | N | 9999 | N |  | Biomass | 7971 |  | 4937
54004_G_GEN2 | GA | 13175 | SP Fiber Technologies Southeast, LLC | WestRock Southeast, LLC. | 2613811 | 40723613 |  |  | 54004 | GEN2 | 17500004 | GT | 18.7885 |  | 81.4169 | 4.1335 | 3.4845 | 2.1294 | 1.3152 | 2022 | 121 | 12.5 | 310 | 9567 | 78 | 322130 | -82.8432 | 32.5043 | 781 | 133 | 140 |  | 40 | Y | Natural Gas, Distillate Fuel Oil | N | Y | N | 9999 | N |  | Combustion Turbine | 18 |  | 8700
60084_B_7040 | GA | 13185 | PCA Valdosta Mill | PCA-Valdosta Mill | 555311 | 98190613 |  |  | 60084 | 7040 | 18500001 | 7040 | 1523.1888 |  | 396.622 | 42.2468 | 37.6485 | 431.09 | 77.5967 | 2022 | 300 | 10 | 375 | 5833 | 74.3 | 322130 | -83.3031 | 30.6923 | 625 | 133 | 200 |  | 57 | Y | Non-Fossil Waste | N | Y | N | 9999 | N |  | Non-Fossil Waste | 8568 |  | 7182
50465_B_PB | GA | 13193 | International Paper - Flint River Mill |  | 8352311 | 432113 |  |  |  |  | 19300013 | U400 | 1172.04 |  | 380.5 | 43.3238 | 18.2454 | 18.65 | 49.1769 | 2022 | 350 | 19.6 | 240 | 13757 | 45 | 322110 | -84.0697 | 32.2527 | 400 | 133 | 100 |  |  |  |  | N | N | N |  | N |  |  | 8232
50465_B_RB | GA | 13193 | International Paper - Flint River Mill |  | 8352311 | 433113 |  |  |  |  | 19300013 | U500 | 97.1 |  | 546.2 | 76.8188 | 26.0394 | 7.89 | 5.98 | 2022 | 350 | 19.6 | 240 | 13757 | 45 | 322110 | -84.0697 | 32.2527 | 780 | 133 | 200 |  |  |  |  | N | N | N |  | N |  |  | 8400
61213_B_B001 | GA | 13195 | GRP Madison Renewable Energy Facility, LLC | GRP Madison Renewable Energy Facility | 19014411 | 137725413 |  |  | 61213 | B001 | 19500020 | B001 | 162.04 |  | 164.29 | 58.04 | 56.24 | 18.9 | 1.97 | 2022 | 200 | 10 | 311 | 5404.1834 | 68.8 | 221117 | -83.1919 | 34.0419 | 700 | 125 | 100 |  | 58 | N | Biomass | N | N | N | 9999 | N |  | Biomass | 7328 |  | 13500
55304_G_CT1 | GA | 13205 | Baconton Power LLC | Baconton Power Plant | 15578811 | 98197613 | 55304 | CT1 | 55304 | CT1 | 20500044 | CT1 |  |  | 14.1192 | 1.3943 | 1.3943 | 0.0592 | 0.44365 | 2020 | 45 | 10 | 820 | 9676 | 125 | 221112 | -84.0823 | 31.3869 | 50 | 125 | 120 |  | 49 | N | Natural Gas, Distillate Fuel Oil | Y | N | N | 9999 | N |  | Combustion Turbine |  | 623.5897 | 10745
55304_G_CT4 | GA | 13205 | Baconton Power LLC | Baconton Power Plant | 15578811 | 98197713 | 55304 | CT4 | 55304 | CT4 | 20500044 | CT4 |  |  | 23.3125 | 1.5817 | 1.5817 | 0.1023 | 0.50326 | 2022 | 45 | 10 | 820 | 9676 | 125 | 221112 | -84.0806 | 31.3869 | 50 | 125 | 120 |  | 49 | N | Natural Gas, Distillate Fuel Oil | Y | N | N | 9999 | N |  | Combustion Turbine |  | 1068.1702 | 10745
55304_G_CT5 | GA | 13205 | Baconton Power LLC | Baconton Power Plant | 15578811 | 98197813 | 55304 | CT5 | 55304 | CT5 | 20500044 | CT5 |  |  | 19.6991 | 1.0076 | 1.0076 | 0.089 | 0.32059 | 2020 | 45 | 10 | 820 | 9676 | 125 | 221112 | -84.0803 | 31.3869 | 50 | 125 | 120 |  | 49 | N | Natural Gas, Distillate Fuel Oil | Y | N | N | 9999 | N |  | Combustion Turbine |  | 933.1896 | 10745
55304_G_CT6 | GA | 13205 | Baconton Power LLC | Baconton Power Plant | 15578811 | 98197913 | 55304 | CT6 | 55304 | CT6 | 20500044 | CT6 |  |  | 14.9123 | 0.83193 | 0.83193 | 0.066 | 0.2647 | 2020 | 55 | 12.7 | 820 | 15043 | 125 | 221112 | -84.0794 | 31.3868 | 50 | 125 | 120 |  | 49 | N | Natural Gas, Distillate Fuel Oil | Y | N | N | 9999 | N |  | Combustion Turbine |  | 694.8597 | 10745
7768_G_CTG2 | GA | 13205 | Sowega Power LLC | Sowega Power | 15580111 | 98199113 | 7768 | CT2 | 7768 | CTG2 | 20500043 | CT02 |  |  | 16.1316 | 1.0755 | 1.0755 | 0.0777 | 0.34221 | 2020 | 45 | 10 | 820 | 9676 | 125 | 221112 | -84.0809 | 31.387 | 50 | 125 | 140 |  | 48.5 | N | Natural Gas, Distillate Fuel Oil | Y | N | N | 9999 | N |  | Combustion Turbine |  | 817.3295 | 10745
7768_G_CTG3 | GA | 13205 | Sowega Power LLC | Sowega Power | 15580111 | 98199213 | 7768 | CT3 | 7768 | CTG3 | 20500043 | CT03 |  |  | 21.355 | 1.3389 | 1.3389 | 0.0927 | 0.42601 | 2020 | 45 | 10 | 820 | 9676 | 125 | 221112 | -84.0802 | 31.387 | 50 | 125 | 140 |  | 48.5 | N | Natural Gas, Distillate Fuel Oil | Y | N | N | 9999 | N |  | Combustion Turbine |  | 970.4788 | 10745
6257_B_2 | GA | 13207 | Ga Power Company - Plant Scherer | Scherer | 8354711 | 420113 | 6257 | 2 | 6257 | 2 | 20700008 | SG02 | 202.257 | 0 | 1118.135 | 6.906 | 4.2295 | 146.1962 | 24.1467 | 2022 | 870 | 48.1 | 133 | 103522.5 | 57 | 221112 | -83.8074 | 33.0595 | 891000 | 125 | 100 |  | 860 | N | Subbituminous | Y | N | N | 9999 | N |  | Coal Steam | 1 | 2800.1597 | 10756
6257_B_3 | GA | 13207 | Ga Power Company - Plant Scherer | Scherer | 8354711 | 420213 | 6257 | 3 | 6257 | 3 | 20700008 | SG03 | 954.6897 | 0 | 2847.2445 | 30.413 | 18.3497 | 360.4541 | 63.6437 | 2022 | 847 | 34 | 133 | 51667 | 57 | 221112 | -83.8064 | 33.0634 | 891000 | 125 | 100 |  | 860 | N | Subbituminous | Y | N | N | 2029 | N |  | Coal Steam | 8232 | 8170.02 | 10740
7829_G_1 | GA | 13207 | Smarr EMC | Smarr Energy Center | 15578911 | 98198413 | 7829 | 1 | 7829 | 1 | 20700030 | T1 | 5.96 |  | 40.1199 | 19 | 19 | 0.593 | 9.51 | 2022 | 90 | 17.9 | 1015 | 25415 | 101 | 221112 | -83.8467 | 32.9838 | 108 | 125 | 120 |  | 96 | N | Natural Gas | Y | N | N | 9999 | N |  | Combustion Turbine |  | 1570.0707 | 12724
7829_G_2 | GA | 13207 | Smarr EMC | Smarr Energy Center | 15578911 | 98198513 | 7829 | 2 | 7829 | 2 | 20700030 | T2 | 5.02 |  | 36.9484 | 16 | 16 | 0.5745 | 8 | 2020 | 90 | 17.9 | 1015 | 25415 | 101 | 221112 | -83.8467 | 32.9841 | 108 | 125 | 120 |  | 95.6 | N | Natural Gas | Y | N | N | 9999 | N |  | Combustion Turbine | 1382 | 1556.7704 | 12724
6257_G_1 | GA | 13207 | Ga Power Company - Plant Scherer |  | 8354711 | 420013 | 6257 | 1 |  |  | 20700008 | SG01 | 487.2502 | 0 | 2515.4077 | 21.8137 | 13.2589 | 317.4373 | 58.3771 | 2022 | 870 | 48.1 | 133 | 103522.5 | 57 | 221112 | -83.8077 | 33.0573 | 930 | 125 | 100 |  |  |  |  | Y | N | N |  | N | 6257_B_1;6257_G_1 |  | 6048 | 5929.25
55382_G_1GT1 | GA | 13213 | Thomas A. Smith Energy Facility | Thomas A Smith Energy Facility | 9751411 | 57647813 | 55382 | CCCT1 | 55382 | 1GT1 | 21300034 | CT1 | 22.4 | 62 | 68.2807 | 21.6 | 21.6 | 4.2555 | 10.6 | 2022 | 160.1 | 18 | 211 | 15333 | 60 | 221112 | -84.9177 | 34.7093 | 177 | 125 | 140 |  | 185 | N | Natural Gas | Y | N | N | 9999 | N |  | Combined Cycle | 5737 | 7625.96 | 7403
55382_G_1GT2 | GA | 13213 | Thomas A. Smith Energy Facility | Thomas A Smith Energy Facility | 9751411 | 57647913 | 55382 | CCCT2 | 55382 | 1GT2 | 21300034 | CT2 | 11.7 | 63.5 | 70.8033 | 22.1 | 22.1 | 4.3467 | 10.9 | 2022 | 160.1 | 18 | 211 | 15333 | 60 | 221112 | -84.9183 | 34.7093 | 177 | 125 | 140 |  | 185 | N | Natural Gas | Y | N | N | 9999 | N |  | Combined Cycle | 6074 | 7785.6401 | 7403
55382_G_2GT1 | GA | 13213 | Thomas A. Smith Energy Facility | Thomas A Smith Energy Facility | 9751411 | 57648013 | 55382 | CCCT3 | 55382 | 2GT1 | 21300034 | CT3 | 20.9 | 64.3 | 70.3875 | 22.4 | 22.4 | 4.4028 | 11 | 2022 | 160.1 | 18 | 211 | 15333 | 60 | 221112 | -84.919 | 34.7093 | 177 | 125 | 140 |  | 185 | N | Natural Gas | Y | N | N | 9999 | N |  | Combined Cycle | 6366 | 7858.9902 | 7403
55382_G_2GT2 | GA | 13213 | Thomas A. Smith Energy Facility | Thomas A Smith Energy Facility | 9751411 | 57648113 | 55382 | CCCT4 | 55382 | 2GT2 |  |  | 11.4 | 65.3 | 73.1179 | 22.7 | 22.7 | 4.4716 | 11.2 |  | 160.1 | 18 | 211 | 15333 | 60 | 221112 | -84.9194 | 34.7093 |  | 125 | 140 |  | 185 | N | Natural Gas | Y | N | N | 9999 | N |  | Combined Cycle |  | 8075.46 | 7403
7813_G_1 | GA | 13233 | Sewell Creek Energy Facility | Sewell Creek Energy | 15602211 | 98380813 | 7813 | 1 | 7813 | 1 | 23300042 | CT1 | 1.95 |  | 18.582 | 5.28 | 5.28 | 0.2696 | 4.93 | 2022 | 90 | 17.9 | 993 | 27681 | 111 | 221112 | -85.2763 | 33.9479 | 99 | 125 | 120 |  | 97.2 | N | Natural Gas | Y | N | N | 9999 | N |  | Combustion Turbine |  | 906.56 | 11096
7813_G_2 | GA | 13233 | Sewell Creek Energy Facility | Sewell Creek Energy | 15602211 | 98380913 | 7813 | 2 | 7813 | 2 | 23300042 | CT2 | 2.17 |  | 20.2196 | 5.87 | 5.87 | 0.2671 | 5.48 | 2020 | 90 | 17.9 | 993 | 27681 | 111 | 221112 | -85.2766 | 33.9479 | 99 | 125 | 120 |  | 98.6 | N | Natural Gas | Y | N | N | 9999 | N |  | Combustion Turbine | 792 | 885.8203 | 11088
7813_G_3 | GA | 13233 | Sewell Creek Energy Facility | Sewell Creek Energy | 15602211 | 98381013 | 7813 | 3 | 7813 | 3 | 23300042 | CT3 | 2.83 |  | 68.1879 | 5.62 | 5.62 | 0.5126 | 7.15 | 2020 | 90 | 20.8 | 998 | 33560 | 98 | 221112 | -85.2771 | 33.9479 | 138 | 125 | 120 |  | 129.8 | N | Natural Gas | Y | N | N | 9999 | N |  | Combustion Turbine | 904 | 1399.8706 | 11087
7813_G_4 | GA | 13233 | Sewell Creek Energy Facility | Sewell Creek Energy | 15602211 | 98381113 | 7813 | 4 | 7813 | 4 | 23300042 | CT4 | 4.65 |  | 65.5714 | 9.24 | 9.24 | 0.4954 | 11.8 | 2020 | 90 | 20.8 | 998 | 33560 | 98 | 221112 | -85.2776 | 33.9479 | 138 | 125 | 120 |  | 126.7 | N | Natural Gas | Y | N | N | 9999 | N |  | Combustion Turbine | 1480 | 1356.6398 | 11091
50201_B_WB1 | GA | 13241 | Multitrade Rabun Gap, LLC | Multitrade Rabun Gap, LLC | 15652211 | 99876813 |  |  | 50201 | WB1 | 24100018 | WB | 214.4 | 0 | 202.6 | 58.1 | 51.5 | 26.67 | 18.13 | 2020 | 75 | 6.8 | 430 | 2666.6667 | 73.5 | 221117 | -83.3777 | 34.9548 | 377 | 125 | 100 |  | 18 | N | Biomass | N | N | N | 9999 | N |  | Biomass | 7889 |  | 19439
7916_G_1 | GA | 13263 | Talbot Energy Facility | Talbot County Energy | 15040211 | 91997313 | 7916 | 1 | 7916 | 1 | 26300013 | T1 | 10.6 |  | 17.5569 | 11.3 | 11.3 | 0.3392 | 1.24 | 2022 | 90 | 18.4 | 994 | 30313 | 114 | 221112 | -84.6918 | 32.5896 | 113 | 125 | 120 |  | 97 | N | Natural Gas | Y | N | N | 9999 | N |  | Combustion Turbine | 19 | 1123.8796 | 12029
7916_G_2 | GA | 13263 | Talbot Energy Facility | Talbot County Energy | 15040211 | 91997413 | 7916 | 2 | 7916 | 2 | 26300013 | T2 | 10.4 |  | 18.8466 | 11.1 | 11.1 | 0.3321 | 1.21 | 2022 | 90 | 18.4 | 994 | 30313 | 114 | 221112 | -84.6918 | 32.5893 | 113 | 125 | 120 |  | 95.8 | N | Natural Gas | Y | N | N | 9999 | N |  | Combustion Turbine | 18 | 1098.9802 | 12029
7916_G_3 | GA | 13263 | Talbot Energy Facility | Talbot County Energy | 15040211 | 91997513 | 7916 | 3 | 7916 | 3 | 26300013 | T3 | 8.87 |  | 22.5167 | 12.3 | 12.3 | 0.3712 | 1.34 | 2022 | 90 | 18.4 | 994 | 30313 | 114 | 221112 | -84.6918 | 32.5891 | 113 | 125 | 120 |  | 96.2 | N | Natural Gas | Y | N | N | 9999 | N |  | Combustion Turbine | 23 | 1225.6001 | 12028
7916_G_4 | GA | 13263 | Talbot Energy Facility | Talbot County Energy | 15040211 | 91997613 | 7916 | 4 | 7916 | 4 | 26300013 | T4 | 9.17 |  | 18.9605 | 11 | 11 | 0.3292 | 1.19 | 2022 | 90 | 18.4 | 994 | 30313 | 114 | 221112 | -84.6918 | 32.5888 | 113 | 125 | 120 |  | 97.3 | N | Natural Gas | Y | N | N | 9999 | N |  | Combustion Turbine | 16 | 1090.7098 | 12029
7916_G_5 | GA | 13263 | Talbot Energy Facility | Talbot County Energy | 15040211 | 91997713 | 7916 | 5 | 7916 | 5 | 26300013 | T5 | 11.468 |  | 17.9515 | 11.1774 | 11.1774 | 0.3548 | 1.2242 | 2022 | 90 | 18.4 | 996 | 32041 | 120.5 | 221112 | -84.6918 | 32.5885 | 113 | 125 | 120 |  | 96.5 | N | Natural Gas, Distillate Fuel Oil | Y | N | N | 9999 | N |  | Combustion Turbine | 18 | 1110.9202 | 12029
7916_G_6 | GA | 13263 | Talbot Energy Facility | Talbot County Energy | 15040211 | 91997813 | 7916 | 6 | 7916 | 6 | 26300013 | T6 | 8.14 |  | 17.8164 | 10.3241 | 10.3241 | 0.3103 | 1.1113 | 2022 | 90 | 18.4 | 996 | 32041 | 120.5 | 221112 | -84.6918 | 32.5883 | 113 | 125 | 120 |  | 96.3 | N | Natural Gas, Distillate Fuel Oil | Y | N | N | 9999 | N |  | Combustion Turbine | 13 | 1021.0804 | 12029
55267_G_712 | GA | 13293 | Edward L. Addison Generating Plant | Edward L. Addison Generating Plant | 15525911 | 97468713 | 55267 | 1 | 55267 | 712 |  |  | 0.032 |  | 5.8384 | 0.0059916 | 0.0059916 | 0.0788 | 0.0026 |  | 95 | 20 | 1123 | 41552 | 132.2 | 221112 | -84.306 | 32.9106 |  | 125 | 120 |  | 148.5 | N | Natural Gas, Distillate Fuel Oil | Y | N | N | 9999 | N |  | Combustion Turbine |  | 118.11 | 11114
55267_G_713 | GA | 13293 | Edward L. Addison Generating Plant | Edward L. Addison Generating Plant | 15525911 | 97468813 | 55267 | 2 | 55267 | 713 | 29300027 | T002 | 1.7763 |  | 37.1195 | 0.43731 | 0.43731 | 0.6322 | 0.2133 | 2020 | 95 | 20 | 1123 | 41552 | 132.2 | 221112 | -84.3059 | 32.911 | 167 | 125 | 120 |  | 149 | N | Natural Gas, Distillate Fuel Oil | Y | N | N | 9999 | N |  | Combustion Turbine |  | 1329.0892 | 11113
55267_G_714 | GA | 13293 | Edward L. Addison Generating Plant | Edward L. Addison Generating Plant | 15525911 | 97468913 | 55267 | 3 | 55267 | 714 | 29300027 | T003 | 0.046 |  | 3.1898 | 0.006732 | 0.006732 | 0.0484 | 0.0026 | 2020 | 95 | 20 | 1123 | 41552 | 132.2 | 221112 | -84.3059 | 32.9114 | 167 | 125 | 120 |  | 148.5 | N | Natural Gas, Distillate Fuel Oil | Y | N | N | 9999 | N |  | Combustion Turbine |  | 76.33 | 11114
55267_G_715 | GA | 13293 | Edward L. Addison Generating Plant | Edward L. Addison Generating Plant | 15525911 | 97469013 | 55267 | 4 | 55267 | 715 | 29300027 | T004 | 1.3884 |  | 31.9397 | 0.38072 | 0.38072 | 0.5848 | 0.1918 | 2020 | 95 | 20 | 1123 | 41552 | 132.2 | 221112 | -84.3058 | 32.9118 | 167 | 125 | 120 |  | 145.9 | N | Natural Gas, Distillate Fuel Oil | Y | N | N | 9999 | N |  | Combustion Turbine | 1 | 1270.2485 | 11114
55128_G_101G | GA | 13297 | Walton County Power LLC | Walton County Power, LLC | 15508211 | 97087913 | 55128 | T1 | 55128 | 101G | 29700042 | T1 | 0.45 |  | 64.4301 | 1.0934 | 1.09 | 0.7908 | 0.12921 | 2020 | 70 | 18.5 | 1035 | 37041 | 137.8 | 221112 | -83.695 | 33.8151 | 176 | 125 | 120 |  | 151.5 | N | Natural Gas | Y | N | N | 9999 | N |  | Combustion Turbine |  | 1648.7384 | 10745
55128_G_102G | GA | 13297 | Walton County Power LLC | Walton County Power, LLC | 15508211 | 97088013 | 55128 | T2 | 55128 | 102G | 29700042 | T2 | 0.81908 |  | 69.0495 | 1.3651 | 1.3651 | 0.8501 | 0.054606 | 2020 | 70 | 18.5 | 1035 | 37041 | 137.8 | 221112 | -83.6954 | 33.8149 | 176 | 125 | 120 |  | 151.5 | N | Natural Gas | Y | N | N | 9999 | N |  | Combustion Turbine |  | 1772.7588 | 10745
55128_G_103G | GA | 13297 | Walton County Power LLC | Walton County Power, LLC | 15508211 | 97088113 | 55128 | T3 | 55128 | 103G |  |  | 0.37283 |  | 60.3314 | 1.3848 | 1.3848 | 0.8386 | 0.010652 |  | 70 | 18.5 | 1035 | 37041 | 137.8 | 221112 | -83.6958 | 33.8148 |  | 125 | 120 |  | 151.5 | N | Natural Gas | Y | N | N | 9999 | N |  | Combustion Turbine |  | 1749.3688 | 10745
55244_G_CTG2 | GA | 13297 | Doyle Generating Facility | Doyle Energy Facility | 15640311 | 99507913 | 55244 | CTG-2 | 55244 | CTG2 |  |  | 7.85 |  | 7.0116 | 0.708 | 0.708 | 0.0406 | 0.452 |  | 50 | 13.4 | 999 | 19713 | 140 | 221112 | -83.6997 | 33.838 |  | 125 | 120 |  | 58 | N | Natural Gas | Y | N | N | 9999 | N |  | Combustion Turbine |  | 215.04 | 12411
55244_G_CTG3 | GA | 13297 | Doyle Generating Facility | Doyle Energy Facility | 15640311 | 99508013 | 55244 | CTG-3 | 55244 | CTG3 | 29700041 | CTG3 | 6.26 |  | 8.5158 | 0.567 | 0.567 | 0.0464 | 0.362 | 2020 | 50 | 13.4 | 999 | 19713 | 140 | 221112 | -83.6996 | 33.8377 | 72 | 125 | 120 |  | 58 | N | Natural Gas | Y | N | N | 9999 | N |  | Combustion Turbine | 196 | 235.83 | 12406
55244_G_CTG4 | GA | 13297 | Doyle Generating Facility | Doyle Energy Facility | 15640311 | 99508113 | 55244 | CTG-4 | 55244 | CTG4 | 29700041 | CTG4 | 14.7 |  | 17.3993 | 2.57 | 2.57 | 0.2063 | 2.32 | 2020 | 50 | 13.4 | 998 | 23675 | 168 | 221112 | -83.6996 | 33.8375 | 100 | 125 | 120 |  | 75 | N | Natural Gas | Y | N | N | 9999 | N |  | Combustion Turbine | 666 | 773.4103 | 12392
55244_G_CTG5 | GA | 13297 | Doyle Generating Facility | Doyle Energy Facility | 15640311 | 99508213 | 55244 | CTG-5 | 55244 | CTG5 | 29700041 | CTG5 | 12.9 |  | 16.5561 | 2.26 | 2.26 | 0.2332 | 2.04 | 2022 | 50 | 13.4 | 998 | 23675 | 168 | 221112 | -83.6995 | 33.8371 | 100 | 125 | 120 |  | 75 | N | Natural Gas | Y | N | N | 9999 | N |  | Combustion Turbine | 597 | 877.1299 | 12393
7764_G_1 | GA | 13297 | MPC Generating LLC | MPC Generating | 15604711 | 98451713 | 7764 | 1 | 7764 | 1 | 29700040 | CT01 | 1.12 |  | 47.9737 | 0.12372 | 0.12245 | 0.2574 | 0.086835 | 2020 | 50 | 23 | 999 | 35460 | 88.7 | 221112 | -83.6957 | 33.8118 | 1980 | 125 | 120 |  | 147.5 | N | Natural Gas, Distillate Fuel Oil | Y | N | N | 9999 | N |  | Combustion Turbine | 26 | 555.3102 | 11038
7764_G_2 | GA | 13297 | MPC Generating LLC | MPC Generating | 15604711 | 98451813 | 7764 | 2 | 7764 | 2 | 29700040 | CT02 | 1.14 |  | 45.4765 | 0.11267 | 0.11267 | 0.2462 | 0.098128 | 2020 | 50 | 23 | 999 | 35460 | 88.7 | 221112 | -83.6952 | 33.812 | 1980 | 125 | 120 |  | 155 | N | Natural Gas, Distillate Fuel Oil | Y | N | N | 9999 | N |  | Combustion Turbine | 6 | 504.3999 | 11038
55332_G_1 | GA | 13303 | Washington County Power, LLC | Washington County Power LLC | 15504111 | 97063513 | 55332 | T1 | 55332 | 1 | 30300039 | T1 | 2.5692 |  | 23.6501 | 1.4787 | 1.4787 | 0.4029 | 0.24973 | 2020 | 90 | 18.5 | 1113 | 41821 | 160 | 221112 | -82.9796 | 33.0917 | 1940 | 125 | 120 |  | 151 | N | Natural Gas | Y | N | N | 9999 | N |  | Combustion Turbine |  | 843.8999 | 10745
55332_G_2 | GA | 13303 | Washington County Power, LLC | Washington County Power LLC | 15504111 | 97063613 | 55332 | T2 | 55332 | 2 | 30300039 | T2 | 3.4703 |  | 37.5533 | 1.9973 | 1.9973 | 0.456 | 0.33731 | 2022 | 90 | 18.5 | 1113 | 42350 | 160 | 221112 | -82.98 | 33.0918 | 1940 | 125 | 120 |  | 157.9 | N | Natural Gas | Y | N | N | 9999 | N |  | Combustion Turbine |  | 930.5092 | 10745
55332_G_3 | GA | 13303 | Washington County Power, LLC | Washington County Power LLC | 15504111 | 97063713 | 55332 | T3 | 55332 | 3 | 30300039 | T3 | 3.4588 |  | 15.3525 | 1.9907 | 1.9907 | 0.2079 | 0.3362 | 2020 | 90 | 18.5 | 1113 | 43079 | 160 | 221112 | -82.9806 | 33.0921 | 1940 | 125 | 120 |  | 157.9 | N | Natural Gas | Y | N | N | 9999 | N |  | Combustion Turbine |  | 428.49 | 10745
55332_G_4 | GA | 13303 | Washington County Power, LLC | Washington County Power LLC | 15504111 | 97063813 | 55332 | T4 | 55332 | 4 | 30300039 | T4 | 0.56848 |  | 18.9029 | 0.32718 | 0.32718 | 0.3428 | 0.055256 | 2022 | 90 | 18.5 | 1113 | 43125 | 160 | 221112 | -82.981 | 33.0922 | 1940 | 125 | 120 |  | 156.6 | N | Natural Gas | Y | N | N | 9999 | N |  | Combustion Turbine |  | 724.1698 | 10745
55672_G_CT1 | GA | 13303 | AL Sandersville | AL Sandersville LLC | 15502311 | 97057213 | 55672 | CT1 | 55672 | CT1 | 30300040 | T1 | 0.83994 |  | 4.4725 | 0.1982 | 0.1982 | 0.0345 | 0.029164 | 2022 | 90 | 15 | 999 | 24550.9 | 139 | 221112 | -82.8604 | 33.1181 | 1150 | 125 | 120 |  | 72.1 | N | Natural Gas | Y | N | N | 9999 | N |  | Combustion Turbine |  | 142.36 | 11699
55672_G_CT2 | GA | 13303 | AL Sandersville | AL Sandersville LLC | 15502311 | 97057313 | 55672 | CT2 | 55672 | CT2 |  |  | 1.0566 |  | 6.3281 | 0.24932 | 0.24932 | 0.0383 | 0.036685 |  | 90 | 15 | 999 | 24550.9 | 139 | 221112 | -82.8606 | 33.1182 |  | 125 | 120 |  | 72.1 | N | Natural Gas | Y | N | N | 9999 | N |  | Combustion Turbine |  | 145.34 | 11698
55672_G_CT3 | GA | 13303 | AL Sandersville | AL Sandersville LLC | 15502311 | 97057413 | 55672 | CT3 | 55672 | CT3 | 30300040 | T3 | 1.7949 |  | 13.8226 | 0.42354 | 0.42354 | 0.0925 | 0.06232 | 2022 | 90 | 15 | 999 | 24550.9 | 139 | 221112 | -82.8608 | 33.1185 | 1150 | 125 | 120 |  | 72 | N | Natural Gas | Y | N | N | 9999 | N |  | Combustion Turbine |  | 459.6498 | 11698
55672_G_CT4 | GA | 13303 | AL Sandersville | AL Sandersville LLC | 15502311 | 97057513 | 55672 | CT4 | 55672 | CT4 | 30300040 | T4 | 1.7233 |  | 13.1464 | 0.40665 | 0.40665 | 0.0773 | 0.059835 | 2020 | 90 | 15 | 999 | 24550.9 | 139 | 221112 | -82.861 | 33.1187 | 1150 | 125 | 120 |  | 72 | N | Natural Gas | Y | N | N | 9999 | N |  | Combustion Turbine |  | 396.43 | 11698
55672_G_CT5 | GA | 13303 | AL Sandersville | AL Sandersville LLC | 15502311 | 97057613 | 55672 | CT5 | 55672 | CT5 | 30300040 | T5 | 1.1135 |  | 9.0283 | 0.26275 | 0.26275 | 0.0557 | 0.038662 | 2022 | 90 | 15 | 999 | 24550.9 | 139 | 221112 | -82.8613 | 33.119 | 1150 | 125 | 120 |  | 72.1 | N | Natural Gas | Y | N | N | 9999 | N |  | Combustion Turbine |  | 210.88 | 11698
55672_G_CT6 | GA | 13303 | AL Sandersville | AL Sandersville LLC | 15502311 | 97057713 | 55672 | CT6 | 55672 | CT6 | 30300040 | T6 | 1.5541 |  | 7.8129 | 0.36673 | 0.36673 | 0.0427 | 0.053962 | 2022 | 90 | 15 | 999 | 24550.9 | 139 | 221112 | -82.8615 | 33.1192 | 1150 | 125 | 120 |  | 72.1 | N | Natural Gas | Y | N | N | 9999 | N |  | Combustion Turbine |  | 167.26 | 11698
55672_G_CT7 | GA | 13303 | AL Sandersville | AL Sandersville LLC | 15502311 | 97057813 | 55672 | CT7 | 55672 | CT7 | 30300040 | T7 | 1.2244 |  | 12.5366 | 0.28893 | 0.28893 | 0.0835 | 0.042513 | 2022 | 90 | 15 | 999 | 24550.9 | 139 | 221112 | -82.8618 | 33.1195 | 1150 | 125 | 120 |  | 72 | N | Natural Gas | Y | N | N | 9999 | N |  | Combustion Turbine |  | 411.0899 | 11698
55672_G_CT8 | GA | 13303 | AL Sandersville | AL Sandersville LLC | 15502311 | 97057913 | 55672 | CT8 | 55672 | CT8 | 30300040 | T8 | 0.79379 |  | 12.8897 | 0.18731 | 0.18731 | 0.0708 | 0.027561 | 2020 | 90 | 15 | 999 | 24550.9 | 139 | 221112 | -82.8619 | 33.1197 | 1150 | 125 | 120 |  | 72 | N | Natural Gas | Y | N | N | 9999 | N |  | Combustion Turbine |  | 345.7799 | 11698
50099_G_GEN1 | ID | 16003 | TAMARACK MILL, LLC dba EVERGREEN FOREST AND TAMARACK ENERGY PARTNERSHIP | Tamarack Energy Partnership | 947111 | 47918513 |  |  | 50099 | GEN1 | 00300001 | 010 | 79.4709 |  | 67.5043 | 24.3838 | 20.9698 | 7.6709 | 5.2193 | 2022 | 75 | 7.2 | 145 | 916.1 | 22.5 | 321113 | -116.3875 | 44.9551 | 102 | 135 | 100 |  | 5.8 | Y | Biomass | N | Y | N | 9999 | N |  | Biomass | 8400 |  | 5454
55733_G_1 | ID | 16039 | IDAHO POWER CO - BENNETT MOUNTAIN | Bennett Mountain | 15472411 | 96576813 | 55733 | CT01 | 55733 | 1 | 03900025 | 010 | 98.999 |  | 86.2918 | 8.8667 | 8.8667 | 0.8158 | 2.8212 | 2022 | 70 | 16.5 | 1050 | 45973.6 | 215 | 221121 | -115.6673 | 43.1472 | 1910 | 125 | 120 |  | 165.1 | N | Natural Gas | Y | N | N | 9999 | N |  | Combustion Turbine | 2004 | 1906.5801 | 10745
7953_G_1 | ID | 16039 | IDAHO POWER CO - EVANDER ANDREWS COMPLEX | Evander Andrews Power Complex | 8355111 | 96577013 | 7953 | CT1 | 7953 | 1 | 03900024 | 040 | 84.5099 |  | 94.2816 | 16.5866 | 16.5866 | 1.5037 | 5.2726 | 2022 | 70 | 29.2 | 1057 | 29465.9 | 44 | 221112 | -115.733 | 43.1796 | 2250 | 125 | 120 |  | 170.2 | N | Natural Gas | Y | N | N | 9999 | N |  | Combustion Turbine | 3499 | 3337.5291 | 10745
7953_G_2 | ID | 16039 | IDAHO POWER CO - EVANDER ANDREWS COMPLEX | Evander Andrews Power Complex | 8355111 | 418513 | 7953 | CT2 | 7953 | 2 | 03900024 | 010 | 38.3998 |  | 18.4146 | 1.6007 | 1.6007 | 0.1381 | 0.50883 | 2022 | 74 | 15 | 985 | 13501.4 | 76.4 | 221112 | -115.7339 | 43.1793 | 750 | 125 | 120 |  | 42.8 | N | Natural Gas | Y | N | N | 9999 | N |  | Combustion Turbine | 1156 | 1034.03 | 10745
7953_G_3 | ID | 16039 | IDAHO POWER CO - EVANDER ANDREWS COMPLEX | Evander Andrews Power Complex | 8355111 | 418613 | 7953 | CT3 | 7953 | 3 | 03900024 | 020 | 34.9993 |  | 17.3505 | 1.4472 | 1.4472 | 0.1117 | 0.46004 | 2022 | 74 | 15 | 950 | 13501.4 | 76.4 | 221112 | -115.7337 | 43.1789 | 750 | 125 | 120 |  | 42.2 | N | Natural Gas | Y | N | N | 9999 | N |  | Combustion Turbine | 1039 | 929.3599 | 10745
7456_G_1 | ID | 16055 | AVISTA CORP | Rathdrum | 15472711 | 96584113 | 7456 | 1 | 7456 | 1 | 05500040 | 010 | 1.5539 |  | 37.8774 | 6.0831 | 6.08 | 0.3044 | 3.1284 | 2022 | 52 | 13.8 | 955 | 25128.7 | 168 | 221112 | -116.8674 | 47.8041 | 83.5 | 125 | 120 |  | 66 | N | Natural Gas | Y | N | N | 9999 | N |  | Combustion Turbine | 1747 | 1544.9099 | 12093
7456_G_2 | ID | 16055 | AVISTA CORP | Rathdrum | 15472711 | 96584213 | 7456 | 2 | 7456 | 2 | 05500040 | 020 | 5.3715 |  | 19.0937 | 5.4908 | 5.4908 | 0.2696 | 1.4119 | 2022 | 52 | 13.8 | 955 | 25128.7 | 168 | 221112 | -116.8674 | 47.8043 | 83.5 | 125 | 120 |  | 66 | N | Natural Gas | Y | N | N | 9999 | N |  | Combustion Turbine | 1565 | 1513.1288 | 12093
50637_B_4PWR | ID | 16069 | CLEARWATER PAPER CORP - PPD & CPD | Clearwater Paper IPP Lewiston | 7321711 | 8312513 |  |  | 50637 | 4PWR | 06900001 | 781 | 148.4677 |  | 366.592 | 34.0558 | 33.5886 | 32.6077 | 12.373 | 2022 | 300 | 13.5 | 410 | 6155.1 | 43 | 322130 | -116.9674 | 46.4258 | 1050 | 133 | 100 |  | 22.5 | Y | Biomass | N | Y | N | 9999 | N |  | Biomass | 8568 |  | 4593
50637_B_5REC | ID | 16069 | CLEARWATER PAPER CORP - PPD & CPD | Clearwater Paper IPP Lewiston | 7321711 | 8312613 |  |  | 50637 | 5REC | 06900001 | 721 | 910.306 |  | 486.757 | 22.822 | 16.3755 | 4.7581 | 27.2702 | 2022 | 350 | 9 | 350 | 6998.1 | 110 | 322130 | -116.9729 | 46.429 | 1310 | 133 | 100 |  | 27 | Y | Non-Fossil Waste | N | Y | N | 9999 | N |  | Non-Fossil Waste | 8232 |  | 4592
50637_B_4REC | ID | 16069 | CLEARWATER PAPER CORP - PPD & CPD |  | 7321711 | 8314113 |  |  |  |  | 06900001 | 189 | 130.13 |  | 163.275 | 10.3865 | 7.8078 | 1.864 | 8.0916 | 2022 | 325 | 9 | 350 | 2735.6 | 43 | 322130 | -116.9732 | 46.4285 | 419 | 133 | 100 |  |  |  |  | N | N | N |  | N |  |  | 6552
50637_B_1PWR | ID | 16069 | CLEARWATER PAPER CORP - PPD & CPD |  | 7321711 | 8314013 |  |  |  |  | 06900001 | 250 | 12.012 |  | 28.457 | 0.07436 | 0.06149 | 0.0858 | 0.7865 | 2022 | 83 | 7.9 | 475 | 1176.4 | 24 | 322130 | -116.9733 | 46.4282 | 376 | 133 | 100 |  |  |  |  | N | N | N |  | N |  |  | 2352
57028_G_GTG | ID | 16075 | IDAHO POWER CO - LANGLEY GULCH POWER PLANT | Langley Gulch Power Plant | 16971311 | 111578313 | 57028 | CT1 | 57028 | GTG | 07500012 | 020 | 9.9984 |  | 33.8629 | 35.1299 | 35.1299 | 3.2159 | 11.1777 | 2022 | 160 | 18.6 | 200 | 13368.8 | 49.2 | 221112 | -116.8198 | 43.9043 | 2130 | 125 | 140 |  | 188.2 | N | Natural Gas | Y | N | N | 9999 | N | 57028_G_STG;57028_G_GTG | Combined Cycle | 5841 | 5842.75 | 7050
957_G_8 | IL | 17011 | Princeton Municipal Electric Utility | Princeton (IL) | 2363611 | 40498313 |  |  | 957 | 8 | 011085AAA | 0010 | 0.043015 |  | 0.3571 | 0.017206 | 0.017164 | 3.7e-05 | 0.0894 | 2022 | 45 | 1.67 | 800 | 191.6666 | 87.4679 | 221112 | -89.4647 | 41.3756 | 25.5 | 125 | 120 |  | 8.7 | N | Natural Gas, Distillate Fuel Oil | N | N | N | 2045 | N |  | Combustion Turbine | 11 |  | 16041
876_B_1 | IL | 17021 | Kincaid Generation LLC |  | 1929211 | 41602913 | 876 | 1 |  |  | 021814AAB | 0008 | 156.845 |  | 353.7339 | 26.0269 | 15.0733 | 923.6239 | 69.0261 | 2022 | 613 | 29.6 | 288 | 60550.0012 | 87.9561 | 221112 | -89.4966 | 39.5906 | 6110 | 125 | 100 |  |  |  |  | Y | N | N |  | N |  |  | 2726 | 6228.25
876_B_2 | IL | 17021 | Kincaid Generation LLC |  | 1929211 | 41603313 | 876 | 2 |  |  | 021814AAB | 0009 | 147.85 |  | 366.7812 | 24.7954 | 14.2424 | 860.3367 | 66.1378 | 2022 | 613 | 29.6 | 288 | 60550.0012 | 87.9561 | 221112 | -89.4966 | 39.5906 | 6410 | 125 | 100 |  |  |  |  | Y | N | N |  | N |  |  | 1226 | 5684.3809
56053_G_2 | IL | 17023 | City of Casey | Casey City of | 1929611 | 41598513 |  |  | 56053 | 2 | 023405AAB | 0001 | 0.004526 |  | 0.19661 | 0.002966 | 0.002966 | 0.000109 | 0.004366 | 2022 | 20 | 1 | 922 | 66.6666 | 84.8484 | 221112 | -87.9926 | 39.3105 | 17.6 | 125 | 160 |  | 1.8 | N | Distillate Fuel Oil | N | N | N | 9999 | N |  | Combustion Turbine | 9 |  | 10745
949_G_10 | IL | 17023 | Marshall Municipal Utilities | Marshall (IL) | 1845411 | 41691713 |  |  | 949 | 10 | 023010AAK | 0009 | 0.005314 |  | 0.2302 | 0.003413 | 0.003413 | 0.000129 | 0.005119 | 2022 | 13 | 1 | 922 | 66.6666 | 84.8484 | 221112 | -87.6862 | 39.3924 | 17.7 | 125 | 160 |  | 1.8 | N | Distillate Fuel Oil | N | N | N | 9999 | N |  | Combustion Turbine | 10 |  | 10745
949_G_11 | IL | 17023 | Marshall Municipal Utilities | Marshall (IL) | 1845411 | 41692113 |  |  | 949 | 11 | 023010AAK | 0010 | 0.005466 |  | 0.23678 | 0.00351 | 0.00351 | 0.000133 | 0.005266 | 2022 | 13 | 1 | 922 | 66.6666 | 84.8484 | 221112 | -87.6862 | 39.3924 | 17.7 | 125 | 160 |  | 1.8 | N | Distillate Fuel Oil | N | N | N | 9999 | N |  | Combustion Turbine | 10 |  | 10745
949_G_5 | IL | 17023 | Marshall Municipal Utilities | Marshall (IL) | 1845411 | 41692313 |  |  | 949 | 5 | 023010AAK | 0004 | 0 |  | 0 | 0 | 0 | 0 | 0 | 2022 | 42 | 1.83 | 650 | 216.6666 | 82.3427 | 221112 | -87.6862 | 39.3924 | 27.1 | 125 | 160 |  | 2.5 | N | Distillate Fuel Oil | N | N | N | 9999 | N |  | Combustion Turbine | 1 |  | 10745
949_G_6 | IL | 17023 | Marshall Municipal Utilities | Marshall (IL) | 1845411 | 41692013 |  |  | 949 | 6 | 023010AAK | 0005 | 0.004098 |  | 0.17752 | 0.002632 | 0.002632 | 9.9e-05 | 0.003948 | 2022 | 13 | 1 | 922 | 66.6666 | 84.8484 | 221112 | -87.6862 | 39.3924 | 17.7 | 125 | 160 |  | 1.8 | N | Distillate Fuel Oil | N | N | N | 9999 | N |  | Combustion Turbine | 8 |  | 10745
949_G_7 | IL | 17023 | Marshall Municipal Utilities | Marshall (IL) | 1845411 | 41692213 |  |  | 949 | 7 | 023010AAK | 0006 | 0.005005 |  | 0.21682 | 0.003214 | 0.003214 | 0.000121 | 0.004821 | 2022 | 13 | 1 | 922 | 66.6666 | 84.8484 | 221112 | -87.6862 | 39.3924 | 17.7 | 125 | 160 |  | 1.8 | N | Distillate Fuel Oil | N | N | N | 9999 | N |  | Combustion Turbine | 9 |  | 10745
949_G_8 | IL | 17023 | Marshall Municipal Utilities | Marshall (IL) | 1845411 | 41692413 |  |  | 949 | 8 | 023010AAK | 0007 | 0.005415 |  | 0.23459 | 0.003478 | 0.003478 | 0.000131 | 0.005217 | 2022 | 13 | 1 | 922 | 66.6666 | 84.8484 | 221112 | -87.6862 | 39.3924 | 17.7 | 125 | 160 |  | 1.8 | N | Distillate Fuel Oil | N | N | N | 9999 | N |  | Combustion Turbine | 10 |  | 10745
949_G_9 | IL | 17023 | Marshall Municipal Utilities | Marshall (IL) | 1845411 | 41692513 |  |  | 949 | 9 | 023010AAK | 0008 | 0.004241 |  | 0.18373 | 0.002724 | 0.002724 | 0.000103 | 0.004086 | 2022 | 13 | 1 | 922 | 66.6666 | 84.8484 | 221112 | -87.6862 | 39.3924 | 17.7 | 125 | 160 |  | 1.8 | N | Distillate Fuel Oil | N | N | N | 9999 | N |  | Combustion Turbine | 8 |  | 10745
55417_G_CT01 | IL | 17025 | Ameren Services | Raccoon Creek Energy Center | 1945711 | 41586213 | 55417 | CT-01 | 55417 | CT01 | 025803AAD | 0002 | 0.32503 |  | 0.161 | 0.053186 | 0.053186 | 0.0035 | 0.053186 | 2022 | 55 | 15 | 973 | 15533.3336 | 87.8653 | 221112 | -88.5392 | 38.7004 | 1080 | 125 | 120 |  | 75 | N | Natural Gas | Y | N | N | 2045 | N |  | Combustion Turbine | 15 | 14.68 | 13551
55417_G_CT02 | IL | 17025 | Ameren Services | Raccoon Creek Energy Center | 1945711 | 88610613 | 55417 | CT-02 | 55417 | CT02 | 025803AAD | 0005 | 0.17857 |  | 0.0816 | 0.02922 | 0.02922 | 0.002 | 0.02922 | 2022 | 55 | 15 | 973 | 15533.3336 | 87.8653 | 221112 | -88.5392 | 38.6999 | 1080 | 125 | 120 |  | 75 | N | Natural Gas | Y | N | N | 2045 | N |  | Combustion Turbine | 9 | 8.98 | 13554
55417_G_CT03 | IL | 17025 | Ameren Services | Raccoon Creek Energy Center | 1945711 | 88610713 | 55417 | CT-03 | 55417 | CT03 | 025803AAD | 0006 | 0.1863 |  | 0.0911 | 0.030486 | 0.030486 | 0.0017 | 0.030486 | 2022 | 55 | 15 | 973 | 15533.3336 | 87.8653 | 221112 | -88.5392 | 38.6995 | 1080 | 125 | 120 |  | 75 | N | Natural Gas | Y | N | N | 2045 | N |  | Combustion Turbine | 10 | 9.63 | 13554
55417_G_CT04 | IL | 17025 | Ameren Services | Raccoon Creek Energy Center | 1945711 | 88610813 | 55417 | CT-04 | 55417 | CT04 | 025803AAD | 0007 | 0.1854 |  | 0.0774 | 0.030338 | 0.030338 | 0.0018 | 0.030338 | 2022 | 55 | 15 | 973 | 15533.3336 | 87.8653 | 221112 | -88.5392 | 38.6991 | 1080 | 125 | 120 |  | 75 | N | Natural Gas | Y | N | N | 2045 | N |  | Combustion Turbine | 9 | 8.48 | 13554
56116_G_8 | IL | 17025 | Illinois Municipal Electric Agency | IMEA Flora | 1944711 | 41588713 |  |  | 56116 | 8 | 025010ABM | 0001 | 0.00188 |  | 0.13 | 0.00136 | 0.00124 | 0.00012 | 0.0064 | 2022 | 10 | 1.5 | 899 | 135.65 | 76.7313 | 221112 | -88.4627 | 38.6659 | 17.6 | 125 | 120 |  | 1.8 | N | Distillate Fuel Oil | N | N | N | 9999 | N |  | Combustion Turbine | 8 |  | 11365
56117_G_1 | IL | 17025 | City of Flora | Flora Site A | 1944811 | 41588513 |  |  | 56117 | 1 | 025010ABO | 0001 | 0.003225 |  | 0.1397 | 0.002108 | 0.002108 | 7.8e-05 | 0.003102 | 2022 | 10 | 1 | 808 | 66.6666 | 84.8484 | 221112 | -88.4894 | 38.6715 | 17.6 | 125 | 120 |  | 1.8 | N | Distillate Fuel Oil | N | N | N | 9999 | N |  | Combustion Turbine | 7 |  | 10745
56117_G_2 | IL | 17025 | City of Flora | Flora Site A | 1944811 | 41588313 |  |  | 56117 | 2 | 025010ABO | 0002 | 0.002974 |  | 0.12882 | 0.001944 | 0.001944 | 7.2e-05 | 0.002861 | 2022 | 10 | 1 | 808 | 66.6666 | 84.8484 | 221112 | -88.4894 | 38.6715 | 17.6 | 125 | 120 |  | 1.8 | N | Distillate Fuel Oil | N | N | N | 9999 | N |  | Combustion Turbine | 8 |  | 10814
56117_G_3 | IL | 17025 | City of Flora | Flora Site A | 1944811 | 41588413 |  |  | 56117 | 3 | 025010ABO | 0003 | 0.002874 |  | 0.12448 | 0.001878 | 0.001878 | 6.9e-05 | 0.002764 | 2022 | 10 | 1 | 808 | 66.6666 | 84.8484 | 221112 | -88.4894 | 38.6715 | 17.6 | 125 | 120 | 203 | 1.8 | N | Distillate Fuel Oil | N | N | N | 9999 | N |  | Combustion Turbine | 6 |  | 10814
56118_G_4 | IL | 17025 | City of Flora | Flora Site B | 1944811 | 41588613 |  |  | 56118 | 4 | 025010ABO | 0004 | 0.003516 |  | 0.15232 | 0.002298 | 0.002298 | 8.5e-05 | 0.003382 | 2022 | 10 | 1 | 808 | 66.6666 | 84.8484 | 221112 | -88.4894 | 38.6715 | 17.6 | 125 | 120 |  | 1.8 | N | Distillate Fuel Oil | N | N | N | 9999 | N |  | Combustion Turbine | 8 |  | 10745
56118_G_5 | IL | 17025 | City of Flora | Flora Site B | 1944811 | 41588213 |  |  | 56118 | 5 | 025010ABO | 0005 | 0.003826 |  | 0.16572 | 0.0025 | 0.0025 | 9.2e-05 | 0.00368 | 2022 | 10 | 1 | 808 | 66.6666 | 84.8484 | 221112 | -88.4894 | 38.6715 | 17.6 | 125 | 120 |  | 1.8 | N | Distillate Fuel Oil | N | N | N | 9999 | N |  | Combustion Turbine | 8 |  | 10745
934_G_2 | IL | 17027 | Breese Municipal Power Plant | Breese | 1946811 | 41583313 |  |  | 934 | 2 | 027025AAB | 0002 | 0 |  | 0 | 0 | 0 | 0 | 0 | 2022 | 31 | 1.83 | 750 | 87.45 | 33.2347 | 221112 | -89.5243 | 38.6071 | 37.4 | 125 | 160 |  | 3 | N | Natural Gas, Distillate Fuel Oil | N | N | N | 2045 | N |  | Combustion Turbine | 1 |  | 12953
934_G_6 | IL | 17027 | Breese Municipal Power Plant | Breese | 1946811 | 41583713 |  |  | 934 | 6 | 027025AAB | 0006 | 0.10235 |  | 1.2843 | 0.022997 | 0.022115 | 0.000608 | 0.036121 | 2022 | 32 | 1.83 | 750 | 220.7666 | 83.9009 | 221112 | -89.5244 | 38.6073 | 26.3 | 125 | 160 |  | 2.5 | N | Distillate Fuel Oil | N | N | N | 9999 | N |  | Combustion Turbine | 34 |  | 12948
934_G_IC3 | IL | 17027 | Breese Municipal Power Plant | Breese | 1946811 | 41583513 |  |  | 934 | IC3 | 027025AAB | 0001 | 0.084631 |  | 1.062 | 0.019017 | 0.018287 | 0.000502 | 0.02987 | 2022 | 41 | 1.83 | 750 | 230 | 87.4099 | 221112 | -89.5242 | 38.6071 | 29 | 125 | 160 | 203 | 3 | N | Natural Gas, Distillate Fuel Oil | N | N | N | 2045 | N |  | Combustion Turbine | 25 |  | 12963
936_G_7 | IL | 17027 | Carlyle Municipal Electric Plant | Carlyle | 2612711 | 40726413 |  |  | 936 | 7 | 027030AAA | 0011 | 0.089152 |  | 1.1188 | 0.020033 | 0.019264 | 0.000529 | 0.031465 | 2022 | 37 | 3 | 750 | 178.3333 | 25.2188 | 221112 | -89.3584 | 38.611 | 27.4 | 125 | 160 |  | 2 | N | Natural Gas, Distillate Fuel Oil | N | N | N | 2045 | N |  | Combustion Turbine | 32 |  | 12791
936_G_8 | IL | 17027 | Carlyle Municipal Electric Plant | Carlyle | 2612711 | 40726113 |  |  | 936 | 8 | 027030AAA | 0008 | 0.052857 |  | 0.6633 | 0.011876 | 0.011421 | 0.000313 | 0.018654 | 2022 | 30 | 3 | 545 | 70.5333 | 9.9744 | 221112 | -89.3584 | 38.6108 | 23 | 125 | 160 |  | 2.5 | N | Distillate Fuel Oil | N | N | N | 9999 | N |  | Combustion Turbine | 22 |  | 12815
936_G_9 | IL | 17027 | Carlyle Municipal Electric Plant | Carlyle | 2612711 | 40726213 |  |  | 936 | 9 | 027030AAA | 0009 | 0.085794 |  | 1.0766 | 0.019278 | 0.018538 | 0.00051 | 0.03028 | 2022 | 37 | 3 | 530 | 230 | 32.5252 | 221112 | -89.3584 | 38.611 | 27.5 | 125 | 160 |  | 2.5 | N | Distillate Fuel Oil | N | N | N | 9999 | N |  | Combustion Turbine | 30 |  | 12815
972_B_5 | IL | 17031 | Winnetka Electric Plant | Winnetka | 2701711 | 41212413 |  |  | 972 | 5 | 031333AAD | 0005 | 0.66636 |  | 2.2212 | 0.060287 | 0.060287 | 0.004764 | 0.043637 | 2022 | 248 | 10.5 | 280 | 450 | 5.1948 | 221112 | -87.7309 | 42.1154 | 174 | 125 | 100 |  | 7 | N | Natural Gas | N | N | N | 2045 | N |  | O/G Steam | 323 |  | 14500
54556_B_BLR10 | IL | 17031 | Ingredion Inc | Ingredion Incorporated | 946411 | 59371113 | 54556 | B10 | 54556 | BLR10 | 031012ABI | 0234 | 28.9811 |  | 96.3048 | 12.4313 | 12.4313 | 8.1993 | 9.5218 | 2022 | 250 | 12 | 301 | 5552.5834 | 49.0758 | 311221 | -87.8211 | 41.778 | 800 | 159 | 100 |  | 10.6 | Y | Natural Gas | Y | N | N | 2030 | N |  | O/G Steam | 7557 | 7544.0601 | 10986
54556_B_BLR6 | IL | 17031 | Ingredion Inc | Ingredion Incorporated | 946411 | 47926013 | 54556 | B06 | 54556 | BLR6 | 031012ABI | 0160 | 106.3968 |  | 52.3071 | 1.6136 | 1.6136 | 0.50712 | 4.6431 | 2022 | 200 | 10 | 320 | 3500 | 44.5454 | 311221 | -87.823 | 41.7775 | 600 | 159 | 100 |  | 10.6 | Y | Natural Gas | Y | N | N | 2030 | N |  | O/G Steam | 6586 | 6576.6504 | 10986
54556_B_BLR7 | IL | 17031 | Ingredion Inc | Ingredion Incorporated | 946411 | 59373413 | 54556 | B07 | 54556 | BLR7 | 031012ABI | 0233 | 16.9366 |  | 37.1858 | 1.0802 | 1.0802 | 2.3109 | 2.0062 | 2022 | 175 | 7.51 | 344 | 2676.6667 | 60.4017 | 311221 | -87.8226 | 41.7774 | 240 | 159 | 100 |  | 10.6 | Y | Natural Gas | Y | N | N | 2030 | N |  | O/G Steam | 7716 | 7702.02 | 10986
54556_G_TG03 | IL | 17031 | Ingredion Inc | Ingredion Incorporated | 946411 | 47923013 |  |  | 54556 | TG03 | 031012ABI | 0154 | 0 |  | 0 | 0 | 0 | 0 | 0 | 2022 | 32 | 3.5 | 795 | 833.3333 | 86.58 | 311221 | -87.821 | 41.7785 | 130 | 159 | 120 |  | 4.4 | N | Natural Gas | N | N | N | 2045 | N |  | Combustion Turbine | 1 |  | 12369
54556_G_TG04 | IL | 17031 | Ingredion Inc | Ingredion Incorporated | 946411 | 59371913 |  |  | 54556 | TG04 | 031012ABI | 0198 | 0 |  | 0 | 0 | 0 | 0 | 0 | 2022 | 32 | 3.5 | 812 | 845 | 87.7922 | 311221 | -87.821 | 41.7785 | 66.7 | 159 | 120 |  | 4.4 | N | Natural Gas | N | N | N | 2045 | N |  | Combustion Turbine | 1 |  | 12369
55281_G_GT05 | IL | 17031 | Southeast Chicago Energy Project | Southeast Chicago Energy Project | 9725911 | 54104213 | 55281 | CTG5 | 55281 | GT05 | 031600GKE | 0001 | 0 |  | 0 | 0 | 0 | 0 | 0 | 2022 | 84 | 12.14 | 1050 | 10183.3335 | 87.9403 | 221112 | -87.5455 | 41.7183 | 467 | 125 | 120 |  | 37 | N | Natural Gas | N | N | N | 2045 | N |  | Combustion Turbine | 1 |  | 12452
55281_G_GT06 | IL | 17031 | Southeast Chicago Energy Project | Southeast Chicago Energy Project | 9725911 | 59522013 | 55281 | CTG6 | 55281 | GT06 | 031600GKE | 0005 | 0 |  | 0 | 0 | 0 | 0 | 0 | 2022 | 84 | 12.14 | 1050 | 10183.3335 | 87.9403 | 221112 | -87.5455 | 41.718 | 467 | 125 | 120 |  | 37 | N | Natural Gas | N | N | N | 2045 | N |  | Combustion Turbine | 1 |  | 12454
55281_G_GT07 | IL | 17031 | Southeast Chicago Energy Project | Southeast Chicago Energy Project | 9725911 | 59522613 | 55281 | CTG7 | 55281 | GT07 | 031600GKE | 0006 | 0 |  | 0 | 0 | 0 | 0 | 0 | 2022 | 84 | 12.14 | 1050 | 10183.3335 | 87.9403 | 221112 | -87.5455 | 41.7178 | 467 | 125 | 120 |  | 37 | N | Natural Gas | N | N | N | 2045 | N |  | Combustion Turbine | 1 |  | 12454
55281_G_GT08 | IL | 17031 | Southeast Chicago Energy Project | Southeast Chicago Energy Project | 9725911 | 59522113 | 55281 | CTG8 | 55281 | GT08 | 031600GKE | 0007 | 0 |  | 0 | 0 | 0 | 0 | 0 | 2022 | 84 | 12.14 | 1050 | 10183.3335 | 87.9403 | 221112 | -87.5455 | 41.7176 | 467 | 125 | 120 |  | 37 | N | Natural Gas | N | N | N | 2045 | N |  | Combustion Turbine | 1 |  | 12454
55281_G_GT09 | IL | 17031 | Southeast Chicago Energy Project | Southeast Chicago Energy Project | 9725911 | 59522513 | 55281 | CTG9 | 55281 | GT09 | 031600GKE | 0008 | 0 |  | 0 | 0 | 0 | 0 | 0 | 2022 | 84 | 12.14 | 1050 | 10183.3335 | 87.9403 | 221112 | -87.5449 | 41.7183 | 467 | 125 | 120 |  | 37 | N | Natural Gas | N | N | N | 2045 | N |  | Combustion Turbine | 1 |  | 12454
55281_G_GT10 | IL | 17031 | Southeast Chicago Energy Project | Southeast Chicago Energy Project | 9725911 | 59522213 | 55281 | CTG10 | 55281 | GT10 | 031600GKE | 0009 | 0 |  | 0 | 0 | 0 | 0 | 0 | 2022 | 84 | 12.14 | 1050 | 10183.3335 | 87.9403 | 221112 | -87.5449 | 41.7181 | 467 | 125 | 120 |  | 37 | N | Natural Gas | N | N | N | 2045 | N |  | Combustion Turbine | 1 |  | 12454
55281_G_GT11 | IL | 17031 | Southeast Chicago Energy Project | Southeast Chicago Energy Project | 9725911 | 59522413 | 55281 | CTG11 | 55281 | GT11 | 031600GKE | 0010 | 0 |  | 0 | 0 | 0 | 0 | 0 | 2022 | 84 | 12.14 | 1050 | 10183.3335 | 87.9403 | 221112 | -87.5449 | 41.7178 | 467 | 125 | 120 |  | 37 | N | Natural Gas | N | N | N | 2045 | N |  | Combustion Turbine | 1 |  | 12454
55281_G_GT12 | IL | 17031 | Southeast Chicago Energy Project | Southeast Chicago Energy Project | 9725911 | 59522313 | 55281 | CTG12 | 55281 | GT12 | 031600GKE | 0011 | 0 |  | 0 | 0 | 0 | 0 | 0 | 2022 | 84 | 12.14 | 1050 | 10183.3335 | 87.9403 | 221112 | -87.5449 | 41.7176 | 467 | 125 | 120 |  | 37 | N | Natural Gas | N | N | N | 2045 | N |  | Combustion Turbine | 1 |  | 12454
55296_G_CT11 | IL | 17031 | Calumet Energy Team LLC | Calumet Energy Team LLC | 9728111 | 54102613 | 55296 | **1 | 55296 | CT11 | 031600GHA | 0001 | 0.14744 |  | 2.0281 | 0.060495 | 0.060495 | 0.0151 | 0.03441 | 2022 | 90 | 20 | 997 | 27633.3338 | 87.9242 | 221112 | -87.5569 | 41.6836 | 2080 | 125 | 120 |  | 162 | N | Natural Gas | Y | N | N | 2045 | N |  | Combustion Turbine | 1 | 36.82 | 10745
55296_G_CT12 | IL | 17031 | Calumet Energy Team LLC | Calumet Energy Team LLC | 9728111 | 88616913 | 55296 | **2 | 55296 | CT12 | 031600GHA | 0004 | 0.11299 |  | 1.7468 | 0.050995 | 0.050995 | 0.0128 | 0.026195 | 2022 | 90 | 20 | 997 | 27633.3338 | 87.9242 | 221112 | -87.5564 | 41.6836 | 2080 | 125 | 120 |  | 164.1 | N | Natural Gas | Y | N | N | 2045 | N |  | Combustion Turbine | 31 | 31.35 | 10745
55438_G_CT01 | IL | 17031 | Elgin Energy Center LLC | Elgin Energy Center LLC | 9723111 | 53530213 | 55438 | CT01 | 55438 | CT01 | 031438ABC | 0001 | 5.7956 |  | 8.1492 | 0.76396 | 0.76396 | 0.098 | 0.62543 | 2022 | 51 | 24.2 | 951 | 3050 | 6.6283 | 221112 | -88.2437 | 41.9996 | 1470 | 125 | 120 |  | 121.1 | N | Natural Gas | Y | N | N | 2045 | N |  | Combustion Turbine | 269 | 267.88 | 11979
55438_G_CT02 | IL | 17031 | Elgin Energy Center LLC | Elgin Energy Center LLC | 9723111 | 88706213 | 55438 | CT02 | 55438 | CT02 |  |  | 8.2436 |  | 15.3927 | 1.3196 | 1.3196 | 0.1695 | 0.95013 |  | 51 | 24.2 | 951 | 3050 | 6.6283 | 221112 | -88.2443 | 41.9996 |  | 125 | 120 |  | 121.5 | N | Natural Gas | Y | N | N | 2045 | N |  | Combustion Turbine |  | 459.13 | 11980
55438_G_CT03 | IL | 17031 | Elgin Energy Center LLC | Elgin Energy Center LLC | 9723111 | 88706113 | 55438 | CT03 | 55438 | CT03 | 031438ABC | 0003 | 5.7572 |  | 9.1375 | 0.87308 | 0.87308 | 0.1113 | 0.65182 | 2022 | 51 | 24.2 | 951 | 3050 | 6.6283 | 221112 | -88.2449 | 41.9996 | 1470 | 125 | 120 |  | 121.5 | N | Natural Gas | Y | N | N | 2045 | N |  | Combustion Turbine | 299 | 295.78 | 11980
55438_G_CT04 | IL | 17031 | Elgin Energy Center LLC | Elgin Energy Center LLC | 9723111 | 88706313 | 55438 | CT04 | 55438 | CT04 | 031438ABC | 0004 | 6.4751 |  | 11.0478 | 0.86203 | 0.86203 | 0.1104 | 0.70144 | 2022 | 51 | 24.2 | 951 | 3050 | 6.6283 | 221112 | -88.2455 | 41.9997 | 1470 | 125 | 120 |  | 123.3 | N | Natural Gas | Y | N | N | 2045 | N |  | Combustion Turbine | 303 | 300.88 | 11979
886_G_322 | IL | 17031 | Fisk Electric Generating Station | Fisk Street | 1731811 | 41553613 |  |  | 886 | 322 | 031600AMI | 0012 | 0.038623 |  | 16.3 | 0.13459 | 0.13459 | 6.8 | 0.004799 | 2022 | 48 | 3.7 | 750 | 759.7 | 70.6275 | 221112 | -87.6553 | 41.8509 | 1920 | 125 | 120 |  | 25.4 | N | Distillate Fuel Oil | Y | N | N | 2030 | N | 886_G_312;886_G_311;886_G_321;886_G_322 | Combustion Turbine | 114 |  | 17436
886_G_342 | IL | 17031 | Fisk Electric Generating Station | Fisk Street | 1731811 | 41554613 |  |  | 886 | 342 | 031600AMI | 0013 | 0.024835 |  | 10.6 | 0.086545 | 0.086545 | 4.7 | 0.003084 | 2022 | 48 | 3.7 | 750 | 759.7 | 70.6275 | 221112 | -87.6553 | 41.8505 | 1920 | 125 | 120 |  | 22.8 | N | Distillate Fuel Oil | Y | N | N | 2030 | N | 886_G_332;886_G_331;886_G_341;886_G_342 | Combustion Turbine | 71 |  | 17438
54556_B_BLR5 | IL | 17031 | Ingredion Inc |  | 946411 | 47924013 | 54556 | B05 |  |  | 031012ABI | 0046 | 0 |  | 0 | 0 | 0 | 0 | 0 | 2022 | 119 | 5.54 | 351 | 2120 | 87.9127 | 311221 | -87.8231 | 41.7776 | 312 | 159 | 100 |  |  |  |  | N | N | N |  | N |  |  | 1
55279_G_CTG1 | IL | 17043 | Aurora Generation LLC | Aurora | 3220911 | 39465213 | 55279 | AGS01 | 55279 | CTG1 | 043407AAF | 0001 | 4.0719 |  | 17.0843 | 1.7451 | 1.7451 | 0.2484 | 0.4432 | 2022 | 75 | 16 | 1052 | 17683.3336 | 87.9143 | 221112 | -88.2285 | 41.8155 | 1880 | 125 | 120 | 205 | 171.4 | N | Natural Gas | Y | N | N | 2045 | N |  | Combustion Turbine | 554 | 553.9099 | 10796
55279_G_CTG10 | IL | 17043 | Aurora Generation LLC | Aurora | 3220911 | 39465413 | 55279 | AGS10 | 55279 | CTG10 | 043407AAF | 0010 | 6.1244 |  | 7.2007 | 0.3263 | 0.3263 | 0.0494 | 0.251 | 2022 | 60 | 10 | 732 | 5583.3334 | 71.0606 | 221112 | -88.2244 | 41.8151 | 444 | 125 | 120 |  | 49.8 | N | Natural Gas | Y | N | N | 2045 | N |  | Combustion Turbine | 502 | 501.65 | 10766
55279_G_CTG2 | IL | 17043 | Aurora Generation LLC | Aurora | 3220911 | 39465313 | 55279 | AGS02 | 55279 | CTG2 | 043407AAF | 0002 | 2.7608 |  | 10.6344 | 1.3311 | 1.3311 | 0.1851 | 0.32045 | 2022 | 75 | 16 | 1052 | 17683.3336 | 87.9143 | 221112 | -88.2281 | 41.8155 | 1880 | 125 | 120 |  | 168.3 | N | Natural Gas | Y | N | N | 2045 | N |  | Combustion Turbine | 493 | 492.86 | 10796
55279_G_CTG3 | IL | 17043 | Aurora Generation LLC | Aurora | 3220911 | 39466013 | 55279 | AGS03 | 55279 | CTG3 | 043407AAF | 0003 | 2.1222 |  | 9.0306 | 1.0218 | 1.0218 | 0.1421 | 0.25545 | 2022 | 75 | 16 | 1052 | 17683.3336 | 87.9143 | 221112 | -88.2276 | 41.8155 | 1880 | 125 | 120 |  | 165 | N | Natural Gas | Y | N | N | 2045 | N |  | Combustion Turbine | 393 | 392.5 | 10798
55279_G_CTG4 | IL | 17043 | Aurora Generation LLC | Aurora | 3220911 | 39465913 | 55279 | AGS04 | 55279 | CTG4 |  |  | 2.5066 |  | 7.6259 | 0.8466 | 0.8466 | 0.1157 | 0.2656 |  | 75 | 16 | 1052 | 17683.3336 | 87.9143 | 221112 | -88.2272 | 41.8154 |  | 125 | 120 |  | 164.3 | N | Natural Gas | Y | N | N | 2045 | N |  | Combustion Turbine |  | 332.03 | 10798
55279_G_CTG5 | IL | 17043 | Aurora Generation LLC | Aurora | 3220911 | 39466213 | 55279 | AGS05 | 55279 | CTG5 | 043407AAF | 0005 | 6.1383 |  | 7.6868 | 0.3081 | 0.3081 | 0.0454 | 0.2133 | 2022 | 60 | 10 | 732 | 5583.3334 | 71.0606 | 221112 | -88.2261 | 41.8152 | 444 | 125 | 120 |  | 48 | N | Natural Gas | Y | N | N | 2045 | N |  | Combustion Turbine | 474 | 473.63 | 10801
55279_G_CTG6 | IL | 17043 | Aurora Generation LLC | Aurora | 3220911 | 39466113 | 55279 | AGS06 | 55279 | CTG6 | 043407AAF | 0006 | 6.1131 |  | 7.4952 | 0.32305 | 0.32305 | 0.0479 | 0.22365 | 2022 | 60 | 10 | 732 | 5583.3334 | 71.0606 | 221112 | -88.2257 | 41.8151 | 444 | 125 | 120 |  | 49.6 | N | Natural Gas | Y | N | N | 2045 | N |  | Combustion Turbine | 497 | 497.28 | 10797
55279_G_CTG7 | IL | 17043 | Aurora Generation LLC | Aurora | 3220911 | 39465813 | 55279 | AGS07 | 55279 | CTG7 | 043407AAF | 0007 | 8.1095 |  | 7.6044 | 0.3185 | 0.3185 | 0.048 | 0.2205 | 2022 | 60 | 10 | 732 | 5583.3334 | 71.0606 | 221112 | -88.2254 | 41.8151 | 444 | 125 | 120 |  | 50.1 | N | Natural Gas | Y | N | N | 2045 | N |  | Combustion Turbine | 490 | 489.77 | 10799
55279_G_CTG8 | IL | 17043 | Aurora Generation LLC | Aurora | 3220911 | 39465513 | 55279 | AGS08 | 55279 | CTG8 | 043407AAF | 0008 | 4.1527 |  | 8.3201 | 0.34385 | 0.34385 | 0.052 | 0.23805 | 2022 | 60 | 10 | 732 | 5583.3334 | 71.0606 | 221112 | -88.2251 | 41.8151 | 444 | 125 | 120 |  | 50.2 | N | Natural Gas | Y | N | N | 2045 | N |  | Combustion Turbine | 529 | 529.2501 | 10801
55279_G_CTG9 | IL | 17043 | Aurora Generation LLC | Aurora | 3220911 | 39465713 | 55279 | AGS09 | 55279 | CTG9 | 043407AAF | 0009 | 7.8318 |  | 7.0474 | 0.2977 | 0.2977 | 0.0448 | 0.229 | 2022 | 60 | 10 | 732 | 5583.3334 | 71.0606 | 221112 | -88.2248 | 41.8151 | 444 | 125 | 120 |  | 50.7 | N | Natural Gas | Y | N | N | 2045 | N |  | Combustion Turbine | 458 | 457.96 | 10763
7842_G_CT1 | IL | 17051 | Freedom Power Station | Freedom Power Project | 2670611 | 41043513 | 7842 | CT1 | 7842 | CT1 | 051808AAK | 0001 | 0.34965 |  | 0.9162 | 0.062177 | 0.062177 | 0.0048 | 0.019783 | 2022 | 41 | 10 | 801 | 3333.3334 | 42.4242 | 221112 | -88.8589 | 39.1033 | 436 | 125 | 120 |  | 45 | N | Natural Gas | Y | N | N | 2045 | N |  | Combustion Turbine | 54 | 53.87 | 10745
55201_G_1 | IL | 17053 | Gibson City Energy Center LLC | Gibson City Energy Center LLC | 2622911 | 41402513 | 55201 | GCTG1 | 55201 | 1 | 053803AAL | 0001 | 12.84 |  | 4.1761 | 3.7675 | 3.7675 | 0.0316 | 1.4039 | 2022 | 50 | 12.5 | 956 | 6900.0001 | 56.2036 | 221112 | -88.3981 | 40.4711 | 1460 | 125 | 120 |  | 116 | N | Natural Gas, Distillate Fuel Oil | Y | N | N | 2045 | N |  | Combustion Turbine | 955 | 113.54 | 12178
55201_G_2 | IL | 17053 | Gibson City Energy Center LLC | Gibson City Energy Center LLC | 2622911 | 88707213 | 55201 | GCTG2 | 55201 | 2 | 053803AAL | 0002 | 12.6405 |  | 6.6032 | 3.752 | 3.752 | 0.0538 | 1.3799 | 2022 | 50 | 12.5 | 956 | 6900.0001 | 56.2036 | 221112 | -88.3981 | 40.4707 | 1460 | 125 | 120 |  | 116 | N | Natural Gas, Distillate Fuel Oil | Y | N | N | 2045 | N |  | Combustion Turbine | 923 | 189.58 | 12179
55216_G_STG1 | IL | 17063 | Morris Cogeneration LLC | Morris Cogeneration LLC | 3348811 | 91319913 |  |  | 55216 | STG1 | 063800AAJ | 0017 | 0.42829 |  | 3.8935 | 0.42829 | 0.42829 | 0.07787 | 0.008176 | 2022 | 80 | 8.66 | 246 | 3166.6667 | 53.7405 | 221112 | -88.3302 | 41.4129 | 260 | 125 | 100 |  | 62 | Y | Natural Gas | N | Y | N | 2045 | N |  | Combined Cycle | 7787 |  | 7083
55216_G_UNT1 | IL | 17063 | Morris Cogeneration LLC | Morris Cogeneration LLC | 3348811 | 38906113 | 55216 | CTG1 | 55216 | UNT1 | 063800AAJ | 0006 | 25.8153 |  | 32.7085 | 1.3683 | 1.3683 | 0.51 | 0.25085 | 2022 | 80 | 8.66 | 246 | 3166.6667 | 53.7405 | 221112 | -88.3302 | 41.4136 | 560 | 125 | 120 | 205 | 44 | Y | Natural Gas | Y | N | N | 2045 | N |  | Combined Cycle | 4561 | 4561.73 | 7083
55216_G_UNT2 | IL | 17063 | Morris Cogeneration LLC | Morris Cogeneration LLC | 3348811 | 91319613 | 55216 | CTG2 | 55216 | UNT2 | 063800AAJ | 0014 | 31.2039 |  | 36.3625 | 1.0401 | 1.0401 | 0.5717 | 0.29337 | 2022 | 80 | 8.66 | 246 | 3166.6667 | 53.7405 | 221112 | -88.3302 | 41.4133 | 560 | 125 | 120 |  | 44 | Y | Natural Gas | Y | N | N | 2045 | N |  | Combined Cycle | 5334 | 5331.6401 | 7083
55216_G_UNT3 | IL | 17063 | Morris Cogeneration LLC | Morris Cogeneration LLC | 3348811 | 91319713 | 55216 | CTG3 | 55216 | UNT3 | 063800AAJ | 0015 | 43.5631 |  | 66.9058 | 1.4443 | 1.4443 | 0.8184 | 0.42939 | 2022 | 80 | 8.66 | 246 | 3166.6667 | 53.7405 | 221112 | -88.3302 | 41.4129 | 560 | 125 | 120 |  | 44 | Y | Natural Gas | Y | N | N | 2045 | N |  | Combined Cycle | 7807 | 7806.7397 | 7083
55216_B_6 | IL | 17063 | Morris Cogeneration LLC |  | 3348811 | 59609113 | 55216 | B-6 |  |  | 063800AAJ | 0012 | 9.902 |  | 3.5451 | 0.91531 | 0.91531 | 0.070728 | 0.66568 | 2022 | 46 | 6.33 | 270 | 730.4333 | 23.201 | 221112 | -88.3325 | 41.4122 | 312 | 125 | 100 |  |  |  |  | Y | N | N |  | N |  |  | 8321 | 3278.5
55216_B_5 | IL | 17063 | Morris Cogeneration LLC |  | 3348811 | 59609013 | 55216 | B-5 |  |  | 063800AAJ | 0011 | 5.907 |  | 1.86 | 0.53973 | 0.53973 | 0.041979 | 0.38981 | 2022 | 50 | 7 | 300 | 764.85 | 19.8662 | 221112 | -88.3331 | 41.412 | 312 | 125 | 100 |  |  |  |  | Y | N | N |  | N |  |  | 5997 | 3422.2703
55216_G_STG1x | IL | 17063 | Morris Cogeneration LLC |  | 3348811 | 38906313 |  |  |  |  | 063800AAJ | 0007 | 0.34095 |  | 2.6139 | 0.36368 | 0.36368 | 0.06819 | 0.006819 | 2022 | 80 | 8.66 | 246 | 3166.6667 | 53.7405 | 221112 | -88.3302 | 41.4136 | 260 | 125 | 100 |  |  |  |  | N | N | N |  | N |  |  | 4546
55216_G_STG1y | IL | 17063 | Morris Cogeneration LLC |  | 3348811 | 91319813 |  |  |  |  | 063800AAJ | 0016 | 0.32004 |  | 2.267 | 0.34671 | 0.34671 | 0.05334 | 0.006667 | 2022 | 80 | 8.66 | 246 | 3166.6667 | 53.7405 | 221112 | -88.3302 | 41.4133 | 260 | 125 | 100 |  |  |  |  | N | N | N |  | N |  |  | 5334
948_G_7 | IL | 17065 | McLeansboro Power Plant | McLeansboro | 3351111 | 38897713 |  |  | 948 | 7 | 065020AAW | 0007 | 0.002 |  | 0.080025 | 0.000666 | 0.000666 | 5e-05 | 0.001 | 2022 | 27 | 1.5 | 852 | 155 | 87.6767 | 221112 | -88.5414 | 38.0947 | 21.4 | 125 | 160 |  | 1 | N | Distillate Fuel Oil | N | N | N | 9999 | N |  | Combustion Turbine | 9 |  | 10745
862_G_1 | IL | 17077 | Grand Tower Energy Center LLC | Grand Tower Energy Center LLC | 2585811 | 59829913 | 862 | CT01 | 862 | 1 | 077806AAA | 0008 | 0 |  | 0 | 0 | 0 | 0 | 0 | 2022 | 150 | 22.5 | 400 | 20666.667 | 51.9566 | 221112 | -89.5109 | 37.6573 | 2350 | 125 | 120 |  | 161 | N | Natural Gas | N | N | N | 2045 | N | 862_G_3;862_G_1 | Combined Cycle | 1 |  | 15000
862_G_2 | IL | 17077 | Grand Tower Energy Center LLC | Grand Tower Energy Center LLC | 2585811 | 59830013 | 862 | CT02 | 862 | 2 | 077806AAA | 0009 | 0 |  | 0 | 0 | 0 | 0 | 0 | 2022 | 150 | 19.5 | 225 | 17166.667 | 57.4582 | 221112 | -89.5112 | 37.6573 | 2380 | 125 | 120 |  | 159 | N | Natural Gas | N | N | N | 2045 | N | 862_G_2;862_G_4 | Combined Cycle | 1 |  | 15000
6017_B_1 | IL | 17079 | Illinois Power Generating Co |  | 2587011 | 40794613 | 6017 | 1 |  |  | 079808AAA | 0003 | 2890.576 |  | 2344.7184 | 60.5836 | 34.4767 | 6812.8721 | 119.4387 | 2022 | 530 | 20 | 324 | 27633.3338 | 87.9242 | 221112 | -88.2774 | 38.9366 | 7450 | 125 | 100 |  |  |  |  | Y | N | N |  | N |  |  | 8079 | 8136.3096
55109_G_T4 | IL | 17089 | Rocky Road Power LLC | Rocky Road Power LLC | 1786811 | 42008413 | 55109 | T4 | 55109 | T4 | 089425AAC | 0004 | 0.64944 |  | 1.0912 | 0.17968 | 0.17968 | 0.0102 | 0.02752 | 2022 | 60 | 21.7 | 928 | 32000.0006 | 86.4899 | 221112 | -88.2397 | 42.0942 | 1440 | 125 | 120 |  | 104.9 | N | Natural Gas | Y | N | N | 2045 | N |  | Combustion Turbine | 32 | 31.67 | 12090
55109_G_TG1 | IL | 17089 | Rocky Road Power LLC | Rocky Road Power LLC | 1786811 | 42008313 | 55109 | T1 | 55109 | TG1 | 089425AAC | 0001 | 2.1505 |  | 4.3618 | 0.48535 | 0.48535 | 0.0256 | 0.25288 | 2022 | 60 | 21.7 | 928 | 32000.0006 | 86.4899 | 221112 | -88.2397 | 42.0934 | 1440 | 125 | 120 |  | 101.4 | N | Natural Gas | Y | N | N | 2045 | N |  | Combustion Turbine | 85 | 84.18 | 12087
55109_G_TG2 | IL | 17089 | Rocky Road Power LLC | Rocky Road Power LLC | 1786811 | 42008613 | 55109 | T2 | 55109 | TG2 | 089425AAC | 0002 | 1.2911 |  | 3.856 | 0.46822 | 0.46822 | 0.0258 | 0.24518 | 2022 | 60 | 21.7 | 928 | 32000.0006 | 86.4899 | 221112 | -88.2397 | 42.0938 | 1440 | 125 | 120 | 205 | 103.6 | N | Natural Gas | Y | N | N | 2045 | N |  | Combustion Turbine | 82 | 81.64 | 12087
55109_G_TG3 | IL | 17089 | Rocky Road Power LLC | Rocky Road Power LLC | 1786811 | 42008513 | 55109 | T3 | 55109 | TG3 | 089425AAC | 0003 | 0.87672 |  | 0.6738 | 0.20319 | 0.20319 | 0.0033 | 0.025155 | 2022 | 60 | 11.1 | 806 | 6633.3334 | 68.5206 | 221112 | -88.2387 | 42.0929 | 367 | 125 | 120 |  | 28.7 | N | Natural Gas | Y | N | N | 2045 | N |  | Combustion Turbine | 39 | 37.87 | 12084
56462_G_GEN 1 | IL | 17089 | Geneva Generating Plant | Geneva Generation Facility | 9731711 | 53868813 |  |  | 56462 | GEN 1 | 089035ABY | 0001 | 0.37128 |  | 3.6075 | 0.10888 | 0.10888 | 0.01071 | 0.30523 | 2022 | 65 | 3.33 | 500 | 308.6166 | 35.4214 | 221112 | -88.2711 | 41.8915 | 20.5 | 125 | 120 |  | 5.4 | N | Natural Gas | N | N | N | 2045 | N |  | Combustion Turbine | 357 |  | 10745
56462_G_GEN 2 | IL | 17089 | Geneva Generating Plant | Geneva Generation Facility | 9731711 | 53868913 |  |  | 56462 | GEN 2 | 089035ABY | 0002 | 0.28313 |  | 3.0356 | 0.091875 | 0.091875 | 0.009375 | 0.24563 | 2022 | 65 | 3.33 | 500 | 279.7166 | 32.1044 | 221112 | -88.2711 | 41.8915 | 20.5 | 125 | 120 |  | 5.4 | N | Natural Gas | N | N | N | 2045 | N |  | Combustion Turbine | 375 |  | 10745
56462_G_GEN 3 | IL | 17089 | Geneva Generating Plant | Geneva Generation Facility | 9731711 | 53869013 |  |  | 56462 | GEN 3 | 089035ABY | 0003 | 0.28362 |  | 2.4515 | 0.07987 | 0.07987 | 0.00815 | 0.23146 | 2022 | 65 | 3.33 | 500 | 281.3833 | 32.2957 | 221112 | -88.271 | 41.8915 | 20.5 | 125 | 120 |  | 5.4 | N | Natural Gas | N | N | N | 2045 | N |  | Combustion Turbine | 326 |  | 10745
56462_G_GEN 4 | IL | 17089 | Geneva Generating Plant | Geneva Generation Facility | 9731711 | 53869113 |  |  | 56462 | GEN 4 | 089035ABY | 0004 | 0.32103 |  | 2.4022 | 0.090405 | 0.090405 | 0.009225 | 0.26383 | 2022 | 65 | 3.33 | 500 | 280.8333 | 32.2326 | 221112 | -88.2709 | 41.8915 | 20.5 | 125 | 120 |  | 5.4 | N | Natural Gas | N | N | N | 2045 | N |  | Combustion Turbine | 369 |  | 10745
56462_G_GEN 5 | IL | 17089 | Geneva Generating Plant | Geneva Generation Facility | 9731711 | 53869213 |  |  | 56462 | GEN 5 | 089035ABY | 0005 | 0.29094 |  | 2.5401 | 0.091385 | 0.091385 | 0.009325 | 0.27043 | 2022 | 65 | 3.33 | 500 | 278.3333 | 31.9456 | 221112 | -88.2708 | 41.8915 | 20.5 | 125 | 120 |  | 5.4 | N | Natural Gas | N | N | N | 2045 | N |  | Combustion Turbine | 373 |  | 10745
55131_G_CTG1 | IL | 17093 | Kendall Power Co LLC | Kendall County Generation Facility | 9692211 | 53682413 | 55131 | GTG-1 | 55131 | CTG1 | 093808AAD | 0001 | 20.4826 |  | 71.4808 | 25.2864 | 25.2864 | 3.2197 | 4.5562 | 2022 | 199 | 18 | 175 | 16260.0003 | 63.872 | 221112 | -88.2584 | 41.4806 | 2520 | 125 | 120 |  | 160 | N | Natural Gas | Y | N | N | 2045 | N |  | Combined Cycle | 4608 | 6279.457 | 7532
55131_G_CTG2 | IL | 17093 | Kendall Power Co LLC | Kendall County Generation Facility | 9692211 | 59763413 | 55131 | GTG-2 | 55131 | CTG2 | 093808AAD | 0005 | 21.2766 |  | 70.1503 | 23.7292 | 23.7292 | 3.0218 | 4.0739 | 2022 | 199 | 18 | 175 | 16260.0003 | 63.872 | 221112 | -88.2575 | 41.4806 | 2520 | 125 | 120 |  | 160 | N | Natural Gas | Y | N | N | 2045 | N |  | Combined Cycle | 4127 | 5998.6025 | 7532
55131_G_CTG3 | IL | 17093 | Kendall Power Co LLC | Kendall County Generation Facility | 9692211 | 59763613 | 55131 | GTG-3 | 55131 | CTG3 |  |  | 19.4737 |  | 73.333 | 22.6791 | 22.6791 | 2.8761 | 3.9863 |  | 199 | 18 | 175 | 16260.0003 | 63.872 | 221112 | -88.2571 | 41.4806 |  | 125 | 120 |  | 160 | N | Natural Gas | Y | N | N | 2045 | N |  | Combined Cycle |  | 5557.4023 | 7532
55131_G_CTG4 | IL | 17093 | Kendall Power Co LLC | Kendall County Generation Facility | 9692211 | 59763513 | 55131 | GTG-4 | 55131 | CTG4 | 093808AAD | 0007 | 18.3683 |  | 64.2894 | 20.0286 | 20.0286 | 2.5555 | 3.4118 | 2022 | 199 | 18 | 175 | 15960.0003 | 62.6936 | 221112 | -88.2561 | 41.4806 | 2520 | 125 | 120 |  | 160 | N | Natural Gas | Y | N | N | 2045 | N |  | Combined Cycle | 3379 | 5014.9502 | 7532
55392_G_CTG1 | IL | 17097 | Zion Energy Center | Zion Energy Center | 5390311 | 59808713 | 55392 | CT-1 | 55392 | CTG1 | 097200ABB | 0004 | 13.2396 |  | 28.4506 | 5.0959 | 5.0959 | 0.5155 | 1.4406 | 2022 | 75 | 18 | 1100 | 22383.3337 | 87.9255 | 221112 | -87.895 | 42.478 | 1720 | 125 | 120 |  | 152 | N | Natural Gas, Distillate Fuel Oil | Y | N | N | 2045 | N |  | Combustion Turbine | 1093 | 1096.8896 | 11286
55392_G_CTG2 | IL | 17097 | Zion Energy Center | Zion Energy Center | 5390311 | 59808813 | 55392 | CT-2 | 55392 | CTG2 | 097200ABB | 0005 | 9.3287 |  | 19.023 | 2.7268 | 2.7268 | 0.2994 | 1.1528 | 2022 | 75 | 18 | 1100 | 22383.3337 | 87.9255 | 221112 | -87.8951 | 42.4777 | 1720 | 125 | 120 |  | 152 | N | Natural Gas, Distillate Fuel Oil | Y | N | N | 2045 | N |  | Combustion Turbine | 24 | 643.5001 | 11286
55392_G_CTG3 | IL | 17097 | Zion Energy Center | Zion Energy Center | 5390311 | 59808913 | 55392 | CT-3 | 55392 | CTG3 | 097200ABB | 0006 | 6.9493 |  | 18.3045 | 3.4764 | 3.4764 | 0.3002 | 0.7023 | 2022 | 75 | 18 | 1100 | 22383.3337 | 87.9255 | 221112 | -87.8951 | 42.4773 | 1930 | 125 | 120 |  | 152 | N | Natural Gas, Distillate Fuel Oil | Y | N | N | 2045 | N |  | Combustion Turbine | 25 | 638.46 | 11286
883_G_322 | IL | 17097 | Waukegan Electric Generating Station | Waukegan | 7792311 | 2285513 |  |  | 883 | 322 | 097190AAC | 0035 | 0.089407 |  | 32.2 | 0.31158 | 0.31158 | 13.4 | 0.011107 | 2022 | 43 | 10.7 | 750 | 6382.9001 | 70.9554 | 221112 | -87.8168 | 42.3817 | 2210 | 125 | 120 |  | 26.7 | N | Distillate Fuel Oil | Y | N | N | 2030 | N | 883_G_322;883_G_312;883_G_311;883_G_321 | Combustion Turbine | 145 |  | 17376
883_B_7 | IL | 17097 | Waukegan Electric Generating Station |  | 7792311 | 2286113 | 883 | 7 |  |  | 097190AAC | 0036 | 439.8536 |  | 404.1793 | 48.3536 | 43.4072 | 397.2414 | 0.36677 | 2022 | 450 | 14.1 | 300 | 13733.3336 | 87.917 | 221112 | -87.8138 | 42.3827 | 3180 | 125 | 100 |  |  |  |  | Y | N | N |  | N |  |  | 1 | 3125
883_B_8 | IL | 17097 | Waukegan Electric Generating Station |  | 7792311 | 2286713 | 883 | 8 |  |  | 097190AAC | 0033 | 356.255 |  | 398.5852 | 96.0624 | 71.8554 | 402.2831 | 0.37958 | 2022 | 450 | 13.5 | 279 | 12583.3335 | 87.8746 | 221112 | -87.8138 | 42.3822 | 3270 | 125 | 100 |  |  |  |  | Y | N | N |  | N |  |  | 2645 | 2718.25
955_G_IC1 | IL | 17099 | City Of Peru Generating Station |  | 5431911 | 27563313 |  |  |  |  | 099085AAH | 0003 | 0.00084 |  | 0.22408 | 0.002885 | 0.002818 | 0.001028 | 0.001018 | 2022 | 80 | 9 | 656 | 4695.2334 | 73.7747 | 221112 | -89.1249 | 41.324 | 125 | 125 | 120 |  |  |  |  | N | N | N |  | N |  |  | 4
55183_G_CT1 | IL | 17103 | Invenergy Nelson LLC | Nelson Energy Center | 10824211 | 105888013 | 55183 | 1 | 55183 | CT1 | 103814AAC | 0001 | 21.5343 |  | 88.9954 | 11.8514 | 11.8514 | 3.0825 | 13.314 | 2022 | 160 | 18 | 173 | 15827.9503 | 62.1748 | 221112 | -89.608 | 41.7749 | 2520 | 125 | 120 |  | 168 | N | Natural Gas | Y | N | N | 2045 | N | 58573_G_ST1;58573_G_CT1;55183_G_CT1;55183_G_ST1 | Combined Cycle | 992 | 5913.4688 | 7332
55183_G_CT2 | IL | 17103 | Invenergy Nelson LLC | Nelson Energy Center | 10824211 | 105888113 | 55183 | 2 | 55183 | CT2 | 103814AAC | 0002 | 26.5771 |  | 78.9886 | 7.4507 | 7.4507 | 2.6338 | 14.4022 | 2022 | 160 | 18 | 173 | 15827.9503 | 62.1748 | 221112 | -89.6066 | 41.7749 | 2520 | 125 | 120 |  | 168 | N | Natural Gas | Y | N | N | 2045 | N | 55183_G_CT2;58573_G_ST2;58573_G_CT2;55183_G_ST2 | Combined Cycle | 969 | 5061.9302 | 7332
55236_G_CT1 | IL | 17103 | Lee County Generating Station LLC | Lee Energy Facility | 5483011 | 26772913 | 55236 | CT1 | 55236 | CT1 | 103817AAH | 0001 | 1.9048 |  | 1.5596 | 0.33277 | 0.33277 | 0.032 | 0.006885 | 2022 | 100 | 15.75 | 920 | 24.0666 | 0.1234 | 221112 | -89.405 | 41.8287 | 985 | 125 | 120 |  | 84.9 | N | Natural Gas | Y | N | N | 2045 | N |  | Combustion Turbine | 153 | 153.49 | 12699
55236_G_CT2 | IL | 17103 | Lee County Generating Station LLC | Lee Energy Facility | 5483011 | 88663313 | 55236 | CT2 | 55236 | CT2 | 103817AAH | 0004 | 3.2888 |  | 2.8701 | 0.57466 | 0.57466 | 0.0545 | 0.011835 | 2022 | 100 | 15.75 | 920 | 24.0666 | 0.1234 | 221112 | -89.405 | 41.8287 | 985 | 125 | 120 |  | 84.9 | N | Natural Gas | Y | N | N | 2045 | N |  | Combustion Turbine | 263 | 262.4999 | 12699
55236_G_CT3 | IL | 17103 | Lee County Generating Station LLC | Lee Energy Facility | 5483011 | 88663413 | 55236 | CT3 | 55236 | CT3 | 103817AAH | 0005 | 1.9784 |  | 1.8488 | 0.3456 | 0.3456 | 0.0333 | 0.008 | 2022 | 100 | 15.75 | 920 | 24.0666 | 0.1234 | 221112 | -89.405 | 41.8287 | 985 | 125 | 120 |  | 84.9 | N | Natural Gas | Y | N | N | 2045 | N |  | Combustion Turbine | 160 | 159.77 | 12699
55236_G_CT4 | IL | 17103 | Lee County Generating Station LLC | Lee Energy Facility | 5483011 | 88663513 | 55236 | CT4 | 55236 | CT4 | 103817AAH | 0006 | 1.5042 |  | 1.4365 | 0.2628 | 0.2628 | 0.025 | 0.0054 | 2022 | 100 | 15.75 | 920 | 24.0666 | 0.1234 | 221112 | -89.405 | 41.8287 | 985 | 125 | 120 |  | 84.1 | N | Natural Gas | Y | N | N | 2045 | N |  | Combustion Turbine | 120 | 120.18 | 12698
55236_G_CT5 | IL | 17103 | Lee County Generating Station LLC | Lee Energy Facility | 5483011 | 88663713 | 55236 | CT5 | 55236 | CT5 | 103817AAH | 0007 | 2.641 |  | 2.4633 | 0.48832 | 0.48832 | 0.0467 | 0.01008 | 2022 | 100 | 15.75 | 920 | 24.0666 | 0.1234 | 221112 | -89.405 | 41.8287 | 985 | 125 | 120 |  | 85.1 | N | Natural Gas | Y | N | N | 2045 | N |  | Combustion Turbine | 224 | 224.47 | 12699
55236_G_CT6 | IL | 17103 | Lee County Generating Station LLC | Lee Energy Facility | 5483011 | 88663613 | 55236 | CT6 | 55236 | CT6 | 103817AAH | 0008 | 2.6108 |  | 2.1539 | 0.4558 | 0.4558 | 0.0436 | 0.00954 | 2022 | 100 | 15.75 | 920 | 24.0666 | 0.1234 | 221112 | -89.405 | 41.8287 | 985 | 125 | 120 |  | 85.1 | N | Natural Gas | Y | N | N | 2045 | N |  | Combustion Turbine | 212 | 211.98 | 12699
55236_G_CT7 | IL | 17103 | Lee County Generating Station LLC | Lee Energy Facility | 5483011 | 88662613 | 55236 | CT7 | 55236 | CT7 | 103817AAH | 0009 | 2.3274 |  | 2.1746 | 0.40702 | 0.40702 | 0.0396 | 0.00846 | 2022 | 100 | 15.75 | 920 | 24.0666 | 0.1234 | 221112 | -89.405 | 41.8287 | 985 | 125 | 120 | 205 | 83.9 | N | Natural Gas | Y | N | N | 2045 | N |  | Combustion Turbine | 188 | 188.81 | 12698
55236_G_CT8 | IL | 17103 | Lee County Generating Station LLC | Lee Energy Facility | 5483011 | 88662813 | 55236 | CT8 | 55236 | CT8 | 103817AAH | 0010 | 2.3171 |  | 2.2431 | 0.40423 | 0.40423 | 0.0395 | 0.008325 | 2022 | 100 | 15.75 | 920 | 24.0666 | 0.1234 | 221112 | -89.405 | 41.8287 | 985 | 125 | 120 |  | 83.9 | N | Natural Gas | Y | N | N | 2045 | N |  | Combustion Turbine | 185 | 185.52 | 12698
935_G_1 | IL | 17109 | Bushnell Municipal Power Plant | Bushnell | 4702711 | 27765013 |  |  | 935 | 1 | 109015AAH | 0007 | 0.018222 |  | 0.22867 | 0.004094 | 0.003937 | 0.000108 | 0.006431 | 2022 | 35 | 2.5 | 650 | 216.6666 | 44.1212 | 221112 | -90.5137 | 40.5487 | 27.1 | 125 | 160 |  | 0.2 | N | Distillate Fuel Oil | N | N | N | 9999 | N |  | Combustion Turbine | 6 |  | 10944
935_G_7 | IL | 17109 | Bushnell Municipal Power Plant | Bushnell | 4702711 | 27765113 |  |  | 935 | 7 | 109015AAH | 0008 | 0.018256 |  | 0.2291 | 0.004102 | 0.003944 | 0.000108 | 0.006443 | 2022 | 35 | 2.5 | 650 | 70.5333 | 14.3631 | 221112 | -90.5137 | 40.5487 | 27.1 | 125 | 160 |  | 2.5 | N | Distillate Fuel Oil | N | N | N | 9999 | N |  | Combustion Turbine | 6 |  | 10745
7891_G_2 | IL | 17113 | Corn Belt Energy Corp |  | 4907511 | 31538013 |  |  |  |  | 113020AFM | 0001 | 0.027596 |  | 0.6524 | 0.003662 | 0.003662 | 0.013242 | 0.01661 | 2022 | 16 | 0.67 | 686 | 30 | 85.0564 | 221112 | -88.9313 | 40.4193 | 30.4 | 125 | 160 |  |  |  |  | N | N | N |  | N | 7891_G_2;7891_G_1 |  | 59
57072_B_PB-1 | IL | 17119 | Granite City Works of United States Steel Corp | Granite City Works | 8191211 | 91730213 |  |  | 57072 | PB-1 | 119813AAI | 0230 | 0 |  | 64.5169 | 34.46 | 34.46 | 77.6397 | 4.1827 | 2022 | 137 | 6 | 442 | 1758 | 62.1515 | 331110 | -90.1279 | 38.697 | 39 | 138 | 100 |  | 78 | Y | Non-Fossil Waste | N | Y | N | 9999 | N |  | Non-Fossil Waste | 8642 |  | 9205
913_G_GT2 | IL | 17119 | Ameren Missouri Venice Energy Ctr | Venice | 7338011 | 60147113 | 913 | CT2A | 913 | GT2 | 119105AAA | 0015 | 0.25125 |  | 0.1609 | 0.013804 | 0.013804 | 0.0008 | 0.012424 | 2022 | 30 | 11.45 | 850 | 1943.1333 | 18.8637 | 221112 | -90.1774 | 38.6671 | 581 | 125 | 120 |  | 49 | N | Natural Gas, Distillate Fuel Oil | Y | N | N | 2045 | N |  | Combustion Turbine | 1 | 24.33 | 11411
913_G_GT3 | IL | 17119 | Ameren Missouri Venice Energy Ctr | Venice | 7338011 | 60146813 | 913 | CT03 | 913 | GT3 | 119105AAA | 0017 | 1.2379 |  | 2.5743 | 0.26259 | 0.26259 | 0.0314 | 0.085744 | 2022 | 38 | 3.4 | 603 | 680.6 | 74.9323 | 221112 | -90.1758 | 38.6609 | 2120 | 125 | 120 |  | 169 | N | Natural Gas | Y | N | N | 2045 | N |  | Combustion Turbine | 92 | 90.36 | 11411
913_G_GT4 | IL | 17119 | Ameren Missouri Venice Energy Ctr | Venice | 7338011 | 60146913 | 913 | CT04 | 913 | GT4 | 119105AAA | 0018 | 1.2531 |  | 2.5791 | 0.26581 | 0.26581 | 0.0316 | 0.086797 | 2022 | 38 | 3.4 | 603 | 680.6 | 74.9323 | 221112 | -90.1754 | 38.661 | 2120 | 125 | 120 |  | 169 | N | Natural Gas | Y | N | N | 2045 | N |  | Combustion Turbine | 89 | 87.13 | 11411
913_G_GT5 | IL | 17119 | Ameren Missouri Venice Energy Ctr | Venice | 7338011 | 60147013 | 913 | CT05 | 913 | GT5 | 119105AAA | 0019 | 0.44672 |  | 0.6399 | 0.067057 | 0.067057 | 0.0058 | 0.019722 | 2022 | 38 | 3.4 | 603 | 680.6 | 74.9323 | 221112 | -90.1779 | 38.6671 | 1520 | 125 | 120 |  | 104 | N | Natural Gas | Y | N | N | 2045 | N |  | Combustion Turbine | 23 | 23.23 | 11411
946_G_IC5 | IL | 17119 | Highland Electric Light Plant | Highland | 3955311 | 33702813 |  |  | 946 | IC5 | 119055AAD | 0009 | 0.11935 |  | 0.44935 | 0.00805 | 0.00775 | 0.0002 | 0.01265 | 2022 | 57 | 11.45 | 734 | 644.3333 | 6.2551 | 221112 | -89.685 | 38.7416 | 48.8 | 125 | 120 |  | 2 | N | Natural Gas, Distillate Fuel Oil | N | N | N | 2045 | N |  | Combustion Turbine | 10 |  | 10745
913_G_GT2B | IL | 17119 | Ameren Missouri Venice Energy Ctr |  | 7338011 | 96537913 | 913 | CT2B |  |  | 119105AAA | 0022 | 0.28163 |  | 0.1589 | 0.015472 | 0.015472 | 0.0012 | 0.013925 | 2022 | 30 | 11.45 | 850 | 1943.1333 | 18.8637 | 221112 | -90.1775 | 38.6671 | 581 | 125 | 120 |  |  |  |  | Y | N | N |  | N |  |  | 1 | 23.13
55204_G_1 | IL | 17121 | Kinmundy Power Plant | Kinmundy | 9701511 | 53871313 | 55204 | KCTG1 | 55204 | 1 | 121803AAA | 0001 | 0.53346 |  | 0.7601 | 0.10295 | 0.10295 | 0.0059 | 0.10295 | 2022 | 50 | 12.5 | 957 | 10783.3335 | 87.8351 | 221112 | -89.0132 | 38.7612 | 1460 | 125 | 120 |  | 104 | N | Natural Gas, Distillate Fuel Oil | Y | N | N | 2045 | N |  | Combustion Turbine | 24 | 23.96 | 14721
55204_G_2 | IL | 17121 | Kinmundy Power Plant | Kinmundy | 9701511 | 105901513 | 55204 | KCTG2 | 55204 | 2 | 121803AAA | 0002 | 0.34582 |  | 0.5155 | 0.066736 | 0.066736 | 0.0038 | 0.030334 | 2022 | 50 | 12.5 | 957 | 10783.3335 | 87.8351 | 221112 | -89.0132 | 38.7608 | 1460 | 125 | 120 |  | 104 | N | Natural Gas, Distillate Fuel Oil | Y | N | N | 2045 | N |  | Combustion Turbine | 15 | 14.73 | 14724
887_B_4 | IL | 17127 | Electric Energy Inc |  | 7808911 | 2230713 | 887 | 4 |  |  | 127855AAC | 0004 | 306.0695 |  | 396.366 | 224.0646 | 127.6954 | 1852.8049 | 11.9462 | 2022 | 550 | 18 | 310 | 21666.6671 | 85.1103 | 221112 | -88.8582 | 37.2094 | 1800 | 125 | 100 |  |  |  |  | Y | N | N |  | N |  |  | 5532 | 5532.0898
887_B_2 | IL | 17127 | Electric Energy Inc |  | 7808911 | 2231013 | 887 | 2 |  |  | 127855AAC | 0002 | 320.0083 |  | 437.027 | 74.5375 | 42.5004 | 1999.3555 | 12.3327 | 2022 | 550 | 18 | 310 | 21666.6671 | 85.1103 | 221112 | -88.8587 | 37.2084 | 1800 | 125 | 100 | 128&204&205&207&99 |  |  |  | Y | N | N |  | N |  |  | 5623 | 5623.3301
887_B_5 | IL | 17127 | Electric Energy Inc |  | 7808911 | 2230613 | 887 | 5 |  |  | 127855AAC | 0005 | 347.6025 |  | 393.3789 | 134.0136 | 76.4009 | 1916.528 | 12.0514 | 2022 | 550 | 18 | 310 | 21666.6671 | 85.1103 | 221112 | -88.8577 | 37.2105 | 1800 | 125 | 100 |  |  |  |  | Y | N | N |  | N |  |  | 5368 | 5368.4102
887_B_3 | IL | 17127 | Electric Energy Inc |  | 7808911 | 2230913 | 887 | 3 |  |  | 127855AAC | 0003 | 282.9998 |  | 374.7271 | 206.8309 | 117.8948 | 1725.8419 | 11.06 | 2022 | 550 | 18 | 310 | 21666.6671 | 85.1103 | 221112 | -88.8582 | 37.2094 | 1800 | 125 | 100 |  |  |  |  | Y | N | N |  | N |  |  | 5200 | 5199.6499
887_B_1 | IL | 17127 | Electric Energy Inc |  | 7808911 | 2230813 | 887 | 1 |  |  | 127855AAC | 0001 | 292.1848 |  | 391.7157 | 67.9366 | 38.7694 | 1817.9426 | 11.2832 | 2022 | 550 | 18 | 310 | 21666.6671 | 85.1103 | 221112 | -88.8587 | 37.2084 | 1800 | 125 | 100 | 128&204&205&207&99 |  |  |  | Y | N | N |  | N |  |  | 5198 | 5197.8301
887_B_6 | IL | 17127 | Electric Energy Inc |  | 7808911 | 2230513 | 887 | 6 |  |  | 127855AAC | 0006 | 305.9033 |  | 348.3137 | 117.9026 | 67.2206 | 1669.8418 | 10.6093 | 2022 | 550 | 18 | 310 | 21666.6671 | 85.1103 | 221112 | -88.8577 | 37.2105 | 1800 | 125 | 100 |  |  |  |  | Y | N | N |  | N |  |  | 4888 | 4888.2505
971_G_5 | IL | 17133 | Waterloo City Light Plant | Waterloo | 5546111 | 27441713 |  |  | 971 | 5 | 133030AAO | 0010 | 0.15517 |  | 0.58418 | 0.01046 | 0.010058 | 0.000276 | 0.016429 | 2022 | 29 | 2.33 | 750 | 57.9833 | 13.5933 | 221112 | -90.1589 | 38.3347 | 34.1 | 125 | 160 |  | 0.4 | N | Distillate Fuel Oil | N | N | N | 9999 | N |  | Combustion Turbine | 17 |  | 20565
971_G_6 | IL | 17133 | Waterloo City Light Plant | Waterloo | 5546111 | 27442213 |  |  | 971 | 6 | 133030AAO | 0011 | 0.19083 |  | 0.44417 | 0.024183 | 0.024183 | 1.2e-05 | 0.13161 | 2022 | 37 | 2.5 | 680 | 431.6666 | 87.903 | 221112 | -90.1589 | 38.3347 | 20.5 | 125 | 160 |  | 0.5 | N | Distillate Fuel Oil | N | N | N | 9999 | N |  | Combustion Turbine | 1 |  | 20900
971_G_7 | IL | 17133 | Waterloo City Light Plant | Waterloo | 5546111 | 27441613 |  |  | 971 | 7 | 133030AAO | 0012 | 0.064991 |  | 0.24467 | 0.004381 | 0.004213 | 0.000115 | 0.006881 | 2022 | 33 | 2 | 750 | 266.6666 | 84.8484 | 221112 | -90.1589 | 38.3347 | 18.7 | 125 | 160 |  | 1.5 | N | Natural Gas, Distillate Fuel Oil | N | N | N | 2045 | N |  | Combustion Turbine | 1 |  | 25000
971_G_8 | IL | 17133 | Waterloo City Light Plant | Waterloo | 5546111 | 27441513 |  |  | 971 | 8 | 133030AAO | 0013 | 0.097866 |  | 0.36844 | 0.006597 | 0.006343 | 0.000174 | 0.010362 | 2022 | 27 | 2.3 | 680 | 350 | 84.2069 | 221112 | -90.1589 | 38.3347 | 33 | 125 | 160 |  | 2.4 | N | Distillate Fuel Oil | N | N | N | 9999 | N |  | Combustion Turbine | 12 |  | 25000
969_G_1 | IL | 17139 | Sullivan Power Plant | Sullivan (IL) | 4657211 | 28182813 |  |  | 969 | 1 | 139030AAE | 0001 | 0.00194 |  | 0.007306 | 0.00013 | 0.000125 | 3e-06 | 0.000205 | 2022 | 28 | 1.33 | 69 | 121.6666 | 87.5394 | 221112 | -88.613 | 39.5974 | 12.4 | 125 | 160 |  | 4.3 | N | Distillate Fuel Oil | N | N | N | 9999 | N |  | Combustion Turbine | 1 |  | 19444
969_G_10 | IL | 17139 | Sullivan Power Plant | Sullivan (IL) | 4657211 | 28182513 |  |  | 969 | 10 | 139030AAE | 0013 | 0.010278 |  | 0.12898 | 0.002309 | 0.00222 | 6e-05 | 0.003627 | 2022 | 37 | 1.7 | 620 | 197.5 | 86.977 | 221112 | -88.613 | 39.5974 | 12.5 | 125 | 160 |  | 2.2 | N | Distillate Fuel Oil | N | N | N | 9999 | N |  | Combustion Turbine | 7 |  | 19444
969_G_12 | IL | 17139 | Sullivan Power Plant | Sullivan (IL) | 4657211 | 28182313 |  |  | 969 | 12 | 139030AAE | 0016 | 0.041503 |  | 0.52082 | 0.009326 | 0.008968 | 0.000247 | 0.014648 | 2022 | 37 | 2.7 | 620 | 275 | 48.0109 | 221112 | -88.613 | 39.5974 | 26.4 | 125 | 160 |  | 1 | N | Distillate Fuel Oil | N | N | N | 9999 | N |  | Combustion Turbine | 1 |  | 19444
969_G_2 | IL | 17139 | Sullivan Power Plant | Sullivan (IL) | 4657211 | 28183113 |  |  | 969 | 2 | 139030AAE | 0003 | 0.003881 |  | 0.014613 | 0.000261 | 0.000251 | 6e-06 | 0.000411 | 2022 | 35 | 2 | 400 | 172.2 | 54.7909 | 221112 | -88.613 | 39.5974 | 12.4 | 125 | 160 |  | 2 | N | Distillate Fuel Oil | N | N | N | 9999 | N |  | Combustion Turbine | 1 |  | 19444
969_G_3 | IL | 17139 | Sullivan Power Plant | Sullivan (IL) | 4657211 | 28183013 |  |  | 969 | 3 | 139030AAE | 0005 | 0.021602 |  | 0.27109 | 0.004854 | 0.004668 | 0.000128 | 0.007624 | 2022 | 37 | 2.7 | 660 | 275 | 48.0109 | 221112 | -88.613 | 39.5974 | 26.4 | 125 | 160 |  | 1.3 | N | Distillate Fuel Oil | N | N | N | 9999 | N |  | Combustion Turbine | 1 |  | 19444
969_G_4 | IL | 17139 | Sullivan Power Plant | Sullivan (IL) | 4657211 | 28182913 |  |  | 969 | 4 | 139030AAE | 0007 | 0.005822 |  | 0.02192 | 0.000392 | 0.000377 | 1e-05 | 0.000616 | 2022 | 40 | 2 | 375 | 275 | 87.5 | 221112 | -88.613 | 39.5974 | 22 | 125 | 160 |  | 0.9 | N | Distillate Fuel Oil | N | N | N | 9999 | N |  | Combustion Turbine | 1 |  | 19444
969_G_5 | IL | 17139 | Sullivan Power Plant | Sullivan (IL) | 4657211 | 28182213 |  |  | 969 | 5 | 139030AAE | 0009 | 0.003493 |  | 0.013152 | 0.000235 | 0.000226 | 6e-06 | 0.000369 | 2022 | 40 | 2 | 375 | 264.85 | 84.2704 | 221112 | -88.613 | 39.5974 | 16.5 | 125 | 160 |  | 1.1 | N | Distillate Fuel Oil | N | N | N | 9999 | N |  | Combustion Turbine | 2 |  | 19444
969_G_6 | IL | 17139 | Sullivan Power Plant | Sullivan (IL) | 4657211 | 28182413 |  |  | 969 | 6 | 139030AAE | 0011 | 0.07645 |  | 0.95938 | 0.017178 | 0.016518 | 0.000453 | 0.026982 | 2022 | 35 | 3.5 | 800 | 550 | 57.1428 | 221112 | -88.613 | 39.5974 | 49.5 | 125 | 160 |  | 0.6 | N | Distillate Fuel Oil | N | N | N | 9999 | N |  | Combustion Turbine | 17 |  | 19444
969_G_9 | IL | 17139 | Sullivan Power Plant | Sullivan (IL) | 4657211 | 28182713 |  |  | 969 | 9 | 139030AAE | 0012 | 0.03362 |  | 0.4219 | 0.007554 | 0.007264 | 0.000199 | 0.011866 | 2022 | 37 | 2.7 | 660 | 266.6666 | 46.556 | 221112 | -88.613 | 39.5974 | 22.8 | 125 | 160 |  | 2.2 | N | Distillate Fuel Oil | N | N | N | 9999 | N |  | Combustion Turbine | 14 |  | 19444
960_G_10 | IL | 17141 | Rochelle Municipal Utilities | North Ninth Street | 5039111 | 29822513 |  |  | 960 | 10 | 141050AAV | 0012 | 0.387 |  | 3.225 | 0.10178 | 0.10178 | 0.017801 | 0.387 | 2022 | 50 | 2 | 900 | 166.6666 | 53.0303 | 221112 | -89.0702 | 41.9204 | 37.2 | 125 | 160 | 203 | 2 | N | Natural Gas, Distillate Fuel Oil | N | N | N | 2045 | N |  | Combustion Turbine | 1 |  | 10745
960_G_3 | IL | 17141 | Rochelle Municipal Utilities | North Ninth Street | 5039111 | 29822313 |  |  | 960 | 3 | 141050AAV | 0001 | 0.29318 |  | 2.3443 | 0.12097 | 0.12085 | 0.000145 | 0.64572 | 2022 | 36 | 2.5 | 420 | 108.3333 | 22.0606 | 221112 | -89.0706 | 41.9203 | 26.5 | 125 | 160 |  | 2 | N | Natural Gas, Distillate Fuel Oil | N | N | N | 2045 | N |  | Combustion Turbine | 66 |  | 10745
960_G_4 | IL | 17141 | Rochelle Municipal Utilities | North Ninth Street | 5039111 | 29822013 |  |  | 960 | 4 | 141050AAV | 0006 | 0.02373 |  | 0.089336 | 0.0016 | 0.001538 | 4.2e-05 | 0.002512 | 2022 | 36 | 1.67 | 470 | 186.6666 | 85.1861 | 221112 | -89.0702 | 41.9204 | 11.2 | 125 | 120 |  | 0.7 | N | Distillate Fuel Oil | N | N | N | 9999 | N |  | Combustion Turbine | 16 |  | 10745
960_G_7 | IL | 17141 | Rochelle Municipal Utilities | North Ninth Street | 5039111 | 29822613 |  |  | 960 | 7 | 141050AAV | 0003 | 0.95142 |  | 7.3867 | 0.40169 | 0.40168 | 0.000213 | 2.1851 | 2022 | 36 | 2.5 | 420 | 108.3333 | 22.0606 | 221112 | -89.0709 | 41.9203 | 39.8 | 125 | 160 | 203 | 3.5 | N | Natural Gas, Distillate Fuel Oil | N | N | N | 2045 | N |  | Combustion Turbine | 154 |  | 10745
960_G_9 | IL | 17141 | Rochelle Municipal Utilities | North Ninth Street | 5039111 | 29822213 |  |  | 960 | 9 | 141050AAV | 0011 | 0.26503 |  | 2.2085 | 0.0697 | 0.0697 | 0.012191 | 0.26503 | 2022 | 50 | 2 | 900 | 166.6666 | 53.0303 | 221112 | -89.0702 | 41.9203 | 26.5 | 125 | 160 |  | 3 | N | Natural Gas, Distillate Fuel Oil | N | N | N | 2045 | N |  | Combustion Turbine | 1 |  | 10745
856_B_2 | IL | 17143 | Illinois Power Resources Generating LLC |  | 5422711 | 26814813 | 856 | 2 |  |  | 143805AAG | 0003 | 908.3935 |  | 1366.7258 | 116.2606 | 66.2538 | 3109.3435 | 20.7354 | 2022 | 503 | 21 | 322 | 21961.7171 | 63.3815 | 221112 | -89.6622 | 40.5954 | 3320 | 125 | 100 |  |  |  |  | Y | N | N |  | N |  |  | 7737 | 7669.7402
856_B_3 | IL | 17143 | Illinois Power Resources Generating LLC |  | 5422711 | 26814713 | 856 | 3 |  |  | 143805AAG | 0004 | 339.0271 |  | 728.544 | 141.1122 | 80.4128 | 3587.745 | 29.3197 | 2022 | 503 | 25 | 309 | 22066.4504 | 44.9353 | 221112 | -89.6619 | 40.5961 | 4590 | 125 | 100 |  |  |  |  | Y | N | N |  | N |  |  | 8019 | 8006.0498
55202_G_1 | IL | 17145 | Pinckneyville Power Plant | Pinckneyville | 4533911 | 28450913 | 55202 | CT01 | 55202 | 1 | 145842AAA | 0001 | 1.2963 |  | 4.1273 | 0.47529 | 0.47529 | 0.0208 | 0.30246 | 2022 | 45 | 9 | 738 | 900 | 14.1414 | 221112 | -89.3465 | 38.112 | 444 | 125 | 120 |  | 44 | N | Natural Gas | Y | N | N | 2045 | N |  | Combustion Turbine | 217 | 216.5199 | 10745
55202_G_2 | IL | 17145 | Pinckneyville Power Plant | Pinckneyville | 4533911 | 60256313 | 55202 | CT02 | 55202 | 2 | 145842AAA | 0004 | 1.3673 |  | 4.3438 | 0.50134 | 0.50134 | 0.0223 | 0.31903 | 2022 | 45 | 9 | 738 | 900 | 14.1414 | 221112 | -89.3464 | 38.1118 | 444 | 125 | 120 | 213 | 44 | N | Natural Gas | Y | N | N | 2045 | N |  | Combustion Turbine | 231 | 231.2699 | 10745
55202_G_3 | IL | 17145 | Pinckneyville Power Plant | Pinckneyville | 4533911 | 60257013 | 55202 | CT03 | 55202 | 3 | 145842AAA | 0005 | 0.95763 |  | 3.0282 | 0.35113 | 0.35113 | 0.0156 | 0.22345 | 2022 | 45 | 9 | 738 | 900 | 14.1414 | 221112 | -89.3464 | 38.1115 | 444 | 125 | 120 |  | 44 | N | Natural Gas | Y | N | N | 2045 | N |  | Combustion Turbine | 164 | 164.3 | 10745
55202_G_4 | IL | 17145 | Pinckneyville Power Plant | Pinckneyville | 4533911 | 60257113 | 55202 | CT04 | 55202 | 4 | 145842AAA | 0006 | 1.2404 |  | 3.8952 | 0.45483 | 0.45483 | 0.0198 | 0.28944 | 2022 | 45 | 9 | 738 | 900 | 14.1414 | 221112 | -89.3464 | 38.1112 | 444 | 125 | 120 | 213 | 44 | N | Natural Gas | Y | N | N | 2045 | N |  | Combustion Turbine | 205 | 204.9199 | 10745
55202_G_5 | IL | 17145 | Pinckneyville Power Plant | Pinckneyville | 4533911 | 28450813 | 55202 | CT05 | 55202 | 5 | 145842AAA | 0002 | 0.018416 |  | 0.0272 | 0.011035 | 0.011049 | 0.0006 | 0.041744 | 2022 | 45 | 11 | 974 | 8333.3335 | 87.6533 | 221112 | -89.3469 | 38.1136 | 552 | 125 | 120 |  | 35 | N | Natural Gas | Y | N | N | 2045 | N |  | Combustion Turbine | 7 | 6.38 | 10745
55202_G_6 | IL | 17145 | Pinckneyville Power Plant | Pinckneyville | 4533911 | 60256913 | 55202 | CT06 | 55202 | 6 | 145842AAA | 0007 | 0.016233 |  | 0.0364 | 0.00974 | 0.00974 | 0.0006 | 0.036795 | 2022 | 45 | 11 | 974 | 8333.3335 | 87.6533 | 221112 | -89.3465 | 38.1136 | 552 | 125 | 120 |  | 35 | N | Natural Gas | Y | N | N | 2045 | N |  | Combustion Turbine | 6 | 6.3 | 10745
55202_G_7 | IL | 17145 | Pinckneyville Power Plant | Pinckneyville | 4533911 | 60256413 | 55202 | CT07 | 55202 | 7 | 145842AAA | 0008 | 0.026905 |  | 0.0527 | 0.016142 | 0.016142 | 0.0009 | 0.060984 | 2022 | 45 | 11 | 974 | 8333.3335 | 87.6533 | 221112 | -89.3462 | 38.1136 | 552 | 125 | 120 |  | 35 | N | Natural Gas | Y | N | N | 2045 | N |  | Combustion Turbine | 9 | 8.45 | 10745
55202_G_8 | IL | 17145 | Pinckneyville Power Plant | Pinckneyville | 4533911 | 60256813 | 55202 | CT08 | 55202 | 8 | 145842AAA | 0009 | 0.020438 |  | 0.0483 | 0.012262 | 0.012262 | 0.0007 | 0.046325 | 2022 | 45 | 11 | 974 | 8333.3335 | 87.6533 | 221112 | -89.3458 | 38.1136 | 552 | 125 | 120 |  | 35 | N | Natural Gas | Y | N | N | 2045 | N |  | Combustion Turbine | 8 | 7.7 | 10745
55496_G_CT01 | IL | 17147 | Ameren Services | Goose Creek Energy Center | 9686711 | 53829513 | 55496 | CT-01 | 55496 | CT01 | 147803AAC | 0001 | 0.51058 |  | 0.2067 | 0.083549 | 0.083549 | 0.0052 | 0.083549 | 2022 | 55 | 15 | 973 | 15533.3336 | 87.8653 | 221112 | -88.5994 | 40.1081 | 1080 | 125 | 120 |  | 72 | N | Natural Gas | Y | N | N | 2045 | N |  | Combustion Turbine | 26 | 25.77 | 13483
55496_G_CT02 | IL | 17147 | Ameren Services | Goose Creek Energy Center | 9686711 | 88686913 | 55496 | CT-02 | 55496 | CT02 | 147803AAC | 0005 | 0.29949 |  | 0.1206 | 0.048714 | 0.048714 | 0.0031 | 0.048714 | 2022 | 55 | 15 | 973 | 15533.3336 | 87.8653 | 221112 | -88.5994 | 40.1076 | 1080 | 125 | 120 |  | 72 | N | Natural Gas | Y | N | N | 2045 | N |  | Combustion Turbine | 17 | 17.19 | 13485
55496_G_CT03 | IL | 17147 | Ameren Services | Goose Creek Energy Center | 9686711 | 88687013 | 55496 | CT-03 | 55496 | CT03 | 147803AAC | 0006 | 0.24649 |  | 0.0828 | 0.040334 | 0.040334 | 0.0024 | 0.040334 | 2022 | 55 | 15 | 973 | 15533.3336 | 87.8653 | 221112 | -88.5994 | 40.1072 | 1080 | 125 | 120 |  | 72 | N | Natural Gas | Y | N | N | 2045 | N |  | Combustion Turbine | 13 | 12.81 | 13485
55496_G_CT04 | IL | 17147 | Ameren Services | Goose Creek Energy Center | 9686711 | 88687113 | 55496 | CT-04 | 55496 | CT04 | 147803AAC | 0007 | 0.24813 |  | 0.1012 | 0.040602 | 0.040602 | 0.0026 | 0.040602 | 2022 | 55 | 15 | 973 | 15533.3336 | 87.8653 | 221112 | -88.5994 | 40.1068 | 1080 | 125 | 120 |  | 72 | N | Natural Gas | Y | N | N | 2045 | N |  | Combustion Turbine | 13 | 12.79 | 13485
55496_G_CT05 | IL | 17147 | Ameren Services | Goose Creek Energy Center | 9686711 | 88687213 | 55496 | CT-05 | 55496 | CT05 | 147803AAC | 0008 | 0.1941 |  | 0.0795 | 0.031762 | 0.031762 | 0.002 | 0.031762 | 2022 | 55 | 15 | 973 | 15533.3336 | 87.8653 | 221112 | -88.5994 | 40.1064 | 1080 | 125 | 120 |  | 72 | N | Natural Gas | Y | N | N | 2045 | N |  | Combustion Turbine | 12 | 12.13 | 13485
55496_G_CT06 | IL | 17147 | Ameren Services | Goose Creek Energy Center | 9686711 | 88687313 | 55496 | CT-06 | 55496 | CT06 | 147803AAC | 0009 | 0.25206 |  | 0.1025 | 0.041247 | 0.041247 | 0.0025 | 0.041224 | 2022 | 55 | 15 | 973 | 15533.3336 | 87.8653 | 221112 | -88.5994 | 40.106 | 1080 | 125 | 120 |  | 72 | N | Natural Gas | Y | N | N | 2045 | N |  | Combustion Turbine | 15 | 14.74 | 13485
959_G_1 | IL | 17157 | City Of Red Bud | Red Bud | 4707611 | 27742313 |  |  | 959 | 1 | 157045AAJ | 0001 | 0.014703 |  | 0.055354 | 0.000991 | 0.000953 | 2.6e-05 | 0.001556 | 2022 | 35 | 1.2 | 650 | 98.3333 | 86.9107 | 921110 | -89.9999 | 38.2165 | 12.5 | 125 | 160 |  | 2.2 | N | Distillate Fuel Oil | N | N | N | 9999 | N |  | Combustion Turbine | 4 |  | 10745
959_G_2 | IL | 17157 | City Of Red Bud | Red Bud | 4707611 | 27742213 |  |  | 959 | 2 | 157045AAJ | 0002 | 0.059407 |  | 0.7455 | 0.013349 | 0.012837 | 0.000335 | 0.020967 | 2022 | 40 | 2.5 | 800 | 431.6666 | 87.903 | 921110 | -89.9998 | 38.2167 | 38.5 | 125 | 160 |  | 0.9 | N | Distillate Fuel Oil | N | N | N | 9999 | N |  | Combustion Turbine | 20 |  | 10745
959_G_3 | IL | 17157 | City Of Red Bud | Red Bud | 4707611 | 27742113 |  |  | 959 | 3 | 157045AAJ | 0003 | 0.019547 |  | 0.2453 | 0.004392 | 0.004223 | 0.000116 | 0.006898 | 2022 | 30 | 1.7 | 800 | 198.3333 | 87.344 | 921110 | -89.9999 | 38.2166 | 26.5 | 125 | 160 |  | 2.2 | N | Distillate Fuel Oil | N | N | N | 9999 | N |  | Combustion Turbine | 8 |  | 10745
959_G_7 | IL | 17157 | City Of Red Bud | Red Bud | 4707611 | 27742013 |  |  | 959 | 7 | 157045AAJ | 0007 | 0.048391 |  | 0.60726 | 0.010874 | 0.010456 | 0.000287 | 0.017079 | 2022 | 40 | 1.83 | 650 | 230 | 87.4099 | 921110 | -89.9997 | 38.2164 | 13.3 | 125 | 160 |  | 3 | N | Distillate Fuel Oil | N | N | N | 9999 | N |  | Combustion Turbine | 20 |  | 10745
889_B_2 | IL | 17157 | Dynegy Midwest Generation LLC |  | 7954611 | 3024313 | 889 | 2 |  |  | 157851AAA | 0002 | 518.4988 |  | 1245.4988 | 5.4842 | 3.0244 | 1400.438 | 113.8375 | 2022 | 605 | 19.5 | 185 | 26266.6671 | 87.9166 | 221112 | -89.8559 | 38.2045 | 5790 | 125 | 100 | 119&127&128&139&207 |  |  |  | Y | N | N |  | N |  |  | 8065 | 8065.1504
889_B_1 | IL | 17157 | Dynegy Midwest Generation LLC |  | 7954611 | 3024213 | 889 | 1 |  |  | 157851AAA | 0001 | 424.8258 |  | 1064.7323 | 18.9434 | 10.7401 | 981.4386 | 93.2673 | 2022 | 605 | 19.5 | 181 | 26266.6671 | 87.9166 | 221112 | -89.8559 | 38.2051 | 5790 | 125 | 100 |  |  |  |  | Y | N | N |  | N |  |  | 6589 | 6588.1494
889_B_3 | IL | 17157 | Dynegy Midwest Generation LLC |  | 7954611 | 3025413 | 889 | 3 |  |  | 157851AAA | 0013 | 0 |  | 0 | 0 | 0 | 0 | 0 | 2022 | 605 | 19.5 | 180 | 26266.6671 | 87.9166 | 221112 | -89.8559 | 38.204 | 6300 | 125 | 100 |  |  |  |  | N | N | N |  | N |  |  | 1
55188_G_PT11 | IL | 17161 | Cordova Energy Co LLC | Cordova Energy | 4594711 | 28237213 | 55188 | 1 | 55188 | PT11 | 161807AAN | 0001 | 0.29835 |  | 4.5685 | 0.6426 | 0.29835 | 0.1932 | 0.0918 | 2022 | 175 | 18.5 | 195 | 19150.0003 | 71.2132 | 221112 | -90.2793 | 41.7122 | 2050 | 125 | 120 |  | 165 | N | Natural Gas | Y | N | N | 2045 | N |  | Combined Cycle | 459 | 442.5301 | 7335
55188_G_PT21 | IL | 17161 | Cordova Energy Co LLC | Cordova Energy | 4594711 | 28237313 | 55188 | 2 | 55188 | PT21 | 161807AAN | 0002 | 1.411 |  | 13.0815 | 5.8282 | 2.27 | 0.5721 | 0.2454 | 2022 | 175 | 18.5 | 197 | 18641.667 | 69.3228 | 221112 | -90.2798 | 41.7122 | 2050 | 125 | 120 |  | 165 | N | Natural Gas | Y | N | N | 2045 | N |  | Combined Cycle | 1227 | 1199.1399 | 7335
55188_G_PT31 | IL | 17161 | Cordova Energy Co LLC | Cordova Energy | 4594711 | 28237413 |  |  | 55188 | PT31 | 161807AAN | 0004 | 0.4401 |  | 0.2608 | 0.04075 | 0.04075 | 0.004075 | 0.028525 | 2022 | 120 | 3 | 330 | 460.8666 | 65.173 | 221112 | -90.2791 | 41.7124 | 47 | 125 | 100 |  | 191.2 | N | Natural Gas | N | N | N | 2045 | N |  | Combined Cycle | 815 |  | 7335
899_G_GT1 | IL | 17161 | Moline Combustion Turbines | Moline | 4574611 | 28253113 |  |  | 899 | GT1 | 161045AAV | 0001 | 0.098855 |  | 0.53057 | 0.00918 | 0.00918 | 0.000765 | 0.0289 | 2022 | 35 | 11 | 1020 | 7508.7334 | 78.9799 | 221112 | -90.5328 | 41.5098 | 228 | 125 | 120 |  | 15 | N | Natural Gas | N | N | N | 2045 | N |  | Combustion Turbine | 1 |  | 25000
899_G_GT2 | IL | 17161 | Moline Combustion Turbines | Moline | 4574611 | 28253313 |  |  | 899 | GT2 | 161045AAV | 0004 | 0.13214 |  | 0.70898 | 0.01219 | 0.01219 | 0.00092 | 0.03864 | 2022 | 35 | 11 | 1020 | 7508.7334 | 78.9799 | 221112 | -90.5329 | 41.5098 | 240 | 125 | 120 |  | 15 | N | Natural Gas | N | N | N | 2045 | N |  | Combustion Turbine | 1 |  | 25000
899_G_GT3 | IL | 17161 | Moline Combustion Turbines | Moline | 4574611 | 28253213 |  |  | 899 | GT3 | 161045AAV | 0002 | 0.1254 |  | 0.67309 | 0.01166 | 0.01166 | 0.00088 | 0.03674 | 2022 | 35 | 11 | 1020 | 7508.7334 | 78.9799 | 221112 | -90.5331 | 41.5098 | 240 | 125 | 120 |  | 15 | N | Natural Gas | N | N | N | 2045 | N |  | Combustion Turbine | 1 |  | 25000
899_G_GT4 | IL | 17161 | Moline Combustion Turbines | Moline | 4574611 | 28253413 |  |  | 899 | GT4 | 161045AAV | 0005 | 0.13167 |  | 0.70644 | 0.01219 | 0.01219 | 0.00092 | 0.038525 | 2022 | 35 | 11 | 1020 | 7508.7334 | 78.9799 | 221112 | -90.5333 | 41.5098 | 240 | 125 | 120 |  | 15 | N | Natural Gas | N | N | N | 2045 | N |  | Combustion Turbine | 1 |  | 25000
943_G_1 | IL | 17163 | Village of Freeburg | Freeburg | 4909511 | 31529213 |  |  | 943 | 1 | 163060AAF | 0001 | 0.011007 |  | 0.13814 | 0.002473 | 0.002378 | 6.5e-05 | 0.003885 | 2022 | 24 | 1.8 | 750 | 61.6666 | 24.2237 | 221112 | -89.9145 | 38.4259 | 17.9 | 125 | 160 | 203 | 0.4 | N | Distillate Fuel Oil | N | N | N | 9999 | N |  | Combustion Turbine | 6 |  | 10745
943_G_8 | IL | 17163 | Village of Freeburg | Freeburg | 4909511 | 31529413 |  |  | 943 | 8 | 163060AAF | 0007 | 0.010965 |  | 0.47491 | 0.007166 | 0.007166 | 0.000265 | 0.010547 | 2022 | 33 | 1.33 | 1400 | 121.6666 | 87.5394 | 221112 | -89.9145 | 38.4259 | 14.1 | 125 | 160 |  | 1.8 | N | Distillate Fuel Oil | N | N | N | 9999 | N |  | Combustion Turbine | 25 |  | 10745
963_B_41 | IL | 17167 | City Water Light & Power | Dallman | 7377311 | 91371513 | 963 | 4 | 963 | 41 | 167120AAO | 0015 | 585.0532 |  | 416.7564 | 38.2039 | 34.0236 | 424.5774 | 3.017 | 2022 | 450 | 15 | 135 | 10416.6668 | 58.9225 | 221112 | -89.605 | 39.7545 | 26.1 | 125 | 100 |  | 196 | N | Bituminous | Y | N | N | 2050 | N |  | Coal Steam | 7270 | 7270.1899 | 11450
7425_G_1 | IL | 17167 | City Water Light & Power | Interstate | 4541611 | 28055113 | 7425 | 1 | 7425 | 1 | 167822ABG | 0001 | 1.8593 |  | 1.206 | 0.50301 | 0.50301 | 0.009 | 0.19475 | 2022 | 50 | 21.4 | 990 | 11067.9002 | 30.759 | 221112 | -89.5884 | 39.8233 | 1360 | 125 | 120 |  | 109 | N | Natural Gas, Distillate Fuel Oil | Y | N | N | 2045 | N |  | Combustion Turbine | 13 | 18.53 | 12948
963_G_1 | IL | 17167 | City Water Light & Power |  | 7377311 | 10532913 | 963 | 31 |  |  | 167120AAO | 0003 | 0 |  | 0 | 0 | 0 | 0 | 0 | 2022 | 450 | 13 | 350 | 11666.6669 | 87.8608 | 221112 | -89.6012 | 39.7543 | 882 | 125 | 100 |  |  |  |  | N | N | N |  | N | 963_G_1;963_B_31 |  | 1
963_G_2 | IL | 17167 | City Water Light & Power |  | 7377311 | 10533113 | 963 | 32 |  |  | 167120AAO | 0006 | 0 |  | 0 | 0 | 0 | 0 | 0 | 2022 | 450 | 13 | 350 | 11666.6669 | 87.8608 | 221112 | -89.6012 | 39.7543 | 882 | 125 | 100 |  |  |  |  | N | N | N |  | N | 963_B_32;963_G_2 |  | 1
963_B_33 | IL | 17167 | City Water Light & Power |  | 7377311 | 10532813 | 963 | 33 |  |  | 167120AAO | 0011 | 0 |  | 0 | 0 | 0 | 0 | 0 | 2022 | 500 | 16.5 | 130 | 1083.3333 | 5.0644 | 221112 | -89.6025 | 39.7549 | 2120 | 125 | 100 |  |  |  |  | N | N | N |  | N |  |  | 1
7818_G_1 | IL | 17171 | Prairie Power Inc | Alsey | 5457411 | 27026713 | 7818 | ACT1 | 7818 | 1 | 171851AAA | 0001 | 0.67319 |  | 5.7733 | 0.14809 | 0.14809 | 0.0113 | 0.0472 | 2022 | 30 | 20.3 | 930 | 300 | 0.9265 | 221112 | -90.4357 | 39.57 | 450 | 125 | 120 |  | 30 | N | Natural Gas | Y | N | N | 2045 | N |  | Combustion Turbine | 118 | 118.15 | 13410
7818_G_2 | IL | 17171 | Prairie Power Inc | Alsey | 5457411 | 27026913 | 7818 | ACT2 | 7818 | 2 | 171851AAA | 0002 | 0.53707 |  | 4.0702 | 0.11811 | 0.11811 | 0.0089 | 0.037665 | 2022 | 30 | 20.25 | 930 | 300 | 0.9311 | 221112 | -90.4361 | 39.57 | 450 | 125 | 120 |  | 30 | N | Natural Gas | Y | N | N | 2045 | N |  | Combustion Turbine | 93 | 93.79 | 13411
7818_G_3 | IL | 17171 | Prairie Power Inc | Alsey | 5457411 | 27026613 |  |  | 7818 | 3 | 171851AAA | 0003 | 0.66899 |  | 14.932 | 0.2598 | 0.2598 | 0.00368 | 0.08227 | 2022 | 30 | 11.28 | 930 | 203.3333 | 2.0338 | 221112 | -90.4365 | 39.57 | 229 | 125 | 120 |  | 19.3 | N | Natural Gas, Distillate Fuel Oil | N | N | N | 2045 | N |  | Combustion Turbine | 433 |  | 13411
7818_G_4 | IL | 17171 | Prairie Power Inc | Alsey | 5457411 | 27026513 |  |  | 7818 | 4 | 171851AAA | 0004 | 0.57117 |  | 12.3122 | 0.28914 | 0.28914 | 0.004029 | 0.09243 | 2022 | 30 | 11.28 | 930 | 203.3333 | 2.0338 | 221112 | -90.4365 | 39.57 | 229 | 125 | 120 |  | 18 | N | Natural Gas, Distillate Fuel Oil | N | N | N | 2045 | N |  | Combustion Turbine | 474 |  | 13411
7818_G_5 | IL | 17171 | Prairie Power Inc | Alsey | 5457411 | 27026813 | 7818 | ACT5 | 7818 | 5 | 171851AAA | 0005 | 0.23037 |  | 5.0046 | 0.10877 | 0.10877 | 0.0088 | 0.03458 | 2022 | 30 | 11.5 | 930 | 251.6666 | 2.4219 | 221112 | -90.4369 | 39.5701 | 306 | 125 | 120 |  | 25 | N | Natural Gas | Y | N | N | 2045 | N |  | Combustion Turbine | 1 | 95.32 | 13411
7818_G_6 | IL | 17171 | Prairie Power Inc | Alsey | 5457411 | 123323613 | 7818 | ACT6 | 7818 | 6 | 171851AAA | 0007 | 12.2677 |  | 22.8598 | 1.6117 | 1.6117 | 0.1261 | 0.33966 | 2022 | 70 | 9 | 804 | 5583.3334 | 87.7291 | 221112 | -90.4362 | 39.5689 | 467 | 125 | 120 |  | 42 | N | Natural Gas, Distillate Fuel Oil | Y | N | N | 2045 | N |  | Combustion Turbine | 1 | 1333.7229 | 10973
55237_G_CTG1 | IL | 17173 | Shelby County Energy Center | Energy Shelby County | 4725911 | 28334513 | 55237 | SCE1 | 55237 | CTG1 | 173801AAA | 0001 | 2.8062 |  | 13.0884 | 0.483 | 0.483 | 0.0436 | 0.002415 | 2022 | 60 | 9 | 821 | 5583.3334 | 87.7291 | 221112 | -88.4788 | 39.2792 | 444 | 125 | 120 |  | 42 | N | Natural Gas | Y | N | N | 2045 | N |  | Combustion Turbine | 483 | 485.1003 | 10745
55237_G_CTG2 | IL | 17173 | Shelby County Energy Center | Energy Shelby County | 4725911 | 28334913 | 55237 | SCE2 | 55237 | CTG2 | 173801AAA | 0002 | 3.9656 |  | 10.2995 | 0.40385 | 0.40385 | 0.0354 | 0.00197 | 2022 | 60 | 9 | 821 | 5583.3334 | 87.7291 | 221112 | -88.4785 | 39.2792 | 444 | 125 | 120 |  | 42 | N | Natural Gas | Y | N | N | 2045 | N |  | Combustion Turbine | 394 | 393.9101 | 10745
55237_G_CTG3 | IL | 17173 | Shelby County Energy Center | Energy Shelby County | 4725911 | 28334713 | 55237 | SCE3 | 55237 | CTG3 | 173801AAA | 0003 | 2.8459 |  | 8.9975 | 0.31262 | 0.31262 | 0.0273 | 0.00154 | 2022 | 60 | 9 | 821 | 5583.3334 | 87.7291 | 221112 | -88.4782 | 39.2792 | 444 | 125 | 120 |  | 42 | N | Natural Gas | Y | N | N | 2045 | N |  | Combustion Turbine | 308 | 309.0901 | 10745
55237_G_CTG4 | IL | 17173 | Shelby County Energy Center | Energy Shelby County | 4725911 | 28334613 | 55237 | SCE4 | 55237 | CTG4 | 173801AAA | 0004 | 2.6212 |  | 9.5693 | 0.33293 | 0.33293 | 0.0299 | 0.00169 | 2022 | 60 | 9 | 821 | 5583.3334 | 87.7291 | 221112 | -88.4779 | 39.2792 | 444 | 125 | 120 |  | 42 | N | Natural Gas | Y | N | N | 2045 | N |  | Combustion Turbine | 338 | 339.06 | 10745
55237_G_CTG5 | IL | 17173 | Shelby County Energy Center | Energy Shelby County | 4725911 | 28335213 | 55237 | SCE5 | 55237 | CTG5 | 173801AAA | 0005 | 3.567 |  | 15.148 | 0.53955 | 0.53955 | 0.0489 | 0.002725 | 2022 | 60 | 9 | 821 | 5583.3334 | 87.7291 | 221112 | -88.4776 | 39.2792 | 444 | 125 | 120 |  | 42 | N | Natural Gas | Y | N | N | 2045 | N |  | Combustion Turbine | 545 | 544.5695 | 10745
55237_G_CTG6 | IL | 17173 | Shelby County Energy Center | Energy Shelby County | 4725911 | 28335113 | 55237 | SCE6 | 55237 | CTG6 | 173801AAA | 0006 | 4.1948 |  | 15.1141 | 0.54704 | 0.54704 | 0.0475 | 0.00263 | 2022 | 60 | 9 | 821 | 5583.3334 | 87.7291 | 221112 | -88.4773 | 39.2792 | 444 | 125 | 120 |  | 42 | N | Natural Gas | Y | N | N | 2045 | N |  | Combustion Turbine | 526 | 527.2394 | 10745
55237_G_CTG7 | IL | 17173 | Shelby County Energy Center | Energy Shelby County | 4725911 | 28335013 | 55237 | SCE7 | 55237 | CTG7 | 173801AAA | 0007 | 1.0448 |  | 4.5516 | 0.1632 | 0.1632 | 0.0143 | 0.0008 | 2022 | 60 | 9 | 821 | 5583.3334 | 87.7291 | 221112 | -88.477 | 39.2792 | 444 | 125 | 120 |  | 42 | N | Natural Gas | Y | N | N | 2045 | N |  | Combustion Turbine | 160 | 160.49 | 10745
55237_G_CTG8 | IL | 17173 | Shelby County Energy Center | Energy Shelby County | 4725911 | 28335413 | 55237 | SCE8 | 55237 | CTG8 | 173801AAA | 0008 | 2.6094 |  | 12.7384 | 0.47506 | 0.47506 | 0.0413 | 0.002295 | 2022 | 60 | 9 | 821 | 5583.3334 | 87.7291 | 221112 | -88.4767 | 39.2792 | 444 | 125 | 120 |  | 42 | N | Natural Gas | Y | N | N | 2045 | N |  | Combustion Turbine | 459 | 458.8703 | 10745
55334_G_CTG1 | IL | 17173 | Holland Energy LLC | Holland Energy Facility | 9698311 | 59933313 | 55334 | CTG1 | 55334 | CTG1 | 173807AAG | 0006 | 4.108 |  | 49.2805 | 34.512 | 34.512 | 2.2468 | 0.07452 | 2022 | 130 | 19 | 184 | 16134.0503 | 56.8815 | 221112 | -88.7597 | 39.2244 | 1440 | 125 | 120 |  | 150.9 | N | Natural Gas | Y | N | N | 2045 | N | 55334_G_STG1;55334_G_CTG1 | Combined Cycle | 4148 | 4639.748 | 7684
55334_G_CTG2 | IL | 17173 | Holland Energy LLC | Holland Energy Facility | 9698311 | 59933413 | 55334 | CTG2 | 55334 | CTG2 | 173807AAG | 0007 | 3.573 |  | 49.3979 | 35.9886 | 35.9886 | 2.2305 | 1.2915 | 2022 | 130 | 19 | 278 | 19275.5337 | 67.957 | 221112 | -88.7592 | 39.2244 | 1760 | 125 | 120 |  | 145.5 | N | Natural Gas | Y | N | N | 2045 | N |  | Combined Cycle | 4152 | 4661.437 | 7684
879_B_52 | IL | 17179 | Midwest Generation LLC | Powerton | 8199411 | 5805313 |  |  | 879 | 52 | 179801AAA | 0029 | 160.298 |  | 1505.694 | 118.2402 | 91.056 | 1487.482 | 21.6358 | 2022 | 494 | 34 | 308 | 29732.4505 | 32.7346 | 221112 | -89.6787 | 40.5407 | 8230 | 125 | 100 | 128&140&206&207&99 | 384 | N | Subbituminous | Y | N | N | 2027 | N | 879_B_52;879_B_51 | Coal Steam | 1 |  | 11380
879_B_62 | IL | 17179 | Midwest Generation LLC | Powerton | 8199411 | 5804813 |  |  | 879 | 62 | 179801AAA | 0031 | 169.917 |  | 1597.143 | 125.4355 | 96.5971 | 1577.836 | 22.9436 | 2022 | 494 | 34 | 308 | 29732.4505 | 32.7346 | 221112 | -89.6787 | 40.5407 | 8230 | 125 | 100 |  | 384 | N | Subbituminous | Y | N | N | 2027 | N | 879_B_62;879_B_61 | Coal Steam | 1 |  | 11525
7760_G_1 | IL | 17183 | Tilton Energy Center | Tilton | 5553011 | 26964713 | 7760 | 1 | 7760 | 1 | 183090AAE | 0001 | 6.503 |  | 5.9493 | 0.10176 | 0.10176 | 0.0336 | 0.11328 | 2022 | 45 | 10 | 835 | 969.1666 | 12.3348 | 221112 | -87.6536 | 40.1064 | 410 | 125 | 120 |  | 45.5 | N | Natural Gas | Y | N | N | 2045 | N |  | Combustion Turbine | 384 | 384.6501 | 10831
7760_G_2 | IL | 17183 | Tilton Energy Center | Tilton | 5553011 | 60331613 | 7760 | 2 | 7760 | 2 | 183090AAE | 0002 | 5.4332 |  | 6.7476 | 0.1131 | 0.1131 | 0.039 | 0.12398 | 2022 | 45 | 10 | 835 | 969.1666 | 12.3348 | 221112 | -87.6536 | 40.1062 | 410 | 125 | 120 |  | 45.5 | N | Natural Gas | Y | N | N | 2045 | N |  | Combustion Turbine | 435 | 435.72 | 10831
7760_G_3 | IL | 17183 | Tilton Energy Center | Tilton | 5553011 | 60331713 | 7760 | 3 | 7760 | 3 | 183090AAE | 0003 | 6.1133 |  | 6.1112 | 0.096 | 0.096 | 0.0341 | 0.1056 | 2022 | 45 | 10 | 835 | 969.1666 | 12.3348 | 221112 | -87.6536 | 40.1059 | 410 | 125 | 120 |  | 46 | N | Natural Gas | Y | N | N | 2045 | N |  | Combustion Turbine | 384 | 380.51 | 10832
7760_G_4 | IL | 17183 | Tilton Energy Center | Tilton | 5553011 | 60331813 | 7760 | 4 | 7760 | 4 | 183090AAE | 0004 | 6.5118 |  | 6.324 | 0.1012 | 0.1012 | 0.033 | 0.1104 | 2022 | 45 | 10 | 835 | 969.1666 | 12.3348 | 221112 | -87.6536 | 40.1057 | 410 | 125 | 120 |  | 46.1 | N | Natural Gas | Y | N | N | 2045 | N |  | Combustion Turbine | 368 | 368.7299 | 10832
55856_B_PC1 | IL | 17189 | Prairie State Generating Station | Prairie State Generating Station | 10857911 | 96564813 | 55856 | 01 | 55856 | PC1 | 189808AAB | 0004 | 48.3605 |  | 1981.2596 | 279.0576 | 124.864 | 5152.923 | 16.1154 | 2022 | 700 | 28 | 134 | 37409.0674 | 60.729 | 221112 | -89.667 | 38.2793 | 7450 | 125 | 100 |  | 815 | N | Bituminous | Y | N | N | 2045 | N | 55856_G_PC1;55856_B_PC1 | Coal Steam | 7857 | 7839.5996 | 9391
55856_B_PC2 | IL | 17189 | Prairie State Generating Station | Prairie State Generating Station | 10857911 | 96564913 | 55856 | 02 | 55856 | PC2 | 189808AAB | 0005 | 34.9201 |  | 1717.2684 | 353.0621 | 116.6786 | 4024.6755 | 9.2068 | 2022 | 700 | 28 | 134 | 37409.0674 | 60.729 | 221112 | -89.6669 | 38.2793 | 7450 | 125 | 100 |  | 815 | N | Bituminous | Y | N | N | 2045 | N | 55856_B_PC2;55856_G_PC2 | Coal Steam | 835 | 7162.2007 | 9346
55199_G_GT1 | IL | 17197 | Elwood Energy LLC | Elwood Energy LLC | 4506411 | 88700413 | 55199 | 1 | 55199 | GT1 | 197808AAG | 0008 | 0.02198 |  | 0.8871 | 0.11214 | 0.11214 | 0.0131 | 0.04718 | 2022 | 125 | 19 | 1095 | 24933.3338 | 87.9039 | 221112 | -88.1238 | 41.4374 | 2060 | 125 | 120 |  | 150 | N | Natural Gas | Y | N | N | 2045 | N |  | Combustion Turbine | 28 | 28.1 | 11361
55199_G_GT2 | IL | 17197 | Elwood Energy LLC | Elwood Energy LLC | 4506411 | 88701013 | 55199 | 2 | 55199 | GT2 | 197808AAG | 0009 | 0.03471 |  | 1.1937 | 0.16361 | 0.16361 | 0.0181 | 0.054795 | 2022 | 125 | 19 | 1095 | 24933.3338 | 87.9039 | 221112 | -88.1238 | 41.4378 | 2060 | 125 | 120 |  | 150 | N | Natural Gas | Y | N | N | 2045 | N |  | Combustion Turbine | 39 | 39.16 | 11361
55199_G_GT3 | IL | 17197 | Elwood Energy LLC | Elwood Energy LLC | 4506411 | 88701113 | 55199 | 3 | 55199 | GT3 | 197808AAG | 0010 | 31.1147 |  | 2.0513 | 0.27522 | 0.27522 | 0.0308 | 0.09042 | 2022 | 125 | 19 | 1095 | 24933.3338 | 87.9039 | 221112 | -88.1239 | 41.4388 | 2060 | 125 | 120 |  | 150 | N | Natural Gas | Y | N | N | 2045 | N |  | Combustion Turbine | 66 | 66.83 | 11361
55199_G_GT4 | IL | 17197 | Elwood Energy LLC | Elwood Energy LLC | 4506411 | 88701213 | 55199 | 4 | 55199 | GT4 | 197808AAG | 0011 | 0.02142 |  | 0.8195 | 0.112 | 0.112 | 0.0126 | 0.0455 | 2022 | 125 | 19 | 1095 | 24933.3338 | 87.9039 | 221112 | -88.1239 | 41.4392 | 2060 | 125 | 120 | 205 | 150 | N | Natural Gas | Y | N | N | 2045 | N |  | Combustion Turbine | 28 | 28.07 | 11361
55199_G_GT5 | IL | 17197 | Elwood Energy LLC | Elwood Energy LLC | 4506411 | 88700913 | 55199 | 5 | 55199 | GT5 | 197808AAG | 0012 | 0.09701 |  | 4.7168 | 0.68619 | 0.68619 | 0.0754 | 0.16198 | 2022 | 125 | 19 | 1095 | 24933.3338 | 87.9039 | 221112 | -88.1154 | 41.4404 | 2080 | 125 | 120 |  | 150 | N | Natural Gas | Y | N | N | 2045 | N |  | Combustion Turbine | 178 | 177.95 | 11361
55199_G_GT6 | IL | 17197 | Elwood Energy LLC | Elwood Energy LLC | 4506411 | 88700813 | 55199 | 6 | 55199 | GT6 | 197808AAG | 0013 | 0.1197 |  | 6.5417 | 1.0666 | 1.0666 | 0.1176 | 0.18695 | 2022 | 125 | 19 | 1059 | 24933.3338 | 87.9039 | 221112 | -88.1155 | 41.4407 | 1990 | 125 | 120 |  | 150 | N | Natural Gas | Y | N | N | 2045 | N |  | Combustion Turbine | 269 | 269.44 | 11361
55199_G_GT7 | IL | 17197 | Elwood Energy LLC | Elwood Energy LLC | 4506411 | 88700713 | 55199 | 7 | 55199 | GT7 | 197808AAG | 0014 | 0.058695 |  | 3.0616 | 0.48568 | 0.48568 | 0.0545 | 0.09933 | 2022 | 125 | 19 | 1059 | 24933.3338 | 87.9039 | 221112 | -88.1155 | 41.4418 | 2080 | 125 | 120 |  | 150 | N | Natural Gas | Y | N | N | 2045 | N |  | Combustion Turbine | 129 | 128.88 | 11361
55199_G_GT8 | IL | 17197 | Elwood Energy LLC | Elwood Energy LLC | 4506411 | 88700613 | 55199 | 8 | 55199 | GT8 | 197808AAG | 0015 | 0.097375 |  | 4.9199 | 0.79438 | 0.79438 | 0.0888 | 0.1558 | 2022 | 125 | 19 | 1059 | 24933.3338 | 87.9039 | 221112 | -88.1155 | 41.4422 | 2080 | 125 | 120 | 205 | 150 | N | Natural Gas | Y | N | N | 2045 | N |  | Combustion Turbine | 205 | 205.41 | 11361
55199_G_GT9 | IL | 17197 | Elwood Energy LLC | Elwood Energy LLC | 4506411 | 88700513 | 55199 | 9 | 55199 | GT9 | 197808AAG | 0016 | 0.13708 |  | 7.1139 | 1.1547 | 1.1547 | 0.13 | 0.21903 | 2022 | 125 | 19 | 1059 | 24933.3338 | 87.9039 | 221112 | -88.1154 | 41.4427 | 2080 | 125 | 120 |  | 150 | N | Natural Gas | Y | N | N | 2045 | N |  | Combustion Turbine | 298 | 298.01 | 11361
55222_G_CTG1 | IL | 17197 | Lincoln Generating Facility | Lincoln Generating Facility | 4590011 | 28414613 | 55222 | CTG-1 | 55222 | CTG1 | 197811AAH | 0001 | 0.070335 |  | 0.0773 | 0.00918 | 0.00918 | 0.0018 | 0.00306 | 2022 | 71 | 19.1 | 992 | 15050.0003 | 52.5055 | 221112 | -87.9455 | 41.3933 | 1000 | 125 | 120 | 205 | 77.5 | N | Natural Gas | Y | N | N | 2045 | N |  | Combustion Turbine | 9 | 8.77 | 12857
55222_G_CTG2 | IL | 17197 | Lincoln Generating Facility | Lincoln Generating Facility | 4590011 | 28414713 | 55222 | CTG-2 | 55222 | CTG2 | 197811AAH | 0002 | 0.0738 |  | 0.1002 | 0.00963 | 0.00963 | 0.0019 | 0.003195 | 2022 | 71 | 19.1 | 992 | 15050.0003 | 52.5055 | 221112 | -87.945 | 41.3933 | 1000 | 125 | 120 |  | 77.8 | N | Natural Gas | Y | N | N | 2045 | N |  | Combustion Turbine | 9 | 9.35 | 12857
55222_G_CTG3 | IL | 17197 | Lincoln Generating Facility | Lincoln Generating Facility | 4590011 | 28414813 | 55222 | CTG-3 | 55222 | CTG3 | 197811AAH | 0003 | 0.04383 |  | 0.0532 | 0.00573 | 0.00573 | 0.001 | 0.00192 | 2022 | 71 | 19.1 | 992 | 15050.0003 | 52.5055 | 221112 | -87.9445 | 41.3933 | 1000 | 125 | 120 |  | 78 | N | Natural Gas | Y | N | N | 2045 | N |  | Combustion Turbine | 6 | 5.86 | 12857
55222_G_CTG4 | IL | 17197 | Lincoln Generating Facility | Lincoln Generating Facility | 4590011 | 28414913 | 55222 | CTG-4 | 55222 | CTG4 | 197811AAH | 0004 | 0.04347 |  | 0.055 | 0.00567 | 0.00567 | 0.0011 | 0.00189 | 2022 | 71 | 19.1 | 992 | 15050.0003 | 52.5055 | 221112 | -87.944 | 41.3933 | 1000 | 125 | 120 |  | 78 | N | Natural Gas | Y | N | N | 2045 | N |  | Combustion Turbine | 6 | 6.29 | 12857
55222_G_CTG5 | IL | 17197 | Lincoln Generating Facility | Lincoln Generating Facility | 4590011 | 28415413 | 55222 | CTG-5 | 55222 | CTG5 | 197811AAH | 0005 | 0.01998 |  | 0.0265 | 0.00261 | 0.00261 | 0.0005 | 0.00087 | 2022 | 71 | 19.1 | 992 | 15050.0003 | 52.5055 | 221112 | -87.9434 | 41.3933 | 1000 | 125 | 120 |  | 77.5 | N | Natural Gas | Y | N | N | 2045 | N |  | Combustion Turbine | 2 | 2.25 | 12857
55222_G_CTG6 | IL | 17197 | Lincoln Generating Facility | Lincoln Generating Facility | 4590011 | 28414513 | 55222 | CTG-6 | 55222 | CTG6 | 197811AAH | 0006 | 0.0345 |  | 0.0317 | 0.0045 | 0.0045 | 0.0008 | 0.0015 | 2022 | 71 | 19.1 | 992 | 15050.0003 | 52.5055 | 221112 | -87.9429 | 41.3933 | 1000 | 125 | 120 |  | 77.3 | N | Natural Gas | Y | N | N | 2045 | N |  | Combustion Turbine | 4 | 3.94 | 12857
55222_G_CTG7 | IL | 17197 | Lincoln Generating Facility | Lincoln Generating Facility | 4590011 | 28415313 | 55222 | CTG-7 | 55222 | CTG7 | 197811AAH | 0007 | 0.01939 |  | 0.0255 | 0.00253 | 0.00253 | 0.0005 | 0.00084 | 2022 | 71 | 19.1 | 992 | 15050.0003 | 52.5055 | 221112 | -87.9424 | 41.3933 | 1000 | 125 | 120 |  | 78.2 | N | Natural Gas | Y | N | N | 2045 | N |  | Combustion Turbine | 2 | 2.32 | 12857
55222_G_CTG8 | IL | 17197 | Lincoln Generating Facility | Lincoln Generating Facility | 4590011 | 28415513 | 55222 | CTG-8 | 55222 | CTG8 | 197811AAH | 0008 | 0.01984 |  | 0.0279 | 0.00259 | 0.00259 | 0.0005 | 0.00086 | 2022 | 71 | 19.1 | 992 | 15050.0003 | 52.5055 | 221112 | -87.9418 | 41.3933 | 1000 | 125 | 120 |  | 78.6 | N | Natural Gas | Y | N | N | 2045 | N |  | Combustion Turbine | 2 | 2.35 | 12857
55250_G_UPG1 | IL | 17197 | University Park Energy LLC | University Park South | 4688511 | 28348613 | 55250 | UP1 | 55250 | UPG1 | 197899AAB | 0001 | 0.832 |  | 7.6031 | 0.247 | 0.247 | 0.0207 | 0.026 | 2022 | 46 | 9.5 | 950 | 5566.6667 | 78.5024 | 221112 | -87.7529 | 41.4412 | 272 | 125 | 120 |  | 50 | N | Natural Gas | Y | N | N | 2045 | N |  | Combustion Turbine | 260 | 260.36 | 11823
55250_G_UPG2 | IL | 17197 | University Park Energy LLC | University Park South | 4688511 | 60403513 | 55250 | UP2 | 55250 | UPG2 | 197899AAB | 0002 | 0.693 |  | 6.5932 | 0.2268 | 0.2268 | 0.0181 | 0.0252 | 2022 | 46 | 9.5 | 950 | 5566.6667 | 78.5024 | 221112 | -87.753 | 41.4412 | 272 | 125 | 120 |  | 50 | N | Natural Gas | Y | N | N | 2045 | N |  | Combustion Turbine | 252 | 252 | 11824
55250_G_UPG3 | IL | 17197 | University Park Energy LLC | University Park South | 4688511 | 60403913 | 55250 | UP3 | 55250 | UPG3 | 197899AAB | 0003 | 1.1165 |  | 11.046 | 0.3654 | 0.3654 | 0.0334 | 0.0406 | 2022 | 46 | 9.5 | 950 | 5566.6667 | 78.5024 | 221112 | -87.7529 | 41.4409 | 272 | 125 | 120 |  | 50 | N | Natural Gas | Y | N | N | 2045 | N |  | Combustion Turbine | 406 | 405.59 | 11824
55250_G_UPG4 | IL | 17197 | University Park Energy LLC | University Park South | 4688511 | 60404013 | 55250 | UP4 | 55250 | UPG4 | 197899AAB | 0004 | 1.1103 |  | 10.9935 | 0.3771 | 0.3771 | 0.0344 | 0.0419 | 2022 | 46 | 9.5 | 950 | 5566.6667 | 78.5024 | 221112 | -87.753 | 41.4409 | 272 | 125 | 120 |  | 50 | N | Natural Gas | Y | N | N | 2045 | N |  | Combustion Turbine | 419 | 419.2701 | 11824
55250_G_UPG5 | IL | 17197 | University Park Energy LLC | University Park South | 4688511 | 60404113 | 55250 | UP5 | 55250 | UPG5 | 197899AAB | 0005 | 0.928 |  | 9.001 | 0.288 | 0.288 | 0.0267 | 0.032 | 2022 | 46 | 9.5 | 950 | 5566.6667 | 78.5024 | 221112 | -87.7529 | 41.4406 | 272 | 125 | 120 |  | 50 | N | Natural Gas | Y | N | N | 2045 | N |  | Combustion Turbine | 320 | 319.64 | 11824
55250_G_UPG6 | IL | 17197 | University Park Energy LLC | University Park South | 4688511 | 60404213 | 55250 | UP6 | 55250 | UPG6 | 197899AAB | 0006 | 0.9193 |  | 9.0154 | 0.2853 | 0.2853 | 0.026 | 0.0317 | 2022 | 46 | 9.5 | 950 | 5566.6667 | 78.5024 | 221112 | -87.753 | 41.4406 | 272 | 125 | 120 |  | 50 | N | Natural Gas | Y | N | N | 2045 | N |  | Combustion Turbine | 317 | 317.22 | 11824
55253_G_GT1 | IL | 17197 | Crete Energy Park | Crete Energy Venture LLC | 4106911 | 34121313 | 55253 | GT1 | 55253 | GT1 | 197030AAO | 0002 | 0.32379 |  | 0.8801 | 0.21801 | 0.21801 | 0.02 | 0.02322 | 2022 | 56 | 13.91 | 960 | 13133.3335 | 86.3885 | 221112 | -87.618 | 41.4291 | 930 | 125 | 120 |  | 75 | N | Natural Gas | Y | N | N | 2045 | N |  | Combustion Turbine | 86 | 86.28 | 13065
55253_G_GT2 | IL | 17197 | Crete Energy Park | Crete Energy Venture LLC | 4106911 | 88709713 | 55253 | GT2 | 55253 | GT2 | 197030AAO | 0005 | 0.95436 |  | 0.9913 | 0.24799 | 0.24799 | 0.0224 | 0.026235 | 2022 | 56 | 13.91 | 960 | 13133.3335 | 86.3885 | 221112 | -87.6186 | 41.4291 | 930 | 125 | 120 |  | 75 | N | Natural Gas | Y | N | N | 2045 | N |  | Combustion Turbine | 99 | 98.87 | 13065
55253_G_GT3 | IL | 17197 | Crete Energy Park | Crete Energy Venture LLC | 4106911 | 88709613 | 55253 | GT3 | 55253 | GT3 | 197030AAO | 0006 | 1.0097 |  | 1.5901 | 0.32065 | 0.32065 | 0.029 | 0.03388 | 2022 | 56 | 13.91 | 960 | 13133.3335 | 86.3885 | 221112 | -87.6192 | 41.4291 | 930 | 125 | 120 |  | 75 | N | Natural Gas | Y | N | N | 2045 | N |  | Combustion Turbine | 121 | 121.27 | 13065
55253_G_GT4 | IL | 17197 | Crete Energy Park | Crete Energy Venture LLC | 4106911 | 88709513 | 55253 | GT4 | 55253 | GT4 | 197030AAO | 0007 | 0.5922 |  | 0.9929 | 0.2226 | 0.2226 | 0.0194 | 0.02352 | 2022 | 56 | 13.91 | 960 | 13133.3335 | 86.3885 | 221112 | -87.6197 | 41.4291 | 930 | 125 | 120 |  | 75 | N | Natural Gas | Y | N | N | 2045 | N |  | Combustion Turbine | 84 | 83.85 | 13065
55640_G_1 | IL | 17197 | LSP University Park LLC | University Park North | 9701111 | 53540313 | 55640 | CT01 | 55640 | 1 | 197899AAC | 0001 | 0.3876 |  | 1.0034 | 0.3162 | 0.3162 | 0.0194 | 0.0714 | 2022 | 85 | 10 | 847 | 6150.0001 | 78.2727 | 221112 | -87.7531 | 41.4432 | 457 | 125 | 120 |  | 45 | N | Natural Gas | Y | N | N | 2045 | N |  | Combustion Turbine | 204 | 203.63 | 10745
55640_G_10 | IL | 17197 | LSP University Park LLC | University Park North | 9701111 | 53541213 | 55640 | CT10 | 55640 | 10 | 197899AAC | 0010 | 0.71575 |  | 1.4635 | 0.63395 | 0.63395 | 0.0405 | 0.1227 | 2022 | 85 | 10 | 847 | 6150.0001 | 78.2727 | 221112 | -87.751 | 41.4434 | 457 | 125 | 120 |  | 45 | N | Natural Gas | Y | N | N | 2045 | N |  | Combustion Turbine | 409 | 408.86 | 10745
55640_G_11 | IL | 17197 | LSP University Park LLC | University Park North | 9701111 | 53541313 | 55640 | CT11 | 55640 | 11 | 197899AAC | 0011 | 0.66255 |  | 2.0597 | 0.9465 | 0.9465 | 0.0619 | 0.1893 | 2022 | 85 | 10 | 847 | 6150.0001 | 78.2727 | 221112 | -87.7508 | 41.4434 | 457 | 125 | 120 |  | 45 | N | Natural Gas | Y | N | N | 2045 | N |  | Combustion Turbine | 631 | 630.5699 | 10745
55640_G_12 | IL | 17197 | LSP University Park LLC | University Park North | 9701111 | 53541413 | 55640 | CT12 | 55640 | 12 | 197899AAC | 0012 | 0.854 |  | 2.0004 | 1.0065 | 1.0065 | 0.0599 | 0.183 | 2022 | 85 | 10 | 847 | 6150.0001 | 78.2727 | 221112 | -87.7506 | 41.4434 | 457 | 125 | 120 |  | 45 | N | Natural Gas | Y | N | N | 2045 | N |  | Combustion Turbine | 610 | 610.4902 | 10745
55640_G_2 | IL | 17197 | LSP University Park LLC | University Park North | 9701111 | 53540413 | 55640 | CT02 | 55640 | 2 | 197899AAC | 0002 | 1.0527 |  | 2.1188 | 0.9251 | 0.9251 | 0.0622 | 0.1914 | 2022 | 85 | 10 | 847 | 6150.0001 | 78.2727 | 221112 | -87.7529 | 41.4432 | 457 | 125 | 120 |  | 45 | N | Natural Gas | Y | N | N | 2045 | N |  | Combustion Turbine | 638 | 638.3801 | 10745
55640_G_3 | IL | 17197 | LSP University Park LLC | University Park North | 9701111 | 53540513 | 55640 | CT03 | 55640 | 3 | 197899AAC | 0003 | 0.6776 |  | 2.0262 | 0.5544 | 0.5544 | 0.0304 | 0.1078 | 2022 | 85 | 10 | 847 | 6150.0001 | 78.2727 | 221112 | -87.7527 | 41.4432 | 457 | 125 | 120 |  | 45 | N | Natural Gas | Y | N | N | 2045 | N |  | Combustion Turbine | 308 | 307.5101 | 10745
55640_G_4 | IL | 17197 | LSP University Park LLC | University Park North | 9701111 | 53540613 | 55640 | CT04 | 55640 | 4 | 197899AAC | 0004 | 0.7755 |  | 2.0798 | 0.561 | 0.561 | 0.0321 | 0.1155 | 2022 | 85 | 10 | 847 | 6150.0001 | 78.2727 | 221112 | -87.7525 | 41.4432 | 457 | 125 | 120 |  | 45 | N | Natural Gas | Y | N | N | 2045 | N |  | Combustion Turbine | 330 | 329.67 | 10745
55640_G_5 | IL | 17197 | LSP University Park LLC | University Park North | 9701111 | 53540713 | 55640 | CT05 | 55640 | 5 | 197899AAC | 0005 | 0.73315 |  | 1.3072 | 0.49445 | 0.49445 | 0.0338 | 0.1023 | 2022 | 85 | 10 | 847 | 6150.0001 | 78.2727 | 221112 | -87.7522 | 41.4432 | 457 | 125 | 120 |  | 45 | N | Natural Gas | Y | N | N | 2045 | N |  | Combustion Turbine | 341 | 340.6801 | 10745
55640_G_6 | IL | 17197 | LSP University Park LLC | University Park North | 9701111 | 53540813 | 55640 | CT06 | 55640 | 6 | 197899AAC | 0006 | 0.83805 |  | 1.5219 | 0.7248 | 0.7248 | 0.0446 | 0.1359 | 2022 | 85 | 10 | 847 | 6150.0001 | 78.2727 | 221112 | -87.752 | 41.4432 | 457 | 125 | 120 |  | 45 | N | Natural Gas | Y | N | N | 2045 | N |  | Combustion Turbine | 453 | 452.4699 | 10745
55640_G_7 | IL | 17197 | LSP University Park LLC | University Park North | 9701111 | 53540913 | 55640 | CT07 | 55640 | 7 | 197899AAC | 0007 | 0.495 |  | 0.8003 | 0.363 | 0.363 | 0.0216 | 0.077 | 2022 | 85 | 10 | 847 | 6150.0001 | 78.2727 | 221112 | -87.7517 | 41.4432 | 457 | 125 | 120 | 139 | 45 | N | Natural Gas | Y | N | N | 2045 | N |  | Combustion Turbine | 220 | 220.17 | 10745
55640_G_8 | IL | 17197 | LSP University Park LLC | University Park North | 9701111 | 53541013 | 55640 | CT08 | 55640 | 8 | 197899AAC | 0008 | 0.91575 |  | 1.5297 | 0.67155 | 0.67155 | 0.0403 | 0.1221 | 2022 | 85 | 10 | 847 | 6150.0001 | 78.2727 | 221112 | -87.7515 | 41.4432 | 457 | 125 | 120 |  | 45 | N | Natural Gas | Y | N | N | 2045 | N |  | Combustion Turbine | 407 | 407.13 | 10745
55640_G_9 | IL | 17197 | LSP University Park LLC | University Park North | 9701111 | 53541113 | 55640 | CT09 | 55640 | 9 | 197899AAC | 0009 | 0.8412 |  | 2.6406 | 1.1216 | 1.1216 | 0.0688 | 0.2103 | 2022 | 85 | 10 | 847 | 6150.0001 | 78.2727 | 221112 | -87.7513 | 41.4434 | 457 | 125 | 120 |  | 45 | N | Natural Gas | Y | N | N | 2045 | N |  | Combustion Turbine | 701 | 700.9399 | 10745
384_B_72 | IL | 17197 | Midwest Generation LLC | Joliet 29 | 7973011 | 2981413 |  |  | 384 | 72 | 197809AAO | 0031 | 19.8432 |  | 136.6131 | 0.81934 | 0.81934 | 0.9 | 0.33069 | 2022 | 550 | 17 | 350 | 19966.667 | 87.9312 | 221112 | -88.1245 | 41.4947 | 3020 | 125 | 100 |  | 259 | N | Natural Gas | Y | N | N | 2023 | N | 384_B_72;384_B_71 | O/G Steam | 1125 |  | 11615
384_B_82 | IL | 17197 | Midwest Generation LLC | Joliet 29 | 7973011 | 2980313 |  |  | 384 | 82 | 197809AAO | 0033 | 66.0373 |  | 127.7457 | 0.6059 | 0.50104 | 0.8 | 0.12229 | 2022 | 550 | 17 | 350 | 19966.667 | 87.9312 | 221112 | -88.124 | 41.4952 | 3190 | 125 | 100 |  | 259 | N | Natural Gas | Y | N | N | 2023 | N | 384_B_81;384_B_82 | O/G Steam | 955 |  | 11615
874_B_5 | IL | 17197 | Midwest Generation LLC | Joliet 9 | 7973011 | 2982713 | 874 | 5 | 874 | 5 | 197809AAO | 0009 | 6.8726 |  | 4.8761 | 0.042545 | 0.035194 | 0.0351 | 0.45 | 2022 | 450 | 13.5 | 288 | 12583.3335 | 87.8746 | 221112 | -88.1151 | 41.4932 | 3540 | 125 | 100 |  | 314 | N | Natural Gas | Y | N | N | 2023 | N |  | O/G Steam | 891 | 883.92 | 11615
884_B_4 | IL | 17197 | Will County Generating Station |  | 8018111 | 3978313 | 884 | 4 |  |  | 197810AAK | 0016 | 223.5033 |  | 198.3538 | 30.9937 | 21.8812 | 274.3047 | 0.19517 | 2022 | 500 | 16.5 | 325 | 18205.8503 | 85.1095 | 221112 | -88.0618 | 41.6327 | 5020 | 125 | 100 |  |  |  |  | Y | N | N |  | N |  |  | 1 | 1564.75
55250_G_UPG11 | IL | 17197 | University Park Energy LLC |  | 4688511 | 60403713 | 55250 | UP11 |  |  | 197899AAB | 0011 | 0.847 |  | 7.2305 | 0.2618 | 0.2618 | 0.0222 | 0.0308 | 2022 | 46 | 9.5 | 950 | 5566.6667 | 78.5024 | 221112 | -87.7529 | 41.4399 | 272 | 125 | 120 |  |  |  |  | Y | N | N |  | N |  |  | 308 | 323.6701
55250_G_UPG7 | IL | 17197 | University Park Energy LLC |  | 4688511 | 60404313 | 55250 | UP7 |  |  | 197899AAB | 0007 | 0.9309 |  | 6.989 | 0.214 | 0.214 | 0.0154 | 0.0321 | 2022 | 46 | 9.5 | 950 | 5566.6667 | 78.5024 | 221112 | -87.7529 | 41.4404 | 272 | 125 | 120 |  |  |  |  | Y | N | N |  | N |  |  | 214 | 213.82
55250_G_UPG12 | IL | 17197 | University Park Energy LLC |  | 4688511 | 60403613 | 55250 | UP12 |  |  | 197899AAB | 0012 | 0.69695 |  | 6.5418 | 0.2367 | 0.2367 | 0.0209 | 0.0263 | 2022 | 46 | 9.5 | 950 | 5566.6667 | 78.5024 | 221112 | -87.753 | 41.4399 | 272 | 125 | 120 |  |  |  |  | Y | N | N |  | N |  |  | 263 | 270.98
55250_G_UPG8 | IL | 17197 | University Park Energy LLC |  | 4688511 | 60404413 | 55250 | UP8 |  |  | 197899AAB | 0008 | 0.7264 |  | 6.2338 | 0.21565 | 0.21565 | 0.0173 | 0.0227 | 2022 | 46 | 9.5 | 950 | 5566.6667 | 78.5024 | 221112 | -87.753 | 41.4404 | 272 | 125 | 120 |  |  |  |  | Y | N | N |  | N |  |  | 227 | 229.24
55250_G_UPG9 | IL | 17197 | University Park Energy LLC |  | 4688511 | 60404513 | 55250 | UP9 |  |  | 197899AAB | 0009 | 0.7072 |  | 5.5506 | 0.1664 | 0.1664 | 0.01 | 0.0208 | 2022 | 46 | 9.5 | 950 | 5566.6667 | 78.5024 | 221112 | -87.7529 | 41.4401 | 272 | 125 | 120 |  |  |  |  | Y | N | N |  | N |  |  | 208 | 264.0599
55250_G_UPG10 | IL | 17197 | University Park Energy LLC |  | 4688511 | 60403813 | 55250 | UP10 |  |  | 197899AAB | 0010 | 0.66 |  | 5.3336 | 0.1672 | 0.1672 | 0.0095 | 0.0264 | 2022 | 46 | 9.5 | 950 | 5566.6667 | 78.5024 | 221112 | -87.753 | 41.4401 | 272 | 125 | 120 |  |  |  |  | Y | N | N |  | N |  |  | 176 | 180.35
884_B_3 | IL | 17197 | Will County Generating Station |  | 8018111 | 3978013 | 884 | 3 |  |  | 197810AAK | 0014 | 0 |  | 0 | 0 | 0 | 0 | 0 | 2022 | 468 | 21.6 | 247 | 12819.9335 | 34.9714 | 221112 | -88.0619 | 41.6332 | 2710 | 125 | 100 |  |  |  |  | N | N | N |  | N |  |  | 1
976_B_123 | IL | 17199 | Southern Illinois Power Coop | Marion | 8164511 | 60406513 | 976 | 123 | 976 | 123 | 199856AAC | 0014 | 791.91 |  | 446.5451 | 27.5283 | 0.26397 | 2792.4616 | 26.7741 | 2022 | 194 | 10.8 | 246 | 3671.65 | 40.0635 | 221112 | -88.9523 | 37.6193 | 1400 | 125 | 100 |  | 120 | N | Bituminous | Y | N | N | 2030 | N |  | Coal Steam | 7542 | 7541.8906 | 11487
976_G_5 | IL | 17199 | Southern Illinois Power Coop | Marion | 8164511 | 60406313 | 976 | 5 | 976 | 5 | 199856AAC | 0012 | 0.7273 |  | 16.016 | 0.33791 | 0.28835 | 3.986 | 0.14474 | 2022 | 38 | 3.4 | 603 | 680.6 | 74.9323 | 221112 | -88.9614 | 37.6197 | 969 | 125 | 120 |  | 70 | N | Natural Gas, Distillate Fuel Oil | Y | N | N | 2045 | N |  | Combustion Turbine | 18 | 738.7998 | 13433
976_G_6 | IL | 17199 | Southern Illinois Power Coop | Marion | 8164511 | 60406413 | 976 | 6 | 976 | 6 |  |  | 0.90105 |  | 9.463 | 0.37605 | 0.321 | 0.4356 | 0.18009 |  | 38 | 3.4 | 603 | 680.6 | 74.9323 | 221112 | -88.9621 | 37.6196 |  | 125 | 120 |  | 70 | N | Natural Gas, Distillate Fuel Oil | Y | N | N | 2045 | N |  | Combustion Turbine |  | 902.2393 | 13434
55238_G_0001 | IL | 17201 | Rockford Energy Center | NRG Rockford I | 9698111 | 53429113 | 55238 | 0001 | 55238 | 0001 | 201030BCG | 0001 | 7.4536 |  | 5.4043 | 0.924 | 0.924 | 0.0857 | 0.5632 | 2022 | 82 | 21 | 1008 | 30466.6672 | 87.9268 | 221112 | -89.103 | 42.2407 | 1560 | 125 | 120 |  | 184.3 | N | Natural Gas | Y | N | N | 2045 | N |  | Combustion Turbine | 176 | 176.18 | 10984
55238_G_0002 | IL | 17201 | Rockford Energy Center | NRG Rockford I | 9698111 | 53429213 | 55238 | 0002 | 55238 | 0002 | 201030BCG | 0002 | 15.1848 |  | 10.6723 | 1.7649 | 1.7649 | 0.1625 | 1.1655 | 2022 | 82 | 21 | 1008 | 30466.6672 | 87.9268 | 221112 | -89.1025 | 42.2407 | 1560 | 125 | 120 |  | 181.6 | N | Natural Gas | Y | N | N | 2045 | N |  | Combustion Turbine | 333 | 333.11 | 10985
55936_G_GT3 | IL | 17201 | Rockford Energy Center | NRG Rockford II Energy Center | 9698111 | 53429313 | 55936 | U1 | 55936 | GT3 |  |  | 16.6615 |  | 17.3984 | 2.1052 | 2.1052 | 0.192 | 1.5438 |  | 88 | 21 | 1008 | 30466.6672 | 87.9268 | 221112 | -89.1009 | 42.2386 |  | 125 | 120 |  | 179.1 | N | Natural Gas | Y | N | N | 2045 | N |  | Combustion Turbine |  | 400.5701 | 10745
55502_G_1100 | IN | 18029 | Lawrenceberg Power LLC | Lawrenceburg Power, LLC | 10715711 | 58635713 | 55502 | 1 | 55502 | 1100 | 00033 | 001 | 18.49 | 12.07 | 76.989 | 25.86 | 24.39 | 4.6835 | 1.4 | 2022 | 195 | 18 | 177 | 17570.8836 | 69 | 221112 | -84.8666 | 39.0908 | 2250 | 125 | 140 |  | 166 | N | Natural Gas | Y | N | N | 9999 | N | 55502_G_1100;55502_G_0100 | Combined Cycle |  | 7995.0605 | 7098
55502_G_1200 | IN | 18029 | Lawrenceberg Power LLC | Lawrenceburg Power, LLC | 10715711 | 58635813 | 55502 | 2 | 55502 | 1200 | 00033 | 002 | 8.5 | 13.89 | 70.469 | 22.23 | 20.72 | 4.7165 | 1.42 | 2022 | 195 | 18 | 177 | 17570.8836 | 69 | 221112 | -84.8666 | 39.0908 | 2250 | 125 | 140 |  | 171 | N | Natural Gas | Y | N | N | 9999 | N |  | Combined Cycle |  | 8112.7896 | 7098
55502_G_2100 | IN | 18029 | Lawrenceberg Power LLC | Lawrenceburg Power, LLC | 10715711 | 58635913 | 55502 | 3 | 55502 | 2100 | 00033 | 003 | 25.54 | 17.95 | 72.517 | 18.76 | 17.24 | 4.7279 | 1.44 | 2022 | 195 | 18 | 177 | 17570.8836 | 69 | 221112 | -84.8666 | 39.0908 | 2250 | 125 | 140 |  | 166 | N | Natural Gas | Y | N | N | 9999 | N | 55502_G_2100;55502_G_0200 | Combined Cycle |  | 8210.8896 | 7098
55502_G_2200 | IN | 18029 | Lawrenceberg Power LLC | Lawrenceburg Power, LLC | 10715711 | 58636013 | 55502 | 4 | 55502 | 2200 | 00033 | 004 | 12.57 | 13.88 | 72.0592 | 19.3 | 17.74 | 4.7337 | 1.47 | 2022 | 195 | 18 | 177 | 17570.8836 | 69 | 221112 | -84.8666 | 39.0908 | 2250 | 125 | 140 |  | 171 | N | Natural Gas | Y | N | N | 9999 | N |  | Combined Cycle |  | 8352.75 | 7098
6113_B_1 | IN | 18051 | Duke Energy Indiana LLC - Gibson Genera | Gibson | 7363111 | 10573513 | 6113 | 1 | 6113 | 1 | 00013 | 001 | 224.8537 | 0.49179 | 1047.1073 | 271.8583 | 260.8127 | 722.2716 | 26.8627 | 2022 | 620 | 25 | 130 | 34361.1673 | 70 | 221112 | -87.7658 | 38.3703 | 6500 | 125 | 100 |  | 630 | N | Bituminous | Y | N | N | 2035 | N |  | Coal Steam |  | 5452.3706 | 10394
6113_B_2 | IN | 18051 | Duke Energy Indiana LLC - Gibson Genera | Gibson | 7363111 | 10573413 | 6113 | 2 | 6113 | 2 | 00013 | 002 | 224.7486 | 0.50118 | 1101.8719 | 259.8229 | 252.1167 | 910.9897 | 26.8453 | 2022 | 620 | 25 | 130 | 34361.1673 | 70 | 221112 | -87.7658 | 38.3703 | 6800 | 125 | 100 |  | 630 | N | Bituminous | Y | N | N | 2035 | N |  | Coal Steam |  | 4989.8599 | 10508
6113_B_3 | IN | 18051 | Duke Energy Indiana LLC - Gibson Genera | Gibson | 7363111 | 10574013 | 6113 | 3 | 6113 | 3 | 00013 | 003 | 199.147 | 0.42671 | 755.6941 | 271.1262 | 252.813 | 719.1999 | 23.7961 | 2022 | 620 | 25 | 130 | 36324.6673 | 74 | 221112 | -87.7681 | 38.3712 | 7300 | 125 | 100 |  | 630 | N | Bituminous | Y | N | N | 2029 | N |  | Coal Steam |  | 4941.6104 | 10586
6113_B_4 | IN | 18051 | Duke Energy Indiana LLC - Gibson Genera | Gibson | 7363111 | 10574213 | 6113 | 4 | 6113 | 4 | 00013 | 004 | 247.1343 | 0.44874 | 963.1976 | 300.9068 | 288.3057 | 2002.2893 | 29.5708 | 2022 | 500 | 23.5 | 130 | 30361.5339 | 70 | 221112 | -87.7681 | 38.3721 | 7100 | 125 | 100 |  | 622 | N | Bituminous | Y | N | N | 2029 | N |  | Coal Steam |  | 5665.6606 | 10404
6113_B_5 | IN | 18051 | Duke Energy Indiana LLC - Gibson Genera | Gibson | 7363111 | 10573613 | 6113 | 5 | 6113 | 5 | 00013 | 005 | 279.39 | 0.65768 | 1182.2832 | 381.5558 | 355.4434 | 2785.9655 | 33.3546 | 2022 | 500 | 23.5 | 145 | 30450.0006 | 70 | 221112 | -87.7681 | 38.3721 | 6700 | 125 | 100 |  | 620 | N | Bituminous | Y | N | N | 2026 | N |  | Coal Steam |  | 6333.4097 | 10559
55148_G_1 | IN | 18055 | Worthington Generating Station | Worthington Generation LLC | 4560611 | 28032513 | 55148 | 1 | 55148 | 1 | 00034 | 001 | 10.4326 | 0.40912 | 10.232 | 0.85659 | 0.85659 | 0.066 | 0.65204 | 2020 | 45 | 9 | 821 | 9350.0001 | 147 | 221122 | -87.0128 | 39.0717 | 460 | 125 | 120 |  | 41.5 | N | Natural Gas | Y | N | N | 9999 | N |  | Combustion Turbine |  | 687.58 | 11168
55148_G_2 | IN | 18055 | Worthington Generating Station | Worthington Generation LLC | 4560611 | 28032213 | 55148 | 2 | 55148 | 2 | 00034 | 002 | 9.1759 | 0.35984 | 8.0093 | 0.75341 | 0.75341 | 0.0499 | 0.57349 | 2022 | 45 | 9 | 821 | 9350.0001 | 147 | 221122 | -87.0128 | 39.0717 | 460 | 125 | 120 |  | 41.5 | N | Natural Gas | Y | N | N | 9999 | N |  | Combustion Turbine |  | 521.3902 | 11170
55148_G_3 | IN | 18055 | Worthington Generating Station | Worthington Generation LLC | 4560611 | 28032313 | 55148 | 3 | 55148 | 3 | 00034 | 003 | 10.4856 | 0.4112 | 7.3076 | 0.86095 | 0.86095 | 0.0485 | 0.65535 | 2020 | 45 | 9 | 821 | 9350.0001 | 147 | 221122 | -87.0128 | 39.0717 | 460 | 125 | 120 |  | 41.5 | N | Natural Gas | Y | N | N | 9999 | N |  | Combustion Turbine |  | 504.4402 | 11172
55148_G_4 | IN | 18055 | Worthington Generating Station | Worthington Generation LLC | 4560611 | 28032413 | 55148 | 4 | 55148 | 4 | 00034 | 004 | 9.5105 | 0.37296 | 9.5511 | 0.78089 | 0.78089 | 0.0635 | 0.5944 | 2022 | 45 | 9 | 821 | 9350.0001 | 147 | 221122 | -87.0128 | 39.0717 | 460 | 125 | 120 |  | 41.5 | N | Natural Gas | Y | N | N | 9999 | N |  | Combustion Turbine |  | 663.4802 | 11173
1007_G_3 | IN | 18057 | Duke Energy Indiana LLC - Noblesville G | Noblesville | 4561111 | 91185813 | 1007 | CT3 | 1007 | 3 | 00004 | 008 | 1.1 | 15.9943 | 40.9024 | 11.776 | 11.776 | 1.1544 | 3.691 | 2022 | 175 | 13 | 241 | 5396.0001 | 40.7 | 221112 | -85.9707 | 40.0959 | 834 | 125 | 120 |  | 60 | N | Natural Gas | Y | N | N | 9999 | N |  | Combined Cycle |  | 5977.5 | 8877
1007_G_4 | IN | 18057 | Duke Energy Indiana LLC - Noblesville G | Noblesville | 4561111 | 91185913 | 1007 | CT4 | 1007 | 4 | 00004 | 009 | 2 | 16.3251 | 65.8643 | 12.0195 | 12.0195 | 1.1734 | 3.7673 | 2022 | 175 | 13 | 241 | 5396.0001 | 40.7 | 221112 | -85.9707 | 40.0959 | 834 | 125 | 120 |  | 60 | N | Natural Gas | Y | N | N | 9999 | N |  | Combined Cycle |  | 6020.54 | 8877
1007_G_5 | IN | 18057 | Duke Energy Indiana LLC - Noblesville G | Noblesville | 4561111 | 91186013 | 1007 | CT5 | 1007 | 5 | 00004 | 010 | 3.2 | 16.7917 | 43.2089 | 12.3631 | 12.3631 | 1.2067 | 3.875 | 2022 | 175 | 13 | 241 | 5396.0001 | 40.7 | 221112 | -85.9707 | 40.0959 | 834 | 125 | 120 |  | 59 | N | Natural Gas | Y | N | N | 9999 | N |  | Combined Cycle |  | 6194.4785 | 8877
7763_G_1 | IN | 18065 | Duke Energy Indiana LLC - Henry County | Henry County | 4664211 | 27969513 | 7763 | 1 | 7763 | 1 | 00032 | 001 | 27.8 | 1.0024 | 29.4594 | 2.0989 | 2.0989 | 0.1799 | 2.5688 | 2022 | 90 | 9 | 840 | 8800.0001 | 138.3 | 221112 | -85.5039 | 39.9527 | 450 | 125 | 120 |  | 40 | N | Natural Gas | Y | N | N | 9999 | N |  | Combustion Turbine |  | 1854.0614 | 11037
7763_G_2 | IN | 18065 | Duke Energy Indiana LLC - Henry County | Henry County | 4664211 | 27969613 | 7763 | 2 | 7763 | 2 | 00032 | 002 | 27.2 | 0.97937 | 30.6107 | 2.0506 | 2.0506 | 0.1725 | 2.6321 | 2022 | 90 | 9 | 840 | 8800.0001 | 138.3 | 221112 | -85.5039 | 39.9527 | 450 | 125 | 120 |  | 43 | N | Natural Gas | Y | N | N | 9999 | N |  | Combustion Turbine |  | 1775.6815 | 11037
7763_G_3 | IN | 18065 | Duke Energy Indiana LLC - Henry County | Henry County | 4664211 | 27969413 | 7763 | 3 | 7763 | 3 | 00032 | 003 | 22.8 | 1.0882 | 31.7595 | 2.2784 | 2.2784 | 0.1909 | 2.9245 | 2022 | 90 | 9 | 840 | 8800.0001 | 138.3 | 221112 | -85.5039 | 39.9527 | 450 | 125 | 120 |  | 43 | N | Natural Gas | Y | N | N | 9999 | N |  | Combustion Turbine |  | 1965.9918 | 11037
6085_G_16A | IN | 18073 | Northern Indiana Public Service Company LLC - RM Schahfer Generating Station | R M Schahfer | 7957011 | 3009713 | 6085 | 16A | 6085 | 16A | 00008 | 003 | 1.7866 |  | 0.5035 | 0.1438 | 0.1438 | 0.0015 | 0.045755 | 2022 | 50 | 23.9 | 1007 | 4205 | 9.4 | 221112 | -87.0239 | 41.2175 | 1450 | 125 | 120 |  | 78 | N | Natural Gas | Y | N | N | 9999 | N |  | Combustion Turbine |  | 11.9 | 16270
6085_G_16B | IN | 18073 | Northern Indiana Public Service Company LLC - RM Schahfer Generating Station | R M Schahfer | 7957011 | 3009813 | 6085 | 16B | 6085 | 16B | 00008 | 004 | 13.1346 |  | 39.7995 | 1.0572 | 1.0572 | 0.1061 | 0.33637 | 2022 | 50 | 23.9 | 1007 | 4205 | 9.4 | 221112 | -87.0239 | 41.2175 | 1450 | 125 | 999 |  | 77 | N | Natural Gas | Y | N | N | 9999 | N |  | Combustion Turbine |  | 369.6601 | 16270
6085_B_18 | IN | 18073 | Northern Indiana Public Service Company LLC - RM Schahfer Generating Station |  | 7957011 | 3009913 | 6085 | 18 |  |  | 00008 | 006 | 143.2553 |  | 1169.0555 | 155.2675 | 147.1195 | 237.9253 | 17.2108 | 2022 | 500 | 22.5 | 131 | 20879.967 | 52.51 | 221112 | -87.0262 | 41.2164 | 4950 | 125 | 100 | 67 |  |  |  | Y | N | N |  | N |  |  |  | 5662.0601
6085_B_17 | IN | 18073 | Northern Indiana Public Service Company LLC - RM Schahfer Generating Station |  | 7957011 | 3010013 | 6085 | 17 |  |  | 00008 | 005 | 141.4439 |  | 1086.3505 | 144.1004 | 138.7144 | 317.5767 | 16.9789 | 2022 | 500 | 22.5 | 130 | 21445.2004 | 53.94 | 221112 | -87.0239 | 41.2175 | 4950 | 125 | 100 |  |  |  |  | Y | N | N |  | N |  |  |  | 5570.9302
983_B_1 | IN | 18077 | Indiana-Kentucky Electric Corporation - | Clifty Creek | 7744211 | 1875813 | 983 | 1 | 983 | 1 | 00001 | 001 | 104.267 | 0.16782 | 333.7445 | 28.4882 | 25.9877 | 408.3523 | 8.3288 | 2022 | 982 | 31.17 | 133 | 37788.034 | 50.76 | 221112 | -85.4192 | 38.7383 | 2800 | 125 | 100 |  | 196 | N | Bituminous, Subbituminous | Y | N | N | 9999 | N |  | Coal Steam |  | 5113.7896 | 10819
983_B_2 | IN | 18077 | Indiana-Kentucky Electric Corporation - | Clifty Creek | 7744211 | 1875913 | 983 | 2 | 983 | 2 | 00001 | 002 | 148.1756 | 0.21744 | 643.1121 | 38.0366 | 35.5361 | 584.0441 | 11.8415 | 2022 | 982 | 31.17 | 133 | 37788.034 | 50.76 | 221112 | -85.4192 | 38.7383 | 2800 | 125 | 100 |  | 196 | N | Bituminous, Subbituminous | Y | N | N | 9999 | N |  | Coal Steam |  | 7209.0894 | 10723
983_B_3 | IN | 18077 | Indiana-Kentucky Electric Corporation - | Clifty Creek | 7744211 | 1876213 | 983 | 3 | 983 | 3 | 00001 | 003 | 122.2686 | 0.18816 | 560.7138 | 30.9028 | 29.0023 | 493.6537 | 9.7689 | 2022 | 982 | 31.17 | 133 | 37788.034 | 50.76 | 221112 | -85.4192 | 38.7383 | 2800 | 125 | 100 |  | 196 | N | Bituminous, Subbituminous | Y | N | N | 9999 | N |  | Coal Steam |  | 6246.541 | 10846
983_B_4 | IN | 18077 | Indiana-Kentucky Electric Corporation - | Clifty Creek | 7744211 | 1876113 | 983 | 4 | 983 | 4 | 00001 | 004 | 122.9536 | 0.18894 | 950.2882 | 32.7518 | 30.1513 | 737.8881 | 9.8237 | 2022 | 982 | 31.17 | 133 | 38714.6007 | 50.76 | 221112 | -85.4192 | 38.7383 | 2800 | 125 | 100 |  | 196 | N | Bituminous, Subbituminous | Y | N | N | 9999 | N |  | Coal Steam |  | 6392.7378 | 10734
983_B_5 | IN | 18077 | Indiana-Kentucky Electric Corporation - | Clifty Creek | 7744211 | 1876313 | 983 | 5 | 983 | 5 | 00001 | 005 | 154.5591 | 0.22465 | 1194.8965 | 39.5248 | 37.0243 | 890.8754 | 12.3521 | 2022 | 982 | 31.17 | 133 | 38714.6007 | 50.76 | 221112 | -85.4192 | 38.7383 | 2800 | 125 | 100 |  | 196 | N | Bituminous, Subbituminous | Y | N | N | 9999 | N |  | Coal Steam |  | 7749.9595 | 10727
983_B_6 | IN | 18077 | Indiana-Kentucky Electric Corporation - | Clifty Creek | 7744211 | 1876413 | 983 | 6 | 983 | 6 | 00001 | 006 | 63.3428 | 0.12158 | 862.4192 | 16.9887 | 15.5882 | 390.0862 | 5.0548 | 2022 | 982 | 31.17 | 133 | 38714.6007 | 50.76 | 221112 | -85.4192 | 38.7383 | 2800 | 125 | 100 |  | 196 | N | Bituminous, Subbituminous | Y | N | N | 9999 | N |  | Coal Steam |  | 3420.77 | 10694
1004_G_CT1 | IN | 18083 | Duke Energy Indiana LLC Edwardsport Gen | Edwardsport | 4478911 | 28309713 | 1004 | CTG1 | 1004 | CT1 | 00003 | 002 | 34.29 | 7.1421 | 411.2277 | 36.1979 | 36.1979 | 25.8652 | 4.1331 | 2022 | 175 | 18.5 | 264 | 15860.6836 | 59.055 | 221112 | -87.2476 | 38.806 | 3200 | 125 | 140 |  | 174.9 | N | Bituminous | Y | N | N | 9999 | N | 1004_G_ST;1004_G_CT1 | IGCC |  | 8211.9902 | 11371
1004_G_CT2 | IN | 18083 | Duke Energy Indiana LLC Edwardsport Gen | Edwardsport | 4478911 | 28309813 | 1004 | CTG2 | 1004 | CT2 | 00003 | 003 | 14.32 | 11.4063 | 415.2412 | 35.2248 | 35.2248 | 30.7061 | 3.9456 | 2022 | 175 | 18.5 | 264 | 15860.6836 | 59.055 | 221112 | -87.2476 | 38.806 | 3200 | 125 | 140 |  | 174.9 | N | Bituminous | Y | N | N | 9999 | N |  | IGCC |  | 8149.1089 | 11371
55224_G_CTG1 | IN | 18083 | Duke Energy Indiana LLC. - Wheatland Ge | Wheatland Generating Facility | 4479311 | 28308213 | 55224 | EU-01 | 55224 | CTG1 | 00041 | 001 | 20.16 | 21.0757 | 21.0269 | 26.8195 | 26.8195 | 0.0629 | 5.0026 | 2022 | 55 | 16.56 | 1003 | 32240.0506 | 149.7 | 221112 | -87.2931 | 38.6716 | 1600 | 125 | 120 |  | 111 | N | Natural Gas | Y | N | N | 9999 | N |  | Combustion Turbine |  | 196.27 | 13727
55224_G_CTG2 | IN | 18083 | Duke Energy Indiana LLC. - Wheatland Ge | Wheatland Generating Facility | 4479311 | 28308313 | 55224 | EU-02 | 55224 | CTG2 | 00041 | 002 | 4.75 | 22.3715 | 14.5615 | 28.4683 | 28.4683 | 0.0471 | 5.3102 | 2022 | 55 | 16.56 | 1003 | 32240.0506 | 149.7 | 221112 | -87.2931 | 38.6716 | 1600 | 125 | 120 |  | 114 | N | Natural Gas | Y | N | N | 9999 | N |  | Combustion Turbine |  | 137.06 | 13721
55224_G_CTG3 | IN | 18083 | Duke Energy Indiana LLC. - Wheatland Ge | Wheatland Generating Facility | 4479311 | 28308013 | 55224 | EU-03 | 55224 | CTG3 | 00041 | 003 | 9.28 | 7.6385 | 23.5769 | 27.6417 | 27.6417 | 0.0675 | 5.156 | 2022 | 55 | 16.56 | 1003 | 32240.0506 | 149.7 | 221112 | -87.2931 | 38.6716 | 1600 | 125 | 120 |  | 108 | N | Natural Gas | Y | N | N | 9999 | N |  | Combustion Turbine |  | 206.15 | 13721
55224_G_CTG4 | IN | 18083 | Duke Energy Indiana LLC. - Wheatland Ge | Wheatland Generating Facility | 4479311 | 28308113 | 55224 | EU-04 | 55224 | CTG4 | 00041 | 004 | 6.07 | 21.7256 | 16.199 | 27.6464 | 27.6464 | 0.0599 | 5.1568 | 2022 | 55 | 16.56 | 1003 | 32240.0506 | 149.7 | 221112 | -87.2931 | 38.6716 | 1600 | 125 | 120 |  | 111 | N | Natural Gas | Y | N | N | 9999 | N |  | Combustion Turbine |  | 182.97 | 13727
10397_B_6HPB | IN | 18089 | Cleveland-Cliffs Steel LLC | Indiana Harbor West | 3986611 | 32566913 |  |  | 10397 | 6HPB | 00318 | 022 | 37.9586 | 1.446 | 126.5286 | 3.4343 | 3.4343 | 0.27113 | 2.4854 | 2022 | 150 | 9.5 | 770 | 7076.0168 | 99.83 | 331110 | -87.4592 | 41.6512 | 454 | 138 | 100 |  | 11.1 | Y | Fossil Waste | N | Y | N | 9999 | N |  | Fossil Waste |  |  | 5172
10397_B_7HPB | IN | 18089 | Cleveland-Cliffs Steel LLC | Indiana Harbor West | 3986611 | 32566813 |  |  | 10397 | 7HPB | 00318 | 023 | 73.7307 | 2.1511 | 189.4211 | 12.4302 | 12.4302 | 20.187 | 4.7278 | 2022 | 150 | 9.5 | 770 | 7076.0168 | 99.83 | 331110 | -87.4592 | 41.6512 | 454 | 138 | 100 |  | 11.1 | Y | Fossil Waste | N | Y | N | 9999 | N |  | Fossil Waste |  |  | 5172
10397_B_8HPB | IN | 18089 | Cleveland-Cliffs Steel LLC | Indiana Harbor West | 3986611 | 32566313 |  |  | 10397 | 8HPB | 00318 | 024 | 133.0839 | 3.0477 | 270.3531 | 28.5099 | 28.5099 | 61.4029 | 8.4069 | 2022 | 150 | 11.5 | 780 | 13508.7669 | 130.06 | 331110 | -87.4592 | 41.6512 | 1090 | 138 | 100 |  | 24 | Y | Fossil Waste | N | Y | N | 9999 | N |  | Fossil Waste |  |  | 5172
55259_G_CT1 | IN | 18089 | Whiting Clean Energy Inc | Whiting Clean Energy | 3988511 | 32560413 | 55259 | CT1 | 55259 | CT1 |  |  | 53.3 | 5.9 | 45.3873 | 51.8215 | 50.8215 | 3.3355 | 12.7279 |  | 145 | 16.5 | 190 | 16303.8003 | 76.2 | 221112 | -87.4775 | 41.6739 |  | 125 | 999 |  | 150 | Y | Natural Gas | Y | N | N | 9999 | N |  | Combined Cycle |  | 6886.6304 | 7985
55259_G_CT2 | IN | 18089 | Whiting Clean Energy Inc | Whiting Clean Energy | 3988511 | 32560513 | 55259 | CT2 | 55259 | CT2 |  |  | 47.6 | 6.6 | 50.9918 | 79.8402 | 73.9605 | 3.8064 | 17.5653 |  | 145 | 16.5 | 190 | 16320.4669 | 76.3 | 221112 | -87.4775 | 41.6739 |  | 125 | 999 |  | 150 | Y | Natural Gas | Y | N | N | 9999 | N |  | Combined Cycle |  | 7750.7402 | 7985
997_B_12 | IN | 18091 | Northern Indiana Public Service Company LLC - Michigan City Generating Station |  | 8011511 | 4010013 | 997 | 12 |  |  | 00021 | 007 | 188.6562 | 1.0962 | 714.9491 | 154.1281 | 146.4591 | 684.0602 | 40.4112 | 2022 | 505 | 20.92 | 280 | 26727.7838 | 77.76 | 221112 | -86.9086 | 41.7208 | 5200 | 125 | 100 |  |  |  |  | Y | N | N |  | N |  |  |  | 4511.5498
7948_G_1 | IN | 18093 | Lawrence Generating Station | Lawrence County Station | 10714911 | 58598713 | 7948 | 1 | 7948 | 1 | 00028 | 001 | 3.4615 | 0.184 | 4.918 | 0.38525 | 0.38525 | 0.0353 | 0.12075 | 2020 | 45 | 9 | 841 | 9350.0001 | 147 | 221112 | -86.4506 | 38.8008 | 460 | 125 | 120 |  | 43.8 | N | Natural Gas | Y | N | N | 9999 | N |  | Combustion Turbine |  | 378.28 | 11069
7948_G_2 | IN | 18093 | Lawrence Generating Station | Lawrence County Station | 10714911 | 58598813 | 7948 | 2 | 7948 | 2 | 00028 | 002 | 3.2478 | 0.17264 | 4.1582 | 0.36146 | 0.36146 | 0.0346 | 0.1133 | 2020 | 45 | 9 | 841 | 9350.0001 | 147 | 221112 | -86.4506 | 38.8008 | 460 | 125 | 120 |  | 43.8 | N | Natural Gas | Y | N | N | 9999 | N |  | Combustion Turbine |  | 368.2899 | 11073
7948_G_3 | IN | 18093 | Lawrence Generating Station | Lawrence County Station | 10714911 | 58598913 | 7948 | 3 | 7948 | 3 | 00028 | 003 | 2.8896 | 0.1536 | 4.9537 | 0.3216 | 0.3216 | 0.033 | 0.1008 | 2020 | 45 | 9 | 841 | 9350.0001 | 147 | 221112 | -86.4506 | 38.8008 | 460 | 125 | 120 |  | 43.8 | N | Natural Gas | Y | N | N | 9999 | N |  | Combustion Turbine |  | 351.9099 | 11070
7948_G_4 | IN | 18093 | Lawrence Generating Station | Lawrence County Station | 10714911 | 58599013 | 7948 | 4 | 7948 | 4 | 00028 | 004 | 3.1033 | 0.16496 | 4.8801 | 0.34538 | 0.34538 | 0.0335 | 0.10825 | 2020 | 45 | 9 | 841 | 9350.0001 | 147 | 221112 | -86.4506 | 38.8008 | 460 | 125 | 120 |  | 43.8 | N | Natural Gas | Y | N | N | 9999 | N |  | Combustion Turbine |  | 355.05 | 11070
7948_G_5 | IN | 18093 | Lawrence Generating Station | Lawrence County Station | 10714911 | 58599113 | 7948 | 5 | 7948 | 5 | 00028 | 005 | 3.0642 | 0.16288 | 4.2766 | 0.34103 | 0.34103 | 0.0326 | 0.10689 | 2020 | 45 | 9 | 841 | 9350.0001 | 147 | 221112 | -86.4506 | 38.8008 | 460 | 125 | 120 |  | 43.8 | N | Natural Gas | Y | N | N | 9999 | N |  | Combustion Turbine |  | 344.38 | 11070
7948_G_6 | IN | 18093 | Lawrence Generating Station | Lawrence County Station | 10714911 | 58599213 | 7948 | 6 | 7948 | 6 | 00028 | 006 | 2.8866 | 0.15344 | 4.7769 | 0.32127 | 0.32127 | 0.0318 | 0.1007 | 2022 | 45 | 9 | 841 | 9350.0001 | 147 | 221112 | -86.4506 | 38.8008 | 460 | 125 | 120 |  | 43.8 | N | Natural Gas | Y | N | N | 9999 | N |  | Combustion Turbine |  | 334.92 | 11067
7336_G_ACT3 | IN | 18095 | Indiana Municipal Power Agency Anderson | Anderson | 7956711 | 3011413 |  |  | 7336 | ACT3 | 00051 | 001 | 1.4033 | 0.66492 | 3.967 | 0.31066 | 0.31066 | 0.084458 | 0.067478 | 2021 | 34 | 14 | 990 | 11068.1502 | 71.9 | 221112 | -85.7391 | 40.0529 | 560 | 125 | 999 |  | 72 | N | Natural Gas, Distillate Fuel Oil | Y | N | N | 9999 | N | 7336_G_ACT3;7336_G_ACT1;7336_G_ACT2 | Combustion Turbine |  |  | 12613
990_B_70 | IN | 18097 | IPL - Harding Street Station | Harding Street | 7255211 | 91188813 | 990 | 70 | 990 | 70 | 00033 | Unit 7 | 17.4793 | 6.6405 | 291.345 | 22.3228 | 22.3228 | 1.8036 | 9.251 | 2022 | 565 | 20 | 133 | 25052.7838 | 79.75 | 221112 | -86.1975 | 39.7119 | 4120 | 125 | 100 |  | 418 | N | Natural Gas | Y | N | N | 9999 | N |  | O/G Steam |  | 2941.0996 | 10744
992_B_11 | IN | 18097 | Citizens Thermal | CC Perry K | 4885311 | 100805313 | 992 | 11 | 992 | 11 | 00034 | 11 | 1.92 | 1.3368 | 116.014 | 3.0017 | 3.0017 | 0.25064 | 4.416 | 2022 | 272 | 15.2 | 420 | 3166.6667 | 17.45 | 22133 | -86.1665 | 39.7629 | 382 | 125 | 100 |  | 2.1 | Y | Natural Gas | Y | N | N | 9999 | N |  | O/G Steam |  | 5300.0293 | 8300
992_B_12 | IN | 18097 | Citizens Thermal | CC Perry K | 4885311 | 100805413 | 992 | 12 | 992 | 12 | 00034 | 12 | 57.8617 | 2.2043 | 87.6192 | 5.2351 | 5.2351 | 0.4133 | 3.7886 | 2022 | 272 | 15.23 | 375 | 2833.3333 | 15.5 | 22133 | -86.1665 | 39.7629 | 382 | 125 | 100 |  | 2.1 | Y | Natural Gas | Y | N | N | 9999 | N |  | O/G Steam |  | 6954.2993 | 8300
992_B_13 | IN | 18097 | Citizens Thermal | CC Perry K | 4885311 | 100805513 | 992 | 13 | 992 | 13 | 00034 | 13 | 2.368 | 0.76381 | 50.1231 | 1.7145 | 1.7145 | 0.14321 | 2.522 | 2022 | 272 | 15.23 | 375 | 2833.3333 | 15.5 | 22133 | -86.1665 | 39.7629 | 394 | 125 | 100 |  | 0.38 | N | Natural Gas | Y | N | N | 9999 | N |  | O/G Steam |  | 2965.05 | 14500
992_B_14 | IN | 18097 | Citizens Thermal | CC Perry K | 4885311 | 100805613 | 992 | 14 | 992 | 14 | 00034 | 14 | 6.31 | 0.74032 | 67.5189 | 1.6616 | 1.6616 | 0.13881 | 2.44 | 2022 | 272 | 15.2 | 420 | 3166.6667 | 17.45 | 22133 | -86.1665 | 39.7629 | 394 | 125 | 100 |  | 0.38 | N | Natural Gas | Y | N | N | 9999 | N |  | O/G Steam |  | 2822.6506 | 14500
992_B_16 | IN | 18097 | Citizens Thermal | CC Perry K | 4885311 | 100805813 | 992 | 16 | 992 | 16 | 00034 | 16 | 4.746 | 0.1808 | 6.0398 | 0.4294 | 0.4294 | 0.0339 | 0.31075 | 2022 | 272 | 14.5 | 560 | 2500 | 15.1 | 22133 | -86.1665 | 39.7629 | 340 | 125 | 100 |  | 0.38 | N | Natural Gas | Y | N | N | 9999 | N |  | O/G Steam |  | 878.59 | 14500
992_B_17 | IN | 18097 | Citizens Thermal | CC Perry K | 4885311 | 100805913 |  |  | 992 | 17 | 00034 | 17 | 4.3751 | 0.16671 | 7.2929 | 0.39597 | 0.39592 | 0.031248 | 0.28645 | 2022 | 272 | 14.5 | 560 | 2500 | 15.1 | 22133 | -86.1665 | 39.7629 | 0.01 | 125 | 999 |  | 0.38 | N | Natural Gas | N | N | N | 9999 | N |  | O/G Steam |  |  | 14500
992_B_18 | IN | 18097 | Citizens Thermal | CC Perry K | 4885311 | 100806013 |  |  | 992 | 18 | 00034 | 18 | 5.1983 | 0.19808 | 8.6651 | 0.47047 | 0.47041 | 0.037128 | 0.34036 | 2022 | 272 | 14.5 | 560 | 2500 | 15.1 | 22133 | -86.1665 | 39.7629 |  | 125 | 999 |  | 0.38 | N | Natural Gas | N | N | N | 9999 | N |  | O/G Steam |  |  | 14500
50647_G_GEN1 | IN | 18097 | COVANTA INDIANAPOLIS INC | Covanta Indianapolis Energy | 7744611 | 1875013 |  |  | 50647 | GEN1 | 00123 | 001 | 22.6922 | 0.00656 | 307.924 | 30.0204 | 18.746 | 54.8012 | 0.011275 | 2022 | 275 | 8 | 305 | 3221.5833 | 64.1 | 562213 | -86.1895 | 39.7342 | 314 | 103 | 270 |  | 5 | Y | MSW | N | Y | N | 9999 | N |  | Municipal Solid Waste |  |  | 7014
7759_G_GT1 | IN | 18097 | Georgetown Substation Generating Plant | Georgetown | 5544111 | 100832913 | 7759 | GT1 | 7759 | GT1 | 00352 | GT1 | 9.9802 |  | 14.0083 | 3.8066 | 3.8066 | 0.3615 | 1.1931 | 2022 | 56 | 14.8 | 1063 | 8726.9168 | 50.7 | 221112 | -86.2439 | 39.9022 | 1100 | 125 | 999 |  | 79 | N | Natural Gas | Y | N | N | 9999 | N |  | Combustion Turbine |  | 1475.0306 | 13177
7759_G_GT2 | IN | 18097 | Georgetown Substation Generating Plant | Georgetown | 5544111 | 100833013 | 7759 | GT2 | 7759 | GT2 | 00352 | GT2 | 0.58836 |  | 5.2459 | 1.2717 | 1.2717 | 0.1226 | 0.39858 | 2022 | 56 | 14.8 | 1063 | 8726.9168 | 50.7 | 221112 | -86.2439 | 39.9022 | 1100 | 125 | 999 |  | 79 | N | Natural Gas | Y | N | N | 9999 | N |  | Combustion Turbine |  | 510.9199 | 13177
7759_G_GT3 | IN | 18097 | Georgetown Substation Generating Plant | Georgetown | 5544111 | 100833113 | 7759 | GT3 | 7759 | GT3 | 00352 | GT3 | 0.50542 |  | 4.85 | 1.0924 | 1.0924 | 0.1016 | 0.34239 | 2022 | 56 | 14.8 | 1063 | 8726.9168 | 50.7 | 221112 | -86.2439 | 39.9022 | 1100 | 125 | 999 |  | 79.2 | N | Natural Gas | Y | N | N | 9999 | N |  | Combustion Turbine |  | 439.6899 | 13177
7759_G_GT4 | IN | 18097 | Georgetown Substation Generating Plant | Georgetown | 5544111 | 100833213 | 7759 | GT4 | 7759 | GT4 | 00352 | GT4 | 16.1806 |  | 15.2667 | 3.8858 | 3.8858 | 0.3818 | 1.2179 | 2022 | 56 | 14.8 | 1063 | 8726.9168 | 50.7 | 221112 | -86.2439 | 39.9022 | 1150 | 125 | 999 |  | 79.2 | N | Natural Gas | Y | N | N | 9999 | N |  | Combustion Turbine |  | 1471.0107 | 13177
990_G_GT1 | IN | 18097 | IPL - Harding Street Station | Harding Street | 7255211 | 91608213 |  |  | 990 | GT1 | 00033 | GT1 | 0.0065112 |  | 1.7318 | 0.022286 | 0.02186 | 0.039746 | 0.0008517 | 2022 | 32 | 12.5 | 965 | 2876.8167 | 23.5 | 221112 | -86.1975 | 39.7119 | 299 | 125 | 120 |  | 19.1 | N | Distillate Fuel Oil | N | N | N | 9999 | N |  | Combustion Turbine |  |  | 11798
990_G_GT2 | IN | 18097 | IPL - Harding Street Station | Harding Street | 7255211 | 91608313 |  |  | 990 | GT2 | 00033 | GT2 | 0.005298 |  | 1.4091 | 0.018134 | 0.017787 | 0.03234 | 0.000693 | 2022 | 31 | 12.5 | 965 | 2876.8167 | 23.5 | 221112 | -86.1975 | 39.7119 | 299 | 125 | 120 |  | 17.9 | N | Distillate Fuel Oil | N | N | N | 9999 | N |  | Combustion Turbine |  |  | 11798
990_G_GT4 | IN | 18097 | IPL - Harding Street Station | Harding Street | 7255211 | 91188213 | 990 | GT4 | 990 | GT4 | 00033 | GT4 | 2.8534 |  | 56.7411 | 2.3664 | 2.3647 | 0.3763 | 0.71673 | 2022 | 66 | 13.8 | 1030 | 28166.6672 | 188.3 | 221112 | -86.1975 | 39.7119 | 1120 | 125 | 120 | 213 | 67 | N | Natural Gas, Distillate Fuel Oil | Y | N | N | 2030 | N |  | Combustion Turbine |  | 979.3602 | 11798
990_G_GT5 | IN | 18097 | IPL - Harding Street Station | Harding Street | 7255211 | 91188313 | 990 | GT5 | 990 | GT5 | 00033 | GT5 | 1.4877 |  | 57.5057 | 2.3997 | 2.3995 | 0.2438 | 0.74974 | 2022 | 66 | 13.8 | 1020 | 30500.0006 | 203.9 | 221112 | -86.1975 | 39.7119 | 1110 | 125 | 120 |  | 67 | N | Natural Gas, Distillate Fuel Oil | Y | N | N | 2030 | N |  | Combustion Turbine |  | 1015.4997 | 11798
990_G_GT6 | IN | 18097 | IPL - Harding Street Station | Harding Street | 7255211 | 91608513 | 990 | GT6 | 990 | GT6 | 00033 | GT6 | 0.7435 |  | 33.4054 | 4.7879 | 4.7879 | 0.4544 | 1.5007 | 2022 | 75 | 18 | 1000 | 41666.6675 | 163.74 | 221112 | -86.1975 | 39.7119 | 2000 | 125 | 120 |  | 154 | N | Natural Gas | Y | N | N | 2030 | N |  | Combustion Turbine |  | 1051.0602 | 11798
50647_G_GEN1B | IN | 18097 | COVANTA INDIANAPOLIS INC |  | 7744611 | 1875213 |  |  |  |  | 00123 | 002 | 33.9496 | 0.00624 | 431.736 | 5.1209 | 3.29 | 57.8012 | 0.010725 | 2022 | 275 | 8 | 302 | 3355.95 | 66.8 | 562213 | -86.1895 | 39.7342 | 314 | 103 | 270 | 31 |  |  |  | N | N | N |  | N
50647_G_GEN1C | IN | 18097 | COVANTA INDIANAPOLIS INC |  | 7744611 | 1875113 |  |  |  |  | 00123 | 003 | 41.7628 | 0.00544 | 298.966 | 3.4872 | 2.2921 | 58.501 | 0.00935 | 2022 | 275 | 8 | 305 | 3112.2667 | 61.9 | 562213 | -86.1895 | 39.7342 | 314 | 103 | 270 |  |  |  |  | N | N | N |  | N
990_G_6 | IN | 18097 | IPL - Harding Street Station |  | 7255211 | 91188713 | 990 | 60 |  |  | 00033 | Unit 6 | 3.8342 |  | 67.1625 | 13.3377 | 13.3377 | 1.1128 | 0.63302 | 2022 | 261 | 6.5 | 350 | 6916.6668 | 208.4 | 221112 | -86.1975 | 39.7119 | 1020 | 125 | 100 |  |  |  |  | Y | N | N |  | N | 990_G_6;990_B_60 |  |  | 6016.3291
990_G_5 | IN | 18097 | IPL - Harding Street Station |  | 7255211 | 91188613 | 990 | 50 |  |  | 00033 | Unit 5 | 0.22191 |  | 60.9034 | 10.9871 | 10.9871 | 0.9244 | 0.53345 | 2022 | 261 | 6.5 | 334 | 7166.6668 | 216 | 221112 | -86.1975 | 39.7119 | 1020 | 125 | 100 |  |  |  |  | Y | N | N |  | N | 990_G_5;990_B_50 |  |  | 5139.0405
1024_B_5x | IN | 18107 | Crawfordsville Energy LLC |  | 8224711 | 4243713 |  |  |  |  | 00003 | 003 | 0 | 0 | 0 | 0 | 0 | 0 | 0 | 2021 | 192 | 7 | 380 | 1116.6666 | 29 | 221122 | -86.8992 | 40.049 | 0.01 | 125 | 999 |  |  |  |  | N | N | N |  | N
1024_B_6 | IN | 18107 | Crawfordsville Energy LLC |  | 8224711 | 4243513 |  |  |  |  | 00003 | 001 | 0 | 0 | 0 | 0 | 0 | 0 | 0 | 2021 | 198 | 8 | 390 | 1266.6666 | 25.2 | 221122 | -86.8992 | 40.049 | 0.01 | 125 | 999 |  |  |  |  | N | N | N |  | N
1024_B_5 | IN | 18107 | Crawfordsville Energy LLC |  | 8224711 | 4243413 |  |  |  |  | 00003 | 002 | 0 | 0 | 0 | 0 | 0 | 0 | 0 | 2021 | 192 | 7 | 380 | 1116.6666 | 29 | 221122 | -86.8992 | 40.049 | 0.01 | 125 | 999 |  |  |  |  | N | N | N |  | N
991_G_GT1 | IN | 18109 | IPL Eagle Valley Generating Station | Eagle Valley (IN) | 8225111 | 128403813 | 991 | GT1 | 991 | GT1 |  |  | 19.1936 | 20.7289 | 37.1794 | 8.006 | 8.006 | 4.2695 | 5.6764 |  | 150 | 20 | 190 | 22462.3837 | 71.5 | 221112 | -86.4185 | 39.4851 |  | 125 | 140 |  | 207 | N | Natural Gas | Y | N | N | 9999 | N |  | Combined Cycle |  | 6986.96 | 7050
991_G_GT2 | IN | 18109 | IPL Eagle Valley Generating Station | Eagle Valley (IN) | 8225111 | 128403913 | 991 | GT2 | 991 | GT2 | 00004 | GT2 | 35.9869 | 21.4299 | 35.8235 | 8.7636 | 8.7636 | 4.1187 | 11.1147 | 2022 | 150 | 20 | 190 | 22462.3837 | 71.5 | 221112 | -86.4185 | 39.4851 | 2540 | 125 | 140 |  | 207 | N | Natural Gas | Y | N | N | 9999 | N |  | Combined Cycle |  | 6744.4292 | 7050
991_G_ST1 | IN | 18109 | IPL Eagle Valley Generating Station |  | 8225111 | 4234513 | 991 | 1 |  |  | 00004 | 001 | 0.0015163 | 0.0093867 | 0.0243 | 0.0084903 | 0.0084903 | 0.00176 | 0.0012129 | 2021 | 150 | 20 | 190 | 22462.3837 | 71.5 | 221112 | -86.4185 | 39.4851 | 524 | 125 | 999 |  |  |  |  | N | N | N |  | N
994_B_3 | IN | 18125 | Indianapolis Power and Light Petersburg | AES Petersburg | 7362411 | 10579113 | 994 | 3 | 994 | 3 | 00002 | 003 | 333.229 | 0.1474 | 1100.2531 | 334.3974 | 139.9453 | 2172.0047 | 39.9064 | 2022 | 623 | 22 | 156 | 32166.6673 | 84.6 | 221112 | -87.2529 | 38.5278 | 5540 | 125 | 100 | 127 | 528 | N | Bituminous | Y | N | N | 9999 | N |  | Coal Steam |  | 7026.2109 | 10632
994_B_4 | IN | 18125 | Indianapolis Power and Light Petersburg | AES Petersburg | 7362411 | 10578713 | 994 | 4 | 994 | 4 | 00002 | 004 | 332.7528 | 0.06812 | 2823.4208 | 84.7525 | 35.4687 | 2291.5332 | 39.8578 | 2022 | 625 | 22 | 157 | 32833.3339 | 86.4 | 221112 | -87.2529 | 38.5278 | 5550 | 125 | 100 |  | 530 | N | Bituminous | Y | N | N | 9999 | N |  | Coal Steam |  | 7119.3198 | 10617
994_B_2 | IN | 18125 | Indianapolis Power and Light Petersburg |  | 7362411 | 10578813 | 994 | 2 |  |  | 00002 | 002 | 282.2554 | 0.1293 | 1143.4935 | 21.1421 | 8.8481 | 882.959 | 33.8075 | 2022 | 621 | 20.6 | 124 | 26083.3338 | 78.3 | 221112 | -87.2529 | 38.5278 | 4140 | 125 | 100 |  |  |  |  | Y | N | N |  | N |  |  |  | 6918.981
55096_B_HRSG1 | IN | 18127 | PORTSIDE ENERGY LLC | Portside Energy | 4691211 | 28341413 | 55096 | BLR1 | 55096 | HRSG1 | 00067 | 002 | 16.842 | 0.6416 | 1.1992 | 1.5238 | 1.5238 | 0.1203 | 1.1027 | 2022 | 90 | 5.5 | 308 | 1208.3666 | 50.7 | 221112 | -87.1729 | 41.6315 | 260 | 125 | 100 |  | 19 | Y | Natural Gas | Y | N | N | 9999 | N | 55096_G_ST;55096_B_HRSG1 | O/G Steam |  | 1455.25 | 8300
55096_G_GT | IN | 18127 | PORTSIDE ENERGY LLC | Portside Energy | 4691211 | 28341513 | 55096 | CT | 55096 | GT | 00067 | 001 | 22.692 | 4.841 | 24.4162 | 10.1358 | 10.1358 | 0.90768 | 3.1769 | 2022 | 75 | 9.04 | 278 | 7168.8334 | 112.1 | 221112 | -87.1729 | 41.6315 | 498 | 125 | 120 |  | 34 | Y | Natural Gas | Y | N | Y | 9999 | N |  | Combustion Turbine |  | 3570 | 8700
55096_G_ST2 | IN | 18127 | PORTSIDE ENERGY LLC |  | 4691211 | 28341313 | 55096 | BLR2 |  |  | 00067 | 003 | 16.17 | 0.616 | 1.5258 | 1.463 | 1.463 | 0.1155 | 1.0588 | 2022 | 90 | 5.5 | 308 | 1208.3666 | 50.7 | 221112 | -87.1729 | 41.6315 | 260 | 125 | 100 |  |  |  |  | Y | N | N |  | N |  |  |  | 2413.75
6137_G_4 | IN | 18129 | Sigeco AB Brown South Indiana Gas & Ele | A B Brown | 8166111 | 5888013 | 6137 | 3 | 6137 | 4 | 00010 | 003 | 18.4592 |  | 35.8674 | 1.4868 | 1.4868 | 0.1551 | 0.47239 | 2022 | 32 | 7.1 | 1069 | 5780.4167 | 146 | 221112 | -87.715 | 37.9053 | 1110 | 125 | 120 |  | 80 | N | Natural Gas, Distillate Fuel Oil | Y | N | N | 9999 | N |  | Combustion Turbine |  | 741.68 | 13384
6137_B_1 | IN | 18129 | Sigeco AB Brown South Indiana Gas & Ele |  | 8166111 | 5887813 | 6137 | 1 |  |  | 00010 | 001 | 193.4158 | 2.596e-05 | 875.1041 | 232.3204 | 208.2874 | 2623.4088 | 22.7998 | 2022 | 497 | 14 | 130 | 13893.3336 | 90.25 | 221112 | -87.7154 | 37.9047 | 3630 | 125 | 100 |  |  |  |  | Y | N | N |  | N |  |  |  | 7711.1099
6137_B_2 | IN | 18129 | Sigeco AB Brown South Indiana Gas & Ele |  | 8166111 | 5887913 | 6137 | 2 |  |  | 00010 | 002 | 169.478 | 1.548e-05 | 943.2937 | 231.5707 | 197.1537 | 1560.3077 | 20.0929 | 2022 | 497 | 14 | 130 | 15000.0003 | 97.44 | 221112 | -87.7097 | 37.9038 | 4470 | 125 | 100 |  |  |  |  | Y | N | N |  | N |  |  |  | 6819.3501
57794_G_CT1 | IN | 18141 | St. Joseph Energy Center LLC | St Joseph Energy Center | 17995911 | 128411613 |  |  | 57794 | CT1 | 00579 | CTG01A | 26.8934 | 58.9999 | 54.8397 | 53.4348 | 53.4348 | 5.2 | 26.8934 | 2022 | 203 | 20 | 170 | 20608.8504 | 65.6 | 221112 | -86.4817 | 41.7017 | 2640 | 125 | 140 |  | 250 | N | Natural Gas | N | N | N | 9999 | N | 57794_G_ST1;57794_G_CT1 | Combined Cycle |  |  | 7050
57794_G_CT2 | IN | 18141 | St. Joseph Energy Center LLC | St Joseph Energy Center | 17995911 | 128411713 | 57794 | CTG01B | 57794 | CT2 | 00579 | CTG01B | 28.6218 | 58.5656 | 55.2547 | 49.7466 | 49.7466 | 5.1211 | 28.6218 | 2022 | 203 | 20 | 170 | 20608.8504 | 65.6 | 221112 | -86.4817 | 41.7017 | 2640 | 125 | 140 |  | 250 | N | Natural Gas | Y | N | N | 9999 | N |  | Combined Cycle |  | 7438.9399 | 7050
6166_B_MB1 | IN | 18147 | INDIANA MICHIGAN POWER DBA AEP ROCKPO | Rockport | 8017211 | 3994813 | 6166 | MB1 | 6166 | MB1 | 00020 | 001 | 398.218 | 1.0625 | 1027.0355 | 107.3247 | 69.5829 | 1663.4221 | 47.4777 | 2022 | 1038 | 42.5 | 314 | 156289.9697 | 110.17 | 221112 | -87.0364 | 37.9258 | 12400 | 125 | 100 | 128 | 1300 | N | Bituminous | Y | N | N | 2029 | N |  | Coal Steam |  | 3457.23 | 10007
6166_B_MB2 | IN | 18147 | INDIANA MICHIGAN POWER DBA AEP ROCKPO | Rockport | 8017211 | 3995513 | 6166 | MB2 | 6166 | MB2 | 00020 | 002 | 540.4917 | 0.92812 | 1393.35 | 162.2306 | 100.6797 | 2058.3158 | 64.6992 | 2022 | 1038 | 42.5 | 314 | 156289.9697 | 110.17 | 221112 | -87.0364 | 37.9258 | 12400 | 125 | 100 | 207 | 1300 | N | Bituminous | Y | N | N | 2029 | N |  | Coal Steam |  | 4640.9102 | 10032
6213_B_1SG1 | IN | 18153 | HOOSIER ENERGY REC INC MEROM GENERA | Merom | 8396211 | 1479713 | 6213 | 1SG1 | 6213 | 1SG1 | 00005 | 001 | 331.1531 | 0.32861 | 925.3296 | 61.4561 | 61.4561 | 2266.4309 | 39.6765 | 2022 | 704 | 19 | 130 | 29264.2339 | 103 | 221112 | -87.5109 | 39.0692 | 5800 | 125 | 100 |  | 488 | N | Bituminous | Y | N | N | 9999 | N |  | Coal Steam |  | 6923.4004 | 10352
6213_B_2SG1 | IN | 18153 | HOOSIER ENERGY REC INC MEROM GENERA | Merom | 8396211 | 1479613 | 6213 | 2SG1 | 6213 | 2SG1 | 00005 | 002 | 278.2958 | 0.29935 | 791.8553 | 25.8416 | 25.841 | 1737.1271 | 33.3319 | 2022 | 704 | 19 | 130 | 29264.2339 | 103 | 221112 | -87.5108 | 39.0694 | 7000 | 125 | 100 |  | 489 | N | Bituminous | Y | N | N | 9999 | N |  | Coal Steam |  | 6014.9995 | 10408
1001_G_4 | IN | 18165 | Duke Energy Indiana LLC - Cayuga Genera | Cayuga | 7248511 | 91183713 | 1001 | 4 | 1001 | 4 | 00001 | 004 | 1.4235 |  | 4.4145 | 0.20205 | 0.20205 | 0.0536 | 0.53983 | 2022 | 21 | 3 | 670 | 396.6666 | 56.12 | 221112 | -87.4272 | 39.9239 | 1300 | 125 | 120 |  | 84 | N | Natural Gas, Distillate Fuel Oil | Y | N | N | 9999 | N |  | Combustion Turbine |  | 173.6499 | 14236
1001_B_1 | IN | 18165 | Duke Energy Indiana LLC - Cayuga Genera | Cayuga | 7248511 | 7458513 | 1001 | 1 | 1001 | 1 | 00001 | 001 | 204.7651 | 0.29177 | 1997.901 | 232.0757 | 226.6018 | 544.5743 | 24.5414 | 2022 | 500 | 19.5 | 290 | 26966.6672 | 90 | 221112 | -87.4271 | 39.9237 | 5300 | 125 | 100 |  | 500 | N | Bituminous | Y | N | N | 2029 | N |  | Coal Steam |  | 5361.9097 | 10203
1001_B_2 | IN | 18165 | Duke Energy Indiana LLC - Cayuga Genera | Cayuga | 7248511 | 7458613 | 1001 | 2 | 1001 | 2 |  |  | 303.9498 | 0.40619 | 2270.4902 | 392.8768 | 371.1627 | 1119.1793 | 36.4424 |  | 500 | 19.5 | 290 | 26966.6672 | 90 | 221112 | -87.4271 | 39.9237 |  | 125 | 100 |  | 495 | N | Bituminous | Y | N | N | 2029 | N |  | Coal Steam |  | 7657.0796 | 10254
55111_G_CT1 | IN | 18165 | Duke Energy Indiana LLC Vermillion Gene | Vermillion Energy Facility | 4133511 | 33175413 | 55111 | 1 | 55111 | CT1 | 00022 | 001 | 3.24 | 1.359 | 13.2399 | 1.0006 | 1.0006 | 0.2394 | 0.31361 | 2020 | 900 | 14.75 | 929 | 27480.1672 | 160.8 | 221112 | -87.4464 | 39.9224 | 1270 | 125 | 120 |  | 72 | N | Natural Gas | Y | N | N | 9999 | N |  | Combustion Turbine |  | 1048.0502 | 13654
55111_G_CT2 | IN | 18165 | Duke Energy Indiana LLC Vermillion Gene | Vermillion Energy Facility | 4133511 | 33175713 | 55111 | 2 | 55111 | CT2 | 00022 | 002 | 3.46 | 1.3213 | 13.4633 | 0.97281 | 0.97281 | 0.2228 | 0.30491 | 2020 | 900 | 14.75 | 929 | 27480.1672 | 160.8 | 221112 | -87.4464 | 39.9224 | 1270 | 125 | 120 |  | 72 | N | Natural Gas | Y | N | N | 9999 | N |  | Combustion Turbine |  | 986.8006 | 13654
55111_G_CT3 | IN | 18165 | Duke Energy Indiana LLC Vermillion Gene | Vermillion Energy Facility | 4133511 | 33176113 | 55111 | 3 | 55111 | CT3 | 00022 | 003 | 4.2 | 1.315 | 11.7568 | 0.96818 | 0.96818 | 0.2167 | 0.30346 | 2020 | 900 | 14.75 | 929 | 27480.1672 | 160.8 | 221112 | -87.4464 | 39.9224 | 1270 | 125 | 120 |  | 71 | N | Natural Gas | Y | N | N | 9999 | N |  | Combustion Turbine |  | 961.4407 | 13659
55111_G_CT4 | IN | 18165 | Duke Energy Indiana LLC Vermillion Gene | Vermillion Energy Facility | 4133511 | 33175813 | 55111 | 4 | 55111 | CT4 | 00022 | 004 | 3.35 | 1.1735 | 14.1997 | 0.86399 | 0.86399 | 0.2388 | 0.2708 | 2022 | 900 | 14.75 | 929 | 27480.1672 | 160.8 | 221112 | -87.4464 | 39.9224 | 1270 | 125 | 120 |  | 73 | N | Natural Gas | Y | N | N | 9999 | N |  | Combustion Turbine |  | 1018.6108 | 13650
55111_G_CT5 | IN | 18165 | Duke Energy Indiana LLC Vermillion Gene | Vermillion Energy Facility | 4133511 | 33176213 | 55111 | 5 | 55111 | CT5 | 00022 | 005 | 3.28 | 0.92894 | 12.2269 | 0.68394 | 0.68394 | 0.2377 | 0.21437 | 2022 | 900 | 14.75 | 929 | 27480.1672 | 160.8 | 221112 | -87.4464 | 39.9224 | 1270 | 125 | 120 |  | 71 | N | Natural Gas | Y | N | N | 9999 | N |  | Combustion Turbine |  | 1032.031 | 13659
55111_G_CT6 | IN | 18165 | Duke Energy Indiana LLC Vermillion Gene | Vermillion Energy Facility | 4133511 | 33176013 | 55111 | 6 | 55111 | CT6 | 00022 | 006 | 2.21 | 0.5309 | 13.6186 | 0.39088 | 0.39088 | 0.2279 | 0.12251 | 2022 | 900 | 14.75 | 929 | 27480.1672 | 160.8 | 221112 | -87.4464 | 39.9224 | 1270 | 125 | 120 |  | 72 | N | Natural Gas | Y | N | N | 9999 | N |  | Combustion Turbine |  | 990.9208 | 13654
55111_G_CT7 | IN | 18165 | Duke Energy Indiana LLC Vermillion Gene | Vermillion Energy Facility | 4133511 | 33175613 | 55111 | 7 | 55111 | CT7 | 00022 | 007 | 3.91 | 1.2901 | 10.8135 | 0.94988 | 0.94988 | 0.2044 | 0.29772 | 2020 | 900 | 14.75 | 929 | 27480.1672 | 160.8 | 221112 | -87.4464 | 39.9224 | 1270 | 125 | 120 |  | 72 | N | Natural Gas | Y | N | N | 9999 | N |  | Combustion Turbine |  | 874.5204 | 13654
55111_G_CT8 | IN | 18165 | Duke Energy Indiana LLC Vermillion Gene | Vermillion Energy Facility | 4133511 | 33175913 | 55111 | 8 | 55111 | CT8 | 00022 | 008 | 3.85 | 1.2297 | 12.3467 | 0.90536 | 0.90536 | 0.2064 | 0.28377 | 2020 | 900 | 14.75 | 929 | 27480.1672 | 160.8 | 221112 | -87.4464 | 39.9224 | 1270 | 125 | 120 |  | 73 | N | Natural Gas | Y | N | N | 9999 | N |  | Combustion Turbine |  | 888.4608 | 13650
55364_G_CT02 | IN | 18167 | Northern Indiana Public Service Company LLC - Sugar Creek Generating Station | Sugar Creek Power | 4148011 | 33171213 |  |  | 55364 | CT02 | 00123 | 001 | 42.4469 | 19.2839 | 117.386 | 89.369 | 87.71 | 7.407 | 61.6219 | 2020 | 170 | 16.75 | 195 | 9806.3835 | 44.5 | 221112 | -87.5117 | 39.3929 | 5600 | 125 | 140 |  | 166.6 | N | Natural Gas | N | N | N | 9999 | N | 55364_G_ST1;55364_G_CT01;55364_G_CT02 | Combined Cycle |  |  | 7050
57842_G_1A | IN | 18167 | Wabash River Highland Plant | Wabash Valley Power IGCC | 12766611 | 65429313 | 57842 | 1 | 57842 | 1A | 00147 | 1A | 1.225 | 1.9121 | 25.843 | 4.0035 | 5.7088 | 0.3551 | 2.8503 | 2022 | 225 | 18 | 450 | 16013.3336 | 62.93 | 221112 | -87.4248 | 39.5308 | 2000 | 125 | 999 |  | 154 | N | Natural Gas | Y | N | N | 9999 | N | 1010_G_1A;57842_G_1A | Combustion Turbine |  | 732.0798 | 12189
1006_G_6 | IN | 18169 | Duke Energy Indiana LLC - Miami Wabash |  | 8181711 | 5862713 |  |  |  |  | 00034 | 006 | 0.00050457 |  | 0.1342 | 0.001727 | 0.0012672 | 0.154 | 6.6e-05 | 2021 | 27 | 11.2 | 797 | 2541.6667 | 25.8 | 221112 | -85.8176 | 40.7883 |  | 125 | 120 |  |  |  |  | N | N | N |  | N
1006_G_5 | IN | 18169 | Duke Energy Indiana LLC - Miami Wabash |  | 8181711 | 5863013 |  |  |  |  | 00034 | 005 | 0.00043577 |  | 0.1159 | 0.0014915 | 0.0010944 | 0.133 | 5.7e-05 | 2021 | 27 | 11.2 | 797 | 2541.6667 | 25.8 | 221112 | -85.8176 | 40.7883 |  | 125 | 120 |  |  |  |  | N | N | N |  | N
1006_G_2 | IN | 18169 | Duke Energy Indiana LLC - Miami Wabash |  | 8181711 | 5862813 |  |  |  |  | 00034 | 002 | 0.00041283 |  | 0.1098 | 0.001413 | 0.0010368 | 0.126 | 5.4e-05 | 2022 | 29 | 10.4 | 985 | 2000 | 23.54 | 221112 | -85.8176 | 40.7883 |  | 125 | 120 |  |  |  |  | N | N | N |  | N
1006_G_3 | IN | 18169 | Duke Energy Indiana LLC - Miami Wabash |  | 8181711 | 5862513 |  |  |  |  | 00034 | 003 | 0.0003899 |  | 0.1037 | 0.0013345 | 0.0009792 | 0.119 | 5.1e-05 | 2022 | 29 | 10.4 | 985 | 2000 | 23.54 | 221112 | -85.8176 | 40.7883 |  | 125 | 120 |  |  |  |  | N | N | N |  | N
1006_G_1 | IN | 18169 | Duke Energy Indiana LLC - Miami Wabash |  | 8181711 | 5862913 |  |  |  |  | 00034 | 001 | 0.00036696 |  | 0.0976 | 0.001256 | 0.0009216 | 0.112 | 4.8e-05 | 2021 | 29 | 10.4 | 985 | 2000 | 23.54 | 221112 | -85.8176 | 40.7883 |  | 125 | 120 |  |  |  |  | N | N | N |  | N
1006_G_4 | IN | 18169 | Duke Energy Indiana LLC - Miami Wabash |  | 8181711 | 5862413 |  |  |  |  | 00034 | 004 | 0 |  | 0 | 0 | 0 | 0 | 0 | 2021 | 29 | 10.4 | 985 | 2000 | 23.54 | 221112 | -85.8176 | 40.7883 |  | 125 | 120 |  |  |  |  | N | N | N |  | N
6705_B_1 | IN | 18173 | ALCOA Warrick Power Plant AGC Div of Al | Warrick | 8183111 | 91184413 | 6705 | 1 | 6705 | 1 | 00002 | 007 | 562.186 | 0.1008 | 2125.8475 | 89.2594 | 89.2594 | 620.0189 | 9.2233 | 2022 | 380 | 13.83 | 131 | 9299.0001 | 61.93 | 221112 | -87.3329 | 37.9147 | 2200 | 125 | 999 |  | 155 | Y | Bituminous | Y | N | N | 9999 | N |  | Coal Steam |  | 8463.6309 | 10809
6705_B_2 | IN | 18173 | ALCOA Warrick Power Plant AGC Div of Al | Warrick | 8183111 | 91184513 | 6705 | 2 | 6705 | 2 | 00002 | 008 | 226.312 | 0.0576 | 1609.7638 | 117.2368 | 117.2368 | 681.5108 | 11.084 | 2022 | 380 | 13.5 | 130 | 9259.2835 | 64.72 | 221112 | -87.3329 | 37.9147 | 2870 | 125 | 999 | 128 | 154 | Y | Bituminous | Y | N | N | 9999 | N |  | Coal Steam |  | 6254.8691 | 10809
6705_B_3 | IN | 18173 | ALCOA Warrick Power Plant AGC Div of Al | Warrick | 8183111 | 91184613 | 6705 | 3 | 6705 | 3 | 00002 | 009 | 355.066 | 0.1168 | 1901.5824 | 210.4274 | 210.4274 | 454.0219 | 11.3107 | 2022 | 380 | 13.5 | 130 | 9324.6335 | 65.18 | 221112 | -87.3329 | 37.9147 | 2870 | 125 | 100 |  | 150 | Y | Bituminous | Y | N | N | 9999 | N |  | Coal Steam |  | 8223.5713 | 10809
6705_B_4 | IN | 18173 | ALCOA Warrick Power Plant AGC Div of Al | Warrick | 8183111 | 91184713 | 6705 | 4 | 6705 | 4 | 00002 | 010 | 1236.672 | 0.7256 | 2001.6446 | 164.7128 | 164.7128 | 816.6174 | 116.154 | 2022 | 500 | 19 | 129 | 18746.167 | 66.15 | 221112 | -87.3333 | 37.9145 | 4460 | 125 | 999 |  | 301 | N | Bituminous | Y | N | N | 9999 | N |  | Coal Steam |  | 6843.8999 | 11131
1012_B_2 | IN | 18173 | SIGECO - Culley, Newburgh |  | 8183011 | 5840013 |  |  |  |  | 00001 | 002 | 30.2563 | 2.92e-06 | 1005 | 48.3428 | 39.8847 | 596.7 | 3.5846 | 2022 | 499 | 20 | 128 | 19293.3337 | 61 | 221112 | -87.325 | 37.9096 | 2740 | 125 | 100 |  |  |  |  | N | N | N |  | N | 1012_B_3;1012_B_2
7335_G_RCT2 | IN | 18177 | Indiana Municipal Power Agency Richmond | Richmond | 5506111 | 27516013 |  |  | 7335 | RCT2 | 00040 | 001 | 0.53539 | 0.15519 | 1.9283 | 0.11151 | 0.11151 | 0.038439 | 0.031573 | 2021 | 34 | 14 | 990 | 11068.1502 | 71.9 | 221112 | -84.9667 | 39.8383 | 1120 | 125 | 999 |  | 34 | N | Natural Gas, Distillate Fuel Oil | Y | N | N | 9999 | N | 7335_G_RCT1;7335_G_RCT2 | Combustion Turbine |  |  | 13592
1040_B_1 | IN | 18177 | Indiana Municipal Power Agency | Whitewater Valley | 5506011 | 27516313 | 1040 | 1 | 1040 | 1 | 00009 | 001 | 2.4356 | 0.013512 | 38.3534 | 12.8328 | 12.7508 | 263.3173 | 0.28686 | 2022 | 325 | 11.75 | 330 | 6937.5501 | 63.98 | 221112 | -84.8953 | 39.8028 | 399 | 125 | 100 |  | 35 | N | Bituminous | Y | N | N | 9999 | N |  | Coal Steam |  | 1005.1699 | 13048
1040_B_2 | IN | 18177 | Indiana Municipal Power Agency | Whitewater Valley | 5506011 | 27516713 | 1040 | 2 | 1040 | 2 | 00009 | 002 | 5.3826 | 0.027589 | 94.3074 | 28.4317 | 28.2513 | 613.6844 | 0.63508 | 2022 | 325 | 11.75 | 330 | 6937.5501 | 63.98 | 221112 | -84.8953 | 39.8028 | 729 | 125 | 100 |  | 65 | N | Bituminous | Y | N | N | 9999 | N |  | Coal Steam |  | 1139.6298 | 12947
55229_G_GT1 | IN | 18179 | Montpelier Generating Station LLC | Montpelier Electric Generating Station | 5507411 | 27512913 | 55229 | G1CT1 | 55229 | GT1 | 00026 | 001 | 24.7057 | 0 | 46.8995 | 1.5778 | 1.5774 | 0.1176 | 0.48829 | 2021 | 60 | 9.5 | 957 | 7782.8668 | 109.8 | 221112 | -85.3079 | 40.6207 | 304 | 125 | 120 |  | 57 | N | Natural Gas | Y | N | N | 9999 | N |  | Combustion Turbine |  | 2524.6414 | 11138
55229_G_GT2 | IN | 18179 | Montpelier Generating Station LLC | Montpelier Electric Generating Station | 5507411 | 27512613 | 55229 | G2CT1 | 55229 | GT2 | 00026 | 003 | 23.0213 | 0 | 26.824 | 1.7953 | 1.7953 | 0.4794 | 1.3866 | 2021 | 60 | 9.5 | 957 | 7782.8668 | 109.8 | 221112 | -85.3079 | 40.6207 | 304 | 125 | 120 |  | 58 | N | Natural Gas | Y | N | N | 9999 | N |  | Combustion Turbine |  | 1193.5892 | 11139
55229_G_GT3 | IN | 18179 | Montpelier Generating Station LLC | Montpelier Electric Generating Station | 5507411 | 27513313 | 55229 | G3CT1 | 55229 | GT3 | 00026 | 005 | 46.4779 | 0 | 65.22 | 1.7041 | 1.7035 | 0.0848 | 0.52576 | 2022 | 60 | 9.5 | 957 | 7782.8668 | 109.8 | 221112 | -85.3079 | 40.6207 | 304 | 125 | 120 |  | 59.1 | N | Natural Gas | Y | N | N | 9999 | N |  | Combustion Turbine |  | 2626.4177 | 11139
55229_G_GT4 | IN | 18179 | Montpelier Generating Station LLC | Montpelier Electric Generating Station | 5507411 | 27513113 | 55229 | G4CT1 | 55229 | GT4 | 00026 | 007 | 47.0809 | 0 | 42.0249 | 1.6143 | 1.6138 | 0.6588 | 0.49807 | 2021 | 60 | 9.5 | 957 | 7782.8668 | 109.8 | 221112 | -85.3079 | 40.6207 | 304 | 125 | 120 |  | 59 | N | Natural Gas | Y | N | N | 9999 | N |  | Combustion Turbine |  | 2021.47 | 11139
55229_G_GT4x | IN | 18179 | Montpelier Generating Station LLC |  | 5507411 | 27513213 | 55229 | G4CT2 |  |  | 00026 | 008 | 52.1246 | 0 | 32.311 | 1.7853 | 1.7847 | 3.017 | 0.55143 | 2022 | 60 | 9.5 | 957 | 7782.8668 | 109.8 | 221112 | -85.3079 | 40.6207 | 307 | 125 | 120 |  |  |  |  | Y | N | N |  | N |  |  |  | 1640.1014
55229_G_GT2x | IN | 18179 | Montpelier Generating Station LLC |  | 5507411 | 27512813 | 55229 | G2CT2 |  |  | 00026 | 004 | 30.8785 | 0 | 46.313 | 1.0647 | 1.0642 | 0.9084 | 0.32661 | 2021 | 60 | 9.5 | 957 | 7782.8668 | 109.8 | 221112 | -85.3079 | 40.6207 | 305 | 125 | 120 |  |  |  |  | Y | N | N |  | N |  |  |  | 2313.8213
55229_G_GT3x | IN | 18179 | Montpelier Generating Station LLC |  | 5507411 | 27513013 | 55229 | G3CT2 |  |  | 00026 | 006 | 26.397 | 0 | 46.4832 | 1.7236 | 1.723 | 1.3501 | 0.53242 | 2022 | 60 | 9.5 | 957 | 7782.8668 | 109.8 | 221112 | -85.3079 | 40.6207 | 304 | 125 | 120 |  |  |  |  | Y | N | N |  | N |  |  |  | 2612.6194
55229_G_GT1x | IN | 18179 | Montpelier Generating Station LLC |  | 5507411 | 27512713 | 55229 | G1CT2 |  |  | 00026 | 002 | 16.7285 | 0 | 24.2317 | 1.6313 | 1.6308 | 0.0359 | 0.50486 | 2021 | 60 | 9.5 | 957 | 7782.8668 | 109.8 | 221112 | -85.3079 | 40.6207 | 305 | 125 | 120 |  |  |  |  | Y | N | N |  | N |  |  |  | 2088.4602
1047_B_4 | IA | 19005 | IPL - LANSING GENERATING STATION |  | 5509311 | 27501713 | 1047 | 4 |  |  | 03-03-001 | LB4 | 58.7 | 48.6303 | 242.5712 | 189.3858 | 162.4173 | 302.7141 | 21.4038 | 2022 | 499 | 15.33 | 170 | 16048.0003 | 86.9454 | 221112 | -91.1661 | 43.3368 | 2600 | 125 | 100 |  |  |  |  | Y | N | N |  | N |  |  | 6552 | 6552.2808
56013_G_U1 | IA | 19009 | WESTERN MINNESOTA MUNICIPAL POWER AGENCY | Exira | 9661311 | 67654313 | 56013 | U-1 | 56013 | U1 |  |  | 8.8393 |  | 27.3754 | 1.89 | 1.89 | 0.7538 | 0.5619 |  | 45 | 10 | 791 | 9716.8869 | 123.6694 | 221112 | -94.9192 | 41.5138 |  | 125 | 120 |  | 46.7 | N | Natural Gas, Distillate Fuel Oil | Y | N | N | 9999 | N |  | Combustion Turbine |  | 1834.2812 | 10745
56013_G_U2 | IA | 19009 | WESTERN MINNESOTA MUNICIPAL POWER AGENCY | Exira | 9661311 | 67654413 | 56013 | U-2 | 56013 | U2 | 05-04-002 | U-2 | 8.6561 |  | 27.119 | 1.8384 | 1.8384 | 0.8721 | 0.53738 | 2022 | 45 | 10 | 791 | 9716.8869 | 123.6694 | 221112 | -94.9196 | 41.5138 | 44000 | 125 | 120 |  | 46.7 | N | Natural Gas, Distillate Fuel Oil | Y | N | N | 9999 | N |  | Combustion Turbine | 1640 | 1745.1294 | 10745
56013_G_U3 | IA | 19009 | WESTERN MINNESOTA MUNICIPAL POWER AGENCY | Exira | 9661311 | 67654513 | 56013 | U-3 | 56013 | U3 | 05-04-002 | U-3 | 8.3373 |  | 27.0813 | 1.8071 | 1.8071 | 0.4592 | 0.55537 | 2022 | 46.2 | 10 | 791 | 9716.8869 | 123.6694 | 221112 | -94.9189 | 41.5138 | 495 | 125 | 120 |  | 46.7 | N | Natural Gas, Distillate Fuel Oil | Y | N | N | 9999 | N |  | Combustion Turbine | 44 | 1761.98 | 10745
1131_B_6 | IA | 19013 | CEDAR FALLS MUNICIPAL ELECTRIC UTILITY | Streeter Station | 12806211 | 67676513 |  |  | 1131 | 6 | 07-02-005-01 | 10.2A | 1.5525 | 0 | 3.4155 | 0.017636 | 0.0070049 | 31.7 | 0.015525 | 2022 | 306.5 | 8.38 | 365 | 7004.7168 | 127.0026 | 221112 | -92.4401 | 42.5269 | 210 | 125 | 100 |  | 19.4 | N | Natural Gas | N | N | N | 9999 | N |  | O/G Steam |  |  | 14500
1131_B_7 | IA | 19013 | CEDAR FALLS MUNICIPAL ELECTRIC UTILITY | Streeter Station | 12806211 | 67677813 | 1131 | 7 | 1131 | 7 | 07-02-005-01 | 10.1A | 0.03575 | 0 | 18.036 | 0.084774 | 0.00088446 | 2.9754 | 0.00429 | 2022 | 306.5 | 8.38 | 365 | 7004.7168 | 127.0026 | 221112 | -92.4401 | 42.5269 | 434 | 125 | 100 |  | 36 | N | Natural Gas | Y | N | N | 9999 | N |  | O/G Steam |  | 889.91 | 14500
6063_G_1 | IA | 19013 | MIDAMERICAN ENERGY CO - ELECTRIFARM TURBINES | Electrifarm | 5524311 | 27492213 | 6063 | 1 | 6063 | 1 | 07-01-038 | 001 | 1.5426 |  | 8.4899 | 0.1447 | 0.1447 | 1.1873 | 0.040077 | 2022 | 32 | 14.59 | 1072 | 23333.3338 | 139.5534 | 221112 | -92.4199 | 42.4407 | 844 | 125 | 120 |  | 54.5 | N | Natural Gas, Distillate Fuel Oil | Y | N | N | 9999 | N |  | Combustion Turbine | 72 | 136 | 19079
6063_G_2 | IA | 19013 | MIDAMERICAN ENERGY CO - ELECTRIFARM TURBINES | Electrifarm | 5524311 | 27492313 | 6063 | 2 | 6063 | 2 | 07-01-038 | 002 | 2.4551 |  | 9.4367 | 0.20867 | 0.20867 | 0.9069 | 0.059986 | 2022 | 32 | 14.6 | 1072 | 23980.8338 | 143.2414 | 221112 | -92.4198 | 42.4408 | 903 | 125 | 120 |  | 63.1 | N | Natural Gas, Distillate Fuel Oil | Y | N | N | 9999 | N |  | Combustion Turbine |  | 175 | 19091
6063_G_3 | IA | 19013 | MIDAMERICAN ENERGY CO - ELECTRIFARM TURBINES | Electrifarm | 5524311 | 27492413 | 6063 | 3 | 6063 | 3 | 07-01-038 | 003 | 2.5713 |  | 8.8781 | 0.23498 | 0.23498 | 1.9215 | 0.058534 | 2022 | 32 | 14.6 | 1072 | 24689.0004 | 147.4714 | 221112 | -92.4199 | 42.4411 | 925 | 125 | 120 |  | 60.7 | N | Natural Gas, Distillate Fuel Oil | Y | N | N | 9999 | N |  | Combustion Turbine | 102 | 163 | 19087
1131_B_7x | IA | 19013 | CEDAR FALLS MUNICIPAL ELECTRIC UTILITY |  | 12806211 | 67677913 |  |  |  |  | 07-02-005-01 | 10.1B | 4.2492 | 0.16187 | 17.47 | 0.38445 | 0.38445 | 0.3 | 0.27822 | 2022 | 305 | 8.38 | 337 | 2606.6667 | 47.2615 | 221112 | -92.4393 | 42.5272 | 536 | 125 | 100 |  |  |  |  | N | N | N |  | N
1131_B_6x | IA | 19013 | CEDAR FALLS MUNICIPAL ELECTRIC UTILITY |  | 12806211 | 67677213 |  |  |  |  | 07-02-005-01 | 10.2B | 1.64 | 0.062477 | 5.4667 | 0.00059353 | 0.00059353 | 0.012 | 0.10738 | 2022 | 306.5 | 8.38 | 365 | 7004.7168 | 127.0026 | 221112 | -92.4401 | 42.5269 | 233 | 125 | 100 |  |  |  |  | N | N | N |  | N
7155_G_1 | IA | 19033 | IPL - LIME CREEK COMBUSTION TURBINES STATION | Lime Creek | 5494511 | 27288213 | 7155 | **1 | 7155 | 1 |  |  | 0.87528 |  | 3.0148 | 0.13008 | 0.1276 | 0.036 | 0.0047227 |  | 35.4 | 11.87 | 1000 | 10789.3083 | 97.4602 | 221112 | -93.2042 | 43.2478 |  | 125 | 120 |  | 37.8 | N | Distillate Fuel Oil | Y | N | N | 9999 | N |  | Combustion Turbine |  | 82.84 | 22308
7155_G_2 | IA | 19033 | IPL - LIME CREEK COMBUSTION TURBINES STATION | Lime Creek | 5494511 | 27288313 | 7155 | **2 | 7155 | 2 | 17-01-066 | LCT2 | 0.36645 |  | 1.3188 | 0.054461 | 0.053421 | 0.0103 | 0.0019773 | 2022 | 35.4 | 11.87 | 1000 | 10789.3083 | 97.4602 | 221112 | -93.2042 | 43.2476 | 488 | 125 | 120 |  | 37.8 | N | Distillate Fuel Oil | Y | N | N | 9999 | N |  | Combustion Turbine | 49 | 40.99 | 22428
8031_G_11 | IA | 19033 | IPL - EMERY GENERATING STATION | Emery Station | 10702411 | 58602213 | 8031 | 11 | 8031 | 11 | 17-02-016 | EU-1 | 19.288 | 5.0828 | 32.0136 | 16.2323 | 16.2323 | 2.0265 | 0 | 2022 | 200 | 20 | 157 | 22273.3337 | 70.8696 | 221112 | -93.2932 | 43.0939 | 2050 | 125 | 100 |  | 150.3 | N | Natural Gas | Y | N | N | 9999 | N |  | Combined Cycle |  | 3805.2007 | 7056
8031_G_12 | IA | 19033 | IPL - EMERY GENERATING STATION | Emery Station | 10702411 | 58602113 | 8031 | 12 | 8031 | 12 | 17-02-016 | EU-2 | 19.094 | 5.561 | 41.6155 | 18.8022 | 18.8022 | 2.0793 | 0 | 2022 | 200 | 20 | 157 | 22273.3337 | 70.8696 | 221112 | -93.2937 | 43.0939 | 2050 | 125 | 100 | 312 | 152.1 | N | Natural Gas | Y | N | N | 9999 | N |  | Combined Cycle | 3964 | 3964.3486 | 7056
1217_B_1 | IA | 19041 | CORN BELT POWER - WISDOM GENERATING STATION | Earl F Wisdom | 5509511 | 27280613 | 1217 | 1 | 1217 | 1 | 21-01-003 | 1.01 | 0.014277 | 0.058496 | 1.7366 | 0.13893 | 0.13893 | 0.0156 | 0.10054 | 2022 | 148 | 8.33 | 335 | 2950 | 54.1087 | 221112 | -95.2571 | 43.1606 | 480 | 125 | 100 |  | 38 | N | Natural Gas, Distillate Fuel Oil | Y | N | N | 9999 | N |  | O/G Steam | 169 | 229.22 | 14500
1217_G_2 | IA | 19041 | CORN BELT POWER - WISDOM GENERATING STATION | Earl F Wisdom | 5509511 | 67735713 | 1217 | 2 | 1217 | 2 | 21-01-003 | 1.47 | 0.12777 |  | 0.3827 | 0.44743 | 0.44743 | 0.0196 | 0.019999 | 2022 | 110 | 12.33 | 955 | 14728.4594 | 123.3009 | 221112 | -95.2568 | 43.1613 | 1100 | 125 | 120 |  | 76 | N | Natural Gas, Distillate Fuel Oil | Y | N | N | 9999 | N |  | Combustion Turbine | 28 | 32.88 | 13763
1104_B_1 | IA | 19057 | IPL - BURLINGTON GENERATING STATION | Burlington (IA) | 5511811 | 27182013 | 1104 | 1 | 1104 | 1 |  |  | 4.147 | 0.55293 | 12.1984 | 0.06566 | 0.06566 | 0.0889 | 0.95034 |  | 306 | 11.75 | 400 | 12442.9562 | 114.7052 | 221112 | -91.1188 | 40.7416 |  | 125 | 100 |  | 158 | N | Natural Gas | Y | N | N | 9999 | N |  | O/G Steam |  | 613.09 | 10991
1104_G_GT3 | IA | 19057 | IPL - BURLINGTON GENERATING STATION |  | 5511811 | 27179713 |  |  |  |  | 29-01-013 | 03 | 0.43267 | 0.016562 | 0.69222 | 0.034831 | 0.034831 | 0.0031053 | 0.011076 | 2022 | 37 | 10.08 | 960 | 6448.0501 | 80.8011 | 221112 | -91.1188 | 40.7416 | 288 | 125 | 290 |  |  |  |  | N | N | N |  | N
1104_G_GT2 | IA | 19057 | IPL - BURLINGTON GENERATING STATION |  | 5511811 | 27179513 |  |  |  |  | 29-01-013 | 02 | 0.20603 | 0.0078864 | 0.32963 | 0.016586 | 0.016586 | 0.0014787 | 0.005274 | 2022 | 37 | 7.82 | 960 | 6445.8177 | 134.1528 | 221112 | -91.1171 | 40.741 | 288 | 125 | 290 |  |  |  |  | N | N | N |  | N |  |  | 28
1104_G_GT1 | IA | 19057 | IPL - BURLINGTON GENERATING STATION |  | 5511811 | 27179313 |  |  |  |  | 29-01-013 | 01 | 0.064832 | 0.0024816 | 0.10372 | 0.0052191 | 0.0052191 | 0.0004653 | 0.0016596 | 2022 | 37 | 10.08 | 960 | 6448.0501 | 80.8011 | 221112 | -91.117 | 40.7413 | 288 | 125 | 290 |  |  |  |  | N | N | N |  | N
1104_G_GT4 | IA | 19057 | IPL - BURLINGTON GENERATING STATION |  | 5511811 | 27181713 |  |  |  |  | 29-01-013 | 04 | 0.057057 | 0.002184 | 0.091284 | 0.0045932 | 0.0045932 | 0.0004095 | 0.0014605 | 2022 | 37 | 7.82 | 960 | 6445.8177 | 134.1528 | 221112 | -91.1188 | 40.7416 | 288 | 125 | 120 |  |  |  |  | N | N | N |  | N
1097_G_1 | IA | 19067 | MIDAMERICAN ENERGY CO - MERL PARR TURBINES | Merl Parr | 5382011 | 26865313 |  |  | 1097 | 1 | 34-01-023 | 001 | 0.32013 |  | 1.2493 | 0.025767 | 0.025767 | 0.0022965 | 0.0081985 | 2022 | 29.5 | 10.37 | 1020 | 7508.7334 | 88.9028 | 22112 | -92.6745 | 43.0535 | 0.01 | 125 | 120 |  | 16.4 | N | Natural Gas | N | N | N | 9999 | N |  | Combustion Turbine | 30 |  | 25000
1097_G_2 | IA | 19067 | MIDAMERICAN ENERGY CO - MERL PARR TURBINES | Merl Parr | 5382011 | 26865413 |  |  | 1097 | 2 | 34-01-023 | 002 | 0.13633 |  | 0.53203 | 0.010973 | 0.010973 | 0.000978 | 0.0034915 | 2022 | 29.5 | 10.37 | 1020 | 7508.7334 | 88.9028 | 22112 | -92.6745 | 43.0534 | 0.01 | 125 | 120 |  | 16.4 | N | Natural Gas | N | N | N | 9999 | N |  | Combustion Turbine | 16 |  | 25000
54775_B_BLR10 | IA | 19103 | UNIVERSITY OF IOWA MAIN POWER PLANT | University of Iowa Main Power Plant | 12807411 | 123689413 |  |  | 54775 | BLR10 | 52-01-005-02 | EU-PP06 | 41.786 | 0.094695 | 53.832 | 2.4114 | 2.267 | 16.863 | 2.5067 | 2022 | 198 | 6.67 | 330 | 1401.1321 | 40.0832 | 611310 | -91.54 | 41.6574 | 0.01 | 148 | 100 |  | 6.2 | Y | Natural Gas | N | Y | N | 9999 | N |  | O/G Steam | 4788 |  | 8300
54775_B_BLR11 | IA | 19103 | UNIVERSITY OF IOWA MAIN POWER PLANT | University of Iowa Main Power Plant | 12807411 | 123689013 |  |  | 54775 | BLR11 | 52-01-005-02 | EU-PP07 | 21.0923 | 0.014418 | 115.743 | 5.1548 | 4.0815 | 83.4975 | 31.3186 | 2022 | 198 | 5 | 325 | 1234.2767 | 62.8359 | 611310 | -91.54 | 41.6574 | 223 | 148 | 100 |  | 6.2 | Y | Natural Gas | N | Y | N | 9999 | N |  | O/G Steam | 91 |  | 8300
1079_G_1 | IA | 19103 | MIDAMERICAN ENERGY CO - CORALVILLE TURBINES | Coralville GT | 3925111 | 37692113 |  |  | 1079 | 1 | 52-02-001 | EU-1 | 0.38771 |  | 1.513 | 0.031206 | 0.031206 | 0.0027813 | 0.0099292 | 2022 | 28 | 11 | 1030 | 10833.3335 | 113.9952 | 221112 | -91.5638 | 41.6717 | 0.01 | 125 | 120 |  | 15.5 | N | Natural Gas | N | N | N | 9999 | N |  | Combustion Turbine | 33 |  | 25000
1079_G_2 | IA | 19103 | MIDAMERICAN ENERGY CO - CORALVILLE TURBINES | Coralville GT | 3925111 | 37692213 |  |  | 1079 | 2 | 52-02-001 | EU-2 | 0.5399 |  | 2.1069 | 0.043455 | 0.043455 | 0.003873 | 0.013827 | 2022 | 28 | 11 | 1030 | 10833.3335 | 113.9952 | 221112 | -91.5639 | 41.6718 | 0.01 | 125 | 120 |  | 16.3 | N | Natural Gas | N | N | N | 9999 | N |  | Combustion Turbine | 60 |  | 25000
1079_G_3 | IA | 19103 | MIDAMERICAN ENERGY CO - CORALVILLE TURBINES | Coralville GT | 3925111 | 37692313 |  |  | 1079 | 3 | 52-02-001 | EU-3 | 0.45416 |  | 1.7724 | 0.036555 | 0.036555 | 0.003258 | 0.011631 | 2022 | 28 | 11 | 1030 | 10833.3335 | 113.9952 | 221112 | -91.5639 | 41.6719 | 0.01 | 125 | 120 |  | 14.8 | N | Natural Gas | N | N | N | 9999 | N |  | Combustion Turbine | 48 |  | 25000
1079_G_4 | IA | 19103 | MIDAMERICAN ENERGY CO - CORALVILLE TURBINES | Coralville GT | 3925111 | 37692413 |  |  | 1079 | 4 | 52-02-001 | EU-4 | 0.57377 |  | 2.2391 | 0.046182 | 0.046182 | 0.004116 | 0.014694 | 2022 | 28 | 11 | 1030 | 10833.3335 | 113.9952 | 221112 | -91.564 | 41.6721 | 0.01 | 125 | 120 |  | 15.5 | N | Natural Gas | N | N | N | 9999 | N |  | Combustion Turbine | 68 |  | 25000
57953_B_COGEN | IA | 19111 | ROQUETTE AMERICA, INC | Roquette America | 3939711 | 68052813 |  |  | 57953 | COGEN | 56-01-009 | 121-NG | 29.6 | 2.3084 | 124.857 | 5.4825 | 5.4825 | 63 | 3.9676 | 2022 | 350 | 10 | 185 | 4075.4334 | 51.8691 | 311221 | -91.4064 | 40.3867 | 996 | 159 | 100 |  | 32 | Y | Bituminous, Petroleum Coke | N | Y | N | 9999 | N |  | Coal Steam | 8736 |  | 8300
57953_G_GT | IA | 19111 | ROQUETTE AMERICA, INC | Roquette America | 3939711 | 68055913 |  |  | 57953 | GT | 56-01-009 | CG-1 | 2.3153 | 0.64047 | 8.418 | 0.71962 | 0.71962 | 0.18405 | 2.0337 | 2022 | 170 | 10.83 | 273 | 6548.0001 | 71.0537 | 311221 | -91.3956 | 40.3897 | 166 | 159 | 120 |  | 38 | Y | Natural Gas | N | Y | N | 9999 | N |  | Combined Cycle | 8736 |  | 5500
10864_G_GEN7 | IA | 19113 | ADM CORN PROCESSING - CEDAR RAPIDS | Archer Daniels Midland Cedar Rapids | 8121311 | 125661413 |  |  | 10864 | GEN7 | 57-01-080 | EU-545 | 16.3326 | 3.105 | 3.3157 | 8.1142 | 8.1142 | 3.9412 | 1.6552 | 2022 | 225 | 11 | 250 | 5605.517 | 58.9611 | 311221 | -91.6862 | 41.9192 | 475 | 127 | 120 |  | 35 | N | Natural Gas | N | N | N | 9999 | N |  | Combustion Turbine | 4930 |  | 12369
1073_B_1 | IA | 19113 | IPL - PRAIRIE CREEK GENERATING STATION | Prairie Creek | 3940211 | 37605713 |  |  | 1073 | 1 | 57-01-042 | 301-301 | 99.5411 | 0.022441 | 172.7265 | 6.097 | 6.0953 | 353.0018 | 1.912 | 2022 | 327 | 16 | 470 | 5342.0001 | 26.5689 | 221112 | -91.6384 | 41.9437 | 1.7 | 125 | 100 |  | 2 | Y | Subbituminous | N | Y | N | 9999 | N |  | Coal Steam | 54 |  | 10908
1073_B_2 | IA | 19113 | IPL - PRAIRIE CREEK GENERATING STATION | Prairie Creek | 3940211 | 111692913 |  |  | 1073 | 2 | 57-01-042 | 301-302 | 124.4867 | 0.02843 | 233.1427 | 7.6898 | 7.6882 | 441.5559 | 2.4131 | 2022 | 327 | 16 | 470 | 5342.0001 | 26.5689 | 221112 | -91.6384 | 41.9437 | 304 | 125 | 100 |  | 2.2 | Y | Subbituminous | N | Y | N | 9999 | N |  | Coal Steam | 7942 |  | 10908
1073_B_3 | IA | 19113 | IPL - PRAIRIE CREEK GENERATING STATION | Prairie Creek | 3940211 | 37605913 | 1073 | 3 | 1073 | 3 | 57-01-042 | 302-303 | 164.5 | 0.06921 | 467.5768 | 36.6249 | 36.6249 | 831.5509 | 4.873 | 2022 | 201 | 12.44 | 450 | 3331.25 | 27.4079 | 221112 | -91.638 | 41.9443 | 611 | 125 | 100 |  | 29 | Y | Subbituminous | Y | N | N | 9999 | N |  | Coal Steam | 8152 | 8152.3203 | 12146
1073_B_4 | IA | 19113 | IPL - PRAIRIE CREEK GENERATING STATION | Prairie Creek | 3940211 | 37606013 | 1073 | 4 | 1073 | 4 | 57-01-042 | 303-304 | 20.8904 | 0.79583 | 69.5577 | 1.8901 | 1.8901 | 13.3381 | 1.3678 | 2022 | 201 | 13 | 329 | 9522.5668 | 71.8 | 221112 | -91.6398 | 41.9439 | 1370 | 125 | 100 |  | 118 | Y | Natural Gas | Y | N | N | 9999 | N |  | O/G Steam | 1206 | 1206.23 | 9822
10864_B_1 | IA | 19113 | ADM CORN PROCESSING - CEDAR RAPIDS | Archer Daniels Midland Cedar Rapids | 8121311 | 4736213 |  |  | 10864 | 1 | 57-01-080 | EU-501A | 22.1433 | 16.8965 | 113.151 | 8.3463 | 4.4235 | 163.353 | 4.4287 | 2022 | 350 | 11.52 | 358 | 6719.6363 | 64.469 | 311221 | -91.6874 | 41.9228 | 552 | 127 | 100 |  | 40 | Y | Bituminous, Subbituminous | N | Y | N | 9999 | N |  | Coal Steam | 7643 |  | 8300
10864_B_2 | IA | 19113 | ADM CORN PROCESSING - CEDAR RAPIDS | Archer Daniels Midland Cedar Rapids | 8121311 | 4738213 |  |  | 10864 | 2 | 57-01-080 | EU-501B | 18.3394 | 13.909 | 94.45 | 6.9126 | 3.6637 | 159.607 | 3.6679 | 2022 | 350 | 11.52 | 358 | 6719.6363 | 64.469 | 311221 | -91.6874 | 41.9228 | 552 | 127 | 100 |  | 40 | Y | Bituminous, Subbituminous | N | Y | N | 9999 | N |  | Coal Steam | 6730 |  | 8300
10864_B_3 | IA | 19113 | ADM CORN PROCESSING - CEDAR RAPIDS | Archer Daniels Midland Cedar Rapids | 8121311 | 4751013 |  |  | 10864 | 3 | 57-01-080 | EU-502A | 27.3156 | 14.1421 | 95.622 | 5.1756 | 2.7431 | 225.117 | 3.7379 | 2022 | 350 | 11.52 | 362 | 6682.6138 | 64.337 | 311221 | -91.6874 | 41.9228 | 552 | 127 | 100 |  | 40 | Y | Bituminous, Subbituminous | N | Y | N | 9999 | N |  | Coal Steam | 6794 |  | 8300
10864_B_4 | IA | 19113 | ADM CORN PROCESSING - CEDAR RAPIDS | Archer Daniels Midland Cedar Rapids | 8121311 | 4762413 |  |  | 10864 | 4 | 57-01-080 | EU-502B | 35.33 | 18.4673 | 122.872 | 6.6941 | 3.5479 | 132.903 | 4.8346 | 2022 | 350 | 11.52 | 362 | 6682.6138 | 64.337 | 311221 | -91.6874 | 41.9228 | 552 | 127 | 100 |  | 40 | Y | Bituminous, Subbituminous | N | Y | N | 9999 | N |  | Coal Steam | 8295 |  | 8300
10864_B_5 | IA | 19113 | ADM CORN PROCESSING - CEDAR RAPIDS | Archer Daniels Midland Cedar Rapids | 8121311 | 4761213 |  |  | 10864 | 5 | 57-01-080 | EU-530A | 39.8812 | 11.4861 | 293.258 | 15.9525 | 8.4548 | 286.361 | 8.8625 | 2022 | 412 | 12.01 | 310 | 7801.4341 | 68.865 | 311221 | -91.6846 | 41.9228 | 1500 | 127 | 100 |  | 100 | Y | Bituminous, Subbituminous | N | Y | N | 9999 | N |  | Coal Steam | 8190 |  | 8300
1073_B_5 | IA | 19113 | IPL - PRAIRIE CREEK GENERATING STATION |  | 3940211 | 37605213 |  |  |  |  | 57-01-042 | 500 | 10.5569 | 1.2267 | 30.266 | 1.15 | 1.15 | 0.23 | 2.1083 | 2022 | 106.5 | 6.5 | 470 | 1327.3333 | 40.0003 | 221112 | -91.638 | 41.9443 | 278 | 125 | 100 |  |  |  |  | N | N | N |  | N |  |  | 6816
6664_B_101 | IA | 19115 | MIDAMERICAN ENERGY CO - LOUISA STATION | Louisa | 3942411 | 37581213 | 6664 | 101 | 6664 | 101 | 58-07-001 | EU-1 | 3840.4374 | 0.70387 | 2898.445 | 249.4889 | 133.2419 | 4890.3781 | 3.0491 | 2022 | 610 | 30 | 180 | 59773.5861 | 84.5283 | 221112 | -91.0933 | 41.318 | 8000 | 125 | 100 |  | 747 | N | Subbituminous | Y | N | N | 9999 | N |  | Coal Steam |  | 5121.3403 | 10591
1068_G_1 | IA | 19127 | IPL - MARSHALLTOWN GENERATING STATION | Marshalltown | 3779111 | 37006813 | 1068 | 1A | 1068 | 1 | 64-01-012 | EU-011 | 4.8711 |  | 15.2276 | 0.39214 | 0.39214 | 0.0425 | 0.12469 | 2022 | 31 | 9 | 850 | 9729.5102 | 152.8767 | 221112 | -92.8627 | 42.0482 | 402 | 125 | 120 |  | 56 | N | Natural Gas | Y | N | N | 9999 | N |  | Combustion Turbine | 467 | 467.3 | 17054
1068_G_2 | IA | 19127 | IPL - MARSHALLTOWN GENERATING STATION | Marshalltown | 3779111 | 37006613 | 1068 | 2A | 1068 | 2 | 64-01-012 | EU-013 | 9.4089 |  | 29.8431 | 0.75744 | 0.75744 | 0.0796 | 0.24085 | 2022 | 31 | 9 | 850 | 9729.5102 | 152.8767 | 221112 | -92.8627 | 42.0482 | 402 | 125 | 120 |  | 57.4 | N | Natural Gas | Y | N | N | 9999 | N |  | Combustion Turbine | 844 | 843.89 | 17054
1068_G_3 | IA | 19127 | IPL - MARSHALLTOWN GENERATING STATION | Marshalltown | 3779111 | 37006413 | 1068 | 3A | 1068 | 3 | 64-01-012 | EU-015 | 2.3539 |  | 6.9872 | 0.18949 | 0.18949 | 0.0201 | 0.060254 | 2022 | 31 | 9 | 850 | 9729.5102 | 152.8767 | 221112 | -92.8627 | 42.0482 | 402 | 125 | 120 |  | 54.2 | N | Natural Gas | Y | N | N | 9999 | N |  | Combustion Turbine | 220 | 220.35 | 17054
58236_G_CTG1 | IA | 19127 | IPL - MARSHALLTOWN GENERATING STATION | Marshalltown Generating Station | 3779111 | 124118013 | 58236 | CT1 | 58236 | CTG1 | 64-01-012 | EU-401 | 59.8699 | 12.1876 | 42.6618 | 14.6251 | 14.6251 | 3.0433 | 1.4625 | 2022 | 199 | 20.17 | 180 | 19059.1198 | 59.6247 | 221112 | -92.8711 | 42.0414 | 2410 | 125 | 120 |  | 211.9 | N | Natural Gas | Y | N | N | 9999 | N |  | Combined Cycle | 4860 | 4859.8276 | 7101
58236_G_CTG2 | IA | 19127 | IPL - MARSHALLTOWN GENERATING STATION | Marshalltown Generating Station | 3779111 | 124117513 | 58236 | CT2 | 58236 | CTG2 | 64-01-012 | EU-402 | 69.3626 | 7.0421 | 40.2761 | 9.3895 | 9.3895 | 2.9314 | 0.46947 | 2022 | 199 | 23.5 | 210 | 21936.6642 | 50.5557 | 221112 | -92.8633 | 42.0489 | 2410 | 125 | 120 | 99 | 211.1 | N | Natural Gas | Y | N | N | 9999 | N |  | Combined Cycle | 4658 | 4658.1885 | 7101
1068_G_2B | IA | 19127 | IPL - MARSHALLTOWN GENERATING STATION |  | 3779111 | 37006513 | 1068 | 2B |  |  |  |  | 9.6249 |  | 31.961 | 0.77483 | 0.77483 | 0.0802 | 0.24638 |  | 31 | 9 | 850 | 9729.5102 | 152.8767 | 221112 | -92.8627 | 42.0482 |  | 125 | 120 |  |  |  |  | Y | N | N |  | N |  |  |  | 845.3398
1068_G_1B | IA | 19127 | IPL - MARSHALLTOWN GENERATING STATION |  | 3779111 | 37006713 | 1068 | 1B |  |  | 64-01-012 | EU-012 | 6.8459 |  | 21.2048 | 0.55111 | 0.55111 | 0.0548 | 0.17524 | 2022 | 31 | 9 | 850 | 9729.5102 | 152.8767 | 221112 | -92.8627 | 42.0482 | 402 | 125 | 120 |  |  |  |  | Y | N | N |  | N |  |  | 583 | 583.32
1068_G_3B | IA | 19127 | IPL - MARSHALLTOWN GENERATING STATION |  | 3779111 | 37006313 | 1068 | 3B |  |  | 64-01-012 | EU-016 | 4.0268 |  | 13.828 | 0.32416 | 0.32416 | 0.0334 | 0.10308 | 2022 | 31 | 9 | 850 | 13437.0575 | 211.1322 | 221112 | -92.8627 | 42.0482 | 402 | 125 | 120 |  |  |  |  | Y | N | N |  | N |  |  | 355 | 354.9
1167_B_9 | IA | 19139 | MUSCATINE POWER & WATER | Muscatine Plant #1 | 7892811 | 2592613 | 1167 | 9 | 1167 | 9 | 70-01-011 | EU90 | 53.65 |  | 628.0186 | 37.4372 | 27.038 | 48.6509 | 14.3147 | 2022 | 300 | 10.5 | 180 | 8666.6668 | 100.0481 | 221112 | -91.0577 | 41.3893 | 1560 | 125 | 100 |  | 161 | N | Subbituminous | Y | N | N | 9999 | N |  | Coal Steam | 7206 | 7307.8711 | 8800
1167_B_8 | IA | 19139 | MUSCATINE POWER & WATER |  | 7892811 | 2594313 | 1167 | 8 |  |  | 70-01-011 | EU80 | 107.644 |  | 1878.6888 | 20.0338 | 14.4983 | 1337.3538 | 13.6428 | 2022 | 225 | 8.53 | 350 | 5833.0189 | 102.0306 | 221112 | -91.0577 | 41.3893 | 1080 | 125 | 100 |  |  |  |  | Y | N | N |  | N |  |  | 7084 | 7553.8496
1167_B_7 | IA | 19139 | MUSCATINE POWER & WATER |  | 7892811 | 2592713 |  |  |  |  | 70-01-011 | EU70 | 6.2296 |  | 39.2859 | 1.1452 | 0.86054 | 49.2 | 0.28 | 2022 | 220 | 8.86 | 350 | 1655.6604 | 26.8435 | 221112 | -91.0566 | 41.3916 | 310 | 125 | 100 |  |  |  |  | N | N | N |  | N
1084_G_1 | IA | 19153 | MIDAMERICAN ENERGY CO - RIVER HILLS TURBINES | River Hills | 3163711 | 38794513 |  |  | 1084 | 1 | 77-01-054 | 001 | 0.17184 |  | 0.67059 | 0.013831 | 0.013831 | 0.0012327 | 0.0044007 | 2022 | 29.6 | 9.41 | 985 | 7258.7834 | 104.306 | 221112 | -93.6199 | 41.5903 | 0.01 | 125 | 120 |  | 14.6 | N | Natural Gas | N | N | N | 9999 | N |  | Combustion Turbine | 36 |  | 25000
1084_G_2 | IA | 19153 | MIDAMERICAN ENERGY CO - RIVER HILLS TURBINES | River Hills | 3163711 | 38794613 |  |  | 1084 | 2 | 77-01-054 | 002 | 0.20483 |  | 0.79935 | 0.016487 | 0.016487 | 0.0014694 | 0.0052458 | 2022 | 37.3 | 10.34 | 950 | 7174.6001 | 85.41 | 221112 | -93.6197 | 41.5903 | 0.01 | 125 | 120 |  | 14.6 | N | Natural Gas | N | N | N | 9999 | N |  | Combustion Turbine | 36 |  | 25000
1084_G_3 | IA | 19153 | MIDAMERICAN ENERGY CO - RIVER HILLS TURBINES | River Hills | 3163711 | 38794713 |  |  | 1084 | 3 | 77-01-054 | 003 | 0.16147 |  | 0.63011 | 0.012996 | 0.012996 | 0.0011583 | 0.0041313 | 2022 | 29.6 | 9.41 | 985 | 7258.7834 | 104.306 | 221112 | -93.6198 | 41.59 | 0.01 | 125 | 120 |  | 14.6 | N | Natural Gas | N | N | N | 9999 | N |  | Combustion Turbine | 33 |  | 25000
1084_G_4 | IA | 19153 | MIDAMERICAN ENERGY CO - RIVER HILLS TURBINES | River Hills | 3163711 | 38794813 |  |  | 1084 | 4 | 77-01-054 | 004 | 0.20358 |  | 0.79446 | 0.016386 | 0.016386 | 0.0014604 | 0.0052136 | 2022 | 34.3 | 10.34 | 950 | 7174.6001 | 85.41 | 221112 | -93.6196 | 41.5901 | 0.01 | 125 | 120 |  | 14.6 | N | Natural Gas | N | N | N | 9999 | N |  | Combustion Turbine | 36 |  | 25000
1084_G_5 | IA | 19153 | MIDAMERICAN ENERGY CO - RIVER HILLS TURBINES | River Hills | 3163711 | 38794913 |  |  | 1084 | 5 | 77-01-054 | 005 | 0.12968 |  | 0.50608 | 0.010438 | 0.010438 | 0.0009303 | 0.0033212 | 2022 | 37.3 | 10.34 | 950 | 7174.6001 | 85.41 | 221112 | -93.6195 | 41.5904 | 0.01 | 125 | 120 |  | 15 | N | Natural Gas | N | N | N | 9999 | N |  | Combustion Turbine | 36 |  | 25000
1084_G_6 | IA | 19153 | MIDAMERICAN ENERGY CO - RIVER HILLS TURBINES | River Hills | 3163711 | 38795013 |  |  | 1084 | 6 | 77-01-054 | 006 | 0.14537 |  | 0.56728 | 0.0117 | 0.0117 | 0.0010428 | 0.0037228 | 2022 | 29.6 | 9.41 | 985 | 7258.7834 | 104.306 | 221112 | -93.6193 | 41.5904 | 0.01 | 125 | 120 |  | 15 | N | Natural Gas | N | N | N | 9999 | N |  | Combustion Turbine | 36 |  | 25000
1084_G_7 | IA | 19153 | MIDAMERICAN ENERGY CO - RIVER HILLS TURBINES | River Hills | 3163711 | 38795113 |  |  | 1084 | 7 | 77-01-054 | 007 | 0.13972 |  | 0.54525 | 0.011246 | 0.011246 | 0.0010023 | 0.0035782 | 2022 | 37.3 | 10.34 | 950 | 7174.6001 | 85.41 | 221112 | -93.6195 | 41.5901 | 0.01 | 125 | 120 |  | 15 | N | Natural Gas | N | N | N | 9999 | N |  | Combustion Turbine | 36 |  | 25000
1084_G_8 | IA | 19153 | MIDAMERICAN ENERGY CO - RIVER HILLS TURBINES | River Hills | 3163711 | 38794213 |  |  | 1084 | 8 | 77-01-054 | 008 | 0.13759 |  | 0.53693 | 0.011074 | 0.011074 | 0.000987 | 0.0035236 | 2022 | 37.3 | 10.34 | 950 | 7174.6001 | 85.41 | 221112 | -93.6192 | 41.5901 | 0.01 | 125 | 120 |  | 15 | N | Natural Gas | N | N | N | 9999 | N |  | Combustion Turbine | 36 |  | 25000
7145_G_1 | IA | 19153 | MIDAMERICAN ENERGY CO - PLEASANT HILL/GDMEC | Pleasant Hill | 3164811 | 38775213 | 7145 | 1 | 7145 | 1 | 77-13-002 | EU-001 | 0.6502 |  | 5.1191 | 0.13891 | 0.13891 | 0.3676 | 0.041217 | 2022 | 35.5 | 13.43 | 1071 | 11933.3335 | 84.2 | 221112 | -93.5293 | 41.5576 | 507 | 125 | 120 |  | 36.7 | N | Natural Gas, Distillate Fuel Oil | Y | N | N | 9999 | N |  | Combustion Turbine | 6 | 212 | 16482
7145_G_2 | IA | 19153 | MIDAMERICAN ENERGY CO - PLEASANT HILL/GDMEC | Pleasant Hill | 3164811 | 38775413 | 7145 | 2 | 7145 | 2 | 77-13-002 | EU-002 | 0.60718 |  | 4.8907 | 0.1313 | 0.1313 | 0.4015 | 0.040127 | 2022 | 35.5 | 13.43 | 1071 | 11933.3335 | 84.19 | 221112 | -93.5293 | 41.5576 | 507 | 125 | 120 |  | 37.3 | N | Natural Gas, Distillate Fuel Oil | Y | N | N | 9999 | N |  | Combustion Turbine | 6 | 172 | 16482
7145_G_3 | IA | 19153 | MIDAMERICAN ENERGY CO - PLEASANT HILL/GDMEC | Pleasant Hill | 3164811 | 38775713 | 7145 | 3 | 7145 | 3 | 77-13-002 | EU-005 | 1.1734 |  | 3.5231 | 0.23936 | 0.2393 | 0.191 | 0.062535 | 2022 | 52 | 13.83 | 1052 | 8340.1501 | 55.5 | 221112 | -93.5293 | 41.5576 | 1390 | 125 | 120 |  | 80.8 | N | Natural Gas, Distillate Fuel Oil | Y | N | N | 9999 | N |  | Combustion Turbine | 85 | 102.35 | 16463
7985_G_GT1 | IA | 19153 | MIDAMERICAN ENERGY CO - PLEASANT HILL/GDMEC | Greater Des Moines | 3164811 | 67980413 | 7985 | 1 | 7985 | GT1 | 77-13-002 | GDMEC-EU 1 | 67 | 2.136e-05 | 30.3988 | 29.3167 | 29.3167 | 1.6149 | 2.4474 | 2022 | 200 | 18.5 | 202 | 19597.6985 | 72.878 | 221112 | -93.5285 | 41.5567 | 2140 | 125 | 120 |  | 163.4 | N | Natural Gas | Y | N | N | 9999 | N |  | Combined Cycle | 3270 | 3299.3982 | 7823
7985_G_GT2 | IA | 19153 | MIDAMERICAN ENERGY CO - PLEASANT HILL/GDMEC | Greater Des Moines | 3164811 | 67980513 | 7985 | 2 | 7985 | GT2 | 77-13-002 | GDMEC-EU 2 | 65.7 | 2.608e-05 | 28.0907 | 30.0374 | 30.0374 | 1.6777 | 2.5076 | 2022 | 200 | 18.5 | 202 | 19597.6985 | 72.878 | 221112 | -93.5293 | 41.5576 | 2140 | 125 | 120 |  | 164.2 | N | Natural Gas | Y | N | N | 9999 | N |  | Combined Cycle | 3320 | 3345.0276 | 7823
8029_G_1 | IA | 19153 | MIDAMERICAN ENERGY CO - SYCAMORE TURBINES | Sycamore (IA) | 3164611 | 38776413 | 8029 | 1 | 8029 | 1 | 77-09-002 | 001 | 1.2457 |  | 4.975 | 0.10126 | 0.10126 | 0.0631 | 0.031929 | 2022 | 100 | 11 | 910 | 25372.3005 | 266.9836 | 221112 | -93.6763 | 41.672 | 947 | 125 | 120 |  | 75 | N | Natural Gas, Distillate Fuel Oil | Y | N | N | 9999 | N |  | Combustion Turbine |  | 54.27 | 20633
8029_G_2 | IA | 19153 | MIDAMERICAN ENERGY CO - SYCAMORE TURBINES | Sycamore (IA) | 3164611 | 38776513 | 8029 | 2 | 8029 | 2 | 77-09-002 | 002 | 2.232 |  | 9.8199 | 0.18129 | 0.18129 | 0.106 | 0.057206 | 2022 | 100 | 11 | 910 | 25372.3005 | 266.9836 | 221112 | -93.6767 | 41.672 | 947 | 125 | 120 |  | 73.9 | N | Natural Gas, Distillate Fuel Oil | Y | N | N | 9999 | N |  | Combustion Turbine | 100 | 101.6 | 20637
1082_B_3 | IA | 19155 | WALTER SCOTT JR ENERGY CTR | Walter Scott Jr Energy Center | 2992611 | 38070713 | 1082 | 3 | 1082 | 3 | 78-01-026 | 003 | 4429.9 | 1.0446 | 4597.0925 | 490.2949 | 271.4622 | 7748.0252 | 65.4205 | 2022 | 550 | 25 | 180 | 46666.6676 | 95.0303 | 221112 | -95.839 | 41.1806 | 7700 | 125 | 100 |  | 702 | Y | Subbituminous | Y | N | N | 9999 | N |  | Coal Steam | 6720 | 6770.3408 | 9926
1082_B_4 | IA | 19155 | WALTER SCOTT JR ENERGY CTR | Walter Scott Jr Energy Center | 2992611 | 67981913 | 1082 | 4 | 1082 | 4 | 78-01-026 | 141 | 393.14 | 5.304 | 716.447 | 136.666 | 89.1899 | 1274.7808 | 6.0219 | 2022 | 551 | 24.67 | 165 | 46228.3814 | 96.6731 | 221112 | -95.836 | 41.1818 | 7680 | 125 | 100 |  | 806 | N | Subbituminous | Y | N | N | 9999 | N |  | Coal Steam | 5544 | 5614.3604 | 9977
1081_B_9 | IA | 19163 | MIDAMERICAN ENERGY CO - RIVERSIDE STATION |  | 2995011 | 38035113 | 1081 | 9 |  |  | 82-02-006 | EU-1 | 0 | 0 | 0 | 0 | 0 | 0 | 0 | 2022 | 346.3 | 13.4 | 297 | 10950.3146 | 77.6161 | 221112 | -90.4477 | 41.5404 | 1200 | 125 | 100 |  |  |  |  | N | N | N |  | N
1122_B_7 | IA | 19169 | CITY OF AMES STEAM ELECTRIC PLANT | Ames Electric Services Power Plant | 12806611 | 68177813 | 1122 | 7 | 1122 | 7 | 85-01-006-02 | EU-2 | 1.2838 | 0.86 | 49.951 | 4.38 | 4.38 | 6.1726 | 1.5863 | 2022 | 200 | 8 | 252 | 3179.3711 | 63.2261 | 221112 | -93.6079 | 42.0255 | 574 | 125 | 100 |  | 32 | N | Natural Gas | Y | N | N | 9999 | N |  | O/G Steam | 1424 | 2038.6699 | 13684
1122_B_8 | IA | 19169 | CITY OF AMES STEAM ELECTRIC PLANT | Ames Electric Services Power Plant | 12806611 | 68177713 | 1122 | 8 | 1122 | 8 | 85-01-006-02 | EU-1 | 3.2989 | 4.43 | 219.5488 | 23.52 | 23.52 | 20.1511 | 8.1402 | 2022 | 210 | 11 | 240 | 5327.0441 | 56.032 | 221112 | -93.6079 | 42.0254 | 775 | 125 | 100 |  | 63 | N | Natural Gas | Y | N | N | 9999 | N |  | O/G Steam | 6437 | 6569.0801 | 12538
6463_G_GT1 | IA | 19169 | CITY OF AMES COMBUSTION TURBINE | Ames GT | 12806511 | 68177513 |  |  | 6463 | GT1 | 85-01-006-01 | EU-1 |  |  | 0.87289 | 0.011903 | 0.011903 | 0.010018 |  | 2022 | 31.9 | 11.94 | 820 | 8275.0001 | 73.9042 | 221112 | -93.5824 | 42.027 | 0.01 | 125 | 120 |  | 15.2 | N | Distillate Fuel Oil | N | N | N | 9999 | N |  | Combustion Turbine | 10 |  | 15553
6463_G_GT2 | IA | 19169 | CITY OF AMES COMBUSTION TURBINE | Ames GT | 12806511 | 68177613 | 6463 | GT2 | 6463 | GT2 | 85-01-006-01 | EU-3 | 0.031546 |  | 0.132 |  |  | 0.0212 |  | 2022 | 60 | 9 | 939 | 6775.0001 | 106.4534 | 221112 | -93.5831 | 42.0269 | 320 | 125 | 120 | 213 | 25.7 | N | Distillate Fuel Oil | Y | N | N | 9999 | N |  | Combustion Turbine | 8 | 3.73 | 15706
1206_G_GT1 | IA | 19175 | CENTRAL IOWA POWER COOP - SUMMIT LAKE | Summit Lake | 3731711 | 68192713 | 1206 | 1G | 1206 | GT1 | 88-01-004 | EU1G | 0.11028 | 0.0087416 | 3.6659 | 0.0089131 | 0.0088735 | 0.0486 | 0.0028216 | 2022 | 35.3 | 9.57 | 490 | 7833.3334 | 108.7962 | 221112 | -94.347 | 41.1134 | 480 | 125 | 120 |  | 29.2 | N | Natural Gas, Distillate Fuel Oil | Y | N | N | 9999 | N |  | Combustion Turbine | 22 | 25.4 | 12889
1206_G_GT2 | IA | 19175 | CENTRAL IOWA POWER COOP - SUMMIT LAKE | Summit Lake | 3731711 | 68192813 | 1206 | 2G | 1206 | GT2 | 88-01-004 | EU2G | 2.3996 | 0.19021 | 25.5678 | 0.19394 | 0.19394 | 0.0296 | 0.061394 | 2022 | 45 | 9.57 | 990 | 11955.0222 | 166.0419 | 221112 | -94.3468 | 41.1133 | 480 | 125 | 120 |  | 27.4 | N | Natural Gas, Distillate Fuel Oil | Y | N | N | 9999 | N |  | Combustion Turbine | 173 | 176.42 | 12889
6254_B_1 | IA | 19179 | IPL - OTTUMWA GENERATING STATION | Ottumwa | 3732211 | 124299813 | 6254 | 1 | 6254 | 1 | 90-07-001 | 1 | 877 | 35.6868 | 1146.7264 | 38.5012 | 33.6825 | 1274.3592 | 0.070524 | 2022 | 600 | 25 | 205 | 44478.8813 | 90.5751 | 221112 | -92.555 | 41.0977 | 6370 | 125 | 100 |  | 712 | N | Subbituminous | Y | N | N | 9999 | N |  | Coal Steam | 6890 | 6890.1191 | 10369
1150_G_8 | IA | 19181 | INDIANOLA MUNICIPAL UTILITIES | Indianola | 15474111 | 98111513 |  |  | 1150 | 8 | 91-01-002 | EU9 | 0.0119 |  | 0.0448 | 0.00196 | 0.00196 | 2.121e-05 | 0.00126 | 2022 | 32 | 1 | 840 | 184.9842 | 235.4345 | 221112 | -93.5624 | 41.3601 | 10.5 | 125 | 160 |  | 22.8 | N | Distillate Fuel Oil | N | N | N | 9999 | N |  | Combustion Turbine | 3 |  | 25000
7343_B_4 | IA | 19193 | MIDAMERICAN ENERGY CO - GEORGE NEAL SOUTH | George Neal South | 2943511 | 38608513 | 7343 | 4 | 7343 | 4 | 97-04-011 | 003 | 654.89 | 0.75252 | 951.7223 | 98.2982 | 97.2025 | 1953.1744 | 19.5565 | 2022 | 469 | 25.75 | 180 | 43634.7178 | 83.7554 | 221112 | -96.3627 | 42.2997 | 6900 | 125 | 100 |  | 641 | Y | Subbituminous | Y | N | N | 9999 | N |  | Coal Steam |  | 2553.8301 | 10033
1091_B_3 | IA | 19193 | MIDAMERICAN ENERGY CO - GEORGE NEAL NORTH | George Neal North | 2943411 | 38611713 | 1091 | 3 | 1091 | 3 | 97-04-010 | 003 | 593.73 | 0.36775 | 1049.2016 | 35.0558 | 31.6058 | 1337.5865 | 13.2845 | 2022 | 400 | 20 | 180 | 19920.8003 | 63.3843 | 221112 | -96.3813 | 42.3258 | 5020 | 125 | 100 |  | 504 | N | Subbituminous | Y | N | N | 9999 | N |  | Coal Steam | 2304 | 2297.48 | 10462
1235_B_3 | KS | 20009 | Sunflower Electric - Great Bend | Great Bend - Sunflower | 3773211 | 37523813 | 1235 | 3 | 1235 | 3 |  |  | 2.4602 | 0.32802 | 17.9991 | 0.77905 | 0.77905 | 0.1316 | 0.56379 |  | 146 | 6.5 | 290 | 3050 | 91.9143 | 221112 | -98.8697 | 38.41 |  | 125 | 100 |  | 100 | N | Natural Gas | Y | N | N | 9999 | N |  | O/G Steam |  | 625.05 | 13329
1261_G_1 | KS | 20015 | Augusta Mun. Power Plant 1 | Augusta Electric Plant No 1 | 3670411 | 37388313 |  |  | 1261 | 1 | 0009 | 001 | 0 |  | 0 | 0 | 0 | 0 | 0 | 2022 | 35 | 1.16 | 840 | 176.1666 | 167 | 221112 | -96.9719 | 37.6786 | 1140 | 125 | 160 |  | 1.1 | N | Natural Gas, Distillate Fuel Oil | N | N | N | 9999 | N |  | Combustion Turbine | 1 |  | 12283
1261_G_3 | KS | 20015 | Augusta Mun. Power Plant 1 | Augusta Electric Plant No 1 | 3670411 | 37388213 |  |  | 1261 | 3 | 0009 | 003 | 0 |  | 0 | 0 | 0 | 0 | 0 | 2022 | 45 | 1.33 | 800 | 161.3333 | 116 | 221112 | -96.9719 | 37.6786 | 1000 | 125 | 160 |  | 1 | N | Natural Gas, Distillate Fuel Oil | N | N | N | 9999 | N |  | Combustion Turbine | 1 |  | 12283
1261_G_5 | KS | 20015 | Augusta Mun. Power Plant 1 | Augusta Electric Plant No 1 | 3670411 | 37388113 |  |  | 1261 | 5 | 0009 | 005 | 0 |  | 0 | 0 | 0 | 0 | 0 | 2022 | 45 | 1.5 | 840 | 360 | 204 | 221112 | -96.9719 | 37.6786 | 2250 | 125 | 160 |  | 2.2 | N | Natural Gas, Distillate Fuel Oil | N | N | N | 9999 | N |  | Combustion Turbine | 1 |  | 12283
1261_G_6 | KS | 20015 | Augusta Mun. Power Plant 1 | Augusta Electric Plant No 1 | 3670411 | 37387913 |  |  | 1261 | 6 | 0009 | 006 | 0 |  | 0 | 0 | 0 | 0 | 0 | 2022 | 45 | 1.5 | 840 | 360 | 204 | 221112 | -96.9719 | 37.6786 | 2250 | 125 | 160 |  | 2.2 | N | Natural Gas, Distillate Fuel Oil | N | N | N | 9999 | N |  | Combustion Turbine | 1 |  | 12283
1261_G_7 | KS | 20015 | Augusta Mun. Power Plant 1 | Augusta Electric Plant No 1 | 3670411 | 37388013 |  |  | 1261 | 7 | 0009 | 007 | 0 |  | 0 | 0 | 0 | 0 | 0 | 2022 | 55 | 2 | 750 | 7.3303 | 2.3333 | 221112 | -96.9719 | 37.6786 | 2000 | 125 | 160 |  | 2 | N | Natural Gas, Distillate Fuel Oil | N | N | N | 9999 | N |  | Combustion Turbine | 1 |  | 12283
6791_G_1 | KS | 20015 | Augusta Mun. Power Plant 2 | Augusta Electric Plant No 2 | 3670511 | 37387613 |  |  | 6791 | 1 | 0010 | 001 | 1.7527 |  | 10.2148 | 0.21678 | 0.21035 | 0.001469 | 0.75665 | 2022 | 60 | 2.66 | 860 | 703.3333 | 127 | 221112 | -96.9648 | 37.686 | 4 | 125 | 160 |  | 4 | N | Natural Gas, Distillate Fuel Oil | N | N | N | 9999 | N |  | Combustion Turbine | 229 |  | 18000
6791_G_2 | KS | 20015 | Augusta Mun. Power Plant 2 | Augusta Electric Plant No 2 | 3670511 | 37387713 |  |  | 6791 | 2 | 0010 | 002 | 1.4396 |  | 8.3181 | 0.17653 | 0.17129 | 0.0011963 | 0.61615 | 2022 | 60 | 2.66 | 860 | 703.3333 | 127 | 221112 | -96.9648 | 37.686 | 4 | 125 | 160 |  | 4 | N | Natural Gas, Distillate Fuel Oil | N | N | N | 9999 | N |  | Combustion Turbine | 180 |  | 18000
6791_G_3 | KS | 20015 | Augusta Mun. Power Plant 2 | Augusta Electric Plant No 2 | 3670511 | 37387813 |  |  | 6791 | 3 | 0010 | 003 | 3.1237 |  | 15.7677 | 0.33463 | 0.3247 | 0.0022676 | 1.168 | 2022 | 60 | 2.66 | 910 | 977.1666 | 176 | 221112 | -96.9648 | 37.686 | 6 | 125 | 160 |  | 6 | N | Natural Gas, Distillate Fuel Oil | N | N | N | 9999 | N |  | Combustion Turbine | 216 |  | 18000
1239_G_12 | KS | 20021 | Empire District Electric - Riverton | Riverton | 3878111 | 63964213 | 1239 | 12 | 1239 | 12 | 0002 | 008 | 20 |  | 131.3649 | 22 | 22 | 3.3116 | 0.73 | 2022 | 199.9 | 17 | 199 | 21827.917 | 96.1666 | 221112 | -94.6986 | 37.0719 | 2020 | 125 | 140 |  | 149 | N | Natural Gas | Y | N | N | 9999 | N | 1239_G_12-2;1239_G_12 | Combined Cycle | 7275 | 7275.0098 | 7432
1239_G_9 | KS | 20021 | Empire District Electric - Riverton |  | 3878111 | 37460713 |  |  |  |  | 0002 | 005 | 12.5611 |  | 5.6762 | 0.31755 | 0.31755 | 0.033445 | 0.099945 | 2022 | 30 | 9.6 | 751 | 7784.9668 | 107.5534 | 221112 | -94.6986 | 37.0719 | 16 | 125 | 120 |  |  |  |  | N | N | N |  | N |  |  | 3
1270_G_IC3 | KS | 20027 | Clay Center Mun. Power Plant | Clay Center | 4499711 | 28276913 |  |  | 1270 | IC3 | 0007 | 003 | 2.5903 |  | 6.0292 | 0.13136 | 0.12756 | 0.00086709 | 0.44661 | 2022 | 49 | 3.3 | 962 | 832.75 | 97.3636 | 221112 | -97.1278 | 39.3739 | 5 | 125 | 160 |  | 5 | N | Natural Gas, Distillate Fuel Oil | N | N | N | 9999 | N |  | Combustion Turbine | 109 |  | 12283
1270_G_IC4 | KS | 20027 | Clay Center Mun. Power Plant | Clay Center | 4499711 | 28277313 |  |  | 1270 | IC4 | 0007 | 004 | 1.6695 |  | 3.8858 | 0.084661 | 0.082215 | 0.00055884 | 0.28784 | 2022 | 55 | 2.2 | 506 | 577.1666 | 151.8329 | 221112 | -97.1278 | 39.3739 | 4 | 125 | 160 |  | 3.5 | N | Natural Gas, Distillate Fuel Oil | N | N | N | 9999 | N |  | Combustion Turbine | 126 |  | 12283
1270_G_IC5 | KS | 20027 | Clay Center Mun. Power Plant | Clay Center | 4499711 | 28277013 |  |  | 1270 | IC5 | 0007 | 005 | 0.4016 |  | 0.93475 | 0.020366 | 0.019777 | 0.00013443 | 0.069241 | 2022 | 55 | 2.2 | 506 | 577.1666 | 151.8329 | 221112 | -97.1278 | 39.3739 | 4 | 125 | 160 |  | 3.5 | N | Natural Gas, Distillate Fuel Oil | N | N | N | 9999 | N |  | Combustion Turbine | 82 |  | 12283
1270_G_IC1 | KS | 20027 | Clay Center Mun. Power Plant | Clay Center | 4499711 | 28277113 |  |  | 1270 | IC1 | 0007 | 001 | 0.38986 |  | 0.90744 | 0.019771 | 0.019199 | 0.0001305 | 0.067218 | 2022 | 20 | 1.33 | 555 | 157.5833 | 113.4271 | 221112 | -97.1278 | 39.3739 | 1 | 125 | 160 |  | 0.9 | N | Natural Gas, Distillate Fuel Oil | N | N | N | 9999 | N |  | Combustion Turbine | 90 |  | 12283
1270_G_IC2 | KS | 20027 | Clay Center Mun. Power Plant | Clay Center | 4499711 | 28276813 |  |  | 1270 | IC2 | 0007 | 002 | 0.42704 |  | 0.99398 | 0.021656 | 0.02103 | 0.00014295 | 0.073628 | 2022 | 34 | 1.66 | 708 | 132.35 | 61.153 | 221112 | -97.1278 | 39.3739 | 2 | 125 | 160 |  | 2 | N | Natural Gas, Distillate Fuel Oil | N | N | N | 9999 | N |  | Combustion Turbine | 51 |  | 12283
7013_B_4 | KS | 20035 | Winfield Mun. Power Plant 2 | East 12th Street | 4476411 | 27688313 | 7013 | 4 | 7013 | 4 | 0012 | 001 | 0.83874 | 0.031952 | 5.6123 | 0.075886 | 0.075886 | 0.0107 | 0.054917 | 2022 | 160 | 5 | 350 | 3828.8 | 195 | 221112 | -96.9625 | 37.2367 | 333 | 125 | 100 |  | 26 | N | Natural Gas | Y | N | N | 9999 | N |  | O/G Steam | 120 | 105 | 13598
57489_G_G1 | KS | 20037 | Oak Grove Power Producers | Oak Grove Power Producers | 16605111 | 106452313 |  |  | 57489 | G1 | 7039 | 001 | 48.5295 |  | 9.1812 | 2.4571 | 2.4571 | 1.9269 | 3.564 | 2022 | 25 | 2 | 900 | 208.3333 | 65 | 221118 | -94.6392 | 37.6315 | 2230 | 125 | 160 |  | 1.5 | N | Landfill Gas | N | N | N | 9999 | N |  | Landfill Gas | 6166 |  | 13500
57489_G_G2 | KS | 20037 | Oak Grove Power Producers | Oak Grove Power Producers | 16605111 | 108774013 |  |  | 57489 | G2 | 7039 | 002 | 52.5949 |  | 15.6395 | 2.5151 | 2.5151 | 1.8978 | 2.639 | 2022 | 25 | 2 | 900 | 208.3333 | 65 | 221118 | -94.6394 | 37.6315 | 2740 | 125 | 160 |  | 1.9 | N | Landfill Gas | N | N | N | 9999 | N |  | Landfill Gas | 4860 |  | 13500
1250_B_5 | KS | 20045 | Evergy - Lawrence | Lawrence Energy Center | 4827111 | 28459513 | 1250 | 5 | 1250 | 5 | 0014 | 004 | 1983.5601 | 4.4605 | 1088.9551 | 41.9285 | 36.3099 | 182.0623 | 35.9934 | 2022 | 355 | 18 | 143 | 20103.3337 | 79 | 221112 | -95.2695 | 39.0081 | 4320 | 125 | 100 |  | 373 | N | Natural Gas | Y | N | N | 9999 | N |  | O/G Steam | 7351 | 7350.7212 | 10930
1250_B_4 | KS | 20045 | Evergy - Lawrence | Lawrence Energy Center | 4827111 | 28459613 | 1250 | 4 | 1250 | 4 | 0014 | 003 | 448.0621 | 0.44314 | 336.0408 | 14.2217 | 10.7552 | 37.8061 | 8.5825 | 2022 | 170 | 7.7 | 134 | 3825.65 | 83 | 221112 | -95.2695 | 39.0081 | 1410 | 125 | 100 |  | 111 | N | Subbituminous | Y | N | N | 2028 | N |  | Coal Steam | 6716 | 6716.5005 | 11593
56497_G_1 | KS | 20051 | Midwest Energy - Hays (Goodman Energy Center) | Goodman Energy Center | 12657411 | 98357013 |  |  | 56497 | 1 | 0057 | 001 | 0.12877 |  | 0.53686 | 0.34705 | 0.34705 | 0.020435 | 0.53797 | 2022 | 52 | 4 | 702 | 428.2166 | 34 | 221112 | -99.3621 | 38.9303 | 8430 | 125 | 160 |  | 8.2 | N | Natural Gas | N | N | N | 9999 | N |  | Combustion Turbine | 1320 |  | 10745
56497_G_2 | KS | 20051 | Midwest Energy - Hays (Goodman Energy Center) | Goodman Energy Center | 12657411 | 108775313 |  |  | 56497 | 2 | 0057 | 002 | 0.27773 |  | 0.73251 | 0.40766 | 0.40766 | 0.024003 | 0.59884 | 2022 | 52 | 4 | 702 | 428.2166 | 34 | 221112 | -99.3621 | 38.9303 | 8430 | 125 | 160 |  | 8.2 | N | Natural Gas | N | N | N | 9999 | N |  | Combustion Turbine | 1317 |  | 10745
56497_G_3 | KS | 20051 | Midwest Energy - Hays (Goodman Energy Center) | Goodman Energy Center | 12657411 | 108775013 |  |  | 56497 | 3 | 0057 | 003 | 0.069069 |  | 0.38606 | 0.24531 | 0.24531 | 0.014444 | 0.29851 | 2022 | 52 | 4 | 702 | 428.2166 | 34 | 221112 | -99.3621 | 38.9303 | 8430 | 125 | 160 |  | 8.2 | N | Natural Gas | N | N | N | 9999 | N |  | Combustion Turbine | 841 |  | 10745
56497_G_4 | KS | 20051 | Midwest Energy - Hays (Goodman Energy Center) | Goodman Energy Center | 12657411 | 108775613 |  |  | 56497 | 4 | 0057 | 004 | 0.046944 |  | 0.40186 | 0.28246 | 0.28246 | 0.016631 | 0.3693 | 2022 | 52 | 4 | 702 | 428.2166 | 34 | 221112 | -99.3621 | 38.9303 | 8430 | 125 | 160 |  | 8.2 | N | Natural Gas | N | N | N | 9999 | N |  | Combustion Turbine | 959 |  | 10745
56497_G_5 | KS | 20051 | Midwest Energy - Hays (Goodman Energy Center) | Goodman Energy Center | 12657411 | 108775513 |  |  | 56497 | 5 | 0057 | 005 | 0.1364 |  | 0.56701 | 0.39856 | 0.39856 | 0.023467 | 0.037063 | 2022 | 52 | 4 | 702 | 428.2166 | 34 | 221112 | -99.3621 | 38.9303 | 8430 | 125 | 160 |  | 8.2 | N | Natural Gas | N | N | N | 9999 | N |  | Combustion Turbine | 1297 |  | 10745
56497_G_6 | KS | 20051 | Midwest Energy - Hays (Goodman Energy Center) | Goodman Energy Center | 12657411 | 108775413 |  |  | 56497 | 6 | 0057 | 006 | 0.10266 |  | 0.66558 | 0.39646 | 0.39646 | 0.023344 | 0.034635 | 2022 | 52 | 4 | 702 | 428.2166 | 34 | 221112 | -99.3621 | 38.9303 | 8430 | 125 | 160 |  | 8.2 | N | Natural Gas | N | N | N | 9999 | N |  | Combustion Turbine | 1284 |  | 10745
56497_G_7 | KS | 20051 | Midwest Energy - Hays (Goodman Energy Center) | Goodman Energy Center | 12657411 | 108775713 |  |  | 56497 | 7 | 0057 | 007 | 0.098589 |  | 0.75488 | 0.44518 | 0.44518 | 0.026213 | 0.63274 | 2022 | 52 | 4 | 702 | 428.2166 | 34 | 221112 | -99.3621 | 38.9303 | 8430 | 125 | 160 |  | 8.2 | N | Natural Gas | N | N | N | 9999 | N |  | Combustion Turbine | 1475 |  | 10745
56497_G_8 | KS | 20051 | Midwest Energy - Hays (Goodman Energy Center) | Goodman Energy Center | 12657411 | 108775113 |  |  | 56497 | 8 | 0057 | 008 | 0.12079 |  | 0.63951 | 0.3773 | 0.3773 | 0.022215 | 0.53728 | 2022 | 52 | 4 | 702 | 428.2166 | 34 | 221112 | -99.3621 | 38.9303 | 8430 | 125 | 160 |  | 8.2 | N | Natural Gas | N | N | N | 9999 | N |  | Combustion Turbine | 1281 |  | 10745
56497_G_9 | KS | 20051 | Midwest Energy - Hays (Goodman Energy Center) | Goodman Energy Center | 12657411 | 108775213 |  |  | 56497 | 9 | 0057 | 009 | 0.064864 |  | 0.40846 | 0.28559 | 0.28559 | 0.016816 | 0.39314 | 2022 | 52 | 4 | 702 | 428.2166 | 34 | 221112 | -99.3621 | 38.9303 | 8440 | 125 | 160 |  | 8.2 | N | Natural Gas | N | N | N | 9999 | N |  | Combustion Turbine | 1016 |  | 10745
108_B_SGU1 | KS | 20055 | Sunflower Electric - Holcomb | Holcomb | 3167611 | 38766713 | 108 | SGU1 | 108 | SGU1 | 0023 | 001 | 1125.7282 | 0.42611 | 1700.2932 | 35.0546 | 35.0546 | 1253.2237 | 12.5671 | 2022 | 474 | 16.33 | 185 | 24714.0691 | 118 | 221112 | -100.9725 | 37.9308 | 3390 | 125 | 100 |  | 359 | N | Subbituminous | Y | N | N | 9999 | N |  | Coal Steam | 7165 | 7153.3101 | 10904
1336_B_S-2 | KS | 20055 | Sunflower Electric - Garden City | Garden City | 3167811 | 38765013 | 1336 | S-2 | 1336 | S-2 | 0026 | 002 | 0.96024 | 0.12803 | 5.0185 | 0.30408 | 0.30408 | 0.0261 | 0.22006 | 2022 | 124 | 10 | 253 | 4438.9667 | 56.5186 | 221112 | -100.8953 | 37.9704 | 958 | 125 | 100 |  | 98 | N | Natural Gas | Y | N | N | 9999 | N |  | O/G Steam | 264 | 256.38 | 12360
1336_G_S3 | KS | 20055 | Sunflower Electric - Garden City | Garden City | 3167811 | 38764813 |  |  | 1336 | S3 | 0026 | 003 | 0 |  | 0 | 0 | 0 | 0 | 0 | 2022 | 32 | 10.33 | 985 | 2430.4602 | 29 | 221112 | -100.8953 | 37.9704 | 255 | 125 | 120 |  | 12.8 | N | Natural Gas | N | N | N | 9999 | N |  | Combustion Turbine | 1 |  | 19499
1336_G_S4 | KS | 20055 | Sunflower Electric - Garden City | Garden City | 3167811 | 38765213 | 1336 | S-4 | 1336 | S4 | 0026 | 004 | 6.5451 |  | 17.0954 | 0.5268 | 0.5268 | 0.0488 | 0.16762 | 2022 | 42 | 17.17 | 1035 | 7379.5834 | 31.8714 | 221112 | -100.8953 | 37.9704 | 723 | 125 | 120 |  | 57.1 | N | Natural Gas | Y | N | N | 9999 | N |  | Combustion Turbine | 520 | 445.59 | 17171
1336_G_S5 | KS | 20055 | Sunflower Electric - Garden City | Garden City | 3167811 | 38765113 | 1336 | S-5 | 1336 | S5 | 0026 | 005 | 3.2483 |  | 22.191 | 0.71462 | 0.71462 | 0.0651 | 0.22738 | 2022 | 42 | 17.17 | 1046 | 7425.8501 | 32.0712 | 221112 | -100.8953 | 37.9704 | 720 | 125 | 120 | 213 | 53.8 | N | Natural Gas | Y | N | N | 9999 | N |  | Combustion Turbine | 659 | 562.5601 | 17166
1336_B_GC3 | KS | 20055 | Sunflower Electric - Garden City |  | 3167811 | 38764713 |  |  |  |  | 0026 | 007 | 0.1953 | 0.00744 | 0.2325 | 0.01767 | 0.01767 | 0.001395 | 0.012788 | 2022 | 60 | 1.33 | 410 | 37.5666 | 27.0401 | 221112 | -100.8953 | 37.9704 | 12 | 125 | 100 |  |  |  |  | N | N | N |  | N |  |  | 1110
1233_B_4 | KS | 20057 | Sunflower Electric - Fort Dodge | Fort Dodge | 3822711 | 37817813 | 1233 | 4 | 1233 | 4 | 0001 | 001 | 4.3058 | 0.16403 | 7.2699 | 0.38958 | 0.38958 | 0.029 | 0.28193 | 2022 | 149 | 10.72 | 302 | 8213.3668 | 91 | 221112 | -99.9499 | 37.7328 | 1540 | 125 | 100 |  | 149 | N | Natural Gas | Y | N | N | 9999 | N |  | O/G Steam | 259 | 252.32 | 12673
1316_G_IC3 | KS | 20059 | Ottawa Mun. Power Plant | Ottawa | 3734911 | 37538313 |  |  | 1316 | IC3 | 0006 | 001 | 0.37458 |  | 0.87186 | 0.018503 | 0.017954 | 0.00012539 | 0.064582 | 2022 | 50 | 1.3 | 750 | 368.7166 | 277.7897 | 221112 | -95.2796 | 38.6155 | 3 | 125 | 160 |  | 3.2 | N | Natural Gas, Distillate Fuel Oil | N | N | N | 9999 | N |  | Combustion Turbine | 23 |  | 18000
1316_G_IC4 | KS | 20059 | Ottawa Mun. Power Plant | Ottawa | 3734911 | 37537913 |  |  | 1316 | IC4 | 0006 | 002 | 0.40104 |  | 0.93346 | 0.01981 | 0.019222 | 0.00013425 | 0.069145 | 2022 | 50 | 1.3 | 750 | 368.7166 | 277.7897 | 221112 | -95.2796 | 38.6155 | 3 | 125 | 160 |  | 3 | N | Natural Gas, Distillate Fuel Oil | N | N | N | 9999 | N |  | Combustion Turbine | 28 |  | 18000
1316_G_IC6 | KS | 20059 | Ottawa Mun. Power Plant | Ottawa | 3734911 | 37538113 |  |  | 1316 | IC6 | 0006 | 003 | 4.8602 |  | 11.3125 | 0.24008 | 0.23295 | 0.0016269 | 0.83797 | 2022 | 30 | 2 | 750 | 439.8166 | 139.998 | 221112 | -95.2796 | 38.6155 | 6000 | 125 | 160 |  | 5.9 | N | Natural Gas, Distillate Fuel Oil | N | N | N | 9999 | N |  | Combustion Turbine | 189 |  | 18000
1316_G_IC7 | KS | 20059 | Ottawa Mun. Power Plant | Ottawa | 3734911 | 37538213 |  |  | 1316 | IC7 | 0006 | 004 | 4.2951 |  | 9.9973 | 0.21216 | 0.20587 | 0.0014378 | 0.74054 | 2022 | 30 | 2 | 750 | 439.8166 | 139.998 | 221112 | -95.2796 | 38.6155 | 6000 | 125 | 160 |  | 5.9 | N | Natural Gas, Distillate Fuel Oil | N | N | N | 9999 | N |  | Combustion Turbine | 164 |  | 18000
1258_G_IC1 | KS | 20077 | Anthony Mun. Power Plant | Anthony | 2975211 | 38086913 |  |  | 1258 | IC1 | 0002 | 001 | 0.0232 |  | 0.054 | 0.001146 | 0.001112 | 7.77e-06 | 0.004 | 2022 | 35 | 2.46 | 850 | 38.0166 | 8 | 221112 | -98.0563 | 37.1201 | 5710 | 125 | 160 |  | 4.1 | N | Natural Gas, Distillate Fuel Oil | N | N | N | 9999 | N |  | Combustion Turbine | 24 |  | 10745
1258_G_IC2 | KS | 20077 | Anthony Mun. Power Plant | Anthony | 2975211 | 38086813 |  |  | 1258 | IC2 | 0002 | 002 | 0.01972 |  | 0.0459 | 0.0009741 | 0.0009452 | 6.6e-06 | 0.0034 | 2022 | 35 | 1.33 | 903 | 11.1166 | 8 | 221112 | -98.0563 | 37.1201 | 4210 | 125 | 160 |  | 3 | N | Natural Gas, Distillate Fuel Oil | N | N | N | 9999 | N |  | Combustion Turbine | 24 |  | 10745
1258_G_IC3 | KS | 20077 | Anthony Mun. Power Plant | Anthony | 2975211 | 38086713 |  |  | 1258 | IC3 | 0002 | 003 | 0.03596 |  | 0.0837 | 0.0017763 | 0.0017236 | 1.204e-05 | 0.0062 | 2022 | 35 | 2.17 | 890 | 29.6 | 8 | 221112 | -98.0563 | 37.1201 | 5580 | 125 | 160 |  | 4 | N | Natural Gas, Distillate Fuel Oil | N | N | N | 9999 | N |  | Combustion Turbine | 24 |  | 10745
7929_G_1 | KS | 20091 | Evergy - West Gardner | West Gardner | 9637911 | 53801913 | 7929 | 1 | 7929 | 1 | 0174 | 001 | 0.76709 |  | 8.3148 | 1.8454 | 1.8454 | 0.1669 | 0.58716 | 2022 | 65 | 14.76 | 947 | 21973.0004 | 128.4182 | 221112 | -94.9856 | 38.7878 | 975 | 125 | 120 |  | 79.5 | N | Natural Gas | Y | N | N | 9999 | N |  | Combustion Turbine | 853 | 852.6098 | 13847
7929_G_2 | KS | 20091 | Evergy - West Gardner | West Gardner | 9637911 | 53802013 | 7929 | 2 | 7929 | 2 | 0174 | 002 | 0.72727 |  | 8.3513 | 1.7496 | 1.7496 | 0.156 | 0.55668 | 2022 | 65 | 14.76 | 947 | 21973.0004 | 128.4182 | 221112 | -94.9856 | 38.7878 | 975 | 125 | 120 |  | 78.6 | N | Natural Gas | Y | N | N | 9999 | N |  | Combustion Turbine | 800 | 799.8297 | 13843
7929_G_3 | KS | 20091 | Evergy - West Gardner | West Gardner | 9637911 | 53802113 | 7929 | 3 | 7929 | 3 | 0174 | 003 | 0.80623 |  | 8.4209 | 1.9395 | 1.9395 | 0.1755 | 0.61713 | 2022 | 65 | 14.76 | 947 | 21973.0004 | 128.4182 | 221112 | -94.9856 | 38.7878 | 975 | 125 | 120 |  | 77.3 | N | Natural Gas | Y | N | N | 9999 | N |  | Combustion Turbine | 897 | 896.8998 | 13842
7929_G_4 | KS | 20091 | Evergy - West Gardner | West Gardner | 9637911 | 53802213 | 7929 | 4 | 7929 | 4 | 0174 | 004 | 0.69599 |  | 7.72 | 1.6743 | 1.6743 | 0.1516 | 0.53274 | 2022 | 65 | 14.76 | 947 | 21973.0004 | 128.4182 | 221112 | -94.9856 | 38.7878 | 975 | 125 | 120 |  | 77.5 | N | Natural Gas | Y | N | N | 9999 | N |  | Combustion Turbine | 773 | 773.0397 | 13841
1296_G_2 | KS | 20095 | Kingman Mun. Power Plant | Kingman Municipal Power and Light Plant | 4878111 | 30474813 |  |  | 1296 | 2 | 0004 | 002 | 0.010709 |  | 0.025697 | 0.00054528 | 0.0005291 | 5.65e-06 | 0.0019981 | 2022 | 30 | 2 | 760 | 367.7333 | 117 | 221112 | -98.1176 | 37.6419 | 2 | 125 | 160 |  | 1.9 | N | Natural Gas, Distillate Fuel Oil | N | N | N | 9999 | N |  | Combustion Turbine | 1 |  | 18000
1296_G_4 | KS | 20095 | Kingman Mun. Power Plant | Kingman Municipal Power and Light Plant | 4878111 | 30474513 |  |  | 1296 | 4 | 0004 | 003 | 0.035156 |  | 0.35297 | 0.00749 | 0.0072677 | 7.761e-05 | 0.027445 | 2022 | 34 | 2.5 | 660 | 480.0166 | 97.7882 | 221112 | -98.1176 | 37.6419 | 3170 | 125 | 160 |  | 1.9 | N | Natural Gas, Distillate Fuel Oil | N | N | N | 9999 | N |  | Combustion Turbine | 16 |  | 12673
1296_G_6 | KS | 20095 | Kingman Mun. Power Plant | Kingman Municipal Power and Light Plant | 4878111 | 30474313 |  |  | 1296 | 6 | 0004 | 005 | 1.2902 |  | 13.6386 | 0.2894 | 0.28082 | 0.0029989 | 1.0605 | 2022 | 36 | 2.3 | 908 | 583.3333 | 140.4013 | 221112 | -98.1176 | 37.6419 | 4890 | 125 | 160 |  | 3.4 | N | Natural Gas, Distillate Fuel Oil | N | N | N | 9999 | N |  | Combustion Turbine | 380 |  | 12674
1296_G_7 | KS | 20095 | Kingman Mun. Power Plant | Kingman Municipal Power and Light Plant | 4878111 | 30474613 |  |  | 1296 | 7 | 0004 | 006 | 0.13264 |  | 1.2992 | 0.027568 | 0.026749 | 0.00028566 | 0.10101 | 2022 | 33 | 2.3 | 686 | 428.5833 | 103.1548 | 221112 | -98.1176 | 37.6419 | 3370 | 125 | 160 | 312 | 2.1 | N | Natural Gas, Distillate Fuel Oil | N | N | N | 9999 | N |  | Combustion Turbine | 66 |  | 12675
1296_G_8 | KS | 20095 | Kingman Mun. Power Plant | Kingman Municipal Power and Light Plant | 4878111 | 30474713 |  |  | 1296 | 8 | 0004 | 007 | 0.37752 |  | 3.4315 | 0.072814 | 0.070654 | 0.00075453 | 0.26681 | 2022 | 55 | 2.8 | 821 | 383.3333 | 62.2544 | 221112 | -98.1176 | 37.6419 | 3500 | 125 | 160 |  | 2.4 | N | Natural Gas, Distillate Fuel Oil | N | N | N | 9999 | N |  | Combustion Turbine | 147 |  | 12673
1241_B_1 | KS | 20107 | Evergy - La Cygne | La Cygne | 5367811 | 27609713 | 1241 | 1 | 1241 | 1 | 0005 | 001 | 49.1639 | 0 | 1624.0572 | 90.3672 | 72.1438 | 394.6079 | 114.0428 | 2022 | 604 | 31.25 | 129 | 47553.4044 | 62 | 221112 | -94.6469 | 38.3473 | 8850 | 125 | 100 |  | 758 | N | Bituminous, Subbituminous | Y | N | N | 2032 | N |  | Coal Steam | 5837 | 5836.9888 | 10600
1241_B_2 | KS | 20107 | Evergy - La Cygne | La Cygne | 5367811 | 27609613 | 1241 | 2 | 1241 | 2 | 0005 | 002 | 1127.669 | 0 | 1476.5279 | 79.5072 | 56.2071 | 416.8493 | 61.5033 | 2022 | 604 | 28.5 | 129 | 39552.2588 | 62 | 221112 | -94.6469 | 38.3473 | 7700 | 125 | 100 |  | 669 | N | Bituminous, Subbituminous | Y | N | N | 2039 | N |  | Coal Steam | 6504 | 6503.7007 | 10424
56502_G_1 | KS | 20111 | Evergy - Emporia | Emporia Energy Center | 12635811 | 63891613 | 56502 | EEC1 | 56502 | 1 | 0046 | 001 | 7.5512 |  | 12.752 | 0.93234 | 0.93234 | 0.0954 | 0.29666 | 2022 | 60 | 9 | 848 | 9730.8001 | 153 | 221112 | -96.0655 | 38.4467 | 405 | 125 | 120 |  | 44.5 | N | Natural Gas | Y | N | N | 9999 | N |  | Combustion Turbine | 1040 | 1040.0901 | 11390
56502_G_2 | KS | 20111 | Evergy - Emporia | Emporia Energy Center | 12635811 | 63891713 | 56502 | EEC2 | 56502 | 2 | 0046 | 002 | 16.3801 |  | 19.4714 | 1.4355 | 1.4355 | 0.1544 | 0.45674 | 2022 | 60 | 9 | 848 | 9730.8001 | 153 | 221112 | -96.0655 | 38.4467 | 405 | 125 | 120 |  | 44.4 | N | Natural Gas | Y | N | N | 9999 | N |  | Combustion Turbine | 1653 | 1653.0106 | 11393
56502_G_3 | KS | 20111 | Evergy - Emporia | Emporia Energy Center | 12635811 | 63891813 | 56502 | EEC3 | 56502 | 3 | 0046 | 003 | 8.7586 |  | 16.445 | 1.196 | 1.196 | 0.1274 | 0.38056 | 2022 | 60 | 9 | 848 | 9730.8001 | 153 | 221112 | -96.0655 | 38.4467 | 405 | 125 | 120 |  | 43.8 | N | Natural Gas | Y | N | N | 9999 | N |  | Combustion Turbine | 1369 | 1369.1707 | 11393
56502_G_4 | KS | 20111 | Evergy - Emporia | Emporia Energy Center | 12635811 | 63891913 | 56502 | EEC4 | 56502 | 4 | 0046 | 004 | 14.6634 |  | 21.5263 | 1.5653 | 1.5653 | 0.1714 | 0.49804 | 2022 | 60 | 9 | 848 | 9730.8001 | 153 | 221112 | -96.0655 | 38.4467 | 405 | 125 | 120 |  | 44.5 | N | Natural Gas | Y | N | N | 9999 | N |  | Combustion Turbine | 1842 | 1841.7506 | 11395
56502_G_5 | KS | 20111 | Evergy - Emporia | Emporia Energy Center | 12635811 | 63892013 | 56502 | EEC5 | 56502 | 5 |  |  | 0.71276 |  | 19.9135 | 3.5769 | 3.5769 | 0.3415 | 1.1381 |  | 75 | 19 | 1108 | 50179.501 | 177 | 221112 | -96.0655 | 38.4467 |  | 125 | 120 |  | 161.4 | N | Natural Gas | Y | N | N | 9999 | N |  | Combustion Turbine |  | 902.58 | 11389
56502_G_6 | KS | 20111 | Evergy - Emporia | Emporia Energy Center | 12635811 | 63892113 | 56502 | EEC6 | 56502 | 6 | 0046 | 006 | 0.65616 |  | 15.9681 | 2.9866 | 2.9866 | 0.2817 | 0.9503 | 2022 | 75 | 19 | 1108 | 50179.501 | 177 | 221112 | -96.0655 | 38.4467 | 1780 | 125 | 120 |  | 155.1 | N | Natural Gas | Y | N | N | 9999 | N |  | Combustion Turbine | 740 | 740.4503 | 11389
56502_G_7 | KS | 20111 | Evergy - Emporia | Emporia Energy Center | 12635811 | 63892213 | 56502 | EEC7 | 56502 | 7 | 0046 | 007 | 0.71825 |  | 19.7712 | 3.6944 | 3.6944 | 0.3471 | 1.1755 | 2022 | 75 | 19 | 1108 | 50179.501 | 177 | 221112 | -96.0655 | 38.4467 | 1780 | 125 | 120 |  | 159.8 | N | Natural Gas | Y | N | N | 9999 | N |  | Combustion Turbine | 902 | 901.6998 | 11389
1305_G_GT1 | KS | 20113 | McPherson Mun. Power Plant 2 | McPherson 2 | 5380211 | 27086413 | 1305 | GT1 | 1305 | GT1 |  |  | 7.8779 | 0.61143 | 34.1642 | 0.78368 | 0.78368 | 0.0733 | 0.20609 |  | 35 | 16 | 980 | 89075.0017 | 443 | 221112 | -97.6837 | 38.3634 |  | 125 | 120 |  | 50.5 | N | Natural Gas, Distillate Fuel Oil | Y | N | N | 9999 | N |  | Combustion Turbine |  | 509.7799 | 15987
1305_G_GT2 | KS | 20113 | McPherson Mun. Power Plant 2 | McPherson 2 | 5380211 | 27086313 | 1305 | GT2 | 1305 | GT2 | 0014 | 002 | 0.15017 | 0 | 27.1228 | 0.52332 | 0.52332 | 0.0946 | 0.018658 | 2022 | 35 | 16 | 987 | 89075.0017 | 443 | 221112 | -97.6837 | 38.3634 | 50 | 125 | 120 |  | 51.8 | N | Distillate Fuel Oil | Y | N | N | 9999 | N |  | Combustion Turbine | 260 | 251.98 | 15982
1305_G_GT3 | KS | 20113 | McPherson Mun. Power Plant 2 | McPherson 2 | 5380211 | 27086613 | 1305 | GT3 | 1305 | GT3 | 0014 | 003 | 9.4332 | 0.73279 | 38.4311 | 0.9101 | 0.9101 | 0.0855 | 0.24595 | 2022 | 35 | 16 | 994 | 89075.0017 | 443 | 221112 | -97.6837 | 38.3634 | 50 | 125 | 120 |  | 51.7 | N | Natural Gas, Distillate Fuel Oil | Y | N | N | 9999 | N |  | Combustion Turbine | 587 | 636.4999 | 15982
7515_G_NA1 | KS | 20113 | McPherson Mun. Power Plant 3 | McPherson 3 | 5380511 | 27084513 | 7515 | 1 | 7515 | NA1 |  |  | 72.707 | 1.138 | 30.2053 | 1.3495 | 1.3495 | 0.1023 | 3.2862 |  | 60 | 13.5 | 984 | 29591.7172 | 207 | 221112 | -97.6105 | 38.3898 |  | 125 | 120 |  | 80.2 | N | Natural Gas, Distillate Fuel Oil | Y | N | N | 9999 | N |  | Combustion Turbine |  | 844.9899 | 15841
7928_G_1 | KS | 20121 | Evergy - Osawatomie | Osawatomie | 9639411 | 53768113 | 7928 | 1 | 7928 | 1 | 0030 | 001 | 3.943 |  | 6.0812 | 1.7349 | 1.7349 | 0.1654 | 0.55202 | 2022 | 65 | 14.76 | 947 | 22004.0004 | 128.5994 | 221112 | -94.903 | 38.5319 | 902 | 125 | 120 |  | 75.7 | N | Natural Gas | Y | N | N | 9999 | N |  | Combustion Turbine | 862 | 862.0701 | 14289
1264_G_1 | KS | 20123 | Beloit Mun. Power Plant | Beloit | 4527711 | 27615113 |  |  | 1264 | 1 | 0012 | 001 | 0.019256 |  | 0.1494 | 0.0031706 | 0.0030765 | 2.149e-05 | 0.011067 | 2022 | 33 | 2 | 601 | 160.2212 | 51 | 221112 | -98.1125 | 39.4579 | 1 | 125 | 160 |  | 1.1 | N | Natural Gas, Distillate Fuel Oil | N | N | N | 9999 | N |  | Combustion Turbine | 9 |  | 10745
1264_G_2 | KS | 20123 | Beloit Mun. Power Plant | Beloit | 4527711 | 27615713 |  |  | 1264 | 2 | 0012 | 002 | 0.016988 |  | 0.1318 | 0.0027972 | 0.0027142 | 1.896e-05 | 0.0097633 | 2022 | 33 | 2 | 601 | 160.2212 | 51 | 221112 | -98.1125 | 39.4579 | 1 | 125 | 160 |  | 1.1 | N | Natural Gas, Distillate Fuel Oil | N | N | N | 9999 | N |  | Combustion Turbine | 6 |  | 10745
1264_G_3 | KS | 20123 | Beloit Mun. Power Plant | Beloit | 4527711 | 27615613 |  |  | 1264 | 3 | 0012 | 003 | 0.027351 |  | 0.21221 | 0.0045035 | 0.0043699 | 3.052e-05 | 0.015719 | 2022 | 30 | 1.67 | 750 | 120.4718 | 55 | 221112 | -98.1125 | 39.4579 | 2 | 125 | 160 |  | 1.8 | N | Natural Gas, Distillate Fuel Oil | N | N | N | 9999 | N |  | Combustion Turbine | 10 |  | 10745
1264_G_4 | KS | 20123 | Beloit Mun. Power Plant | Beloit | 4527711 | 27615513 |  |  | 1264 | 4 | 0012 | 004 | 0.092192 |  | 0.71528 | 0.01518 | 0.01473 | 0.00010287 | 0.052984 | 2022 | 37 | 2.49 | 950 | 521.0415 | 107 | 221112 | -98.1125 | 39.4579 | 3 | 125 | 160 |  | 3 | N | Natural Gas, Distillate Fuel Oil | N | N | N | 9999 | N |  | Combustion Turbine | 15 |  | 10745
1264_G_6 | KS | 20123 | Beloit Mun. Power Plant | Beloit | 4527711 | 27615313 |  |  | 1264 | 6 | 0012 | 006 | 0.052351 |  | 0.40617 | 0.0086199 | 0.0083642 | 5.841e-05 | 0.030087 | 2022 | 38 | 2.33 | 950 | 613.9941 | 144 | 221112 | -98.1125 | 39.4579 | 4 | 125 | 160 |  | 3.5 | N | Natural Gas, Distillate Fuel Oil | N | N | N | 9999 | N |  | Combustion Turbine | 15 |  | 10745
1264_G_7 | KS | 20123 | Beloit Mun. Power Plant | Beloit | 4527711 | 27615213 |  |  | 1264 | 7 | 0012 | 007 | 0.16761 |  | 1.3004 | 0.027598 | 0.026779 | 0.00018702 | 0.096327 | 2022 | 34 | 2.49 | 800 | 197.05 | 41 | 221112 | -98.1125 | 39.4579 | 6 | 125 | 160 |  | 5.5 | N | Natural Gas, Distillate Fuel Oil | N | N | N | 9999 | N |  | Combustion Turbine | 26 |  | 10745
1271_B_4 | KS | 20125 | Coffeyville Mun. Power Plant 1 | Coffeyville | 2964211 | 38402113 | 1271 | 4 | 1271 | 4 | 0002 | 003 | 0.95495 | 0.036379 | 1.6099 | 0.086401 | 0.086401 | 0.0092 | 0.062527 | 2022 | 175 | 8.37 | 350 | 1926.6 | 35 | 221112 | -95.6123 | 37.0374 | 510 | 125 | 100 |  | 37 | N | Natural Gas | Y | N | N | 9999 | N |  | O/G Steam | 111 | 167.9 | 12690
59726_G_10 | KS | 20125 | Coffeyville Mun. Power Plant 2 | CML&P Generating Facility No. 2 | 17720311 | 128258513 |  |  | 59726 | 10 | 0133 | 3 | 4.6352 |  | 28.2932 | 1.3851 | 1.3851 | 0.081557 | 3.109 | 2022 | 70 | 5.2 | 718 | 2166.1909 | 102 | 221112 | -95.5851 | 37.0929 | 154 | 125 | 160 |  | 18.7 | N | Natural Gas | N | N | N | 9999 | N |  | Combustion Turbine | 3222 |  | 10745
59726_G_8 | KS | 20125 | Coffeyville Mun. Power Plant 2 | CML&P Generating Facility No. 2 | 17720311 | 122581213 |  |  | 59726 | 8 | 0133 | 1 | 4.8064 |  | 29.3386 | 1.4363 | 1.4363 | 0.08457 | 3.2239 | 2022 | 70 | 5.2 | 718 | 2166.1909 | 102 | 221112 | -95.5851 | 37.0929 | 154 | 125 | 160 | 312 | 18.7 | N | Natural Gas | N | N | N | 9999 | N |  | Combustion Turbine | 3350 |  | 10745
59726_G_9 | KS | 20125 | Coffeyville Mun. Power Plant 2 | CML&P Generating Facility No. 2 | 17720311 | 128258413 |  |  | 59726 | 9 | 0133 | 2 | 4.8114 |  | 29.3687 | 1.4378 | 1.4378 | 0.084657 | 3.2272 | 2022 | 70 | 5.2 | 718 | 2166.1909 | 102 | 221112 | -95.5851 | 37.0929 | 154 | 125 | 160 |  | 18.7 | N | Natural Gas | N | N | N | 9999 | N |  | Combustion Turbine | 3332 |  | 10745
1268_G_14 | KS | 20133 | Chanute Mun. Power Plant 2 | Chanute 2 | 5414711 | 27354013 | 1268 | 14 | 1268 | 14 | 0030 | 001 | 25.0562 |  | 131.5229 | 11.0247 | 11.0247 | 1.0931 | 3.5079 | 2022 | 49 | 17.5 | 950 | 48827.222 | 203 | 221112 | -95.4589 | 37.6956 | 539 | 125 | 120 |  | 42 | N | Natural Gas | Y | N | N | 9999 | N |  | Combustion Turbine | 6338 | 6363.9375 | 11519
1268_G_7 | KS | 20133 | Chanute Mun. Power Plant 2 | Chanute 2 | 5414711 | 27353913 |  |  | 1268 | 7 | 0030 | 002 | 0.0057834 |  | 0.1701 | 0.0036099 | 0.0035028 | 2.446e-05 | 0.0126 | 2022 | 26 | 1 | 1070 | 149.7666 | 197 | 221112 | -95.4589 | 37.6956 | 2 | 125 | 160 |  | 2 | N | Natural Gas | N | N | N | 9999 | N |  | Combustion Turbine | 8 |  | 11881
1268_G_8 | KS | 20133 | Chanute Mun. Power Plant 2 | Chanute 2 | 5414711 | 27354113 |  |  | 1268 | 8 | 0030 | 003 | 0.003926 |  | 0.1755 | 0.0037245 | 0.003614 | 6.731e-05 | 0.013 | 2022 | 26 | 1 | 1070 | 149.7666 | 197 | 221112 | -95.4589 | 37.6956 | 2 | 125 | 160 |  | 2 | N | Natural Gas | N | N | N | 9999 | N |  | Combustion Turbine | 7 |  | 12139
7018_G_10 | KS | 20133 | Chanute Mun. Power Plant 3 | Chanute 3 | 5414611 | 27354313 |  |  | 7018 | 10 | 0028 | 002 | 0.14978 |  | 15.7356 | 0.33394 | 0.32404 | 0.0048693 | 1.1656 | 2022 | 43 | 2.6 | 880 | 1100 | 207.1839 | 221112 | -95.4704 | 37.6372 | 9630 | 125 | 160 |  | 6.9 | N | Natural Gas, Distillate Fuel Oil | N | N | N | 9999 | N |  | Combustion Turbine | 224 |  | 11875
7018_G_11 | KS | 20133 | Chanute Mun. Power Plant 3 | Chanute 3 | 5414611 | 27354413 |  |  | 7018 | 11 | 0028 | 003 | 0.19655 |  | 16.4808 | 0.34976 | 0.33938 | 0.0050999 | 1.2208 | 2022 | 43 | 2.6 | 880 | 1100 | 207.1839 | 221112 | -95.4704 | 37.6372 | 9630 | 125 | 160 |  | 6.9 | N | Natural Gas | N | N | N | 9999 | N |  | Combustion Turbine | 230 |  | 11876
7018_G_12 | KS | 20133 | Chanute Mun. Power Plant 3 | Chanute 3 | 5414611 | 27354213 |  |  | 7018 | 12 | 0028 | 004 | 0.054668 |  | 5.536 | 0.099129 | 0.096188 | 0.01922 | 0.1557 | 2022 | 43 | 2.6 | 900 | 1033.3333 | 194.6273 | 221112 | -95.4704 | 37.6372 | 6 | 125 | 160 |  | 5.5 | N | Distillate Fuel Oil | N | N | N | 9999 | N |  | Combustion Turbine | 13 |  | 11876
7018_G_13 | KS | 20133 | Chanute Mun. Power Plant 3 | Chanute 3 | 5414611 | 27354613 |  |  | 7018 | 13 | 0028 | 005 | 0.10502 |  | 7.7616 | 0.13898 | 0.13486 | 0.026947 | 0.21829 | 2022 | 43 | 2.6 | 900 | 1033.3333 | 194.6273 | 221112 | -95.4704 | 37.6372 | 6 | 125 | 160 |  | 5.9 | N | Distillate Fuel Oil | N | N | N | 9999 | N |  | Combustion Turbine | 12 |  | 11878
7018_G_9 | KS | 20133 | Chanute Mun. Power Plant 3 | Chanute 3 | 5414611 | 27354513 |  |  | 7018 | 9 | 0028 | 001 | 0.24627 |  | 16.4997 | 0.35016 | 0.33977 | 0.0051058 | 1.2222 | 2022 | 43 | 2.6 | 880 | 1100 | 207.1839 | 221112 | -95.4704 | 37.6372 | 9630 | 125 | 160 |  | 6.9 | N | Natural Gas, Distillate Fuel Oil | N | N | N | 9999 | N |  | Combustion Turbine | 212 |  | 11876
6068_B_1 | KS | 20149 | Evergy - Jeffrey | Jeffrey Energy Center | 5406811 | 27605113 | 6068 | 1 | 6068 | 1 | 0001 | 001 | 3999.87 | 0.00521 | 772.4794 | 225.6566 | 213.47 | 286.6361 | 72.0099 | 2022 | 600 | 25.5 | 131 | 39835.0007 | 78 | 221112 | -96.1172 | 39.2858 | 8260 | 125 | 100 |  | 670 | N | Subbituminous | Y | N | N | 2039 | N |  | Coal Steam | 7650 | 7624.6504 | 10990
6068_B_2 | KS | 20149 | Evergy - Jeffrey | Jeffrey Energy Center | 5406811 | 27604913 | 6068 | 2 | 6068 | 2 | 0001 | 003 | 5260.59 | 0.51653 | 2055.4779 | 240.6323 | 224.2482 | 190.5121 | 62.4547 | 2022 | 600 | 25.5 | 131 | 39835.0007 | 78 | 221112 | -96.1172 | 39.2858 | 8260 | 125 | 100 |  | 672 | N | Subbituminous | Y | N | N | 2039 | N |  | Coal Steam | 6729 | 6691.8794 | 11132
6068_B_3 | KS | 20149 | Evergy - Jeffrey | Jeffrey Energy Center | 5406811 | 27605213 | 6068 | 3 | 6068 | 3 |  |  | 1637.84 | 0.35766 | 1380.3469 | 186.2531 | 174.3761 | 149.498 | 43.1576 |  | 600 | 25.5 | 131 | 39835.0007 | 78 | 221112 | -96.1172 | 39.2858 |  | 125 | 100 |  | 669 | N | Subbituminous | Y | N | N | 2030 | N |  | Coal Steam |  | 4253.3594 | 11180
1317_G_IC1 | KS | 20151 | Pratt Mun. Power Plant | Pratt | 5372811 | 27388413 |  |  | 1317 | IC1 | 0005 | 003 | 0.76628 |  | 1.8388 | 0.039018 | 0.03786 | 0.0040432 | 0.14297 | 2022 | 33.5 | 2.1 | 623 | 211 | 59.5 | 221112 | -98.7424 | 37.6359 | 10800 | 125 | 160 |  | 1.5 | N | Distillate Fuel Oil | N | N | N | 9999 | N |  | Combustion Turbine | 36 |  | 14378
7447_G_IC2 | KS | 20151 | Pratt Mun. Power Plant | Pratt 2 | 5372811 | 98342813 |  |  | 7447 | IC2 | 0005 | 004 | 0.93968 |  | 2.2549 | 0.047847 | 0.046427 | 0.00049581 | 0.17533 | 2022 | 33.5 | 2.1 | 623 | 211 | 59.5 | 221112 | -98.7424 | 37.6359 | 10800 | 125 | 160 |  | 7.6 | N | Natural Gas, Distillate Fuel Oil | N | N | N | 9999 | N |  | Combustion Turbine | 39 |  | 16609
7447_G_IC3 | KS | 20151 | Pratt Mun. Power Plant | Pratt 2 | 5372811 | 98342913 |  |  | 7447 | IC3 | 0005 | 005 | 0.013185 |  | 0.049788 | 0.00089211 | 0.00085809 | 2.352e-05 | 0.001307 | 2022 | 30.8 | 1.7 | 642 | 90 | 38.2 | 221112 | -98.7424 | 37.6359 | 2120 | 125 | 160 |  | 7.6 | N | Natural Gas, Distillate Fuel Oil | N | N | N | 9999 | N |  | Combustion Turbine | 3 |  | 16624
1317_B_4 | KS | 20151 | Pratt Mun. Power Plant |  | 5372811 | 27388213 |  |  |  |  | 0005 | 001 | 0.798 | 0.0304 | 2.66 | 0.0722 | 0.0722 | 0.0057 | 0.05225 | 2022 | 108.5 | 6.5 | 387 | 1233 | 36.6 | 221112 | -98.7424 | 37.6359 | 146 | 125 | 100 |  |  |  |  | N | N | N |  | N |  |  | 235
1248_G_GT1 | KS | 20155 | Evergy - Hutchinson | Hutchinson Energy Center | 5500911 | 26990713 | 1248 | CT-1 | 1248 | GT1 | 0033 | 005 | 13.4437 |  | 146.2304 | 1.3838 | 1.3838 | 13.4947 | 0.35304 | 2022 | 32 | 14.97 | 975 | 17952.0003 | 102 | 221112 | -97.8729 | 38.0911 | 79.1 | 125 | 120 |  | 55.5 | N | Natural Gas, Distillate Fuel Oil | Y | N | N | 9999 | N |  | Combustion Turbine | 169 | 1194.7195 | 25000
1248_G_GT2 | KS | 20155 | Evergy - Hutchinson | Hutchinson Energy Center | 5500911 | 26991213 | 1248 | CT-2 | 1248 | GT2 | 0033 | 006 | 6.6397 |  | 90.0659 | 0.85435 | 0.85435 | 14.2623 | 0.17931 | 2022 | 32 | 14.97 | 975 | 17952.0003 | 102 | 221112 | -97.8729 | 38.0911 | 79.1 | 125 | 120 |  | 55 | N | Natural Gas, Distillate Fuel Oil | Y | N | N | 9999 | N |  | Combustion Turbine | 484 | 656.89 | 25000
1248_G_GT3 | KS | 20155 | Evergy - Hutchinson | Hutchinson Energy Center | 5500911 | 26990613 | 1248 | CT-3 | 1248 | GT3 | 0033 | 007 | 6.545 |  | 86.9292 | 0.82461 | 0.82461 | 13.281 | 0.17624 | 2022 | 32 | 14.97 | 975 | 17952.0003 | 102 | 221112 | -97.8729 | 38.0911 | 79.1 | 125 | 120 |  | 55.4 | N | Natural Gas, Distillate Fuel Oil | Y | N | N | 9999 | N |  | Combustion Turbine | 433 | 578.4299 | 25000
1248_G_GT4 | KS | 20155 | Evergy - Hutchinson | Hutchinson Energy Center | 5500911 | 26991113 | 1248 | CT-4 | 1248 | GT4 | 0033 | 008 | 0.22626 |  | 82.2766 | 0.78848 | 0.78848 | 34.2829 | 0.028111 | 2022 | 40 | 19.15 | 1040 | 23333.3338 | 80 | 221112 | -97.8729 | 38.0911 | 84.3 | 125 | 120 |  | 73.6 | N | Distillate Fuel Oil | Y | N | N | 9999 | N |  | Combustion Turbine | 118 | 118.01 | 25000
1319_G_11 | KS | 20167 | Russell Mun. Power Plant 1 | Russell Downtown | 3105611 | 38158013 |  |  | 1319 | 11 | 0005 | 001 | 0.020553 |  | 0.049318 | 0.0010465 | 0.0010154 | 1.084e-05 | 0.0038347 | 2022 | 55 | 3.5 | 720 | 550.4333 | 57.2109 | 221112 | -98.8572 | 38.8935 | 3500 | 125 | 160 |  | 3.2 | N | Natural Gas, Distillate Fuel Oil | N | N | N | 9999 | N |  | Combustion Turbine | 2 |  | 11380
1319_G_7 | KS | 20167 | Russell Mun. Power Plant 1 | Russell Downtown | 3105611 | 38157913 |  |  | 1319 | 7 | 0005 | 002 | 0 |  | 0 | 0 | 0 | 0 | 0 | 2022 | 25 | 2 | 630 | 366.6666 | 116.7136 | 221112 | -98.8572 | 38.8935 | 2500 | 125 | 160 |  | 3 | N | Natural Gas, Distillate Fuel Oil | N | N | N | 9999 | N |  | Combustion Turbine | 8760 |  | 11357
1240_G_GT1 | KS | 20173 | Evergy - Gordon Evans | Gordon Evans Energy Center | 5603211 | 27425213 | 1240 | E1CT | 1240 | GT1 | 0012 | 004 | 23.1146 |  | 12.7836 | 2.112 | 2.112 | 1.0054 | 0.59925 | 2022 | 60 | 14.76 | 1028 | 23087.4671 | 135 | 221112 | -97.5217 | 37.7903 | 899 | 125 | 120 |  | 71.6 | N | Natural Gas, Distillate Fuel Oil | Y | N | N | 9999 | N |  | Combustion Turbine | 798 | 731.7299 | 11494
1240_G_GT2 | KS | 20173 | Evergy - Gordon Evans | Gordon Evans Energy Center | 5603211 | 27425613 | 1240 | E2CT | 1240 | GT2 | 0012 | 005 | 17.9129 |  | 10.6734 | 1.6826 | 1.6826 | 0.8968 | 0.46572 | 2022 | 60 | 14.76 | 1028 | 23087.4671 | 135 | 221112 | -97.5217 | 37.7903 | 899 | 125 | 120 |  | 71.7 | N | Natural Gas, Distillate Fuel Oil | Y | N | N | 9999 | N |  | Combustion Turbine | 66 | 615.7098 | 11493
1240_G_GT3 | KS | 20173 | Evergy - Gordon Evans | Gordon Evans Energy Center | 5603211 | 63925213 | 1240 | E3CT | 1240 | GT3 | 0012 | 006 | 47.6962 |  | 19.7453 | 3.8678 | 3.8678 | 0.4192 | 1.2223 | 2022 | 114 | 18 | 1156 | 36624.9673 | 144 | 221112 | -97.5217 | 37.7903 | 1710 | 125 | 120 |  | 150.4 | N | Natural Gas | Y | N | N | 9999 | N |  | Combustion Turbine | 5 | 917.65 | 11500
1230_B_1 | KS | 20175 | Sunflower Electric - Cimarron River | Cimarron River | 3772011 | 37527413 | 1230 | 1 | 1230 | 1 | 0001 | 001 | 2.1714 | 0.08272 | 6.6596 | 0.19646 | 0.19646 | 0.0175 | 0.14217 | 2022 | 93 | 8 | 955 | 2741.7 | 55 | 221112 | -100.7625 | 37.1589 | 764 | 125 | 100 |  | 54 | N | Natural Gas | Y | N | N | 9999 | N |  | O/G Steam | 186 | 179.35 | 11605
1230_G_2 | KS | 20175 | Sunflower Electric - Cimarron River | Cimarron River | 3772011 | 37527513 |  |  | 1230 | 2 | 0001 | 002 | 0 |  | 0 | 0 | 0 | 0 | 0 | 2022 | 53 | 8.87 | 750 | 12358.5385 | 200 | 221112 | -100.7625 | 37.1589 | 14 | 125 | 120 |  | 13.7 | N | Natural Gas | N | N | N | 9999 | N |  | Combustion Turbine | 1 |  | 25000
7339_G_6 | KS | 20191 | Wellington Mun. Power Plant 2 | Wellington 2 | 5444811 | 26794813 |  |  | 7339 | 6 | 0056 | 001 | 3.1684 | 0 | 20.0483 | 0.35306 | 0.35075 | 1.8127 | 0.084026 | 2022 | 35 | 8.5 | 955 | 24400.3504 | 430 | 221112 | -97.3498 | 37.2678 | 0.01 | 125 | 120 |  | 21 | N | Natural Gas, Distillate Fuel Oil | N | N | N | 9999 | N |  | Combustion Turbine | 1 |  | 18082
1330_B_4 | KS | 20191 | Wellington Mun. Power Plant 1 | Wellington 1 | 5444311 | 26795713 |  |  | 1330 | 4 | 0019 | 001 | 1.2679 | 0.048302 | 2.8679 | 0.11472 | 0.11472 | 0.0090567 | 0.08302 | 2022 | 69 | 6 | 250 | 1118.3333 | 40 | 221112 | -97.4057 | 37.2611 | 200 | 125 | 100 |  | 19.5 | N | Natural Gas | N | N | N | 9999 | N |  | O/G Steam | 210 |  | 13544
1225_G_GT1 | KS | 20193 | Midwest Energy - Colby | Colby | 9615511 | 53881313 |  |  | 1225 | GT1 | 0001 | 001 | 0.14021 |  | 0.54713 | 0.011285 | 0.011285 | 0.00056258 | 0.0035909 | 2022 | 28 | 9.99 | 755 | 7226.8955 | 92.2 | 221112 | -101.0373 | 39.403 | 0.01 | 125 | 120 |  | 13 | N | Natural Gas | N | N | N | 9999 | N |  | Combustion Turbine | 29 |  | 25000
8037_G_1 | KS | 20201 | Sunflower Electric - Clifton | Clifton | 4126711 | 34105313 | 8037 | CL1 | 8037 | 1 | 0012 | 001 | 12.1719 |  | 35 | 0.97969 | 0.97969 | 0.0842 | 0.31172 | 2022 | 35 | 16 | 950 | 13069.0254 | 65 | 221112 | -97.2782 | 39.6125 | 1420 | 125 | 120 |  | 75.6 | N | Natural Gas | Y | N | N | 9999 | N |  | Combustion Turbine | 740 | 646.5004 | 31000
8037_G_2 | KS | 20201 | Sunflower Electric - Clifton | Clifton | 4126711 | 34105213 |  |  | 8037 | 2 | 0012 | 002 | 0.006205 |  | 0.02336 | 0.00041829 | 0.00040588 | 1.1e-05 | 0.000657 | 2022 | 20 | 2.46 | 950 | 71.2937 | 15 | 221112 | -97.2782 | 39.6125 | 0.01 | 125 | 160 |  | 2.5 | N | Distillate Fuel Oil | N | N | N | 9999 | N |  | Combustion Turbine | 7 |  | 13259
6064_B_N1 | KS | 20209 | Kansas City BPU - Nearman | Nearman Creek | 4633811 | 28397413 | 6064 | N1 | 6064 | N1 |  |  | 241.0768 | 122.2009 | 1542.7064 | 131.7043 | 123.1849 | 1386.1287 | 23.6334 |  | 400 | 20 | 305 | 18760.9337 | 60 | 221112 | -94.6972 | 39.1693 |  | 125 | 100 |  | 243 | N | Subbituminous | Y | N | N | 9999 | N |  | Coal Steam |  | 6595.251 | 11426
1295_G_GT2 | KS | 20209 | Kansas City BPU - Quindaro | Quindaro | 4627911 | 63913613 | 1295 | CT2 | 1295 | GT2 | 0048 | 005 | 0.20681 |  | 75.2045 | 0.71006 | 0.69376 | 0.0885 | 0.025695 | 2022 | 32 | 13.96 | 440 | 8448.8335 | 55 | 221112 | -94.6404 | 39.1503 | 563 | 125 | 120 |  | 56 | N | Distillate Fuel Oil | Y | N | N | 9999 | N |  | Combustion Turbine | 253 | 222.63 | 25000
1295_G_GT3 | KS | 20209 | Kansas City BPU - Quindaro | Quindaro | 4627911 | 63913713 | 1295 | CT3 | 1295 | GT3 | 0048 | 006 | 0.17043 |  | 61.9749 | 0.58514 | 0.57172 | 0.077 | 0.021175 | 2022 | 32 | 13.96 | 440 | 8448.8335 | 55 | 221112 | -94.6404 | 39.1503 | 524 | 125 | 120 |  | 46 | N | Distillate Fuel Oil | Y | N | N | 9999 | N |  | Combustion Turbine | 232 | 197.12 | 25000
6064_G_CT4 | KS | 20209 | Kansas City BPU - Nearman | Nearman Creek | 4633811 | 63911713 | 6064 | CT4 | 6064 | CT4 | 0008 | 004 | 19.8035 |  | 8.1559 | 1.7312 | 1.7244 | 1.848 | 0.46671 | 2022 | 56 | 14.8 | 1000 | 22619.4671 | 132 | 221112 | -94.6972 | 39.1693 | 1140 | 125 | 120 |  | 76 | N | Natural Gas, Distillate Fuel Oil | Y | N | N | 9999 | N |  | Combustion Turbine | 98 | 647.99 | 15466
6018_B_2 | KY | 21015 | Duke Energy KY East Bend | East Bend | 6040811 | 23832113 | 6018 | 2 | 6018 | 2 | 2101500029 | 002 | 313.174 |  | 2175.9963 | 658.0985 | 453.1642 | 1822.8745 | 37.6675 | 2020 | 650 | 23.5 | 149 | 48333.3343 | 111.4 | 221112 | -84.851 | 38.9051 | 6310 | 125 | 100 |  | 600 | N | Bituminous | Y | N | N | 2041 | N |  | Coal Steam |  | 6602.8906 | 10919
1356_B_1 | KY | 21041 | KY Utilities Co - Ghent Station | Ghent | 5198511 | 25720713 | 1356 | 1 | 1356 | 1 | 2104100010 | 001 | 302.4078 |  | 749.7562 | 635.4745 | 437.5854 | 1122.5344 | 36.3725 | 2022 | 592.5 | 26.5 | 129 | 26391.4671 | 47.85 | 221121 | -85.035 | 38.7497 | 5500 | 125 | 100 | 127&141&205 | 474 | N | Bituminous | Y | N | N | 2034 | N |  | Coal Steam |  | 7365.7905 | 10759
1356_B_2 | KY | 21041 | KY Utilities Co - Ghent Station | Ghent | 5198511 | 25720613 | 1356 | 2 | 1356 | 2 | 2104100010 | 002 | 284.09 |  | 2238.0089 | 3149.8645 | 2963.962 | 4150.4657 | 34.1694 | 2022 | 581 | 37 | 129 | 45836.2009 | 42.63 | 221121 | -85.035 | 38.7497 | 5500 | 125 | 100 | 127&141&29 | 495 | N | Bituminous | Y | N | N | 2034 | N |  | Coal Steam |  | 6288.1899 | 10767
1356_B_3 | KY | 21041 | KY Utilities Co - Ghent Station | Ghent | 5198511 | 25720413 | 1356 | 3 | 1356 | 3 | 2104100010 | 003 | 319.8207 |  | 2396.0914 | 672.0655 | 462.7819 | 4455.5841 | 38.4669 | 2021 | 581 | 37 | 129 | 45836.2009 | 42.63 | 221121 | -85.035 | 38.7497 | 5500 | 125 | 100 | 128&141&205 | 485 | N | Bituminous | Y | N | N | 2037 | N |  | Coal Steam |  | 8036.7798 | 11003
1356_B_4 | KY | 21041 | KY Utilities Co - Ghent Station | Ghent | 5198511 | 25720813 | 1356 | 4 | 1356 | 4 | 2104100010 | 004 | 294.62 |  | 740.7826 | 619.1095 | 426.3165 | 933.6403 | 35.4359 | 2022 | 592.5 | 26.5 | 129 | 22497.5504 | 40.79 | 221121 | -85.035 | 38.7497 | 5500 | 125 | 100 | 128&141&205 | 465 | N | Bituminous | Y | N | N | 2037 | N |  | Coal Steam |  | 7661.4795 | 10946
54_G_GT1 | KY | 21049 | East KY Power - J K Smith Station | J K Smith | 5163011 | 86750613 | 54 | SCT1 | 54 | GT1 | 2104900027 | EU 1 | 3.8299 |  | 41.6136 | 1.5202 | 0.87306 | 0.7383 | 1.374 | 2020 | 71 | 18 | 968 | 40000.0008 | 157.19 | 221112 | -84.1025 | 37.8824 | 1800 | 125 | 120 |  | 104 | N | Natural Gas, Distillate Fuel Oil | Y | N | N | 9999 | N |  | Combustion Turbine |  | 1150.0499 | 12578
54_G_GT10 | KY | 21049 | East KY Power - J K Smith Station | J K Smith | 5163011 | 86751213 | 54 | SCT10 | 54 | GT10 | 2104900027 | EU 10 | 2.9219 |  | 5.6979 | 8.7578 | 5.0005 | 0.2763 | 1.5243 | 2020 | 213.2 | 12 | 750 | 6073.6501 | 53.7 | 221112 | -84.1025 | 37.8824 | 993 | 125 | 120 |  | 74 | N | Natural Gas | Y | N | N | 9999 | N |  | Combustion Turbine |  | 1448.2408 | 12578
54_G_GT2 | KY | 21049 | East KY Power - J K Smith Station | J K Smith | 5163011 | 86750813 | 54 | SCT2 | 54 | GT2 | 2104900027 | EU 2 | 2.8465 |  | 44.6407 | 1.3598 | 1.181 | 0.6291 | 0.19685 | 2022 | 71 | 18 | 968 | 40000.0008 | 157.19 | 221112 | -84.1025 | 37.8824 | 1800 | 125 | 120 |  | 104 | N | Natural Gas, Distillate Fuel Oil | Y | N | N | 9999 | N |  | Combustion Turbine |  | 1019.6801 | 12578
54_G_GT3 | KY | 21049 | East KY Power - J K Smith Station | J K Smith | 5163011 | 86750913 | 54 | SCT3 | 54 | GT3 | 2104900027 | EU 3 | 2.9 |  | 36.3623 | 1.3878 | 1.2052 | 0.535 | 0.20109 | 2020 | 71 | 18 | 968 | 40000.0008 | 157.19 | 221112 | -84.1025 | 37.8824 | 1800 | 125 | 120 |  | 104 | N | Natural Gas, Distillate Fuel Oil | Y | N | N | 9999 | N |  | Combustion Turbine |  | 932.64 | 12578
54_G_GT4 | KY | 21049 | East KY Power - J K Smith Station | J K Smith | 5163011 | 86750713 | 54 | SCT4 | 54 | GT4 | 2104900027 | EU 4 | 8.0978 |  | 14.8192 | 3.8965 | 3.3832 | 0.507 | 0.56625 | 2022 | 150 | 18 | 955 | 44566.6675 | 175.14 | 221112 | -84.1025 | 37.8824 | 1300 | 125 | 120 |  | 73 | N | Natural Gas, Distillate Fuel Oil | Y | N | N | 9999 | N |  | Combustion Turbine |  | 1160.4805 | 12578
54_G_GT5 | KY | 21049 | East KY Power - J K Smith Station | J K Smith | 5163011 | 86750413 | 54 | SCT5 | 54 | GT5 | 2104900027 | EU 5 | 7.7584 |  | 13.3992 | 2.8016 | 2.7349 | 0.4881 | 0.5421 | 2020 | 150 | 18 | 955 | 44566.6675 | 175.14 | 221112 | -84.1025 | 37.8824 | 1300 | 125 | 120 |  | 73 | N | Natural Gas, Distillate Fuel Oil | Y | N | N | 9999 | N |  | Combustion Turbine |  | 1161.0594 | 12578
54_G_GT6 | KY | 21049 | East KY Power - J K Smith Station | J K Smith | 5163011 | 86751113 | 54 | SCT6 | 54 | GT6 | 2104900027 | EU 6 | 6.9981 |  | 15.486 | 2.5262 | 2.466 | 0.4949 | 0.48873 | 2022 | 150 | 18 | 955 | 44566.6675 | 175.14 | 221112 | -84.1025 | 37.8824 | 1300 | 125 | 120 |  | 73 | N | Natural Gas, Distillate Fuel Oil | Y | N | N | 9999 | N |  | Combustion Turbine |  | 1175.8593 | 12578
54_G_GT7 | KY | 21049 | East KY Power - J K Smith Station | J K Smith | 5163011 | 86751013 | 54 | SCT7 | 54 | GT7 | 2104900027 | EU 7 | 7.2949 |  | 14.1248 | 2.6305 | 2.5677 | 0.497 | 3.1602 | 2022 | 150 | 18 | 955 | 44566.6675 | 175.14 | 221112 | -84.1025 | 37.8824 | 1300 | 125 | 120 |  | 73 | N | Natural Gas, Distillate Fuel Oil | Y | N | N | 9999 | N |  | Combustion Turbine |  | 1130.3197 | 12578
54_G_GT9 | KY | 21049 | East KY Power - J K Smith Station | J K Smith | 5163011 | 86750513 | 54 | SCT9 | 54 | GT9 | 2104900027 | EU 9 | 4.0706 |  | 1.7385 | 8.5938 | 4.9069 | 0.1025 | 1.4957 | 2020 | 213.2 | 12 | 750 | 6073.6501 | 53.7 | 221112 | -84.1025 | 37.8824 | 993 | 125 | 120 |  | 75 | N | Natural Gas | Y | N | N | 9999 | N |  | Combustion Turbine |  | 551.3801 | 12578
1364_B_3 | KY | 21111 | Louisville Gas & Electric Co., Mill Creek Station | Mill Creek (KY) | 7353711 | 9603813 | 1364 | 3 | 1364 | 3 | 0127 | 123 | 236.8665 | 14.6077 | 710.6615 | 223.6929 | 219.5204 | 704.5514 | 28.2432 | 2022 | 600 | 18.1 | 129 | 16863.1503 | 65.5114 | 221122 | -85.911 | 38.0525 | 4200 | 125 | 100 | 75 | 391 | N | Bituminous | Y | N | N | 2039 | N |  | Coal Steam | 7315 | 7311.0303 | 10521
1364_B_4 | KY | 21111 | Louisville Gas & Electric Co., Mill Creek Station | Mill Creek (KY) | 7353711 | 9603913 | 1364 | 4 | 1364 | 4 | 0127 | 124 | 261.7929 | 16.148 | 836.7072 | 284.1472 | 269.5345 | 1147.9712 | 31.228 | 2022 | 600 | 25 | 130 | 27363.1505 | 55.7213 | 221122 | -85.91 | 38.05 | 5020 | 125 | 100 |  | 477 | N | Bituminous | Y | N | N | 2039 | N |  | Coal Steam | 6868 | 6861.5103 | 10452
1363_G_7A | KY | 21111 | Louisville Gas & Electric Co., Cane Run Station | Cane Run | 5702411 | 123580513 |  |  | 1363 | 7A | 0126 | 593 | 16.601 |  | 393.8 | 7.8352 | 6.4525 | 9.2 | 32.2626 | 2022 | 180 | 20 | 180 | 21858.3337 | 69.5492 | 221122 | -85.8837 | 38.1814 | 4780 | 125 | 140 |  | 213 | N | Natural Gas | Y | N | N | 2055 | N | 1363_G_7B;1363_G_7A;1363_G_7S | Combined Cycle | 7217 |  | 7050
1366_G_12 | KY | 21111 | Louisville Gas & Electric Co., Paddys Run Station | Paddys Run | 5702311 | 95159813 | 1366 | 12 | 1366 | 12 | 0125 | 442 | 0.40474 | 0.01475 | 6.132 | 0.0041196 | 0.003625 | 0.004 | 0.010466 | 2022 | 36 | 14 | 880 | 8436.5168 | 54.7825 | 221122 | -85.8439 | 38.221 | 438 | 125 | 120 |  | 23 | N | Natural Gas | Y | N | N | 9999 | N |  | Combustion Turbine | 3 | 40 | 11117
1366_G_13 | KY | 21111 | Louisville Gas & Electric Co., Paddys Run Station | Paddys Run | 5702311 | 95159913 | 1366 | 13 | 1366 | 13 | 0125 | 443 | 43.8356 | 1.6016 | 48.9343 | 0.43836 | 0.3849 | 0.2993 | 1.1226 | 2022 | 90 | 20 | 1012 | 3643.3334 | 11.5924 | 221122 | -85.8439 | 38.222 | 1860 | 125 | 120 |  | 147 | N | Natural Gas | Y | N | N | 9999 | N |  | Combustion Turbine | 875 | 795.1099 | 11117
1364_B_1 | KY | 21111 | Louisville Gas & Electric Co., Mill Creek Station | Mill Creek (KY) | 7353711 | 9603513 | 1364 | 1 | 1364 | 1 | 0127 | 121 | 140.9629 | 0.2023 | 1691.552 | 148.2217 | 139.0803 | 577.2049 | 16.8561 | 2022 | 615 | 28 | 130 | 34466.3173 | 55.9518 | 221122 | -85.9077 | 38.0546 | 3080 | 125 | 100 | 128&205&215&99 | 300 | N | Bituminous | Y | N | N | 2024 | N |  | Coal Steam | 5812 | 5792.0806 | 10761
1364_B_2 | KY | 21111 | Louisville Gas & Electric Co., Mill Creek Station | Mill Creek (KY) | 7353711 | 9603613 | 1364 | 2 | 1364 | 2 | 0127 | 122 | 182.8029 | 0.23552 | 2149.7854 | 191.6953 | 179.8733 | 735.6486 | 21.8913 | 2022 | 615 | 28 | 130 | 34466.3173 | 55.9518 | 221122 | -85.9077 | 38.0546 | 3080 | 125 | 100 |  | 297 | N | Bituminous | Y | N | N | 2027 | N |  | Coal Steam | 7634 | 7622.1001 | 10842
1363_G_11 | KY | 21111 | Louisville Gas & Electric Co., Cane Run Station |  | 5702411 | 20510413 |  |  |  |  | 0126 | 114 | 3e-05 |  | 0.00012 | 1.932e-05 | 1.572e-05 | 0.002556 | 3.36e-06 | 2022 | [5 empty] | 221122 | -85.8859 | 38.1804 | 14 | 125 | 290 |  |  |  |  | N | N | N |  | N |  |  | 4380
1353_B_BSU1 | KY | 21127 | Kentucky Power Co-Big Sandy Plant | Big Sandy | 6019011 | 82996713 | 1353 | BSU1 | 1353 | BSU1 | 2112700003 | 01 | 464.7873 |  | 430.0248 | 86.8976 | 86.8976 | 13.583 | 18.0523 | 2022 | 826 | 28.2 | 300 | 13083.3335 | 20.95 | 221112 | -82.6178 | 38.1718 | 2510 | 125 | 100 |  | 260 | N | Natural Gas | Y | N | N | 9999 | N |  | O/G Steam |  | 3356.3503 | 11615
55198_G_GTG1 | KY | 21127 | Riverside Generating Co LLC | Riverside Generating LLC | 6019911 | 86769613 | 55198 | GTG101 | 55198 | GTG1 | 2112700040 | 01 | 50.938 |  | 41.7798 | 5.2611 | 5.2611 | 0.4526 | 2.1305 | 2020 | 210 | 18 | 221 | 17641.3003 | 69.33 | 221112 | -82.6046 | 38.1917 | 2130 | 125 | 120 |  | 165 | N | Natural Gas | Y | N | N | 9999 | N |  | Combustion Turbine |  | 890.1302 | 11408
55198_G_GTG2 | KY | 21127 | Riverside Generating Co LLC | Riverside Generating LLC | 6019911 | 86769413 | 55198 | GTG201 | 55198 | GTG2 | 2112700040 | 02 | 43.183 |  | 44.0516 | 4.8191 | 4.8191 | 0.5054 | 1.9515 | 2022 | 210 | 18 | 210 | 17641.3003 | 69.33 | 221112 | -82.6046 | 38.1917 | 2130 | 125 | 120 |  | 165 | N | Natural Gas | Y | N | N | 9999 | N |  | Combustion Turbine |  | 993.5302 | 11408
55198_G_GTG3 | KY | 21127 | Riverside Generating Co LLC | Riverside Generating LLC | 6019911 | 86769213 | 55198 | GTG301 | 55198 | GTG3 | 2112700040 | 03 | 37.993 |  | 28.8867 | 5.0455 | 5.0455 | 0.308 | 2.043 | 2022 | 210 | 18 | 221 | 17641.3003 | 69.33 | 221112 | -82.6046 | 38.1917 | 2130 | 125 | 120 | 205 | 165 | N | Natural Gas | Y | N | N | 9999 | N |  | Combustion Turbine |  | 699.5599 | 11408
55198_G_GTG4 | KY | 21127 | Riverside Generating Co LLC | Riverside Generating LLC | 6019911 | 86769313 | 55198 | GTG401 | 55198 | GTG4 | 2112700040 | 04 | 32.07 |  | 45.2743 | 5.5739 | 5.5739 | 0.4641 | 2.259 | 2022 | 210 | 18 | 221 | 17641.3003 | 69.33 | 221112 | -82.6046 | 38.1917 | 2130 | 125 | 120 |  | 165 | N | Natural Gas | Y | N | N | 9999 | N |  | Combustion Turbine |  | 898.1998 | 11408
55198_G_GTG5 | KY | 21127 | Riverside Generating Co LLC | Riverside Generating LLC | 6019911 | 86769113 | 55198 | GTG501 | 55198 | GTG5 | 2112700040 | 05 | 45.6733 |  | 39.9934 | 5.3715 | 5.3715 | 0.4212 | 2.176 | 2020 | 210 | 18 | 221 | 17641.3003 | 69.33 | 221112 | -82.6046 | 38.1917 | 2130 | 125 | 120 |  | 165 | N | Natural Gas | Y | N | N | 9999 | N |  | Combustion Turbine |  | 796.6602 | 11408
1379_B_1 | KY | 21145 | Tennessee Valley Authority (TVA) - Shawnee Fossil Plant | Shawnee | 6037011 | 24138113 | 1379 | 1 | 1379 | 1 | 2114500006 | 001 | 94.9317 |  | 657.6774 | 944.942 | 944.5045 | 1246.0989 | 11.418 | 2020 | 797 | 27.9 | 307 | 50532.5676 | 82.66 | 221112 | -88.7773 | 37.1519 | 1620 | 125 | 100 |  | 134 | N | Bituminous, Subbituminous | Y | N | N | 2034 | N |  | Coal Steam |  | 7137.5801 | 11164
1379_B_2 | KY | 21145 | Tennessee Valley Authority (TVA) - Shawnee Fossil Plant | Shawnee | 6037011 | 24138213 | 1379 | 2 | 1379 | 2 | 2114500006 | 002 | 88.8481 |  | 743.2825 | 884.3865 | 883.977 | 1430.5003 | 10.6863 | 2020 | 797 | 27.9 | 307 | 50532.5676 | 82.66 | 221112 | -88.7773 | 37.1519 | 1620 | 125 | 100 |  | 134 | N | Bituminous, Subbituminous | Y | N | N | 2034 | N |  | Coal Steam |  | 7968.3301 | 11162
1379_B_3 | KY | 21145 | Tennessee Valley Authority (TVA) - Shawnee Fossil Plant | Shawnee | 6037011 | 24139013 | 1379 | 3 | 1379 | 3 | 2114500006 | 003 | 70.3642 |  | 764.8468 | 700.3995 | 700.075 | 1461.7966 | 8.4632 | 2020 | 797 | 27.9 | 307 | 50532.5676 | 82.66 | 221112 | -88.7773 | 37.1519 | 1620 | 125 | 100 |  | 134 | N | Bituminous, Subbituminous | Y | N | N | 2034 | N |  | Coal Steam |  | 8455.0605 | 11191
1379_B_4 | KY | 21145 | Tennessee Valley Authority (TVA) - Shawnee Fossil Plant | Shawnee | 6037011 | 24138313 | 1379 | 4 | 1379 | 4 | 2114500006 | 004 | 75.7605 |  | 683.2866 | 754.114 | 753.7645 | 1306.3719 | 9.1122 | 2020 | 797 | 27.9 | 307 | 50532.5676 | 82.66 | 221112 | -88.7773 | 37.1519 | 1620 | 125 | 100 |  | 134 | N | Bituminous, Subbituminous | Y | N | N | 2034 | N |  | Coal Steam |  | 6987.48 | 11152
1379_B_5 | KY | 21145 | Tennessee Valley Authority (TVA) - Shawnee Fossil Plant | Shawnee | 6037011 | 24138913 | 1379 | 5 | 1379 | 5 |  |  | 96.7616 |  | 798.5217 | 963.1565 | 962.711 | 1526.8727 | 11.6381 |  | 797 | 27.9 | 307 | 50532.5676 | 82.66 | 221112 | -88.7773 | 37.1519 |  | 125 | 100 |  | 134 | N | Bituminous, Subbituminous | Y | N | N | 2034 | N |  | Coal Steam |  | 8348.29 | 11200
1379_B_6 | KY | 21145 | Tennessee Valley Authority (TVA) - Shawnee Fossil Plant | Shawnee | 6037011 | 24138713 | 1379 | 6 | 1379 | 6 |  |  | 78.444 |  | 1042.5484 | 780.825 | 780.4635 | 2125.1625 | 9.435 |  | 797 | 27.9 | 307 | 50532.5676 | 82.66 | 221112 | -88.7773 | 37.1519 |  | 125 | 100 |  | 134 | N | Bituminous, Subbituminous | Y | N | N | 2034 | N |  | Coal Steam |  | 7706.3594 | 11190
1379_B_7 | KY | 21145 | Tennessee Valley Authority (TVA) - Shawnee Fossil Plant | Shawnee | 6037011 | 24138613 | 1379 | 7 | 1379 | 7 | 2114500006 | 007 | 83.7222 |  | 698.003 | 833.3635 | 832.978 | 1442.2001 | 10.0698 | 2022 | 797 | 27.9 | 307 | 50532.5676 | 82.66 | 221112 | -88.7773 | 37.1519 | 1620 | 125 | 100 |  | 134 | N | Bituminous, Subbituminous | Y | N | N | 2034 | N |  | Coal Steam |  | 6156.3496 | 11178
1379_B_8 | KY | 21145 | Tennessee Valley Authority (TVA) - Shawnee Fossil Plant | Shawnee | 6037011 | 24138513 | 1379 | 8 | 1379 | 8 | 2114500006 | 008 | 92.3495 |  | 952.2162 | 919.2395 | 918.814 | 1953.7631 | 11.1075 | 2021 | 797 | 27.9 | 307 | 50532.5676 | 82.66 | 221112 | -88.7773 | 37.1519 | 1620 | 125 | 100 |  | 134 | N | Bituminous, Subbituminous | Y | N | N | 2034 | N |  | Coal Steam |  | 8271.4609 | 11225
1379_B_9 | KY | 21145 | Tennessee Valley Authority (TVA) - Shawnee Fossil Plant | Shawnee | 6037011 | 24137713 | 1379 | 9 | 1379 | 9 | 2114500006 | 009 | 94.5473 |  | 880.9742 | 941.116 | 940.68 | 1826.5424 | 11.3718 | 2022 | 797 | 27.9 | 307 | 50532.5676 | 82.66 | 221112 | -88.7773 | 37.1519 | 1620 | 125 | 100 |  | 134 | N | Bituminous, Subbituminous | Y | N | N | 2034 | N |  | Coal Steam |  | 7248.9404 | 11187
56556_G_2 | KY | 21145 | Paducah Power System - PPS Power Plant 1 | PPS Power Plant No 1 | 15073911 | 94795913 |  |  | 56556 | 2 | 2114500096 | 001 | 13.124 |  | 71.414 | 4.0117 | 4.0117 | 0.455 | 0.772 | 2022 | 50 | 10.19 | 746 | 7860.4668 | 96.38 | 221112 | -88.6153 | 37.0337 | 1330 | 125 | 120 |  | 55 | N | Natural Gas | N | N | N | 9999 | N | 56556_G_1;56556_G_2 | Combustion Turbine |  |  | 11654
55232_G_CT1 | KY | 21157 | TVA - KGen Marshall LLC | Marshall Energy Facility | 5213311 | 86742713 | 55232 | CT1 | 55232 | CT1 |  |  | 0.50076 |  | 7.7465 | 0.43927 | 0.43927 | 0.201 | 0.043614 |  | 93 | 15 | 800 | 24291.9004 | 137.5 | 221112 | -88.3958 | 37.0286 |  | 125 | 999 |  | 72.7 | N | Natural Gas, Distillate Fuel Oil | Y | N | N | 9999 | N |  | Combustion Turbine |  | 678.4802 | 11593
55232_G_CT2 | KY | 21157 | TVA - KGen Marshall LLC | Marshall Energy Facility | 5213311 | 86742613 | 55232 | CT2 | 55232 | CT2 | 2115700053 | EU-02 | 0.47491 |  | 8.0161 | 0.4984 | 0.4984 | 0.2043 | 0.04928 | 2020 | 93 | 15 | 800 | 24291.9004 | 137.5 | 221112 | -88.3958 | 37.0286 | 1190 | 125 | 999 |  | 72.7 | N | Natural Gas, Distillate Fuel Oil | Y | N | N | 9999 | N |  | Combustion Turbine |  | 692.6301 | 11593
55232_G_CT3 | KY | 21157 | TVA - KGen Marshall LLC | Marshall Energy Facility | 5213311 | 86743313 | 55232 | CT3 | 55232 | CT3 | 2115700053 | EU-03 | 0.26671 |  | 8.989 | 0.53878 | 0.53878 | 0.2121 | 0.063526 | 2020 | 93 | 15 | 800 | 24291.9004 | 137.5 | 221112 | -88.3958 | 37.0286 | 1190 | 125 | 999 |  | 72.7 | N | Natural Gas, Distillate Fuel Oil | Y | N | N | 9999 | N |  | Combustion Turbine |  | 730.9201 | 11593
55232_G_CT4 | KY | 21157 | TVA - KGen Marshall LLC | Marshall Energy Facility | 5213311 | 86742413 | 55232 | CT4 | 55232 | CT4 | 2115700053 | EU-04 | 0.33592 |  | 8.6941 | 0.53393 | 0.53393 | 0.227 | 0.062378 | 2020 | 93 | 15 | 800 | 24291.9004 | 137.5 | 221112 | -88.3958 | 37.0286 | 1190 | 125 | 999 |  | 72.7 | N | Natural Gas, Distillate Fuel Oil | Y | N | N | 9999 | N |  | Combustion Turbine |  | 758.5901 | 24624
55232_G_CT5 | KY | 21157 | TVA - KGen Marshall LLC | Marshall Energy Facility | 5213311 | 86743113 | 55232 | CT5 | 55232 | CT5 | 2115700053 | EU-05 | 0.12193 |  | 9.503 | 0.39835 | 0.39835 | 0.2296 | 0.041779 | 2022 | 93 | 15 | 800 | 24291.9004 | 137.5 | 221112 | -88.3958 | 37.0286 | 1190 | 125 | 999 |  | 72.7 | N | Natural Gas, Distillate Fuel Oil | Y | N | N | 9999 | N |  | Combustion Turbine |  | 771.4299 | 24624
55232_G_CT6 | KY | 21157 | TVA - KGen Marshall LLC | Marshall Energy Facility | 5213311 | 86742513 | 55232 | CT6 | 55232 | CT6 | 2115700053 | EU-06 | 0.21751 |  | 10.3566 | 0.37504 | 0.37504 | 0.231 | 0.040086 | 2020 | 93 | 15 | 800 | 24291.9004 | 137.5 | 221112 | -88.3958 | 37.0286 | 1190 | 125 | 999 |  | 72.7 | N | Natural Gas, Distillate Fuel Oil | Y | N | N | 9999 | N |  | Combustion Turbine |  | 775.34 | 24624
55232_G_CT7 | KY | 21157 | TVA - KGen Marshall LLC | Marshall Energy Facility | 5213311 | 86743013 | 55232 | CT7 | 55232 | CT7 | 2115700053 | EU-07 | 0.22408 |  | 9.1877 | 0.52453 | 0.52453 | 0.2349 | 0.061511 | 2020 | 93 | 15 | 800 | 24291.9004 | 137.5 | 221112 | -88.3958 | 37.0286 | 1190 | 125 | 120 |  | 72.7 | N | Natural Gas, Distillate Fuel Oil | Y | N | N | 9999 | N |  | Combustion Turbine |  | 783.6597 | 24624
55232_G_CT8 | KY | 21157 | TVA - KGen Marshall LLC | Marshall Energy Facility | 5213311 | 86743213 | 55232 | CT8 | 55232 | CT8 | 2115700053 | EU-08 | 0.13102 |  | 9.534 | 0.49693 | 0.49693 | 0.2254 | 0.06235 | 2020 | 93 | 15 | 800 | 24291.9004 | 137.5 | 221112 | -88.3958 | 37.0286 | 1190 | 125 | 120 |  | 72.7 | N | Natural Gas, Distillate Fuel Oil | Y | N | N | 9999 | N |  | Combustion Turbine |  | 750.1398 | 24624
55308_G_GEN1 | KY | 21157 | DTE Calvert City LLC | Calvert City | 16652211 | 107228013 | 55308 | C | 55308 | GEN1 | 2115700070 | D1 | 92.8617 |  | 41.9333 | 4.7079 | 2.6881 | 0.19396 | 2.3759 | 2022 | 75 | 6.5 | 969 | 3285.0833 | 99 | 221330 | -88.3534 | 37.0481 | 293 | 125 | 120 |  | 23 | Y | Natural Gas | Y | N | N | 9999 | N |  | Combustion Turbine |  | 3672 | 8700
55308_G_GEN1A | KY | 21157 | DTE Calvert City LLC |  | 16652211 | 107227813 | 55308 | A |  |  | 2115700070 | D3 | 29.7763 |  | 26.827 | 1.8353 | 1.8353 | 0.061928 | 1.9496 | 2020 | 75 | 7.5 | 171 | 1496.4166 | 33.87 | 221330 | -88.3534 | 37.0481 | 310 | 125 | 999 |  |  |  |  | Y | N | N |  | N |  |  |  | 3559.5999
55308_G_GEN1B | KY | 21157 | DTE Calvert City LLC |  | 16652211 | 107227913 | 55308 | B |  |  | 2115700070 | D4 | 25.8527 |  | 25.8879 | 1.5935 | 1.5935 | 0.053767 | 1.6927 | 2020 | 75 | 7.5 | 171 | 1496.4166 | 33.87 | 221330 | -88.3534 | 37.0481 | 310 | 125 | 100 |  |  |  |  | Y | N | N |  | N |  |  |  | 3672
6041_B_1 | KY | 21161 | East KY Power Coop - Spurlock Station | H L Spurlock | 7335511 | 86758613 | 6041 | 1 | 6041 | 1 | 2116100009 | EU01 | 220.1831 |  | 736.7112 | 2441.292 | 2297.2095 | 735.2186 | 26.4828 | 2021 | 805 | 15 | 304 | 18933.3337 | 107.14 | 221112 | -83.8176 | 38.7 | 3640 | 125 | 100 |  | 300 | Y | Bituminous | Y | N | N | 9999 | N |  | Coal Steam |  | 7679.9297 | 10121
6041_B_2 | KY | 21161 | East KY Power Coop - Spurlock Station | H L Spurlock | 7335511 | 86758513 | 6041 | 2 | 6041 | 2 |  |  | 296.4126 |  | 1415.714 | 17.1354 | 178.9403 | 1279.6637 | 35.6515 |  | 805 | 15 | 304 | 18933.3337 | 107.14 | 221112 | -83.8176 | 38.7 |  | 125 | 100 |  | 510 | Y | Bituminous | Y | N | N | 9999 | N |  | Coal Steam |  | 8159.6499 | 10048
6041_B_3 | KY | 21161 | East KY Power Coop - Spurlock Station | H L Spurlock | 7335511 | 86757113 | 6041 | 3 | 6041 | 3 | 2116100009 | EU08 | 7383.105 |  | 555.5057 | 302.489 | 106.0791 | 1080.0967 | 20.4615 | 2021 | 650 | 15 | 140 | 10555.0002 | 59.73 | 221112 | -83.8176 | 38.7 | 3110 | 125 | 100 | 127&41&65 | 268 | Y | Bituminous | Y | N | N | 9999 | N |  | Coal Steam |  | 7999.6304 | 10121
6041_B_4 | KY | 21161 | East KY Power Coop - Spurlock Station | H L Spurlock | 7335511 | 86759113 | 6041 | 4 | 6041 | 4 | 2116100009 | EU17 | 984.2818 |  | 512.065 | 22.1416 | 194.8563 | 757.7743 | 1.5406 | 2020 | 720 | 16 | 140 | 10555.0002 | 52.5 | 221112 | -83.8176 | 38.7 | 2800 | 125 | 100 |  | 268 | Y | Bituminous | Y | N | N | 9999 | N |  | Coal Steam |  | 7843.6001 | 10121
1355_B_3 | KY | 21167 | KY Utilities Co - Brown Station | E W Brown | 5933111 | 24596113 | 1355 | 3 | 1355 | 3 | 2116700001 | 003 | 126.5072 |  | 278.2717 | 1402.656 | 1319.8725 | 362.9142 | 15.2158 | 2021 | 561 | 26.7 | 129 | 43738.4175 | 78.12 | 221112 | -84.7139 | 37.7889 | 4130 | 125 | 100 |  | 412 | N | Bituminous | Y | N | N | 2029 | N |  | Coal Steam |  | 5521.9995 | 11543
1355_G_10 | KY | 21167 | KY Utilities Co - Brown Station | E W Brown | 5933111 | 86761013 | 1355 | 10 | 1355 | 10 | 2116700001 | 24 | 0.78228 |  | 15.6078 | 1.1147 | 0.85234 | 0.1001 | 0.18868 | 2020 | 175 | 16.5 | 851 | 35260.0007 | 164.9 | 221112 | -84.7139 | 37.7889 | 1560 | 125 | 120 |  | 121 | N | Natural Gas, Distillate Fuel Oil | Y | N | N | 9999 | N |  | Combustion Turbine |  | 313.64 | 12424
1355_G_11 | KY | 21167 | KY Utilities Co - Brown Station | E W Brown | 5933111 | 86760413 | 1355 | 11 | 1355 | 11 | 2116700001 | 26 | 0.45986 |  | 14.7292 | 0.51472 | 0.37552 | 0.1442 | 0.15755 | 2020 | 175 | 16.5 | 851 | 35260.0007 | 164.9 | 221112 | -84.7139 | 37.7889 | 1530 | 125 | 120 |  | 121 | N | Natural Gas, Distillate Fuel Oil | Y | N | N | 9999 | N |  | Combustion Turbine |  | 236.07 | 12424
1355_G_5 | KY | 21167 | KY Utilities Co - Brown Station | E W Brown | 5933111 | 86760113 | 1355 | 5 | 1355 | 5 | 2116700001 | 29 | 0.8586 |  | 14.3967 | 1.7252 | 1.2561 | 0.101 | 0.32396 | 2022 | 125 | 18 | 1067 | 35455.9173 | 139.33 | 221112 | -84.7139 | 37.7889 | 1370 | 125 | 120 | 213 | 130 | N | Natural Gas | Y | N | N | 9999 | N |  | Combustion Turbine |  | 370.54 | 12424
1355_G_6 | KY | 21167 | KY Utilities Co - Brown Station | E W Brown | 5933111 | 86760913 | 1355 | 6 | 1355 | 6 | 2116700001 | 27 | 17.3903 |  | 19.5375 | 3.9221 | 2.8556 | 0.365 | 2.4763 | 2022 | 125 | 17.4 | 1090 | 41550.0008 | 174.74 | 221112 | -84.7139 | 37.7889 | 1680 | 125 | 120 |  | 146 | N | Natural Gas | Y | N | N | 9999 | N |  | Combustion Turbine |  | 893.7298 | 12430
1355_G_7 | KY | 21167 | KY Utilities Co - Brown Station | E W Brown | 5933111 | 86760313 | 1355 | 7 | 1355 | 7 | 2116700001 | 28 | 4.4347 |  | 45.2546 | 2.7294 | 1.9872 | 0.4666 | 4.2487 | 2020 | 125 | 17.4 | 1090 | 41550.0008 | 174.74 | 221112 | -84.7139 | 37.7889 | 1680 | 125 | 120 |  | 146 | N | Natural Gas | Y | N | N | 9999 | N |  | Combustion Turbine |  | 1148.49 | 12430
1355_G_8 | KY | 21167 | KY Utilities Co - Brown Station | E W Brown | 5933111 | 86760513 | 1355 | 8 | 1355 | 8 | 2116700001 | 25 | 0.13603 |  | 50.8092 | 0.6908 | 0.50429 | 0.5014 | 0.1234 | 2020 | 175 | 16.5 | 851 | 35260.0007 | 164.9 | 221112 | -84.7139 | 37.7889 | 1370 | 125 | 120 |  | 121 | N | Natural Gas, Distillate Fuel Oil | Y | N | N | 9999 | N |  | Combustion Turbine |  | 705.8992 | 12424
1355_G_9 | KY | 21167 | KY Utilities Co - Brown Station | E W Brown | 5933111 | 86760613 | 1355 | 9 | 1355 | 9 |  |  | 1.1852 |  | 16.0935 | 1.3207 | 0.96339 | 1.0255 | 0.31296 |  | 175 | 16.5 | 851 | 35260.0007 | 164.9 | 221112 | -84.7139 | 37.7889 |  | 125 | 120 |  | 121 | N | Natural Gas, Distillate Fuel Oil | Y | N | N | 9999 | N |  | Combustion Turbine |  | 277.97 | 12424
1355_B_2 | KY | 21167 | KY Utilities Co - Brown Station |  | 5933111 | 24596013 | 1355 | 2 |  |  | 2116700001 | 002 | 0 |  | 0 | 0 | 0 | 0 | 0 | 2022 | 561 | 26.7 | 129 | 43738.4175 | 78.12 | 221112 | -84.7139 | 37.7889 | 1730 | 125 | 100 |  |  |  |  | N | N | N |  | N
1355_B_1 | KY | 21167 | KY Utilities Co - Brown Station |  | 5933111 | 24595913 | 1355 | 1 |  |  | 2116700001 | 001 | 0 |  | 0 | 0 | 0 | 0 | 0 | 2020 | 561 | 26.7 | 129 | 43738.4175 | 78.12 | 221112 | -84.7139 | 37.7889 | 1260 | 125 | 100 |  |  |  |  | N | N | N |  | N
1378_G_CTG1 | KY | 21177 | Tennessee Valley Authority - Paradise Fossil Plant | Paradise | 5196711 | 129706213 | 1378 | PCC1 | 1378 | CTG1 | 2117700006 | 120 | 24.2539 |  | 157.5854 | 85.0797 | 85.0797 | 4.774 | 18.2319 | 2022 | 170 | 18 | 174 | 18666.667 | 73.36 | 221112 | -86.9802 | 37.2596 | 2700 | 125 | 140 |  | 211 | N | Natural Gas | Y | N | N | 9999 | N |  | Combined Cycle |  | 7906.1401 | 7178
1378_G_CTG2 | KY | 21177 | Tennessee Valley Authority - Paradise Fossil Plant | Paradise | 5196711 | 129705813 | 1378 | PCC2 | 1378 | CTG2 | 2117700006 | 121 | 13.7997 |  | 146.7812 | 83.985 | 83.985 | 4.6861 | 17.9705 | 2020 | 170 | 18 | 174 | 18666.667 | 73.36 | 221112 | -86.9802 | 37.2596 | 2700 | 125 | 140 |  | 211 | N | Natural Gas | Y | N | N | 9999 | N |  | Combined Cycle |  | 7790.73 | 7178
1378_G_CTG3 | KY | 21177 | Tennessee Valley Authority - Paradise Fossil Plant | Paradise | 5196711 | 129706013 | 1378 | PCC3 | 1378 | CTG3 | 2117700006 | 122 | 16.461 |  | 151.5606 | 84.7007 | 84.7007 | 4.6968 | 18.155 | 2020 | 170 | 18 | 174 | 18666.667 | 73.36 | 221112 | -86.9802 | 37.2596 | 2700 | 125 | 140 |  | 211 | N | Natural Gas | Y | N | N | 9999 | N |  | Combined Cycle |  | 7795.7705 | 7178
1378_B_2 | KY | 21177 | Tennessee Valley Authority - Paradise Fossil Plant |  | 5196711 | 86764413 | 1378 | 2 |  |  | 2117700006 | EU02 | 0 |  | 0 | 0 | 0 | 0 | 0 | 2020 | 600 | 26 | 125 | 38533.3341 | 72.58 | 221112 | -86.9802 | 37.2596 | 8070 | 125 | 100 | 139&141 |  |  |  | N | N | N |  | N
1378_B_1 | KY | 21177 | Tennessee Valley Authority - Paradise Fossil Plant |  | 5196711 | 86764513 | 1378 | 1 |  |  | 2117700006 | EU01 | 0 |  | 0 | 0 | 0 | 0 | 0 | 2020 | 600 | 26 | 125 | 38533.3341 | 72.58 | 221112 | -86.9802 | 37.2596 | 9290 | 125 | 100 |  |  |  |  | N | N | N |  | N
6823_B_W1 | KY | 21183 | Big Rivers Electric Corp - Wilson Station | D B Wilson | 5561611 | 86766113 | 6823 | W1 | 6823 | W1 | 2118300069 | EU 01 | 370.6291 |  | 2004.6755 | 27.6759 | 19.9038 | 6400.8678 | 43.2978 | 2022 | 600 | 34 | 127 | 22638.4337 | 24.9 | 221112 | -87.0803 | 37.4497 | 6100 | 125 | 100 | 128&141&205 | 417 | N | Bituminous, Petroleum Coke | Y | N | N | 9999 | N |  | Coal Steam |  | 6604.1499 | 10643
55164_G_CT1 | KY | 21185 | East Kentucky Power Cooperative Inc - Bluegrass Generating Station | Bluegrass Generating Station | 5353311 | 86743713 | 55164 | GTG1 | 55164 | CT1 | 2118500036 | EU 01 | 62.3432 |  | 30.3959 | 2.2993 | 2.2993 | 0.3625 | 1.3173 | 2020 | 90 | 23.5 | 1160 | 44500.0008 | 102.6 | 221112 | -85.4142 | 38.39 | 165 | 125 | 120 |  | 167 | N | Natural Gas | Y | N | N | 9999 | N |  | Combustion Turbine |  | 705.8403 | 11093
55164_G_CT2 | KY | 21185 | East Kentucky Power Cooperative Inc - Bluegrass Generating Station | Bluegrass Generating Station | 5353311 | 86743413 | 55164 | GTG2 | 55164 | CT2 | 2118500036 | EU 02 | 66.4036 |  | 30.9677 | 2.9881 | 2.9881 | 0.3437 | 1.657 | 2020 | 90 | 23.5 | 1160 | 44500.0008 | 102.6 | 221112 | -85.4142 | 38.39 | 165 | 125 | 120 |  | 167 | N | Natural Gas | Y | N | N | 9999 | N |  | Combustion Turbine |  | 668.3499 | 11093
55164_G_CT3 | KY | 21185 | East Kentucky Power Cooperative Inc - Bluegrass Generating Station | Bluegrass Generating Station | 5353311 | 86743613 | 55164 | GTG3 | 55164 | CT3 |  |  | 41.9583 |  | 2.2041 | 1.4826 | 1.4826 | 0.0251 | 0.97367 |  | 90 | 23.5 | 1160 | 44500.0008 | 102.6 | 221112 | -85.4142 | 38.39 |  | 125 | 120 |  | 167 | N | Natural Gas | Y | N | N | 9999 | N |  | Combustion Turbine |  | 48.28 | 11093
1384_B_1 | KY | 21199 | East KY Power Coop - Cooper Station | Cooper | 5787711 | 94727113 | 1384 | 1 | 1384 | 1 | 2119900005 | 01 | 14.4819 |  | 156.8367 | 160.5692 | 151.0925 | 87.9399 | 1.7418 | 2021 | 260 | 17.8 | 320 | 6883.3334 | 27.66 | 221112 | -84.5913 | 36.9987 | 1380 | 125 | 100 | 127&205&215 | 116 | N | Bituminous | Y | N | N | 9999 | N |  | Coal Steam |  | 2209.01 | 10639
1384_B_2 | KY | 21199 | East KY Power Coop - Cooper Station | Cooper | 5787711 | 94726213 | 1384 | 2 | 1384 | 2 | 2119900005 | 02n | 41.3111 |  | 223.9684 | 458.0395 | 431.0064 | 66.8975 | 4.9688 | 2022 | 260 | 17.8 | 320 | 13316.6669 | 53.51 | 221112 | -84.5913 | 36.9987 | 2420 | 125 | 100 |  | 225 | N | Bituminous | Y | N | N | 9999 | N |  | Coal Steam |  | 2970.1804 | 10681
6071_B_1 | KY | 21223 | Louisville Gas & Electric Co - Trimble Co Generating Station | Trimble County | 5742811 | 22616813 | 6071 | 1 | 6071 | 1 | 2122300002 | 001 | 311.375 |  | 1129.7314 | 654.318 | 450.5611 | 2067.6852 | 37.4511 | 2022 | 760 | 18 | 149 | 37916.6674 | 149.1 | 221112 | -85.4117 | 38.5847 | 5330 | 125 | 100 |  | 511 | N | Bituminous | Y | N | N | 2045 | N |  | Coal Steam |  | 8197.6992 | 10039
6071_B_2 | KY | 21223 | Louisville Gas & Electric Co - Trimble Co Generating Station | Trimble County | 5742811 | 86766713 | 6071 | 2 | 6071 | 2 | 2122300002 | 031 | 531.6988 |  | 765.7895 | 67.552 | 48.5817 | 1161.5741 | 15.4193 | 2022 | 760 | 18 | 133 | 26125.9338 | 102.67 | 221112 | -85.4117 | 38.5847 | 6940 | 125 | 100 | 127&128&139&141&146 | 732 | N | Bituminous, Subbituminous | Y | N | N | 2066 | N |  | Coal Steam |  | 7648.8101 | 9716
6071_G_10 | KY | 21223 | Louisville Gas & Electric Co - Trimble Co Generating Station | Trimble County | 5742811 | 22616913 | 6071 | 10 | 6071 | 10 | 2122300002 | 030 | 1.563 |  | 82.7851 | 1.3995 | 0.79914 | 1.5262 | 0.15202 | 2020 | 90 | 18 | 1049 | 43466.6675 | 171 | 221112 | -85.4117 | 38.5847 | 1850 | 125 | 120 |  | 159 | N | Natural Gas | Y | N | N | 9999 | N |  | Combustion Turbine |  | 3413.4304 | 11505
6071_G_5 | KY | 21223 | Louisville Gas & Electric Co - Trimble Co Generating Station | Trimble County | 5742811 | 22616213 | 6071 | 5 | 6071 | 5 | 2122300002 | 025 | 66.1967 |  | 52.2786 | 0.24995 | 0.15319 | 0.9704 | 1.6529 | 2022 | 90 | 18 | 1049 | 43466.6675 | 171 | 221112 | -85.4117 | 38.5847 | 2050 | 125 | 120 |  | 159 | N | Natural Gas | Y | N | N | 9999 | N |  | Combustion Turbine |  | 2082.1804 | 11505
6071_G_6 | KY | 21223 | Louisville Gas & Electric Co - Trimble Co Generating Station | Trimble County | 5742811 | 22616113 | 6071 | 6 | 6071 | 6 | 2122300002 | 026 | 93.295 |  | 41.4092 | 0.35227 | 0.21591 | 0.7815 | 2.3295 | 2021 | 90 | 18 | 1049 | 43466.6675 | 171 | 221112 | -85.4117 | 38.5847 | 2050 | 125 | 120 |  | 159 | N | Natural Gas | Y | N | N | 9999 | N |  | Combustion Turbine |  | 1727.2802 | 11505
6071_G_7 | KY | 21223 | Louisville Gas & Electric Co - Trimble Co Generating Station | Trimble County | 5742811 | 22616013 | 6071 | 7 | 6071 | 7 | 2122300002 | 027 | 8.9644 |  | 91.6782 | 8.0269 | 4.5834 | 1.6005 | 0.87192 | 2022 | 90 | 18 | 1049 | 43466.6675 | 171 | 221112 | -85.4117 | 38.5847 | 2050 | 125 | 120 | 65 | 159 | N | Natural Gas | Y | N | N | 9999 | N |  | Combustion Turbine |  | 3508.97 | 11505
6071_G_8 | KY | 21223 | Louisville Gas & Electric Co - Trimble Co Generating Station | Trimble County | 5742811 | 22615913 | 6071 | 8 | 6071 | 8 | 2122300002 | 028 | 6.9412 |  | 47.668 | 6.2152 | 3.5489 | 0.8241 | 0.67513 | 2022 | 90 | 18 | 1049 | 43466.6675 | 171 | 221112 | -85.4117 | 38.5847 | 2050 | 125 | 120 |  | 159 | N | Natural Gas | Y | N | N | 9999 | N |  | Combustion Turbine |  | 1788.4104 | 11505
6071_G_9 | KY | 21223 | Louisville Gas & Electric Co - Trimble Co Generating Station | Trimble County | 5742811 | 22617113 | 6071 | 9 | 6071 | 9 | 2122300002 | 029 | 12.3613 |  | 65.6955 | 11.0686 | 6.3202 | 1.1782 | 1.2023 | 2020 | 90 | 18 | 1049 | 43466.6675 | 171 | 221112 | -85.4117 | 38.5847 | 1850 | 125 | 120 |  | 159 | N | Natural Gas | Y | N | N | 9999 | N |  | Combustion Turbine |  | 2598.8403 | 11505
6639_B_G1 | KY | 21233 | Big Rivers Electric Corp - Green Station | R D Green | 6098611 | 86744213 | 6639 | G1 | 6639 | G1 | 2123300052 | EU01G1 | 163.1556 |  | 404.0956 | 342.8523 | 236.0869 | 693.4864 | 19.6238 | 2022 | 350 | 15 | 129 | 12754.9835 | 72.2 | 221112 | -87.5006 | 37.6467 | 2820 | 125 | 100 | 128&141&205 | 231 | N | Natural Gas | Y | N | N | 9999 | N |  | O/G Steam |  | 3660.6304 | 11190
6639_B_G2 | KY | 21233 | Big Rivers Electric Corp - Green Station | R D Green | 6098611 | 86744513 | 6639 | G2 | 6639 | G2 | 2123300052 | EU02G2 | 135.0863 |  | 305.9079 | 283.8678 | 195.4704 | 285.367 | 16.2477 | 2021 | 350 | 15 | 129 | 15074.0836 | 85.3 | 221112 | -87.5006 | 37.6467 | 2660 | 125 | 100 |  | 223 | N | Natural Gas | Y | N | N | 9999 | N |  | O/G Steam |  | 2602.3501 | 11119
1383_G_GEN2 | KY | 21233 | Big Rivers Electric Corp - Reid HMP&L Station 2 | Robert A Reid | 6067211 | 83024613 | 1383 | RT | 1383 | GEN2 | 2123300001 | EU06 | 0.12976 | 1.8661 | 7.3926 | 0.45161 | 0.45161 | 0.6339 | 0.016075 | 2021 | 110 | 16 | 1060 | 6311.2501 | 31.4 | 221121 | -87.5 | 37.6456 | 804 | 125 | 120 |  | 58 | N | Natural Gas, Distillate Fuel Oil | Y | N | N | 9999 | N |  | Combustion Turbine |  | 60 | 25000
1382_B_H1 | KY | 21233 | Big Rivers Electric Corp - Reid HMP&L Station 2 |  | 6067211 | 83024913 | 1382 | H1 |  |  | 2123300001 | EU02 | 0 |  | 0 | 0 | 0 | 0 | 0 | 2022 | 350 | 15 | 134 | 8696.5835 | 49.2 | 221121 | -87.5 | 37.6456 | 1980 | 125 | 100 |  |  |  |  | N | N | N |  | N
1382_B_H2 | KY | 21233 | Big Rivers Electric Corp - Reid HMP&L Station 2 |  | 6067211 | 83024713 | 1382 | H2 |  |  | 2123300001 | EU03 | 0 |  | 0 | 0 | 0 | 0 | 0 | 2020 | 350 | 15 | 138 | 8696.5835 | 49.2 | 221121 | -87.5 | 37.6456 | 1980 | 125 | 100 | 128&141&205 |  |  |  | N | N | N |  | N
1383_B_R1 | KY | 21233 | Big Rivers Electric Corp - Reid HMP&L Station 2 |  | 6067211 | 83025013 | 1383 | R1 |  |  | 2123300001 | EU01 | 0 |  | 0 | 0 | 0 | 0 | 0 | 2022 | 250 | 12 | 320 | 3339.4834 | 29.5 | 221121 | -87.5 | 37.6456 | 837 | 125 | 100 |  |  |  |  | N | N | N |  | N
55173_G_CT11 | LA | 22001 | Cleco Power LLC - Acadia Power Station | Acadia Energy Center | 6082711 | 80438813 | 55173 | CT1 | 55173 | CT11 | 83623 | SR0001 | 20.93 | 8.848 | 48.4231 | 26.28 | 21.41 | 2.891 | 4.87 | 2022 | 175 | 18 | 200 | 16000 | 63 | 221112 | -92.4124 | 30.429 | 2000 | 125 | 120 |  | 157.2 | N | Natural Gas | Y | N | N | 9999 | N | 55173_G_ST13;55173_G_CT11 | Combined Cycle | 5880 | 5892.1299 | 7343
55173_G_CT12 | LA | 22001 | Cleco Power LLC - Acadia Power Station | Acadia Energy Center | 6082711 | 80438613 | 55173 | CT2 | 55173 | CT12 | 83623 | SR0002 | 30.11 | 9.2378 | 45.7804 | 38.33 | 32.4 | 2.7187 | 6.39 | 2022 | 175 | 18 | 200 | 16000 | 63 | 221112 | -92.4124 | 30.4293 | 2000 | 125 | 120 |  | 157.2 | N | Natural Gas | Y | N | N | 9999 | N |  | Combined Cycle | 5712 | 5666.9492 | 7343
55173_G_CT24 | LA | 22001 | Cleco Power LLC - Acadia Power Station | Acadia Energy Center | 6082711 | 80439313 | 55173 | CT3 | 55173 | CT24 | 83623 | SR0003 | 17.25 | 11.3375 | 43.4242 | 31.01 | 19.44 | 2.8644 | 1.95 | 2022 | 175 | 18 | 200 | 16000 | 63 | 221112 | -92.4124 | 30.4282 | 2000 | 125 | 120 |  | 145.9 | N | Natural Gas | Y | N | N | 9999 | N | 55173_G_CT24;55173_G_ST26 | Combined Cycle | 5880 | 5780.0225 | 7343
55173_G_CT25 | LA | 22001 | Cleco Power LLC - Acadia Power Station | Acadia Energy Center | 6082711 | 80439113 | 55173 | CT4 | 55173 | CT25 | 83623 | SR0004 | 15.16 | 8.5152 | 45.3443 | 34.75 | 18.2 | 2.8307 | 2.04 | 2022 | 175 | 18 | 200 | 16000 | 63 | 221112 | -92.4124 | 30.4279 | 2000 | 125 | 120 |  | 144.3 | N | Natural Gas | Y | N | N | 9999 | N |  | Combined Cycle | 5712 | 5598.6094 | 7343
55433_G_0001 | LA | 22001 | Bayou Cove Peaking Power LLC - Bayou Cove Peaking Power Plant | Bayou Cove Peaking Power | 7368411 | 80131613 | 55433 | CTG-1 | 55433 | 0001 | 92706 | SCTG1 | 14.6599 |  | 16.1035 | 1.18 | 1.18 | 0.2394 | 0.37544 | 2022 | 56 | 14.8 | 1003 | 25950 | 151 | 221112 | -92.5997 | 30.2823 | 1070 | 125 | 120 |  | 72 | N | Natural Gas | Y | N | N | 9999 | N |  | Combustion Turbine | 8736 | 1243.4385 | 12970
55433_G_0002 | LA | 22001 | Bayou Cove Peaking Power LLC - Bayou Cove Peaking Power Plant | Bayou Cove Peaking Power | 7368411 | 80132113 | 55433 | CTG-2 | 55433 | 0002 | 92706 | SCTG2 | 1.7328 |  | 6.594 | 0.14 | 0.14 | 0.0888 | 0.044378 | 2022 | 56 | 14.8 | 1003 | 25950 | 151 | 221112 | -92.5997 | 30.2829 | 1070 | 125 | 120 |  | 72 | N | Natural Gas | Y | N | N | 9999 | N |  | Combustion Turbine | 8736 | 470.9801 | 12971
55433_G_0003 | LA | 22001 | Bayou Cove Peaking Power LLC - Bayou Cove Peaking Power Plant | Bayou Cove Peaking Power | 7368411 | 80131713 | 55433 | CTG-3 | 55433 | 0003 | 92706 | SCTG3 | 1.5048 |  | 7.0362 | 0.12 | 0.12 | 0.0719 | 0.038537 | 2022 | 56 | 14.8 | 1003 | 25950 | 151 | 221112 | -92.5997 | 30.2832 | 1070 | 125 | 120 |  | 72 | N | Natural Gas | Y | N | N | 9999 | N |  | Combustion Turbine | 8736 | 382.1601 | 12971
55433_G_0004 | LA | 22001 | Bayou Cove Peaking Power LLC - Bayou Cove Peaking Power Plant | Bayou Cove Peaking Power | 7368411 | 80131913 | 55433 | CTG-4 | 55433 | 0004 | 92706 | SCTG4 | 1.7728 |  | 5.7913 | 0.14 | 0.14 | 0.0769 | 0.045402 | 2022 | 56 | 14.8 | 1003 | 25950 | 151 | 221112 | -92.5997 | 30.2829 | 1070 | 125 | 120 |  | 72 | N | Natural Gas | Y | N | N | 9999 | N |  | Combustion Turbine | 8736 | 410.1001 | 12971
56248_G_101G | LA | 22005 | Shell Chemical LP - Geismar Plant | Shell Chemical | 7445611 | 80858213 |  |  | 56248 | 101G | 1136 | CG1 | 81.3261 | 9.5579 | 25.4296 | 4.399 | 4.399 | 1.3095 | 10.2945 | 2022 | 100 | 10.5 | 280 | 6404.4 | 74 | 325110 | -90.9839 | 30.1875 | 40 | 129 | 120 |  | 34.5 | Y | Natural Gas | N | Y | N | 9999 | N |  | Combustion Turbine | 8736 |  | 8700
56248_G_201G | LA | 22005 | Shell Chemical LP - Geismar Plant | Shell Chemical | 7445611 | 80854713 |  |  | 56248 | 201G | 1136 | CG2 | 73.2972 | 8.6762 | 23.8347 | 3.8616 | 3.8616 | 1.1887 | 8.7238 | 2022 | 100 | 10.5 | 280 | 6404.4 | 74 | 325110 | -90.9842 | 30.1878 | 40 | 129 | 120 |  | 34.5 | Y | Natural Gas | N | Y | N | 9999 | N |  | Combustion Turbine | 8736 |  | 8700
1417_B_3 | LA | 22017 | Southwestern Electric Power Co (SWEPCO) - Lieberman Power Plant | Lieberman | 7928011 | 81338913 | 1417 | 3 | 1417 | 3 | 584 | 03 | 0.4 |  | 70.4584 | 3.2 | 2.43 | 0.1996 | 2.2 | 2022 | 140 | 12.4 | 310 | 5915.2 | 48.9 | 221112 | -93.9608 | 32.7045 | 1170 | 125 | 100 |  | 100 | N | Natural Gas, Residual Fuel Oil | Y | N | N | 9999 | N |  | O/G Steam | 8736 | 1980.6398 | 13044
1417_B_4 | LA | 22017 | Southwestern Electric Power Co (SWEPCO) - Lieberman Power Plant | Lieberman | 7928011 | 81339113 | 1417 | 4 | 1417 | 4 | 584 | 04 | 0.4 |  | 78.2792 | 2 | 1.18 | 0.1927 | 2.1 | 2022 | 140 | 12.4 | 310 | 5915.2 | 48.9 | 221112 | -93.9611 | 32.7045 | 1150 | 125 | 100 |  | 108 | N | Natural Gas, Residual Fuel Oil | Y | N | N | 9999 | N |  | O/G Steam | 8736 | 1860.6699 | 13408
56565_G_6A | LA | 22017 | Southwestern Electric Power Company - Arsenal Hill Power Plant | J Lamar Stall Unit | 6116111 | 95093713 | 1416 | CTG-6A | 56565 | 6A | 1060 | CTG-6A | 60.4 |  | 52.6457 | 54.9 | 43.9 | 3.2506 | 11.5 | 2022 | 180 | 23 | 200 | 17017.8 | 41 | 221112 | -93.7602 | 32.5199 | 2110 | 125 | 120 |  | 159 | N | Natural Gas | Y | N | N | 9999 | N |  | Combined Cycle | 8736 | 6933.1504 | 7187
56565_G_6B | LA | 22017 | Southwestern Electric Power Company - Arsenal Hill Power Plant | J Lamar Stall Unit | 6116111 | 95093913 | 1416 | CTG-6B | 56565 | 6B | 1060 | CTG-6B | 32.2 |  | 53.404 | 53.6 | 37.5 | 3.1782 | 11.3 | 2022 | 180 | 23 | 200 | 17017.8 | 41 | 221112 | -93.7601 | 32.5195 | 2110 | 125 | 120 |  | 163 | N | Natural Gas | Y | N | N | 9999 | N |  | Combined Cycle | 8736 | 6785.6792 | 7187
1416_B_5A | LA | 22017 | Southwestern Electric Power Company - Arsenal Hill Power Plant |  | 6116111 | 80711413 | 1416 | 5A |  |  | 1060 | 01 | 0.4 |  | 54.2717 | 3.2 | 2.7 | 0.2632 | 2.8 | 2022 | 155 | 8.3 | 297 | 5300 | 97.9163 | 221112 | -93.7613 | 32.5169 | 1270 | 125 | 100 |  |  |  |  | Y | N | N |  | N |  |  | 8736 | 2309.3904
58310_B_B-1 | LA | 22019 | Rain CII Carbon LLC - Lake Charles Calcining Plant | Lake Charles Plant | 7355211 | 80706513 |  |  | 58310 | B-1 | 3439 | EP004 | 0.095281 |  | 6.9384 | 2.8409 | 2.8409 | 246.1047 | 0.007036 | 2022 | 200 | 17 | 1959 | 13018.2 | 57.4 | 324199 | -93.3354 | 30.1483 |  | 157 | 999 |  | 28 | N | Non-Fossil Waste | N | N | N | 9999 | N |  | Non-Fossil Waste | 7728 |  | 11084
10593_B_BLR1 | LA | 22019 | Agrilectric Power Partners Ltd | Agrilectric Power Partners Ltd | 5718311 | 80724913 |  |  | 10593 | BLR1 | 7835 | SR0001 | 126.451 |  | 201.092 | 13.052 | 13.052 | 57.806 | 0.542 | 2022 | 87 | 5 | 243 | 908.33 | 46.2422 | 221122 | -93.1266 | 30.2008 | 183 | 125 | 100 |  | 11.1 | N | Biomass | N | N | N | 9999 | N |  | Biomass | 8568 |  | 16484
1393_B_1A | LA | 22019 | Entergy LA LLC - Nelson Industrial Steam Co (NISCO) | R S Nelson | 7380711 | 82066713 | 50030 | 1A | 1393 | 1A | 9142 | EQT001 | 116.2812 |  | 448.1647 | 55.5528 | 55.5528 | 2409.9 | 13.9028 | 2022 | 425 | 9 | 270 | 5875 | 92.4 | 221112 | -93.2872 | 30.283 | 1120 | 125 | 100 |  | 97 | Y | Petroleum Coke | Y | N | N | 9999 | N |  | Coal Steam | 8736 | 6475.4497 | 12292
1393_B_2A | LA | 22019 | Entergy LA LLC - Nelson Industrial Steam Co (NISCO) | R S Nelson | 7380711 | 82066513 | 50030 | 2A | 1393 | 2A | 9142 | EQT003 | 155.1744 |  | 455.7807 | 55.463 | 55.463 | 2501 | 14.7709 | 2022 | 425 | 9 | 180 | 5875 | 92.4 | 221112 | -93.2879 | 30.2829 | 1120 | 125 | 100 |  | 93 | Y | Petroleum Coke | Y | N | N | 9999 | N |  | Coal Steam | 8736 | 6617.0601 | 12292
1393_B_6 | LA | 22019 | Entergy Louisiana LLC - Roy S Nelson Electric Generating Plant (Coal Unit 6) | R S Nelson | 8361211 | 82325613 | 1393 | 6 | 1393 | 6 | 19588 | EQT012 | 1591.677 |  | 2341.8042 | 247.94 | 247.94 | 6205.9592 | 34.52 | 2022 | 500 | 23 | 277 | 39500 | 95.0335 | 221112 | -93.2928 | 30.2865 | 6220 | 125 | 100 |  | 524 | N | Subbituminous, Petroleum Coke | Y | N | N | 9999 | N |  | Coal Steam | 6188 | 6050.8604 | 11854
50489_G_C1 | LA | 22019 | Westlake US 2 LLC - Westlake Lake Charles South | PPG Powerhouse C | 7354911 | 82296913 |  |  | 50489 | C1 | 1255 | SR008 | 72.23 |  | 489.44 | 9.51 | 9.51 | 1.71 | 7.2 | 2022 | 80 | 17.5 | 350 | 11594 | 48.2 | 325199 | -93.2942 | 30.2258 | 2320 | 164 | 100 |  | 55 | Y | Natural Gas | N | Y | N | 9999 | N |  | Combustion Turbine | 8736 |  | 8700
50489_G_C2 | LA | 22019 | Westlake US 2 LLC - Westlake Lake Charles South | PPG Powerhouse C | 7354911 | 82305813 |  |  | 50489 | C2 | 1255 | SR009 | 99.67 |  | 509.51 | 15.15 | 15.15 | 2.29 | 10.96 | 2022 | 80 | 17.6 | 350 | 11594 | 48.2 | 325199 | -93.2944 | 30.2251 | 2320 | 164 | 100 |  | 55 | Y | Natural Gas | N | Y | N | 9999 | N |  | Combustion Turbine | 8736 |  | 8700
50489_G_C4 | LA | 22019 | Westlake US 2 LLC - Westlake Lake Charles South | PPG Powerhouse C | 7354911 | 82297013 |  |  | 50489 | C4 | 1255 | SR010 | 52.75 |  | 41.59 | 28.34 | 28.34 | 2.58 | 27.96 | 2022 | 82 | 15.8 | 298 | 12295.35 | 62.7 | 325199 | -93.2949 | 30.2254 | 1230 | 164 | 100 |  | 70.6 | Y | Natural Gas | N | Y | N | 9999 | N |  | Combustion Turbine | 8736 |  | 8700
50489_G_C5 | LA | 22019 | Westlake US 2 LLC - Westlake Lake Charles South | PPG Powerhouse C | 7354911 | 82303113 |  |  | 50489 | C5 | 1255 | SR011 | 57.12 |  | 2092.03 | 28.37 | 28.37 | 2.58 | 30.28 | 2022 | 82 | 15.8 | 302 | 12367.89 | 63.08 | 325199 | -93.2949 | 30.2251 | 1230 | 164 | 100 |  | 70.6 | Y | Natural Gas | N | Y | N | 9999 | N |  | Combustion Turbine | 8736 |  | 8700
55117_G_RS-5 | LA | 22019 | Westlake US 2 LLC - Westlake Lake Charles South | RS Cogen | 7354911 | 82306013 | 55117 | RS-5 | 55117 | RS-5 | 1255 | SR032 | 333 | 4.4596 | 447.9485 | 71.38 | 71.38 | 4.3665 | 15.48 | 2022 | 100 | 17.8 | 200 | 22819.79 | 92.2 | 325199 | -93.2826 | 30.2195 | 1230 | 164 | 100 |  | 167.7 | Y | Natural Gas | Y | N | N | 9999 | N | 55117_G_RS-5;55117_G_RS-4 | Combined Cycle | 8736 | 8357.5596 | 7092
55117_G_RS-6 | LA | 22019 | Westlake US 2 LLC - Westlake Lake Charles South | RS Cogen | 7354911 | 82320413 | 55117 | RS-6 | 55117 | RS-6 | 1255 | SR033 | 318.43 | 5.9068 | 430.773 | 70.23 | 70.23 | 4.1535 | 14.81 | 2022 | 100 | 17.8 | 200 | 17306.62 | 69.9 | 325199 | -93.2826 | 30.2195 | 2340 | 164 | 100 |  | 167.7 | Y | Natural Gas | Y | N | N | 9999 | N |  | Combined Cycle | 8736 | 8265.5898 | 7092
55165_G_G101 | LA | 22019 | Entergy Louisiana LLC - Calcasieu Plant | Calcasieu | 6397411 | 158430613 | 55165 | GTG1 | 55165 | G101 |  |  | 51.45 |  | 43.4313 | 4.3833 | 4.3833 | 0.2644 | 3.458 |  | 70 | 25.2 | 1123 | 37510 | 77.5 | 221112 | -93.3455 | 30.1605 |  | 125 | 120 |  | 142.4 | N | Natural Gas | Y | N | N | 9999 | N |  | Combustion Turbine |  | 554.6201 | 11091
55165_G_G102 | LA | 22019 | Entergy Louisiana LLC - Calcasieu Plant | Calcasieu | 6397411 | 158430713 | 55165 | GTG2 | 55165 | G102 | 81859 | EQT003 | 49.39 |  | 38.5802 | 4.5068 | 4.5068 | 0.2714 | 3.6655 | 2022 | 70 | 25.2 | 1123 | 59501.97 | 119.3 | 221112 | -93.346 | 30.1606 | 2200 | 125 | 120 |  | 159.2 | N | Natural Gas | Y | N | N | 9999 | N |  | Combustion Turbine | 920 | 566.99 | 11091
60927_G_1A | LA | 22019 | Entergy Louisiana LLC - Lake Charles Power Station | Lake Charles Power | 18977011 | 140487413 |  |  | 60927 | 1A | 202543 | GRP003 | 33.45 | 139.4 | 133.7 | 61.26 | 61.26 | 12.4 | 34.94 | 2022 | 195 | 23.833 | 175 | 21741.88 | 48.7 | 221112 | -93.2894 | 30.271 | 7330 | 125 | 120 |  | 250 | N | Natural Gas | Y | N | N | 9999 | N | 60927_G_1B;60927_G_1A | Combined Cycle | 8736 |  | 7050
1391_B_1A | LA | 22033 | EthosEnergy Power Operations (West) LLC - Louisiana Station Electrical Generatin | Louisiana 1 | 5160611 | 80696813 | 1391 | 1A | 1391 | 1A | 1186 | SR1001 | 215.71 |  | 124.5643 | 12.46 | 12.46 | 1.3236 | 9.02 | 2022 | 150.5 | 11 | 280 | 4031.7 | 42.4 | 221112 | -91.1866 | 30.4895 | 836 | 125 | 100 |  | 21.3 | Y | Fossil Waste | Y | N | N | 9999 | N | 1391_B_1A;1391_G_1A | Fossil Waste | 8736 | 8418.0205 | 4549
1391_B_2A | LA | 22033 | EthosEnergy Power Operations (West) LLC - Louisiana Station Electrical Generatin | Louisiana 1 | 5160611 | 80697013 | 1391 | 2A | 1391 | 2A | 1186 | SR1002 | 111.15 |  | 169.3406 | 14.49 | 14.49 | 1.6247 | 10.48 | 2022 | 150.5 | 11 | 280 | 4031.7 | 42.4 | 221112 | -91.1868 | 30.4895 | 836 | 125 | 100 |  | 21.3 | Y | Fossil Waste | Y | N | N | 9999 | N | 1391_G_2A;1391_B_2A | Fossil Waste | 8736 | 8746.8799 | 4549
1391_B_3A | LA | 22033 | EthosEnergy Power Operations (West) LLC - Louisiana Station Electrical Generatin | Louisiana 1 | 5160611 | 80696713 | 1391 | 3A | 1391 | 3A | 1186 | SR1003 | 248.57 |  | 152.2635 | 14.36 | 14.36 | 1.6826 | 10.39 | 2022 | 150.5 | 11 | 280 | 4031.7 | 42.4 | 221112 | -91.1869 | 30.4895 | 836 | 125 | 100 |  | 23.5 | Y | Fossil Waste | Y | N | N | 9999 | N | 1391_G_3A;1391_B_3A | Fossil Waste | 8736 | 8381.2793 | 4549
1391_B_9 | LA | 22033 | EthosEnergy Power Operations (West) LLC - Louisiana Station Electrical Generatin | Louisiana 1 | 5160611 | 80697213 |  |  | 1391 | 9 | 1186 | SR1004 | 8.34 |  | 215.26 | 3.88 | 3.88 | 0.43 | 2.81 | 2022 | 164 | 11 | 280 | 3039.6 | 32 | 221112 | -91.1878 | 30.4897 | 630 | 125 | 100 |  | 4.4 | Y | Fossil Waste | N | Y | N | 9999 | N |  | Fossil Waste | 8736 |  | 4549
1391_G_4A | LA | 22033 | EthosEnergy Power Operations (West) LLC - Louisiana Station Electrical Generatin | Louisiana 1 | 5160611 | 80696913 | 1391 | 4A | 1391 | 4A | 1186 | SR1005 | 141.19 |  | 448.3841 | 15.74 | 15.74 | 4.1407 | 9.72 | 2022 | 175 | 16 | 310 | 16666.6 | 84.7 | 221112 | -91.1877 | 30.489 | 2150 | 125 | 120 |  | 100 | Y | Natural Gas | Y | N | N | 9999 | N | 1391_B_4A;1391_G_4A | Combustion Turbine | 8736 | 6273.73 | 4549
1391_G_5A | LA | 22033 | EthosEnergy Power Operations (West) LLC - Louisiana Station Electrical Generatin | Louisiana 1 | 5160611 | 80697113 | 1391 | 5A | 1391 | 5A | 1186 | SR1006 | 469.7 |  | 344.9038 | 61.144 | 61.144 | 12.1292 | 25.01 | 2022 | 175 | 16 | 200 | 15763.2 | 78.4 | 221112 | -91.1881 | 30.4894 | 2250 | 125 | 120 |  | 154.4 | Y | Natural Gas | Y | N | N | 9999 | N | 1391_G_5A;1391_B_5A | Combustion Turbine | 8736 | 8667.6104 | 4549
54518_G_GT2 | LA | 22033 | Formosa Plastics Corp Louisiana | Formosa Plastics | 7354711 | 79967613 |  |  | 54518 | GT2 | 288 | EQT003 | 0.14 |  | 5.46 | 0.17 | 0.17 | 0.141 | 0.13 | 2022 | 105 | 10 | 346 | 6955.1 | 88.6 | 325211 | -91.189 | 30.4962 | 691 | 173 | 120 |  | 33 | Y | Natural Gas | N | Y | N | 9999 | N |  | Combustion Turbine | 8736 |  | 8700
54518_G_GT3 | LA | 22033 | Formosa Plastics Corp Louisiana | Formosa Plastics | 7354711 | 79967813 |  |  | 54518 | GT3 | 288 | EQT009 | 7.69 |  | 64.98 | 6.62 | 6.62 | 5.378 | 13.73 | 2022 | 110 | 10 | 260 | 5935.6 | 75.6 | 325211 | -91.1864 | 30.4971 | 673 | 173 | 120 |  | 33 | Y | Natural Gas | N | Y | N | 9999 | N |  | Combustion Turbine | 8736 |  | 8700
1396_G_U6CT | LA | 22039 | CLECO Power LLC - Coughlin Power Station | Coughlin Power Station | 7355011 | 80272813 | 1396 | 6-1 | 1396 | U6CT | 1906 | UNIT6 | 26.14 | 2.6584 | 187.9833 | 23.82 | 21.38 | 2.9969 | 7.23 | 2022 | 150 | 18 | 200 | 25446.9 | 100 | 221112 | -92.2614 | 30.8439 | 1800 | 125 | 120 |  | 155.5 | N | Natural Gas | Y | N | N | 9999 | N |  | Combined Cycle | 6720 | 6588.9219 | 7629
1396_G_U72 | LA | 22039 | CLECO Power LLC - Coughlin Power Station | Coughlin Power Station | 7355011 | 80273013 | 1396 | 7-2 | 1396 | U72 | 1906 | UNIT72 | 22.65 | 10.0672 | 143.9992 | 33.04 | 23.13 | 2.8198 | 3.3 | 2022 | 150 | 18 | 200 | 25446.9 | 100 | 221112 | -92.2619 | 30.8439 | 1800 | 125 | 120 |  | 148.5 | N | Natural Gas | Y | N | N | 9999 | N |  | Combined Cycle | 6552 | 6446.2012 | 7629
1396_G_U7CT | LA | 22039 | CLECO Power LLC - Coughlin Power Station | Coughlin Power Station | 7355011 | 80272913 | 1396 | 7-1 | 1396 | U7CT | 1906 | UNIT71 | 40.51 | 7.2688 | 168.6049 | 25.56 | 23.15 | 2.8818 | 7.72 | 2022 | 150 | 18 | 200 | 25446.9 | 100 | 221112 | -92.2631 | 30.8444 | 1800 | 125 | 120 |  | 147.6 | N | Natural Gas | Y | N | N | 9999 | N |  | Combined Cycle | 6552 | 6559.7622 | 7629
55051_G_X773 | LA | 22047 | Axiall LLC - Westlake Chemicals & Vinyls LLC | Axiall Plaquemine | 7227011 | 80974613 |  |  | 55051 | X773 | 2455 | SR0125 | 161.662 | 0.073526 | 257.231 | 18.1728 | 18.1728 | 0.003 | 6.5395 | 2022 | 100 | 16 | 447 | 16085 | 80 | 325110 | -91.1843 | 30.2672 | 1700 | 173 | 120 |  | 75 | Y | Natural Gas | N | Y | N | 9999 | N |  | Combustion Turbine | 8736 |  | 8700
55051_G_X774 | LA | 22047 | Axiall LLC - Westlake Chemicals & Vinyls LLC | Axiall Plaquemine | 7227011 | 80977513 |  |  | 55051 | X774 | 2455 | SR0126 | 186.742 | 0.083928 | 287.778 | 20.16 | 20.16 | 0.003329 | 7.174 | 2022 | 100 | 16 | 447 | 16085 | 80 | 325110 | -91.1843 | 30.2672 | 1700 | 173 | 120 |  | 75 | Y | Natural Gas | N | Y | N | 9999 | N |  | Combustion Turbine | 8736 |  | 8700
55051_G_X775 | LA | 22047 | Axiall LLC - Westlake Chemicals & Vinyls LLC | Axiall Plaquemine | 7227011 | 80981713 |  |  | 55051 | X775 | 2455 | SR0127 | 177.853 | 0.07638 | 264.008 | 18.6743 | 18.6743 | 0.002966 | 6.7459 | 2022 | 100 | 16 | 447 | 16085 | 80 | 325110 | -91.1843 | 30.2672 | 1700 | 173 | 120 |  | 75 | Y | Natural Gas | N | Y | N | 9999 | N |  | Combustion Turbine | 8736 |  | 8700
55404_G_CTG1 | LA | 22047 | Carville Energy LLC - Carville Energy Center | Carville Energy LLC | 5519911 | 80913313 | 55404 | COG01 | 55404 | CTG1 | 51854 | SR0001 | 8.5922 |  | 161.3366 | 22.9896 | 22.9896 | 2.8916 | 0.029755 | 2022 | 200 | 19.2 | 216 | 17787.5 | 61.4 | 221112 | -91.0652 | 30.2312 | 2490 | 125 | 120 |  | 170 | Y | Natural Gas | Y | N | N | 9999 | N |  | Combined Cycle | 5586 | 5447.5869 | 6553
55404_G_CTG2 | LA | 22047 | Carville Energy LLC - Carville Energy Center | Carville Energy LLC | 5519911 | 80913213 | 55404 | COG02 | 55404 | CTG2 | 51854 | SR0002 | 9.5951 |  | 174.1148 | 21.4844 | 21.4844 | 3.147 | 0.063805 | 2022 | 200 | 19.2 | 216 | 17787.5 | 61.4 | 221112 | -91.0652 | 30.2309 | 2490 | 125 | 120 |  | 170 | Y | Natural Gas | Y | N | N | 9999 | N |  | Combined Cycle | 5166 | 6008.4082 | 6553
55419_G_G500 | LA | 22047 | The Dow Chemical Company - Louisiana Operations | Plaquemine Cogeneration Plant | 8467311 | 80135613 | 55419 | 500 | 55419 | G500 | 1409 | SRYYYH | 17.55 | 139.8747 | 116.9854 | 68.14 | 68.14 | 2.7712 | 4.73 | 2022 | 150 | 20 | 208 | 17071.9 | 54.34 | 325199 | -91.2344 | 30.3211 | 1930 | 129 | 120 |  | 151 | Y | Natural Gas | Y | N | N | 9999 | N | 55419_G_ST5;55419_G_G500 | Combined Cycle | 8736 | 7832.02 | 7791
55419_G_G600 | LA | 22047 | The Dow Chemical Company - Louisiana Operations | Plaquemine Cogeneration Plant | 8467311 | 80135913 | 55419 | 600 | 55419 | G600 | 1409 | SRYYYI | 19.15 | 142.208 | 107.1515 | 70.1 | 70.1 | 2.3991 | 4.84 | 2022 | 150 | 20 | 208 | 17071.9 | 54.34 | 325199 | -91.2346 | 30.3208 | 1930 | 129 | 120 |  | 151 | Y | Natural Gas | Y | N | N | 9999 | N |  | Combined Cycle | 8736 | 7961.4697 | 7791
55419_G_G700 | LA | 22047 | The Dow Chemical Company - Louisiana Operations | Plaquemine Cogeneration Plant | 8467311 | 80135813 | 55419 | 700 | 55419 | G700 | 1409 | SRYYYJ | 26.36 | 148.1972 | 114.7421 | 75.13 | 75.13 | 2.6244 | 5.19 | 2022 | 150 | 20 | 208 | 17071.9 | 54.34 | 325199 | -91.2341 | 30.3214 | 1930 | 129 | 120 |  | 151 | Y | Natural Gas | Y | N | N | 9999 | N |  | Combined Cycle | 8736 | 8293.7402 | 7791
55419_G_G800 | LA | 22047 | The Dow Chemical Company - Louisiana Operations | Plaquemine Cogeneration Plant | 8467311 | 80135713 | 55419 | 800 | 55419 | G800 | 1409 | SRYYYK | 23.23 | 155.8373 | 117.4731 | 78.11 | 78.11 | 2.8889 | 5.41 | 2022 | 150 | 20 | 208 | 17071.9 | 54.34 | 325199 | -91.2338 | 30.3218 | 1930 | 129 | 120 |  | 151 | Y | Natural Gas | Y | N | N | 9999 | N |  | Combined Cycle | 8736 | 8717.5996 | 7791
52006_G_GEN1 | LA | 22047 | The Dow Chemical Company - Louisiana Operations | LaO Energy Systems | 8467311 | 81468413 |  |  | 52006 | GEN1 | 1409 | SR0864 | 10.29 |  | 686.6 | 23.98 | 23.98 | 18.28 | 14.13 | 2022 | 110 | 14 | 210 | 18733 | 121.692 | 325199 | -91.2361 | 30.3205 | 1590 | 129 | 120 |  | 57 | Y | Natural Gas | N | N | N | 2023 | N | 52006_G_GEN1;52006_G_GEN5 | Combined Cycle | 8736 |  | 8727
52006_G_GEN2 | LA | 22047 | The Dow Chemical Company - Louisiana Operations | LaO Energy Systems | 8467311 | 81448813 |  |  | 52006 | GEN2 | 1409 | SR0865 | 14.08 |  | 509.78 | 18.07 | 18.07 | 12.3 | 9.34 | 2022 | 110 | 14 | 210 | 18733 | 121.692 | 325199 | -91.2364 | 30.3202 | 1590 | 129 | 120 |  | 80 | Y | Natural Gas | N | N | N | 2023 | N |  | Combined Cycle | 8736 |  | 8727
1403_B_4 | LA | 22051 | Entergy Louisiana LLC - Ninemile Point Electric Generating Plant | Nine Mile Point | 5521211 | 80539113 | 1403 | 4 | 1403 | 4 | 2841 | EQT013 | 165.4817 |  | 2135.4145 | 75.71 | 75.71 | 6.2296 | 54.79 | 2022 | 186 | 25 | 246 | 34343.33 | 69.9 | 221112 | -90.1477 | 29.9485 | 7150 | 125 | 100 |  | 740 | N | Natural Gas | Y | N | N | 9999 | N |  | O/G Steam | 8736 | 5319.8696 | 10561
1403_B_5 | LA | 22051 | Entergy Louisiana LLC - Ninemile Point Electric Generating Plant | Nine Mile Point | 5521211 | 80539013 | 1403 | 5 | 1403 | 5 | 2841 | EQT015 | 13.52 |  | 3811.518 | 98.93 | 98.93 | 8.1327 | 71.59 | 2022 | 186 | 25 | 246 | 33167 | 67.5 | 221112 | -90.1485 | 29.9488 | 7150 | 125 | 100 |  | 740 | N | Natural Gas, Distillate Fuel Oil | Y | N | N | 9999 | N |  | O/G Steam | 8736 | 6545.3999 | 10484
1403_G_6A | LA | 22051 | Entergy Louisiana LLC - Ninemile Point Electric Generating Plant | Nine Mile Point | 5521211 | 122066513 |  |  | 1403 | 6A | 2841 | GRP035 | 16.1857 | 59.88 | 163.9 | 101.86 | 101.86 | 8.1 | 13.98 | 2022 | 195 | 19 | 181 | 7933 | 27.99 | 221112 | -90.1458 | 29.9427 | 4860 | 125 | 120 |  | 168 | N | Natural Gas, Distillate Fuel Oil | Y | N | N | 9999 | N | 1403_G_6C;1403_G_6B;1403_G_6A | Combined Cycle | 8736 |  | 7050
56108_G_U-1 | LA | 22055 | Lafayette Consolidated Government - T J Labbe Electric Generating Station | T J Labbe Electric Generating | 9587011 | 80803913 | 56108 | U-1 | 56108 | U-1 | 119640 | SR0001 | 12.7477 |  | 21.5543 | 2.8067 | 2.8067 | 0.1299 | 0.24996 | 2022 | 60 | 12.3 | 771 | 9981.8 | 84 | 221112 | -92.0437 | 30.2569 | 510 | 125 | 120 |  | 47.9 | N | Natural Gas | Y | N | N | 9999 | N |  | Combustion Turbine | 8736 | 1374.9309 | 17832
56108_G_U-2 | LA | 22055 | Lafayette Consolidated Government - T J Labbe Electric Generating Station | T J Labbe Electric Generating | 9587011 | 80803813 | 56108 | U-2 | 56108 | U-2 | 119640 | SR0002 | 13.2086 |  | 21.355 | 2.9082 | 2.9082 | 0.1293 | 0.25899 | 2022 | 60 | 12.3 | 771 | 9981.8 | 84 | 221112 | -92.0437 | 30.2571 | 510 | 125 | 120 |  | 47.6 | N | Natural Gas | Y | N | N | 9999 | N |  | Combustion Turbine | 8736 | 1355.7413 | 17833
56283_G_U-1 | LA | 22055 | Lafayette Consolidated Government - Hargis-Hebert Electric Generating Station | Hargis-Hebert Electric Generating | 13611411 | 81421613 | 56283 | U-1 | 56283 | U-1 | 121572 | SR0001 | 11.4007 |  | 18.8837 | 1.5095 | 1.5095 | 0.1264 | 0.56439 | 2022 | 61 | 12.3 | 771 | 9981.8 | 84 | 221112 | -91.9923 | 30.1693 | 510 | 125 | 120 |  | 48 | N | Natural Gas | Y | N | N | 9999 | N |  | Combustion Turbine | 8736 | 1335.4709 | 16025
56283_G_U-2 | LA | 22055 | Lafayette Consolidated Government - Hargis-Hebert Electric Generating Station | Hargis-Hebert Electric Generating | 13611411 | 81421213 | 56283 | U-2 | 56283 | U-2 | 121572 | SR0002 | 11.3535 |  | 19.2838 | 1.5059 | 1.5059 | 0.1176 | 0.56205 | 2022 | 61 | 12.3 | 771 | 9981.8 | 84 | 221112 | -91.9923 | 30.1695 | 510 | 125 | 120 |  | 47.1 | N | Natural Gas | Y | N | N | 9999 | N |  | Combustion Turbine | 8736 | 1233.1404 | 16025
55467_G_CTG1 | LA | 22073 | Entergy Arkansas LLC - Ouachita Power Generating Plant | Ouachita | 7205111 | 87201513 | 55467 | CTGEN1 | 55467 | CTG1 | 83613 | SR0002 | 89.9179 | 74.437 | 90.5816 | 80.004 | 80.004 | 3.6646 | 24.3346 | 2022 | 150 | 18 | 190 | 17812.8 | 70 | 221112 | -92.0673 | 32.7059 | 2000 | 125 | 120 |  | 142.3 | N | Natural Gas | Y | N | N | 9999 | N | 55467_G_STG1;55467_G_CTG1 | Combined Cycle | 2184 | 6640.6392 | 7296
55467_G_CTG2 | LA | 22073 | Entergy Arkansas LLC - Ouachita Power Generating Plant | Ouachita | 7205111 | 87201313 | 55467 | CTGEN2 | 55467 | CTG2 | 83613 | SR0003 | 85.5457 | 63.4395 | 77.3436 | 68.184 | 68.184 | 3.0577 | 20.7393 | 2022 | 150 | 18 | 190 | 17812.8 | 70 | 221112 | -92.0686 | 32.7063 | 2000 | 125 | 120 |  | 142.3 | N | Natural Gas | Y | N | N | 9999 | N | 55467_G_STG2;55467_G_CTG2 | Combined Cycle | 1716 | 5659.3203 | 7296
55467_G_CTG3 | LA | 22073 | Entergy Arkansas LLC - Ouachita Power Generating Plant | Ouachita | 7205111 | 87201413 | 55467 | CTGEN3 | 55467 | CTG3 | 83613 | SR0004 | 78.5343 | 64.0871 | 74.569 | 68.88 | 68.88 | 3.112 | 20.951 | 2022 | 150 | 18 | 190 | 17812.8 | 70 | 221112 | -92.0686 | 32.7063 | 2000 | 125 | 120 |  | 143.3 | N | Natural Gas | Y | N | N | 9999 | N | 55467_G_CTG3;55467_G_STG3 | Combined Cycle | 2184 | 5722.0098 | 7296
55620_G_2-CT | LA | 22073 | Entergy Louisiana LLC - Perryville Generating Station | Perryville Power Station | 7205211 | 80409213 | 55620 | 2-1 | 55620 | 2-CT | 85793 | EQT003 | 27.91 |  | 25.3136 | 7.28 | 7.28 | 0.4804 | 2.21 | 2022 | 110 | 16.8 | 1144 | 39235.73 | 177 | 221112 | -92.0191 | 32.6915 | 2000 | 125 | 120 |  | 149.9 | N | Natural Gas | Y | N | N | 9999 | N |  | Combustion Turbine | 42 | 1036.2401 | 18700
55620_G_CT-1 | LA | 22073 | Entergy Louisiana LLC - Perryville Generating Station | Perryville Power Station | 7205211 | 80409513 | 55620 | 1-1 | 55620 | CT-1 | 85793 | EQT007 | 22.714 | 56.16 | 63.1429 | 51.2761 | 51.2761 | 2.6794 | 5.8606 | 2022 | 175 | 16.8 | 185 | 16033.33 | 72.7 | 221112 | -92.0179 | 32.6907 | 2310 | 125 | 120 |  | 164.1 | N | Natural Gas | Y | N | N | 9999 | N |  | Combined Cycle | 4704 | 4807.9995 | 7123
55620_G_CT-2 | LA | 22073 | Entergy Louisiana LLC - Perryville Generating Station | Perryville Power Station | 7205211 | 80409313 | 55620 | 1-2 | 55620 | CT-2 |  |  | 32.1551 | 48.56 | 62.9991 | 51.1063 | 51.1063 | 2.6721 | 2.5176 |  | 175 | 16.8 | 185 | 16033.33 | 72.7 | 221112 | -92.0184 | 32.6909 |  | 125 | 120 |  | 164.1 | N | Natural Gas | Y | N | N | 9999 | N |  | Combined Cycle |  | 4734.2002 | 7123
1404_G_7B | LA | 22073 | Entergy Louisiana LLC - Sterlington Generating Plant |  | 7432611 | 82248713 | 1404 | 7AB |  |  | 19483 | EQT003 | 2.3658 |  | 12.9834 | 0.19042 | 0.19042 | 0.0183 | 0.060588 | 2022 | 75 | 16 | 183 | 9631 | 47.8 | 221112 | -92.08 | 32.7023 | 923 | 125 | 120 |  |  |  |  | Y | N | N |  | N | 1404_G_7A;1404_G_7B |  | 8736 | 102.44
6055_B_2B1 | LA | 22077 | Louisiana Generating LLC - Big Cajun II Power Plant | Big Cajun 2 | 8020711 | 81503613 | 6055 | 2B1 | 6055 | 2B1 | 38867 | S2B1 | 530.929 | 103.29 | 489.1035 | 251.0046 | 239.742 | 1275.8993 | 11.3148 | 2022 | 600 | 26.5 | 305 | 33090 | 60 | 221112 | -91.3687 | 30.7285 | 6420 | 125 | 100 |  | 537 | N | Subbituminous | Y | N | N | 9999 | N |  | Coal Steam | 8736 | 2414.6304 | 10438
6055_B_2B2 | LA | 22077 | Louisiana Generating LLC - Big Cajun II Power Plant | Big Cajun 2 | 8020711 | 81503213 | 6055 | 2B2 | 6055 | 2B2 | 38867 | S2B2 | 123.0718 | 0.58603 | 201.327 | 18.6115 | 18.6115 | 1.493 | 13.1182 | 2022 | 600 | 26.5 | 305 | 33090 | 60 | 221112 | -91.3695 | 30.7282 | 6420 | 125 | 100 |  | 575 | N | Natural Gas | Y | N | N | 2032 | N |  | O/G Steam | 8736 | 2041.59 | 11615
6055_B_2B3 | LA | 22077 | Louisiana Generating LLC - Big Cajun II Power Plant | Big Cajun 2 | 8020711 | 81503813 | 6055 | 2B3 | 6055 | 2B3 | 38867 | S2B3 | 2840.366 | 134.1775 | 1877.8586 | 138.6216 | 78.8861 | 8287.3022 | 51.8819 | 2022 | 600 | 26.5 | 305 | 33090 | 60 | 221112 | -91.3707 | 30.7279 | 6420 | 125 | 100 |  | 557 | N | Subbituminous | Y | N | N | 2032 | N |  | Coal Steam | 8736 | 6256.29 | 10438
1464_B_1B1 | LA | 22077 | Louisiana Generating LLC - Big Cajun I Power Plant | Big Cajun 1 | 5931611 | 81661613 | 1464 | 1B1 | 1464 | 1B1 | 11917 | S1B1 | 6.5849 |  | 17.0804 | 1.33 | 1.33 | 0.0953 | 0.9716 | 2022 | 184.5 | 10.8 | 310 | 5833.33 | 63 | 221112 | -91.3548 | 30.6724 | 1200 | 125 | 100 |  | 110 | N | Natural Gas | Y | N | N | 9999 | N |  | O/G Steam | 8736 | 786.9599 | 14500
1464_B_1B2 | LA | 22077 | Louisiana Generating LLC - Big Cajun I Power Plant | Big Cajun 1 | 5931611 | 81661813 | 1464 | 1B2 | 1464 | 1B2 | 11917 | S1B2 | 5.4324 |  | 13.529 | 1.13 | 1.13 | 0.0822 | 0.82572 | 2022 | 184.5 | 10.8 | 310 | 5833.33 | 63 | 221112 | -91.3551 | 30.6724 | 1200 | 125 | 100 |  | 110 | N | Natural Gas | Y | N | N | 9999 | N |  | O/G Steam | 8736 | 688.7601 | 14500
1464_G_3 | LA | 22077 | Louisiana Generating LLC - Big Cajun I Power Plant | Big Cajun 1 | 5931611 | 81661413 | 1464 | CTG1 | 1464 | 3 |  |  | 19.4474 |  | 18.4187 | 1.57 | 1.57 | 0.1686 | 0.49804 |  | 165 | 17.3 | 1050 | 31265.23 | 133 | 221112 | -91.3548 | 30.6728 |  | 125 | 120 |  | 105 | N | Natural Gas | Y | N | N | 9999 | N |  | Combustion Turbine |  | 587.97 | 12648
1464_G_4 | LA | 22077 | Louisiana Generating LLC - Big Cajun I Power Plant | Big Cajun 1 | 5931611 | 81661513 | 1464 | CTG2 | 1464 | 4 | 11917 | SCTG2 | 20.1145 |  | 21.4829 | 1.62 | 1.62 | 0.1761 | 0.51513 | 2022 | 165 | 17.3 | 1050 | 31265.23 | 133 | 221112 | -91.3552 | 30.6728 | 1410 | 125 | 120 |  | 105 | N | Natural Gas | Y | N | N | 9999 | N |  | Combustion Turbine | 8736 | 615.1801 | 12649
6190_B_1 | LA | 22079 | CLECO Power LLC - Brame Energy Center | Brame Energy Center | 7446811 | 81273813 | 6190 | 1 | 6190 | 1 | 2922 | UNIT1 | 96.61 |  | 657.1002 | 23.53 | 23.53 | 1.9175 | 17.03 | 2022 | 195 | 16.9 | 287 | 19291.31 | 86 | 221121 | -92.7174 | 31.3951 | 5000 | 125 | 100 |  | 426 | N | Natural Gas, Residual Fuel Oil | Y | N | N | 9999 | N |  | O/G Steam | 8736 | 3492.5898 | 10312
6190_B_2 | LA | 22079 | CLECO Power LLC - Brame Energy Center | Brame Energy Center | 7446811 | 81274013 | 6190 | 2 | 6190 | 2 | 2922 | UNIT2 | 1241.84 | 16.443 | 2961.6491 | 150.36 | 150.36 | 3677.4544 | 46.32 | 2022 | 250 | 18 | 307 | 30281.81 | 119 | 221121 | -92.7176 | 31.3961 | 6530 | 125 | 100 |  | 496 | N | Subbituminous | Y | N | N | 9999 | N |  | Coal Steam | 8736 | 8173.4194 | 10691
6190_B_3-1 | LA | 22079 | CLECO Power LLC - Brame Energy Center | Brame Energy Center | 7446811 | 89630213 | 6190 | 3-1 | 6190 | 3-1 | 2922 | BLR1 | 214.77 | 11.3523 | 229.4149 | 67.5 | 61.4 | 741.5205 | 10.48 | 2022 | 450 | 24.6 | 170 | 13813.7 | 29.1 | 221121 | -92.7186 | 31.3972 | 3010 | 125 | 100 |  | 312 | N | Bituminous, Petroleum Coke | Y | N | N | 9999 | N |  | Coal Steam | 4800 | 4703.79 | 10177
6190_B_3-2 | LA | 22079 | CLECO Power LLC - Brame Energy Center | Brame Energy Center | 7446811 | 89630713 | 6190 | 3-2 | 6190 | 3-2 | 2922 | BLR2 | 196.8 | 8.5686 | 308.9156 | 61.9 | 58.18 | 933.0671 | 13.1 | 2022 | 450 | 24.6 | 170 | 13813.7 | 29.1 | 221121 | -92.7186 | 31.3956 | 3010 | 125 | 100 |  | 312 | N | Bituminous, Petroleum Coke | Y | N | N | 9999 | N |  | Coal Steam | 5280 | 5586.2798 | 10177
54677_B_HRB | LA | 22087 | Rain CII Carbon LLC - Chalmette Calcining Plant | CII Carbon LLC | 5608111 | 79986713 |  |  | 54677 | HRB | 2557 | S199 | 3.8375 |  | 56.0872 | 59.7572 | 52.4821 | 1122.799 | 2.9303 | 2022 | 129 | 9 | 360 | 3666.7 | 58 | 324199 | -89.9767 | 29.9343 |  | 157 | 999 |  | 46 | Y | Non-Fossil Waste | N | Y | N | 9999 | N |  | Non-Fossil Waste | 7056 |  | 9196
1402_B_3 | LA | 22089 | Entergy Louisiana LLC - Little Gypsy Generating Plant | Little Gypsy | 5609111 | 80583313 | 1402 | 3 | 1402 | 3 | 687 | SR0005 | 252.404 |  | 480.55 | 20.07 | 20.07 | 0.9798 | 8.87 | 2022 | 172 | 23 | 282 | 24500 | 59 | 221112 | -90.461 | 30.0049 | 5580 | 125 | 100 |  | 514 | N | Natural Gas | Y | N | N | 9999 | N |  | O/G Steam | 8736 | 1393.9901 | 11224
50152_G_CGN1 | LA | 22089 | Union Carbide Corp - St Charles Operations | Dow St Charles Operations | 7202911 | 79906913 |  |  | 50152 | CGN1 | 2083 | SR0829 | 764.78 |  | 1013.31 | 74.72 | 74.72 | 4.37 | 50.29 | 2022 | 140 | 18 | 228 | 16433.4 | 64.58 | 325199 | -90.446 | 29.9838 | 2020 | 129 | 120 | 99 | 100 | Y | Natural Gas | N | Y | N | 9999 | N |  | Combined Cycle | 8736 |  | 5500
50152_G_CGN2 | LA | 22089 | Union Carbide Corp - St Charles Operations | Dow St Charles Operations | 7202911 | 79892413 |  |  | 50152 | CGN2 | 2083 | SR0830 | 757.97 |  | 1006.24 | 74.25 | 74.25 | 4.02 | 50.68 | 2022 | 140 | 18 | 228 | 16433.4 | 64.58 | 325199 | -90.4464 | 29.9839 | 2020 | 129 | 120 | 99 | 100 | Y | Natural Gas | N | Y | N | 9999 | N |  | Combined Cycle | 8736 |  | 5500
55089_G_CT1 | LA | 22089 | Occidental Chemical Corp - Taft Plant | Taft Cogeneration Facility | 5609011 | 82246713 | 55089 | CT1 | 55089 | CT1 | 1137 | SEQT03 | 19.6 |  | 215.0597 | 30.6313 | 30.5699 | 4.4216 | 10.2374 | 2022 | 130 | 17.4 | 200 | 13283.8 | 55.8 | 325180 | -90.4594 | 29.9891 | 2030 | 129 | 120 |  | 146.6 | Y | Natural Gas | Y | N | N | 9999 | N | 55089_G_ST1;55089_G_CT1 | Combined Cycle | 8736 | 8573.4395 | 6731
55089_G_CT2 | LA | 22089 | Occidental Chemical Corp - Taft Plant | Taft Cogeneration Facility | 5609011 | 82246813 | 55089 | CT2 | 55089 | CT2 | 1137 | SEQT04 | 17.7 |  | 215.8184 | 30.2393 | 30.1786 | 4.4332 | 10.2115 | 2022 | 130 | 17.4 | 200 | 13283.8 | 55.8 | 325180 | -90.4595 | 29.9887 | 2030 | 129 | 120 |  | 142.9 | Y | Natural Gas | Y | N | N | 9999 | N |  | Combined Cycle | 8736 | 8466.9102 | 6731
55089_G_CT3 | LA | 22089 | Occidental Chemical Corp - Taft Plant | Taft Cogeneration Facility | 5609011 | 82247113 | 55089 | CT3 | 55089 | CT3 | 1137 | SEQT05 | 17.2 |  | 216.3709 | 30.5397 | 30.4786 | 4.4086 | 10.2007 | 2022 | 130 | 17.4 | 200 | 13283.8 | 55.8 | 325180 | -90.4597 | 29.9883 | 2030 | 129 | 120 |  | 150.3 | Y | Natural Gas | Y | N | N | 9999 | N |  | Combined Cycle | 8736 | 8642.3594 | 6731
60926_G_1A | LA | 22089 | Entergy Louisiana LLC - J. Wayne Leonard Power Station | St. Charles Power Station (LA) | 18906811 | 136848313 |  |  | 60926 | 1A | 197303 | GRP001 | 83.76 | 166.46 | 148.9 | 45.56 | 45.56 | 11.8 | 2.91 | 2022 | 195 | 23.83 | 175 | 21720 | 48.7 | 221112 | -90.4597 | 30.0126 | 7330 | 125 | 120 |  | 250 | N | Natural Gas | Y | N | N | 9999 | N | 60926_G_1A;60926_G_1C;60926_G_1B | Combined Cycle | 8736 |  | 7050
8056_B_2 | LA | 22089 | Entergy Louisiana LLC - Waterford 1 & 2 Electric Generating Plant |  | 5609311 | 80643313 |  |  |  |  | 83898 | EQT010 | 151.4488 |  | 378 | 17.68 | 17.68 | 1.1 | 1.96 | 2022 | 189 | 12 | 266 | 9613 | 85 | 221112 | -90.4772 | 29.9987 | 4440 | 125 | 100 |  |  |  |  | N | N | N |  | N |  |  | 4160
1402_B_2A | LA | 22089 | Entergy Louisiana LLC - Little Gypsy Generating Plant |  | 5609111 | 80583913 |  |  |  |  | 687 | SR0003 | 61.705 |  | 220.45 | 26.775 | 26.775 | 1 | 1 | 2022 | 182 | 13 | 261 | 10208.33 | 76.9 | 221112 | -90.4616 | 30.0049 | 2280 | 125 | 100 |  |  |  |  | N | N | N |  | N |  |  | 8736
1402_B_2 | LA | 22089 | Entergy Louisiana LLC - Little Gypsy Generating Plant |  | 5609111 | 80583513 |  |  |  |  | 687 | SR0004 | 61.705 |  | 220.45 | 26.775 | 26.775 | 1 | 1 | 2022 | 182 | 13 | 261 | 10208.33 | 76.9 | 221112 | -90.4619 | 30.005 | 2280 | 125 | 100 |  |  |  |  | N | N | N |  | N |  |  | 8736
1400_B_3 | LA | 22101 | CLECO Power LLC - Teche Power Station | Teche | 7204011 | 80796313 | 1400 | 3 | 1400 | 3 | 2432 | UNIT3 | 18.41 |  | 396.0924 | 11.92 | 11.92 | 0.9091 | 8.63 | 2022 | 164 | 17.5 | 260 | 16389.6 | 68.2 | 221112 | -91.5426 | 29.8227 | 4070 | 125 | 100 |  | 336 | N | Natural Gas | Y | N | N | 9999 | N |  | O/G Steam | 1848 | 1917.85 | 11862
1400_G_4 | LA | 22101 | CLECO Power LLC - Teche Power Station | Teche | 7204011 | 99570313 | 1400 | 4 | 1400 | 4 | 2432 | CT01 | 0.04 |  | 0.7234 | 0.7 | 0.7 |  | 0.55 | 2022 | 70 | 10 | 200 | 4461.17 | 56.8 | 221112 | -91.5446 | 29.8224 | 450 | 125 | 120 |  | 33.1 | N | Natural Gas | Y | N | N | 9999 | N |  | Combustion Turbine | 210 | 218.1 | 15171
58478_G_LEPA1 | LA | 22101 | Louisiana Energy & Power Authority (LEPA) - LEPA Power Plant | LEPA Unit No. 1 | 17905111 | 126306013 | 58478 | CC01 | 58478 | LEPA1 | 179048 | SR0001 | 38.09 | 11.2019 | 19.1973 | 8.38 | 8.2124 | 0.6908 | 2.67 | 2022 | 120 | 12 | 211 | 6965 | 61.6 | 221112 | -91.1922 | 29.6915 | 607 | 125 | 120 |  | 50.8 | N | Natural Gas | Y | N | N | 9999 | N | 58478_G_LEPA1;58478_G_LEPA2 | Combined Cycle | 4200 | 5334.25 | 8516
10354_B_1 | ME | 23001 | REENERGY LIVERMORE FALLS LLC | ReEnergy Livermore Falls | 5223011 | 24980513 |  |  | 10354 | 1 | A-000555 | 001 | 1296.4 | 39.8509 | 143.1 | 19.9086 | 19.9086 | 6.9805 | 39.1734 | 2022 | 220 | 8 | 350 | 3307.4 | 65.79 | 221117 | -70.162 | 44.431 | 586 | 125 | 100 |  | 38 | N | Biomass | N | N | N | 9999 | N |  | Biomass | 7728 |  | 13703
50035_G_ST1 | ME | 23001 | MID MAINE WASTE ACTION CORP | MMWAC Resource Recovery Facility | 5222111 | 24985213 |  |  | 50035 | ST1 | A-000378 | 001 | 14.48 | 0 | 143.67 | 1.5634 | 1.5634 | 12.84 | 1.7795 | 2022 | 213 | 2.6 | 288 | 397.135 | 74.8 | 562213 | -70.2607 | 44.0675 | 47.7 | 103 | 270 |  | 2.7 | N | MSW | N | Y | N | 9999 | N |  | Municipal Solid Waste | 8232 |  | 19383
50035_G_ST1 | ME | 23001 | MID MAINE WASTE ACTION CORP | MMWAC Resource Recovery Facility | 5222111 | 24985313 |  |  | 50035 | ST1 | A-000378 | 002 | 21.86 | 0 | 126.88 | 1.4864 | 1.4864 | 12.66 | 1.7243 | 2022 | 213 | 2.6 | 288 | 397.135 | 74.8 | 562213 | -70.2607 | 44.0675 | 47.7 | 103 | 270 |  | 2.7 | N | MSW | N | Y | N | 9999 | N |  | Municipal Solid Waste | 8232 |  | 19383
50225_B_1SG1A | ME | 23005 | ECOMAINE - PORTLAND | Regional Waste Systems | 5823611 | 22916913 |  |  | 50225 | 1SG1A | A-000283 | 001 | 22.26 | 0.47005 | 155.71 | 2.3525 | 2.3525 | 11.13 | 3.547 | 2022 | 218 | 4 | 300 | 1233.3333 | 98.14 | 562213 | -70.3338 | 43.6559 | 122 | 103 | 270 | 119&128&140&207&75 | 5.8 | N | MSW | N | Y | N | 9999 | N |  | Municipal Solid Waste | 7896 |  | 20568
50225_B_1SG1B | ME | 23005 | ECOMAINE - PORTLAND | Regional Waste Systems | 5823611 | 22916813 |  |  | 50225 | 1SG1B | A-000283 | 002 | 25.56 | 0.24105 | 156.4 | 1.4056 | 1.4056 | 6.23 | 3.547 | 2022 | 218 | 4 | 300 | 1233.3333 | 98.14 | 562213 | -70.3338 | 43.6559 | 122 | 103 | 270 |  | 5.8 | N | MSW | N | Y | N | 9999 | N |  | Municipal Solid Waste | 7896 |  | 20568
1507_B_3 | ME | 23005 | FPL ENERGY WYMAN LLC | William F Wyman Hybrid | 5823511 | 22917813 | 1507 | 3 | 1507 | 3 | A-000388 | 004 | 0.54 | 0.65072 | 17.1139 | 1.6516 | 1.3924 | 59.5486 | 0.62005 | 2022 | 320 | 7.7 | 350 | 7435.8168 | 159.68 | 221112 | -70.1558 | 43.7506 | 1190 | 125 | 100 |  | 111 | N | Residual Fuel Oil | Y | N | N | 9999 | N |  | O/G Steam | 432 | 426.4001 | 12234
1507_B_4 | ME | 23005 | FPL ENERGY WYMAN LLC | William F Wyman Hybrid | 5823511 | 22917913 | 1507 | 4 | 1507 | 4 | A-000388 | 005 | 101.4 | 6.4401 | 184.7164 | 1.2896 | 1.1481 | 584.8162 | 6.0901 | 2022 | 425 | 24.6 | 308 | 35384.9173 | 74.44 | 221112 | -70.1558 | 43.7506 | 6290 | 125 | 100 |  | 602 | N | Residual Fuel Oil | Y | N | N | 9999 | N |  | O/G Steam | 960 | 937.4001 | 11368
1484_G_GT4 | ME | 23005 | FPL ENERGY CAPE, LLC - SOUTH PORTLAND | Cape Gas Turbine | 5824011 | 22915713 |  |  | 1484 | GT4 | A-000612 | 001 | 0.08505 | 0 | 1.0716 | 0.12237 | 0.07863 | 0.001236 | 0.000697 | 2022 | 28.2 | 0.6 | 850 | 23.5806 | 83.4 | 221112 | -70.2538 | 43.6437 | 328 | 125 | 120 |  | 16 | N | Distillate Fuel Oil | N | N | N | 9999 | N |  | Combustion Turbine | 16 |  | 17263
1484_G_GT5 | ME | 23005 | FPL ENERGY CAPE, LLC - SOUTH PORTLAND | Cape Gas Turbine | 5824011 | 22915613 |  |  | 1484 | GT5 | A-000612 | 002 | 0.064466 | 0 | 0.81228 | 0.092755 | 0.059601 | 0.000937 | 0.000529 | 2022 | 28.2 | 1.5 | 850 | 147.3798 | 83.4 | 221112 | -70.2538 | 43.6437 | 328 | 125 | 120 |  | 16 | N | Distillate Fuel Oil | N | N | N | 9999 | N |  | Combustion Turbine | 12 |  | 17270
55294_G_GTG1 | ME | 23005 | WESTBROOK ENERGY CENTER | Westbrook Energy Center Power Plant | 8028611 | 94539313 | 55294 | 1 | 55294 | GTG1 | A-000743 | 004 | 70.13 | 4.89 | 66.24 | 17.6134 | 17.6134 | 2.8237 | 0.298 | 2022 | 165 | 18 | 170 | 16300.0003 | 64.05 | 221112 | -70.3777 | 43.6554 | 2010 | 125 | 120 |  | 170.9 | N | Natural Gas | Y | N | N | 9999 | N |  | Combined Cycle | 5959 | 5959.1338 | 7183
55294_G_GTG2 | ME | 23005 | WESTBROOK ENERGY CENTER | Westbrook Energy Center Power Plant | 8028611 | 94539413 | 55294 | 2 | 55294 | GTG2 | A-000743 | 005 | 75.01 | 6.37 | 51.3965 | 5.6013 | 5.6013 | 2.2126 | 2.09 | 2022 | 165 | 18 | 170 | 16300.0003 | 64.05 | 221112 | -70.3777 | 43.6554 | 2010 | 125 | 120 |  | 174.8 | N | Natural Gas | Y | N | N | 9999 | N | 55294_G_STG3;55294_G_GTG2 | Combined Cycle | 4656 | 4655.3442 | 7183
50650_B_BLR1 | ME | 23007 | REENERGY STRATTON LLC | ReEnergy Stratton LLC | 5676911 | 22710913 |  |  | 50650 | BLR1 | A-000368 | 001 | 649.464 | 23.9026 | 129.7 | 9.7911 | 9.7461 | 8.0649 | 0.87563 | 2022 | 290 | 9 | 350 | 4766.6667 | 74.92 | 221117 | -70.4249 | 45.1414 | 672 | 125 | 100 |  | 46 | N | Biomass | N | N | N | 9999 | N |  | Biomass | 7896 |  | 13500
55031_G_CT01 | ME | 23007 | PIXELLE ANDROSCOGGIN LLC (COGENERATION) | Androscoggin Energy Center | 5677011 | 94542613 | 55031 | CT01 | 55031 | CT01 | A-000718 | 011 | 21.33 | 6.12 | 13.9132 | 2.8257 | 2.8257 | 0.6245 | 1.4607 | 2022 | 212 | 12.7 | 313 | 9006.9168 | 71.1 | 322120 | -70.2424 | 44.5064 | 675 | 125 | 120 |  | 48.9 | Y | Natural Gas, Distillate Fuel Oil | Y | N | N | 9999 | N |  | Combustion Turbine | 4 | 2989.0898 | 8700
55031_G_CT02 | ME | 23007 | PIXELLE ANDROSCOGGIN LLC (COGENERATION) | Androscoggin Energy Center | 5677011 | 94542713 | 55031 | CT02 | 55031 | CT02 | A-000718 | 013 | 11.714 | 10.22 | 27.7477 | 6.0576 | 6.0576 | 3.6394 | 2.71 | 2022 | 212 | 12.7 | 318 | 8884.6335 | 70.13 | 322120 | -70.2424 | 44.5064 | 675 | 125 | 120 |  | 40.7 | Y | Natural Gas, Distillate Fuel Oil | Y | N | N | 9999 | N |  | Combustion Turbine | 168 | 5893.1006 | 8700
55031_G_CT03 | ME | 23007 | PIXELLE ANDROSCOGGIN LLC (COGENERATION) | Androscoggin Energy Center | 5677011 | 94542813 | 55031 | CT03 | 55031 | CT03 | A-000718 | 015 | 4.606 | 1.19 | 3.9009 | 0.69414 | 0.69414 | 0.1882 | 0.3509 | 2022 | 212 | 12.7 | 315 | 9000.0001 | 71.1 | 322120 | -70.2424 | 44.5064 | 675 | 125 | 120 |  | 40.6 | Y | Natural Gas, Distillate Fuel Oil | Y | N | N | 9999 | N |  | Combustion Turbine | 3 | 722.53 | 8700
55031_G_CT02x | ME | 23007 | PIXELLE ANDROSCOGGIN LLC (COGENERATION) |  | 5677011 | 94542313 |  |  |  |  | A-000718 | 014 | 0 | 0 | 0 | 0.7839 | 0.7839 | 0 | 0.96 | 2022 | 212 | 12.7 | 318 | 8884.6335 | 70.13 | 322120 | -70.2424 | 44.5064 | 304 | 125 | 999 |  |  |  |  | N | N | N |  | N |  |  | 5880
55031_G_CT01x | ME | 23007 | PIXELLE ANDROSCOGGIN LLC (COGENERATION) |  | 5677011 | 94542213 |  |  |  |  | A-000718 | 012 | 0 | 0 | 0 | 0.53625 | 0.53625 | 0 | 0.72 | 2022 | 212 | 12.7 | 313 | 9006.9168 | 71.1 | 322120 | -70.2424 | 44.5064 | 304 | 125 | 999 |  |  |  |  | N | N | N |  | N |  |  | 3024
55031_G_CT03x | ME | 23007 | PIXELLE ANDROSCOGGIN LLC (COGENERATION) |  | 5677011 | 94542413 |  |  |  |  | A-000718 | 016 | 0 | 0 | 0 | 0.082549 | 0.082549 | 0 | 0.11 | 2022 | 212 | 12.7 | 315 | 9000.0001 | 71.1 | 322120 | -70.2424 | 44.5064 | 304 | 125 | 999 |  |  |  |  | N | N | N |  | N |  |  | 672
50243_G_GEN4 | ME | 23009 | BUCKSPORT GENERATION LLC | Bucksport Generation LLC | 8387311 | 391213 | 50243 | GEN4 | 50243 | GEN4 | A-000022 | 006 | 10.04 | 0.078373 | 5.7799 | 0.24262 | 0.23674 | 0.2455 | 0.0065 | 2022 | 250 | 19 | 410 | 23915.6504 | 84.4 | 221112 | -68.804 | 44.5745 | 1960 | 133 | 120 |  | 178 | N | Natural Gas, Distillate Fuel Oil | Y | N | N | 9999 | N |  | Combustion Turbine | 85 | 92.5 | 6120
10495_B_6 | ME | 23017 | ND PAPER INC. - RUMFORD | Rumford Cogeneration | 8026411 | 3773013 |  |  | 10495 | 6 | A-000214 | 008 | 13.5596 | 0.047044 | 381.3372 | 37.0092 | 20.1388 | 196.25 | 0.6355 | 2022 | 411 | 11.5 | 325 | 7600.0001 | 73.16 | 322120 | -70.5435 | 44.5498 | 630 | 133 | 100 |  | 26 | Y | Tires | N | Y | N | 9999 | N |  | Tires | 7224 |  | 5372
10495_B_7 | ME | 23017 | ND PAPER INC. - RUMFORD | Rumford Cogeneration | 8026411 | 3773213 |  |  | 10495 | 7 | A-000214 | 009 | 13.9455 | 0.042376 | 395.5038 | 29.2573 | 14.4471 | 203.12 | 0.652 | 2022 | 411 | 11.5 | 325 | 7600.0001 | 73.16 | 322120 | -70.5435 | 44.5498 | 630 | 133 | 100 |  | 26 | Y | Biomass | N | Y | N | 9999 | N |  | Biomass | 7224 |  | 5372
10495_B_CRECV | ME | 23017 | ND PAPER INC. - RUMFORD | Rumford Cogeneration | 8026411 | 3772813 |  |  | 10495 | CRECV | A-000214 | 002 | 329.0426 | 1.0692 | 400.56 | 67.9348 | 63.788 | 68.08 | 15.88 | 2022 | 290 | 9.3 | 446 | 6983.6668 | 102.8 | 322120 | -70.5435 | 44.5498 | 183 | 133 | 100 |  | 34 | Y | Non-Fossil Waste | N | Y | N | 9999 | N |  | Non-Fossil Waste | 8064 |  | 5377
55100_G_UNT1 | ME | 23017 | RUMFORD POWER | Rumford Power LLC | 5759211 | 22605313 | 55100 | 1 | 55100 | UNT1 | A-000724 | 001 | 60.9 | 1.6 | 30.9434 | 1.2214 | 1.2214 | 0.9413 | 1.1129 | 2022 | 150 | 19 | 187 | 14438.4002 | 50.9 | 221112 | -70.5219 | 44.5303 | 1980 | 125 | 120 |  | 164 | N | Natural Gas | Y | N | N | 9999 | N | 55100_G_UNT1;55100_G_UNT2 | Combined Cycle | 2326 | 2324.5996 | 7653
50051_B_BLR A | ME | 23019 | PENOBSCOT ENERGY RECOVERY CO | Penobscot Energy Recovery | 5760811 | 22595213 |  |  | 50051 | BLR A | A-000355 | 001 | 13.6088 | 0.19942 | 43.4475 | 7.5193 | 6.9977 | 4.4193 | 0.34362 | 2022 | 225 | 6.6 | 250 | 3205 | 93.68 | 562213 | -68.8257 | 44.7366 | 180 | 103 | 270 |  | 10.6 | N | MSW | N | Y | N | 9999 | N |  | Municipal Solid Waste | 2184 |  | 19383
50051_B_BLR B | ME | 23019 | PENOBSCOT ENERGY RECOVERY CO | Penobscot Energy Recovery | 5760811 | 22595313 |  |  | 50051 | BLR B | A-000355 | 002 | 32.442 | 0.51241 | 103.574 | 2.1701 | 2.0124 | 10.5351 | 0.88293 | 2022 | 225 | 6.6 | 250 | 3205 | 93.68 | 562213 | -68.8257 | 44.7366 | 180 | 103 | 270 |  | 10.6 | N | MSW | N | Y | N | 9999 | N |  | Municipal Solid Waste | 5208 |  | 19383
10766_B_CFB001 | ME | 23019 | NE RENEWABLE POWER WEST ENFIELD, LLC | Indeck West Enfield Energy Center | 7718411 | 2956413 |  |  | 10766 | CFB001 | A-000091 | 001 | 21.3139 |  | 20.834 | 3.4403 | 3.2313 | 5.224 | 0.20896 | 2022 | 136 | 9 | 305 | 2389.8167 | 37.56 | 221117 | -68.6272 | 45.2541 | 362 | 125 | 100 |  | 20.4 | N | Biomass | N | N | N | 9999 | N |  | Biomass | 2184 |  | 17560
55068_G_GEN1 | ME | 23019 | MAINE INDEPENDENCE STATION | Maine Independence Station | 7719211 | 2941413 | 55068 | 1 | 55068 | GEN1 | A-000728 | 001 | 53.26 | 0.36 | 12.2985 | 3.5422 | 3.5422 | 0.513 | 1.8265 | 2022 | 155 | 18 | 190 | 25.4468 | 0.1 | 221112 | -68.7096 | 44.823 | 1940 | 125 | 120 |  | 156.7 | N | Natural Gas | Y | N | N | 9999 | N |  | Combined Cycle | 1323 | 1266.6299 | 7528
55068_G_GEN2 | ME | 23019 | MAINE INDEPENDENCE STATION | Maine Independence Station | 7719211 | 2941513 | 55068 | 2 | 55068 | GEN2 | A-000728 | 002 | 123.46 | 1.58 | 28.006 | 6.6139 | 6.6139 | 0.9634 | 3.4104 | 2022 | 155 | 18 | 190 | 25.4468 | 0.1 | 221112 | -68.7096 | 44.823 | 1940 | 125 | 120 |  | 157.7 | N | Natural Gas | Y | N | N | 9999 | N |  | Combined Cycle | 2471 | 2330.3513 | 7528
55068_G_GEN3 | ME | 23019 | MAINE INDEPENDENCE STATION | Maine Independence Station | 7719211 | 2941613 |  |  | 55068 | GEN3 | A-000728 | 003 | 0.7556 | 0.06491 | 0.73572 | 0.094464 | 0.094464 | 0.012171 | 0.11156 | 2022 | 24 | 2 | 50 | 0.314 | 0.1 | 221112 | -68.7096 | 44.823 | 21 | 125 | 100 |  | 179.6 | N | Natural Gas | N | N | N | 9999 | N |  | Combined Cycle | 8760 |  | 7528
10765_B_CFB002 | ME | 23029 | NE RENEWABLE POWER JONESBORO, LLC | Indeck Jonesboro Energy Center | 5974111 | 24218613 |  |  | 10765 | CFB002 | A-000127 | 001 | 28.734 | 0 | 19.896 | 0.57975 | 0.52904 | 4.2256 | 2.0283 | 2022 | 136 | 9 | 305 | 2389.8167 | 37.56 | 221117 | -67.547 | 44.6788 | 362 | 125 | 100 |  | 20.2 | N | Biomass | N | N | N | 9999 | N |  | Biomass | 1498 |  | 17783
10613_B_3RB | ME | 23029 | WOODLAND PULP LLC |  | 5974211 | 24218213 |  |  |  |  | A-000215 | 003 | 568.002 | 0.7536 | 476.14 | 281.9013 | 257.4813 | 5.01 | 17.0852 | 2022 | 275 | 9.5 | 387 | 6900.1334 | 97.34 | 322110 | -67.4005 | 45.157 | 1210 | 133 | 100 |  |  |  |  | N | N | N |  | N |  |  | 7896
10613_B_9PB | ME | 23029 | WOODLAND PULP LLC |  | 5974211 | 24218413 |  |  |  |  | A-000215 | 001 | 324.85 | 2.776 | 452.45 | 130.769 | 112.589 | 153.8605 | 11.9112 | 2022 | 225 | 11.7 | 144 | 2475.0833 | 23.02 | 322110 | -67.4005 | 45.157 | 740 | 133 | 100 |  |  |  |  | N | N | N |  | N |  |  | 8400
10678_B_BLR1 | MD | 24001 | AES Warrior Run | AES Warrior Run Cogeneration Facility | 7717711 | 87867213 | 10678 | 001 | 10678 | BLR1 | 001-0203 | 001-0203-3-0127 | 954.2152 |  | 554.4974 | 129.3468 | 114.0429 | 1193.9064 | 1.8428 | 2022 | 268 | 12.333 | 257 | -1 | 78 | 221112 | -78.7456 | 39.5964 | 2070 | 125 | 100 |  | 180 | Y | Bituminous, Waste Coal | Y | N | N | 9999 | N |  | Coal Steam | 2080 | 7482.3301 | 8909
602_B_1 | MD | 24003 | Raven Power Fort Smallwood LLC | Brandon Shores | 6084311 | 87886313 | 602 | 1 | 602 | 1 | 003-0468 | 003-0468-3-0015 | 597.098 | 1.5308 | 507.824 | 16.5636 | 10.062 | 545.8836 | 7.224 | 2022 | 700 | 22 | 350 | -1 | 124 | 221112 | -76.5389 | 39.1803 | 5760 | 125 | 100 |  | 635 | N | Bituminous | Y | N | N | 9999 | N |  | Coal Steam | 2080 | 2981.2698 | 11282
602_B_2 | MD | 24003 | Raven Power Fort Smallwood LLC | Brandon Shores | 6084311 | 87886413 | 602 | 2 | 602 | 2 | 003-0468 | 003-0468-3-0016 | 473.369 | 1.6562 | 555.2496 | 28.822 | 28.73 | 495.7318 | 5.6615 | 2022 | 700 | 22 | 350 | -1 | 124 | 221112 | -76.5389 | 39.1803 | 5760 | 125 | 100 |  | 638 | N | Bituminous | Y | N | N | 9999 | N |  | Coal Steam | 2080 | 3423.8594 | 11154
1554_B_1 | MD | 24003 | Raven Power Fort Smallwood LLC | Herbert A Wagner | 6084311 | 87887013 | 1554 | 1 | 1554 | 1 | 003-0468 | 003-0468-5-0489 | 7.015 |  | 7.7155 | 0.64446 | 0.63745 | 8.3139 | 0.6893 | 2022 | 287 | 10.167 | 330 | -1 | 100 | 221112 | -76.5275 | 39.1784 | 1340 | 125 | 100 |  | 126 | N | Natural Gas, Residual Fuel Oil | Y | N | N | 9999 | N | 1554_B_1;1554_G_1 | O/G Steam | 2080 | 1275.79 | 10859
1554_B_3 | MD | 24003 | Raven Power Fort Smallwood LLC | Herbert A Wagner | 6084311 | 87886213 | 1554 | 3 | 1554 | 3 | 003-0468 | 003-0468-3-0003 | 13.601 | 0.019999 | 40.8111 | 19.765 | 17.956 | 457.4004 | 1.5075 | 2022 | 346 | 13.5 | 315 | -1 | 107 | 221112 | -76.5276 | 39.1776 | 2740 | 125 | 100 |  | 305 | N | Bituminous, Subbituminous | Y | N | N | 9999 | N |  | Coal Steam | 2080 | 814.9299 | 10767
1554_B_4 | MD | 24003 | Raven Power Fort Smallwood LLC | Herbert A Wagner | 6084311 | 87886713 | 1554 | 4 | 1554 | 4 | 003-0468 | 003-0468-4-0017 | 4.938 |  | 33.1478 | 2.6082 | 0.7014 | 21.1281 | 0.666 | 2022 | 342 | 17.5 | 640 | -1 | 116 | 221112 | -76.5271 | 39.1774 | 4200 | 125 | 100 |  | 397 | N | Residual Fuel Oil | Y | N | N | 9999 | N |  | O/G Steam | 2080 | 351.75 | 10961
1554_G_GT1 | MD | 24003 | Raven Power Fort Smallwood LLC | Herbert A Wagner | 6084311 | 87886613 |  |  | 1554 | GT1 | 003-0468 | 003-0468-4-0007 | 0.022 |  | 5.9 | 0.078 | 0.078 | 0.26 | 0.00277 | 2022 | 28 | 9.667 | 850 | -1 | 86 | 221112 | -76.5287 | 39.1773 | 266 | 125 | 120 |  | 12.9 | N | Distillate Fuel Oil | N | N | N | 9999 | N |  | Combustion Turbine | 2080 |  | 13097
58246_G_CAT1 | MD | 24003 | Millersville Landfill Gas to Electricity Facility | Millersville LFG | 16881011 | 110225213 |  |  | 58246 | CAT1 | 003-1471 | 003-1471-9-1034 | 84.753 |  | 19.2903 | 2.5641 | 2.5641 | 2.263 | 3.2485 | 2022 | 28 | 1.333 | 900 | -1 | 60 | 221118 | -76.676 | 39.0849 | 2230 | 125 | 160 |  | 1.5 | N | Landfill Gas | N | N | N | 9999 | N | 58246_G_CAT1;58246_G_CAT2 | Landfill Gas | 2080 |  | 13500
1554_G_2 | MD | 24003 | Raven Power Fort Smallwood LLC |  | 6084311 | 87886513 | 1554 | 2 |  |  | 003-0468 | 003-0468-3-0017 | 1.12 | 0 | 1.8654 | 0.1148 | 0.1148 | 1.4743 | 0.084 | 2022 | 287 | 10.167 | 330 | -1 | 100 | 221112 | -76.5274 | 39.1782 | 1340 | 125 | 100 |  |  |  |  | Y | N | N |  | N |  |  | 2080 | 312.1
56571_G_1 | MD | 24005 | Eastern Landfill Gas, LLC | Eastern Landfill Gas LLC | 14528711 | 87919213 |  |  | 56571 | 1 | 005-2581 | 005-2581-9-1278 | 32.3129 | 19.5933 | 4.9058 | 2.3234 | 2.3234 | 0.51848 | 1.5262 | 2022 | 25 | 1.5 | 795 | -1 | 600 | 221118 | -76.3875 | 39.393 | 1410 | 125 | 160 |  | 1.3 | N | Landfill Gas | N | N | N | 9999 | N |  | Landfill Gas | 2080 |  | 14103
56571_G_2 | MD | 24005 | Eastern Landfill Gas, LLC | Eastern Landfill Gas LLC | 14528711 | 87919313 |  |  | 56571 | 2 | 005-2581 | 005-2581-9-1279 | 30.3056 | 15.6913 | 5.0722 | 2.18 | 2.18 | 0.48728 | 1.6129 | 2022 | 25 | 1.5 | 795 | -1 | 600 | 221118 | -76.3875 | 39.393 | 1410 | 125 | 160 |  | 1.3 | N | Landfill Gas | N | N | N | 9999 | N |  | Landfill Gas | 2080 |  | 14103
56571_G_3 | MD | 24005 | Eastern Landfill Gas, LLC | Eastern Landfill Gas LLC | 14528711 | 87919413 |  |  | 56571 | 3 | 005-2581 | 005-2581-9-1280 | 34.1133 |  | 5.4463 | 2.4482 | 2.4482 | 0.54805 | 1.7602 | 2022 | 25 | 1.5 | 795 | -1 | 600 | 221118 | -76.3875 | 39.393 | 1410 | 125 | 160 |  | 1.3 | N | Landfill Gas | N | N | N | 9999 | N |  | Landfill Gas | 2080 |  | 14103
56571_G_4 | MD | 24005 | Eastern Landfill Gas, LLC | Eastern Landfill Gas LLC | 14528711 | 87919513 |  |  | 56571 | 4 | 005-2581 | 005-2581-9-1281 | 17.2517 |  | 2.7592 | 1.237 | 1.237 | 0.2774 | 0.8906 | 2022 | 25 | 1.5 | 795 | -1 | 600 | 221118 | -76.3875 | 39.393 | 1410 | 125 | 160 |  | 1 | N | Landfill Gas | N | N | N | 9999 | N |  | Landfill Gas | 2080 |  | 14104
59073_B_5L501A | MD | 24009 | Dominion Energy Cove Point LNG, LP |  | 5169611 | 129225713 |  |  |  |  | 009-0021 | 009-0021-5-0071 | 4.5499 |  | 51.9 | 21.625 | 21.625 | 0.83386 | 3.0984 | 2022 | 158.5 | 16 | 389 | -1 | 73 | 486210 | -76.4099 | 38.3856 | 2120 |  | 120 |  |  |  |  | N | N | N |  | N | 59073_B_5L501B;59073_B_5L501A |  | 2080
59073_B_5B921A | MD | 24009 | Dominion Energy Cove Point LNG, LP |  | 5169611 | 129225813 |  |  |  |  | 009-0021 | 009-0021-5-0080 | 22.5975 | 8.4801 | 0.60375 | 4.761 | 4.761 | 0.09315 | 0.6555 | 2022 | 15 | 66.667 | 850 | -1 | 100 | 486210 | -76.4099 | 38.3856 | 424 |  | 100 |  |  |  |  | N | N | N |  | N | 59073_B_5B921B;59073_B_5B921A |  | 2080
59073_G_214JA | MD | 24009 | Dominion Energy Cove Point LNG, LP |  | 5169611 | 87922013 | 59073 | 214JA |  |  | 009-0021 | 009-0021-5-0049 | 10.2171 | 1.7194 | 18.3738 | 0.52377 | 0.52377 | 0.06162 | 1.313 | 2022 | 65 | 12 | 421 | -1 | 53 | 486210 | -76.4099 | 38.3856 | 282 |  | 100 |  |  |  |  | Y | N | N |  | N |  |  | 2080 | 5566.6299
59073_G_214JB | MD | 24009 | Dominion Energy Cove Point LNG, LP |  | 5169611 | 87922113 | 59073 | 214JB |  |  | 009-0021 | 009-0021-5-0050 | 5.5839 | 1.6464 | 4.8665 | 0.28609 | 0.28609 | 0.02989 | 0.99674 | 2022 | 65 | 12 | 421 | -1 | 53 | 486210 | -76.4099 | 38.3856 | 282 |  | 100 |  |  |  |  | Y | N | N |  | N |  |  | 2080 | 2776.7302
59073_G_111JB | MD | 24009 | Dominion Energy Cove Point LNG, LP |  | 5169611 | 87923313 |  |  |  |  | 009-0021 | 009-0021-9-0033 | 0.84 | 3.9192 | 6.1704 | 0.084 | 0.084 | 0.0152 | 0.1008 | 2022 | 43 | 8 | 300 | -1 | 47 | 486210 | -76.4099 | 38.3856 | 244 |  | 120 |  |  |  |  | N | N | N |  | N |  |  | 2080
59073_G_111JA | MD | 24009 | Dominion Energy Cove Point LNG, LP |  | 5169611 | 87923213 |  |  |  |  | 009-0021 | 009-0021-9-0032 | 0.6138 | 3.3939 | 4.5396 | 0.06138 | 0.06138 | 0.01116 | 0.07316 | 2022 | 43 | 8 | 300 | -1 | 47 | 486210 | -76.4099 | 38.3856 | 244 |  | 120 |  |  |  |  | N | N | N |  | N |  |  | 2080
59073_G_111JC | MD | 24009 | Dominion Energy Cove Point LNG, LP |  | 5169611 | 87923413 |  |  |  |  | 009-0021 | 009-0021-9-0034 | 0.5772 | 1.9098 | 4.2413 | 0.05772 | 0.05772 | 0.010545 | 0.069375 | 2022 | 43 | 8 | 300 | -1 | 47 | 486210 | -76.4099 | 38.3856 | 244 |  | 120 |  |  |  |  | N | N | N |  | N |  |  | 2080
59073_G_311JA | MD | 24009 | Dominion Energy Cove Point LNG, LP |  | 5169611 | 87923013 |  |  |  |  | 009-0021 | 009-0021-5-0065 | 0.46818 | 2.639 | 1.2757 | 0.10692 | 0.10692 | 0.01944 | 0.02268 | 2022 | 50 | 8 | 820 | -1 | 75 | 486210 | -76.4099 | 38.3856 | 139000 |  | 120 |  |  |  |  | N | N | N |  | N |  |  | 2080
59220_G_CT1 | MD | 24015 | Wildcat Point Generation Facility | Wildcat Point Generation Facility | 17878911 | 125589813 | 59220 | CT1 | 59220 | CT1 | 015-0272 | 015-0272-5-0129 | 25.5 | 48.1793 | 52.7396 | 27.9292 | 27.9292 | 4.1222 | 87.7994 | 2022 | 160 | 22.583 | 179 | -1 | 61 | 221112 | -76.1598 | 39.7193 | 270 | 125 | 120 |  | 242.5 | N | Natural Gas | Y | N | N | 9999 | N |  | Combined Cycle | 2080 | 5160.3926 | 7050
59220_G_CT2 | MD | 24015 | Wildcat Point Generation Facility | Wildcat Point Generation Facility | 17878911 | 125589913 | 59220 | CT2 | 59220 | CT2 | 015-0272 | 015-0272-5-0130 | 25 | 48.4097 | 52.1894 | 20.7485 | 20.7485 | 4.1056 | 70.9997 | 2022 | 160 | 22.583 | 179 | -1 | 61 | 221112 | -76.1598 | 39.7193 | 270 | 125 | 120 |  | 242.5 | N | Natural Gas | Y | N | N | 9999 | N |  | Combined Cycle | 2080 | 5022.978 | 7050
7835_G_1 | MD | 24015 | Rock Springs Generation Facility | Essential Power Rock Springs LLC | 10709711 | 87934413 | 7835 | 1 | 7835 | 1 | 015-0202 | 015-0202-5-0076 | 3.0996 |  | 8.4636 | 0.89775 | 0.89775 | 0.1497 | 0.25425 | 2022 | 75 | 18 | 1051 | -1 | 160 | 221112 | -76.1604 | 39.7197 | 2000 | 125 | 120 |  | 167.5 | N | Natural Gas | Y | N | N | 9999 | N |  | Combustion Turbine | 2080 | 303.19 | 10745
7835_G_2 | MD | 24015 | Rock Springs Generation Facility | Essential Power Rock Springs LLC | 10709711 | 87934513 | 7835 | 2 | 7835 | 2 | 015-0202 | 015-0202-5-0077 | 0.9758 |  | 10.0221 | 1.9106 | 1.9106 | 0.1687 | 0.6068 | 2022 | 75 | 18 | 1051 | -1 | 160 | 221112 | -76.1604 | 39.7197 | 2000 | 125 | 120 |  | 166.5 | N | Natural Gas | Y | N | N | 9999 | N |  | Combustion Turbine | 2080 | 341.07 | 10745
7835_G_3 | MD | 24015 | Rock Springs Generation Facility | Essential Power Rock Springs LLC | 10709711 | 87934613 | 7835 | 3 | 7835 | 3 | 015-0202 | 015-0202-5-0078 | 1.0998 |  | 11.039 | 2.6526 | 2.6526 | 0.1938 | 0.8427 | 2022 | 75 | 18 | 1051 | -1 | 160 | 221112 | -76.1604 | 39.7197 | 2000 | 125 | 120 |  | 169 | N | Natural Gas | Y | N | N | 9999 | N |  | Combustion Turbine | 2080 | 389.2701 | 10745
7835_G_4 | MD | 24015 | Rock Springs Generation Facility | Essential Power Rock Springs LLC | 10709711 | 87934713 | 7835 | 4 | 7835 | 4 | 015-0202 | 015-0202-5-0079 | 4.8144 |  | 10.8528 | 2.499 | 2.499 | 0.1805 | 0.8211 | 2022 | 75 | 18 | 1051 | -1 | 160 | 221112 | -76.1604 | 39.7197 | 2000 | 125 | 120 |  | 169 | N | Natural Gas | Y | N | N | 9999 | N |  | Combustion Turbine | 2080 | 364.6801 | 10745
1573_G_3 | MD | 24017 | GenOn Mid-Atlantic, LLC Morgantown Generating Station | Morgantown Generating Plant | 6011511 | 87935813 | 1573 | GT3 | 1573 | 3 | 017-0014 | 017-0014-4-0070 | 0.041625 |  | 6.5987 | 0.14503 | 0.14503 | 3.8155 | 0.005175 | 2022 | 48 | 22.25 | 850 | -1 | 80 | 221112 | -76.9767 | 38.3592 | 654 | 125 | 100 |  | 54 | N | Distillate Fuel Oil | Y | N | N | 9999 | N |  | Combustion Turbine | 2080 | 41.01 | 14269
1573_G_4 | MD | 24017 | GenOn Mid-Atlantic, LLC Morgantown Generating Station | Morgantown Generating Plant | 6011511 | 87935913 | 1573 | GT4 | 1573 | 4 | 017-0014 | 017-0014-4-0071 | 0.06052 |  | 9.5346 | 0.21096 | 0.21096 | 5.5637 | 0.00752 | 2022 | 48 | 22.25 | 850 | -1 | 80 | 221112 | -76.9767 | 38.3592 | 654 | 125 | 100 |  | 54 | N | Distillate Fuel Oil | Y | N | N | 9999 | N |  | Combustion Turbine | 2080 | 53.18 | 14270
1573_G_5 | MD | 24017 | GenOn Mid-Atlantic, LLC Morgantown Generating Station | Morgantown Generating Plant | 6011511 | 87936013 | 1573 | GT5 | 1573 | 5 | 017-0014 | 017-0014-4-0073 | 0.024775 |  | 4.0725 | 0.0863 | 0.0863 | 2.3371 | 0.003075 | 2022 | 48 | 22.25 | 850 | -1 | 80 | 221112 | -76.9767 | 38.3592 | 654 | 125 | 100 |  | 54 | N | Distillate Fuel Oil | Y | N | N | 9999 | N |  | Combustion Turbine | 2080 | 26.36 | 14270
1573_G_6 | MD | 24017 | GenOn Mid-Atlantic, LLC Morgantown Generating Station | Morgantown Generating Plant | 6011511 | 87936113 | 1573 | GT6 | 1573 | 6 | 017-0014 | 017-0014-4-0074 | 0.01928 |  | 3.0549 | 0.06718 | 0.06718 | 1.7753 | 0.0024 | 2022 | 48 | 22.25 | 850 | -1 | 80 | 221112 | -76.9767 | 38.3592 | 654 | 125 | 100 |  | 54 | N | Distillate Fuel Oil | Y | N | N | 9999 | N |  | Combustion Turbine | 2080 | 21.63 | 14270
56846_G_GTG1 | MD | 24017 | CPV Maryland, LLC - St. Charles Project | CPV St Charles Energy Center | 17878111 | 125590313 | 56846 | GT1 | 56846 | GTG1 | 017-0235 | 017-0235-5-0012 | 22.866 |  | 32.6385 | 28.5825 | 22.248 | 4.0169 | 0 | 2022 | 150 | 20 | 185 | -1 | 60 | 221112 | -76.892 | 38.5702 | 2310 | 125 | 120 |  | 214.5 | N | Natural Gas | Y | N | N | 9999 | N |  | Combined Cycle | 2080 | 6228.0586 | 7061
56846_G_GTG2 | MD | 24017 | CPV Maryland, LLC - St. Charles Project | CPV St Charles Energy Center | 17878111 | 125590413 | 56846 | GT2 | 56846 | GTG2 | 017-0235 | 017-0235-5-0013 | 22.137 |  | 27.8547 | 18.4161 | 14.1771 | 4.0867 | 0 | 2022 | 150 | 20 | 185 | -1 | 60 | 221112 | -76.892 | 38.5702 | 2310 | 125 | 120 |  | 214.1 | N | Natural Gas | Y | N | N | 9999 | N |  | Combined Cycle | 2080 | 6425.4697 | 7061
56846_G_STGEN | MD | 24017 | CPV Maryland, LLC - St. Charles Project | CPV St Charles Energy Center | 17878111 | 125590513 |  |  | 56846 | STGEN | 017-0235 | 017-0235-5-0014 | 0 |  | 0 | 0 | 0 | 0 | 0 | 2022 | 150 | 20 | 186 | -1 | 60 | 221112 | -76.892 | 38.5702 | 450 | 125 | 100 |  | 304.9 | N | Natural Gas | N | N | N | 9999 | N |  | Combined Cycle | 2080 |  | 7061
1573_B_1 | MD | 24017 | GenOn Mid-Atlantic, LLC Morgantown Generating Station |  | 6011511 | 87935113 | 1573 | 1 |  |  | 017-0014 | 017-0014-3-0002 | 78.323 | 0.22978 | 191.2258 | 49.5345 | 37.3897 | 381.5727 | 9.4349 | 2022 | 400 | 26.5 | 126 | -1 | 51 | 221112 | -76.9767 | 38.3592 | 5320 | 125 | 100 |  |  |  |  | Y | N | N |  | N |  |  | 2080 | 2245.73
1573_B_2 | MD | 24017 | GenOn Mid-Atlantic, LLC Morgantown Generating Station |  | 6011511 | 87935213 | 1573 | 2 |  |  | 017-0014 | 017-0014-3-0003 | 47.1231 | 0.18993 | 128.9772 | 19.5872 | 15.0147 | 322.1482 | 5.6839 | 2022 | 400 | 26.5 | 126 | -1 | 51 | 221112 | -76.9767 | 38.3592 | 5320 | 125 | 100 |  |  |  |  | Y | N | N |  | N |  |  | 2080 | 1443.7902
1573_G_GT2 | MD | 24017 | GenOn Mid-Atlantic, LLC Morgantown Generating Station |  | 6011511 | 87935613 | 1573 | GT2 |  |  | 017-0014 | 017-0014-4-0068 | 0.00808 |  | 2.152 | 0.02814 | 0.02814 | 0.00848 | 0.001 | 2022 | 48 | 22.25 | 850 | -1 | 80 | 221112 | -76.9767 | 38.3592 | 250 | 125 | 100 |  |  |  |  | N | N | N |  | N |  |  | 2080
1573_G_GT1 | MD | 24017 | GenOn Mid-Atlantic, LLC Morgantown Generating Station |  | 6011511 | 87935713 | 1573 | GT1 |  |  | 017-0014 | 017-0014-4-0069 | 0.007425 |  | 1.9785 | 0.02586 | 0.02586 | 0.007785 | 0.000915 | 2022 | 48 | 22.25 | 850 | -1 | 80 | 221112 | -76.9767 | 38.3592 | 250 | 125 | 100 |  |  |  |  | N | N | N |  | N |  |  | 2080
56846_G_STGENx | MD | 24017 | CPV Maryland, LLC - St. Charles Project |  | 17878111 | 125590613 |  |  |  |  | 017-0235 | 017-0235-5-0015 | 0 |  | 0 | 0 | 0 | 0 | 0 | 2022 | 150 | 20 | 186 | -1 | 60 | 221112 | -76.892 | 38.5702 | 450 | 125 | 100 |  |  |  |  | N | N | N |  | N |  |  | 2080
1564_B_8 | MD | 24019 | NRG Vienna Generating Station | Vienna Operations | 7945511 | 87937513 | 1564 | 8 | 1564 | 8 |  |  | 2.8795 |  | 26.7363 | 3.51 | 2.808 | 95.6828 | 0.42965 |  | 160 | 12.5 | 625 | -1 | 92 | 221112 | -75.8208 | 38.4878 |  | 125 | 100 |  | 153 | N | Residual Fuel Oil | Y | N | N | 2023 | N |  | O/G Steam |  | 146.61 | 14500
1564_G_10 | MD | 24019 | NRG Vienna Generating Station | Vienna Operations | 7945511 | 87937613 |  |  | 1564 | 10 | 019-0013 | 019-0013-4-0114 | 0.02205 |  | 5.922 | 0.13965 | 0.0777 | 0.1365 | 0.021 | 2022 | 83 | 4.5 | 500 | -1 | 46 | 221112 | -75.8208 | 38.4878 | 48 | 125 | 100 |  | 14.3 | N | Distillate Fuel Oil | N | N | N | 2023 | N |  | Combustion Turbine | 2080 |  | 17189
1556_G_GT1 | MD | 24025 | Constellation Power - Perryman Power Plant | Perryman | 6131311 | 87957313 | 1556 | CT1 | 1556 | GT1 | 025-0024 | 025-0024-4-0081 | 0.09075 |  | 16.1278 | 0.31725 | 0.31725 | 0.0276 | 0.01125 | 2022 | 51 | 22.333 | 860 | -1 | 57 | 221112 | -76.2208 | 39.4422 | 704 | 125 | 100 |  | 52 | N | Distillate Fuel Oil | Y | N | N | 9999 | N |  | Combustion Turbine | 2080 | 88.47 | 10911
1556_G_GT3 | MD | 24025 | Constellation Power - Perryman Power Plant | Perryman | 6131311 | 87957513 | 1556 | CT3 | 1556 | GT3 | 025-0024 | 025-0024-4-0083 | 0.0378 |  | 4.7606 | 0.133 | 0.133 | 0.0095 | 0.0049 | 2022 | 51 | 22.333 | 860 | -1 | 57 | 221112 | -76.2208 | 39.4422 | 704 | 125 | 100 |  | 51 | N | Distillate Fuel Oil | Y | N | N | 9999 | N |  | Combustion Turbine | 2080 | 33.55 | 10911
1556_G_GT4 | MD | 24025 | Constellation Power - Perryman Power Plant | Perryman | 6131311 | 87957613 | 1556 | CT4 | 1556 | GT4 | 025-0024 | 025-0024-4-0084 | 0.0856 |  | 12.7187 | 0.2976 | 0.2976 | 0.0262 | 0.0104 | 2022 | 51 | 22.333 | 860 | -1 | 57 | 221112 | -76.2208 | 39.4422 | 704 | 125 | 100 |  | 52 | N | Distillate Fuel Oil | Y | N | N | 9999 | N |  | Combustion Turbine | 2080 | 83.84 | 10911
1556_G_GT5 | MD | 24025 | Constellation Power - Perryman Power Plant | Perryman | 6131311 | 87957713 | 1556 | **51 | 1556 | GT5 | 025-0024 | 025-0024-5-0088 | 2.7918 |  | 49.5593 | 5.3439 | 5.3439 | 0.4513 | 0 | 2022 | 80 | 21 | 800 | -1 | 35 | 221112 | -76.2208 | 39.4422 | 1900 | 125 | 100 |  | 139 | N | Natural Gas, Distillate Fuel Oil | Y | N | N | 9999 | N |  | Combustion Turbine | 2080 | 881.9593 | 10915
1556_G_GT6 | MD | 24025 | Constellation Power - Perryman Power Plant | Perryman | 6131311 | 112060813 | 1556 | 6-1 | 1556 | GT6 | 025-0024 | 025-0024-5-0353 | 6.3294 |  | 5.9393 | 6.1792 | 4.4583 | 0.3774 | 1.617 | 2022 | 90 | 17 | 660 | -1 | 17 | 221112 | -76.2208 | 39.4422 | 60 | 125 | 120 |  | 109.8 | N | Natural Gas, Distillate Fuel Oil | Y | N | N | 9999 | N |  | Combustion Turbine | 2080 | 2044.0903 | 10745
1556_G_GT6x | MD | 24025 | Constellation Power - Perryman Power Plant |  | 6131311 | 112060913 | 1556 | 6-2 |  |  | 025-0024 | 025-0024-5-0354 | 6.1585 |  | 5.7633 | 6.0003 | 4.3279 | 0.3737 | 1.5707 | 2022 | 90 | 17 | 660 | -1 | 17 | 221112 | -76.2208 | 39.4422 | 60 | 125 | 120 |  |  |  |  | Y | N | N |  | N |  |  | 2080 | 2023.87
1556_G_GT2 | MD | 24025 | Constellation Power - Perryman Power Plant |  | 6131311 | 87957413 | 1556 | CT2 |  |  | 025-0024 | 025-0024-4-0082 | 0 |  | 0 | 0 | 0 | 0 | 0 | 2022 | 51 | 22.333 | 860 | -1 | 57 | 221112 | -76.2208 | 39.4422 | 704 | 125 | 100 |  |  |  |  | N | N | N |  | N |  |  | 2080
58252_G_JEN1 | MD | 24027 | Alpha Ridge Landfill | Alpha Ridge LFG | 5997511 | 102973613 |  |  | 58252 | JEN1 | 027-0364 | 027-0364-9-0364 | 9.114 |  | 1.4787 | 0.36735 | 0.36735 | 0.05115 | 0.87838 | 2022 | 17.5 | 0.833 | 991 | 110.9305 | 204.99 | 562212 | -76.9033 | 39.3056 | 1470 | 104 | 160 |  | 1 | N | Landfill Gas | N | N | N | 9999 | N |  | Landfill Gas | 2080 |  | 13500
50657_B_1 | MD | 24031 | Montgomery County RRF | Montgomery County Resource Recovery | 7719011 | 87991513 |  |  | 50657 | 1 | 031-1718 | 031-1718-2-0132 | 14.322 | 2.6393 | 148.0622 | 8.8319 | 8.7031 | 8.0135 | 0.22165 | 2022 | 275 | 13.417 | 267 | -1 | 65 | 562213 | -77.4564 | 39.2007 | 600 | 103 | 270 |  | 18 | N | MSW | N | Y | N | 9999 | N |  | Municipal Solid Waste | 2080 |  | 18221
50657_B_2 | MD | 24031 | Montgomery County RRF | Montgomery County Resource Recovery | 7719011 | 87991613 |  |  | 50657 | 2 | 031-1718 | 031-1718-2-0134 | 10.93 | 5.6207 | 135.6386 | 8.6028 | 8.4384 | 13.0005 | 1.0111 | 2022 | 275 | 13.417 | 250 | -1 | 65 | 562213 | -77.4564 | 39.2007 | 600 | 103 | 270 |  | 18 | N | MSW | N | Y | N | 9999 | N |  | Municipal Solid Waste | 2080 |  | 18221
50657_B_3 | MD | 24031 | Montgomery County RRF | Montgomery County Resource Recovery | 7719011 | 87991713 |  |  | 50657 | 3 | 031-1718 | 031-1718-2-0135 | 15.8992 | 1.52 | 124.0776 | 6.4448 | 6.0849 | 6.308 | 0.76 | 2022 | 275 | 13.417 | 271 | -1 | 65 | 562213 | -77.4564 | 39.2007 | 600 | 103 | 270 |  | 18 | N | MSW | N | Y | N | 9999 | N |  | Municipal Solid Waste | 2080 |  | 18221
1572_G_GT2 | MD | 24031 | GenOn Dickerson Generating Station | Dickerson Power | 5998011 | 87978613 | 1572 | GT2 | 1572 | GT2 | 031-0019 | 031-0019-9-0362 | 39.6277 | 3.5315 | 35.8382 | 14.3966 | 14.3966 | 1.8521 | 1.0161 | 2021 | 128 | 20 | 1150 | -1 | 96 | 221112 | -77.4648 | 39.2073 | 1850 | 125 | 120 |  | 147 | N | Natural Gas, Distillate Fuel Oil | Y | N | N | 9999 | N |  | Combustion Turbine | 2080 | 468.4199 | 12819
1572_G_GT3 | MD | 24031 | GenOn Dickerson Generating Station | Dickerson Power | 5998011 | 87978713 | 1572 | GT3 | 1572 | GT3 | 031-0019 | 031-0019-9-0363 | 43.3129 | 3.758 | 29.6777 | 2.721 | 2.721 | 1.3108 | 1.1129 | 2021 | 128 | 20 | 1150 | -1 | 96 | 221112 | -77.4648 | 39.2073 | 1920 | 125 | 120 |  | 147 | N | Natural Gas, Distillate Fuel Oil | Y | N | N | 9999 | N |  | Combustion Turbine |  | 558.6801 | 12819
56668_G_CGTGx | MD | 24031 | National Institute of Standards and Technology |  | 5998211 | 125595113 |  |  |  |  | 031-0323 | 031-0323-5-2364 | 9.4214 |  | 20.788 | 1.8265 | 1.8265 | 0.39964 | 2.3561 | 2022 | 42 | 4 | 331 | -1 | 96 | 541715 | -77.2155 | 39.1348 | 50.8 |  | 100 |  |  |  |  | N | N | N |  | N |  |  | 2080
56668_G_CGTG | MD | 24031 | National Institute of Standards and Technology |  | 5998211 | 125595013 |  |  |  |  | 031-0323 | 031-0323-5-2363 | 18.6896 |  | 0.34299 | 7.5758 | 7.5758 | 1.1355 | 0.70096 | 2022 | 42 | 4 | 331 | -1 | 96 | 541715 | -77.2155 | 39.1348 | 88 |  | 120 |  |  |  |  | N | N | N |  | N |  |  | 2080
1572_G_GT1 | MD | 24031 | GenOn Dickerson Generating Station |  | 5998011 | 87978413 |  |  |  |  | 031-0019 | 031-0019-4-0907 | 0.00335 |  | 0.89255 | 0.0096048 | 0.0096048 | 0.047125 | 0.000425 | 2021 | 30 | 9.75 | 850 | -1 | 86 | 221112 | -77.4648 | 39.2073 | 250 | 125 | 100 |  |  |  |  | N | N | N |  | N |  |  | 2080
55885_G_CAT35 | MD | 24031 | Oaks Landfill (Gas to Energy) |  | 6011111 | 110237513 |  |  |  |  | 031-1723 | 031-1723-9-0888 | 0 |  | 0 | 0 | 0 | 0 | 0 | 2022 | 20 | 1.292 | 901 | -1 | 205 | 562212 | -77.1159 | 39.1981 | 2230 | 104 | 160 |  |  |  |  | N | N | N |  | N |  |  | 2080
55885_G_GEJGC | MD | 24031 | Oaks Landfill (Gas to Energy) |  | 6011111 | 110237413 |  |  |  |  | 031-1723 | 031-1723-9-0887 | 0 |  | 0 | 0 | 0 | 0 | 0 | 2022 | 17.4 | 0.833 | 991 | -1 | 205 | 562212 | -77.1159 | 39.1981 | 1180 | 104 | 160 |  |  |  |  | N | N | N |  | N |  |  | 2080
1571_B_3 | MD | 24033 | NRG Chalk Point, LLC | Chalk Point Power | 6011911 | 88002213 | 1571 | 3 | 1571 | 3 | 033-0014 | 033-0014-4-0998 | 21.46 | 0 | 89.779 | 0 | 0 | 3.1259 | 4.9169 | 2022 | 712 | 25 | 253 | -1 | 63 | 221112 | -76.6861 | 38.5444 | 6970 | 125 | 100 |  | 595 | N | Natural Gas | Y | N | N | 9999 | N |  | O/G Steam | 2080 | 545.53 | 11892
1571_B_4 | MD | 24033 | NRG Chalk Point, LLC | Chalk Point Power | 6011911 | 88002313 | 1571 | 4 | 1571 | 4 |  |  | 13.524 | 0 | 69.5258 | 0 | 0 | 6.9018 | 3.0985 |  | 700 | 16.667 | 700 | -1 | 30 | 221112 | -76.6861 | 38.5444 |  | 125 | 100 |  | 585 | N | Natural Gas | Y | N | N | 9999 | N |  | O/G Steam |  | 355.16 | 11720
1571_G_GT2 | MD | 24033 | NRG Chalk Point, LLC | Chalk Point Power | 6011911 | 88002413 | 1571 | GT2 | 1571 | GT2 | 033-0014 | 033-0014-4-1145 | 0.00788 |  | 2.7937 | 0.02752 | 0.02752 | 0.7053 | 0.001 | 2022 | 40 | 15 | 900 | -1 | 57 | 221112 | -76.6861 | 38.5444 | 420 | 125 | 100 |  | 24 | N | Distillate Fuel Oil | Y | N | N | 9999 | N |  | Combustion Turbine | 2080 | 14.94 | 14549
1571_G_GT3 | MD | 24033 | NRG Chalk Point, LLC | Chalk Point Power | 6011911 | 88003013 | 1571 | **GT3 | 1571 | GT3 | 033-0014 | 033-0014-9-0752 | 0.1318 |  | 1.4364 | 0.12805 | 0.12805 | 2.1834 | 0.0068 | 2022 | 213 | 18.5 | 1004 | -1 | 106 | 221112 | -76.6861 | 38.5444 | 1190 | 125 | 120 |  | 86 | N | Natural Gas, Distillate Fuel Oil | Y | N | N | 9999 | N |  | Combustion Turbine | 2080 | 32.03 | 14549
1571_G_GT4 | MD | 24033 | NRG Chalk Point, LLC | Chalk Point Power | 6011911 | 88003113 | 1571 | **GT4 | 1571 | GT4 | 033-0014 | 033-0014-9-0753 | 0.20741 |  | 4.6339 | 0.40908 | 0.40908 | 7.2687 | 0.01673 | 2022 | 213 | 18.5 | 1004 | -1 | 106 | 221112 | -76.6861 | 38.5444 | 1190 | 125 | 120 |  | 86 | N | Natural Gas, Distillate Fuel Oil | Y | N | N | 9999 | N |  | Combustion Turbine | 2080 | 76.88 | 14549
1571_G_GT5 | MD | 24033 | NRG Chalk Point, LLC | Chalk Point Power | 6011911 | 88003213 | 1571 | **GT5 | 1571 | GT5 | 033-0014 | 033-0014-9-0754 | 1.3618 |  | 4.9501 | 0.35238 | 0.35238 | 4.4783 | 0.04193 | 2022 | 213 | 18.417 | 1007 | -1 | 113 | 221112 | -76.6861 | 38.5444 | 1350 | 125 | 120 |  | 109 | N | Natural Gas, Distillate Fuel Oil | Y | N | N | 9999 | N |  | Combustion Turbine | 2080 | 67.92 | 14549
1571_G_GT6 | MD | 24033 | NRG Chalk Point, LLC | Chalk Point Power | 6011911 | 88003313 | 1571 | **GT6 | 1571 | GT6 | 033-0014 | 033-0014-9-0755 | 1.894 |  | 3.6391 | 0.27018 | 0.27018 | 2.054 | 0.05196 | 2022 | 213 | 18.417 | 1007 | -1 | 113 | 221112 | -76.6861 | 38.5444 | 1350 | 125 | 120 |  | 109 | N | Natural Gas, Distillate Fuel Oil | Y | N | N | 9999 | N |  | Combustion Turbine | 2080 | 60.34 | 14549
54832_G_1 | MD | 24033 | KMC Thermo, LLC | Brandywine Power Facility | 6413611 | 88021313 | 54832 | 1 | 54832 | 1 | 033-2200 | 033-2200-5-0844 | 15.645 |  | 33.5963 | 6.762 | 6.3 | 0.5856 | 2.0265 | 2022 | 165 | 15 | 219 | -1 | 63 | 221112 | -76.8673 | 38.6678 | 994 | 125 | 140 |  | 78.6 | Y | Natural Gas, Distillate Fuel Oil | Y | N | N | 9999 | N | 54832_G_1;54832_G_3 | Combined Cycle | 2080 | 2636.2197 | 8306
54832_G_2 | MD | 24033 | KMC Thermo, LLC | Brandywine Power Facility | 6413611 | 88021413 | 54832 | 2 | 54832 | 2 | 033-2200 | 033-2200-5-0845 | 15.194 |  | 31.4039 | 6.3344 | 6.3344 | 0.5708 | 1.9688 | 2022 | 165 | 15 | 219 | -1 | 63 | 221112 | -76.8673 | 38.6678 | 994 | 125 | 140 |  | 78.6 | Y | Natural Gas, Distillate Fuel Oil | Y | N | N | 9999 | N |  | Combined Cycle | 2080 | 2623.9294 | 8306
55964_G_1 | MD | 24033 | Brown Station Road Sanitary Landfill | Brown Station Road Plant II | 6413511 | 94905113 |  |  | 55964 | 1 | 033-2084 | 033-2084-9-1364 | 0 |  | 0 | 0 | 0 | 0 | 0 | 2022 | 20 | 1.5 | 250 | -1 | 10 | 562212 | -76.7927 | 38.8522 | 4.2 | 104 | 160 |  | 0.8 | N | Landfill Gas | N | N | N | 9999 | N | 55964_G_3;55964_G_2;55964_G_4;55964_G_1 | Landfill Gas | 2080 |  | 14103
56038_G_1 | MD | 24033 | University of Maryland | UMCP CHP Plant | 6011811 | 88000013 |  |  | 56038 | 1 | 033-0010 | 033-0010-9-1081 | 3.2554 |  | 40.4816 | 3.1394 | 3.1383 | 0.92229 | 1.2477 | 2022 | 92 | 6.5 | 200 | -1 | 51 | 611310 | -76.9477 | 38.9925 | 11.2 | 148 | 160 |  | 9.4 | Y | Natural Gas, Distillate Fuel Oil | N | Y | N | 9999 | N |  | Combustion Turbine | 2080 |  | 8700
56038_G_2 | MD | 24033 | University of Maryland | UMCP CHP Plant | 6011811 | 88000113 |  |  | 56038 | 2 | 033-0010 | 033-0010-9-1082 | 2.7475 |  | 55.3742 | 1.3855 | 1.3855 | 2.4689 | 0.73623 | 2022 | 92 | 6.5 | 200 | -1 | 51 | 611310 | -76.9477 | 38.9925 | 11 | 148 | 160 |  | 9.4 | Y | Natural Gas, Distillate Fuel Oil | N | Y | N | 9999 | N |  | Combustion Turbine | 2080 |  | 8700
60302_G_10 | MD | 24033 | PSEG Keys Energy Center | Keys Energy Center | 17878311 | 125599613 |  |  | 60302 | 10 | 033-2737 | 033-2737-5-1580 | 0 |  | 0 | 0 | 0 | 0 | 0 | 2022 | 175 | 20.5 | 201 | -1 | 69.1 | 221112 | -76.8275 | 38.7033 | 400 | 125 | 100 |  | 299 | N | Natural Gas | N | N | N | 9999 | N |  | Combined Cycle | 2080 |  | 7050
60302_G_11 | MD | 24033 | PSEG Keys Energy Center | Keys Energy Center | 17878311 | 125599413 | 60302 | 11 | 60302 | 11 | 033-2737 | 033-2737-5-1578 | 6.3178 | 17.0166 | 47.7342 | 13.845 | 13.845 | 4.9334 | 2.9717 | 2022 | 175 | 20.5 | 201 | -1 | 69.1 | 221112 | -76.8275 | 38.7033 | 3100 | 125 | 140 |  | 231 | N | Natural Gas | Y | N | N | 9999 | N |  | Combined Cycle | 2080 | 7358.7798 | 7050
60302_G_12 | MD | 24033 | PSEG Keys Energy Center | Keys Energy Center | 17878311 | 125599513 | 60302 | 12 | 60302 | 12 | 033-2737 | 033-2737-5-1579 | 8.532 | 13.758 | 47.8929 | 18.592 | 17.9264 | 4.9476 | 3.6539 | 2022 | 175 | 20.5 | 201 | -1 | 69.1 | 221112 | -76.8275 | 38.7033 | 3100 | 125 | 140 |  | 231 | N | Natural Gas | Y | N | N | 9999 | N |  | Combined Cycle | 2080 | 7354.8901 | 7050
1571_G_GT1 | MD | 24033 | NRG Chalk Point, LLC |  | 6011911 | 88002113 | 1571 | GT1 |  |  | 033-0014 | 033-0014-4-0778 | 0.02442 |  | 5.2536 | 0.13838 | 0.085085 | 0.14949 | 0.003025 | 2022 | 30 | 10.25 | 900 | -1 | 90 | 221112 | -76.6861 | 38.5444 | 250 | 125 | 100 |  |  |  |  | N | N | N |  | N |  |  | 2080
1571_G_SGT1 | MD | 24033 | NRG Chalk Point, LLC |  | 6011911 | 90524013 | 1571 | SMECO |  |  | 033-0014 | 033-0014-5-0749 | 0.2206 |  | 2.5934 | 0.05412 | 0.053564 | 0.8692 | 0.00668 | 2022 | 85 | 18.583 | 1072 | -1 | 10 | 221112 | -76.6861 | 38.5444 | 924 | 125 | 100 |  |  |  |  | Y | N | N |  | N |  |  | 2080 | 16.34
1571_B_1 | MD | 24033 | NRG Chalk Point, LLC |  | 6011911 | 88001813 | 1571 | 1 |  |  | 033-0014 | 033-0014-3-0004 | 0 | 0 | 0 | 0 | 0 | 0 | 0 | 2022 | 400 | 29.917 | 100 | -1 | 61 | 221112 | -76.6861 | 38.5444 | 3120 | 125 | 100 |  |  |  |  | N | N | N |  | N |  |  | 2080
1571_B_2 | MD | 24033 | NRG Chalk Point, LLC |  | 6011911 | 88001913 | 1571 | 2 |  |  | 033-0014 | 033-0014-3-0005 |  |  | 0 |  |  |  |  | 2022 | 400 | 29.917 | 100 | -1 | 61 | 221112 | -76.6861 | 38.5444 | 3120 | 125 | 100 |  |  |  |  | N | N | N |  | N |  |  | 2080
1563_G_CRIS | MD | 24039 | Crisfield Energy Center | Crisfield | 6414911 | 88023513 |  |  | 1563 | CRIS | 039-0017 | 039-0017-9-0021 | 0.00868 |  | 10.276 | 0.18396 | 0.17556 | 0.0028 | 0.28896 | 2022 | 20 | 3 | 400 | -1 | 17 | 221112 | -75.8378 | 37.9942 | 242 | 125 | 160 |  | 2.6 | N | Distillate Fuel Oil | N | N | N | 9999 | N |  | Combustion Turbine | 2080 |  | 10745
1563_G_CRS2 | MD | 24039 | Crisfield Energy Center | Crisfield | 6414911 | 88023613 |  |  | 1563 | CRS2 | 039-0017 | 039-0017-9-0022 | 0.0098 |  | 10.22 | 0.18116 | 0.17556 | 0.0028 | 0.2884 | 2022 | 20 | 3 | 400 | -1 | 17 | 221112 | -75.8378 | 37.9942 | 242 | 125 | 160 |  | 2.6 | N | Distillate Fuel Oil | N | N | N | 9999 | N |  | Combustion Turbine | 2080 |  | 10745
1563_G_CRS3 | MD | 24039 | Crisfield Energy Center | Crisfield | 6414911 | 88023713 |  |  | 1563 | CRS3 | 039-0017 | 039-0017-9-0023 | 0.0057 |  | 10.5165 | 0.18753 | 0.17898 | 0.00285 | 0.2964 | 2022 | 20 | 3 | 400 | -1 | 17 | 221112 | -75.8378 | 37.9942 | 242 | 125 | 160 |  | 2.6 | N | Distillate Fuel Oil | N | N | N | 9999 | N |  | Combustion Turbine | 2080 |  | 10745
1563_G_CRS4 | MD | 24039 | Crisfield Energy Center | Crisfield | 6414911 | 88023813 |  |  | 1563 | CRS4 | 039-0017 | 039-0017-9-0024 | 0.00644 |  | 9.968 | 0.1778 | 0.1722 | 0.0028 | 0.28 | 2022 | 20 | 3 | 400 | -1 | 17 | 221112 | -75.8378 | 37.9942 | 242 | 125 | 160 |  | 2.6 | N | Distillate Fuel Oil | N | N | N | 9999 | N |  | Combustion Turbine | 2080 |  | 10745
1580_G_10 | MD | 24041 | Easton Utilities - Washington Street | Easton | 6415311 | 88027613 |  |  | 1580 | 10 | 041-0029 | 041-0029-9-0026 | 0.15571 |  | 8.271 | 0.16815 | 0.14385 | 0.1305 | 0.2175 | 2022 | 33 | 2.083 | 812 | -1 | 100 | 221112 | -76.0784 | 38.7787 | 242 | 125 | 160 |  | 3.5 | N | Distillate Fuel Oil | N | N | N | 9999 | N |  | Combustion Turbine | 2080 |  | 13503
1580_G_101 | MD | 24041 | Easton Utilities - Washington Street | Easton | 6415311 | 88028113 |  |  | 1580 | 101 | 041-0029 | 041-0029-9-0031 | 0.0003315 |  | 5.5146 | 0.11213 | 0.09594 | 0.08775 | 0.1443 | 2022 | 40 | 1.333 | 918 | -1 | 100 | 221112 | -76.0784 | 38.7787 | 242 | 125 | 160 |  | 1.5 | N | Distillate Fuel Oil | N | N | N | 9999 | N |  | Combustion Turbine | 2080 |  | 13502
1580_G_102 | MD | 24041 | Easton Utilities - Washington Street | Easton | 6415311 | 88028213 |  |  | 1580 | 102 | 041-0029 | 041-0029-9-0032 | 0.008797 |  | 5.3523 | 0.10887 | 0.0931 | 0.0836 | 0.1406 | 2022 | 40 | 1.333 | 918 | -1 | 100 | 221112 | -76.0784 | 38.7787 | 242 | 125 | 160 |  | 1.5 | N | Distillate Fuel Oil | N | N | N | 9999 | N |  | Combustion Turbine | 2080 |  | 13502
1580_G_11 | MD | 24041 | Easton Utilities - Washington Street | Easton | 6415311 | 88027713 |  |  | 1580 | 11 | 041-0029 | 041-0029-9-0027 | 0.14205 |  | 9.884 | 0.2009 | 0.17185 | 0.15575 | 0.259 | 2022 | 33 | 2.083 | 758 | -1 | 100 | 221112 | -76.0784 | 38.7787 | 242 | 125 | 160 |  | 3.6 | N | Distillate Fuel Oil | N | N | N | 9999 | N |  | Combustion Turbine | 2080 |  | 13504
1580_G_12 | MD | 24041 | Easton Utilities - Washington Street | Easton | 6415311 | 88027813 |  |  | 1580 | 12 | 041-0029 | 041-0029-9-0028 | 0.3357 |  | 11.2104 | 0.22608 | 0.19494 | 0.1764 | 0.2952 | 2022 | 32 | 2.25 | 726 | -1 | 100 | 221112 | -76.0784 | 38.7787 | 242 | 125 | 160 |  | 4.1 | N | Distillate Fuel Oil | N | N | N | 9999 | N |  | Combustion Turbine | 2080 |  | 13504
1580_G_13 | MD | 24041 | Easton Utilities - Washington Street | Easton | 6415311 | 88027913 |  |  | 1580 | 13 | 041-0029 | 041-0029-9-0029 | 0.48765 |  | 15.6712 | 0.31863 | 0.27265 | 0.247 | 0.4123 | 2022 | 34 | 2.417 | 831 | -1 | 100 | 221112 | -76.0784 | 38.7787 | 242 | 125 | 160 |  | 5.6 | N | Distillate Fuel Oil | N | N | N | 9999 | N |  | Combustion Turbine | 2080 |  | 13502
1580_G_14 | MD | 24041 | Easton Utilities - Washington Street | Easton | 6415311 | 88028013 |  |  | 1580 | 14 | 041-0029 | 041-0029-9-0030 | 0.16523 |  | 13.3042 | 0.27047 | 0.23134 | 0.20855 | 0.3483 | 2022 | 34 | 2.417 | 800 | -1 | 100 | 221112 | -76.0784 | 38.7787 | 242 | 125 | 160 |  | 5.6 | N | Distillate Fuel Oil | N | N | N | 9999 | N |  | Combustion Turbine | 2080 |  | 13504
1580_G_7 | MD | 24041 | Easton Utilities - Washington Street | Easton | 6415311 | 88027313 |  |  | 1580 | 7 | 041-0029 | 041-0029-9-0023 | 0.003942 |  | 4.7196 | 0.095985 | 0.08208 | 0.07425 | 0.1242 | 2022 | 37 | 3 | 475 | -1 | 74 | 221112 | -76.0784 | 38.7787 | 242 | 125 | 160 |  | 2 | N | Distillate Fuel Oil | N | N | N | 9999 | N |  | Combustion Turbine | 2080 |  | 13504
1580_G_8 | MD | 24041 | Easton Utilities - Washington Street | Easton | 6415311 | 88027413 |  |  | 1580 | 8 | 041-0029 | 041-0029-9-0024 | 0.031671 |  | 2.0151 | 0.04095 | 0.03501 | 0.0315 | 0.0531 | 2022 | 37 | 3 | 475 | -1 | 76 | 221112 | -76.0784 | 38.7787 | 242 | 125 | 160 |  | 2 | N | Distillate Fuel Oil | N | N | N | 9999 | N |  | Combustion Turbine | 2080 |  | 13504
1580_G_9 | MD | 24041 | Easton Utilities - Washington Street | Easton | 6415311 | 88027513 |  |  | 1580 | 9 | 041-0029 | 041-0029-9-0025 | 0.045151 |  | 6.9363 | 0.14105 | 0.12059 | 0.1085 | 0.18135 | 2022 | 30 | 2 | 800 | -1 | 100 | 221112 | -76.0784 | 38.7787 | 242 | 125 | 160 |  | 2.5 | N | Distillate Fuel Oil | N | N | N | 9999 | N |  | Combustion Turbine | 2080 |  | 13505
4257_G_201 | MD | 24041 | Easton Utilities - Airport Park | Easton 2 | 6415411 | 88028913 |  |  | 4257 | 201 | 041-0069 | 041-0069-9-0037 | 0.0068075 |  | 3.6418 | 0.074025 | 0.06335 | 0.05775 | 0.11375 | 2022 | 40 | 1.333 | 918 | -1 | 100 | 221112 | -76.07 | 38.7947 | 242 | 125 | 160 |  | 1.5 | N | Distillate Fuel Oil | N | N | N | 9999 | N |  | Combustion Turbine | 2080 |  | 12658
4257_G_202 | MD | 24041 | Easton Utilities - Airport Park | Easton 2 | 6415411 | 88029013 |  |  | 4257 | 202 | 041-0069 | 041-0069-9-0038 | 0.033948 |  | 4.2822 | 0.08694 | 0.07434 | 0.0666 | 0.1332 | 2022 | 40 | 1.333 | 918 | -1 | 100 | 221112 | -76.07 | 38.7947 | 242 | 125 | 160 |  | 1.5 | N | Distillate Fuel Oil | N | N | N | 9999 | N |  | Combustion Turbine | 2080 |  | 12658
4257_G_203 | MD | 24041 | Easton Utilities - Airport Park | Easton 2 | 6415411 | 88028313 |  |  | 4257 | 203 | 041-0069 | 041-0069-4-0101 | 0.032784 |  | 0.9168 | 0.28656 | 0.03408 | 0.2032 | 0.0208 | 2022 | 36 | 3.5 | 934 | -1 | 163 | 221112 | -76.07 | 38.7947 | 52 | 125 | 160 |  | 4.5 | N | Distillate Fuel Oil | N | N | N | 9999 | N |  | Combustion Turbine | 2080 |  | 13367
4257_G_204 | MD | 24041 | Easton Utilities - Airport Park | Easton 2 | 6415411 | 88028413 |  |  | 4257 | 204 | 041-0069 | 041-0069-4-0102 | 0.027227 |  | 1.1267 | 0.48735 | 0.04636 | 0.2413 | 0.0209 | 2022 | 36 | 3.5 | 894 | -1 | 213 | 221112 | -76.07 | 38.7947 | 52 | 125 | 160 |  | 4.5 | N | Distillate Fuel Oil | N | N | N | 9999 | N |  | Combustion Turbine | 2080 |  | 13382
4257_G_21 | MD | 24041 | Easton Utilities - Airport Park | Easton 2 | 6415411 | 88028513 |  |  | 4257 | 21 | 041-0069 | 041-0069-9-0033 | 0.010461 |  | 15.7163 | 0.28182 | 0.27324 | 0.2475 | 0.4125 | 2022 | 70 | 3.25 | 682 | -1 | 100 | 221112 | -76.07 | 38.7947 | 242 | 125 | 160 |  | 6.2 | N | Distillate Fuel Oil | N | N | N | 9999 | N |  | Combustion Turbine | 2080 |  | 12656
4257_G_22 | MD | 24041 | Easton Utilities - Airport Park | Easton 2 | 6415411 | 88028613 |  |  | 4257 | 22 | 041-0069 | 041-0069-9-0034 | 0.015795 |  | 18.0902 | 0.32428 | 0.31454 | 0.2847 | 0.4758 | 2022 | 70 | 3.25 | 682 | -1 | 80 | 221112 | -76.07 | 38.7947 | 242 | 125 | 160 |  | 6.2 | N | Distillate Fuel Oil | N | N | N | 9999 | N |  | Combustion Turbine | 2080 |  | 12656
4257_G_23 | MD | 24041 | Easton Utilities - Airport Park | Easton 2 | 6415411 | 88028713 |  |  | 4257 | 23 | 041-0069 | 041-0069-9-0035 | 0.02578 |  | 19.294 | 0.1526 | 0.1526 | 0.204 | 0.5 | 2022 | 70 | 2.917 | 810 | -1 | 100 | 221112 | -76.07 | 38.7947 | 242 | 125 | 160 |  | 6.3 | N | Distillate Fuel Oil | N | N | N | 9999 | N |  | Combustion Turbine | 2080 |  | 12655
4257_G_24 | MD | 24041 | Easton Utilities - Airport Park | Easton 2 | 6415411 | 88028813 |  |  | 4257 | 24 | 041-0069 | 041-0069-9-0036 | 0.031239 |  | 19.5936 | 0.15327 | 0.15327 | 0.2067 | 0.48945 | 2022 | 70 | 2.917 | 810 | -1 | 100 | 221112 | -76.07 | 38.7947 | 242 | 125 | 160 |  | 6.3 | N | Distillate Fuel Oil | N | N | N | 9999 | N |  | Combustion Turbine | 2080 |  | 12656
56680_G_1 | MD | 24045 | Ingenco Wicomico Plant | Wicomico | 14533411 | 88041913 |  |  | 56680 | 1 | 045-0287 | 045-0287-9-0135 | 30.0271 |  | 14.7265 | 0.63013 | 0.63013 | 1.9578 | 1.5618 | 2022 | 42 | 1.333 | 850 | -1 | 54 | 221118 | -75.63 | 38.3817 | 2820 | 125 | 160 |  | 0.3 | N | Landfill Gas | N | N | N | 9999 | N | 56680_G_5;56680_G_2;56680_G_6;56680_G_3;56680_G_4;56680_G_1 | Landfill Gas | 2080 |  | 13500
56680_G_13 | MD | 24045 | Ingenco Wicomico Plant | Wicomico | 14533411 | 88042113 |  |  | 56680 | 13 | 045-0287 | 045-0287-9-0137 | 30.0271 |  | 14.7265 | 0.63013 | 0.63013 | 1.9578 | 1.5618 | 2022 | 42 | 1.333 | 850 | -1 | 54 | 221118 | -75.63 | 38.3817 | 2820 | 125 | 160 |  | 0.3 | N | Landfill Gas | N | N | N | 9999 | N | 56680_G_13;56680_G_16;56680_G_15;56680_G_18;56680_G_17;56680_G_14 | Landfill Gas | 2080 |  | 13500
56680_G_7 | MD | 24045 | Ingenco Wicomico Plant | Wicomico | 14533411 | 88042013 |  |  | 56680 | 7 | 045-0287 | 045-0287-9-0136 | 30.0271 |  | 14.7265 | 0.63013 | 0.63013 | 1.9543 | 1.5618 | 2022 | 42 | 1.333 | 850 | -1 | 54 | 221118 | -75.63 | 38.3817 | 2820 | 125 | 160 |  | 0.3 | N | Landfill Gas | N | N | N | 9999 | N | 56680_G_8;56680_G_11;56680_G_12;56680_G_10;56680_G_7;56680_G_9 | Landfill Gas | 2080 |  | 13500
6565_G_1A | MD | 24047 | Berlin Town Power Plant | Berlin | 6572311 | 88042713 |  |  | 6565 | 1A | 047-0044 | 047-0044-9-0029 | 0.00627 |  | 1.771 | 0.0715 | 0.0605 | 0.0418 | 0.0253 | 2022 | 35 | 1.667 | 775 | -1 | 25 | 221112 | -75.2178 | 38.3277 | 1600 | 125 | 160 |  | 1.1 | N | Distillate Fuel Oil | N | N | N | 9999 | N |  | Combustion Turbine | 2080 |  | 25000
6565_G_5A | MD | 24047 | Berlin Town Power Plant | Berlin | 6572311 | 88042613 |  |  | 6565 | 5A | 047-0044 | 047-0044-9-0028 | 0.00352 |  | 0.0275 | 0 | 0 | 0.03729 | 0 | 2022 | 50 | 2 | 600 | -1 | 25 | 221112 | -75.2178 | 38.3277 | 3600 | 125 | 160 |  | 2.5 | N | Distillate Fuel Oil | N | N | N | 9999 | N |  | Combustion Turbine | 2080 |  | 25000
6565_G_4A | MD | 24047 | Berlin Town Power Plant |  | 6572311 | 88043013 |  |  |  |  | 047-0044 | 047-0044-9-0033 | 0 |  | 0 | 0 | 0 | 0 | 0 | 2022 | 37 | 1.5 | 850 | -1 | 100 | 221112 | -75.2178 | 38.3277 | 2830 | 125 | 160 |  |  |  |  | N | N | N |  | N |  |  | 2080
6565_G_2A | MD | 24047 | Berlin Town Power Plant |  | 6572311 | 88042813 |  |  |  |  | 047-0044 | 047-0044-9-0031 | 0 |  | 0 | 0 | 0 | 0 | 0 | 2022 | 37 | 1.5 | 850 | -1 | 100 | 221112 | -75.2178 | 38.3277 | 2830 | 125 | 160 |  |  |  |  | N | N | N |  | N |  |  | 2080
10629_B_BLR1 | MD | 24510 | Wheelabrator Baltimore, LP | Wheelabrator Baltimore Refuse | 5857411 | 88072713 |  |  | 10629 | BLR1 | 510-1886 | 510-1886-2-0255 | 27.816 |  | 276.944 | 8.2992 | 8.18 | 74.328 | 0.1976 | 2022 | 315 | 7 | 415 | -1 | 74 | 562213 | -76.6304 | 39.2699 | 625 | 103 | 270 |  | 20.4 | Y | MSW | N | Y | N | 9999 | N |  | Municipal Solid Waste | 2080 |  | 12756
10629_B_BLR2 | MD | 24510 | Wheelabrator Baltimore, LP | Wheelabrator Baltimore Refuse | 5857411 | 88072813 |  |  | 10629 | BLR2 | 510-1886 | 510-1886-2-0256 | 20.956 |  | 219.232 | 17.2112 | 16.6184 | 64.108 | 0 | 2022 | 315 | 7 | 415 | -1 | 74 | 562213 | -76.6304 | 39.2699 | 625 | 103 | 270 |  | 20.4 | Y | MSW | N | Y | N | 9999 | N |  | Municipal Solid Waste | 2080 |  | 12756
10629_B_BLR3 | MD | 24510 | Wheelabrator Baltimore, LP | Wheelabrator Baltimore Refuse | 5857411 | 88072913 |  |  | 10629 | BLR3 | 510-1886 | 510-1886-2-0257 | 15.8875 |  | 176.1975 | 7.9028 | 7.4583 | 54.735 | 0.29725 | 2022 | 315 | 7 | 415 | -1 | 74 | 562213 | -76.6304 | 39.2699 | 625 | 103 | 270 |  | 20.4 | Y | MSW | N | Y | N | 9999 | N |  | Municipal Solid Waste | 2080 |  | 12756
1557_G_GT1 | MD | 24510 | Constellation Energy Group - Philadelphia Road | Philadelphia | 6435511 | 88059913 |  |  | 1557 | GT1 | 510-0265 | 510-0265-4-0431 | 0.03625 |  | 6.0625 | 0.12625 | 0.12625 | 0.04375 | 0.005 | 2022 | 47 | 13.5 | 1000 | -1 | 48 | 221112 | -76.5636 | 39.2983 | 258 | 125 | 100 |  | 15.3 | N | Distillate Fuel Oil | N | N | N | 9999 | N |  | Combustion Turbine | 2080 |  | 18086
1557_G_GT2 | MD | 24510 | Constellation Energy Group - Philadelphia Road | Philadelphia | 6435511 | 88060013 |  |  | 1557 | GT2 | 510-0265 | 510-0265-4-0432 | 0.0396 |  | 6.556 | 0.1364 | 0.1364 | 0.0473 | 0.0044 | 2022 | 47 | 13.5 | 1000 | -1 | 48 | 221112 | -76.5636 | 39.2983 | 258 | 125 | 100 |  | 16 | N | Distillate Fuel Oil | N | N | N | 9999 | N |  | Combustion Turbine | 2080 |  | 18087
1557_G_GT3 | MD | 24510 | Constellation Energy Group - Philadelphia Road | Philadelphia | 6435511 | 88060113 |  |  | 1557 | GT3 | 510-0265 | 510-0265-4-0433 | 0.0374 |  | 6.27 | 0.1298 | 0.1298 | 0.0451 | 0.0044 | 2022 | 47 | 13.5 | 1000 | -1 | 48 | 221112 | -76.5636 | 39.2983 | 258 | 125 | 100 |  | 14.8 | N | Distillate Fuel Oil | N | N | N | 9999 | N |  | Combustion Turbine | 2080 |  | 18086
1557_G_GT4 | MD | 24510 | Constellation Energy Group - Philadelphia Road | Philadelphia | 6435511 | 88060213 |  |  | 1557 | GT4 | 510-0265 | 510-0265-4-0434 | 0.0378 |  | 6.2475 | 0.1302 | 0.1029 | 0.04515 | 0.0042 | 2022 | 47 | 13.5 | 1000 | -1 | 48 | 221112 | -76.5636 | 39.2983 | 258 | 125 | 100 |  | 14.8 | N | Distillate Fuel Oil | N | N | N | 9999 | N |  | Combustion Turbine | 2080 |  | 18086
1599_B_1 | MA | 25001 | CANAL GENERATING LLC | Canal | 7718511 | 87718513 | 1599 | 1 | 1599 | 1 | 1200054 | 1 | 150.9521 | 1.6919 | 69.2252 | 6.0612 | 6.0549 | 319.9662 | 4.6228 | 2022 | 498 | 18 | 312 | -1 | 73 | 221112 | -70.5091 | 41.7698 | 5080 | 125 | 100 |  | 560 | N | Residual Fuel Oil | Y | N | N | 9999 | N |  | O/G Steam |  | 570.1201 | 10400
1599_B_2 | MA | 25001 | CANAL GENERATING LLC | Canal | 7718511 | 87718813 | 1599 | 2 | 1599 | 2 | 1200054 | 4 | 239.5365 |  | 101.6511 | 14.8124 | 14.8124 | 219.4243 | 3.1334 | 2022 | 498 | 18 | 365 | -1 | 93 | 221112 | -70.5091 | 41.7698 | 5970 | 125 | 100 |  | 559 | N | Natural Gas, Residual Fuel Oil | Y | N | N | 9999 | N |  | O/G Steam |  | 407.96 | 11516
1599_G_3 | MA | 25001 | CANAL 3 GENERATING LLC | Canal | 18997011 | 137478113 | 1599 | 3 | 1599 | 3 | 1201180 | 2 | 2.69 | 3.51 | 13.0239 | 11.9134 | 11.9134 | 0.8812 | 1.23 | 2022 | 250 | 25.33 | 442 | -1 | 97.6 | 221112 | -70.5094 | 41.7705 | 3470 | 125 | 120 |  | 330 | N | Natural Gas, Distillate Fuel Oil | Y | N | N | 9999 | N |  | Combustion Turbine |  | 912.72 | 10745
50002_G_GEN1 | MA | 25003 | PITTSFIELD GENERATING COMPANY LP | Pittsfield Generating LP | 7220511 | 87515113 | 50002 | 1 | 50002 | GEN1 | 1170006 | 1 | 1.227 | 0.7037 | 1.53 | 0.30061 | 0.30061 | 0.0054 | 0.069 | 2022 | 208 | 12 | 272 | -1 | 48 | 221112 | -73.221 | 42.456 | 430 | 125 | 120 |  | 36.7 | Y | Natural Gas, Distillate Fuel Oil | Y | N | N | 9999 | N |  | Combined Cycle |  | 449.1501 | 9037
50002_G_GEN2 | MA | 25003 | PITTSFIELD GENERATING COMPANY LP | Pittsfield Generating LP | 7220511 | 87515313 | 50002 | 2 | 50002 | GEN2 | 1170006 | 2 | 0.7745 | 0.9655 | 1.8713 | 0.32439 | 0.32439 | 0.0053 | 0.0066 | 2022 | 208 | 12 | 272 | -1 | 48 | 221112 | -73.221 | 42.456 | 430 | 125 | 120 |  | 35.2 | Y | Natural Gas, Distillate Fuel Oil | Y | N | N | 9999 | N |  | Combined Cycle |  | 481.62 | 9037
50002_G_GEN3 | MA | 25003 | PITTSFIELD GENERATING COMPANY LP | Pittsfield Generating LP | 7220511 | 87515413 | 50002 | 3 | 50002 | GEN3 | 1170006 | 3 | 0.653 | 0.969 | 1.6993 | 0.31349 | 0.31349 | 0.0053 | 0.3872 | 2022 | 208 | 12 | 272 | -1 | 48 | 221112 | -73.221 | 42.456 | 430 | 125 | 120 |  | 38.2 | Y | Natural Gas, Distillate Fuel Oil | Y | N | N | 9999 | N |  | Combined Cycle |  | 462.12 | 9037
50002_G_GEN4 | MA | 25003 | PITTSFIELD GENERATING COMPANY LP | Pittsfield Generating LP | 7220511 | 87515213 |  |  | 50002 | GEN4 | 1170006 | 30 | 0.8831 | 0.0336 | 1.0513 | 0.05698 | 0.05698 | 0.0063 | 0.0578 | 2022 | 65.5 | 1.5 | 285 | -1 | 50 | 221112 | -73.221 | 42.456 | 8.4 | 125 | 100 |  | 47.6 | Y | Natural Gas, Distillate Fuel Oil | N | Y | N | 9999 | N |  | Combined Cycle |  |  | 9037
1643_G_WOOD | MA | 25003 | ESSENTIAL POWER MASS LLC WOODLAND RD STA |  | 5175711 | 87642313 | 1643 | 10 |  |  | 1170166 | 1 |  |  | 0.9692 | 0.0025 | 0.0025 | 0.0015 |  | 2021 | 30 | 11 | 740 | -1 | 80 | 221112 | -73.2346 | 42.3362 | 230 | 125 | 120 |  |  |  |  | N | N | N |  | N
1631_G_DORE | MA | 25003 | ESSENTIAL POWER MASS LLC DOREEN ST STA |  | 5175811 | 87597913 | 1631 | 10 |  |  | 1170167 | 1 |  |  | 0.4735 | 0.00125 | 0.00125 | 0.0007 |  | 2021 | 30 | 11 | 740 | -1 | 80 | 221112 | -73.2057 | 42.4431 | 230 | 125 | 120 |  |  |  |  | N | N | N |  | N
1682_G_9A | MA | 25005 | TAUNTON MUNICIPAL LIGHT PLANT | Cleary Flood Hybrid | 5058811 | 87718413 |  |  | 1682 | 9A | 1200067 | 4 | 0.498 |  | 8.54 | 0.20825 | 0.20745 | 0.13 | 0.0985 | 2022 | 187 | 10 | 475 | -1 | 85 | 221112 | -71.106 | 41.8652 | 300 | 125 | 120 |  | 18 | N | Natural Gas, Distillate Fuel Oil | N | N | N | 9999 | N |  | Combined Cycle |  |  | 10941
1682_G_CA9 | MA | 25005 | TAUNTON MUNICIPAL LIGHT PLANT | Cleary Flood Hybrid | 5058811 | 87718113 |  |  | 1682 | CA9 | 1200067 | 3 | 0.906 |  | 12.36 | 0.8501 | 0.8287 | 0.17 | 0.467 | 2022 | 187 | 10 | 475 | -1 | 85 | 221112 | -71.106 | 41.8652 | 1030 | 125 | 100 |  | 85 | N | Natural Gas, Distillate Fuel Oil | N | N | N | 9999 | N |  | Combined Cycle |  |  | 10941
52026_G_GEN2 | MA | 25005 | DARTMOUTH POWER ASSOCATES | Dartmouth Power Associates LP | 5057311 | 87522313 | 52026 | 1 | 52026 | GEN2 | 1200025 | 1 | 2.9052 | 0.434 | 5.7239 | 1.4818 | 1.4818 | 0.1134 | 0.5817 | 2022 | 168 | 11.8 | 258 | -1 | 45.8 | 221112 | -70.999 | 41.673 | 656 | 125 | 140 |  | 27 | N | Natural Gas, Distillate Fuel Oil | Y | N | N | 9999 | N | 52026_G_GEN2;52026_G_GEN1 | Combined Cycle |  | 910.2997 | 9190
52026_G_GEN3 | MA | 25005 | DARTMOUTH POWER ASSOCATES | Dartmouth Power Associates LP | 5057311 | 25269613 | 52026 | 2 | 52026 | GEN3 | 1200025 | 14 | 0.9271 | 0.3688 | 0.963 | 1.767 | 1.767 | 0.048 | 0.2077 | 2022 | 80 | 10 | 812 | -1 | 71.5 | 221112 | -70.999 | 41.673 | 267 | 125 | 120 |  | 19.6 | N | Natural Gas, Distillate Fuel Oil | Y | N | N | 9999 | N |  | Combustion Turbine |  | 737.0894 | 14217
55026_G_UNT1 | MA | 25005 | DIGHTON POWER | Dighton Power Plant | 6624211 | 87454013 | 55026 | 1 | 55026 | UNT1 | 1200276 | 1 | 1.7245 | 1.9935 | 12.6382 | 4.1756 | 4.1756 | 0.6163 | 3.8428 | 2022 | 150 | 17 | 200 | -1 | 56.5 | 221112 | -71.1244 | 41.8313 | 1640 | 125 | 140 |  | 164.9 | N | Natural Gas | Y | N | N | 9999 | N |  | Combined Cycle |  | 1657.9001 | 7881
55093_G_UNT1 | MA | 25005 | MM TAUNTON ENERGY LLC | MM Taunton Energy | 6622811 | 87650813 |  |  | 55093 | UNT1 | 1200217 | 1 | 1.9729 |  | 0.397 | 0.2282 | 0.2282 | 0.0763 | 0.1973 | 2022 | 28 | 0.9 | 950 | -1 | 230 | 221118 | -71.0865 | 41.923 | 10.6 | 125 | 160 |  | 0.9 | N | Landfill Gas | N | N | N | 9999 | N |  | Landfill Gas |  |  | 13500
55093_G_UNT2 | MA | 25005 | MM TAUNTON ENERGY LLC | MM Taunton Energy | 6622811 | 87650913 |  |  | 55093 | UNT2 | 1200217 | 2 | 0.027 |  | 0.0054 | 0.0032 | 0.0032 | 0.0013 | 0.0027 | 2022 | 28 | 0.9 | 950 | -1 | 230 | 221118 | -71.0865 | 41.923 | 10.6 | 125 | 160 |  | 0.9 | N | Landfill Gas | N | N | N | 9999 | N |  | Landfill Gas |  |  | 13500
55093_G_UNT3 | MA | 25005 | MM TAUNTON ENERGY LLC | MM Taunton Energy | 6622811 | 102337413 |  |  | 55093 | UNT3 | 1200217 | 5 | 22.535 |  | 3.457 | 2.9206 | 2.9206 | 1.0567 | 0.284 | 2022 | 28 | 0.9 | 950 | -1 | 230 | 221118 | -71.0865 | 41.923 | 10.6 | 125 | 160 |  | 0.9 | N | Landfill Gas | N | N | N | 9999 | N |  | Landfill Gas |  |  | 13500
55093_G_UNT4 | MA | 25005 | MM TAUNTON ENERGY LLC | MM Taunton Energy | 6622811 | 102337513 |  |  | 55093 | UNT4 | 1200217 | 6 | 21.3625 |  | 3.8825 | 2.9258 | 2.9258 | 1.0266 | 0.2786 | 2022 | 28 | 0.9 | 950 | -1 | 230 | 221118 | -71.0865 | 41.923 | 10.6 | 125 | 160 |  | 0.9 | N | Landfill Gas | N | N | N | 9999 | N |  | Landfill Gas |  |  | 13500
55589_G_3 | MA | 25005 | GAS RECOVERY SERVICES | GRS Fall River | 6119111 | 87623713 |  |  | 55589 | 3 | 1200533 | 1 | 0.3 |  | 0.16 | 0.06 | 0.06 | 0.047 | 0.07 | 2022 | 36 | 3.5 | 920 | -1 | 200 | 221118 | -71.1065 | 41.7487 | 77 | 125 | 120 |  | 4.4 | N | Landfill Gas | N | N | N | 9999 | N |  | Landfill Gas |  |  | 19488
1597_G_UN1 | MA | 25007 | VINEYARD RELIABILITY LLC OAK BLUFFS | Oak Bluffs Diesel Generating Facility | 5238711 | 87806113 |  |  | 1597 | UN1 | 1200352 | 1 | 1.7776 |  | 27.5296 | 0.84102 | 0.84102 | 1.8095 | 2.247 | 2022 | 17.5 | 3.5 | 760 | -1 | 35 | 221112 | -70.6084 | 41.4263 | 29 | 125 | 160 |  | 2.8 | N | Distillate Fuel Oil | N | N | N | 9999 | N |  | Combustion Turbine |  |  | 10759
1597_G_UN2 | MA | 25007 | VINEYARD RELIABILITY LLC OAK BLUFFS | Oak Bluffs Diesel Generating Facility | 5238711 | 87806213 |  |  | 1597 | UN2 | 1200352 | 2 | 0.8739 |  | 13.5339 | 0.41346 | 0.41346 | 0.8896 | 1.1047 | 2022 | 17.5 | 3.5 | 760 | -1 | 35 | 221112 | -70.6084 | 41.4263 | 29 | 125 | 160 |  | 2.8 | N | Distillate Fuel Oil | N | N | N | 9999 | N |  | Combustion Turbine |  |  | 10755
1597_G_UN3 | MA | 25007 | VINEYARD RELIABILITY LLC OAK BLUFFS | Oak Bluffs Diesel Generating Facility | 5238711 | 87806313 |  |  | 1597 | UN3 | 1200352 | 3 | 0.2954 |  | 4.5743 | 0.13971 | 0.13971 | 0.3007 | 0.3734 | 2022 | 17.5 | 3.5 | 760 | -1 | 35 | 221112 | -70.6084 | 41.4263 | 29 | 125 | 160 |  | 2.8 | N | Distillate Fuel Oil | N | N | N | 9999 | N |  | Combustion Turbine |  |  | 10755
6049_G_UN1 | MA | 25007 | VINEYARD RELIABILITY W TISBURY | West Tisbury Generating Facility | 5239211 | 87594513 |  |  | 6049 | UN1 | 1200902 | 1 | 0.8617 |  | 13.3449 | 0.40766 | 0.40766 | 0.8771 | 1.0892 | 2022 | 17.5 | 3.5 | 760 | -1 | 35 | 221112 | -70.6201 | 41.3925 | 29 | 125 | 160 |  | 2.8 | N | Distillate Fuel Oil | N | N | N | 9999 | N |  | Combustion Turbine |  |  | 12153
6049_G_UN2 | MA | 25007 | VINEYARD RELIABILITY W TISBURY | West Tisbury Generating Facility | 5239211 | 87594613 |  |  | 6049 | UN2 | 1200902 | 2 | 1.6794 |  | 26.0094 | 0.79462 | 0.79462 | 1.7096 | 2.1229 | 2022 | 17.5 | 3.5 | 760 | -1 | 35 | 221112 | -70.6201 | 41.3925 | 29 | 125 | 160 |  | 2.8 | N | Distillate Fuel Oil | N | N | N | 9999 | N |  | Combustion Turbine |  |  | 12186
50661_B_A | MA | 25009 | COVANTA HAVERHILL INCORPORATED | Covanta Haverhill | 8142011 | 87581713 |  |  | 50661 | A | 1210007 | 1 | 24.1209 |  | 392.6772 | 13.3585 | 13.345 | 21.4236 | 3.2921 | 2022 | 288 | 7.8 | 300 | -1 | 71 | 562213 | -71.124 | 42.7654 | 344 | 103 | 270 |  | 21.4 | N | MSW | N | Y | N | 9999 | N |  | Municipal Solid Waste |  |  | 16454
50661_B_B | MA | 25009 | COVANTA HAVERHILL INCORPORATED | Covanta Haverhill | 8142011 | 87581613 |  |  | 50661 | B | 1210007 | 2 | 28.6521 |  | 379.2339 | 2.2182 | 2.2082 | 23.8514 | 0.0048 | 2022 | 288 | 7.8 | 300 | -1 | 70.5 | 562213 | -71.124 | 42.7654 | 344 | 103 | 270 |  | 21.4 | N | MSW | N | Y | N | 9999 | N |  | Municipal Solid Waste |  |  | 16454
50877_B_B1 | MA | 25009 | WHEELABRATOR NORTH ANDOVER INCORPORATED | Wheelabrator North Andover | 7947211 | 87604013 |  |  | 50877 | B1 | 1210261 | 1 | 5.5481 | 1.4046 | 286.5819 | 1.7926 | 1.7926 | 29.52 | 2.0688 | 2022 | 230 | 7 | 305 | -1 | 82.5 | 562213 | -71.1217 | 42.7263 | 288 | 103 | 270 |  | 15 | N | MSW | N | Y | N | 9999 | N |  | Municipal Solid Waste |  |  | 19292
50877_B_B2 | MA | 25009 | WHEELABRATOR NORTH ANDOVER INCORPORATED | Wheelabrator North Andover | 7947211 | 87603913 |  |  | 50877 | B2 | 1210261 | 2 | 4.4689 | 1.1941 | 271.5325 | 0.30534 | 0.30534 | 20.5334 | 2.1248 | 2022 | 230 | 7 | 305 | -1 | 82.5 | 562213 | -71.1217 | 42.7263 | 288 | 103 | 270 |  | 15 | N | MSW | N | Y | N | 9999 | N |  | Municipal Solid Waste |  |  | 19292
50880_B_UNIT1 | MA | 25009 | WHEELABRATOR SAUGUS INC | Wheelabrator Saugus | 8167211 | 87371013 |  |  | 50880 | UNIT1 | 1197654 | 1 | 32.2784 | 0.8161 | 303.1728 | 2.5974 | 2.5068 | 24.4172 | 2.1054 | 2022 | 286 | 7.1 | 305 | -1 | 82.5 | 562213 | -70.9802 | 42.4475 | 325 | 103 | 270 |  | 16 | N | MSW | N | Y | N | 9999 | N |  | Municipal Solid Waste |  |  | 18912
50880_B_UNIT2 | MA | 25009 | WHEELABRATOR SAUGUS INC | Wheelabrator Saugus | 8167211 | 87371113 |  |  | 50880 | UNIT2 | 1197654 | 2 | 31.5887 | 0.7489 | 323.8283 | 6.1947 | 6.108 | 10.4438 | 2.0094 | 2022 | 286 | 7.1 | 305 | -1 | 82.5 | 562213 | -70.9802 | 42.4475 | 325 | 103 | 270 |  | 16 | N | MSW | N | Y | N | 9999 | N |  | Municipal Solid Waste |  |  | 18912
1670_G_1 | MA | 25009 | IPSWICH MUNICIPAL LIGHT | High Street Station | 6521911 | 87725013 |  |  | 1670 | 1 | 1190766 | 1 | 0.1998 |  | 0.6072 | 0.037789 | 0.037789 | 0.0331 | 0.0508 | 2022 | 50 | 2 | 600 | -1 | 80 | 221112 | -70.8696 | 42.6985 | 13.4 | 125 | 160 |  | 1.2 | N | Natural Gas, Distillate Fuel Oil | N | N | N | 9999 | N |  | Combustion Turbine |  |  | 12209
1670_G_10 | MA | 25009 | IPSWICH MUNICIPAL LIGHT | High Street Station | 6521911 | 87725813 |  |  | 1670 | 10 | 1190766 | 9 | 0.1937 |  | 0.4738 | 0.0052522 | 0.0052522 | 0.0054 | 0.0239 | 2022 | 60 | 1.6 | 450 | -1 | 80 | 221112 | -70.8696 | 42.6985 | 13.4 | 125 | 160 |  | 1.2 | N | Natural Gas, Distillate Fuel Oil | N | N | N | 9999 | N |  | Combustion Turbine |  |  | 11119
1670_G_11 | MA | 25009 | IPSWICH MUNICIPAL LIGHT | High Street Station | 6521911 | 18016113 |  |  | 1670 | 11 | 1190766 | 10 | 0.1642 |  | 0.6015 | 0.023775 | 0.023775 | 0.0509 | 0.0643 | 2022 | 60 | 1.9 | 600 | -1 | 80 | 221112 | -70.8696 | 42.6985 | 13.4 | 125 | 160 |  | 1.2 | N | Natural Gas, Distillate Fuel Oil | N | N | N | 9999 | N |  | Combustion Turbine |  |  | 11119
1670_G_12 | MA | 25009 | IPSWICH MUNICIPAL LIGHT | High Street Station | 6521911 | 18016213 |  |  | 1670 | 12 | 1190766 | 11 | 0.1951 |  | 0.4655 | 0.0041174 | 0.0041174 | 0.0028 | 0.0215 | 2022 | 30 | 11 | 600 | -1 | 80 | 221112 | -70.8696 | 42.6985 | 13.4 | 125 | 160 |  | 1.2 | N | Natural Gas, Distillate Fuel Oil | N | N | N | 9999 | N |  | Combustion Turbine |  |  | 11119
1670_G_2 | MA | 25009 | IPSWICH MUNICIPAL LIGHT | High Street Station | 6521911 | 87725113 |  |  | 1670 | 2 | 1190766 | 2 | 0.2225 |  | 0.5313 | 0.0047474 | 0.0047474 | 0.0032 | 0.0246 | 2022 | 50 | 1.6 | 450 | -1 | 100 | 221112 | -70.8696 | 42.6985 | 14.4 | 125 | 160 |  | 1.3 | N | Natural Gas, Distillate Fuel Oil | N | N | N | 9999 | N |  | Combustion Turbine |  |  | 11144
1670_G_6 | MA | 25009 | IPSWICH MUNICIPAL LIGHT | High Street Station | 6521911 | 87725413 |  |  | 1670 | 6 | 1190766 | 5 | 0.1887 |  | 0.4501 | 0.0039342 | 0.0039342 | 0.0026 | 0.0208 | 2022 | 50 | 1.6 | 450 | -1 | 100 | 221112 | -70.8696 | 42.6985 | 12.1 | 125 | 160 |  | 1.2 | N | Natural Gas, Distillate Fuel Oil | N | N | N | 9999 | N |  | Combustion Turbine |  |  | 11119
1670_G_7 | MA | 25009 | IPSWICH MUNICIPAL LIGHT | High Street Station | 6521911 | 87725513 |  |  | 1670 | 7 | 1190766 | 6 | 0 |  | 0 | 0 | 0 | 0 | 0 | 2022 | 45 | 1.6 | 450 | -1 | 100 | 221112 | -70.8696 | 42.6985 | 14.4 | 125 | 160 |  | 1.3 | N | Distillate Fuel Oil | N | N | N | 9999 | N |  | Combustion Turbine |  |  | 11132
1670_G_8 | MA | 25009 | IPSWICH MUNICIPAL LIGHT | High Street Station | 6521911 | 87725613 |  |  | 1670 | 8 | 1190766 | 7 | 0 |  | 0 | 0 | 0 | 0 | 0 | 2022 | 55 | 1.6 | 450 | -1 | 80 | 221112 | -70.8696 | 42.6985 | 12.1 | 125 | 160 |  | 1.1 | N | Distillate Fuel Oil | N | N | N | 9999 | N |  | Combustion Turbine |  |  | 12921
1670_G_9 | MA | 25009 | IPSWICH MUNICIPAL LIGHT | High Street Station | 6521911 | 87725713 |  |  | 1670 | 9 | 1190766 | 8 | 0.1812 |  | 0.4303 | 0.0039342 | 0.0039342 | 0.0027 | 0.0201 | 2022 | 50 | 1.6 | 450 | -1 | 100 | 221112 | -70.8696 | 42.6985 | 14.4 | 125 | 160 |  | 1.3 | N | Natural Gas, Distillate Fuel Oil | N | N | N | 9999 | N |  | Combustion Turbine |  |  | 11132
1678_G_1 | MA | 25009 | PEABODY MUNICIPAL LIGHT PLANT | Waters River | 5090111 | 87331613 | 1678 | 1 | 1678 | 1 | 1190015 | 1 | 1.2199 |  | 2.3282 | 0.028361 | 0.028361 | 0.0053 | 0.011 | 2022 | 31 | 12.17 | 820 | -1 | 100 | 221112 | -70.9273 | 42.5416 | 322 | 125 | 120 |  | 16 | N | Natural Gas, Distillate Fuel Oil | Y | N | N | 9999 | N |  | Combustion Turbine |  | 59.48 | 12572
1678_G_2 | MA | 25009 | PEABODY MUNICIPAL LIGHT PLANT | Waters River | 5090111 | 87331513 | 1678 | 2 | 1678 | 2 | 1190015 | 2 | 0.3209 |  | 7.8416 | 0.13165 | 0.13165 | 0.0225 | 0.0562 | 2022 | 60.4 | 14.5 | 825 | -1 | 65 | 221112 | -70.9273 | 42.5416 | 486 | 125 | 120 |  | 30 | N | Natural Gas, Distillate Fuel Oil | Y | N | N | 9999 | N |  | Combustion Turbine |  | 179.39 | 12572
60903_G_1 | MA | 25009 | FOOTPRINT POWER SALEM HARBOR DEVELOPMENT | Salem Harbor Power Development LP | 18810911 | 134114713 | 60903 | 1 | 60903 | 1 |  |  | 2.2535 | 0.1716 | 9.1431 | 2.3541 | 2.3541 | 0.7258 | 0.8451 |  | 230 | 20 | 195 | -1 | 47.4 | 221112 | -70.8754 | 42.5262 |  | 125 | 120 |  | 134.1 | N | Natural Gas | Y | N | N | 9999 | N |  | Combined Cycle |  | 1474.5599 | 7050
60903_G_2 | MA | 25009 | FOOTPRINT POWER SALEM HARBOR DEVELOPMENT | Salem Harbor Power Development LP | 18810911 | 135592913 | 60903 | 2 | 60903 | 2 | 1193733 | 7 | 2.3535 | 0.1052 | 6.7579 | 1.8552 | 1.8552 | 0.5187 | 0.8826 | 2022 | 230 | 20 | 195 | -1 | 47.4 | 221112 | -70.8754 | 42.5262 | 2700 | 125 | 120 |  | 133.8 | N | Natural Gas | Y | N | N | 9999 | N |  | Combined Cycle |  | 1090.83 | 7050
6586_G_1 | MA | 25009 | MARBLEHEAD MUNICIPAL WILKINS | Wilkins Station | 6523111 | 87588913 |  |  | 6586 | 1 | 1190976 | 1 | 0.0539 |  | 1.5281 | 0.046657 | 0.046657 | 0.1004 | 0.1247 | 2022 | 45.1 | 2.5 | 740 | -1 | 40 | 221112 | -70.8579 | 42.5133 | 29 | 125 | 160 |  | 2.5 | N | Distillate Fuel Oil | N | N | N | 9999 | N |  | Combustion Turbine |  |  | 11617
6586_G_2 | MA | 25009 | MARBLEHEAD MUNICIPAL WILKINS | Wilkins Station | 6523111 | 87589013 |  |  | 6586 | 2 | 1190976 | 2 | 0.041 |  | 1.1416 | 0.034927 | 0.034927 | 0.075 | 0.0932 | 2022 | 45.5 | 2.5 | 740 | -1 | 40 | 221112 | -70.8579 | 42.5133 | 29 | 125 | 160 |  | 2.5 | N | Distillate Fuel Oil | N | N | N | 9999 | N |  | Combustion Turbine |  |  | 11707
7396_G_1 | MA | 25013 | CHICOPEE ELECTRIC LIGHT | Front Street | 5920611 | 87848413 |  |  | 7396 | 1 | 0420232 | 1 | 1.2752 | 0.0545 | 6.5969 | 0.11374 | 0.11374 | 0.7466 | 0.9272 | 2022 | 57.6 | 2.7 | 450 | -1 | 65 | 221112 | -72.5903 | 42.1481 | 27.8 | 125 | 160 |  | 2.8 | N | Distillate Fuel Oil | N | N | N | 9999 | N |  | Combustion Turbine |  |  | 10745
7396_G_2 | MA | 25013 | CHICOPEE ELECTRIC LIGHT | Front Street | 5920611 | 87848513 |  |  | 7396 | 2 | 0420232 | 2 | 1.0134 | 0.0536 | 7.2507 | 0.12376 | 0.12376 | 0.7342 | 0.9118 | 2022 | 57.6 | 2.7 | 450 | -1 | 65 | 221112 | -72.5903 | 42.1481 | 27.8 | 125 | 160 |  | 2.8 | N | Distillate Fuel Oil | N | N | N | 9999 | N |  | Combustion Turbine |  |  | 10745
7396_G_3 | MA | 25013 | CHICOPEE ELECTRIC LIGHT | Front Street | 5920611 | 87848613 |  |  | 7396 | 3 | 0420232 | 3 | 1.1384 | 0.0478 | 6.1528 | 0.13325 | 0.13325 | 0.654 | 0.8121 | 2022 | 57.6 | 2.7 | 450 | -1 | 65 | 221112 | -72.5903 | 42.1481 | 27.8 | 125 | 160 |  | 2.8 | N | Distillate Fuel Oil | N | N | N | 9999 | N |  | Combustion Turbine |  |  | 10745
10726_G_GEN1 | MA | 25013 | MASSPOWER LLC | Masspower | 5979511 | 87406413 | 10726 | 1 | 10726 | GEN1 | 0420007 | 1 | 5.88 | 3.22 | 19.3073 | 2.0939 | 2.0939 | 0.2865 | 2.4811 | 2022 | 213 | 14.83 | 250 | -1 | 64.5 | 221112 | -72.5229 | 42.1574 | 1250 | 125 | 140 |  | 83 | Y | Natural Gas | Y | N | N | 9999 | N | 10726_G_GEN3;10726_G_GEN1 | Combined Cycle |  | 1281.5 | 8485
10726_G_GEN2 | MA | 25013 | MASSPOWER LLC | Masspower | 5979511 | 87406513 | 10726 | 2 | 10726 | GEN2 | 0420007 | 2 | 2.87 | 2.6198 | 16.3842 | 1.8734 | 1.8734 | 0.26 | 2.4172 | 2022 | 213 | 14.83 | 250 | -1 | 64.5 | 221112 | -72.5229 | 42.1574 | 1250 | 125 | 140 |  | 83 | Y | Natural Gas | Y | N | N | 9999 | N |  | Combined Cycle |  | 1129.25 | 8485
55041_G_GEN2 | MA | 25013 | BERKSHIRE POWER COMPANY LLC | Berkshire Power | 6013111 | 87604413 | 55041 | 1 | 55041 | GEN2 | 0420067 | 1 | 7.1305 | 5.0241 | 25.7068 | 13.0183 | 13.0183 | 1.2141 | 10.644 | 2022 | 125 | 18 | 234 | -1 | 58.5 | 221112 | -72.6479 | 42.0481 | 2110 | 125 | 120 |  | 229.3 | N | Natural Gas | Y | N | N | 9999 | N |  | Combined Cycle |  | 2731.3188 | 7110
56426_G_Unit1 | MA | 25013 | AMERESCO CHICOPEE ENERGY INC | Ameresco Chicopee Energy | 6027911 | 87817113 |  |  | 56426 | Unit1 | 0420110 | 1 | 1.89 | 0.03 | 0.38 | 0.18832 | 0.18832 | 0.3 | 0.7 | 2022 | 32 | 1.67 | 786 | -1 | 111 | 221118 | -72.5365 | 42.1624 | 16.9 | 125 | 160 |  | 1.9 | N | Landfill Gas | N | N | N | 9999 | N |  | Landfill Gas |  |  | 13500
56426_G_Unit2 | MA | 25013 | AMERESCO CHICOPEE ENERGY INC | Ameresco Chicopee Energy | 6027911 | 87817213 |  |  | 56426 | Unit2 | 0420110 | 2 | 31.01 | 0.26 | 6.2 | 3.0131 | 3.0131 | 4.97 | 5.22 | 2022 | 32 | 1.67 | 786 | -1 | 111 | 221118 | -72.5365 | 42.1624 | 16.9 | 125 | 160 |  | 1.9 | N | Landfill Gas | N | N | N | 9999 | N |  | Landfill Gas |  |  | 13500
56426_G_Unit3 | MA | 25013 | AMERESCO CHICOPEE ENERGY INC | Ameresco Chicopee Energy | 6027911 | 87817313 |  |  | 56426 | Unit3 | 0420110 | 3 | 21.17 | 0.2 | 4.23 | 2.0544 | 2.0544 | 3.39 | 4.11 | 2022 | 32 | 1.67 | 786 | -1 | 111 | 221118 | -72.5365 | 42.1624 | 16.9 | 125 | 160 |  | 1.9 | N | Landfill Gas | N | N | N | 9999 | N |  | Landfill Gas |  |  | 13500
56426_G_UNIT4 | MA | 25013 | AMERESCO CHICOPEE ENERGY INC | Ameresco Chicopee Energy | 6027911 | 96904313 |  |  | 56426 | UNIT4 | 0420110 | 4 | 17.75 | 0.17 | 3.55 | 1.712 | 1.712 | 2.61 | 4.57 | 2022 | 32 | 1.67 | 830 | -1 | 115 | 221118 | -72.5365 | 42.1624 | 19.8 | 125 | 160 |  | 2 | N | Landfill Gas | N | N | N | 9999 | N |  | Landfill Gas |  |  | 13500
6081_G_1 | MA | 25013 | STONY BROOK ENERGY CENTER | Stony Brook | 5979211 | 87355513 | 6081 | 004 | 6081 | 1 |  |  | 2.8 |  | 25.07 | 0.33144 | 0.17144 | 1.75 | 0.008 |  | 120 | 14.2 | 664 | -1 | 36.05 | 221112 | -72.5106 | 42.1977 |  | 125 | 120 |  | 65 | N | Distillate Fuel Oil | Y | N | N | 9999 | N |  | Combustion Turbine |  | 57.5 | 19139
6081_G_2 | MA | 25013 | STONY BROOK ENERGY CENTER | Stony Brook | 5979211 | 87355613 | 6081 | 005 | 6081 | 2 | 0420001 | 5 | 2.74 |  | 24.2291 | 0.31211 | 0.16711 | 1.713 | 0.008 | 2022 | 120 | 14.2 | 664 | -1 | 36.05 | 221112 | -72.5106 | 42.1977 | 952 | 125 | 120 |  | 65 | N | Distillate Fuel Oil | Y | N | N | 9999 | N |  | Combustion Turbine |  | 63 | 19141
6081_G_CT1 | MA | 25013 | STONY BROOK ENERGY CENTER | Stony Brook | 5979211 | 87356113 | 6081 | 001 | 6081 | CT1 | 0420001 | 1 | 81.8165 |  | 40.1346 | 12.0261 | 11.9323 | 3.939 | 30.2237 | 2022 | 150 | 15.5 | 700 | -1 | 71 | 221112 | -72.5106 | 42.1977 | 952 | 125 | 120 |  | 69.7 | N | Natural Gas, Distillate Fuel Oil | Y | N | N | 9999 | N | 6081_G_CA1;6081_G_CT1 | Combined Cycle |  | 613.75 | 9451
6081_G_CT2 | MA | 25013 | STONY BROOK ENERGY CENTER | Stony Brook | 5979211 | 87356213 | 6081 | 002 | 6081 | CT2 | 0420001 | 2 | 1.55 |  | 13.7161 | 1.2678 | 0.6818 | 3.419 | 0.03 | 2022 | 150 | 15.5 | 700 | -1 | 71 | 221112 | -72.5106 | 42.1977 | 952 | 125 | 120 |  | 69.7 | N | Natural Gas, Distillate Fuel Oil | Y | N | N | 9999 | N |  | Combined Cycle |  | 195.5 | 9451
6081_G_CT3 | MA | 25013 | STONY BROOK ENERGY CENTER | Stony Brook | 5979211 | 87356313 | 6081 | 003 | 6081 | CT3 | 0420001 | 3 | 1.841 |  | 18.0118 | 0.37802 | 0.19672 | 0.805 | 0.0062 | 2022 | 150 | 15.5 | 700 | -1 | 71 | 221112 | -72.5106 | 42.1977 | 952 | 125 | 120 |  | 69.7 | N | Natural Gas, Distillate Fuel Oil | Y | N | N | 9999 | N |  | Combined Cycle |  | 343.5 | 9451
50273_G_DLV1B | MA | 25013 | COMMUNITY ECO SPRINGFIELD LLC |  | 8389611 | 87740813 |  |  |  |  | 0420006 | 2 | 0.59 |  | 8.78 | 0.19402 | 0.19402 | 0.26 | 0.182 | 2022 | 175 | 5.1 | 280 | -1 | 38 | 562213 | -72.5909 | 42.0905 | 51 | 103 | 270 |  |  |  |  | N | N | N |  | N
50273_G_DLV1C | MA | 25013 | COMMUNITY ECO SPRINGFIELD LLC |  | 8389611 | 87740913 |  |  |  |  | 0420006 | 3 | 0.56 |  | 8.28 | 0.1837 | 0.1837 | 0.24 | 0.172 | 2022 | 175 | 5.1 | 280 | -1 | 38 | 562213 | -72.5909 | 42.0905 | 51 | 103 | 270 |  |  |  |  | N | N | N |  | N
50273_G_DLV1 | MA | 25013 | COMMUNITY ECO SPRINGFIELD LLC |  | 8389611 | 87741013 |  |  |  |  | 0420006 | 1 | 0.39 |  | 5.83 | 0.129 | 0.129 | 0.17 | 0.121 | 2022 | 175 | 5.1 | 280 | -1 | 38 | 562213 | -72.5909 | 42.0905 | 51 | 103 | 270 |  |  |  |  | N | N | N |  | N
1642_G_GT-2 | MA | 25013 | ESSENTIAL POWER MASSACHUSETTS LLC |  | 6028411 | 87696513 | 1642 | CTG2 |  |  | 0420117 | 2 | 0.0124 | 0.0272 | 0.8836 | 0.025338 | 0.025338 | 0.0013 | 0.0023 | 2022 | 179 | 12 | 849 | -1 | 86 | 221112 | -72.5962 | 42.0957 | 463 | 125 | 120 |  |  |  |  | Y | N | N |  | N |  |  |  | 13.06
1642_G_GT-1 | MA | 25013 | ESSENTIAL POWER MASSACHUSETTS LLC |  | 6028411 | 87696413 | 1642 | CTG1 |  |  | 0420117 | 1 | 0.0298 | 0.0176 | 0.3835 | 0.023771 | 0.023771 | 0.0016 | 0.034 | 2022 | 179 | 12 | 849 | -1 | 86 | 221112 | -72.5962 | 42.0957 | 463 | 125 | 120 |  |  |  |  | Y | N | N |  | N |  |  |  | 14.78
1642_G_WS10 | MA | 25013 | ESSENTIAL POWER MASSACHUSETTS LLC |  | 6028411 | 87696713 | 1642 | 10 |  |  | 0420117 | 4 | 0.0016 |  | 0.29 |  |  | 0.0007 |  | 2022 | 24 | 11.3 | 1010 | -1 | 74 | 221112 | -72.5962 | 42.0957 | 244 | 125 | 120 |  |  |  |  | N | N | N |  | N
1642_B_3 | MA | 25013 | ESSENTIAL POWER MASSACHUSETTS LLC |  | 6028411 | 87696613 | 1642 | 3 |  |  | 0420117 | 3 | 0 |  | 0 | 0 | 0 | 0 | 0 | 2022 | 223 | 13 | 325 | -1 | 43 | 221112 | -72.5962 | 42.0957 | 1150 | 125 | 100 |  |  |  |  | N | N | N |  | N
1586_G_GT1 | MA | 25017 | EXELON FRAMINGHAM LLC | Exelon Framingham LLC | 6400011 | 87369313 | 1586 | FJ-1 | 1586 | GT1 | 1190500 | 1 | 0.3462 |  | 1.298 | 0.016158 | 0.016158 | 0.0022 | 0.0112 | 2022 | 30 | 11.8 | 900 | -1 | 34 | 221112 | -71.3984 | 42.2672 | 186 | 125 | 120 |  | 10.1 | N | Distillate Fuel Oil | Y | N | N | 9999 | N |  | Combustion Turbine |  | 25.44 | 17414
1586_G_GT2 | MA | 25017 | EXELON FRAMINGHAM LLC | Exelon Framingham LLC | 6400011 | 87369413 | 1586 | FJ-2 | 1586 | GT2 | 1190500 | 2 | 0.4016 |  | 1.0988 | 0.015881 | 0.015881 | 0.0021 | 0.011 | 2022 | 30 | 11.8 | 900 | -1 | 34 | 221112 | -71.3984 | 42.2672 | 186 | 125 | 120 |  | 10 | N | Distillate Fuel Oil | Y | N | N | 9999 | N |  | Combustion Turbine |  | 24.85 | 17442
1586_G_GT3 | MA | 25017 | EXELON FRAMINGHAM LLC | Exelon Framingham LLC | 6400011 | 87369513 | 1586 | FJ-3 | 1586 | GT3 |  |  | 0.2679 |  | 1.3169 | 0.018782 | 0.018782 | 0.0025 | 0.0129 |  | 30 | 11.8 | 900 | -1 | 34 | 221112 | -71.3984 | 42.2672 |  | 125 | 120 |  | 11.3 | N | Distillate Fuel Oil | Y | N | N | 9999 | N |  | Combustion Turbine |  | 26.6 | 17399
1595_G_3 | MA | 25017 | KENDALL GREEN ENERGY LLC | Kendall Square Station | 5646011 | 87559513 | 1595 | 3 | 1595 | 3 | 1190093 | 3 | 0.6398 |  | 12.3715 | 0.66641 | 0.66641 | 0.0903 | 0.7465 | 2022 | 175 | 9.6 | 370 | -1 | 31 | 221112 | -71.0797 | 42.3635 | 409 | 125 | 100 |  | 22.9 | Y | Natural Gas, Distillate Fuel Oil | Y | N | N | 9999 | N |  | Combined Cycle |  | 2107.0808 | 5852
1595_G_GEN4 | MA | 25017 | KENDALL GREEN ENERGY LLC | Kendall Square Station | 5646011 | 19971313 | 1595 | 4 | 1595 | GEN4 | 1190093 | 10 | 3.9434 | 2.4977 | 40.5334 | 2.5017 | 2.5017 | 3.6897 | 0.2248 | 2022 | 250 | 18 | 250 | -1 | 95 | 221112 | -71.0797 | 42.3635 | 2370 | 125 | 120 |  | 183.1 | Y | Natural Gas, Distillate Fuel Oil | Y | N | N | 9999 | N |  | Combined Cycle |  | 7208.5806 | 5852
1595_G_JET1 | MA | 25017 | KENDALL GREEN ENERGY LLC | Kendall Square Station | 5646011 | 87559213 | 1595 | S6 | 1595 | JET1 | 1190093 | 6 | 1.582 |  | 2.3471 | 0.025687 | 0.024487 | 0.0065 | 0.0018 | 2022 | 33 | 13 | 1050 | -1 | 130 | 221112 | -71.0797 | 42.3635 | 308 | 125 | 120 |  | 18 | N | Distillate Fuel Oil | Y | N | N | 9999 | N |  | Combustion Turbine |  | 12.7 | 14606
54586_G_TRENT | MA | 25017 | TANNER STREET GENERATION LLC | Tanner Street Generation | 5233811 | 87523113 | 54586 | 2 | 54586 | TRENT | 1210362 | 7 | 0.2595 | 0.1541 | 2.0548 | 0.58692 | 0.58692 | 0.0667 | 0.0333 | 2022 | 160 | 12.1 | 400 | -1 | 75 | 221112 | -71.3126 | 42.6313 | 545 | 125 | 120 |  | 58 | N | Natural Gas, Distillate Fuel Oil | Y | N | N | 9999 | N |  | Combined Cycle |  | 387.9 | 8545
9038_G_12 | MA | 25017 | HUDSON LIGHT & POWER DEPARTMENT | Cherry Street | 4100911 | 87365213 |  |  | 9038 | 12 | 1190904 | 7 | 0.5426 |  | 4.7383 | 0.069709 | 0.069709 | 0.1073 | 0.2596 | 2022 | 51 | 3 | 1000 | -1 | 81 | 221112 | -71.5549 | 42.3917 | 51.7 | 125 | 160 |  | 4.9 | N | Natural Gas, Distillate Fuel Oil | N | N | N | 9999 | N |  | Combustion Turbine |  |  | 11220
9038_G_7 | MA | 25017 | HUDSON LIGHT & POWER DEPARTMENT | Cherry Street | 4100911 | 87365513 |  |  | 9038 | 7 | 1190904 | 2 | 0.1482 |  | 2.2958 | 0.070118 | 0.070118 | 0.1509 | 0.1874 | 2022 | 49 | 2.7 | 500 | -1 | 30 | 221112 | -71.5549 | 42.3917 | 31.1 | 125 | 160 |  | 2.5 | N | Distillate Fuel Oil | N | N | N | 9999 | N |  | Combustion Turbine |  |  | 11228
9038_G_8 | MA | 25017 | HUDSON LIGHT & POWER DEPARTMENT | Cherry Street | 4100911 | 87364813 |  |  | 9038 | 8 | 1190904 | 3 | 0.1974 |  | 1.5573 | 0.016811 | 0.016811 | 0.0188 | 0.0751 | 2022 | 49 | 2.8 | 550 | -1 | 37 | 221112 | -71.5549 | 42.3917 | 36 | 125 | 160 |  | 3.4 | N | Natural Gas, Distillate Fuel Oil | N | N | N | 9999 | N |  | Combustion Turbine |  |  | 11204
9038_G_10 | MA | 25017 | HUDSON LIGHT & POWER DEPARTMENT | Cherry Street | 4100911 | 87365013 |  |  | 9038 | 10 | 1190904 | 5 | 0.2149 |  | 2.2355 | 0.045981 | 0.045981 | 0.0861 | 0.1446 | 2022 | 22 | 2.2 | 800 | -1 | 70 | 221112 | -71.5549 | 42.3917 | 23.2 | 125 | 160 |  | 1.9 | N | Natural Gas, Distillate Fuel Oil | N | N | N | 2024 | N |  | Combustion Turbine |  |  | 11224
9038_G_11 | MA | 25017 | HUDSON LIGHT & POWER DEPARTMENT | Cherry Street | 4100911 | 87365113 |  |  | 9038 | 11 | 1190904 | 6 | 0.1375 |  | 2.13 | 0.065109 | 0.065109 | 0.14 | 0.1739 | 2022 | 22 | 2.2 | 800 | -1 | 70 | 221112 | -71.5549 | 42.3917 | 23.2 | 125 | 160 |  | 1.9 | N | Natural Gas, Distillate Fuel Oil | N | N | N | 2024 | N |  | Combustion Turbine |  |  | 11224
1595_G_2 | MA | 25017 | KENDALL GREEN ENERGY LLC |  | 5646011 | 87559413 | 1595 | 2 |  |  | 1190093 | 2 | 1.1364 |  | 11.0498 | 0.41111 | 0.41111 | 0.009 | 0.4607 | 2022 | 175 | 10 | 310 | -1 | 41 | 221112 | -71.0797 | 42.3635 | 273 | 125 | 100 |  |  |  |  | Y | N | N |  | N |  |  |  | 1960.8199
10307_G_CT1 | MA | 25021 | NEA BELLINGHAM | Bellingham Cogeneration Facility | 5736011 | 87695013 | 10307 | 1 | 10307 | CT1 | 1201550 | 1 | 4.44 | 0 | 29.8635 | 2.8317 | 2.8317 | 1.4382 | 0.26 | 2022 | 190 | 25 | 252 | -1 | 51.5 | 221112 | -71.4832 | 42.0925 | 1280 | 125 | 120 |  | 102 | N | Natural Gas, Distillate Fuel Oil | Y | N | N | 9999 | N | 10307_G_ST1;10307_G_CT1 | Combined Cycle |  | 704.0401 | 8349
10307_G_CT2 | MA | 25021 | NEA BELLINGHAM | Bellingham Cogeneration Facility | 5736011 | 87695113 | 10307 | 2 | 10307 | CT2 | 1201550 | 2 | 5.982 | 0 | 47.5123 | 2.8205 | 2.8205 | 1.5952 | 1.04 | 2022 | 190 | 25 | 252 | -1 | 51.5 | 221112 | -71.4832 | 42.0925 | 1280 | 125 | 120 |  | 102 | N | Natural Gas, Distillate Fuel Oil | Y | N | N | 9999 | N |  | Combined Cycle |  | 1005.8599 | 8349
1592_G_GT1 | MA | 25021 | CONSTELLATION WEST MEDWAY LLC | Exelon Medway LLC | 5851311 | 87476613 | 1592 | J1T1 | 1592 | GT1 | 1200133 | 1 | 0.6177 |  | 3.138 | 0.023477 | 0.023477 | 0.0033 | 0.0162 | 2022 | 65 | 12 | 900 | -1 | 34 | 221112 | -71.4478 | 42.1396 | 392 | 125 | 120 |  | 42 | N | Distillate Fuel Oil | Y | N | N | 9999 | N |  | Combustion Turbine |  | 30.94 | 16972
1592_G_GT2 | MA | 25021 | CONSTELLATION WEST MEDWAY LLC | Exelon Medway LLC | 5851311 | 87476813 | 1592 | J2T1 | 1592 | GT2 | 1200133 | 3 | 0.4031 |  | 2.2842 | 0.019334 | 0.019334 | 0.0027 | 0.0133 | 2022 | 65 | 12 | 900 | -1 | 34 | 221112 | -71.4478 | 42.1396 | 392 | 125 | 120 |  | 39.8 | N | Distillate Fuel Oil | Y | N | N | 9999 | N |  | Combustion Turbine |  | 24.51 | 16975
1592_G_GT3 | MA | 25021 | CONSTELLATION WEST MEDWAY LLC | Exelon Medway LLC | 5851311 | 87477013 | 1592 | J3T1 | 1592 | GT3 | 1200133 | 5 | 0.8213 |  | 4.3022 | 0.032592 | 0.032592 | 0.0045 | 0.0225 | 2022 | 65 | 12 | 900 | -1 | 34 | 221112 | -71.4478 | 42.1396 | 392 | 125 | 120 |  | 42 | N | Distillate Fuel Oil | Y | N | N | 9999 | N |  | Combustion Turbine |  | 44.31 | 16976
1660_G_WAT1 | MA | 25021 | BRAINTREE ELECTRIC | Potter Station 2 | 6569511 | 90731513 | 1660 | 4 | 1660 | WAT1 | 1190491 | 13 | 0.9268 | 0.1365 | 1.19 | 0.54277 | 0.54277 | 0.0459 | 0.2121 | 2022 | 100 | 11 | 815 | -1 | 98.5 | 221112 | -70.9674 | 42.2349 | 545 | 125 | 120 |  | 52.6 | N | Natural Gas, Distillate Fuel Oil | Y | N | N | 9999 | N |  | Combustion Turbine |  | 386.6598 | 10745
1660_G_WAT2 | MA | 25021 | BRAINTREE ELECTRIC | Potter Station 2 | 6569511 | 90731613 | 1660 | 5 | 1660 | WAT2 | 1190491 | 14 | 0.9878 | 0.1456 | 1.6872 | 0.58581 | 0.58581 | 0.0488 | 0.2284 | 2022 | 100 | 11 | 815 | -1 | 98.5 | 221112 | -70.9674 | 42.2349 | 545 | 125 | 120 |  | 52.6 | N | Natural Gas, Distillate Fuel Oil | Y | N | N | 9999 | N |  | Combustion Turbine |  | 412.6599 | 10745
55211_G_U1 | MA | 25021 | ANP BELLINGHAM ENERGY COMPANY LLC | ANP Bellingham Energy Project | 5735611 | 87525413 | 55211 | 1 | 55211 | U1 | 1201509 | 1 | 55.9158 | 4.4163 | 39.6853 | 1.8909 | 1.8909 | 2.5954 | 6.4878 | 2022 | 180 | 18 | 210 | -1 | 63 | 221112 | -71.4532 | 42.1105 | 2180 | 125 | 120 |  | 270.3 | N | Natural Gas | Y | N | N | 9999 | N |  | Combined Cycle |  | 6277.6787 | 7737
55211_G_U2 | MA | 25021 | ANP BELLINGHAM ENERGY COMPANY LLC | ANP Bellingham Energy Project | 5735611 | 87524813 | 55211 | 2 | 55211 | U2 | 1201509 | 2 | 34.3802 | 5.9577 | 39.7283 | 1.5154 | 1.5154 | 2.6234 | 6.6568 | 2022 | 180 | 18 | 210 | -1 | 63 | 221112 | -71.4532 | 42.1105 | 2180 | 125 | 120 |  | 271.4 | N | Natural Gas | Y | N | N | 9999 | N |  | Combined Cycle |  | 6497.1587 | 7697
55317_G_GT11 | MA | 25021 | FORE RIVER ENERGY CENTER | Fore River Generating Station | 6567311 | 87373313 | 55317 | 11 | 55317 | GT11 | 1190227 | 3 | 19.52 | 6.673 | 55.4897 | 16.6107 | 16.6107 | 3.715 | 8.93 | 2022 | 255 | 20.5 | 248 | -1 | 68.45 | 221112 | -70.9659 | 42.2421 | 2960 | 125 | 140 |  | 228.8 | N | Natural Gas, Distillate Fuel Oil | Y | N | N | 9999 | N | 55317_G_ST15;55317_G_GT11 | Combined Cycle |  | 5213.3511 | 7470
55317_G_GT12 | MA | 25021 | FORE RIVER ENERGY CENTER | Fore River Generating Station | 6567311 | 87373513 | 55317 | 12 | 55317 | GT12 | 1190227 | 4 | 17.1 | 4.754 | 58.2203 | 20.1363 | 20.1363 | 4.0548 | 12.21 | 2022 | 255 | 20.5 | 248 | -1 | 68.45 | 221112 | -70.9659 | 42.2421 | 2960 | 125 | 140 |  | 228.1 | N | Natural Gas, Distillate Fuel Oil | Y | N | N | 9999 | N |  | Combined Cycle |  | 5351.5405 | 7470
59882_G_4 | MA | 25021 | CONSTELLATION WEST MEDWAY LLC | Exelon West Medway II LLC | 5851311 | 137477713 | 59882 | J4 | 59882 | 4 | 1200133 | 16 | 1.7684 | 1.9637 | 6.3318 | 8.8547 | 8.8547 | 0.4142 | 0.201 | 2022 | 160 | 13 | 844 | -1 | 90 | 221112 | -71.4478 | 42.1396 | 992 | 125 | 120 |  | 96.3 | N | Natural Gas, Distillate Fuel Oil | Y | N | N | 9999 | N |  | Combustion Turbine |  | 2043.5903 | 10745
59882_G_5 | MA | 25021 | CONSTELLATION WEST MEDWAY LLC | Exelon West Medway II LLC | 5851311 | 137477813 | 59882 | J5 | 59882 | 5 | 1200133 | 17 | 1.2441 | 1.5274 | 4.2876 | 7.0822 | 7.0822 | 0.2694 | 0.7468 | 2022 | 160 | 13 | 844 | -1 | 90 | 221112 | -71.4478 | 42.1396 | 992 | 125 | 120 |  | 92.5 | N | Natural Gas, Distillate Fuel Oil | Y | N | N | 9999 | N |  | Combustion Turbine |  | 1394.2902 | 10745
1592_G_GT3x | MA | 25021 | CONSTELLATION WEST MEDWAY LLC |  | 5851311 | 87477113 | 1592 | J3T2 |  |  | 1200133 | 6 | 1.0469 |  | 4.4143 | 0.036596 | 0.036596 | 0.0051 | 0.0252 | 2022 | 65 | 12 | 900 | -1 | 34 | 221112 | -71.4478 | 42.1396 | 392 | 125 | 120 |  |  |  |  | Y | N | N |  | N |  |  |  | 44.58
1592_G_GT1x | MA | 25021 | CONSTELLATION WEST MEDWAY LLC |  | 5851311 | 87476713 | 1592 | J1T2 |  |  | 1200133 | 2 | 0.4143 |  | 2.781 | 0.018367 | 0.018367 | 0.0026 | 0.0126 | 2022 | 65 | 12 | 900 | -1 | 34 | 221112 | -71.4478 | 42.1396 | 392 | 125 | 120 |  |  |  |  | Y | N | N |  | N |  |  |  | 26.02
1592_G_GT2x | MA | 25021 | CONSTELLATION WEST MEDWAY LLC |  | 5851311 | 87476913 | 1592 | J2T2 |  |  | 1200133 | 4 | 0.5429 |  | 2.5544 | 0.020025 | 0.020025 | 0.0028 | 0.0138 | 2022 | 65 | 12 | 900 | -1 | 34 | 221112 | -71.4478 | 42.1396 | 392 | 125 | 120 |  |  |  |  | Y | N | N |  | N |  |  |  | 26.05
1660_G_CC3 | MA | 25021 | BRAINTREE ELECTRIC |  | 6569511 | 87608013 | 1660 | 3 |  |  | 1190491 | 3 | 0 | 0 | 0 | 0 | 0 | 0 | 0 | 2022 | 130 | 17 | 375 | -1 | 49 | 221112 | -70.9674 | 42.2349 | 976 | 125 | 120 |  |  |  |  | N | N | N |  | N | 1660_G_CC3;1660_G_CC2
50290_B_1 | MA | 25023 | SEMASS PARTNERSHIP | SEMASS Resource Recovery | 8127611 | 87460713 |  |  | 50290 | 1 | 1200001 | 1 | 247.3435 | 6.295 | 542.708 | 24.6824 | 24.6824 | 99.2922 | 3.3085 | 2022 | 345 | 7.5 | 290 | -1 | 85 | 562213 | -70.7875 | 41.8023 | 389 | 103 | 270 |  | 27 | N | MSW | N | Y | N | 9999 | N |  | Municipal Solid Waste |  |  | 18661
50290_B_2 | MA | 25023 | SEMASS PARTNERSHIP | SEMASS Resource Recovery | 8127611 | 87460813 |  |  | 50290 | 2 | 1200001 | 2 | 242.4035 | 7.896 | 402.4964 | 19.9316 | 19.9316 | 90.4913 | 1.8554 | 2022 | 345 | 7.5 | 290 | -1 | 85 | 562213 | -70.7875 | 41.8023 | 389 | 103 | 270 |  | 27 | N | MSW | N | Y | N | 9999 | N |  | Municipal Solid Waste |  |  | 18661
50290_B_3 | MA | 25023 | SEMASS PARTNERSHIP | SEMASS Resource Recovery | 8127611 | 87460913 |  |  | 50290 | 3 | 1200001 | 3 | 173.8032 | 3.03 | 511.3912 | 4.2121 | 4.2121 | 129.7005 | 1.2202 | 2022 | 345 | 7.5 | 290 | -1 | 85 | 562213 | -70.7875 | 41.8023 | 389 | 103 | 270 |  | 27 | N | MSW | N | Y | N | 9999 | N |  | Municipal Solid Waste |  |  | 18661
10176_G_NO.6 | MA | 25025 | MBTA SOUTH BOSTON POWER | M Street Jet | 4032711 | 87719413 | 10176 | B | 10176 | NO.6 | 1191667 | 2 | 0.1 | 0.067 | 0.2882 | 0.02076 | 0.02076 | 0.07 | 0.006 | 2022 | 77.2 | 12.45 | 465 | -1 | 89.05 | 485119 | -71.0299 | 42.3395 | 396 | 125 | 120 |  | 50 | N | Distillate Fuel Oil | Y | N | N | 9999 | N |  | Combustion Turbine |  | 9.44 | 15347
10823_G_G101 | MA | 25025 | MWRA DEER ISLAND | Deer Island Treatment Plant | 4064511 | 35269513 |  |  | 10823 | G101 | 1191899 | 41 | 0.047 |  | 0.255 | 0.062145 | 0.062145 | 0.002 | 0.003 | 2022 | 90 | 10 | 730 | -1 | 94 | 221320 | -70.9566 | 42.3504 | 256 | 105 | 120 |  | 22 | N | Distillate Fuel Oil | N | N | N | 9999 | N |  | Combustion Turbine |  |  | 13449
10823_G_G201 | MA | 25025 | MWRA DEER ISLAND | Deer Island Treatment Plant | 4064511 | 35269413 |  |  | 10823 | G201 | 1191899 | 42 | 0.042 |  | 0.228 | 0.05524 | 0.05524 | 0.0001 | 0.002 | 2022 | 90 | 10 | 730 | -1 | 94 | 221320 | -70.9566 | 42.3504 | 256 | 105 | 120 |  | 22 | N | Distillate Fuel Oil | N | N | N | 9999 | N |  | Combustion Turbine |  |  | 13449
10883_G_CT1 | MA | 25025 | MEDICAL AREA TOTAL ENERGY PLANT | Medical Area Total Energy Plant | 7887011 | 87498913 |  |  | 10883 | CT1 | 1191191 | 27 | 2.4005 | 0.7401 | 2.7709 | 3.0726 | 3.0726 | 0.3401 | 1.0901 | 2022 | 315 | 9.72 | 414 | -1 | 74 | 221330 | -71.1083 | 42.3369 | 228 | 125 | 120 |  | 12.5 | Y | Natural Gas, Distillate Fuel Oil | N | Y | N | 9999 | N | 10883_G_CT1;10883_B_GTHSG1 | Combustion Turbine |  |  | 8700
10883_G_CT2 | MA | 25025 | MEDICAL AREA TOTAL ENERGY PLANT | Medical Area Total Energy Plant | 7887011 | 87499013 |  |  | 10883 | CT2 | 1191191 | 28 | 2.5 | 0.7401 | 3.0045 | 3.2906 | 3.2906 | 0.36 | 0.22 | 2022 | 315 | 9.72 | 414 | -1 | 74 | 221330 | -71.1083 | 42.3369 | 228 | 125 | 120 |  | 12.5 | Y | Natural Gas, Distillate Fuel Oil | N | Y | N | 9999 | N | 10883_B_GTHSG2;10883_G_CT2 | Combustion Turbine |  |  | 8700
10883_G_DEG1 | MA | 25025 | MEDICAL AREA TOTAL ENERGY PLANT | Medical Area Total Energy Plant | 7887011 | 87498513 |  |  | 10883 | DEG1 | 1191191 | 6 | 0.0124 | 0.0098 | 4.69 | 0.022419 | 0.022419 | 0.0037 | 0.2 | 2022 | 315 | 9.72 | 414 | -1 | 74 | 221330 | -71.1083 | 42.3369 | 63.8 | 125 | 160 |  | 6 | Y | Distillate Fuel Oil | N | Y | N | 9999 | N |  | Combustion Turbine |  |  | 8700
10883_G_DEG2 | MA | 25025 | MEDICAL AREA TOTAL ENERGY PLANT | Medical Area Total Energy Plant | 7887011 | 87498613 |  |  | 10883 | DEG2 | 1191191 | 7 | 0.0035 | 0.0029 | 1.37 | 0.0067142 | 0.0067142 | 0.0011 | 0.0603 | 2022 | 315 | 9.72 | 414 | -1 | 74 | 221330 | -71.1083 | 42.3369 | 63.8 | 125 | 160 |  | 6 | Y | Distillate Fuel Oil | N | Y | N | 9999 | N |  | Combustion Turbine |  |  | 8700
10883_G_DEG3 | MA | 25025 | MEDICAL AREA TOTAL ENERGY PLANT | Medical Area Total Energy Plant | 7887011 | 87498713 |  |  | 10883 | DEG3 | 1191191 | 8 | 0.0066 | 0.005 | 2.52 | 0.011494 | 0.011494 | 0.0019 | 0.1 | 2022 | 315 | 9.72 | 414 | -1 | 74 | 221330 | -71.1083 | 42.3369 | 63.8 | 125 | 160 |  | 6 | Y | Distillate Fuel Oil | N | Y | N | 9999 | N |  | Combustion Turbine |  |  | 8700
10883_G_DEG4 | MA | 25025 | MEDICAL AREA TOTAL ENERGY PLANT | Medical Area Total Energy Plant | 7887011 | 87498813 |  |  | 10883 | DEG4 | 1191191 | 9 | 0.0099 | 0.0081 | 3.79 | 0.018436 | 0.018436 | 0.0031 | 0.17 | 2022 | 315 | 9.72 | 414 | -1 | 74 | 221330 | -71.1083 | 42.3369 | 63.8 | 125 | 160 |  | 6 | Y | Distillate Fuel Oil | N | Y | N | 9999 | N |  | Combustion Turbine |  |  | 8700
10883_G_DEG5 | MA | 25025 | MEDICAL AREA TOTAL ENERGY PLANT | Medical Area Total Energy Plant | 7887011 | 3307313 |  |  | 10883 | DEG5 | 1191191 | 10 | 0.0122 | 0.0098 | 4.65 | 0.022305 | 0.022305 | 0.0037 | 0.2 | 2022 | 315 | 9.72 | 414 | -1 | 74 | 221330 | -71.1083 | 42.3369 | 63.8 | 125 | 160 |  | 6 | Y | Distillate Fuel Oil | N | Y | N | 9999 | N |  | Combustion Turbine |  |  | 8700
10883_B_HSG1 | MA | 25025 | MEDICAL AREA TOTAL ENERGY PLANT | Medical Area Total Energy Plant | 7887011 | 87498313 |  |  | 10883 | HSG1 | 1191191 | 4 | 0.31 | 0.2 | 4.55 | 1.4212 | 1.4212 | 0.0285 | 0.26 | 2022 | 315 | 9.72 | 414 | -1 | 74 | 221330 | -71.1083 | 42.3369 | 225 | 125 | 100 |  | 2.8 | Y | Natural Gas | N | Y | N | 9999 | N |  | O/G Steam |  |  | 8300
10883_B_HSG2 | MA | 25025 | MEDICAL AREA TOTAL ENERGY PLANT | Medical Area Total Energy Plant | 7887011 | 87498413 |  |  | 10883 | HSG2 | 1191191 | 5 | 0.5 | 0.53 | 11.82 | 1.7054 | 1.7054 | 0.076 | 0.7 | 2022 | 315 | 9.72 | 414 | -1 | 74 | 221330 | -71.1083 | 42.3369 | 225 | 125 | 100 |  | 2.8 | Y | Natural Gas | N | Y | N | 9999 | N |  | O/G Steam |  |  | 8300
10883_B_PSG1 | MA | 25025 | MEDICAL AREA TOTAL ENERGY PLANT | Medical Area Total Energy Plant | 7887011 | 96706213 |  |  | 10883 | PSG1 | 1191191 | 30 | 0.0047 | 0.87 | 1.9 | 2.1189 | 2.1189 | 0.41 | 0.55 | 2022 | 315 | 9.72 | 414 | -1 | 74 | 221330 | -71.1083 | 42.3369 | 214 | 125 | 100 |  | 2.8 | Y | Natural Gas | N | Y | N | 9999 | N |  | O/G Steam |  |  | 8300
10883_B_PSG2 | MA | 25025 | MEDICAL AREA TOTAL ENERGY PLANT | Medical Area Total Energy Plant | 7887011 | 87498113 |  |  | 10883 | PSG2 | 1191191 | 2 | 0.91 | 0.183 | 7.46 | 2.4167 | 2.4167 | 0.0369 | 0.2682 | 2022 | 315 | 9.72 | 414 | -1 | 74 | 221330 | -71.1083 | 42.3369 | 244 | 125 | 100 |  | 2.8 | Y | Natural Gas | N | Y | N | 9999 | N |  | O/G Steam |  |  | 8300
10883_B_PSG3 | MA | 25025 | MEDICAL AREA TOTAL ENERGY PLANT | Medical Area Total Energy Plant | 7887011 | 87498213 |  |  | 10883 | PSG3 | 1191191 | 3 | 5.3265 | 0.5476 | 22.45 | 1.0186 | 1.0186 | 0.102 | 0.9219 | 2022 | 315 | 9.72 | 414 | -1 | 74 | 221330 | -71.1083 | 42.3369 | 244 | 125 | 100 |  | 2.8 | Y | Natural Gas | N | Y | N | 9999 | N |  | O/G Steam |  |  | 8300
1588_G_GT81 | MA | 25025 | MYSTIC STATION |  | 7240911 | 7503613 | 1588 | 81 |  |  | 1190128 | 23 | 11.8 | 1.7 | 11.8718 | 3.2724 | 3.2724 | 0.9449 | 0.7 | 2022 | 305 | 20.5 | 197 | -1 | 72.3 | 221112 | -71.0673 | 42.3905 | 2960 | 125 | 140 |  |  |  |  | Y | N | N |  | N | 1588_G_GT81;1588_G_ST85 |  |  | 1458.7698
1588_G_GT82 | MA | 25025 | MYSTIC STATION |  | 7240911 | 7504013 | 1588 | 82 |  |  | 1190128 | 24 | 10.6 | 1.2 | 12.9215 | 3.0906 | 3.0906 | 1.0341 | 1.6 | 2022 | 305 | 20.5 | 197 | -1 | 72.3 | 221112 | -71.0673 | 42.3905 | 2960 | 125 | 140 |  |  |  |  | Y | N | N |  | N |  |  |  | 1608.5897
1588_G_GT93 | MA | 25025 | MYSTIC STATION |  | 7240911 | 87693713 | 1588 | 93 |  |  | 1190128 | 27 | 10.7 | 1 | 10.4757 | 2.9088 | 2.9088 | 0.8304 | 0.7 | 2022 | 305 | 20.5 | 197 | -1 | 72.3 | 221112 | -71.0673 | 42.3905 | 2960 | 125 | 140 |  |  |  |  | Y | N | N |  | N | 1588_G_GT93;1588_G_ST96 |  |  | 1277.2501
1588_G_GT94 | MA | 25025 | MYSTIC STATION |  | 7240911 | 87693813 | 1588 | 94 |  |  | 1190128 | 28 | 7.5 | 0.8 | 9.9656 | 3.636 | 3.636 | 0.8188 | 0.7 | 2022 | 305 | 20.5 | 197 | -1 | 72.3 | 221112 | -71.0673 | 42.3905 | 2960 | 125 | 140 |  |  |  |  | Y | N | N |  | N |  |  |  | 1255.88
10176_G_NO.6x | MA | 25025 | MBTA SOUTH BOSTON POWER |  | 4032711 | 87719313 | 10176 | A |  |  | 1191667 | 1 | 0.19 | 0 | 0.476 | 0.08001 | 0.08001 | 0.13 | 0.01 | 2022 | 73.6 | 11.37 | 465 | -1 | 89.05 | 485119 | -71.0299 | 42.3395 | 396 | 125 | 120 |  |  |  |  | Y | N | N |  | N |  |  |  | 17.26
50878_B_UNIT1 | MA | 25027 | WHEELABRATOR MILLBURY INC | Wheelabrator Millbury Facility | 7869811 | 87378813 |  |  | 50878 | UNIT1 | 1180419 | 1 | 20.0438 | 1.0889 | 429.485 | 1.7383 | 1.7383 | 69.28 | 2.4629 | 2022 | 365 | 10 | 235 | -1 | 68 | 562213 | -71.7673 | 42.2207 | 323 | 103 | 270 |  | 20 | N | MSW | N | Y | N | 9999 | N |  | Municipal Solid Waste |  |  | 15839
50878_B_UNIT2 | MA | 25027 | WHEELABRATOR MILLBURY INC | Wheelabrator Millbury Facility | 7869811 | 87378913 |  |  | 50878 | UNIT2 | 1180419 | 2 | 17.5009 | 0.9747 | 413.919 | 4.6875 | 4.6875 | 75.7815 | 2.4764 | 2022 | 365 | 10 | 235 | -1 | 68 | 562213 | -71.7673 | 42.2207 | 323 | 103 | 270 |  | 20 | N | MSW | N | Y | N | 9999 | N |  | Municipal Solid Waste |  |  | 15839
54620_B_B1 | MA | 25027 | NE RENEWABLE POWER FITCHBURG LLC | Stored Solar Fitchburg, LLC | 6637711 | 87334713 | 54620 | 1 | 54620 | B1 | 1180061 | 1 | 72.7409 | 0.525 | 26.9992 | 1.9626 | 0.93957 | 0.3806 | 2.3295 | 2022 | 180 | 6 | 330 | -1 | 39 | 221117 | -71.8531 | 42.543 | 260 | 125 | 100 |  | 14.9 | N | Biomass | N | N | N | 9999 | N |  | Biomass |  |  | 17659
54805_G_GT-1 | MA | 25027 | MILFORD POWER LLC | Milford Power LP | 6468611 | 87855913 | 54805 | 1 | 54805 | GT-1 | 1201504 | 1 | 0.8 | 0.6 | 13.8789 | 8.5792 | 8.5792 | 0.4 | 1.3 | 2022 | 125 | 19 | 271 | -1 | 44 | 221112 | -71.5116 | 42.1289 | 1940 | 125 | 120 |  | 123 | N | Natural Gas | Y | N | N | 9999 | N | 54805_G_GT-1;54805_G_ST-1 | Combined Cycle |  | 1084.0798 | 8382
55079_G_CT01 | MA | 25027 | MILLENNIUM POWER COMPANY LLC | Millennium Power | 6066411 | 87811813 | 55079 | 1 | 55079 | CT01 | 1180281 | 1 | 32.45 | 14.99 | 60.8604 | 13.5 | 13.5 | 2.4669 | 1.42 | 2022 | 225 | 19 | 242 | -1 | 89 | 221112 | -72.0151 | 42.1124 | 2530 | 125 | 120 |  | 211.8 | N | Natural Gas | Y | N | N | 9999 | N | 55079_G_CT01;55079_G_ST01 | Combined Cycle |  | 3653.3418 | 7223
55212_G_U1 | MA | 25027 | BLACKSTONE POWER GENERATING LLC | ANP Blackstone Energy Project | 6049311 | 87676613 | 55212 | 1 | 55212 | U1 | 1180211 | 1 | 27.5595 | 6.2429 | 38.9533 | 2.0828 | 2.0828 | 2.8583 | 7.139 | 2022 | 180 | 18 | 210 | -1 | 63 | 221112 | -71.5157 | 42.06 | 1820 | 125 | 120 |  | 246.6 | N | Natural Gas | Y | N | N | 9999 | N |  | Combined Cycle |  | 6906.2095 | 7763
55212_G_U2 | MA | 25027 | BLACKSTONE POWER GENERATING LLC | ANP Blackstone Energy Project | 6049311 | 87675913 | 55212 | 2 | 55212 | U2 | 1180211 | 2 | 17.6725 | 7.2387 | 38.7129 | 2.1613 | 2.1613 | 2.9536 | 7.4089 | 2022 | 180 | 18 | 210 | -1 | 63 | 221112 | -71.5157 | 42.06 | 1820 | 125 | 120 |  | 239 | N | Natural Gas | Y | N | N | 9999 | N |  | Combined Cycle |  | 7160.7095 | 7762
56527_G_GEN1 | MA | 25027 | RESOURCE CONTROL INC-WESTMINSTER | Fitchburg Gas Recovery | 5088111 | 87793313 |  |  | 56527 | GEN1 | 1180329 | 4 | 39.6381 |  | 8.3183 | 1.5968 | 1.5968 | 1.5754 | 6.995 | 2022 | 19 | 1.33 | 941 | -1 | 90 | 562212 | -71.847 | 42.5335 | 17.8 | 104 | 160 |  | 1.6 | N | Landfill Gas | N | N | N | 9999 | N |  | Landfill Gas |  |  | 13500
56527_G_GEN2 | MA | 25027 | RESOURCE CONTROL INC-WESTMINSTER | Fitchburg Gas Recovery | 5088111 | 87793413 |  |  | 56527 | GEN2 | 1180329 | 5 | 40.0642 |  | 8.2315 | 1.5413 | 1.5413 | 1.4148 | 7.5884 | 2022 | 19 | 1.33 | 941 | -1 | 90 | 562212 | -71.847 | 42.5335 | 17.8 | 104 | 160 |  | 1.6 | N | Landfill Gas | N | N | N | 9999 | N |  | Landfill Gas |  |  | 13500
56527_G_GEN3 | MA | 25027 | RESOURCE CONTROL INC-WESTMINSTER | Fitchburg Gas Recovery | 5088111 | 90635613 |  |  | 56527 | GEN3 | 1180329 | 8 | 39.8391 |  | 7.9808 | 1.644 | 1.644 | 1.6221 | 6.5533 | 2022 | 19 | 1.33 | 941 | -1 | 90 | 562212 | -71.847 | 42.5335 | 17.8 | 104 | 160 |  | 1.6 | N | Landfill Gas | N | N | N | 9999 | N |  | Landfill Gas |  |  | 13500
6125_G_1 | MA | 25027 | SHREWSBURY ELECTRIC AND CABLE OPERATIONS | Shrewsbury | 5096411 | 87700513 |  |  | 6125 | 1 | 1180664 | 1 | 0.115 |  | 3.7904 | 0.11585 | 0.11585 | 0.2491 | 0.3094 | 2022 | 20 | 3.3 | 680 | -1 | 45 | 221112 | -71.7187 | 42.2756 | 28.8 | 125 | 160 |  | 2.8 | N | Distillate Fuel Oil | N | N | N | 9999 | N |  | Combustion Turbine |  |  | 18506
6125_G_2 | MA | 25027 | SHREWSBURY ELECTRIC AND CABLE OPERATIONS | Shrewsbury | 5096411 | 87700613 |  |  | 6125 | 2 | 1180664 | 2 | 0.1421 |  | 3.862 | 0.11796 | 0.11796 | 0.2538 | 0.3152 | 2022 | 20 | 3.3 | 680 | -1 | 45 | 221112 | -71.7187 | 42.2756 | 28.8 | 125 | 160 |  | 2.8 | N | Distillate Fuel Oil | N | N | N | 9999 | N |  | Combustion Turbine |  |  | 18500
6125_G_3 | MA | 25027 | SHREWSBURY ELECTRIC AND CABLE OPERATIONS | Shrewsbury | 5096411 | 87700713 |  |  | 6125 | 3 | 1180664 | 3 | 0.1424 |  | 3.8019 | 0.11612 | 0.11612 | 0.2499 | 0.3103 | 2022 | 20 | 3.3 | 680 | -1 | 45 | 221112 | -71.7187 | 42.2756 | 28.8 | 125 | 160 |  | 2.8 | N | Distillate Fuel Oil | N | N | N | 9999 | N |  | Combustion Turbine |  |  | 18500
6125_G_4 | MA | 25027 | SHREWSBURY ELECTRIC AND CABLE OPERATIONS | Shrewsbury | 5096411 | 87701013 |  |  | 6125 | 4 | 1180664 | 4 | 0.1234 |  | 3.8469 | 0.11757 | 0.11757 | 0.2528 | 0.314 | 2022 | 20 | 3.3 | 680 | -1 | 45 | 221112 | -71.7187 | 42.2756 | 28.8 | 125 | 160 |  | 2.8 | N | Distillate Fuel Oil | N | N | N | 9999 | N |  | Combustion Turbine |  |  | 18500
6125_G_5 | MA | 25027 | SHREWSBURY ELECTRIC AND CABLE OPERATIONS | Shrewsbury | 5096411 | 87700813 |  |  | 6125 | 5 | 1180664 | 5 | 0.1225 |  | 3.8704 | 0.11822 | 0.11822 | 0.2544 | 0.3159 | 2022 | 20 | 3.3 | 690 | -1 | 45 | 221112 | -71.7187 | 42.2756 | 28.8 | 125 | 160 |  | 2.8 | N | Distillate Fuel Oil | N | N | N | 9999 | N |  | Combustion Turbine |  |  | 18500
50772_B_B1 | MI | 26001 | National Energy of Lincoln LLC | Viking Energy of Lincoln | 5737411 | 22977113 |  |  | 50772 | B1 | N0890 | EU0003 | 112.2857 | 0.00022 | 201.193 | 10.0861 | 10.0861 | 147.879 | 0.63187 | 2022 | 150 | 6 | 360 | 926.2833 | 32.761 | 221117 | -83.4199 | 44.6807 | 230 | 125 | 100 |  | 16.3 | N | Biomass | N | N | N | 9999 | N |  | Biomass | 8256 |  | 13500
1880_G_8 | MI | 26005 | Wolverine Power Supply Cooperative | Claude Vandyke | 5749211 | 20405713 |  |  | 1880 | 8 | B5421 | EU0012 | 3.648 |  | 16.8 | 0.2936 | 0.2936 | 0.1527 | 0.09342 | 2022 | 45 | 12.83 | 919 | 10914.6168 | 84.4 | 221112 | -85.8542 | 42.7313 | 316 | 125 | 120 |  | 20.2 | N | Natural Gas | N | N | N | 9999 | N |  | Combustion Turbine | 120 |  | 18769
7268_G_7 | MI | 26005 | Holland BPW, 48th Street Peaking Station | 491 E 48th Street | 7258311 | 7293213 | 7258 | **7 | 7268 | 7 | N2586 | EU0003 | 0.84413 |  | 2.7149 | 0.18604 | 0.18603 | 0.0306 | 0.059065 | 2022 | 35 | 12.8 | 1005 | 4577.75 | 35.575 | 221112 | -86.0847 | 42.7541 | 422 | 125 | 120 |  | 35 | N | Natural Gas, Distillate Fuel Oil | Y | N | N | 9999 | N |  | Combustion Turbine | 432 | 160.93 | 17570
7268_G_8 | MI | 26005 | Holland BPW, 48th Street Peaking Station | 491 E 48th Street | 7258311 | 7293113 | 7258 | **8 | 7268 | 8 | N2586 | EU0004 | 1.988 |  | 7.9809 | 0.44043 | 0.44035 | 0.1042 | 0.13913 | 2022 | 35 | 12.8 | 1005 | 4577.75 | 35.575 | 221112 | -86.0847 | 42.7541 | 422 | 125 | 120 |  | 35 | N | Natural Gas, Distillate Fuel Oil | Y | N | N | 9999 | N |  | Combustion Turbine | 800 | 372.9901 | 17570
7268_G_9 | MI | 26005 | Holland BPW, 48th Street Peaking Station | 491 E 48th Street | 7258311 | 7292913 | 7258 | 9 | 7268 | 9 | N2586 | EU0007 | 59.28 |  | 15.6482 | 4.587 | 4.587 | 0.2334 | 1.459 | 2022 | 70 | 14.76 | 1050 | 8559.0501 | 50.022 | 221112 | -86.0847 | 42.755 | 875 | 125 | 120 |  | 75 | N | Natural Gas | Y | N | N | 9999 | N |  | Combustion Turbine | 776 | 1203.0403 | 17570
1772_B_1 | MI | 26013 | LANSE WARDEN ELECTRIC COMPANY LLC | John H Warden | 4994411 | 30809713 |  |  | 1772 | 1 | B4260 | EU0009 | 70.2728 | 1.97 | 181.0686 | 22.6339 | 20.5948 | 40.7224 | 0.4241 | 2022 | 148 | 7.5 | 350 | 1833.3333 | 41.5 | 221117 | -88.4556 | 46.7556 | 324 | 125 | 100 |  | 17.7 | N | Biomass | N | N | N | 9999 | N |  | Biomass | 6744 |  | 17180
61391_G_M1 | MI | 26013 | Upper Michigan Energy Resources -A.J. Mihm G.S. | A.J. Mihm Generating Station | 18981111 | 137113013 |  |  | 61391 | M1 | P0796 | EU0004 | 4.994 |  | 7.817 | 1.907 | 1.907 | 0.2105 | 6.256 | 2022 | 65 | 5.25 | 678 | 2102.0833 | 97.105 | 221112 | -88.6165 | 46.7938 | 25800 | 125 | 160 |  | 18.9 | N | Natural Gas | N | N | N | 9999 | N |  | Combustion Turbine | 4816 |  | 10745
61391_G_M2 | MI | 26013 | Upper Michigan Energy Resources -A.J. Mihm G.S. | A.J. Mihm Generating Station | 18981111 | 137113113 |  |  | 61391 | M2 | P0796 | EU0005 | 5.246 |  | 8.067 | 1.73 | 1.73 | 0.2318 | 8.651 | 2022 | 65 | 5.25 | 678 | 2102.0833 | 97.105 | 221112 | -88.6165 | 46.7938 | 25800 | 125 | 160 |  | 18.8 | N | Natural Gas | N | N | N | 9999 | N |  | Combustion Turbine | 5488 |  | 10745
61391_G_M3 | MI | 26013 | Upper Michigan Energy Resources -A.J. Mihm G.S. | A.J. Mihm Generating Station | 18981111 | 137113213 |  |  | 61391 | M3 | P0796 | EU0006 | 8.1495 |  | 5.614 | 1.839 | 1.839 | 0.18768 | 6.2585 | 2022 | 65 | 5.25 | 678 | 2102.0833 | 97.105 | 221112 | -88.6165 | 46.7938 | 25800 | 125 | 160 |  | 18.8 | N | Natural Gas | N | N | N | 9999 | N |  | Combustion Turbine | 4905 |  | 10745
7398_G_GEN1 | MI | 26017 | BAY CITY ELECTRIC LIGHT & POWER | Water Street Station | 4171511 | 35921813 |  |  | 7398 | GEN1 | B7529 | EU0001 | 1.1941 | 0.024966 | 8.0335 | 0.13214 | 0.13214 | 0.05925 | 0.36401 | 2022 | [5 empty] | 221118 | -83.8959 | 43.5827 | 5.7 | 125 | 160 |  | 5.5 | N | Natural Gas, Distillate Fuel Oil | N | N | N | 9999 | N |  | Combustion Turbine | 92 |  | 11291
7398_G_GEN2 | MI | 26017 | BAY CITY ELECTRIC LIGHT & POWER | Water Street Station | 4171511 | 35921713 |  |  | 7398 | GEN2 | B7529 | EU0002 | 1.7424 | 0.03589 | 11.609 | 0.20969 | 0.20969 | 0.09998 | 0.535 | 2022 | [5 empty] | 221118 | -83.8959 | 43.5827 | 6.8 | 125 | 160 |  | 6.5 | N | Natural Gas, Distillate Fuel Oil | N | N | N | 9999 | N |  | Combustion Turbine | 124 |  | 11288
7399_G_GEN3 | MI | 26017 | BAY CITY ELECTRIC LIGHT & POWER | Henry Station | 4140111 | 34964213 |  |  | 7399 | GEN3 | N3195 | EU0001 | 0.8775 | 0.017887 | 5.809 | 0.11162 | 0.11162 | 0.055145 | 0.27077 | 2022 | [5 empty] | 221118 | -83.8999 | 43.595 | 7.7 | 125 | 160 |  | 7.5 | N | Natural Gas, Distillate Fuel Oil | N | N | N | 9999 | N |  | Combustion Turbine | 66 |  | 10745
7399_G_GEN4 | MI | 26017 | BAY CITY ELECTRIC LIGHT & POWER | Henry Station | 4140111 | 34964113 |  |  | 7399 | GEN4 | N3195 | EU0002 | 1.6554 | 0.034991 | 11.22 | 0.1711 | 0.1711 | 0.072495 | 0.50176 | 2022 | [5 empty] | 221118 | -83.8999 | 43.595 | 7.7 | 125 | 160 |  | 7.5 | N | Natural Gas, Distillate Fuel Oil | N | N | N | 9999 | N |  | Combustion Turbine | 116 |  | 10745
1702_B_3 | MI | 26017 | Consumers Energy D.E. Karn Facility | Dan E Karn | 8172811 | 4491913 | 1702 | 3 | 1702 | 3 | B2840 | EU0036 | 57.0226 | 2.169 | 87.9609 | 5.3514 | 5.3043 | 12.3668 | 3.7455 | 2022 | 450 | 34.5 | 508 | 98500.0019 | 105.368 | 221112 | -83.8413 | 43.6436 | 7290 | 125 | 100 |  | 594 | N | Natural Gas, Residual Fuel Oil | Y | N | N | 2031 | N |  | O/G Steam | 2 | 829.2401 | 12858
1702_B_4 | MI | 26017 | Consumers Energy D.E. Karn Facility | Dan E Karn | 8172811 | 4491713 | 1702 | 4 | 1702 | 4 | B2840 | EU0037 | 72.453 | 2.708 | 117.0586 | 9.398 | 8.705 | 50.8807 | 4.9266 | 2022 | 450 | 34.5 | 508 | 98500.0019 | 105.368 | 221112 | -83.8413 | 43.6436 | 8030 | 125 | 100 |  | 606 | N | Natural Gas, Residual Fuel Oil | Y | N | N | 2031 | N |  | O/G Steam | 15 | 1081.9598 | 11919
1702_B_1 | MI | 26017 | Consumers Energy D.E. Karn Facility |  | 8172811 | 4492313 | 1702 | 1 |  |  | B2840 | EU0031 | 202.1427 | 1.7382 | 485.7937 | 384.7 | 381.1 | 439.2946 | 24.2253 | 2022 | 350 | 18 | 308 | 16216.4503 | 63.727 | 221112 | -83.841 | 43.6449 | 2500 | 125 | 100 |  |  |  |  | Y | N | N |  | N |  |  | 6528 | 6616.6499
1702_B_2 | MI | 26017 | Consumers Energy D.E. Karn Facility |  | 8172811 | 4492913 | 1702 | 2 |  |  | B2840 | EU0032 | 226.2386 | 1.898 | 513.8571 | 298.2 | 294.9 | 481.8709 | 27.0618 | 2022 | 350 | 18 | 310 | 14271.8669 | 56.085 | 221112 | -83.841 | 43.6446 | 2540 | 125 | 100 |  |  |  |  | Y | N | N |  | N |  |  | 1440 | 7225.8794
1844_G_IC6 | MI | 26025 | Marshall City, Electric Power Plant | Marshall (MI) | 6416311 | 18094513 |  |  | 1844 | IC6 | C6230 | EU0011 | 0.12647 | 0.013159 | 4.389 | 0.11862 | 0.11862 | 0.06788 | 0.22092 | 2022 | 40 | 3 | 815 | 591.6666 | 83.704 | 221112 | -84.9545 | 42.2628 | 8000 | 125 | 160 |  | 5.6 | N | Natural Gas, Distillate Fuel Oil | N | N | N | 9999 | N |  | Combustion Turbine | 100 |  | 18000
1873_G_GT4 | MI | 26031 | Wolverine Power, Tower Power Plant | Tower | 4184811 | 32644613 |  |  | 1873 | GT4 | N6171 | EU0004 | 0.00391 |  | 1.043 | 0.01341 | 0.01311 | 0.3589 | 0.000485 | 2022 | [5 empty] | 221112 | -84.2944 | 45.3628 | 286 | 125 | 120 |  | 19.3 | N | Distillate Fuel Oil | N | N | N | 9999 | N |  | Combustion Turbine | 25 |  | 15977
10822_B_BOIL1 | MI | 26039 | GRAYLING GENERATING STATION LTD PTNR | Grayling Generating Station | 4187811 | 35897313 | 10822 | 1 | 10822 | BOIL1 | N2388 | EU0008 | 355.0685 | 0.0007 | 230.4805 | 5.4739 | 5.4739 | 22.9127 | 15.6332 | 2022 | 220 | 7.83 | 350 | 3477.1167 | 72.211 | 221118 | -84.6903 | 44.6045 | 41 | 125 | 100 |  | 38 | N | Biomass | Y | N | N | 9999 | N |  | Biomass | 8208 | 7846.0205 | 15541
1832_B_1 | MI | 26045 | LBWL, Erickson Station and Delta Energy Park |  | 4174811 | 34945413 | 1832 | 1 |  |  | B4001 | EU0007 | 124.1125 | 0.15809 | 788.0837 | 4.6869 | 2.3076 | 2755.5019 | 14.8845 | 2022 | 475 | 17 | 335 | 13750.0002 | 60.578 | 221112 | -84.6567 | 42.6922 | 1670 | 125 | 100 |  |  |  |  | Y | N | N |  | N |  |  | 8760 | 6827.1802
54751_B_BLR1 | MI | 26049 | GENESEE POWER STATION LIMITED PARTNERSHIP | Genesee Power Station LP | 6472811 | 17731913 | 54751 | 01 | 54751 | BLR1 | N3570 | EU0009 | 304.6 | 0.002565 | 210.3847 | 4.3441 | 3.6613 | 57.7933 | 14.4644 | 2022 | 220 | 7.83 | 337 | 3330.8 | 69.173 | 221118 | -83.67 | 43.0851 | 523 | 125 | 100 |  | 35 | N | Biomass | Y | N | N | 9999 | N | 54751_G_GEN1;54751_B_BLR1 | Biomass | 7848 | 7839.0996 | 15324
1829_G_5 | MI | 26059 | HILLSDALE CITY OF PUBLIC UTILITIES | Hillsdale | 6056111 | 23807113 |  |  | 1829 | 5 | B7536 | EU0017 | 0.43246 | 0.052302 | 16.827 | 0.27487 | 0.27487 | 0.12257 | 0.7613 | 2022 | 45.5 | 2.5 | 950 | 866.6666 | 176.556 | 221112 | -84.6168 | 41.9072 | 6000 | 125 | 160 |  | 5.6 | N | Natural Gas, Distillate Fuel Oil | N | N | N | 9999 | N |  | Combustion Turbine | 40 |  | 10745
1829_G_4 | MI | 26059 | HILLSDALE CITY OF PUBLIC UTILITIES |  | 6056111 | 23806813 |  |  |  |  | B7536 | EU0016 | 0.14629 | 0.021494 | 7.012 | 0.14405 | 0.14405 | 0.07368 | 0.33135 | 2022 | 45.5 | 2.5 | 1033 | 866.6666 | 176.556 | 221112 | -84.6168 | 41.9072 | 5610 | 125 | 160 |  |  |  |  | N | N | N |  | N |  |  | 40
1875_G_1 | MI | 26063 | THUMB ELECTRIC COOPERATIVE | Ubly | 5984511 | 24542613 |  |  | 1875 | 1 | N3517 | RG0015 | 0.03023 |  | 0.1404 | 0.013022 | 0.013022 | 0.00923 | 0.01146 | 2022 | 42 | 1.5 | 530 | 149.5 | 84.6 | 221112 | -82.9381 | 43.7206 | 1 | 125 | 999 |  | 0.6 | N | Distillate Fuel Oil | N | N | N | 9999 | N |  | Combustion Turbine | 1 |  | 10745
1875_G_8 | MI | 26063 | THUMB ELECTRIC COOPERATIVE | Ubly | 5984511 | 24542713 |  |  | 1875 | 8 | N3517 | RG0021 | 7.5997 |  | 54.0467 | 0.39014 | 0.39014 | 0.017095 | 2.2111 | 2022 | 43 | 1.67 | 790 | 296.6666 | 135.44 | 221112 | -82.9381 | 43.7206 | 2 | 125 | 160 |  | 2.5 | N | Natural Gas, Distillate Fuel Oil | N | N | N | 9999 | N |  | Combustion Turbine | 1 |  | 10745
10328_G_GEN6 | MI | 26065 | Michigan State University | T B Simon Power Plant | 8157711 | 82809813 |  |  | 10328 | GEN6 | K3249 | EU0555 | 17.35 |  | 5.876 | 1.488 | 1.488 | 0.00106 | 0.4734 | 2022 | 157.5 | 6 | 520 | 2737.4167 | 96.816 | 611310 | -84.4843 | 42.7181 | 139 | 148 | 140 |  | 12.6 | N | Natural Gas | N | N | N | 9999 | N |  | Combustion Turbine | 4056 |  | 12369
10328_B_BLR1 | MI | 26065 | Michigan State University | T B Simon Power Plant | 8157711 | 4525513 | 10328 | UNIT1 | 10328 | BLR1 | K3249 | EU0529 | 43.99 | 0.2566 | 22.1545 | 3.981 | 3.981 | 0.3142 | 2.881 | 2022 | 275 | 11 | 325 | 4430 | 46.615 | 611310 | -84.484 | 42.7176 | 330 | 148 | 100 |  | 17 | Y | Natural Gas | Y | N | N | 9999 | N |  | O/G Steam | 4488 | 2753.25 | 8300
10328_B_BLR2 | MI | 26065 | Michigan State University | T B Simon Power Plant | 8157711 | 4525613 | 10328 | UNIT2 | 10328 | BLR2 | K3249 | EU0530 | 62.36 | 0.3638 | 41.9634 | 5.642 | 5.642 | 0.4454 | 4.083 | 2022 | 275 | 11 | 325 | 4430 | 46.615 | 611310 | -84.484 | 42.7176 | 330 | 148 | 100 |  | 17 | Y | Natural Gas | Y | N | N | 9999 | N |  | O/G Steam | 6648 | 3418.25 | 8300
10328_B_BLR3 | MI | 26065 | Michigan State University | T B Simon Power Plant | 8157711 | 4525713 | 10328 | UNIT3 | 10328 | BLR3 | K3249 | EU0531 | 79.12 | 0.4615 | 28.2781 | 7.158 | 7.158 | 0.5651 | 5.18 | 2022 | 275 | 13 | 325 | 5255.0001 | 39.591 | 611310 | -84.4845 | 42.7175 | 460 | 148 | 100 |  | 17 | Y | Natural Gas | Y | N | Y | 9999 | N |  | O/G Steam | 6600 | 2332.48 | 8300
10328_B_BLR4 | MI | 26065 | Michigan State University | T B Simon Power Plant | 8157711 | 4525813 | 10328 | UNIT4 | 10328 | BLR4 | K3249 | EU0532 | 17.35 | 0.1012 | 4.1621 | 1.569 | 1.569 | 0.1239 | 1.136 | 2022 | 275 | 13 | 325 | 5255.0001 | 39.591 | 611310 | -84.4845 | 42.7175 | 460 | 148 | 100 |  | 17 | Y | Natural Gas | Y | N | N | 9999 | N |  | O/G Steam | 2520 | 1091 | 8300
10328_B_BLR6 | MI | 26065 | Michigan State University | T B Simon Power Plant | 8157711 | 82809713 |  |  | 10328 | BLR6 | K3249 | EU0553 | 0 | 0.1726 | 0 | 0.4099 | 0.4099 | 0.03237 | 0.2967 | 2022 | 157.5 | 6 | 520 | 2737.4167 | 96.816 | 611310 | -84.4843 | 42.7181 | 80 | 148 | 100 |  | 17 | Y | Natural Gas | N | Y | N | 9999 | N |  | O/G Steam | 3336 |  | 8300
58427_G_CTG1 | MI | 26065 | LBWL - REO Town Plant | Lansing BWL REO Town Plant | 5985211 | 158074813 | 58427 | 100 | 58427 | CTG1 | B2647 | EU0036 | 106.7 |  | 73.9888 | 7.234 | 7.234 | 0.7717 | 2.737 | 2022 | 160 | 10 | 870 | 9583.3335 | 122.019 | 221112 | -84.5586 | 42.7183 | 430 | 125 | 140 |  | 31 | N | Natural Gas | Y | N | N | 9999 | N | 58427_G_CTG1;58427_G_ST | Combined Cycle | 8760 | 7734.0889 | 5528
58427_G_CTG2 | MI | 26065 | LBWL - REO Town Plant | Lansing BWL REO Town Plant | 5985211 | 158074713 | 58427 | 200 | 58427 | CTG2 | B2647 | EU0037 | 55.07 |  | 85.673 | 5.907 | 5.907 | 0.766 | 2.674 | 2022 | 160 | 10 | 870 | 9583.3335 | 122.019 | 221112 | -84.5586 | 42.7183 | 430 | 125 | 140 |  | 31 | N | Natural Gas | Y | N | N | 9999 | N |  | Combined Cycle | 8760 | 7684.0703 | 5528
55270_G_7EA | MI | 26075 | Consumers Energy Co. - Jackson Generating Station | Jackson Generating Station | 5695811 | 140335313 | 55270 | 7EA | 55270 | 7EA | N6626 | EU0012 | 35.46 |  | 74.7801 | 11.95 | 11.95 | 1.8432 | 5.677 | 2022 | 105 | 15.5 | 294 | 10689.4335 | 56.65 | 221112 | -84.3755 | 42.2464 | 1290 | 125 | 140 |  | 72.5 | N | Natural Gas | Y | N | N | 9999 | N |  | Combined Cycle | 6741 | 6636.5811 | 8213
55270_G_LM1 | MI | 26075 | Consumers Energy Co. - Jackson Generating Station | Jackson Generating Station | 5695811 | 158578213 | 55270 | LM1 | 55270 | LM1 | N6626 | EU0006 | 51.08 |  | 80.2367 | 4.007 | 4.007 | 0.5945 | 2.718 | 2022 | 140 | 9.5 | 296 | 5879.7167 | 82.951 | 221112 | -84.3772 | 42.2464 | 662 | 125 | 140 |  | 46.2 | N | Natural Gas | Y | N | N | 9999 | N | 55270_G_LM1;55270_G_ST1 | Combined Cycle | 5185 | 5188.3735 | 8213
55270_G_LM2 | MI | 26075 | Consumers Energy Co. - Jackson Generating Station | Jackson Generating Station | 5695811 | 158578313 | 55270 | LM2 | 55270 | LM2 | N6626 | EU0007 | 51.56 |  | 79.5353 | 3.927 | 3.927 | 0.5879 | 2.658 | 2022 | 140 | 9.5 | 296 | 5879.7167 | 82.951 | 221112 | -84.377 | 42.2465 | 662 | 125 | 140 |  | 45 | N | Natural Gas | Y | N | N | 9999 | N |  | Combined Cycle | 5270 | 5278.1948 | 8213
55270_G_LM3 | MI | 26075 | Consumers Energy Co. - Jackson Generating Station | Jackson Generating Station | 5695811 | 158578013 | 55270 | LM3 | 55270 | LM3 | N6626 | EU0008 | 54.33 |  | 78.1254 | 3.917 | 3.917 | 0.5767 | 2.661 | 2022 | 140 | 9.5 | 296 | 5879.7167 | 82.951 | 221112 | -84.3769 | 42.2463 | 662 | 125 | 140 |  | 44.3 | N | Natural Gas | Y | N | N | 9999 | N |  | Combined Cycle | 5100 | 5124.2749 | 8213
55270_G_LM4 | MI | 26075 | Consumers Energy Co. - Jackson Generating Station | Jackson Generating Station | 5695811 | 158577813 | 55270 | LM4 | 55270 | LM4 | N6626 | EU0009 | 80.97 |  | 83.217 | 4.238 | 4.238 | 0.6112 | 2.86 | 2022 | 140 | 9.5 | 296 | 5879.7167 | 82.951 | 221112 | -84.3768 | 42.2465 | 662 | 125 | 140 |  | 44.4 | N | Natural Gas | Y | N | N | 9999 | N | 55270_G_ST2;55270_G_LM4 | Combined Cycle | 5253 | 5329.4253 | 8213
55270_G_LM5 | MI | 26075 | Consumers Energy Co. - Jackson Generating Station | Jackson Generating Station | 5695811 | 158577913 | 55270 | LM5 | 55270 | LM5 | N6626 | EU0010 | 72.88 |  | 82.3528 | 4.092 | 4.092 | 0.5883 | 2.755 | 2022 | 140 | 9.5 | 296 | 5879.7167 | 82.951 | 221112 | -84.3767 | 42.2463 | 662 | 125 | 140 |  | 42.9 | N | Natural Gas | Y | N | N | 9999 | N |  | Combined Cycle | 5202 | 5242.686 | 8213
55270_G_LM6 | MI | 26075 | Consumers Energy Co. - Jackson Generating Station | Jackson Generating Station | 5695811 | 158578113 | 55270 | LM6 | 55270 | LM6 | N6626 | EU0011 | 43.58 |  | 80.9111 | 4.147 | 4.147 | 0.608 | 2.806 | 2022 | 140 | 9.5 | 296 | 5879.7167 | 82.951 | 221112 | -84.3766 | 42.2465 | 662 | 125 | 140 |  | 44.6 | N | Natural Gas | Y | N | N | 9999 | N |  | Combined Cycle | 5219 | 5314.4683 | 8213
55101_G_0001 | MI | 26077 | CMS Generation Kalamazoo River Generating Station | Kalamazoo River Generating Station | 5620911 | 19998413 | 55101 | 1 | 55101 | 0001 | N6731 | EU0002 | 51.94 |  | 33.1658 | 4.181 | 4.181 | 0.4364 | 1.33 | 2022 | 60 | 14.5 | 950 | 23683.3338 | 143.422 | 221112 | -85.49 | 42.28 | 1200 | 125 | 120 | 205 | 72 | N | Natural Gas | Y | N | N | 9999 | N |  | Combustion Turbine | 1572 | 1569.5485 | 13029
7984_G_001 | MI | 26079 | Michigan Public Power Agency | Kalkaska CT #1 | 9543911 | 57792713 |  |  | 7984 | 001 | N7113 | RG0005 | 18.45 |  | 19.49 | 1.485 | 1.485 | 0.1396 | 0.4725 | 2022 | 60 | 9.5 | 686 | 2361.5167 | 33.316 | 221112 | -85.2019 | 44.6889 | 319 | 125 | 120 |  | 48.3 | N | Natural Gas | N | N | N | 9999 | N |  | Combustion Turbine | 1280 |  | 10745
50860_B_BLR1 | MI | 26081 | Kent County Waste to Energy Facility | Kent County Waste to Energy Facility | 4151611 | 35916713 |  |  | 50860 | BLR1 | N1604 | EU0012 | 5.3607 | 0.001475 | 121.1008 | 0.81558 | 0.71046 | 6.4618 | 0.34705 | 2022 | 281 | 4.67 | 320 | 1248 | 72.86 | 562213 | -85.6939 | 42.9492 | 130 | 103 | 270 |  | 7.8 | N | MSW | N | Y | N | 9999 | N |  | Municipal Solid Waste | 52 |  | 19383
50860_B_BLR2 | MI | 26081 | Kent County Waste to Energy Facility | Kent County Waste to Energy Facility | 4151611 | 35916813 |  |  | 50860 | BLR2 | N1604 | EU0013 | 6.9045 | 0.001325 | 167.7708 | 1.671 | 1.4521 | 5.8286 | 0.3149 | 2022 | 281 | 4.67 | 320 | 1246.6666 | 72.782 | 562213 | -85.6939 | 42.9492 | 130 | 103 | 270 |  | 7.8 | N | MSW | N | Y | N | 9999 | N |  | Municipal Solid Waste | 8760 |  | 19383
10819_G_GEN1 | MI | 26081 | ADA COGENERATION LLC | Ada Cogeneration LP | 4151711 | 35916313 |  |  | 10819 | GEN1 | N1784 | EU0006 | 13.66 |  | 163.8 | 7.177 | 7.177 | 0.9329 | 0.5524 | 2022 | 70 | 8 | 324 | 1616.6666 | 32.163 | 221112 | -85.4932 | 42.9622 | 292 | 125 | 120 |  | 22 | Y | Natural Gas | N | Y | N | 9999 | N |  | Combined Cycle | 8760 |  | 7783
10819_G_GEN2 | MI | 26081 | ADA COGENERATION LLC | Ada Cogeneration LP | 4151711 | 35916413 |  |  | 10819 | GEN2 | N1784 | EU0008 | 2.207 | 0.5027 | 26.45 | 1.275 | 1.275 | 0.09426 | 0.0892 | 2022 | 70 | 8 | 324 | 1616.6666 | 32.163 | 221112 | -85.4932 | 42.9622 | 45 | 125 | 100 |  | 8 | Y | Natural Gas | N | Y | N | 9999 | N |  | Combined Cycle | 8760 |  | 7783
1734_G_5 | MI | 26099 | DTE Electric Company - Northeast Peaking Facility | Northeast (MI) | 5689511 | 23065913 |  |  | 1734 | 5 | B2808 | EU0003 | 2.411 |  | 9.408 | 0.194 | 0.194 | 0.00829 | 0.06174 | 2022 | [5 empty] | 221112 | -83.0383 | 42.4506 | 267 | 125 | 120 |  | 18 | N | Natural Gas, Distillate Fuel Oil | N | N | N | 9999 | N |  | Combustion Turbine |  |  | 17624
54989_G_GEN1 | MI | 26099 | PINE TREE ACRES, INC. | Pine Tree Acres | 3998311 | 107269313 |  |  | 54989 | GEN1 | N5984 | RG0016 | 333.7 |  | 44.84 | 18.7806 | 18.3309 | 20.9 | 17.98 | 2022 | [5 empty] | 562212 | -82.7479 | 42.7592 |  | 104 | 999 |  | 0.8 | N | Landfill Gas | N | N | N | 9999 | N | 54989_G_GEN8;54989_G_GEN6;54989_G_GEN2;54989_G_GEN9;54989_G_GEN3;54989_G_GEN1;54989_G_GEN7;54989_G_GEN4;54989_G_GEN5 | Landfill Gas | 8760 |  | 13500
50835_B_1 | MI | 26101 | TES Filer City Station |  | 4856911 | 30495913 | 50835 | 1 |  |  |  |  | 81.32 | 0.6922 | 655.8134 | 20.03 | 19.05 | 128.6814 | 1.57 |  | 250 | 6.33 | 178 | 2264.0667 | 71.868 | 221112 | -86.2899 | 44.2172 |  | 125 | 100 |  |  |  |  | Y | N | N |  | N |  |  |  | 8348.4492
50835_B_2 | MI | 26101 | TES Filer City Station |  | 4856911 | 30496313 | 50835 | 2 |  |  | N1685 | EU0011 | 71.69 | 0.7088 | 549.7937 | 22.05 | 19.31 | 129.6958 | 0.7145 | 2022 | 250 | 6.33 | 182 | 2390.1667 | 75.871 | 221112 | -86.2899 | 44.2172 | 384 | 125 | 100 |  |  |  |  | Y | N | N |  | N |  |  | 8568 | 8435.2998
60559_G_MEC1 | MI | 26103 | Marquette Board of Light and Power | Marquette Energy Center | 17975311 | 127692913 |  |  | 60559 | MEC1 | P0668 | RG0001 | 2.8945 |  | 18.442 | 23.8908 | 23.8908 | 0.9355 | 52.5245 | 2022 | 100 | 5.33 | 702 | 1926.95 | 86.255 | 221112 | -87.4373 | 46.5658 |  | 125 | 999 |  | 16.7 | N | Natural Gas, Distillate Fuel Oil | N | N | N | 9999 | N | 60559_G_MEC1;60559_G_MEC3;60559_G_MEC2 | Combustion Turbine | 123 |  | 10745
61392_G_K1 | MI | 26103 | Upper Michigan Energy Resources -F.D. Kuester G.S. | F.D. Kuester Generating Station | 18985211 | 137114013 |  |  | 61392 | K1 | P0797 | EU0008 | 7.855 |  | 9.266 | 1.494 | 1.494 | 0.2035 | 9.673 | 2022 | 130 | 14 | 678 | 14950.0002 | 97.117 | 221112 | -87.5123 | 46.512 | 25800 | 125 | 160 |  | 18.8 | N | Natural Gas | N | N | N | 9999 | N |  | Combustion Turbine | 4956 |  | 10745
61392_G_K2 | MI | 26103 | Upper Michigan Energy Resources -F.D. Kuester G.S. | F.D. Kuester Generating Station | 18985211 | 137114113 |  |  | 61392 | K2 | P0797 | EU0009 | 4.676 |  | 4.558 | 1.759 | 1.759 | 0.1751 | 3.377 | 2022 | 130 | 14 | 678 | 14950.0002 | 97.117 | 221112 | -87.5123 | 46.512 | 25800 | 125 | 160 |  | 18.8 | N | Natural Gas | N | N | N | 9999 | N |  | Combustion Turbine | 4245 |  | 10745
61392_G_K3 | MI | 26103 | Upper Michigan Energy Resources -F.D. Kuester G.S. | F.D. Kuester Generating Station | 18985211 | 137114213 |  |  | 61392 | K3 | P0797 | EU0010 | 8.486 |  | 8.997 | 1.942 | 1.942 | 0.197 | 10.02 | 2022 | 130 | 14 | 678 | 14950.0002 | 97.117 | 221112 | -87.5123 | 46.512 | 25800 | 125 | 160 |  | 18.8 | N | Natural Gas | N | N | N | 9999 | N |  | Combustion Turbine | 4858 |  | 10745
61392_G_K4 | MI | 26103 | Upper Michigan Energy Resources -F.D. Kuester G.S. | F.D. Kuester Generating Station | 18985211 | 137114313 |  |  | 61392 | K4 | P0797 | EU0011 | 4.867 |  | 4.752 | 1.966 | 1.966 | 0.1934 | 4.223 | 2022 | 130 | 14 | 678 | 14950.0002 | 97.117 | 221112 | -87.5123 | 46.512 | 25800 | 125 | 160 |  | 18.8 | N | Natural Gas | N | N | N | 9999 | N |  | Combustion Turbine | 4886 |  | 10745
61392_G_K5 | MI | 26103 | Upper Michigan Energy Resources -F.D. Kuester G.S. | F.D. Kuester Generating Station | 18985211 | 137114413 |  |  | 61392 | K5 | P0797 | EU0012 | 8.678 |  | 9.753 | 2.402 | 2.402 | 0.2376 | 3.736 | 2022 | 130 | 14 | 678 | 14950.0002 | 97.117 | 221112 | -87.5123 | 46.512 | 25800 | 125 | 160 |  | 18.8 | N | Natural Gas | N | N | N | 9999 | N |  | Combustion Turbine | 5265 |  | 10745
61392_G_K6 | MI | 26103 | Upper Michigan Energy Resources -F.D. Kuester G.S. | F.D. Kuester Generating Station | 18985211 | 137114513 |  |  | 61392 | K6 | P0797 | EU0013 | 5.498 |  | 7.384 | 1.821 | 1.821 | 0.2073 | 4.427 | 2022 | 130 | 14 | 678 | 14950.0002 | 97.117 | 221112 | -87.5123 | 46.512 | 25800 | 125 | 160 |  | 18.8 | N | Natural Gas | N | N | N | 9999 | N |  | Combustion Turbine | 4900 |  | 10745
61392_G_K7 | MI | 26103 | Upper Michigan Energy Resources -F.D. Kuester G.S. | F.D. Kuester Generating Station | 18985211 | 137114613 |  |  | 61392 | K7 | P0797 | EU0014 | 7.814 |  | 8.776 | 1.901 | 1.901 | 0.2022 | 6.976 | 2022 | 130 | 14 | 678 | 14950.0002 | 97.117 | 221112 | -87.5123 | 46.512 | 25800 | 125 | 160 |  | 18.8 | N | Natural Gas | N | N | N | 9999 | N |  | Combustion Turbine | 4886 |  | 10745
54915_G_G001 | MI | 26105 | Michigan Power Limited Partnership | Michigan Power LP | 4190311 | 157934113 | 54915 | 1 | 54915 | G001 | N4975 | EU0010 | 15.8 |  | 145.6724 | 16.21 | 16.21 | 3.1119 | 2.213 | 2022 | 100 | 15 | 252 | 14206.4669 | 80.392 | 221112 | -86.4243 | 43.9422 | 1070 | 125 | 120 |  | 58 | Y | Natural Gas | Y | N | N | 9999 | N | 54915_G_G101;54915_G_G001 | Combined Cycle | 8544 | 8526.9609 | 6092
10745_G_BP15 | MI | 26111 | Midland Cogeneration Venture | Midland Cogeneration Venture | 6473711 | 17729813 |  |  | 10745 | BP15 | B6527 | RG0064 | 641 | 2.451 | 72.52 | 5.821 | 5.821 | 0.4757 | 4.213 | 2022 | 150 | 18 | 234 | 13333.3336 | 52.397 | 221112 | -84.2259 | 43.5846 | 13 | 125 | 100 |  | 13.4 | Y | Natural Gas | N | Y | N | 9999 | N |  | Combined Cycle | 880 |  | 7613
10745_G_GT12 | MI | 26111 | Midland Cogeneration Venture | Midland Cogeneration Venture | 6473711 | 17730213 | 10745 | 012 | 10745 | GT12 | B6527 | EU0060 | 0.0175 |  | 323.1178 | 24.87 | 24.87 | 2.4605 | 7.914 | 2022 | 150 | 18 | 234 | 13333.3336 | 52.397 | 221112 | -84.2259 | 43.5846 | 78 | 125 | 140 |  | 88 | Y | Natural Gas | Y | N | N | 9999 | N |  | Combined Cycle | 8760 | 8077.1694 | 7613
10745_G_GT14 | MI | 26111 | Midland Cogeneration Venture | Midland Cogeneration Venture | 6473711 | 17730113 |  |  | 10745 | GT14 | B6527 | RG0063 | 0.107 |  | 2654 | 182.6 | 182.6 | 17.03 | 58.1 | 2022 | 150 | 18 | 248 | 13333.3336 | 52.397 | 221112 | -84.2259 | 43.5846 | 88 | 125 | 120 |  | 88 | Y | Natural Gas | N | Y | N | 9999 | N | 10745_G_GT13;10745_G_GT11;10745_G_GT5;10745_G_GT7;10745_G_GT3;10745_G_GT10;10745_G_GT9;10745_G_GT14;10745_G_GT6;10745_G_GT8;10745_G_GT4 | Combined Cycle | 8760 |  | 7613
10745_G_ST2 | MI | 26111 | Midland Cogeneration Venture | Midland Cogeneration Venture | 6473711 | 82666813 |  |  | 10745 | ST2 | B6527 | RG0073 | 5.732 | 1.622 | 15.1 | 3.853 | 3.853 | 0 | 2.788 | 2022 | 65 | 6.5 | 320 | 4958.3334 | 149.424 | 221112 | -84.2259 | 43.5846 | 2220 | 125 | 100 |  | 380 | Y | Natural Gas | N | Y | N | 9999 | N | 10745_G_ST1;10745_G_ST2 | Combined Cycle | 240 |  | 7613
50770_B_B1 | MI | 26113 | National Energy of McBain LLC | Viking Energy of McBain | 8226611 | 6629413 |  |  | 50770 | B1 | N1160 | EU0003 | 55.0235 | 0.0043 | 148.6545 | 14.3853 | 14.3853 | 177.4758 | 0.548 | 2022 | 150 | 6 | 337 | 1766.6667 | 62.483 | 221118 | -85.2202 | 44.204 | 230 | 125 | 100 |  | 16.3 | N | Biomass | N | N | N | 9999 | N |  | Biomass | 8232 |  | 13500
1733_B_1 | MI | 26115 | DTE Electric Company - Monroe Power Plant | Monroe (MI) | 7888311 | 3285413 | 1733 | 1 | 1733 | 1 | B2816 | EU0062 | 1154.225 | 0 | 1306.7089 | 18.7484 | 9.3316 | 1100.3082 | 34.6081 | 2022 | 579 | 28 | 120 | 35833.334 | 58.194 | 221112 | -83.3459 | 41.8897 | 7620 | 125 | 100 |  | 758 | N | Bituminous, Subbituminous | Y | N | N | 2029 | N |  | Coal Steam | 7848 | 7858.5508 | 10181
1733_B_2 | MI | 26115 | DTE Electric Company - Monroe Power Plant | Monroe (MI) | 7888311 | 3285113 | 1733 | 2 | 1733 | 2 | B2816 | EU0068 | 572.515 | 0.1747 | 983.5384 | 18.1247 | 9.0281 | 792.3864 | 3.4147 | 2022 | 579 | 28 | 120 | 35833.334 | 58.194 | 221112 | -83.346 | 41.8897 | 7620 | 125 | 100 |  | 773 | N | Bituminous, Subbituminous | Y | N | N | 2029 | N |  | Coal Steam | 5376 | 5374.5396 | 10223
1733_B_3 | MI | 26115 | DTE Electric Company - Monroe Power Plant | Monroe (MI) | 7888311 | 3285313 | 1733 | 3 | 1733 | 3 | B2816 | EU0063 | 366.274 | 0.2248 | 1292.233 | 18.6684 | 9.3668 | 800.1015 | 4.0212 | 2022 | 579 | 28 | 120 | 35833.334 | 58.194 | 221112 | -83.3439 | 41.8904 | 7620 | 125 | 100 |  | 773 | N | Bituminous, Subbituminous, Petroleum Coke | Y | N | N | 2029 | N |  | Coal Steam | 7080 | 7087.0605 | 10180
1733_B_4 | MI | 26115 | DTE Electric Company - Monroe Power Plant | Monroe (MI) | 7888311 | 3285213 | 1733 | 4 | 1733 | 4 | B2816 | EU0064 | 109.7945 | 0.1854 | 1313.1496 | 14.2439 | 7.1164 | 887.1815 | 4.4678 | 2022 | 579 | 28 | 120 | 35833.334 | 58.194 | 221112 | -83.344 | 41.8903 | 7620 | 125 | 100 | 128&139&141&205 | 762 | N | Bituminous, Subbituminous, Petroleum Coke | Y | N | N | 2029 | N |  | Coal Steam | 6696 | 6699.5498 | 10154
1881_G_8 | MI | 26117 | Wolverine Power, Vestaburg Power Plant | Vestaburg | 5215711 | 25695913 |  |  | 1881 | 8 | N6249 | EU0006 | 2.897 |  | 16.62 | 0.2332 | 0.2332 | 0.1178 | 0.07419 | 2022 | 39 | 12.8 | 870 | 11176.6668 | 86.857 | 221112 | -84.9141 | 43.4013 | 351 | 125 | 120 |  | 18.5 | N | Natural Gas, Distillate Fuel Oil | N | N | N | 9999 | N |  | Combustion Turbine | 3 |  | 16074
55402_G_CT1 | MI | 26117 | DTE Electric Company - Renaissance Power Plant | Renaissance Power Plant | 7836711 | 2844313 |  |  | 55402 | CT1 | N6873 | RG0015 | 51.96 |  | 100.7 | 11.14 | 11.14 | 1.1 | 1.425 | 2022 | 60 | 20 | 1100 | 45616.6675 | 145.202 | 221112 | -84.844 | 43.186 | 1590 | 125 | 120 |  | 163 | N | Natural Gas | Y | N | N | 9999 | N | 55402_G_CT2;55402_G_CT3;55402_G_CT1;55402_G_CT4 | Combustion Turbine | 800 |  | 11042
10346_B_BOIL01 | MI | 26119 | HILLMAN POWER CO |  | 5216811 | 25694213 |  |  |  |  | N1266 | EU0003 | 20.5784 | 0.00051 | 10.656 | 2.2896 | 2.2896 | 4.2901 | 0.74088 | 2021 | 142 | 6 | 321 | 1346.4333 | 47.62 | 221117 | -83.8931 | 45.0681 | 300 | 125 | 100 |  |  |  |  | N | N | N |  | N |  |  | 720
1730_G_3 | MI | 26125 | DTE Electric Company - Hancock Peaking Facility | Hancock | 6093411 | 99478913 | 1730 | CTG122 | 1730 | 3 | B2805 | RG0017 | 5.286 |  | 45.1484 | 0.4254 | 0.4254 | 0.0309 | 0.1354 | 2022 | 40 | 2 | 250 | -1 | 50 | 221112 | -83.4432 | 42.5489 | 514 | 125 | 120 |  | 17 | N | Natural Gas | Y | N | N | 9999 | N | 1730_G_3;1730_G_4 | Combustion Turbine | 238 | 234.51 | 16032
1730_G_5 | MI | 26125 | DTE Electric Company - Hancock Peaking Facility | Hancock | 6093411 | 23775913 | 1730 | CTG121 | 1730 | 5 | B2805 | RG0016 | 5.015 |  | 43.1458 | 0.4036 | 0.4036 | 0.0324 | 0.1284 | 2022 | 40 | 2 | 250 | -1 | 50 | 221112 | -83.4432 | 42.5489 | 40 | 125 | 120 |  | 32 | N | Natural Gas | Y | N | N | 9999 | N | 1730_G_5;1730_G_6 | Combustion Turbine | 217 | 216.45 | 16075
57405_G_GEN1 | MI | 26125 | EAGLE VALLEY LANDFILL | Eagle Valley (MI) | 6664511 | 99482513 |  |  | 57405 | GEN1 | N3845 | RG0001 | 112.2 |  | 21 | 15.6853 | 15.3097 | 9.122 | 4.199 | 2022 | [5 empty] | 562212 | -83.2549 | 42.7259 |  | 104 | 999 |  | 1.6 | N | Landfill Gas | N | N | N | 9999 | N | 57405_G_GEN2;57405_G_GEN1 | Landfill Gas | 8760 |  | 13500
10148_B_BLR 1 | MI | 26131 | WHITE PINE ELECTRIC POWER LLC |  | 7870111 | 3372213 |  |  |  |  | B1966 | EU0083 | 0 | 0 | 0 | 0 | 0 | 0 | 0 | 2022 | 154 | 8 | 121 | 1081.55 | 21.517 | 221112 | -89.5675 | 46.7648 | 222 | 125 | 100 |  |  |  |  | N | N | N |  | N |  |  | 504
10148_B_BLR 2 | MI | 26131 | WHITE PINE ELECTRIC POWER LLC |  | 7870111 | 3372613 |  |  |  |  | B1966 | EU0084 | 0 | 0 | 0 | 0 | 0 | 0 | 0 | 2022 | 154 | 8 | 121 | 1081.55 | 21.517 | 221112 | -89.5674 | 46.7649 | 222 | 125 | 100 |  |  |  |  | N | N | N |  | N |  |  | 360
1877_G_10 | MI | 26133 | Wolverine Power Supply - Hersey | George Johnson | 7824811 | 2847613 |  |  | 1877 | 10 | N5760 | EU0021 | 9.693 |  | 14.24 | 0.7801 | 0.7801 | 0.405 | 0.2482 | 2022 | 140 | 3.75 | 928 | 6928.3334 | 627.302 | 221112 | -85.4264 | 43.84 | 286 | 125 | 120 | 205 | 24.3 | N | Natural Gas | N | N | N | 9999 | N |  | Combustion Turbine | 800 |  | 11336
59926_G_AI1 | MI | 26137 | Wolverine Power Supply Co-op - Alpine Power Plant | Alpine Power Plant | 17884311 | 125795413 | 59926 | AL1 | 59926 | AI1 | P0582 | EU0003 | 12.36 |  | 65.5283 | 9.22 | 9.22 | 1.8786 | 0.3073 | 2022 | 85 | 22 | 1093 | 41378.8508 | 108.854 | 221112 | -84.8266 | 45.0638 | 2040 | 125 | 120 |  | 202.6 | N | Natural Gas | Y | N | N | 9999 | N |  | Combustion Turbine | 3870 | 3690.2507 | 11159
59926_G_AI2 | MI | 26137 | Wolverine Power Supply Co-op - Alpine Power Plant | Alpine Power Plant | 17884311 | 125795513 | 59926 | AL2 | 59926 | AI2 | P0582 | EU0004 | 39.84 |  | 41.3889 | 9.496 | 9.496 | 1.1022 | 0.03724 | 2022 | 85 | 22 | 1093 | 41378.8508 | 108.854 | 221112 | -84.8266 | 45.0642 | 2040 | 125 | 120 |  | 202.6 | N | Natural Gas | Y | N | N | 9999 | N |  | Combustion Turbine | 2088 | 2130.5593 | 11166
7932_G_1 | MI | 26137 | Wolverine Power, Gaylord Generating Station | Gaylord - Wolverine | 8062511 | 7179513 |  |  | 7932 | 1 | N6833 | EU0001 | 8.627 |  | 36.42 | 0.6944 | 0.6944 | 0.3858 | 0.2209 | 2022 | 45 | 12.85 | 900 | 9933.3335 | 76.6 | 221112 | -84.7217 | 45.0045 | 351 | 125 | 120 |  | 20.2 | N | Natural Gas | N | N | N | 9999 | N |  | Combustion Turbine | 1080 |  | 16100
7932_G_2 | MI | 26137 | Wolverine Power, Gaylord Generating Station | Gaylord - Wolverine | 8062511 | 7179613 |  |  | 7932 | 2 | N6833 | EU0002 | 14.09 |  | 57.25 | 1.134 | 1.134 | 0.6299 | 0.3608 | 2022 | 45 | 12.85 | 900 | 9933.3335 | 76.6 | 221112 | -84.7217 | 45.0045 | 351 | 125 | 120 |  | 20.2 | N | Natural Gas | N | N | N | 9999 | N |  | Combustion Turbine | 1080 |  | 16100
7932_G_3 | MI | 26137 | Wolverine Power, Gaylord Generating Station | Gaylord - Wolverine | 8062511 | 7179713 |  |  | 7932 | 3 | N6833 | EU0003 | 3.825 |  | 14.04 | 0.3079 | 0.3079 | 0.1711 | 0.09796 | 2022 | 45 | 12.85 | 900 | 9933.3335 | 76.6 | 221112 | -84.7217 | 45.0045 | 351 | 125 | 120 |  | 20.2 | N | Natural Gas | N | N | N | 9999 | N |  | Combustion Turbine | 1080 |  | 16100
55087_G_1A | MI | 26139 | Consumers Energy Co. - Zeeland Generating Station | Zeeland Generating Station | 7087211 | 158090513 | 55087 | CC1 | 55087 | 1A | N6521 | EU0001 | 20.85 |  | 57.3065 | 6.878 | 6.878 | 1.0672 | 1.38 | 2022 | 105 | 16.33 | 1140 | 34919.034 | 166.657 | 221112 | -85.9989 | 42.8195 | 1930 | 125 | 120 |  | 159.4 | N | Natural Gas | Y | N | N | 9999 | N |  | Combustion Turbine | 2067 | 2129.9897 | 11966
55087_G_1B | MI | 26139 | Consumers Energy Co. - Zeeland Generating Station | Zeeland Generating Station | 7087211 | 158090713 | 55087 | CC2 | 55087 | 1B | N6521 | EU0002 | 30.26 |  | 95.6 | 6.606 | 6.606 | 1.7643 | 0.9792 | 2022 | 105 | 16.33 | 1097 | 37006.8174 | 176.621 | 221112 | -85.9989 | 42.8195 | 1930 | 125 | 120 |  | 158.8 | N | Natural Gas | Y | N | N | 9999 | N |  | Combustion Turbine | 3528 | 3428.053 | 11966
55087_G_2A | MI | 26139 | Consumers Energy Co. - Zeeland Generating Station | Zeeland Generating Station | 7087211 | 158090413 | 55087 | CC3 | 55087 | 2A | N6521 | EU0003 | 42.52 | 24.85 | 73.1989 | 20.99 | 20.99 | 3.8852 | 4.791 | 2022 | 175 | 16.75 | 216 | 16653.6336 | 75.577 | 221112 | -85.9989 | 42.8195 | 1930 | 125 | 140 |  | 155.5 | N | Natural Gas | Y | N | N | 9999 | N | 55087_G_2A;55087_G_2C | Combined Cycle | 7199 | 7109.749 | 7272
55087_G_2B | MI | 26139 | Consumers Energy Co. - Zeeland Generating Station | Zeeland Generating Station | 7087211 | 158090613 | 55087 | CC4 | 55087 | 2B | N6521 | EU0004 | 43.78 | 26.87 | 70.0856 | 15.76 | 15.76 | 3.9371 | 0.8795 | 2022 | 175 | 16.75 | 223 | 18010.4503 | 81.734 | 221112 | -85.9989 | 42.8195 | 1930 | 125 | 140 |  | 154 | N | Natural Gas | Y | N | N | 9999 | N |  | Combined Cycle | 7176 | 7029.5093 | 7272
59093_G_10 | MI | 26139 | HOLLAND BOARD OF PUBLIC WORKS-Holland Energy Park | Holland Energy Park | 17974611 | 127690713 | 59093 | 10 | 59093 | 10 | P0465 | EU0006 | 3.631 |  | 17.591 | 2.191 | 2.191 | 0.7786 | 3.414 | 2022 | 160 | 9.58 | 209 | 4748.4 | 65.83 | 221112 | -86.0908 | 42.7925 | 593 | 125 | 140 |  | 43.1 | Y | Natural Gas | Y | N | N | 9999 | N | 59093_G_12;59093_G_10 | Combined Cycle | 8760 | 7784.1206 | 7285
59093_G_11 | MI | 26139 | HOLLAND BOARD OF PUBLIC WORKS-Holland Energy Park | Holland Energy Park | 17974611 | 127690813 | 59093 | 11 | 59093 | 11 | P0465 | EU0007 | 3.415 |  | 14.8575 | 1.737 | 1.737 | 0.6212 | 2.707 | 2022 | 160 | 9.58 | 209 | 4748.4 | 65.83 | 221112 | -86.0908 | 42.7925 | 593 | 125 | 140 |  | 43.1 | Y | Natural Gas | Y | N | N | 9999 | N |  | Combined Cycle | 8760 | 6221.8804 | 7285
1710_B_3 | MI | 26139 | J. H. Campbell Plant |  | 8125511 | 6964313 | 1710 | 3 |  |  | B2835 | EU0062 | 673.6 | 5.923 | 1335.9358 | 95.08 | 90.06 | 1368.9395 | 80.67 | 2022 | 642 | 27.25 | 299 | 48211.6676 | 82.666 | 221112 | -86.2037 | 42.912 | 8240 | 125 | 100 |  |  |  |  | Y | N | N |  | N |  |  | 7080 | 7068.0708
1710_B_1 | MI | 26139 | J. H. Campbell Plant |  | 8125511 | 6964113 | 1710 | 1 |  |  | B2835 | EU0059 | 204.192 | 0.236 | 1223.139 | 77.17 | 74.84 | 2005.1148 | 24.4537 | 2022 | 400 | 19 | 278 | 36006.6673 | 126.995 | 221112 | -86.2034 | 42.9103 | 2490 | 125 | 100 |  |  |  |  | Y | N | N |  | N |  |  | 6504 | 6495.96
1710_B_2 | MI | 26139 | J. H. Campbell Plant |  | 8125511 | 6964413 | 1710 | 2 |  |  | B2835 | EU0061 | 227.3579 | 7.378 | 465.2926 | 45.9 | 42.15 | 2142.8984 | 27.2177 | 2022 | 400 | 19 | 278 | 36006.6673 | 126.995 | 221112 | -86.2034 | 42.9103 | 3560 | 125 | 100 |  |  |  |  | Y | N | N |  | N |  |  | 3600 | 6794.4702
6356_G_1 | MI | 26139 | HOLLAND BOARD OF PUBLIC WORKS |  | 7087011 | 14146113 |  |  |  |  | N6000 | EU0001 | 0.000425 |  | 0.07686 | 0.00145 | 0.00142 | 0.00463 | 5.5e-05 | 2022 | 35 | 12 | 925 | 3700 | 32.715 | 221112 | -86.1098 | 42.793 | 313 |  | 120 |  |  |  |  | N | N | N |  | N |  |  | 5
6034_B_1 | MI | 26147 | ST. CLAIR / BELLE RIVER POWER PLANT | Belle River | 7239111 | 7534713 | 6034 | 1 | 6034 | 1 | B2796 | EU0119 | 10861.435 | 0.2296 | 2939.0396 | 20.9823 | 10.3299 | 8208.2021 | 48.7274 | 2022 | 665 | 25.5 | 290 | 46000.0009 | 90.072 | 221112 | -82.4939 | 42.7753 | 635 | 125 | 100 |  | 635 | N | Subbituminous | Y | N | N | 9999 | N |  | Coal Steam | 5736 | 5745.6895 | 10336
6034_B_2 | MI | 26147 | ST. CLAIR / BELLE RIVER POWER PLANT | Belle River | 7239111 | 7535613 | 6034 | 2 | 6034 | 2 | B2796 | EU0120 | 574.786 | 0.4138 | 4311.4608 | 7.2864 | 3.5872 | 12370.6405 | 68.7634 | 2022 | 665 | 25.5 | 290 | 46000.0009 | 90.072 | 221112 | -82.495 | 42.7756 | 635 | 125 | 100 |  | 635 | N | Subbituminous | Y | N | N | 9999 | N |  | Coal Steam | 7776 | 7766.8394 | 10284
6035_B_1 | MI | 26147 | DTE Electric Company - Greenwood Energy Center | Greenwood (MI) | 7239211 | 7533413 | 6035 | 1 | 6035 | 1 | B6145 | EU0009 | 143.2775 | 5.4652 | 214.7803 | 13.1717 | 13.1595 | 1.5356 | 9.3823 | 2022 | 496 | 23.25 | 290 | 38216.6674 | 90.015 | 221112 | -82.6965 | 43.1055 | 785 | 125 | 100 |  | 785 | N | Natural Gas, Distillate Fuel Oil | Y | N | N | 9999 | N |  | O/G Steam | 2336 | 1755.4801 | 10625
1743_G_11 | MI | 26147 | ST. CLAIR / BELLE RIVER POWER PLANT | St Clair | 7239111 | 7536013 |  |  | 1743 | 11 | B2796 | EU0116 | 1.734 |  | 6.767 | 0.1396 | 0.1396 | 0.003975 | 0.04441 | 2022 | 65 | 4 | 300 | -1 | 50 | 221112 | -82.4855 | 42.7687 | 23 | 125 | 120 |  | 19 | N | Natural Gas, Distillate Fuel Oil | N | N | N | 9999 | N |  | Combustion Turbine | 183 |  | 15477
55718_G_GT1 | MI | 26147 | ST. CLAIR / BELLE RIVER POWER PLANT | Dean | 7239111 | 7536213 | 55718 | 1 | 55718 | GT1 | B2796 | EU0182 | 6.505 |  | 14.049 | 1.079 | 1.079 | 0.2953 | 0.957 | 2022 | 65 | 4 | 300 | -1 | 50 | 221112 | -82.4855 | 42.7687 | 82.4 | 125 | 120 |  | 78 | N | Natural Gas | Y | N | N | 9999 | N |  | Combustion Turbine | 1020 | 1019.0302 | 12023
55718_G_GT2 | MI | 26147 | ST. CLAIR / BELLE RIVER POWER PLANT | Dean | 7239111 | 7535913 | 55718 | 2 | 55718 | GT2 | B2796 | EU0178 | 9.822 |  | 12.6398 | 0.7794 | 0.7794 | 0.2947 | 0.9516 | 2022 | 65 | 4 | 300 | -1 | 50 | 221112 | -82.4855 | 42.7687 | 82.4 | 125 | 120 |  | 78 | N | Natural Gas | Y | N | N | 9999 | N |  | Combustion Turbine | 1020 | 1016.65 | 12023
55718_G_GT3 | MI | 26147 | ST. CLAIR / BELLE RIVER POWER PLANT | Dean | 7239111 | 7534613 | 55718 | 3 | 55718 | GT3 | B2796 | EU0179 | 12.89 |  | 15.8737 | 0.8035 | 0.8035 | 0.3687 | 1.196 | 2022 | 65 | 4 | 300 | -1 | 50 | 221112 | -82.4855 | 42.7687 | 82.4 | 125 | 120 |  | 78 | N | Natural Gas | Y | N | N | 9999 | N |  | Combustion Turbine | 1270 | 1270.9498 | 12023
55718_G_GT4 | MI | 26147 | ST. CLAIR / BELLE RIVER POWER PLANT | Dean | 7239111 | 7536113 | 55718 | 4 | 55718 | GT4 | B2796 | EU0180 | 6.904 |  | 17.5668 | 1.606 | 1.606 | 0.3524 | 1.107 | 2022 | 65 | 4 | 300 | -1 | 50 | 221112 | -82.4855 | 42.7687 | 82.4 | 125 | 120 |  | 78 | N | Natural Gas | Y | N | N | 9999 | N |  | Combustion Turbine | 1220 | 1222.2101 | 12024
6034_G_12-1 | MI | 26147 | ST. CLAIR / BELLE RIVER POWER PLANT | Belle River | 7239111 | 7536413 | 6034 | CTG121 | 6034 | 12-1 | B2796 | EU0168 | 2.068 |  | 5.1184 | 0.7932 | 0.7932 | 0.0939 | 0.3186 | 2022 | 65 | 4 | 300 | -1 | 50 | 221112 | -82.4855 | 42.7687 | 82.4 | 125 | 120 |  | 75 | N | Natural Gas | Y | N | N | 9999 | N |  | Combustion Turbine | 340 | 338.09 | 12234
6034_G_12-2 | MI | 26147 | ST. CLAIR / BELLE RIVER POWER PLANT | Belle River | 7239111 | 7536513 | 6034 | CTG122 | 6034 | 12-2 | B2796 | EU0169 | 0.1255 |  | 6.491 | 1.145 | 1.145 | 0.117 | 0.3938 | 2022 | 65 | 4 | 300 | -1 | 50 | 221112 | -82.4855 | 42.7687 | 82.4 | 125 | 120 |  | 75 | N | Natural Gas | Y | N | N | 9999 | N |  | Combustion Turbine | 420 | 417.64 | 12234
6034_G_13-1 | MI | 26147 | ST. CLAIR / BELLE RIVER POWER PLANT | Belle River | 7239111 | 7536613 | 6034 | CTG131 | 6034 | 13-1 | B2796 | EU0170 | 6.414 |  | 5.9408 | 1.017 | 1.017 | 0.1173 | 0.3967 | 2022 | 65 | 4 | 300 | -1 | 50 | 221112 | -82.4855 | 42.7687 | 82.4 | 125 | 120 |  | 74 | N | Natural Gas | Y | N | N | 9999 | N |  | Combustion Turbine | 420 | 415.7901 | 12234
6035_G_11-1 | MI | 26147 | DTE Electric Company - Greenwood Energy Center | Greenwood (MI) | 7239211 | 7532913 | 6035 | CTG111 | 6035 | 11-1 | B6145 | EU0017 | 6.471 |  | 8.8384 | 0.8945 | 0.8945 | 0.1838 | 0.6421 | 2022 | 56 | 14.75 | 998 | 6268.9167 | 36.688 | 221112 | -82.697 | 43.102 | 82.4 | 125 | 120 |  | 75 | N | Natural Gas | Y | N | N | 9999 | N |  | Combustion Turbine | 665 | 662.95 | 12084
6035_G_11-2 | MI | 26147 | DTE Electric Company - Greenwood Energy Center | Greenwood (MI) | 7239211 | 7533013 | 6035 | CTG112 | 6035 | 11-2 | B6145 | EU0018 | 13.71 |  | 10.212 | 1.433 | 1.433 | 0.2067 | 0.7128 | 2022 | 56 | 14.75 | 998 | 6268.9167 | 36.688 | 221112 | -82.697 | 43.1016 | 82.4 | 125 | 120 |  | 75 | N | Natural Gas | Y | N | N | 9999 | N |  | Combustion Turbine | 730 | 730.95 | 12084
6035_G_11-3 | MI | 26147 | DTE Electric Company - Greenwood Energy Center | Greenwood (MI) | 7239211 | 7533113 | 6035 | CTG121 | 6035 | 11-3 | B6145 | EU0019 | 10.73 |  | 8.6967 | 0.4001 | 0.4001 | 0.2074 | 0.7209 | 2022 | 56 | 14.75 | 998 | 6268.9167 | 36.688 | 221112 | -82.697 | 43.1011 | 82.4 | 125 | 120 |  | 74 | N | Natural Gas | Y | N | N | 9999 | N |  | Combustion Turbine | 735 | 736.4398 | 12084
1743_B_7 | MI | 26147 | ST. CLAIR / BELLE RIVER POWER PLANT |  | 7239111 | 7538213 | 1743 | 7 |  |  | B2796 | EU0111 | 118.839 | 0.2142 | 685.8424 | 5.4932 | 3.0162 | 2956.6582 | 14.1535 | 2022 | 599 | 16 | 307 | 29350.0005 | 145.975 | 221112 | -82.4855 | 42.7687 | 450 | 125 | 100 |  |  |  |  | Y | N | N |  | N |  |  | 3096 | 3089.1099
1743_B_6 | MI | 26147 | ST. CLAIR / BELLE RIVER POWER PLANT |  | 7239111 | 7539613 | 1743 | 6 |  |  | B2796 | EU0110 | 76.466 | 0.3795 | 430.2669 | 1.3993 | 0.76849 | 2121.2207 | 9.4862 | 2022 | 425 | 13.25 | 300 | 18066.667 | 131.026 | 221112 | -82.4715 | 42.7639 | 320 | 125 | 100 | 128&205 |  |  |  | Y | N | N |  | N |  |  | 3720 | 2746.4302
1743_B_2 | MI | 26147 | ST. CLAIR / BELLE RIVER POWER PLANT |  | 7239111 | 7540013 | 1743 | 2 |  |  | B2796 | EU0106 | 11.3191 | 0.1306 | 375.1737 | 0.50748 | 0.24997 | 755.0892 | 3.8828 | 2022 | 599 | 13.33 | 330 | 12533.3335 | 89.808 | 221112 | -82.4722 | 42.7617 | 162 | 125 | 100 |  |  |  |  | Y | N | N |  | N |  |  | 2304 | 2309.05
1743_B_3 | MI | 26147 | ST. CLAIR / BELLE RIVER POWER PLANT |  | 7239111 | 7539913 | 1743 | 3 |  |  | B2796 | EU0107 | 27.285 | 0.1739 | 269.7211 | 1.1052 | 0.54457 | 439.8388 | 3.0249 | 2022 | 599 | 13.33 | 330 | 12533.3335 | 89.808 | 221112 | -82.4722 | 42.7617 | 168 | 125 | 100 |  |  |  |  | Y | N | N |  | N |  |  | 1920 | 1795.3501
1855_G_1 | MI | 26149 | Sturgis Municipal Power Plant |  | 6356811 | 15701413 |  |  |  |  | B7287 | EU0009 | 0.3234 | 0.034584 | 11.73 | 0.37254 | 0.37254 | 0.002496 | 0.6169 | 2022 | 38 | 2.5 | 860 | 85 | 17.316 | 221112 | -85.4262 | 41.7991 | 8300 | 125 | 160 |  |  |  |  | N | N | N |  | N |  |  | 7
55297_G_1 | MI | 26159 | New Covert Generating Company, LLC | New Covert Generating Facility | 9510111 | 57848113 | 55297 | 001 | 55297 | 1 | N6767 | RG0019 | 3.396 |  | 64.0853 | 22.6 | 22.6 | 5.7463 | 2.2 | 2022 | 160 | 22.08 | 189 | 23183.1337 | 60.528 | 221112 | -86.2925 | 42.3232 | 2930 | 125 | 140 | 109&139&205 | 226.2 | N | Natural Gas | Y | N | N | 9999 | N | 55297_G_1A;55297_G_1 | Combined Cycle | 7705 | 7969.1001 | 7131
55297_G_2 | MI | 26159 | New Covert Generating Company, LLC | New Covert Generating Facility | 9510111 | 57848213 | 55297 | 002 | 55297 | 2 | N6767 | RG0020 | 7.274 |  | 58.5898 | 27.1 | 27.1 | 5.2461 | 1.1 | 2022 | 160 | 22.08 | 188 | 22642.8837 | 59.117 | 221112 | -86.2925 | 42.3232 | 2930 | 125 | 140 |  | 225.5 | N | Natural Gas | Y | N | N | 9999 | N | 55297_G_2;55297_G_2A | Combined Cycle | 7682 | 7787.2798 | 7131
55297_G_3 | MI | 26159 | New Covert Generating Company, LLC | New Covert Generating Facility | 9510111 | 57848313 | 55297 | 003 | 55297 | 3 | N6767 | RG0021 | 6.02 |  | 52.0376 | 29.1 | 29.1 | 4.6546 | 1.1 | 2022 | 160 | 22.08 | 191 | 21624.5504 | 56.458 | 221112 | -86.2925 | 42.3232 | 2930 | 125 | 140 |  | 224.8 | N | Natural Gas | Y | N | N | 9999 | N | 55297_G_3A;55297_G_3 | Combined Cycle | 6739 | 6762.2515 | 7131
50431_G_TG1 | MI | 26161 | UNIVERSITY OF MICHIGAN | University of Michigan | 8146111 | 6974513 |  |  | 50431 | TG1 | M0675 | RG0216 | 29.6615 |  | 85.2865 | 3.0775 | 3.0775 | 0.371 | 1.982 | 2022 | 159 | 14 | 290 | 2884.8167 | 18.74 | 611310 | -83.7312 | 42.2839 | 11 | 148 | 120 |  | 11.5 | Y | Natural Gas, Distillate Fuel Oil | N | Y | N | 9999 | N |  | Combined Cycle | 36 |  | 5500
50431_G_TG10 | MI | 26161 | UNIVERSITY OF MICHIGAN | University of Michigan | 8146111 | 6974313 |  |  | 50431 | TG10 | M0675 | RG0215 | 19.33 | 0.1127 | 46.73 | 1.749 | 1.749 | 0.1381 | 1.265 | 2022 | 242 | 14 | 306 | 1476.6666 | 9.593 | 611310 | -83.7345 | 42.2811 | 3 | 148 | 100 |  | 3.5 | Y | Natural Gas, Distillate Fuel Oil | N | Y | N | 9999 | N |  | Combined Cycle | 8760 |  | 5500
55596_G_0001 | MI | 26161 | Arbor Hills Landfill, Inc. | GRS Arbor Hills | 6940911 | 14044213 |  |  | 55596 | 0001 | N2688 | EU0020 | 2.284 |  | 4.612 | 1.106 | 1.096 | 3.655 | 0.041 | 2022 | 45 | 4 | 960 | 562 | 44.723 | 562212 | -83.5575 | 42.3969 | 58.7 | 104 | 120 |  | 3.8 | N | Landfill Gas | N | N | N | 9999 | N |  | Landfill Gas | 8760 |  | 15057
55596_G_0002 | MI | 26161 | Arbor Hills Landfill, Inc. | GRS Arbor Hills | 6940911 | 124476513 |  |  | 55596 | 0002 | N2688 | EU0030 | 13.48 |  | 10.64 | 2.067 | 2.0484 | 9.675 | 0.1705 | 2022 | 45 | 4 | 300 | 635.2833 | 50.6 | 562212 | -83.5575 | 42.3969 | 58.7 | 104 | 120 |  | 3.8 | N | Landfill Gas | N | N | N | 9999 | N |  | Landfill Gas | 8760 |  | 15057
55596_G_0003 | MI | 26161 | Arbor Hills Landfill, Inc. | GRS Arbor Hills | 6940911 | 124476613 |  |  | 55596 | 0003 | N2688 | EU0031 | 9.534 |  | 22.43 | 3.657 | 3.6241 | 20.48 | 0.108 | 2022 | 45 | 4 | 300 | 635.2833 | 50.6 | 562212 | -83.5575 | 42.3969 | 58.7 | 104 | 120 |  | 3.8 | N | Landfill Gas | N | N | N | 9999 | N |  | Landfill Gas | 8760 |  | 15057
55596_G_0004 | MI | 26161 | Arbor Hills Landfill, Inc. | GRS Arbor Hills | 6940911 | 82780713 |  |  | 55596 | 0004 | N2688 | EU0024 | 22.94 |  | 19.65 | 10.6631 | 10.6546 | 20.2 | 0.3855 | 2022 | 50 | 3.5 | 960 | 657.6166 | 68.4 | 562212 | -83.5575 | 42.3969 | 61.4 | 104 | 120 |  | 7.6 | N | Landfill Gas | N | N | N | 9999 | N |  | Landfill Gas | 8760 |  | 15057
55088_B_EUCTG1 | MI | 26163 | DEARBORN INDUSTRIAL GENERATION | Dearborn Industrial Generation | 7778711 | 3631313 | 55088 | BL1100 | 55088 | EUCTG1 | N6631 | EU0004 | 0.8275 | 0.0675 | 37.6921 | 19.2225 | 19.2225 | 267.9665 | 0.108 | 2022 | 185 | 10.5 | 277 | 4380 | 50.583 | 221112 | -83.1522 | 42.3042 | 763 | 125 | 200 |  | 83 | Y | Fossil Waste | Y | N | N | 9999 | N |  | Fossil Waste | 576 | 6693.5 | 4746
55088_B_EUCTG2 | MI | 26163 | DEARBORN INDUSTRIAL GENERATION | Dearborn Industrial Generation | 7778711 | 3631413 | 55088 | BL2100 | 55088 | EUCTG2 | N6631 | EU0005 | 0.508 | 0.1375 | 31.752 | 13.9465 | 13.9465 | 246.4262 | 0.1975 | 2022 | 185 | 10.5 | 277 | 4380 | 50.583 | 221112 | -83.1522 | 42.3043 | 763 | 125 | 200 |  | 83 | Y | Fossil Waste | Y | N | N | 9999 | N |  | Fossil Waste | 792 | 5953.25 | 4746
55088_B_EUCTG3 | MI | 26163 | DEARBORN INDUSTRIAL GENERATION | Dearborn Industrial Generation | 7778711 | 3631213 | 55088 | BL3100 | 55088 | EUCTG3 | N6631 | EU0006 | 1.2 | 0.073 | 32.8899 | 12.623 | 12.623 | 242.4128 | 0.145 | 2022 | 185 | 10.5 | 277 | 4380 | 50.583 | 221112 | -83.1523 | 42.3044 | 763 | 125 | 200 |  | 83 | Y | Fossil Waste | Y | N | N | 9999 | N |  | Fossil Waste | 504 | 5996 | 4746
1866_B_5 | MI | 26163 | WYANDOTTE DEPT MUNI POWER PLANT | Wyandotte | 7902611 | 3280113 | 1866 | 5 | 1866 | 5 | B2132 | EU0035 | 0.2818 | 0.01073 | 0.0007 | 0.0255 | 0.0255 | 0.002015 | 0.01845 | 2022 | 198 | 8.08 | 450 | 1705 | 33.224 | 221112 | -83.1455 | 42.2083 | 22.5 | 125 | 100 |  | 21.2 | N | Natural Gas | Y | N | N | 9999 | N |  | O/G Steam | 672 | 659.63 | 14500
1866_B_7 | MI | 26163 | WYANDOTTE DEPT MUNI POWER PLANT | Wyandotte | 7902611 | 3280213 | 1866 | 7 | 1866 | 7 | B2132 | EU0036 | 0.372 | 0.01417 | 0.3389 | 0.03307 | 0.03307 | 0.0002 | 0.02436 | 2022 | 197 | 9.17 | 350 | 1767.1667 | 26.777 | 221112 | -83.1454 | 42.2082 | 32.5 | 125 | 100 |  | 21.2 | N | Natural Gas | Y | N | N | 9999 | N |  | O/G Steam | 72 | 58.27 | 14500
1728_G_11-1 | MI | 26163 | DTE Electric Company - Delray Power Plant | Delray | 7306011 | 11096913 | 1728 | CTG111 | 1728 | 11-1 | B2798 | EU0001 | 5.542 |  | 7.8966 | 1.176 | 1.176 | 0.1155 | 0.3741 | 2022 | 56 | 19 | 1002 | 223.2 | 0.787 | 221112 | -83.1028 | 42.2953 | 1000 | 125 | 120 |  | 64 | N | Natural Gas | Y | N | N | 9999 | N |  | Combustion Turbine | 450 | 449.17 | 13624
1728_G_12-1 | MI | 26163 | DTE Electric Company - Delray Power Plant | Delray | 7306011 | 11097013 | 1728 | CTG121 | 1728 | 12-1 |  |  | 2.161 |  | 3.8862 | 0.5298 | 0.5298 | 0.0492 | 0.1686 |  | 56 | 19 | 1007 | 223.8333 | 0.789 | 221112 | -83.1028 | 42.2953 |  | 125 | 120 |  | 63 | N | Natural Gas | Y | N | N | 9999 | N |  | Combustion Turbine |  | 220.78 | 13620
55088_G_GT 1 | MI | 26163 | DEARBORN INDUSTRIAL GENERATION | Dearborn Industrial Generation | 7778711 | 3631013 | 55088 | GT2100 | 55088 | GT 1 | N6631 | EU0002 | 14.54 |  | 186.0944 | 17.64 | 17.64 | 3.9461 | 1.633 | 2022 | 150 | 17.5 | 276 | 20666.667 | 85.922 | 221112 | -83.1526 | 42.3038 | 1630 | 125 | 140 |  | 163 | Y | Natural Gas | Y | N | N | 9999 | N |  | Combustion Turbine | 7752 | 7738 | 8700
55088_G_GT2 | MI | 26163 | DEARBORN INDUSTRIAL GENERATION | Dearborn Industrial Generation | 7778711 | 3631113 | 55088 | GT3100 | 55088 | GT2 | N6631 | EU0003 | 13.7 |  | 158.5127 | 15.67 | 15.67 | 3.999 | 2.109 | 2022 | 150 | 17.5 | 276 | 20666.667 | 85.922 | 221112 | -83.1522 | 42.3039 | 1630 | 125 | 140 |  | 163 | Y | Natural Gas | Y | N | N | 9999 | N |  | Combustion Turbine | 7224 | 7220.5 | 8700
55088_G_GTP1 | MI | 26163 | DEARBORN INDUSTRIAL GENERATION | Dearborn Industrial Generation | 7778711 | 3630913 | 55088 | GTP1 | 55088 | GTP1 |  |  | 11.18 |  | 91.3953 | 8.389 | 8.389 | 1.7741 | 1.213 |  | 60 | 17.75 | 1073 | 38300.0007 | 154.779 | 221112 | -83.1538 | 42.3053 |  | 125 | 120 |  | 163 | N | Natural Gas | Y | N | N | 9999 | N |  | Combustion Turbine |  | 3624.75 | 10745
7972_G_1 | MI | 26163 | Sumpter Generating Plant | Sumpter | 6441111 | 16725013 | 7972 | 1 | 7972 | 1 | M4854 | EU0001 | 9.788 |  | 13.0587 | 2.562 | 2.562 | 0.2454 | 0.8151 | 2022 | 60 | 15.5 | 1040 | 23600.1004 | 125.1 | 221112 | -83.532 | 42.167 | 1000 | 125 | 120 |  | 77 | N | Natural Gas | Y | N | N | 9999 | N |  | Combustion Turbine | 950 | 962.6301 | 12670
7972_G_2 | MI | 26163 | Sumpter Generating Plant | Sumpter | 6441111 | 16724813 | 7972 | 2 | 7972 | 2 | M4854 | EU0002 | 7.591 |  | 10.8112 | 2.612 | 2.612 | 0.2513 | 0.831 | 2022 | 60 | 15.5 | 1040 | 23600.1004 | 125.1 | 221112 | -83.532 | 42.167 | 1000 | 125 | 120 |  | 77.5 | N | Natural Gas | Y | N | N | 9999 | N |  | Combustion Turbine | 957 | 972.6901 | 12670
7972_G_3 | MI | 26163 | Sumpter Generating Plant | Sumpter | 6441111 | 16724713 | 7972 | 3 | 7972 | 3 | M4854 | EU0003 | 7.492 |  | 15.4607 | 2.482 | 2.482 | 0.2373 | 0.7897 | 2022 | 60 | 15.5 | 1040 | 23610.0004 | 125.1 | 221112 | -83.532 | 42.167 | 1000 | 125 | 120 |  | 76.6 | N | Natural Gas | Y | N | N | 9999 | N |  | Combustion Turbine | 891 | 906.67 | 12670
7972_G_4 | MI | 26163 | Sumpter Generating Plant | Sumpter | 6441111 | 16724913 | 7972 | 4 | 7972 | 4 | M4854 | EU0004 | 15.41 |  | 13.5216 | 2.446 | 2.446 | 0.2324 | 0.7783 | 2022 | 60 | 15.5 | 1040 | 23610.0004 | 125.1 | 221112 | -83.532 | 42.167 | 1000 | 125 | 120 |  | 77.3 | N | Natural Gas | Y | N | N | 9999 | N |  | Combustion Turbine | 880 | 915.4498 | 12670
1745_B_9A | MI | 26163 | DTE Electric Company - Trenton Channel Power Plant |  | 7422511 | 10892713 | 1745 | 9A |  |  | B2811 | EU0035 | 88.7549 | 0.1256 | 503.5579 | 10.3112 | 5.0768 | 2428.4555 | 10.5914 | 2022 | 563 | 16 | 280 | 28150.0005 | 140.007 | 221112 | -83.1807 | 42.1218 | 520 | 125 | 100 |  |  |  |  | Y | N | N |  | N |  |  | 2664 | 2577.96
10033_B_12 | MI | 26163 | DETROIT RENEWABLE POWER, LLC |  | 8171811 | 4506513 |  |  |  |  | M4148 | EU0021 | 0 | 0 | 0 | 0 | 0 | 0 | 0 | 2022 | 337.5 | 7.583 | 312 | 6178.8001 | 136.8 | 562213 | -83.0517 | 42.3686 | 0.01 | 103 | 100 |  |  |  |  | N | N | N |  | N
10033_B_11 | MI | 26163 | DETROIT RENEWABLE POWER, LLC |  | 8171811 | 4506613 |  |  |  |  | M4148 | EU0020 | 0 | 0 | 0 | 0 | 0 | 0 | 0 | 2020 | 337.5 | 7.583 | 314 | 6259.1167 | 138.6 | 562213 | -83.0517 | 42.3686 | 0.01 | 103 | 100 |  |  |  |  | N | N | N |  | N
10033_B_13 | MI | 26163 | DETROIT RENEWABLE POWER, LLC |  | 8171811 | 4506413 |  |  |  |  | M4148 | EU0022 | 0 | 0 | 0 | 0 | 0 | 0 | 0 | 2020 | 337.5 | 7.583 | 320 | 6052.8001 | 134 | 562213 | -83.0517 | 42.3686 | 0.01 | 103 | 100 |  |  |  |  | N | N | N |  | N
54415_B_101613 | MI | 26165 | Cadillac Renewable Energy Facility | Cadillac Renewable Energy | 6180011 | 82794013 | 54415 | EUBLR | 54415 | 101613 | N1395 | EU0006 | 132.8588 | 0.00224 | 189.7216 | 1.233 | 1.233 | 62.4957 | 0.87435 | 2022 | 188 | 8 | 320 | 2216.6667 | 44.099 | 221118 | -85.4346 | 44.2612 | 554 | 125 | 100 |  | 38 | N | Biomass | Y | N | N | 9999 | N |  | Biomass | 8760 | 8037.1597 | 16278
7947_G_1 | MN | 27007 | Otter Tail Power Co - Solway Plant | Solway CT | 9516311 | 57875813 | 7947 | 1 | 7947 | 1 | 2700700034 | EU001 | 13.0548 | 7.7081 | 60.654 | 0.22813 | 0.16791 | 0.244 | 0.91429 | 2022 | 45 | 9 | 808 | 8924.0168 | 140.2202 | 221118 | -95.1297 | 47.5444 | 43.7 | 125 | 120 |  | 43.1 | N | Natural Gas, Distillate Fuel Oil | Y | N | N | 9999 | N |  | Combustion Turbine |  | 2495.6936 | 10745
56104_G_CTG1 | MN | 27013 | Mankato Energy Center | Mankato Energy Center | 13597611 | 112599113 | 56104 | CT-1 | 56104 | CTG1 | 2701300098 | EU008 | 100.3 | 10.39 | 35.3317 | 1.8591 | 1.3543 | 2.1338 | 4.595 | 2022 | 200 | 19 | 160 | 11143.1835 | 39.2859 | 221112 | -94.0025 | 44.199 | 3000 | 125 | 140 |  | 187 | N | Natural Gas, Distillate Fuel Oil | Y | N | N | 9999 | N |  | Combined Cycle |  | 3806.5901 | 7475
56104_G_CTG2 | MN | 27013 | Mankato Energy Center | Mankato Energy Center | 13597611 | 79510813 | 56104 | CT-2 | 56104 | CTG2 | 2701300098 | EU002 | 50.03 | 14.7833 | 28.8474 | 12.111 | 4.297 | 1.8622 | 0.87572 | 2022 | 200 | 19 | 160 | 11414.8668 | 40.2438 | 221112 | -94.0025 | 44.199 | 2840 | 125 | 140 |  | 167 | N | Natural Gas, Distillate Fuel Oil | Y | N | N | 9999 | N | 56104_G_STG1;56104_G_CTG2 | Combined Cycle |  | 3552.219 | 7475
1934_B_2 | MN | 27013 | Xcel Energy - Wilmarth Generating Plant |  | 7623111 | 11476213 |  |  |  |  | 2701300015 | EU002 | 104.2 | 0.0307 | 186.6 | 0.74406 | 0.56575 | 20.1 | 0.052854 | 2022 | 158 | 10 | 320 | 1666.6667 | 21.2121 | 22111 | -94.0085 | 44.1971 | 170 | 103 | 270 | 127&141 |  |  |  | N | N | N |  | N
1934_B_1 | MN | 27013 | Xcel Energy - Wilmarth Generating Plant |  | 7623111 | 11476313 |  |  |  |  | 2701300015 | EU001 | 72.6 | 0.0276 | 181.7 | 0.7967 | 0.65239 | 20.2 | 0.047524 | 2022 | 158 | 10 | 320 | 1666.6667 | 21.2121 | 22111 | -94.0085 | 44.1971 | 170 | 103 | 270 |  |  |  |  | N | N | N |  | N
2001_B_1 | MN | 27015 | New Ulm Public Utilities - Municipal Power | New Ulm | 7011011 | 14899013 |  |  | 2001 | 1 | 2701500010 | EU001 | 3.952 | 0.1506 | 4.705 | 0.02447 | 0.020236 | 0.02823 | 0.2588 | 2022 | 86.5 | 5.5 | 380 | 500 | 21.0368 | 221118 | -94.4579 | 44.3158 | 80 | 125 | 100 |  | 1.6 | Y | Natural Gas | N | Y | N | 9999 | N |  | O/G Steam |  |  | 8300
2001_B_2 | MN | 27015 | New Ulm Public Utilities - Municipal Power | New Ulm | 7011011 | 14899613 |  |  | 2001 | 2 | 2701500010 | EU002 | 5.452 | 0.2077 | 18.17 | 0.025962 | 0.023626 | 0.03894 | 0.357 | 2022 | 115.5 | 5 | 320 | 750 | 38.1818 | 221118 | -94.4579 | 44.3158 | 80 | 125 | 100 |  | 1.6 | Y | Natural Gas | N | Y | N | 9999 | N |  | O/G Steam |  |  | 8300
2001_B_4 | MN | 27015 | New Ulm Public Utilities - Municipal Power | New Ulm | 7011011 | 14899113 |  |  | 2001 | 4 | 2701500010 | EU003 | 1.504 | 0.05728 | 5.012 | 0.00716 | 0.0065156 | 0.01074 | 0.09845 | 2022 | 120 | 5.3 | 325 | 1300 | 58.9015 | 221118 | -94.4579 | 44.3158 | 150 | 125 | 100 |  | 14.8 | Y | Natural Gas | N | Y | N | 9999 | N |  | O/G Steam |  |  | 8300
2001_G_5 | MN | 27015 | New Ulm Public Utilities - Municipal Power | New Ulm | 7011011 | 14899213 |  |  | 2001 | 5 | 2701500010 | EU004 | 0.001789 | 0.01131 | 0.477 | 0.0023738 | 0.0023738 | 0.005475 | 0.0002223 | 2022 | 27 | 17.5 | 900 | 12250.0002 | 50.909 | 221118 | -94.4579 | 44.3158 | 25 | 125 | 120 |  | 23 | N | Distillate Fuel Oil | N | N | N | 9999 | N |  | Combustion Turbine |  |  | 10745
2001_G_7 | MN | 27015 | New Ulm Public Utilities - Municipal Power | New Ulm | 7011011 | 14899313 | 2001 | 7 | 2001 | 7 | 2701500010 | EU005 | 0.002018 | 0.01276 | 6.1803 | 0.0026782 | 0.0026782 | 1.7508 | 0.0002508 | 2022 | 29 | 17.5 | 738 | 10850.0002 | 45.0909 | 221118 | -94.4579 | 44.3158 | 26 | 125 | 120 |  | 25 | N | Distillate Fuel Oil | Y | N | N | 9999 | N |  | Combustion Turbine |  | 29.43 | 10745
6824_G_1 | MN | 27019 | Great River Energy - Saint Bonifacius | St Bonifacius | 7003611 | 15160213 | 6824 | 1 | 6824 | 1 | 2701900010 | EU001 | 0.02367 | 0 | 8.6156 | 0.031934 | 0.031934 | 0.0064 | 0.002941 | 2022 | 50 | 13 | 783 | 16866.667 | 127.0216 | 221122 | -93.8208 | 44.905 | 36 | 125 | 120 |  | 60.8 | N | Distillate Fuel Oil | Y | N | N | 9999 | N |  | Combustion Turbine |  | 107.14 | 16117
7844_G_UOO1 | MN | 27019 | MMPA - Minnesota River Station | Minnesota River | 7005011 | 15154413 | 7844 | U001 | 7844 | UOO1 | 2701900059 | EU001 | 0.3893 | 0.07902 | 0.7327 | 0.031351 | 0.031351 | 0.0028 | 0.00997 | 2022 | 50 | 10.5 | 1014 | 6666.6668 | 76.96 | 221122 | -93.5813 | 44.7948 | 48.7 | 125 | 120 |  | 39 | N | Natural Gas | Y | N | N | 9999 | N |  | Combustion Turbine |  | 22.64 | 11143
6824_G_1x | MN | 27019 | Great River Energy - Saint Bonifacius |  | 7003611 | 15160113 | 6824 | 2 |  |  | 2701900010 | EU002 | 0.02362 | 0 | 8.598 | 0.03187 | 0.03187 | 0.0065 | 0.002935 | 2022 | 50 | 13 | 783 | 16866.667 | 127.0216 | 221122 | -93.8208 | 44.905 | 36 | 125 | 120 |  |  |  |  | Y | N | N |  | N |  |  |  | 107.24
1904_G_5 | MN | 27037 | Xcel Energy - Black Dog Generating Plant | Black Dog | 6275411 | 15815613 | 1904 | 5 | 1904 | 5 | 2703700003 | EU026 | 421.3 | 101.7 | 43.0435 | 4.529 | 3.2782 | 1.2773 | 2.422 | 2022 | 230 | 18 | 181 | 17736.4836 | 69.6719 | 221112 | -93.2502 | 44.8106 | 184 | 125 | 120 |  | 165 | N | Natural Gas | Y | N | N | 9999 | N | 1904_G_2;1904_G_5 | Combined Cycle |  | 2569.0898 | 7422
1904_G_6-1 | MN | 27037 | Xcel Energy - Black Dog Generating Plant | Black Dog | 6275411 | 134865813 | 1904 | 6 | 1904 | 6-1 | 2703700003 | EU030 | 93.93 | 20.21 | 37.4745 | 2.5378 | 1.4289 | 0.7278 | 0.6042 | 2022 | 198 | 23 | 1145 | 47854.5842 | 115.1339 | 221112 | -93.2502 | 44.8106 | 2420 | 125 | 120 |  | 212 | N | Natural Gas | Y | N | N | 9999 | N |  | Combustion Turbine |  | 1404.2604 | 10745
1913_G_1 | MN | 27037 | Xcel Energy - Inver Hills Generating Plant |  | 6276011 | 15795013 | 1913 | 1 |  |  |  |  | 2.9409 | 0.71184 | 31.0232 | 0.035636 | 0.030694 | 1.9034 | 0.076586 |  | 32 | 13.8 | 1050 | 22329.1671 | 149.2277 | 221112 | -93.0419 | 44.7815 |  | 125 | 120 |  |  |  |  | Y | N | N |  | N |  |  |  | 213.56
1913_G_4 | MN | 27037 | Xcel Energy - Inver Hills Generating Plant |  | 6276011 | 15794713 | 1913 | 4 |  |  | 2703700015 | EU004 | 2.435 | 0.52409 | 21.8909 | 0.015157 | 0.011047 | 0.0142 | 0.062352 | 2022 | 32 | 13.8 | 1050 | 22329.1671 | 149.2277 | 221112 | -93.0419 | 44.7815 | 977 | 125 | 120 |  |  |  |  | Y | N | N |  | N |  |  |  | 158.52
1913_G_6 | MN | 27037 | Xcel Energy - Inver Hills Generating Plant |  | 6276011 | 15794513 | 1913 | 6 |  |  | 2703700015 | EU006 | 2.2242 | 0.49853 | 21.121 | 0.018173 | 0.014422 | 0.4325 | 0.057291 | 2022 | 32 | 13.8 | 1050 | 22329.1671 | 149.2277 | 221112 | -93.0419 | 44.7815 | 977 | 125 | 120 |  |  |  |  | Y | N | N |  | N |  |  |  | 160.08
1913_G_3 | MN | 27037 | Xcel Energy - Inver Hills Generating Plant |  | 6276011 | 15794813 | 1913 | 3 |  |  | 2703700015 | EU003 | 1.4968 | 0.38791 | 17.3073 | 0.023791 | 0.021283 | 1.6653 | 0.039388 | 2022 | 32 | 13.8 | 1050 | 22329.1671 | 149.2277 | 221112 | -93.0419 | 44.7815 | 977 | 125 | 120 |  |  |  |  | Y | N | N |  | N |  |  |  | 127.75
1913_G_5 | MN | 27037 | Xcel Energy - Inver Hills Generating Plant |  | 6276011 | 15794413 | 1913 | 5 |  |  |  |  | 1.9394 | 0.42596 | 17.8704 | 0.013921 | 0.010649 | 0.1409 | 0.049812 |  | 32 | 13.8 | 1050 | 22329.1671 | 149.2277 | 221112 | -93.0419 | 44.7815 |  | 125 | 120 |  |  |  |  | Y | N | N |  | N |  |  |  | 131.79
1913_G_2 | MN | 27037 | Xcel Energy - Inver Hills Generating Plant |  | 6276011 | 15794913 | 1913 | 2 |  |  | 2703700015 | EU002 | 1.3586 | 0.32072 | 13.7476 | 0.014673 | 0.012388 | 0.5586 | 0.035256 | 2022 | 32 | 13.8 | 1050 | 22329.1671 | 149.2277 | 221112 | -93.0419 | 44.7815 | 977 | 125 | 120 |  |  |  |  | Y | N | N |  | N |  |  |  | 103.76
56241_G_UNT1 | MN | 27049 | Invenergy Cannon Falls LLC | Cannon Falls Energy Center | 13596111 | 79444013 | 56241 | CT-01 | 56241 | UNT1 |  |  | 14.6665 | 8.7316 | 36.6357 | 5.4582 | 5.4582 | 1.0436 | 1.3545 |  | 75 | 19 | 1075 | 37668.7507 | 132.8034 | 221121 | -92.9156 | 44.536 |  | 125 | 120 |  | 158 | N | Natural Gas, Distillate Fuel Oil | Y | N | N | 9999 | N |  | Combustion Turbine |  | 650.65 | 11517
56241_G_UNT2 | MN | 27049 | Invenergy Cannon Falls LLC | Cannon Falls Energy Center | 13596111 | 79444113 | 56241 | CT-02 | 56241 | UNT2 | 2704900088 | EU002 | 14.607 | 8.4591 | 38.0089 | 5.3011 | 5.3011 | 1.0983 | 1.3429 | 2022 | 75 | 19 | 1075 | 37668.7507 | 132.8034 | 221121 | -92.9156 | 44.536 | 178 | 125 | 120 |  | 158 | N | Natural Gas, Distillate Fuel Oil | Y | N | N | 9999 | N |  | Combustion Turbine |  | 635.6599 | 11517
1926_B_1 | MN | 27049 | Xcel Energy - Red Wing Generating Plant |  | 6274511 | 15819713 |  |  |  |  | 2704900005 | EU001 | 74.3 | 0.14199 | 532 | 1.239 | 0.99422 | 57.7 | 0.057583 | 2022 | 187 | 7 | 450 | 1741.6667 | 45.238 | 221112 | -92.5171 | 44.5691 | 180 | 103 | 270 |  |  |  |  | N | N | N |  | N
1926_B_2 | MN | 27049 | Xcel Energy - Red Wing Generating Plant |  | 6274511 | 15819613 |  |  |  |  | 2704900005 | EU002 | 55.3 | 0.03324 | 406.7 | 0.74515 | 0.62138 | 44.7 | 0.02662 | 2022 | 187 | 10 | 450 | 1741.6667 | 22.1666 | 221112 | -92.5171 | 44.5691 | 180 | 103 | 270 |  |  |  |  | N | N | N |  | N
10013_B_1 | MN | 27053 | Hennepin Energy Recovery Center | Covanta Hennepin Energy | 8482211 | 1112413 |  |  | 10013 | 1 | 2705300400 | EU001 | 11.59 | 0.002695 | 203.6 | 10.7952 | 9.1542 | 5.78 | 1.6712 | 2022 | 216 | 6.3 | 260 | 2626.8667 | 84.2349 | 562213 | -93.2787 | 44.9844 | 263 | 103 | 270 | 127&139&99 | 16.8 | N | MSW | N | Y | N | 9999 | N |  | Municipal Solid Waste |  |  | 18276
10013_B_2 | MN | 27053 | Hennepin Energy Recovery Center | Covanta Hennepin Energy | 8482211 | 1113013 |  |  | 10013 | 2 | 2705300400 | EU002 | 15.4 | 0.002737 | 207 | 5.9582 | 5.4032 | 4.65 | 3.2127 | 2022 | 216 | 6.3 | 260 | 2626.8667 | 84.2349 | 562213 | -93.2787 | 44.9844 | 263 | 103 | 270 |  | 16.8 | N | MSW | N | Y | N | 9999 | N |  | Municipal Solid Waste |  |  | 18276
1927_G_10 | MN | 27053 | Xcel Energy - Riverside Generating Plant | Riverside (MN) | 6393811 | 79473413 | 1927 | 10 | 1927 | 10 | 2705300015 | EU016 | 76.16 | 44.55 | 60.1383 | 1.2839 | 0.9353 | 1.5741 | 3.275 | 2022 | 164.6 | 19 | 188 | 18333.3337 | 64.6352 | 221112 | -93.2744 | 45.0201 | 193 | 125 | 120 |  | 147 | N | Natural Gas | Y | N | N | 9999 | N |  | Combined Cycle |  | 3697.2815 | 7269
1927_G_9 | MN | 27053 | Xcel Energy - Riverside Generating Plant | Riverside (MN) | 6393811 | 79473313 | 1927 | 9 | 1927 | 9 | 2705300015 | EU015 | 77.78 | 43.25 | 59.6614 | 1.3107 | 0.9549 | 1.6106 | 2.313 | 2022 | 164.6 | 19 | 188 | 18333.3337 | 64.6352 | 221112 | -93.2744 | 45.0201 | 193 | 125 | 120 |  | 147 | N | Natural Gas | Y | N | N | 9999 | N | 1927_G_9;1927_G_ST7 | Combined Cycle |  | 3845.6379 | 7269
2038_G_GT1 | MN | 27059 | Great River Energy - Cambridge | Cambridge CT Hybrid | 6167711 | 15289213 | 2038 | 1 | 2038 | GT1 | 2705900014 | EU001 | 0.02298 | 0 | 8.3472 | 0.030869 | 0.030869 | 0.0079 | 0.002855 | 2022 | 35 | 13.1 | 842 | 9378.1168 | 69.5518 | 221122 | -93.2076 | 45.6005 | 29.3 | 125 | 120 |  | 20.3 | N | Distillate Fuel Oil | Y | N | N | 9999 | N |  | Combustion Turbine |  | 63.97 | 11726
2038_G_GT2 | MN | 27059 | Great River Energy - Cambridge | Cambridge CT Hybrid | 6167711 | 79523213 | 2038 | 2 | 2038 | GT2 | 2705900014 | EU002 | 3.8 | 0 | 7.5247 | 0.09118 | 0.06642 | 0.1043 | 0.3756 | 2022 | 90 | 18.7 | 1027 | 40750.0008 | 148.3131 | 221122 | -93.2076 | 45.6005 | 190 | 125 | 120 |  | 151 | N | Natural Gas | Y | N | N | 9999 | N |  | Combustion Turbine |  | 326.9001 | 11721
10686_B_7 | MN | 27061 | UPM Blandin Paper Mill | Rapids Energy Center | 6169011 | 15286513 |  |  | 10686 | 7 | 2706100001 | EU016 | 20.62 | 1.419 | 11.26 | 0.23059 | 0.19068 | 0.2661 | 2.439 | 2022 | 100 | 6 | 310 | 1513.9 | 53.5217 | 322120 | -93.5366 | 47.2338 | 0.01 | 133 | 100 |  | 3.3 | Y | Natural Gas | N | Y | N | 9999 | N |  | O/G Steam |  |  | 4431
10686_B_8 | MN | 27061 | UPM Blandin Paper Mill | Rapids Energy Center | 6169011 | 15287013 |  |  | 10686 | 8 | 2706100001 | EU017 | 45.8 | 1.437 | 15.05 | 0.23351 | 0.1931 | 0.2694 | 2.47 | 2022 | 100 | 6 | 387 | 20.5583 | 0.7268 | 322120 | -93.5366 | 47.2338 | 0.01 | 133 | 100 |  | 3.3 | Y | Natural Gas | N | Y | N | 9999 | N |  | O/G Steam |  |  | 4431
1893_B_3 | MN | 27061 | Minnesota Power - Boswell Energy Center | Clay Boswell | 6173211 | 15284313 | 1893 | 3 | 1893 | 3 | 2706100004 | EU003 | 692.6951 | 0.9295 | 722.5543 | 126.1872 | 113.038 | 187.7695 | 9.2687 | 2022 | 720 | 29 | 133 | 18416.667 | 27.8708 | 221112 | -93.653 | 47.2612 | 3360 | 125 | 100 |  | 352 | N | Subbituminous | Y | N | N | 2030 | N |  | Coal Steam |  | 7536.0703 | 10599
1893_B_4 | MN | 27061 | Minnesota Power - Boswell Energy Center | Clay Boswell | 6173211 | 15284213 | 1893 | 4 | 1893 | 4 | 2706100004 | EU004 | 1570.22 | 1.2046 | 1753.7569 | 212.0018 | 202.7186 | 416.675 | 3.857 | 2022 | 616 | 32 | 158 | 36950.0007 | 45.925 | 221112 | -93.653 | 47.2612 | 5620 | 125 | 100 |  | 585 | N | Subbituminous | Y | N | N | 2035 | N |  | Coal Steam |  | 6283.4502 | 10639
6358_G_2 | MN | 27085 | Hutchinson Utilities-Plant 2 | Hutchinson Plant #2 | 7626711 | 11448813 | 6358 | 1 | 6358 | 2 | 2708500034 | EU001 | 2.929 | 1.317 | 8.803 | 0.03804 | 0.027713 | 0.0378 | 0.1567 | 2022 | 70 | 10 | 809 | 8601.0001 | 109.4672 | 221112 | -94.35 | 44.8889 | 52000 | 125 | 120 |  | 41 | N | Natural Gas | Y | N | N | 9999 | N | 6358_G_3;6358_G_2 | Combined Cycle |  | 390.47 | 10213
6358_G_9 | MN | 27085 | Hutchinson Utilities-Plant 2 | Hutchinson Plant #2 | 7626711 | 11449113 |  |  | 6358 | 9 | 2708500034 | EU004 | 0.1199 | 0.0399 | 0.3118 | 0.0011526 | 0.0008397 | 0.3497 | 0.004748 | 2022 | 30 | 6 | 957 | 6166.6667 | 218.0134 | 221112 | -94.35 | 44.8889 | 22000 | 125 | 120 |  | 22 | N | Natural Gas | N | N | N | 9999 | N |  | Combustion Turbine |  |  | 15094
7925_G_1 | MN | 27091 | Great River Energy - Lakefield Junction Station | Lakefield Junction | 8482611 | 1108413 | 7925 | CT01 | 7925 | 1 | 2709100058 | EU001 | 5.1986 | 0 | 5.2868 | 0.075528 | 0.055192 | 0.0995 | 0.30866 | 2022 | 52 | 14.8 | 1020 | 28483.3339 | 165.5018 | 221121 | -94.8412 | 43.7985 | 109 | 125 | 120 |  | 77.5 | N | Natural Gas, Distillate Fuel Oil | Y | N | N | 9999 | N |  | Combustion Turbine |  | 390.8 | 12648
7925_G_2 | MN | 27091 | Great River Energy - Lakefield Junction Station | Lakefield Junction | 8482611 | 1108513 | 7925 | CT02 | 7925 | 2 | 2709100058 | EU002 | 4.0004 | 0 | 3.8423 | 0.055921 | 0.040787 | 0.0738 | 0.22962 | 2022 | 52 | 14.8 | 1020 | 28483.3339 | 165.5018 | 221121 | -94.8412 | 43.7985 | 109 | 125 | 120 | 24 | 77.7 | N | Natural Gas, Distillate Fuel Oil | Y | N | N | 9999 | N |  | Combustion Turbine |  | 299.4 | 12652
7925_G_3 | MN | 27091 | Great River Energy - Lakefield Junction Station | Lakefield Junction | 8482611 | 1108613 | 7925 | CT03 | 7925 | 3 | 2709100058 | EU003 | 3.4011 | 0 | 3.1504 | 0.045216 | 0.034134 | 0.054 | 0.16851 | 2022 | 52 | 14.8 | 1020 | 28483.3339 | 165.5018 | 221121 | -94.8412 | 43.7985 | 109 | 125 | 120 |  | 77.3 | N | Natural Gas, Distillate Fuel Oil | Y | N | N | 9999 | N |  | Combustion Turbine |  | 222.93 | 12649
7925_G_4 | MN | 27091 | Great River Energy - Lakefield Junction Station | Lakefield Junction | 8482611 | 1107913 | 7925 | CT04 | 7925 | 4 | 2709100058 | EU004 | 1.5004 | 0 | 1.3751 | 0.019336 | 0.014255 | 0.0244 | 0.077147 | 2022 | 52 | 14.8 | 1020 | 28483.3339 | 165.5018 | 221121 | -94.8412 | 43.7985 | 109 | 125 | 120 |  | 77.7 | N | Natural Gas, Distillate Fuel Oil | Y | N | N | 9999 | N |  | Combustion Turbine |  | 101.11 | 12649
7925_G_5 | MN | 27091 | Great River Energy - Lakefield Junction Station | Lakefield Junction | 8482611 | 1108313 | 7925 | CT05 | 7925 | 5 | 2709100058 | EU005 | 1.5006 | 0 | 1.4573 | 0.023834 | 0.018194 | 0.0281 | 0.085854 | 2022 | 52 | 14.8 | 1020 | 28483.3339 | 165.5018 | 221121 | -94.8412 | 43.7985 | 109 | 125 | 120 |  | 78 | N | Natural Gas, Distillate Fuel Oil | Y | N | N | 9999 | N |  | Combustion Turbine |  | 115.77 | 12650
7925_G_6 | MN | 27091 | Great River Energy - Lakefield Junction Station | Lakefield Junction | 8482611 | 1108213 | 7925 | CT06 | 7925 | 6 | 2709100058 | EU006 | 1.5004 | 0 | 1.5656 | 0.022668 | 0.017939 | 0.0242 | 0.072246 | 2022 | 52 | 14.8 | 1020 | 28483.3339 | 165.5018 | 221121 | -94.8412 | 43.7985 | 109 | 125 | 120 |  | 77.4 | N | Natural Gas, Distillate Fuel Oil | Y | N | N | 9999 | N |  | Combustion Turbine |  | 97.38 | 12651
7843_G_11 | MN | 27099 | Great River Energy - Pleasant Valley Station | Pleasant Valley (MN) | 7003311 | 14228113 | 7843 | 11 | 7843 | 11 | 2709900048 | EU001 | 18.4954 | 0 | 37.0481 | 0.24188 | 0.19287 | 0.2258 | 0.74925 | 2022 | 90 | 18.7 | 1010 | 38981.0007 | 141.8747 | 221112 | -92.683 | 43.7993 | 176000 | 125 | 120 |  | 151.1 | N | Natural Gas, Distillate Fuel Oil | Y | N | N | 9999 | N |  | Combustion Turbine |  | 651.2601 | 11331
7843_G_12 | MN | 27099 | Great River Energy - Pleasant Valley Station | Pleasant Valley (MN) | 7003311 | 14228013 | 7843 | 12 | 7843 | 12 | 2709900048 | EU002 | 11.4477 | 0 | 22.7756 | 0.18387 | 0.15388 | 0.1414 | 0.46176 | 2022 | 90 | 18.7 | 1010 | 38981.0007 | 141.8747 | 221112 | -92.683 | 43.7993 | 176000 | 125 | 120 |  | 148.7 | N | Natural Gas, Distillate Fuel Oil | Y | N | N | 9999 | N |  | Combustion Turbine |  | 426.5801 | 11330
7843_G_13 | MN | 27099 | Great River Energy - Pleasant Valley Station | Pleasant Valley (MN) | 7003311 | 14227913 | 7843 | 13 | 7843 | 13 | 2709900048 | EU003 | 47.401 | 0 | 8.6395 | 0.087147 | 0.077886 | 0.0467 | 0.14539 | 2022 | 50 | 12.5 | 1004 | 33000.0006 | 268.8 | 221112 | -92.683 | 43.7993 | 134000 | 125 | 120 |  | 114.4 | N | Natural Gas, Distillate Fuel Oil | Y | N | N | 9999 | N |  | Combustion Turbine |  | 168.81 | 11335
1956_G_5 | MN | 27105 | Adrian WWTP | Adrian | 9497611 | 102532013 |  |  | 1956 | 5 | 2710500046 | EU012 | 0.6248 | 0.01394 | 2.903 | 0.2093 | 0.20302 | 0.1908 | 0.237 | 2022 | 28.3 | 1.3 | 627 | 92.225 | 69.454 | 221320 | -95.9332 | 43.6375 |  | 125 | 999 |  | 2 | N | Distillate Fuel Oil | N | N | N | 9999 | N |  | Combustion Turbine |  |  | 10745
2024_G_1 | MN | 27105 | Worthington Diesel Generating Plant | Worthington | 7148211 | 14421713 |  |  | 2024 | 1 | 2710500054 | EU001 | 0.01375 | 0.001146 | 0.173 | 0.0031007 | 0.0029817 | 0.002726 | 0.004432 | 2022 | 44 | 1.5 | 836 | 253.0833 | 143.1582 | 221122 | -95.6113 | 43.6334 | 2000 | 125 | 160 |  | 2 | N | Distillate Fuel Oil | N | N | N | 9999 | N |  | Combustion Turbine |  |  | 10745
2024_G_2 | MN | 27105 | Worthington Diesel Generating Plant | Worthington | 7148211 | 14421613 |  |  | 2024 | 2 | 2710500054 | EU002 | 0.01375 | 0.001146 | 0.173 | 0.0031007 | 0.0029817 | 0.002726 | 0.004432 | 2022 | 44 | 1.5 | 836 | 253.0833 | 143.1582 | 221122 | -95.6113 | 43.6334 | 2000 | 125 | 160 |  | 2 | N | Distillate Fuel Oil | N | N | N | 9999 | N |  | Combustion Turbine |  |  | 10745
2024_G_3 | MN | 27105 | Worthington Diesel Generating Plant | Worthington | 7148211 | 14421213 |  |  | 2024 | 3 | 2710500054 | EU003 | 0.01375 | 0.001146 | 0.173 | 0.0031007 | 0.0029817 | 0.002726 | 0.004432 | 2022 | 44 | 1.5 | 836 | 253.0833 | 143.1582 | 221122 | -95.6113 | 43.6334 | 2000 | 125 | 160 |  | 2 | N | Distillate Fuel Oil | N | N | N | 9999 | N |  | Combustion Turbine |  |  | 10745
2024_G_4 | MN | 27105 | Worthington Diesel Generating Plant | Worthington | 7148211 | 14421513 |  |  | 2024 | 4 | 2710500054 | EU004 | 0.01375 | 0.001146 | 0.173 | 0.0031007 | 0.0029817 | 0.002726 | 0.004432 | 2022 | 44 | 1.5 | 836 | 253.0833 | 143.1582 | 221122 | -95.6113 | 43.6334 | 2000 | 125 | 160 |  | 2 | N | Distillate Fuel Oil | N | N | N | 9999 | N |  | Combustion Turbine |  |  | 10745
2024_G_5 | MN | 27105 | Worthington Diesel Generating Plant | Worthington | 7148211 | 14421813 |  |  | 2024 | 5 | 2710500054 | EU005 | 0.01357 | 0.001131 | 0.1708 | 0.0030615 | 0.0029445 | 0.002691 | 0.004376 | 2022 | 44 | 1.5 | 836 | 253.0833 | 143.1582 | 221122 | -95.6113 | 43.6334 | 2000 | 125 | 160 |  | 2 | N | Distillate Fuel Oil | N | N | N | 9999 | N |  | Combustion Turbine |  |  | 10745
2024_G_6 | MN | 27105 | Worthington Diesel Generating Plant | Worthington | 7148211 | 14421413 |  |  | 2024 | 6 | 2710500054 | EU006 | 0.01357 | 0.001131 | 0.1708 | 0.0030615 | 0.0029445 | 0.002691 | 0.004376 | 2022 | 44 | 1.5 | 836 | 253.0833 | 143.1582 | 221122 | -95.6113 | 43.6334 | 2000 | 125 | 160 |  | 2 | N | Distillate Fuel Oil | N | N | N | 9999 | N |  | Combustion Turbine |  |  | 10745
2024_G_7 | MN | 27105 | Worthington Diesel Generating Plant | Worthington | 7148211 | 14421313 |  |  | 2024 | 7 | 2710500054 | EU007 | 0.01357 | 0.001131 | 0.1708 | 0.0030615 | 0.0029445 | 0.002691 | 0.004376 | 2022 | 44 | 1.5 | 836 | 253.0833 | 143.1582 | 221122 | -95.6113 | 43.6334 | 2000 | 125 | 160 |  | 2 | N | Distillate Fuel Oil | N | N | N | 9999 | N |  | Combustion Turbine |  |  | 10745
50413_G_TG2 | MN | 27109 | Olmsted County Waste-to-Energy Facility | Olmsted Waste Energy | 8483411 | 1088413 |  |  | 50413 | TG2 | 2710900005 | EU002 | 2.513 | 5e-08 | 53.2 | 0.9407 | 0.9098 | 1.324 | 1.553 | 2022 | 190 | 3.1 | 370 | 354.1666 | 46.905 | 562213 | -92.4329 | 44.0262 | 46.5 | 103 | 270 |  | 1.3 | Y | MSW | N | Y | N | 9999 | N |  | Municipal Solid Waste |  |  | 5496
50413_G_TG3 | MN | 27109 | Olmsted County Waste-to-Energy Facility | Olmsted Waste Energy | 8483411 | 102506013 |  |  | 50413 | TG3 | 2710900005 | EU007 | 6.593 | 0.3736 | 60.46 | 1.5629 | 1.5394 | 11.92 | 2.808 | 2022 | 190 | 4.5 | 305 | 775 | 48.7093 | 562213 | -92.4329 | 44.0262 | 93.5 | 103 | 270 |  | 5 | Y | MSW | N | Y | N | 9999 | N |  | Municipal Solid Waste |  |  | 5496
50413_G_TGI | MN | 27109 | Olmsted County Waste-to-Energy Facility | Olmsted Waste Energy | 8483411 | 1088313 |  |  | 50413 | TGI | 2710900005 | EU001 | 2.614 | 5e-08 | 40.85 | 1.0094 | 0.979 | 1.243 | 1.486 | 2022 | 190 | 3.1 | 370 | 354.1666 | 46.905 | 562213 | -92.4329 | 44.0262 | 46.5 | 103 | 270 |  | 1.4 | Y | MSW | N | Y | N | 9999 | N |  | Municipal Solid Waste |  |  | 5496
6058_G_1 | MN | 27109 | Cascade Creek Combustion Turbine & Substation ISW | Cascade Creek | 7150111 | 14412513 | 6058 | CT1 | 6058 | 1 |  |  | 0.887 | 0.06399 | 3.5915 | 0.001849 | 0.0013471 | 0.0859 | 0.007615 |  | 37.3 | 16 | 945 | 11816.6669 | 58.7476 | 221112 | -92.4908 | 44.0322 |  | 125 | 120 |  | 27.9 | N | Natural Gas, Distillate Fuel Oil | Y | N | N | 9999 | N |  | Combustion Turbine |  | 22.37 | 10745
6058_G_2 | MN | 27109 | Cascade Creek Combustion Turbine & Substation ISW | Cascade Creek | 7150111 | 14412413 | 6058 | CT2 | 6058 | 2 | 2710900020 | EU003 | 14.2988 | 0.80594 | 5.5299 | 0.037547 | 0.031831 | 0.2068 | 0.088246 | 2022 | 39 | 13.8 | 695 | 7366.6668 | 49.232 | 221112 | -92.4908 | 44.0322 | 48 | 125 | 120 |  | 49.5 | N | Natural Gas, Distillate Fuel Oil | Y | N | N | 9999 | N |  | Combustion Turbine |  | 403.91 | 10745
2008_B_2 | MN | 27109 | Rochester Public Utilities - Silver Lake Plant |  | 7149811 | 14414013 |  |  |  |  | 2710900011 | EU002 | 22.63 | 0.8621 | 75.43 | 0.08794 | 0.087162 | 0.1616 | 1.482 | 2022 | 200 | 6.3 | 345 | 1683.3333 | 53.9789 | 221112 | -92.4604 | 44.0286 | 120 | 125 | 100 |  |  |  |  | N | N | N |  | N
2008_B_3 | MN | 27109 | Rochester Public Utilities - Silver Lake Plant |  | 7149811 | 14414113 |  |  |  |  | 2710900011 | EU003 | 2.428 | 0.09248 | 8.092 | 0.009389 | 0.0093256 | 0.01734 | 0.159 | 2022 | 200 | 6.7 | 320 | 1816.6667 | 51.5063 | 221112 | -92.4604 | 44.0286 | 220 | 125 | 100 |  |  |  |  | N | N | N |  | N
6058_G_2x | MN | 27109 | Cascade Creek Combustion Turbine & Substation ISW |  | 7150111 | 14412313 | 6058 | CT3 |  |  | 2710900020 | EU004 | 6.5852 | 0.32513 | 2.1064 | 0.00999 | 0.007465 | 0.0201 | 0.038373 | 2022 | 39 | 13.8 | 695 | 7366.6668 | 49.232 | 221112 | -92.4908 | 44.0322 | 306 | 125 | 120 |  |  |  |  | Y | N | N |  | N |  |  |  | 175.28
56243_G_1 | MN | 27111 | Perham Resource Recovery Facility |  | 8482511 | 1109313 |  |  |  |  | 2711100036 | EU001 | 2.0004 | 0.0007196 | 53.0869 | 1.4859 | 1.2656 | 5.7505 | 0.16801 | 2022 | 183.5 | 8.6 | 456 | 2735.95 | 47.0811 | 562213 | -95.5647 | 46.5915 | 9.67 | 103 | 270 |  |  |  |  | N | N | N |  | N
56243_G_1B | MN | 27111 | Perham Resource Recovery Facility |  | 8482511 | 1109013 |  |  |  |  | 2711100036 | EU002 | 1.1554 | 0.0006556 | 26.0938 | 1.9395 | 1.6785 | 4.7275 | 0.1594 | 2022 | 183.5 | 8.6 | 456 | 2735.95 | 47.0811 | 562213 | -95.5647 | 46.5915 | 9.67 | 103 | 270 |  |  |  |  | N | N | N |  | N
6741_G_1 | MN | 27115 | Great River Energy - Rock Lake | Rock Lake CT | 7074811 | 15095913 | 6741 | 1 | 6741 | 1 | 2711500011 | EU001 | 0.01908 | 0 | 6.9481 | 0.025491 | 0.025491 | 0.0085 | 0.00237 | 2022 | 35 | 12.8 | 842 | 9378.1168 | 72.8502 | 221122 | -92.9718 | 45.8054 | 29.3 | 125 | 120 |  | 21.6 | N | Distillate Fuel Oil | Y | N | N | 9999 | N |  | Combustion Turbine |  | 54.79 | 15120
56643_B_7 | MN | 27123 | District Energy Saint Paul/Saint Paul Cogeneration L | St Paul Cogeneration | 7147311 | 79647013 |  |  | 56643 | 7 | 2712300063 | EU007 | 138.24 | 5.6483 | 176.93 | 18.3287 | 14.6589 | 7.8553 | 19.419 | 2022 | 258.3 | 16 | 450 | 5083.3334 | 25.2722 | 221330 | -93.0967 | 44.9433 | 325 | 125 | 100 |  | 33 | Y | Biomass | N | Y | N | 9999 | N |  | Biomass |  |  | 8176
1912_G_7 | MN | 27123 | High Bridge Combined Cycle Plant | High Bridge | 7488611 | 79645013 | 1912 | 7 | 1912 | 7 | 2712300012 | EU013 | 236.2 | 26.25 | 52.4858 | 5.4514 | 5.1949 | 2.2333 | 2.77 | 2022 | 150 | 19 | 200 | 19296.667 | 68.0315 | 221112 | -93.1116 | 44.9315 | 2330 | 125 | 120 |  | 152 | N | Natural Gas | Y | N | N | 9999 | N | 1912_G_7;1912_G_9 | Combined Cycle |  | 4367.0215 | 7063
1912_G_8 | MN | 27123 | High Bridge Combined Cycle Plant | High Bridge | 7488611 | 79645113 | 1912 | 8 | 1912 | 8 | 2712300012 | EU014 | 126.5 | 35.9 | 46.3489 | 1.5202 | 1.1075 | 1.9559 | 1.172 | 2022 | 150 | 19 | 200 | 19296.667 | 68.0315 | 221112 | -93.1116 | 44.9315 | 2330 | 125 | 120 |  | 152 | N | Natural Gas | Y | N | N | 9999 | N |  | Combined Cycle |  | 3805.0503 | 7063
7982_G_3 | MN | 27127 | Redwood Falls Public Utilities - S Plant | South Generation | 7175611 | 14985913 |  |  | 7982 | 3 | 2712700038 | EU003 | 0.03002 | 0.0037 | 0.7707 | 0.019206 | 0.019206 | 0.0002667 | 0.06291 | 2022 | 40 | 1.5 | 836 | 253.0833 | 143.1582 | 221112 | -95.1129 | 44.5333 | 2000 | 125 | 160 |  | 2 | N | Distillate Fuel Oil | N | N | N | 9999 | N |  | Combustion Turbine |  |  | 12608
7982_G_4 | MN | 27127 | Redwood Falls Public Utilities - S Plant | South Generation | 7175611 | 14986013 |  |  | 7982 | 4 | 2712700038 | EU004 | 0.02523 | 0.003654 | 0.761 | 0.018969 | 0.018969 | 0.0002633 | 0.06212 | 2022 | 40 | 1.5 | 836 | 253.0833 | 143.1582 | 221112 | -95.1129 | 44.5333 | 2000 | 125 | 160 |  | 2 | N | Distillate Fuel Oil | N | N | N | 9999 | N |  | Combustion Turbine |  |  | 12608
7982_G_5 | MN | 27127 | Redwood Falls Public Utilities - S Plant | South Generation | 7175611 | 14985713 |  |  | 7982 | 5 | 2712700038 | EU002 | 0.03111 | 0.003771 | 0.7855 | 0.019582 | 0.019582 | 0.0002718 | 0.06411 | 2022 | 40 | 1.5 | 836 | 253.0833 | 143.1582 | 221112 | -95.1129 | 44.5333 | 2000 | 125 | 160 |  | 2.2 | N | Distillate Fuel Oil | N | N | N | 9999 | N |  | Combustion Turbine |  |  | 12621
56164_G_EU01 | MN | 27131 | Faribault Energy Park | Faribault Energy Park | 9467011 | 79650313 | 56164 | EU006 | 56164 | EU01 |  |  | 43.3 | 38.922 | 36.6822 | 8.0698 | 5.7976 | 1.4382 | 0.78403 |  | 175 | 19 | 248 | 19628.467 | 69.2013 | 221112 | -93.2894 | 44.3353 |  | 125 | 120 |  | 153 | N | Natural Gas, Distillate Fuel Oil | Y | N | N | 9999 | N |  | Combined Cycle |  | 3034.1311 | 7395
1891_B_1 | MN | 27137 | Minnesota Power - Laskin Energy Center | Syl Laskin | 6941511 | 14934913 | 1891 | 1 | 1891 | 1 | 2713700013 | EU001 | 7.976 | 1.267 | 50.5835 | 0.20591 | 0.17027 | 0.7351 | 2.178 | 2022 | 300 | 10.5 | 136 | 4111.4 | 47.462 | 221112 | -92.1621 | 47.5307 | 660 | 125 | 100 |  | 49 | N | Natural Gas | Y | N | N | 9999 | N |  | O/G Steam |  | 3434.1006 | 13873
1891_B_2 | MN | 27137 | Minnesota Power - Laskin Energy Center | Syl Laskin | 6941511 | 14935113 | 1891 | 2 | 1891 | 2 | 2713700013 | EU002 | 10.09 | 1.269 | 44.7764 | 0.20619 | 0.17051 | 0.7724 | 2.18 | 2022 | 300 | 10.5 | 136 | 4111.4 | 47.462 | 221112 | -92.1621 | 47.5307 | 660 | 125 | 100 |  | 49 | N | Natural Gas | Y | N | N | 9999 | N |  | O/G Steam |  | 3706.459 | 13922
1897_B_3 | MN | 27137 | Minnesota Power - Hibbard Renewable Energy Center | M L Hibbard | 7838011 | 2841413 | 1897 | 3 | 1897 | 3 | 2713700015 | EU003 | 205.8345 | 34.1941 | 204.6936 | 16.4818 | 12.5713 | 56.4231 | 8.5454 | 2022 | 331 | 14 | 378 | 13393.6836 | 86.9719 | 221112 | -92.1527 | 46.7357 | 590 | 125 | 100 |  | 30 | Y | Biomass | Y | N | N | 9999 | N |  | Biomass |  | 4082.1497 | 6336
1897_B_4 | MN | 27137 | Minnesota Power - Hibbard Renewable Energy Center | M L Hibbard | 7838011 | 2841513 | 1897 | 4 | 1897 | 4 | 2713700015 | EU004 | 234.2742 | 36.9306 | 232.5278 | 18.8458 | 14.2958 | 64.0916 | 9.1942 | 2022 | 331 | 14 | 378 | 13393.6836 | 86.9719 | 221112 | -92.1527 | 46.7357 | 590 | 125 | 100 |  | 30 | Y | Biomass | Y | N | N | 9999 | N |  | Biomass |  | 4085.5588 | 6336
1979_B_1 | MN | 27137 | Hibbing Public Utilities Commission | Hibbing | 6236711 | 16153613 |  |  | 1979 | 1 | 2713700027 | EU001 | 8.2444 | 0.29086 | 44.061 | 0.14376 | 0.12869 | 2.0676 | 0.83553 | 2022 | 155 | 10.5 | 359 | 3638.2667 | 42.0001 | 221122 | -92.9351 | 47.4295 | 139 | 125 | 100 |  | 7.6 | Y | Biomass | N | Y | N | 9999 | N |  | Biomass |  |  | 8665
1979_B_2 | MN | 27137 | Hibbing Public Utilities Commission | Hibbing | 6236711 | 16153713 |  |  | 1979 | 2 | 2713700027 | EU002 | 5.263 | 0.2005 | 17.54 | 0.04386 | 0.04386 | 0.03759 | 0.3446 | 2022 | 155 | 10.5 | 359 | 3638.2667 | 42.0001 | 221122 | -92.9351 | 47.4295 | 139 | 125 | 100 |  | 7.6 | Y | Biomass | N | Y | N | 9999 | N |  | Biomass |  |  | 8665
1979_B_3 | MN | 27137 | Hibbing Public Utilities Commission | Hibbing | 6236711 | 16153513 |  |  | 1979 | 3 | 2713700027 | EU003 | 16.416 | 0.56523 | 52.368 | 0.15142 | 0.13108 | 1.2519 | 0.99178 | 2022 | 121.7 | 7.5 | 350 | 2464.0333 | 55.7518 | 221122 | -92.9351 | 47.4295 | 165 | 125 | 100 |  | 7.6 | Y | Biomass | N | Y | N | 9999 | N |  | Biomass |  |  | 8665
1979_B_4 | MN | 27137 | Hibbing Public Utilities Commission | Hibbing | 6236711 | 79692513 |  |  | 1979 | 4 | 2713700027 | EU007 | 25.712 | 15.4646 | 24.913 | 1.119 | 0.37274 | 5.4754 | 4.1762 | 2022 | 150.1 | 6.5 | 325 | 1576.0333 | 47.4759 | 221122 | -92.9351 | 47.4295 | 230 | 125 | 100 | 121&128&140 | 7.6 | Y | Biomass | N | Y | N | 9999 | N |  | Biomass |  |  | 8665
2018_B_10 | MN | 27137 | Virginia Department of Public Utilities | Virginia | 6236811 | 16153213 |  |  | 2018 | 10 | 2713700028 | EU004 | 2.435 | 0.09275 | 3.026 | 0.015072 | 0.012463 | 0.01739 | 0.1594 | 2022 | 150 | 6 | 314 | 1467.6666 | 51.8872 | 221121 | -92.5409 | 47.5223 | 161 | 125 | 100 |  | 12.5 | N | Natural Gas | N | N | N | 9999 | N |  | O/G Steam |  |  | 18102
2018_B_11 | MN | 27137 | Virginia Department of Public Utilities | Virginia | 6236811 | 79698513 |  |  | 2018 | 11 | 2713700028 | EU006 | 0.01794 | 0.01837 | 0.7235 | 0.012557 | 0.012557 | 0.003444 | 0.03157 | 2022 | 150 | 6.5 | 315 | 1651.1 | 49.7372 | 221121 | -92.5409 | 47.5223 | 230 | 125 | 100 |  | 12.5 | N | Natural Gas | N | N | N | 9999 | N |  | O/G Steam |  |  | 18102
2018_B_7 | MN | 27137 | Virginia Department of Public Utilities | Virginia | 6236811 | 16152813 |  |  | 2018 | 7 | 2713700028 | EU001 | 29.77 | 0.004231 | 51.77 | 2.071 | 2.071 | 76.36 | 0.3744 | 2022 | 150 | 7 | 335 | 1631.05 | 42.3649 | 221121 | -92.5409 | 47.5223 | 90 | 125 | 100 |  | 0 | N | Natural Gas | N | N | N | 2025 | N |  | O/G Steam |  |  | 18102
57119_B_1111 | MN | 27139 | Koda Energy LLC | Koda Biomass Plant | 16000011 | 102928113 |  |  | 57119 | 1111 | 2713900114 | EU056 | 211.93 | 0.3027 | 184.693 | 13.1798 | 13.1797 | 34.814 | 1.1179 | 2022 | 220 | 6.5 | 349 | 2083.3333 | 62.7577 | 221118 | -93.5387 | 44.795 |  | 125 | 100 |  | 20.3 | Y | Biomass | N | Y | N | 9999 | N |  | Biomass |  |  | 8012
8027_G_7 | MN | 27139 | Xcel Energy - Blue Lake | Blue Lake | 6949611 | 79664613 | 8027 | 7 | 8027 | 7 |  |  | 0.5615 | 4.894 | 9.9011 | 0.14139 | 0.103 | 0.1742 | 0.5824 |  | 50 | 17.7 | 1105 | 39800.0007 | 161.6858 | 221112 | -93.4315 | 44.7855 |  | 125 | 120 |  | 150 | N | Natural Gas | Y | N | N | 9999 | N |  | Combustion Turbine |  | 385.24 | 11358
8027_G_8 | MN | 27139 | Xcel Energy - Blue Lake | Blue Lake | 6949611 | 79664713 | 8027 | 8 | 8027 | 8 | 2713900010 | EU008 | 0.0004046 | 4.657 | 9.8964 | 0.13452 | 0.098 | 0.1652 | 0.5541 | 2022 | 50 | 17.7 | 1105 | 39800.0007 | 161.6858 | 221112 | -93.4315 | 44.7855 | 174 | 125 | 120 |  | 150 | N | Natural Gas | Y | N | N | 9999 | N |  | Combustion Turbine |  | 364.5099 | 11358
8027_G_3 | MN | 27139 | Xcel Energy - Blue Lake |  | 6949611 | 14296313 | 8027 | 3 |  |  |  |  | 0.01333 | 0.08426 | 4.8569 | 0.017984 | 0.017984 | 0.1617 | 0.001656 |  | 52 | 17.3 | 852 | 22666.6671 | 96.3897 | 221112 | -93.4315 | 44.7855 |  | 125 | 120 |  |  |  |  | Y | N | N |  | N |  |  |  | 19.24
8027_G_2 | MN | 27139 | Xcel Energy - Blue Lake |  | 6949611 | 14296413 | 8027 | 2 |  |  | 2713900010 | EU002 | 0.008651 | 0.05469 | 3.1524 | 0.01167 | 0.01167 | 0.1052 | 0.001075 | 2022 | 52 | 17.3 | 852 | 22666.6671 | 96.3897 | 221112 | -93.4315 | 44.7855 | 50 | 125 | 120 |  |  |  |  | Y | N | N |  | N |  |  |  | 12.86
8027_G_4 | MN | 27139 | Xcel Energy - Blue Lake |  | 6949611 | 14296613 | 8027 | 4 |  |  | 2713900010 | EU004 | 0.008027 | 0.05075 | 2.9261 | 0.010831 | 0.010831 | 0.0974 | 0.0009973 | 2022 | 52 | 17.3 | 950 | 22666.6671 | 96.3897 | 221112 | -93.4315 | 44.7855 | 55 | 125 | 120 |  |  |  |  | Y | N | N |  | N |  |  |  | 9.1
8027_G_1 | MN | 27139 | Xcel Energy - Blue Lake |  | 6949611 | 14296513 | 8027 | 1 |  |  | 2713900010 | EU001 | 0.006176 | 0.03905 | 2.2506 | 0.0083401 | 0.0083401 | 0.0751 | 0.0007674 | 2022 | 52 | 17.3 | 852 | 22666.6671 | 96.3897 | 221112 | -93.4315 | 44.7855 | 50 | 125 | 120 |  |  |  |  | Y | N | N |  | N |  |  |  | 7.74
6090_B_3 | MN | 27141 | Xcel Energy - Sherburne County Generating Plant | Sherburne County | 6990811 | 15173513 | 6090 | 3 | 6090 | 3 | 2714100004 | EU003 | 478.164 | 0.8682 | 2704.1895 | 311.9407 | 123.7576 | 3081.6207 | 57.2126 | 2022 | 650 | 26 | 165 | 53333.3344 | 100.4124 | 221122 | -93.8976 | 45.3789 | 8530 | 125 | 100 |  | 876 | N | Subbituminous | Y | N | N | 2031 | N |  | Coal Steam |  | 5909.979 | 10018
2039_G_CT | MN | 27141 | Great River Energy - Elk River | Elk River | 8162511 | 102574213 | 2039 | ERPS11 | 2039 | CT | 2714100003 | EU010 | 18.7973 | 0 | 9.2068 | 0.15372 | 0.12523 | 0.1394 | 0.43684 | 2022 | 90 | 23.3 | 997 | 28333.3339 | 66.4234 | 221112 | -93.5548 | 45.2964 | 2270 | 103 | 120 |  | 189.1 | N | Natural Gas, Distillate Fuel Oil | Y | N | N | 9999 | N |  | Combustion Turbine |  | 319.3001 | 11468
6090_B_1 | MN | 27141 | Xcel Energy - Sherburne County Generating Plant |  | 6990811 | 15174813 | 6090 | 1 |  |  | 2714100004 | EU001 | 500.4123 | 0.64686 | 2475.4178 | 175.4837 | 107.1933 | 416.4476 | 60.0105 | 2022 | 650 | 32.5 | 171 | 86666.6684 | 104.4289 | 221122 | -93.8976 | 45.3789 | 7110 | 125 | 100 | 141&146&99 |  |  |  | Y | N | N |  | N |  |  |  | 7380.6602
6090_B_2 | MN | 27141 | Xcel Energy - Sherburne County Generating Plant |  | 6990811 | 15175013 | 6090 | 2 |  |  | 2714100004 | EU002 | 415.625 | 0.6325 | 2068.9239 | 151.7276 | 92.7469 | 358.7482 | 49.791 | 2022 | 650 | 32.5 | 171 | 86666.6684 | 104.4289 | 221122 | -93.8976 | 45.3789 | 7110 | 125 | 100 | 141&146&99 |  |  |  | Y | N | N |  | N |  |  |  | 6289.9004
60254_G_UNIT1 | MN | 27147 | Owatonna Energy Station | Owatonna Energy Station | 17995511 | 128374813 |  |  | 60254 | UNIT1 | 2714700077 | EU001 | 1.524 | 0.6453 | 12.66 | 1.202 | 1.202 | 0.0215 | 2.599 | 2022 | 99 | 3.9 | 635 | 984.1333 | 82.3493 | 221112 | -93.2624 | 44.0853 |  | 125 | 160 |  | 9.7 | N | Natural Gas | N | N | N | 9999 | N |  | Combustion Turbine |  |  | 10745
60254_G_UNIT2 | MN | 27147 | Owatonna Energy Station | Owatonna Energy Station | 17995511 | 128374713 |  |  | 60254 | UNIT2 | 2714700077 | EU002 | 1.675 | 0.6408 | 13.91 | 1.3206 | 1.3206 | 0.02135 | 2.855 | 2022 | 99 | 3.9 | 635 | 984.1333 | 82.3493 | 221112 | -93.2624 | 44.0853 |  | 125 | 160 |  | 9.7 | N | Natural Gas | N | N | N | 9999 | N |  | Combustion Turbine |  |  | 10745
60254_G_UNIT3 | MN | 27147 | Owatonna Energy Station | Owatonna Energy Station | 17995511 | 128374613 |  |  | 60254 | UNIT3 | 2714700077 | EU003 | 1.608 | 0.6149 | 13.35 | 1.268 | 1.268 | 0.02049 | 2.778 | 2022 | 99 | 3.9 | 635 | 984.1333 | 82.3493 | 221112 | -93.2624 | 44.0853 |  | 125 | 160 |  | 9.7 | N | Natural Gas | N | N | N | 9999 | N |  | Combustion Turbine |  |  | 10745
60254_G_UNIT4 | MN | 27147 | Owatonna Energy Station | Owatonna Energy Station | 17995511 | 128374513 |  |  | 60254 | UNIT4 | 2714700077 | EU004 | 2.029 | 0.7757 | 16.84 | 1.5994 | 1.5994 | 0.02585 | 3.505 | 2022 | 99 | 3.9 | 635 | 984.1333 | 82.3493 | 221112 | -93.2624 | 44.0853 |  | 125 | 160 |  | 9.7 | N | Natural Gas | N | N | N | 9999 | N |  | Combustion Turbine |  |  | 10745
1964_G_10 | MN | 27151 | Benson Municipal Utilities | Benson City of | 7151411 | 14392513 |  |  | 1964 | 10 | 2715100006 | EU006 | 0.02166 | 0.001805 | 0.2727 | 0.0048866 | 0.0046996 | 0.0008591 | 0.006984 | 2022 | 45 | 1.3 | 901 | 241.7833 | 182.0853 | 221112 | -95.6031 | 45.3143 | 1830 | 125 | 160 |  | 1.8 | N | Distillate Fuel Oil | N | N | N | 9999 | N |  | Combustion Turbine |  |  | 10745
1964_G_11 | MN | 27151 | Benson Municipal Utilities | Benson City of | 7151411 | 14392813 |  |  | 1964 | 11 | 2715100006 | EU007 | 0.02319 | 0.001933 | 0.2919 | 0.0052318 | 0.0050318 | 0.0009198 | 0.007478 | 2022 | 45 | 1.3 | 901 | 241.7833 | 182.0853 | 221112 | -95.6031 | 45.3143 | 1830 | 125 | 160 |  | 1.8 | N | Distillate Fuel Oil | N | N | N | 9999 | N |  | Combustion Turbine |  |  | 10745
1964_G_7 | MN | 27151 | Benson Municipal Utilities | Benson City of | 7151411 | 14392313 |  |  | 1964 | 7 | 2715100006 | EU003 | 0.03377 | 0.002814 | 0.4251 | 0.007618 | 0.007327 | 0.001339 | 0.01089 | 2022 | 45 | 1.3 | 901 | 241.7833 | 182.0853 | 221112 | -95.6031 | 45.3143 | 1830 | 125 | 160 |  | 1.8 | N | Distillate Fuel Oil | N | N | N | 9999 | N |  | Combustion Turbine |  |  | 10745
1964_G_8 | MN | 27151 | Benson Municipal Utilities | Benson City of | 7151411 | 14392113 |  |  | 1964 | 8 | 2715100006 | EU004 | 0.03572 | 0.002977 | 0.4496 | 0.008058 | 0.00775 | 0.001417 | 0.01152 | 2022 | 45 | 1.3 | 901 | 241.7833 | 182.0853 | 221112 | -95.6031 | 45.3143 | 1830 | 125 | 160 |  | 1.8 | N | Distillate Fuel Oil | N | N | N | 9999 | N |  | Combustion Turbine |  |  | 10745
1964_G_9 | MN | 27151 | Benson Municipal Utilities | Benson City of | 7151411 | 14392413 |  |  | 1964 | 9 | 2715100006 | EU005 | 0.03565 | 0.002971 | 0.4487 | 0.008043 | 0.007736 | 0.001414 | 0.01149 | 2022 | 45 | 1.3 | 901 | 241.7833 | 182.0853 | 221112 | -95.6031 | 45.3143 | 1830 | 125 | 160 |  | 1.8 | N | Distillate Fuel Oil | N | N | N | 9999 | N |  | Combustion Turbine |  |  | 10745
1915_B_1 | MN | 27163 | Xcel Energy - Allen S King Generating Plant | Allen S King | 6772111 | 13604613 | 1915 | 1 | 1915 | 1 | 2716300005 | EU001 | 36.884 | 34.6487 | 635.0746 | 81.8249 | 63.9349 | 737.187 | 38.5556 | 2022 | 785 | 18.5 | 169 | 25674.1505 | 95.4746 | 221121 | -92.7779 | 45.0305 | 5240 | 125 | 100 |  | 511 | N | Subbituminous | Y | N | N | 2029 | N |  | Coal Steam |  | 2991.8604 | 9792
55010_G_CTG1 | MN | 27163 | LSP Cottage Grove Cogeneration Facility | LSP-Cottage Grove LP | 6785711 | 13590213 | 55010 | 01 | 55010 | CTG1 | 2716300087 | EU001 | 54.62 | 27.19 | 26.3296 | 2.355 | 2.355 | 1.4919 | 9.513 | 2022 | 213 | 18 | 281 | 21033.3337 | 82.6225 | 221122 | -92.9101 | 44.7955 | 245 | 125 | 120 |  | 154 | Y | Natural Gas, Distillate Fuel Oil | Y | N | N | 9999 | N |  | Combined Cycle |  | 3464.2886 | 7291
55010_G_STG1 | MN | 27163 | LSP Cottage Grove Cogeneration Facility | LSP-Cottage Grove LP | 6785711 | 13590113 |  |  | 55010 | STG1 | 2716300087 | EU002 | 2.412 | 0.3104 | 1.112 | 0.104 | 0.104 | 0.0634 | 0.42 | 2022 | 213 | 18 | 281 | 21033.3337 | 82.6225 | 221122 | -92.9101 | 44.7955 | 270 | 125 | 100 |  | 97 | Y | Natural Gas, Distillate Fuel Oil | N | Y | N | 9999 | N |  | Combined Cycle |  |  | 7291
1929_G_1 | MN | 27165 | Saint James Diesel Generating Plant | St James | 6136011 | 16183813 |  |  | 1929 | 1 | 2716500025 | EU001 | 0.01989 | 0.001657 | 0.2503 | 0.004486 | 0.004315 | 0.003943 | 0.006412 | 2022 | 40.4 | 1.5 | 836 | 253.0833 | 143.1582 | 221121 | -94.624 | 43.986 | 2000 | 125 | 160 |  | 2 | N | Distillate Fuel Oil | N | N | N | 9999 | N |  | Combustion Turbine |  |  | 10745
1929_G_2 | MN | 27165 | Saint James Diesel Generating Plant | St James | 6136011 | 16183913 |  |  | 1929 | 2 | 2716500025 | EU002 | 0.01665 | 0.001388 | 0.2096 | 0.0037565 | 0.0036125 | 0.003302 | 0.005369 | 2022 | 40.4 | 1.5 | 836 | 253.0833 | 143.1582 | 221121 | -94.624 | 43.986 | 2000 | 125 | 160 |  | 2 | N | Distillate Fuel Oil | N | N | N | 9999 | N |  | Combustion Turbine |  |  | 10745
1929_G_3 | MN | 27165 | Saint James Diesel Generating Plant | St James | 6136011 | 16184013 |  |  | 1929 | 3 | 2716500025 | EU003 | 0.01665 | 0.001388 | 0.2096 | 0.0037565 | 0.0036125 | 0.003302 | 0.005369 | 2022 | 40.4 | 1.5 | 836 | 253.0833 | 143.1582 | 221121 | -94.624 | 43.986 | 2000 | 125 | 160 |  | 2 | N | Distillate Fuel Oil | N | N | N | 9999 | N |  | Combustion Turbine |  |  | 10745
1929_G_4 | MN | 27165 | Saint James Diesel Generating Plant | St James | 6136011 | 16184113 |  |  | 1929 | 4 | 2716500025 | EU004 | 0.01644 | 0.00137 | 0.207 | 0.0037091 | 0.0035671 | 0.00326 | 0.005301 | 2022 | 40.4 | 1.5 | 836 | 253.0833 | 143.1582 | 221121 | -94.624 | 43.986 | 2000 | 125 | 160 |  | 2 | N | Distillate Fuel Oil | N | N | N | 9999 | N |  | Combustion Turbine |  |  | 10745
1929_G_5 | MN | 27165 | Saint James Diesel Generating Plant | St James | 6136011 | 16184213 |  |  | 1929 | 5 | 2716500025 | EU005 | 0.01989 | 0.001657 | 0.2503 | 0.004486 | 0.004315 | 0.003943 | 0.006412 | 2022 | 40.4 | 1.5 | 836 | 253.0833 | 143.1582 | 221121 | -94.624 | 43.986 | 2000 | 125 | 160 |  | 2 | N | Distillate Fuel Oil | N | N | N | 9999 | N |  | Combustion Turbine |  |  | 10745
1929_G_6 | MN | 27165 | Saint James Diesel Generating Plant | St James | 6136011 | 16184313 |  |  | 1929 | 6 | 2716500025 | EU006 | 0.02018 | 0.001682 | 0.254 | 0.004553 | 0.004379 | 0.004002 | 0.006508 | 2022 | 40.4 | 1.5 | 836 | 253.0833 | 143.1582 | 221121 | -94.624 | 43.986 | 2000 | 125 | 160 |  | 2 | N | Distillate Fuel Oil | N | N | N | 9999 | N |  | Combustion Turbine |  |  | 10745
2042_G_5A | MN | 27171 | Great River Energy Maple Lake Station | Maple Lake | 7019511 | 14222113 | 2042 | 1 | 2042 | 5A | 2717100020 | EU001 | 0.01768 | 0 | 6.406 | 0.023652 | 0.023652 | 0.007 | 0.002196 | 2022 | 35 | 13.1 | 842 | 9378.1168 | 69.5518 | 221122 | -94.0098 | 45.2291 | 29.3 | 125 | 120 |  | 18.7 | N | Distillate Fuel Oil | Y | N | N | 9999 | N |  | Combustion Turbine |  | 50.51 | 15795
55220_G_A01 | MS | 28007 | ENTERGY MISSISSIPPI ATTALA PLANT | Attala | 7036511 | 14202213 | 55220 | A01 | 55220 | A01 | 2800700032 | 001 | 364.015 | 28.4304 | 65.134 | 1.3728 | 0.8414 | 3.5065 | 9.0782 | 2022 | 160 | 18 | 187 | 16277.7669 | 64 | 221112 | -89.6764 | 33.0153 | 1760 | 125 | 120 |  | 147.1 | N | Natural Gas | Y | N | N | 9999 | N |  | Combined Cycle |  | 7204.8604 | 7141
55220_G_A02 | MS | 28007 | ENTERGY MISSISSIPPI ATTALA PLANT | Attala | 7036511 | 14202313 | 55220 | A02 | 55220 | A02 | 2800700032 | 002 | 363.958 | 28.4259 | 65.922 | 1.3726 | 0.84126 | 3.5684 | 9.0768 | 2021 | 160 | 18 | 187 | 16277.7669 | 64 | 221112 | -89.6764 | 33.0153 | 1760 | 125 | 120 |  | 147.1 | N | Natural Gas | Y | N | N | 9999 | N |  | Combined Cycle |  | 7350.2905 | 7141
55451_G_CTG1 | MS | 28009 | TVA MAGNOLIA COMBINED CYCLE | Magnolia Power Plant | 7037011 | 14200613 | 55451 | CTG-1 | 55451 | CTG1 | 2800900019 | 001 | 48 | 16.46 | 73.7354 | 60.58 | 60.58 | 3.7547 | 10.22 | 2022 | 131 | 18 | 170 | 17218.817 | 67.7 | 22111 | -89.2018 | 34.8356 | 2340 | 125 | 120 |  | 156 | N | Natural Gas | Y | N | N | 9999 | N | 55451_G_CTG1;55451_G_STG1 | Combined Cycle | 6137 | 6136.8794 | 7205
55451_G_CTG2 | MS | 28009 | TVA MAGNOLIA COMBINED CYCLE | Magnolia Power Plant | 7037011 | 14200513 | 55451 | CTG-2 | 55451 | CTG2 | 2800900019 | 002 | 28.6 | 15.88 | 69.5801 | 56.61 | 56.61 | 3.5899 | 8.36 | 2022 | 131 | 18 | 170 | 17218.817 | 67.7 | 22111 | -89.2018 | 34.8356 | 2340 | 125 | 120 |  | 156 | N | Natural Gas | Y | N | N | 9999 | N | 55451_G_STG2;55451_G_CTG2 | Combined Cycle | 6055 | 6054.5996 | 7205
55451_G_CTG3 | MS | 28009 | TVA MAGNOLIA COMBINED CYCLE | Magnolia Power Plant | 7037011 | 14201713 | 55451 | CTG-3 | 55451 | CTG3 | 2800900019 | 003 | 35 | 10.18 | 81.8451 | 66.56 | 66.56 | 4.1925 | 10.08 | 2022 | 131 | 18 | 170 | 17218.817 | 67.7 | 22111 | -89.2018 | 34.8356 | 2340 | 125 | 120 |  | 156 | N | Natural Gas | Y | N | N | 9999 | N | 55451_G_STG3;55451_G_CTG3 | Combined Cycle | 7031 | 7031.4097 | 7205
55076_B_AA001 | MS | 28019 | CHOCTAW GENERATION LIMITED PARTNERSHIP, | Red Hills Generating Facility | 7053011 | 14190213 | 55076 | AA001 | 55076 | AA001 | 2801900011 | 001 | 54.52 | 0.3479 | 888.4008 | 178.11 | 89.44 | 1628.8704 | 23.56 | 2022 | 350 | 24.5 | 257 | 27706.3338 | 58.8 | 221112 | -89.2178 | 33.3765 | 2480 | 125 | 100 |  | 220 | N | Lignite | Y | N | N | 9999 | N |  | Coal Steam | 8760 | 7645 | 11206
55076_B_AA002 | MS | 28019 | CHOCTAW GENERATION LIMITED PARTNERSHIP, | Red Hills Generating Facility | 7053011 | 65310713 | 55076 | AA002 | 55076 | AA002 | 2801900011 | 012 | 60.36 | 0.3351 | 942.3416 | 186.23 | 86.76 | 1224.3339 | 26.22 | 2022 | 350 | 24.5 | 257 | 27706.3338 | 58.8 | 221112 | -89.2178 | 33.3765 | 2480 | 125 | 100 |  | 220 | N | Lignite | Y | N | N | 9999 | N |  | Coal Steam | 8760 | 7555 | 11206
55694_G_CT1 | MS | 28019 | TVA ACKERMAN COMBINED CYCLE | Quantum Choctaw Power LLC | 12589611 | 63862113 | 55694 | AA-001 | 55694 | CT1 | 2801900019 | 001 | 54.6 | 14.06 | 80.3128 | 46.07 | 46.07 | 4.6398 | 7.24 | 2022 | 175 | 20 | 192 | 21383.4004 | 68.1 | 221112 | -89.2093 | 33.3794 | 2740 | 125 | 120 |  | 220 | N | Natural Gas | Y | N | N | 9999 | N | 55694_G_CT1;55694_G_ST1 | Combined Cycle | 8760 | 7328.6689 | 7148
55694_G_CT2 | MS | 28019 | TVA ACKERMAN COMBINED CYCLE | Quantum Choctaw Power LLC | 12589611 | 63862213 | 55694 | AA-002 | 55694 | CT2 | 2801900019 | 002 | 49.9 | 43.42 | 85.9233 | 40.91 | 40.91 | 4.3755 | 7.36 | 2022 | 175 | 20 | 192 | 21383.4004 | 68.1 | 221112 | -89.2093 | 33.3794 | 2740 | 125 | 120 |  | 220 | N | Natural Gas | Y | N | N | 9999 | N |  | Combined Cycle | 8760 | 7050.8794 | 7148
55706_G_CTG1 | MS | 28019 | ENTERGY MISSISSIPPI LLC, CHOCTAW COUNTY | Choctaw County | 7053111 | 14190013 | 55706 | CTG1 | 55706 | CTG1 | 2801900018 | 001 | 36.64 |  | 42.1728 | 6.72 | 6.72 | 2.8448 | 1.69 | 2022 | 175 | 19 | 185 | 15364.3669 | 54.2 | 221112 | -89.4203 | 33.2881 | 2130 | 125 | 120 |  | 164 | N | Natural Gas | Y | N | N | 9999 | N | 55706_G_CTG1;55706_G_STG1 | Combined Cycle | 5287 | 5254.0103 | 7190
55706_G_CTG2 | MS | 28019 | ENTERGY MISSISSIPPI LLC, CHOCTAW COUNTY | Choctaw County | 7053111 | 14189613 | 55706 | CTG2 | 55706 | CTG2 | 2801900018 | 002 | 34.97 |  | 48.7217 | 6.66 | 6.66 | 2.7877 | 4.22 | 2022 | 175 | 19 | 185 | 15364.3669 | 54.2 | 221112 | -89.4203 | 33.2881 | 2130 | 125 | 120 |  | 164 | N | Natural Gas | Y | N | N | 9999 | N |  | Combined Cycle | 5459 | 5433.9199 | 7190
55706_G_CTG3 | MS | 28019 | ENTERGY MISSISSIPPI LLC, CHOCTAW COUNTY | Choctaw County | 7053111 | 14189913 | 55706 | CTG3 | 55706 | CTG3 | 2801900018 | 003 | 11.55 |  | 27.8875 | 7.33 | 7.33 | 1.596 | 2.25 | 2022 | 175 | 19 | 185 | 15364.3669 | 54.2 | 221112 | -89.4203 | 33.2881 | 2130 | 125 | 120 |  | 164 | N | Natural Gas | Y | N | N | 9999 | N |  | Combined Cycle | 3033 | 3023.9399 | 7190
2059_G_8 | MS | 28027 | CLARKSDALE PUBLIC UTILITIES, LEWIS L WIL | L L Wilkins | 7167411 | 14340013 |  |  | 2059 | 8 | 2802700063 | 002 | 0.08 |  | 0.22 |  |  |  | 0.02 | 2022 | 78 | 9.5 | 973 | 7297.1668 | 102.9 | 221112 | -90.5631 | 34.1836 | 235 | 125 | 120 |  | 13.2 | N | Natural Gas | N | N | N | 9999 | N |  | Combined Cycle | 7 |  | 13902
2059_G_9 | MS | 28027 | CLARKSDALE PUBLIC UTILITIES, LEWIS L WIL | L L Wilkins | 7167411 | 14339813 |  |  | 2059 | 9 | 2802700063 | 003 | 0.04 |  | 0.17 |  |  |  | 0.01 | 2022 | 75 | 9.1 | 260 | 3659.8334 | 56.3 | 221112 | -90.5631 | 34.1836 | 227 | 125 | 120 |  | 22 | N | Natural Gas | N | N | N | 9999 | N |  | Combined Cycle | 3 |  | 15000
55395_G_CT01 | MS | 28027 | CLARKSDALE PUBLIC UTILITIES, CROSSROADS | Crossroads Energy Center | 7181411 | 14339413 | 55395 | CT01 | 55395 | CT01 | 2802700079 | 001 | 3.95 |  | 15.5644 | 3.8071 | 3.8071 | 0.2044 | 0.55 | 2020 | 56 | 14.4 | 971 | 28143.1172 | 174 | 221112 | -90.5628 | 34.1833 | 869 | 125 | 120 |  | 77 | N | Natural Gas | Y | N | N | 9999 | N |  | Combustion Turbine |  | 971.2101 | 12888
55395_G_CT02 | MS | 28027 | CLARKSDALE PUBLIC UTILITIES, CROSSROADS | Crossroads Energy Center | 7181411 | 14339313 | 55395 | CT02 | 55395 | CT02 |  |  | 2.26 |  | 25.8436 | 3.2601 | 3.2601 | 0.1966 | 0.47 |  | 56 | 14.4 | 971 | 28143.1172 | 174 | 221112 | -90.5628 | 34.1833 |  | 125 | 120 |  | 77 | N | Natural Gas | Y | N | N | 9999 | N |  | Combustion Turbine |  | 932.5601 | 12889
55395_G_CT03 | MS | 28027 | CLARKSDALE PUBLIC UTILITIES, CROSSROADS | Crossroads Energy Center | 7181411 | 14339213 | 55395 | CT03 | 55395 | CT03 | 2802700079 | 003 | 8.56 |  | 45.0706 | 3.5227 | 3.5227 | 0.1992 | 0.51 | 2020 | 56 | 14.4 | 971 | 28143.1172 | 174 | 221112 | -90.5628 | 34.1833 | 869 | 125 | 120 |  | 77 | N | Natural Gas | Y | N | N | 9999 | N |  | Combustion Turbine |  | 942.4302 | 12889
55395_G_CT04 | MS | 28027 | CLARKSDALE PUBLIC UTILITIES, CROSSROADS | Crossroads Energy Center | 7181411 | 14339113 | 55395 | CT04 | 55395 | CT04 | 2802700079 | 004 | 3.12 |  | 19.208 | 2.6475 | 2.6475 | 0.167 | 0.39 | 2020 | 56 | 14.4 | 971 | 28143.1172 | 174 | 221112 | -90.5628 | 34.1833 | 869 | 125 | 120 |  | 77 | N | Natural Gas | Y | N | N | 9999 | N |  | Combustion Turbine |  | 831.65 | 12889
55269_G_CTG1 | MS | 28033 | TVA SOUTHAVEN COMBINED CYCLE PLANT | TVA Southaven Combined Cycle | 7184711 | 14319213 | 55269 | AA-001 | 55269 | CTG1 | 2803300095 | 001 | 73.96 |  | 65.6727 | 70.73 | 70.73 | 3.4753 | 12.95 | 2022 | 150 | 18 | 173 | 16666.667 | 65.5 | 221112 | -90.0381 | 34.9928 | 1700 | 125 | 120 |  | 157 | N | Natural Gas | Y | N | N | 9999 | N |  | Combined Cycle | 7113 | 7111.6992 | 7234
55269_G_CTG2 | MS | 28033 | TVA SOUTHAVEN COMBINED CYCLE PLANT | TVA Southaven Combined Cycle | 7184711 | 14319113 | 55269 | AA-002 | 55269 | CTG2 | 2803300095 | 002 | 63.2 |  | 67.4426 | 60.49 | 60.49 | 3.4593 | 3.52 | 2022 | 150 | 18 | 173 | 16666.667 | 68.7 | 221112 | -90.0381 | 34.9928 | 1700 | 125 | 120 |  | 157 | N | Natural Gas | Y | N | N | 9999 | N |  | Combined Cycle | 6965 | 6964.5903 | 7234
55269_G_CTG3 | MS | 28033 | TVA SOUTHAVEN COMBINED CYCLE PLANT | TVA Southaven Combined Cycle | 7184711 | 14319013 | 55269 | AA-003 | 55269 | CTG3 | 2803300095 | 003 | 54.57 |  | 52.9509 | 42.95 | 42.95 | 2.735 | 2.68 | 2022 | 150 | 18 | 173 | 16666.667 | 68.7 | 221112 | -90.0381 | 34.9928 | 1700 | 125 | 120 |  | 157 | N | Natural Gas | Y | N | N | 9999 | N |  | Combined Cycle | 5827 | 5826.8301 | 7234
2049_B_5 | MS | 28047 | MISSISSIPPI POWER COMPANY, PLANT JACK WA | Jack Watson | 6788111 | 13581613 | 2049 | 5 | 2049 | 5 | 2804700055 | 005 | 26.44 |  | 2256.7577 | 129.55 | 129.55 | 5.1894 | 48.47 | 2022 | 400 | 11.2 | 281 | 7109.5668 | 72.2 | 221112 | -89.026 | 30.4394 | 5540 | 125 | 100 |  | 485 | N | Natural Gas | Y | N | N | 9999 | N |  | O/G Steam | 7974 | 7964.8501 | 10838
2049_G_A | MS | 28047 | MISSISSIPPI POWER COMPANY, PLANT JACK WA | Jack Watson | 6788111 | 13581813 |  |  | 2049 | A | 2804700055 | 006 | 2.29 |  | 19.5 | 0.18 | 0.18 | 0.02 | 0.06 | 2022 | 36 | 14 | 837 | 6892.9334 | 44.8 | 221112 | -89.0288 | 30.4391 | 633 | 125 | 120 |  | 33 | N | Natural Gas | N | N | N | 9999 | N |  | Combustion Turbine | 138 |  | 17054
2049_B_4 | MS | 28047 | MISSISSIPPI POWER COMPANY, PLANT JACK WA |  | 6788111 | 13581913 | 2049 | 4 |  |  | 2804700055 | 004 | 4.49 |  | 821.9278 | 48.03 | 48.03 | 2.6 | 24.69 | 2022 | 350 | 16.2 | 270 | 12752.3502 | 61.9 | 221112 | -89.0264 | 30.4392 | 2760 | 125 | 100 |  |  |  |  | Y | N | N |  | N |  |  | 7205 | 7193.8184
55218_G_H01 | MS | 28049 | ENTERGY MISSISSIPPI INC, HINDS COUNTY PL | Hinds Energy Facility | 6966711 | 13986213 | 55218 | H01 | 55218 | H01 | 2804900230 | AA-001 | 498.5373 | 38.9369 | 53.6265 | 1.8801 | 1.1523 | 3.1631 | 12.4331 | 2021 | 160 | 18 | 187 | 16277.7669 | 64 | 22112 | -90.2199 | 32.3785 | 1730 | 125 | 120 |  | 147.1 | N | Natural Gas | Y | N | N | 9999 | N | 55218_G_H03;55218_G_H01 | Combined Cycle |  | 6489.5493 | 7143
55218_G_H02 | MS | 28049 | ENTERGY MISSISSIPPI INC, HINDS COUNTY PL | Hinds Energy Facility | 6966711 | 13985513 | 55218 | H02 | 55218 | H02 | 2804900230 | AA-002 | 493.2908 | 38.5271 | 50.1133 | 1.8603 | 1.1402 | 3.1719 | 12.3023 | 2022 | 160 | 18 | 187 | 16277.7669 | 64 | 22112 | -90.2199 | 32.3785 | 1730 | 125 | 120 |  | 147.1 | N | Natural Gas | Y | N | N | 9999 | N |  | Combined Cycle |  | 6497.8101 | 7143
2047_G_1 | MS | 28059 | MISSISSIPPI POWER COMPANY, CHEVRON COGEN | Chevron Oil | 6970611 | 13971113 |  |  | 2047 | 1 | 2805900048 | 001 | 69.26 |  | 270.28 | 5.57 | 5.57 | 0.51 | 1.77 | 2020 | 39 | 10.1 | 425 | 2322.25 | 29 | 22111 | -88.4909 | 30.34 | 15 | 125 | 120 |  | 17 | Y | Natural Gas | N | Y | N | 9999 | N |  | Combustion Turbine | 8784 |  | 11353
2047_G_2 | MS | 28059 | MISSISSIPPI POWER COMPANY, CHEVRON COGEN | Chevron Oil | 6970611 | 13971013 |  |  | 2047 | 2 | 2805900048 | 002 | 82.14 |  | 320.54 | 6.61 | 6.61 | 0.6 | 2.1 | 2020 | 39 | 10.1 | 438 | 2322.25 | 29 | 22111 | -88.4912 | 30.34 | 15 | 125 | 120 |  | 18 | Y | Natural Gas | N | Y | N | 9999 | N |  | Combustion Turbine | 8784 |  | 11353
2047_G_3 | MS | 28059 | MISSISSIPPI POWER COMPANY, CHEVRON COGEN | Chevron Oil | 6970611 | 13971213 |  |  | 2047 | 3 | 2805900048 | 003 | 44.33 |  | 165.25 | 3.73 | 3.73 | 2.4 | 1.14 | 2020 | 59 | 10 | 453 | 2590.5 | 33 | 22111 | -88.4914 | 30.3397 | 16 | 125 | 120 |  | 16 | Y | Natural Gas | N | Y | N | 9999 | N |  | Combustion Turbine | 8784 |  | 11353
2047_G_4 | MS | 28059 | MISSISSIPPI POWER COMPANY, CHEVRON COGEN | Chevron Oil | 6970611 | 13971513 |  |  | 2047 | 4 | 2805900048 | 004 | 84.26 |  | 317.83 | 7 | 7 | 3.56 | 2.16 | 2022 | 59 | 10 | 467 | 2590.5 | 33 | 22111 | -88.4918 | 30.3397 | 16 | 125 | 120 |  | 16 | Y | Natural Gas | N | Y | N | 9999 | N |  | Combustion Turbine | 8784 |  | 11353
2047_G_5 | MS | 28059 | MISSISSIPPI POWER COMPANY, CHEVRON COGEN | Chevron Oil | 6970611 | 13971413 | 2047 | 5 | 2047 | 5 | 2805900048 | 005 | 282.8442 | 22.0907 | 160.8271 | 1.0667 | 0.65377 | 1.7456 | 7.0539 | 2021 | 94 | 14 | 388 | 11539.5002 | 75 | 22111 | -88.4929 | 30.3401 | 1100 | 125 | 120 |  | 70 | Y | Natural Gas | Y | N | N | 9999 | N |  | Combustion Turbine |  | 7046.9795 | 11354
6073_G_3 | MS | 28059 | MISSISSIPPI POWER COMPANY, PLANT VICTOR | Victor J Daniel Jr | 6251011 | 16467613 | 6073 | 3A | 6073 | 3 | 2805900090 | 003 | 3.53 | 3.7237 | 48.4366 | 46.2 | 46.2 | 4.1364 | 1.31 | 2022 | 121 | 16.83 | 183 | 15683.6503 | 70.5 | 221112 | -88.5567 | 30.5312 | 1950 | 125 | 120 |  | 185.4 | N | Natural Gas | Y | N | N | 9999 | N | 6073_G_3ST;6073_G_3 | Combined Cycle | 7642 | 7635.3501 | 7065
6073_G_3CT | MS | 28059 | MISSISSIPPI POWER COMPANY, PLANT VICTOR | Victor J Daniel Jr | 6251011 | 16467413 | 6073 | 3B | 6073 | 3CT | 2805900090 | 004 | 5.07 | 3.602 | 52.5665 | 44.69 | 44.69 | 4.0335 | 0.01 | 2022 | 121 | 16.83 | 183 | 15683.6503 | 70.5 | 221112 | -88.5567 | 30.5309 | 1950 | 125 | 120 |  | 185.4 | N | Natural Gas | Y | N | N | 9999 | N |  | Combined Cycle | 7621 | 7614.1909 | 7065
6073_G_4 | MS | 28059 | MISSISSIPPI POWER COMPANY, PLANT VICTOR | Victor J Daniel Jr | 6251011 | 16467313 | 6073 | 4A | 6073 | 4 | 2805900090 | 005 | 0.34 |  | 48.9514 | 1.18 | 1.18 | 4.1685 |  | 2022 | 121 | 16.83 | 183 | 15683.6503 | 70.5 | 221112 | -88.5567 | 30.5299 | 1950 | 125 | 120 |  | 189.4 | N | Natural Gas | Y | N | N | 9999 | N | 6073_G_4;6073_G_4ST | Combined Cycle | 7633 | 7625.9409 | 7065
6073_G_4CT | MS | 28059 | MISSISSIPPI POWER COMPANY, PLANT VICTOR | Victor J Daniel Jr | 6251011 | 16467513 | 6073 | 4B | 6073 | 4CT | 2805900090 | 006 | 0.21 |  | 51.01 | 0.82 | 0.82 | 4.2922 |  | 2022 | 121 | 16.83 | 183 | 15683.6503 | 70.5 | 221112 | -88.5568 | 30.5296 | 1950 | 125 | 120 |  | 189.4 | N | Natural Gas | Y | N | N | 9999 | N |  | Combined Cycle | 8271 | 8268.8799 | 7065
6073_B_2 | MS | 28059 | MISSISSIPPI POWER COMPANY, PLANT VICTOR |  | 6251011 | 16467213 | 6073 | 2 |  |  | 2805900090 | 002 | 321.63 | 0.1 | 2560.5241 | 40.8 | 40.8 | 153.0132 | 33.38 | 2022 | 621 | 26.17 | 132 | 27432.6338 | 51 | 221112 | -88.5572 | 30.5327 | 5460 | 125 | 100 |  |  |  |  | Y | N | N |  | N |  |  | 5511 | 5501.2002
6073_B_1 | MS | 28059 | MISSISSIPPI POWER COMPANY, PLANT VICTOR |  | 6251011 | 16467713 | 6073 | 1 |  |  | 2805900090 | 001 | 106.47 | 0.1 | 2160.2531 | 20.02 | 20.02 | 131.9771 | 25.05 | 2022 | 621 | 26.17 | 131 | 25281.0505 | 47 | 221112 | -88.5572 | 30.5327 | 5460 | 125 | 100 |  |  |  |  | Y | N | N |  | N |  |  | 6665 | 4511.6694
7988_G_1 | MS | 28065 | COOPERATIVE ENERGY, A MISSISSIPPI ELECTR | Silver Creek | 9455211 | 53523513 | 7988 | 1 | 7988 | 1 | 2806500032 | 001 | 11.92 |  | 4.8886 | 2.1661 | 2.1661 | 0.0971 | 0.23 | 2020 | 56 | 15 | 1000 | 24232.9504 | 137.2 | 221112 | -89.9469 | 31.6001 | 1110 | 125 | 120 |  | 75 | N | Natural Gas | Y | N | N | 9999 | N |  | Combustion Turbine |  | 469.6099 | 12614
7988_G_2 | MS | 28065 | COOPERATIVE ENERGY, A MISSISSIPPI ELECTR | Silver Creek | 9455211 | 53523613 | 7988 | 2 | 7988 | 2 | 2806500032 | 002 | 10.63 |  | 4.6609 | 1.8817 | 1.8817 | 0.1136 | 0.2 | 2020 | 56 | 15 | 1000 | 24232.9504 | 137.2 | 221112 | -89.9469 | 31.6001 | 1110 | 125 | 120 |  | 75 | N | Natural Gas | Y | N | N | 9999 | N |  | Combustion Turbine |  | 446.05 | 12614
7988_G_3 | MS | 28065 | COOPERATIVE ENERGY, A MISSISSIPPI ELECTR | Silver Creek | 9455211 | 53523713 | 7988 | 3 | 7988 | 3 | 2806500032 | 003 | 9.32 |  | 3.3493 | 1.641 | 1.641 | 0.0847 | 0.18 | 2022 | 56 | 15 | 1000 | 24232.9504 | 137.2 | 221112 | -89.9469 | 31.6001 | 1110 | 125 | 120 |  | 75 | N | Natural Gas | Y | N | N | 9999 | N |  | Combustion Turbine |  | 323.15 | 12614
2070_G_4 | MS | 28067 | COOPERATIVE ENERGY, MOSELLE GENERATING P | Moselle | 7139511 | 14101713 | 2070 | **4 | 2070 | 4 |  |  | 0.2 |  | 12.5642 | 1.21 | 1.21 | 0.174 | 0.04 |  | 95 | 13.5 | 1007 | 22504.3171 | 157.3 | 221112 | -89.2997 | 31.5283 |  | 125 | 120 |  | 75 | N | Natural Gas, Distillate Fuel Oil | Y | N | N | 9999 | N |  | Combustion Turbine |  | 715.48 | 12700
2070_G_5 | MS | 28067 | COOPERATIVE ENERGY, MOSELLE GENERATING P | Moselle | 7139511 | 64015013 | 2070 | 5 | 2070 | 5 |  |  | 31.27 |  | 11.4252 | 5.37 | 5.37 | 0.2836 | 0.28 |  | 56 | 14.4 | 998 | 24725.9171 | 151.9 | 221112 | -89.2997 | 31.5283 |  | 125 | 120 |  | 75 | N | Natural Gas | Y | N | N | 9999 | N |  | Combustion Turbine |  | 1074.5605 | 12700
2070_B_3 | MS | 28067 | COOPERATIVE ENERGY, MOSELLE GENERATING P |  | 7139511 | 14101413 | 2070 | 3 |  |  | 2806700035 | 003 | 9.95 |  | 49.0465 | 0.9 | 0.9 | 0.0804 | 0.65 | 2022 | 101 | 9 | 285 | 4485.0167 | 70.5 | 221112 | -89.2997 | 31.5283 | 869 | 125 | 100 |  |  |  |  | Y | N | N |  | N |  |  | 896 | 896.1797
57037_G_1A | MS | 28069 | MISSISSIPPI POWER COMPANY, DAVID M RATCL | Ratcliffe | 16908111 | 110448713 | 57037 | AB-001 | 57037 | 1A | 2806900017 | 008 | 14.44 | 50.7734 | 79.9399 | 44.05 | 44.05 | 4.3022 | 14.44 | 2022 | 325 | 24 | 202 | 19366.7837 | 42.8 | 221112 | -88.7574 | 32.6538 | 3010 | 125 | 140 |  | 189.4 | N | Natural Gas | Y | N | N | 9999 | N | 57037_G_1A;57037_G_1C | Combined Cycle | 7792 | 7742.2397 | 7604
57037_G_1B | MS | 28069 | MISSISSIPPI POWER COMPANY, DAVID M RATCL | Ratcliffe | 16908111 | 110448813 | 57037 | AB-002 | 57037 | 1B | 2806900017 | 009 | 29.96 | 52.662 | 77.4716 | 41.2 | 41.2 | 4.4679 | 14.98 | 2022 | 325 | 24 | 202 | 19366.7837 | 42.8 | 221112 | -88.7574 | 32.6538 | 3010 | 125 | 140 |  | 189.4 | N | Natural Gas | Y | N | N | 9999 | N |  | Combined Cycle | 8103 | 8092.3999 | 7604
7960_G_GT1 | MS | 28069 | TENNESSEE VALLEY AUTHORITY, TVA, KEMPER | Kemper County | 7356611 | 8108213 | 7960 | KCT1 | 7960 | GT1 | 2806900015 | 001 | 9.56 |  | 8.1807 | 4.13 | 4.13 | 0.1628 | 2.37 | 2020 | 56 | 14.78 | 958 | 28294.5338 | 165 | 221112 | -88.6057 | 32.7974 | 1280 | 125 | 120 |  | 73.3 | N | Natural Gas, Distillate Fuel Oil | Y | N | N | 9999 | N |  | Combustion Turbine |  | 559.8201 | 12134
7960_G_GT2 | MS | 28069 | TENNESSEE VALLEY AUTHORITY, TVA, KEMPER | Kemper County | 7356611 | 8108113 | 7960 | KCT2 | 7960 | GT2 | 2806900015 | 002 | 8.18 |  | 7.5736 | 4.01 | 4.01 | 0.1811 | 2.31 | 2020 | 56 | 14.78 | 958 | 28294.5338 | 165 | 221112 | -88.6057 | 32.7974 | 1280 | 125 | 120 |  | 73.3 | N | Natural Gas, Distillate Fuel Oil | Y | N | N | 9999 | N |  | Combustion Turbine |  | 614.6199 | 12134
7960_G_GT3 | MS | 28069 | TENNESSEE VALLEY AUTHORITY, TVA, KEMPER | Kemper County | 7356611 | 8108013 | 7960 | KCT3 | 7960 | GT3 | 2806900015 | 003 | 8.83 |  | 7.8912 | 4.51 | 4.51 | 0.1843 | 2.6 | 2020 | 56 | 14.78 | 958 | 28294.5338 | 165 | 221112 | -88.6057 | 32.7974 | 1280 | 125 | 120 |  | 73.3 | N | Natural Gas, Distillate Fuel Oil | Y | N | N | 9999 | N |  | Combustion Turbine |  | 622.58 | 12134
7960_G_GT4 | MS | 28069 | TENNESSEE VALLEY AUTHORITY, TVA, KEMPER | Kemper County | 7356611 | 8108313 | 7960 | KCT4 | 7960 | GT4 | 2806900015 | 004 | 8.62 |  | 7.238 | 4.5 | 4.5 | 0.1634 | 2.59 | 2020 | 15 | 14.78 | 958 | 28294.5338 | 165 | 221112 | -88.6057 | 32.7974 | 1280 | 125 | 120 |  | 73.3 | N | Natural Gas, Distillate Fuel Oil | Y | N | N | 9999 | N |  | Combustion Turbine |  | 555.9001 | 12134
2048_G_A | MS | 28075 | MISSISSIPPI POWER COMPANY, PLANT SWEATT | Sweatt | 7155511 | 14073113 |  |  | 2048 | A | 2807500032 | 003 | 0.53 |  | 4.4 | 0.04 | 0.03 |  | 0.01 | 2022 | 19 | 13.5 | 873 | -1 | 44.8 | 221112 | -88.7449 | 32.2929 | 632 | 125 | 120 |  | 32 | N | Natural Gas | N | N | N | 9999 | N |  | Combustion Turbine | 62 |  | 14840
50184_B_PKG | MS | 28087 | INTERNATIONAL PAPER, COLUMBUS MILL | Columbus MS | 8215811 | 5737713 |  |  | 50184 | PKG | 2808700044 | 115 | 2.17 |  | 11.14 | 1.47 | 1.47 | 8.02 | 0.26 | 2022 | 165 | 6 | 410 | 1732.3333 | 61.3 | 322120 | -88.458 | 33.3608 | 400 | 133 | 100 |  | 5.5 | Y | Natural Gas | N | Y | N | 9999 | N |  | O/G Steam | 1180 |  | 8300
50184_B_REC | MS | 28087 | INTERNATIONAL PAPER, COLUMBUS MILL | Columbus MS | 8215811 | 5736713 |  |  | 50184 | REC | 2808700044 | 101 | 1075.68 |  | 514.81 | 102.85 | 81.83 | 6.81 | 40.44 | 2022 | 300 | 13 | 410 | 9976.4001 | 75.2 | 322120 | -88.458 | 33.3608 |  | 133 | 100 |  | 64 | Y | Non-Fossil Waste | N | Y | N | 9999 | N |  | Non-Fossil Waste | 8410 |  | 4225
55197_G_CTG1 | MS | 28087 | TVA CALEDONIA COMBINED CYCLE PLANT | Caledonia | 8215911 | 5734913 | 55197 | AA-001 | 55197 | CTG1 | 2808700053 | 001 | 4.56 | 16.23 | 60.607 | 46.4 | 46.4 | 3.6226 | 12.39 | 2022 | 150 | 18 | 190 | 17295.117 | 68 | 221112 | -88.275 | 33.6475 | 1960 | 125 | 120 |  | 157 | N | Natural Gas | Y | N | N | 9999 | N | 55197_G_STG1;55197_G_CTG1 | Combined Cycle | 8760 | 7044.2197 | 7182
55197_G_CTG2 | MS | 28087 | TVA CALEDONIA COMBINED CYCLE PLANT | Caledonia | 8215911 | 5734713 | 55197 | AA-002 | 55197 | CTG2 | 2808700053 | 002 | 49.2 | 15.24 | 48.8217 | 36.1 | 36.1 | 2.7942 | 9.65 | 2022 | 150 | 18 | 190 | 17295.117 | 68 | 221112 | -88.275 | 33.6475 | 1960 | 125 | 120 |  | 157 | N | Natural Gas | Y | N | N | 9999 | N | 55197_G_STG2;55197_G_CTG2 | Combined Cycle | 8760 | 5372.8989 | 7182
55197_G_CTG3 | MS | 28087 | TVA CALEDONIA COMBINED CYCLE PLANT | Caledonia | 8215911 | 5734813 | 55197 | AA-003 | 55197 | CTG3 | 2808700053 | 003 | 12.9 | 14 | 58.9133 | 56 | 56 | 3.56 | 12.16 | 2022 | 150 | 18 | 190 | 17295.117 | 68 | 221112 | -88.275 | 33.6475 | 1960 | 125 | 120 |  | 157 | N | Natural Gas | Y | N | N | 9999 | N | 55197_G_STG3;55197_G_CTG3 | Combined Cycle | 8760 | 6898.2778 | 7182
50184_G_TG2 | MS | 28087 | INTERNATIONAL PAPER, COLUMBUS MILL |  | 8215811 | 5737313 |  |  |  |  | 2808700044 | 110 | 629.54 |  | 488.63 | 30.24 | 30.24 | 174.06 | 20.31 | 2022 | 251 | 15 | 340 | 9361.1335 | 53 | 322120 | -88.458 | 33.3608 | 1400 | 133 | 100 |  |  |  |  | N | N | N |  | N | 50184_G_TG2;50184_B_COMB |  | 8302
55063_G_CTG1 | MS | 28107 | COOPERATIVE ENERGY, A MISSISSIPPI ELECTR | Batesville Generation Facility | 6993011 | 14911013 | 55063 | 1 | 55063 | CTG1 | 2810700054 | 001 | 152.14 |  | 148.2436 | 28.17 | 28.17 | 3.1697 | 1.46 | 2022 | 120 | 19 | 185 | 19270.1837 | 68 | 221112 | -89.9272 | 34.3356 | 185000 | 125 | 120 |  | 176 | N | Natural Gas | Y | N | N | 9999 | N |  | Combined Cycle | 5634 | 5634.251 | 7350
55063_G_CTG2 | MS | 28107 | COOPERATIVE ENERGY, A MISSISSIPPI ELECTR | Batesville Generation Facility | 6993011 | 14910513 | 55063 | 2 | 55063 | CTG2 | 2810700054 | 002 | 95.99 |  | 87.3533 | 18.15 | 18.15 | 2.045 | 0.92 | 2022 | 120 | 19 | 185 | 19270.1837 | 68 | 221112 | -89.9272 | 34.3356 | 185000 | 125 | 120 |  | 176 | N | Natural Gas | Y | N | N | 9999 | N |  | Combined Cycle | 3555 | 3555.1709 | 7350
55063_G_CTG3 | MS | 28107 | COOPERATIVE ENERGY, A MISSISSIPPI ELECTR | Batesville Generation Facility | 6993011 | 14910613 | 55063 | 3 | 55063 | CTG3 | 2810700054 | 003 | 188.12 |  | 164.8317 | 34.84 | 34.84 | 3.8856 | 1.81 | 2022 | 120 | 19 | 185 | 19270.1837 | 68 | 221112 | -89.9272 | 34.3356 | 185000 | 125 | 120 |  | 176 | N | Natural Gas | Y | N | N | 9999 | N |  | Combined Cycle | 6968 | 6967.5605 | 7350
10233_B_PB | MS | 28111 | LEAF RIVER CELLULOSE, LLC | Leaf River Cellulose LLC | 8216311 | 5727813 |  |  | 10233 | PB | 2811100005 | 025 | 50.68 |  | 217.91 | 16.24 | 14.27 | 4.22 | 4.23 | 2022 | 300 | 9.5 | 350 | 4739.6167 | 66.9 | 32211 | -89.0454 | 31.2444 | 642 | 133 | 100 |  | 26 | Y | Non-Fossil Waste | N | Y | N | 9999 | N |  | Non-Fossil Waste | 8473 |  | 5075
10233_B_RB | MS | 28111 | LEAF RIVER CELLULOSE, LLC | Leaf River Cellulose LLC | 8216311 | 5729413 |  |  | 10233 | RB | 2811100005 | 020 | 409.02 |  | 576.64 | 123.4 | 84.26 | 14.88 | 40.23 | 2022 | 300 | 13.5 | 372 | 10386.6168 | 72.6 | 32211 | -89.0454 | 31.2444 | 1610 | 133 | 100 |  | 26 | Y | Non-Fossil Waste | N | Y | N | 9999 | N |  | Non-Fossil Waste | 8455 |  | 5075
7989_G_1 | MS | 28129 | COOPERATIVE ENERGY, A MISSISSIPPI ELECTR | Sylvarena | 7304911 | 11102413 | 7989 | 1 | 7989 | 1 | 2812900048 | 001 | 37.5676 | 2.9341 | 44.8197 | 0.14168 | 0.086835 | 0.2327 | 0.9369 | 2022 | 45 | 9 | 811 | 9436.0168 | 148.4 | 221112 | -89.4127 | 31.9819 | 418 | 125 | 120 |  | 43 | N | Natural Gas | Y | N | N | 9999 | N |  | Combustion Turbine |  | 2417.5564 | 10745
7989_G_2 | MS | 28129 | COOPERATIVE ENERGY, A MISSISSIPPI ELECTR | Sylvarena | 7304911 | 11102313 | 7989 | 2 | 7989 | 2 | 2812900048 | 002 | 36.3804 | 2.8414 | 9.2481 | 0.1372 | 0.08409 | 0.0497 | 0.90729 | 2022 | 45 | 9 | 811 | 9436.0168 | 148.4 | 221112 | -89.4127 | 31.9819 | 418 | 125 | 120 |  | 43 | N | Natural Gas | Y | N | N | 9999 | N |  | Combustion Turbine |  | 525.27 | 10745
7989_G_3 | MS | 28129 | COOPERATIVE ENERGY, A MISSISSIPPI ELECTR | Sylvarena | 7304911 | 11102813 | 7989 | 3 | 7989 | 3 |  |  | 33.9573 | 2.6521 | 50.0766 | 0.12807 | 0.07849 | 0.2626 | 0.84687 |  | 45 | 9 | 811 | 9436.0168 | 148.4 | 221112 | -89.4127 | 31.9819 |  | 125 | 120 |  | 43 | N | Natural Gas | Y | N | N | 9999 | N |  | Combustion Turbine |  | 2725.7639 | 10745
2050_B_1 | MS | 28149 | ENTERGY MISSISSIPPI INC, BAXTER WILSON P | Baxter Wilson | 8233711 | 5616513 | 2050 | 1 | 2050 | 1 | 2814900027 | 001 | 258.74 |  | 303.2358 | 12.11 | 12.1 | 1.0231 | 8.74 | 2022 | 490 | 19 | 225 | 22390.2504 | 79 | 221112 | -90.9302 | 32.2836 | 4790 | 125 | 100 |  | 494 | N | Natural Gas | Y | N | N | 9999 | N |  | O/G Steam | 1403 | 1396.7698 | 10885
8054_B_1 | MS | 28151 | ENTERGY MISSISSIPPI INC, GERALD ANDRUS P | Gerald Andrus | 7083911 | 64689313 | 8054 | 1 | 8054 | 1 | 2815100048 | 010 | 342.74 |  | 1146.81 | 31.07 | 31.04 | 2.9156 | 22.44 | 2022 | 499 | 28.8 | 322 | 41896.1841 | 64.5 | 221112 | -91.1154 | 33.3511 | 7280 | 125 | 100 |  | 706 | N | Natural Gas, Residual Fuel Oil | Y | N | N | 9999 | N |  | O/G Steam | 2526 | 2514.2102 | 11828
55234_G_GT1 | MO | 29007 | AMEREN MISSOURI AUDRAIN POWER STATION | Audrain Generating Station | 6998911 | 14700413 | 55234 | CT1 | 55234 | GT1 | 0053 | 2 | 11.101 |  | 4.5277 | 1.3043 | 1.3043 | 0.1101 | 0.3865 | 2022 | 93 | 15 | 920 | -1 | 136.48 | 221112 | -91.5381 | 39.3075 | 1160 | 125 | 120 |  | 75 | N | Natural Gas | Y | N | N | 9999 | N |  | Combustion Turbine |  | 527.3197 | 11927
55234_G_GT2 | MO | 29007 | AMEREN MISSOURI AUDRAIN POWER STATION | Audrain Generating Station | 6998911 | 109323113 | 55234 | CT2 | 55234 | GT2 | 0053 | 11 | 11.1277 |  | 4.981 | 1.3074 | 1.3074 | 0.1096 | 0.3874 | 2022 | 93 | 15 | 920 | -1 | 136.48 | 221112 | -91.5381 | 39.3075 | 971 | 125 | 120 |  | 75 | N | Natural Gas | Y | N | N | 9999 | N |  | Combustion Turbine |  | 528.5097 | 11924
55234_G_GT3 | MO | 29007 | AMEREN MISSOURI AUDRAIN POWER STATION | Audrain Generating Station | 6998911 | 109323213 | 55234 | CT3 | 55234 | GT3 | 0053 | 12 | 10.6624 |  | 4.5102 | 1.2527 | 1.2527 | 0.1068 | 0.3712 | 2022 | 93 | 15 | 920 | -1 | 136.48 | 221112 | -91.5381 | 39.3075 | 971 | 125 | 120 |  | 75 | N | Natural Gas | Y | N | N | 9999 | N |  | Combustion Turbine |  | 503.7498 | 11924
55234_G_GT4 | MO | 29007 | AMEREN MISSOURI AUDRAIN POWER STATION | Audrain Generating Station | 6998911 | 109323313 | 55234 | CT4 | 55234 | GT4 | 0053 | 13 | 9.6493 |  | 3.8227 | 1.1337 | 1.1337 | 0.0949 | 0.336 | 2022 | 93 | 15 | 920 | -1 | 136.48 | 221112 | -91.5381 | 39.3075 | 971 | 125 | 120 | 205 | 75 | N | Natural Gas | Y | N | N | 9999 | N |  | Combustion Turbine |  | 461.5498 | 11924
55234_G_GT5 | MO | 29007 | AMEREN MISSOURI AUDRAIN POWER STATION | Audrain Generating Station | 6998911 | 109323413 | 55234 | CT5 | 55234 | GT5 | 0053 | 14 | 10.5979 |  | 4.6996 | 1.2451 | 1.2451 | 0.1041 | 0.369 | 2022 | 93 | 15 | 920 | -1 | 136.48 | 221112 | -91.5381 | 39.3075 | 971 | 125 | 120 |  | 75 | N | Natural Gas | Y | N | N | 9999 | N |  | Combustion Turbine |  | 505.4398 | 11924
55234_G_GT6 | MO | 29007 | AMEREN MISSOURI AUDRAIN POWER STATION | Audrain Generating Station | 6998911 | 109323513 | 55234 | CT6 | 55234 | GT6 | 0053 | 15 | 10.1028 |  | 4.9424 | 1.187 | 1.187 | 0.1019 | 0.3517 | 2022 | 93 | 15 | 920 | -1 | 136.48 | 221112 | -91.5381 | 39.3075 | 971 | 125 | 120 | 205 | 75 | N | Natural Gas | Y | N | N | 9999 | N |  | Combustion Turbine |  | 478.2298 | 11924
55234_G_GT7 | MO | 29007 | AMEREN MISSOURI AUDRAIN POWER STATION | Audrain Generating Station | 6998911 | 109323613 | 55234 | CT7 | 55234 | GT7 | 0053 | 16 | 9.9776 |  | 4.8113 | 1.1723 | 1.1723 | 0.1009 | 0.3474 | 2022 | 93 | 15 | 920 | -1 | 136.48 | 221112 | -91.5381 | 39.3075 | 971 | 125 | 120 |  | 75 | N | Natural Gas | Y | N | N | 9999 | N |  | Combustion Turbine |  | 466.7698 | 11924
55234_G_GT8 | MO | 29007 | AMEREN MISSOURI AUDRAIN POWER STATION | Audrain Generating Station | 6998911 | 109323713 | 55234 | CT8 | 55234 | GT8 | 0053 | 17 | 8.8394 |  | 3.6829 | 1.0385 | 1.0385 | 0.0835 | 0.3078 | 2022 | 93 | 15 | 920 | -1 | 136.48 | 221112 | -91.5381 | 39.3075 | 971 | 125 | 120 |  | 75 | N | Natural Gas | Y | N | N | 9999 | N |  | Combustion Turbine |  | 431.8599 | 11924
6650_G_1 | MO | 29007 | AMEREN MISSOURI MEXICO COMBUSTION TURBINE | Mexico | 6998211 | 14705313 | 6650 | CT01 | 6650 | 1 | 0012 | 547 | 0.0818 |  | 29.7451 | 0.2809 | 0.2744 | 12.3961 | 0.0102 | 2022 | 32 | 15 | 1050 | -1 | 103.8 | 221112 | -91.8334 | 39.1483 | 55 | 125 | 120 |  | 54 | N | Distillate Fuel Oil | Y | N | N | 9999 | N |  | Combustion Turbine |  | 55.64 | 15788
2115_G_NG1 | MO | 29013 | BUTLER MUNICIPAL POWER PLANT | Butler Municipal Power Plant | 7131711 | 14438313 |  |  | 2115 | NG1 | 0029 | 5 | 0.0116 |  | 0.1606 | 0.014 | 0.014 | 0.0004 | 0.0022 | 2020 | 32.4 | 1.33 | 946 | -1 | 72.37 | 221112 | -94.3438 | 38.2642 | 2 | 125 | 160 |  | 1.8 | N | Distillate Fuel Oil | N | N | N | 9999 | N |  | Combustion Turbine |  |  | 19621
2115_G_NG2 | MO | 29013 | BUTLER MUNICIPAL POWER PLANT | Butler Municipal Power Plant | 7131711 | 14438113 |  |  | 2115 | NG2 | 0029 | 6 | 0.0095 |  | 0.124 | 0.0108 | 0.0108 | 0.0003 | 0.0017 | 2022 | 32.4 | 1.33 | 946 | -1 | 189.03 | 221112 | -94.3438 | 38.2642 | 2 | 125 | 160 |  | 1.8 | N | Distillate Fuel Oil | N | N | N | 9999 | N |  | Combustion Turbine |  |  | 15639
2115_G_SG1 | MO | 29013 | BUTLER MUNICIPAL POWER PLANT | Butler Municipal Power Plant | 7131711 | 14437613 |  |  | 2115 | SG1 | 0029 | 7 | 0.0097 |  | 0.1338 | 0.0117 | 0.0117 | 0.0003 | 0.0018 | 2020 | 32.4 | 1.33 | 946 | -1 | 189.03 | 221112 | -94.3438 | 38.2642 | 2 | 125 | 160 |  | 1.8 | N | Distillate Fuel Oil | N | N | N | 9999 | N |  | Combustion Turbine |  |  | 18621
2115_G_SG2 | MO | 29013 | BUTLER MUNICIPAL POWER PLANT | Butler Municipal Power Plant | 7131711 | 14438213 |  |  | 2115 | SG2 | 0029 | 8 | 0.0091 |  | 0.1255 | 0.0109 | 0.0109 | 0.0003 | 0.0017 | 2020 | 32.4 | 1.33 | 946 | -1 | 189.03 | 221112 | -94.3438 | 38.2642 | 2 | 125 | 160 |  | 1.8 | N | Distillate Fuel Oil | N | N | N | 9999 | N |  | Combustion Turbine |  |  | 15847
2123_B_8 | MO | 29019 | COLUMBIA MUNICIPAL POWER PLANT | Columbia (MO) | 7164511 | 14383913 | 2123 | 8 | 2123 | 8 | 0002 | 2037 | 0.0336 | 0.0519 | 0.2943 | 0.1232 | 0.1232 | 0.0158 | 0.0891 | 2022 | 63 | 5 | 320 | -1 | 69 | 221112 | -92.3175 | 38.9656 | 490 | 125 | 100 |  | 35 | N | Natural Gas | Y | N | N | 9999 | N |  | O/G Steam |  | 196.36 | 13380
2123_G_6 | MO | 29019 | COLUMBIA MUNICIPAL POWER PLANT | Columbia (MO) | 7164511 | 14383213 |  |  | 2123 | 6 | 0002 | 2525 | 0.5698 |  | 2.2235 | 0.0459 | 0.0459 | 0.0042 | 0.0146 | 2022 | [5 empty] | 221112 | -92.3175 | 38.9656 | 260 | 125 | 120 |  | 12.5 | N | Natural Gas | N | N | N | 9999 | N |  | Combustion Turbine |  |  | 16463
55447_G_CT04 | MO | 29019 | COLUMBIA ENERGY CENTER PEABODY ROAD | Columbia Energy Center | 6345611 | 15427813 |  |  | 55447 | CT04 | 0105 | 1 | 7.623 |  | 4.3414 | 0.6135 | 0.6135 | 0.0558 | 0.1952 | 2022 | 46 | 11 | 974 | -1 | 138.45 | 221112 | -92.2613 | 39.0179 | 2180 | 125 | 120 |  | 35 | N | Natural Gas | Y | N | N | 9999 | N | 55447_G_CT04;55447_G_CT01;55447_G_CT02;55447_G_CT03 | Combustion Turbine |  |  | 13304
2098_B_1 | MO | 29021 | EVERGY INC LAKE ROAD GENERATING STATION | Lake Road (MO) | 6346411 | 15422513 |  |  | 2098 | 1 | 0004 | 2526 | 5.6502 | 0.2165 | 18.8486 | 0.5149 | 0.5134 | 0.0545 | 0.3697 | 2022 | 92 | 4.4 | 785 | -1 | 74.18 | 221112 | -94.8758 | 39.7253 | 5 | 125 | 100 |  | 6.5 | Y | Natural Gas | N | Y | N | 9999 | N |  | O/G Steam |  |  | 10957
2098_B_2 | MO | 29021 | EVERGY INC LAKE ROAD GENERATING STATION | Lake Road (MO) | 6346411 | 15422613 |  |  | 2098 | 2 | 0004 | 2639 | 7.7613 | 0.329 | 26.2726 | 0.8035 | 0.7624 | 0.4424 | 0.5041 | 2022 | 92 | 4.4 | 785 | -1 | 74.18 | 221112 | -94.8758 | 39.7253 | 5 | 125 | 100 |  | 6.5 | Y | Natural Gas | N | Y | N | 9999 | N |  | O/G Steam |  |  | 10957
2098_B_4 | MO | 29021 | EVERGY INC LAKE ROAD GENERATING STATION | Lake Road (MO) | 6346411 | 15422813 |  |  | 2098 | 4 | 0004 | 3008 | 14.0028 | 0.5804 | 47.2405 | 1.4092 | 1.3514 | 0.6438 | 0.9111 | 2022 | 150 | 6 | 327 | -1 | 67.2 | 221112 | -94.8758 | 39.7253 | 12 | 125 | 100 |  | 14.5 | Y | Natural Gas | N | Y | N | 9999 | N |  | O/G Steam |  |  | 10957
2098_B_5 | MO | 29021 | EVERGY INC LAKE ROAD GENERATING STATION | Lake Road (MO) | 6346411 | 15422013 |  |  | 2098 | 5 | 0004 | 3189 | 1.8946 | 1.3959 | 550.6254 | 8.1925 | 7.9904 | 543.8883 | 2.785 | 2022 | 150 | 7 | 314 | -1 | 56.04 | 221112 | -94.8758 | 39.7253 | 14 | 125 | 100 |  | 18.2 | Y | Natural Gas | N | Y | N | 9999 | N |  | O/G Steam |  |  | 10957
2098_B_8 | MO | 29021 | EVERGY INC LAKE ROAD GENERATING STATION | Lake Road (MO) | 6346411 | 58923713 |  |  | 2098 | 8 | 0004 | 3190 | 5.899 | 1.7637 | 0.0176 | 4.2898 | 4.1004 | 2.0863 | 2.7477 | 2022 | 225 | 10 | 300 | -1 | 50 | 221112 | -94.8773 | 39.7245 | 358 | 125 | 100 |  | 1.8 | Y | Natural Gas | N | Y | N | 9999 | N |  | O/G Steam |  |  | 10957
2098_G_5 | MO | 29021 | EVERGY INC LAKE ROAD GENERATING STATION | Lake Road (MO) | 6346411 | 15421913 | 2098 | GT5 | 2098 | 5 | 0004 | 3185 | 16.3776 | 1.6052 | 82.0854 | 1.3942 | 1.3942 | 0.2665 | 0.4217 | 2022 | 52 | 12.37 | 435 | -1 | 130.57 | 221112 | -94.8758 | 39.7253 | 867 | 125 | 120 |  | 48 | N | Natural Gas | Y | N | N | 9999 | N |  | Combustion Turbine |  | 910.1502 | 22351
2098_G_6 | MO | 29021 | EVERGY INC LAKE ROAD GENERATING STATION | Lake Road (MO) | 6346411 | 15422413 | 2098 | 6 | 2098 | 6 | 0004 | 3187 | 9.6101 | 0.3809 | 25.1595 | 0.9141 | 0.8959 | 0.1247 | 0.6274 | 2022 | 225 | 10 | 314 | -1 | 27.45 | 221112 | -94.8758 | 39.7253 | 1570 | 125 | 100 |  | 20.3 | N | Distillate Fuel Oil | Y | N | N | 2030 | N |  | Combustion Turbine |  | 837.58 | 21958
2098_G_6 | MO | 29021 | EVERGY INC LAKE ROAD GENERATING STATION | Lake Road (MO) | 6346411 | 15422313 |  |  | 2098 | 6 | 0004 | 3184 | 0.0418 | 0.6036 | 11.1534 | 0.1458 | 0.1458 | 0.128 | 0.0052 | 2022 | 20 | 11 | 425 | -1 | 62.36 | 221112 | -94.8758 | 39.7253 | 0.01 | 125 | 120 |  | 20.3 | N | Distillate Fuel Oil | Y | N | N | 2030 | N |  | Combustion Turbine |  |  | 21958
2098_G_7 | MO | 29021 | EVERGY INC LAKE ROAD GENERATING STATION | Lake Road (MO) | 6346411 | 15422113 |  |  | 2098 | 7 | 0004 | 3183 | 0.0349 | 0.5035 | 9.3039 | 0.1216 | 0.1216 | 0.1068 | 0.0043 | 2022 | 20 | 11 | 425 | -1 | 62.36 | 221112 | -94.8758 | 39.7253 | 68 | 125 | 120 |  | 21.1 | N | Distillate Fuel Oil | N | N | N | 9999 | N |  | Combustion Turbine |  |  | 21739
7392_G_1 | MO | 29023 | POPLAR BLUFF MUNICIPAL UTILITIES GENERATING PLANT | Poplar Bluff Generating Station | 6321511 | 16016813 |  |  | 7392 | 1 | 0050 | 3219 | 1.0988 | 0.1627 | 25.7929 | 0.192 | 0.192 | 0.0397 | 1.0607 | 2022 | 62.1 | 4.5 | 920 | -1 | 1.57 | 221112 | -90.3907 | 36.7594 | 7 | 125 | 160 |  | 7 | N | Distillate Fuel Oil | N | N | N | 9999 | N |  | Combustion Turbine |  |  | 11092
7392_G_2 | MO | 29023 | POPLAR BLUFF MUNICIPAL UTILITIES GENERATING PLANT | Poplar Bluff Generating Station | 6321511 | 16016613 |  |  | 7392 | 2 | 0050 | 3220 | 1.5392 | 0.2284 | 36.1813 | 0.2676 | 0.2676 | 0.0495 | 1.4866 | 2022 | 62.1 | 4.5 | 920 | -1 | 1.57 | 221112 | -90.3907 | 36.7594 | 7 | 125 | 160 |  | 6.7 | N | Distillate Fuel Oil | N | N | N | 9999 | N |  | Combustion Turbine |  |  | 11078
7392_G_3 | MO | 29023 | POPLAR BLUFF MUNICIPAL UTILITIES GENERATING PLANT | Poplar Bluff Generating Station | 6321511 | 16016413 |  |  | 7392 | 3 | 0050 | 3226 | 0.0803 | 0.026 | 4.5041 | 0.1115 | 0.1115 | 0.2775 | 0.2654 | 2022 | 64.1 | 3.8 | 614 | -1 | 1.55 | 221112 | -90.3907 | 36.7594 | 7 | 125 | 160 |  | 6.7 | N | Natural Gas | N | N | N | 9999 | N |  | Combustion Turbine |  |  | 11085
2126_G_IC3 | MO | 29027 | FULTON POWER PLANT FULTON | Fulton (MO) | 6323111 | 15998713 |  |  | 2126 | IC3 | 0007 | 3662 | 0.8924 | 0.1921 | 3.4827 | 0.0718 | 0.0718 | 0.0005 | 0.0229 | 2022 | 35 | 6 | 1100 | -1 | 0.2 | 221112 | -91.9476 | 38.8683 | 6 | 125 | 120 |  | 6.2 | N | Natural Gas, Distillate Fuel Oil | N | N | N | 9999 | N |  | Combustion Turbine |  |  | 12315
2137_G_7 | MO | 29031 | JACKSON MUNICIPAL UTILITIES | Jackson (MO) | 6339311 | 15967313 |  |  | 2137 | 7 | 0061 | 4022 | 0.1398 |  | 0.5278 | 0.0095 | 0.0091 | 0.0002 | 0.0139 | 2020 | 36 | 3 | 400 | -1 | 56.67 | 221112 | -89.662 | 37.3845 | 6 | 125 | 160 |  | 6.5 | N | Natural Gas, Distillate Fuel Oil | N | N | N | 9999 | N |  | Combustion Turbine |  |  | 20500
2092_G_3 | MO | 29037 | EVERGY INC RALPH GREEN GENERATING STATION | Ralph Green | 7357911 | 11009513 | 2092 | 3 | 2092 | 3 | 0003 | 4812 | 8.9708 |  | 55.6795 | 1.9735 | 1.9735 | 0.1748 | 0.628 | 2022 | 52 | 13.25 | 1005 | -1 | 159.98 | 221112 | -94.2767 | 38.787 | 1190 | 125 | 120 |  | 69.4 | N | Natural Gas | Y | N | N | 9999 | N |  | Combustion Turbine |  | 1570.3203 | 23157
55178_G_CT-1 | MO | 29037 | DOGWOOD ENERGY FACILITY | Dogwood Energy Facility | 7359211 | 10993813 | 55178 | CT-1 | 55178 | CT-1 | 0056 | 1 | 7.0187 | 7.4176 | 57.2245 | 13.08 | 13.08 | 2.0773 | 1.0806 | 2022 | 170 | 17.7 | 200 | -1 | 125 | 221112 | -94.3006 | 38.7931 | 2370 | 125 | 120 |  | 200.3 | N | Natural Gas | Y | N | N | 9999 | N |  | Combined Cycle |  | 3879.4102 | 7852
55178_G_CT-2 | MO | 29037 | DOGWOOD ENERGY FACILITY | Dogwood Energy Facility | 7359211 | 10993713 | 55178 | CT-2 | 55178 | CT-2 | 0056 | 2 | 6.783 | 7.1622 | 56.1942 | 12.6311 | 12.6311 | 2.0121 | 1.0439 | 2022 | 170 | 17.7 | 200 | -1 | 125 | 221112 | -94.3006 | 38.7931 | 2370 | 125 | 120 |  | 199.1 | N | Natural Gas | Y | N | N | 9999 | N |  | Combined Cycle |  | 3790.907 | 7852
55178_G_ST-1 | MO | 29037 | DOGWOOD ENERGY FACILITY | Dogwood Energy Facility | 7359211 | 10993913 |  |  | 55178 | ST-1 | 0056 | 4 | 0.5624 |  | 0.6695 | 0.0509 | 0.0509 | 0.004 | 0.0368 | 2022 | 36 | 1.83 | 89 | -1 | 27.98 | 221112 | -94.3006 | 38.7931 | 250 | 125 | 100 |  | 257.1 | N | Natural Gas | N | N | N | 9999 | N |  | Combined Cycle |  |  | 7852
56151_G_GT1 | MO | 29037 | EVERGY INC SOUTH HARPER GENERATING STATION | South Harper | 10734511 | 59224813 | 56151 | 1 | 56151 | GT1 | 0063 | 1 | 38.9761 |  | 25.3865 | 3.1371 | 3.1371 | 0.2844 | 0.9982 | 2022 | 70 | 25 | 1000 | -1 | 22.48 | 221112 | -94.4809 | 38.6817 | 1460 | 125 | 120 |  | 103.6 | N | Natural Gas | Y | N | N | 9999 | N |  | Combustion Turbine |  | 882.1302 | 14337
56151_G_GT2 | MO | 29037 | EVERGY INC SOUTH HARPER GENERATING STATION | South Harper | 10734511 | 59225013 | 56151 | 2 | 56151 | GT2 | 0063 | 2 | 34.6172 |  | 22.8595 | 2.7863 | 2.7863 | 0.2498 | 0.8865 | 2022 | 70 | 25 | 1000 | -1 | 22.48 | 221112 | -94.4809 | 38.6817 | 1460 | 125 | 120 |  | 104.6 | N | Natural Gas | Y | N | N | 9999 | N |  | Combustion Turbine |  | 792.3502 | 14337
56151_G_GT3 | MO | 29037 | EVERGY INC SOUTH HARPER GENERATING STATION | South Harper | 10734511 | 59224913 | 56151 | 3 | 56151 | GT3 | 0063 | 3 | 36.3558 |  | 23.5974 | 2.9262 | 2.9262 | 0.2586 | 0.9311 | 2022 | 70 | 25 | 1000 | -1 | 22.48 | 221112 | -94.4809 | 38.6817 | 1460 | 125 | 120 |  | 103.6 | N | Natural Gas | Y | N | N | 9999 | N |  | Combustion Turbine |  | 811.7699 | 14337
2082_G_1 | MO | 29051 | AMEREN MISSOURI FAIRGROUNDS COMBUSTION TURBINE | Fairgrounds | 7543511 | 11983013 | 2082 | CT01 | 2082 | 1 | 0049 | 5928 | 0.06 |  | 21.8175 | 0.206 | 0.2013 | 9.0923 | 0.0076 | 2022 | 32 | 15 | 1050 | -1 | 103.8 | 221112 | -92.2203 | 38.5934 | 55 | 125 | 120 |  | 55 | N | Distillate Fuel Oil | Y | N | N | 9999 | N |  | Combustion Turbine |  | 40.81 | 23497
56896_G_1 | MO | 29051 | AMERESCO JEFFERSON CITY LLC | Ameresco Jefferson City | 13577611 | 79204913 |  |  | 56896 | 1 | 0075 | 1 | 28.8584 |  | 10.5554 | 0.0054 | 0.0054 | 2.9448 | 0.2107 | 2022 | 30 | 1.5 | 360 | 51 | 28.8484 | 221118 | -92.0451 | 38.5539 | 11.4 | 125 | 160 |  | 0.9 | N | Landfill Gas | N | N | N | 9999 | N |  | Landfill Gas |  |  | 13500
56896_G_2 | MO | 29051 | AMERESCO JEFFERSON CITY LLC | Ameresco Jefferson City | 13577611 | 79205013 |  |  | 56896 | 2 | 0075 | 2 | 30.4721 |  | 10.6992 | 0.0056 | 0.0056 | 3.0669 | 0.2093 | 2022 | 30 | 1.5 | 360 | 51 | 28.8484 | 221118 | -92.0451 | 38.5539 | 10 | 125 | 160 |  | 0.9 | N | Landfill Gas | N | N | N | 9999 | N |  | Landfill Gas |  |  | 13500
56896_G_3 | MO | 29051 | AMERESCO JEFFERSON CITY LLC | Ameresco Jefferson City | 13577611 | 79205113 |  |  | 56896 | 3 | 0075 | 3 | 22.5637 |  | 5.0212 | 0.0052 | 0.0052 | 2.8092 | 0.3216 | 2022 | 30 | 1.5 | 360 | 51 | 28.8484 | 221118 | -92.0451 | 38.5539 | 10 | 125 | 160 |  | 0.9 | N | Landfill Gas | N | N | N | 9999 | N |  | Landfill Gas |  |  | 13500
6652_G_1 | MO | 29051 | AMEREN MISSOURI MOREAU COMBUSTION TURBINE | Moreau | 7542511 | 11994813 | 6652 | CT01 | 6652 | 1 | 0008 | 6190 | 0.0711 |  | 25.8534 | 0.2441 | 0.2385 | 10.7745 | 0.0088 | 2022 | 32 | 15 | 1050 | 18269.12 | 103.8 | 221112 | -92.1024 | 38.5556 | 55 | 125 | 120 |  | 54 | N | Distillate Fuel Oil | Y | N | N | 9999 | N |  | Combustion Turbine |  | 48.36 | 22314
2139_G_10 | MO | 29069 | KENNETT GENERATING PLANT ANTHONY STREET | Kennett | 6031511 | 24467713 |  |  | 2139 | 10 | 0063 | 6782 | 0.4797 |  | 1.8113 | 0.0324 | 0.0312 | 0.0009 | 0.0476 | 2022 | 56 | 3 | 617 | -1 | 72.9 | 221112 | -90.0512 | 36.2342 | 6 | 125 | 160 |  | 5.6 | N | Natural Gas, Distillate Fuel Oil | N | N | N | 9999 | N |  | Combustion Turbine |  |  | 18000
2139_G_11 | MO | 29069 | KENNETT GENERATING PLANT ANTHONY STREET | Kennett | 6031511 | 24467413 |  |  | 2139 | 11 | 0063 | 6783 | 0.475 |  | 3.381 | 0.0239 | 0.0239 | 0.0007 | 0.1381 | 2022 | 56 | 3 | 692 | -1 | 67.5 | 221112 | -90.0512 | 36.2342 | 6 | 125 | 160 |  | 5.6 | N | Natural Gas, Distillate Fuel Oil | N | N | N | 9999 | N |  | Combustion Turbine |  |  | 18000
2139_G_12 | MO | 29069 | KENNETT GENERATING PLANT ANTHONY STREET | Kennett | 6031511 | 24467313 |  |  | 2139 | 12 | 0063 | 6784 | 0.59 |  | 4.2857 | 0.0644 | 0.0644 | 0.0088 | 0.7292 | 2022 | 51.8 | 3.312 | 736 | -1 | 90.56 | 221112 | -90.0512 | 36.2342 | 6 | 125 | 160 |  | 5.7 | N | Natural Gas | N | N | N | 9999 | N |  | Combustion Turbine |  |  | 18000
2139_G_13 | MO | 29069 | KENNETT GENERATING PLANT ANTHONY STREET | Kennett | 6031511 | 24467213 |  |  | 2139 | 13 | 0063 | 6785 | 0.8017 |  | 4.7838 | 0.2114 | 0.2114 | 0.0097 | 1.0816 | 2022 | 51.8 | 3.312 | 741 | -1 | 91 | 221112 | -90.0512 | 36.2342 | 6 | 125 | 160 |  | 5.7 | N | Natural Gas | N | N | N | 9999 | N |  | Combustion Turbine |  |  | 18000
2142_G_8 | MO | 29069 | MALDEN MUNICIPAL POWER AND LIGHT S BECKWITH | Malden | 6031211 | 24468213 |  |  | 2142 | 8 | 0034 | 6822 | 0.7097 |  | 3.2975 | 0.0764 | 0.0764 | 0.2167 | 0.1752 | 2022 | 30 | 2 | 450 | -1 | 67.5 | 221112 | -89.9683 | 36.5554 | 4 | 125 | 160 |  | 3.8 | N | Distillate Fuel Oil | N | N | N | 9999 | N |  | Combustion Turbine |  |  | 10745
7604_G_1 | MO | 29069 | ST FRANCIS POWER PLANT CAMPBELL | St Francis Energy Facility | 6031711 | 24465413 | 7604 | 1 | 7604 | 1 | 0066 | 1 | 2.4407 | 21.4796 | 30.5896 | 14.6442 | 0.0156 | 1.4362 | 2.4407 | 2022 | 100 | 18.5 | 200 | -1 | 66.56 | 221112 | -90.1768 | 36.5847 | 1760 | 125 | 120 |  | 244 | N | Natural Gas | Y | N | N | 9999 | N |  | Combined Cycle |  | 3485.2004 | 7516
7604_G_2 | MO | 29069 | ST FRANCIS POWER PLANT CAMPBELL | St Francis Energy Facility | 6031711 | 24465613 | 7604 | 2 | 7604 | 2 | 0066 | 11 | 1.0794 | 21.6058 | 24.5659 | 7.2858 | 0.0157 | 1.4464 | 0.1227 | 2022 | 100 | 18.5 | 200 | -1 | 66.56 | 221112 | -90.1768 | 36.5847 | 2050 | 125 | 120 |  | 216 | N | Natural Gas | Y | N | N | 9999 | N |  | Combined Cycle |  | 3585.9414 | 7516
2103_B_2 | MO | 29071 | AMEREN MISSOURI LABADIE ENERGY CENTER | Labadie | 6032111 | 24464013 | 2103 | 2 | 2103 | 2 | 0003 | 7087 | 541.6456 | 0.6111 | 1759.7674 | 512.2299 | 340.1233 | 10090.2759 | 64.9296 | 2022 | 700 | 20.5 | 340 | -1 | 92 | 221112 | -90.8373 | 38.5642 | 6180 | 125 | 100 | 128&204&205 | 593 | N | Subbituminous | Y | N | N | 2042 | N |  | Coal Steam |  | 7340.689 | 10397
2103_B_3 | MO | 29071 | AMEREN MISSOURI LABADIE ENERGY CENTER | Labadie | 6032111 | 24464113 | 2103 | 3 | 2103 | 3 | 0003 | 7262 | 629.949 | 0.7107 | 2102.2207 | 595.7301 | 395.5691 | 12051.7645 | 75.5142 | 2022 | 700 | 20.5 | 340 | -1 | 92 | 221112 | -90.8373 | 38.5642 | 6110 | 125 | 100 |  | 593 | N | Subbituminous | Y | N | N | 2036 | N |  | Coal Steam |  | 8240.8398 | 10427
2103_B_4 | MO | 29071 | AMEREN MISSOURI LABADIE ENERGY CENTER | Labadie | 6032111 | 24464513 | 2103 | 4 | 2103 | 4 | 0003 | 7408 | 579.5383 | 0.6539 | 1935.1474 | 548.0636 | 363.9179 | 10982.0881 | 69.472 | 2022 | 700 | 20.5 | 340 | -1 | 92 | 221112 | -90.8373 | 38.5642 | 6110 | 125 | 100 | 128&204&205 | 593 | N | Subbituminous | Y | N | N | 2036 | N |  | Coal Steam |  | 8048.9697 | 10397
2103_B_1 | MO | 29071 | AMEREN MISSOURI LABADIE ENERGY CENTER | Labadie | 6032111 | 24463913 | 2103 | 1 | 2103 | 1 | 0003 | 6964 | 598.921 | 0.6758 | 1959.3338 | 566.4355 | 376.1119 | 11103.8027 | 71.8004 | 2022 | 700 | 20.5 | 340 | -1 | 92 | 221112 | -90.8373 | 38.5642 | 6180 | 125 | 100 |  | 593 | N | Subbituminous | Y | N | N | 2042 | N |  | Coal Steam |  | 7848.8096 | 10396
6195_B_1 | MO | 29077 | CITY UTILITIES OF SPRINGFIELD MISSOURI JOHN TWITTY ENERGY CENTER | John Twitty Energy Center | 7496411 | 11215213 | 6195 | 1 | 6195 | 1 |  |  | 173.1478 | 4.0843 | 650.2802 | 73.3779 | 73.3779 | 2543.4717 | 19.8407 |  | 385 | 12 | 295 | -1 | 78.35 | 221112 | -93.3877 | 37.1529 |  | 125 | 100 |  | 184 | N | Subbituminous | Y | N | N | 9999 | N |  | Coal Steam |  | 6945.3794 | 10328
6195_B_2 | MO | 29077 | CITY UTILITIES OF SPRINGFIELD MISSOURI JOHN TWITTY ENERGY CENTER | John Twitty Energy Center | 7496411 | 91542013 | 6195 | 2 | 6195 | 2 | 0039 | 994 | 741.1675 | 14.3969 | 516.5657 | 73.5089 | 73.5089 | 598.06 | 3.9792 | 2022 | 513 | 14 | 187 | -1 | 93.86 | 221112 | -93.3892 | 37.1519 | 2720 | 125 | 100 |  | 275 | N | Subbituminous | Y | N | N | 9999 | N |  | Coal Steam |  | 6159.8501 | 10188
2161_G_GT1 | MO | 29077 | CITY UTILITIES OF SPRINGFIELD MISSOURI JAMES RIVER POWER PLANT | James River Power Station | 7494511 | 11237913 | 2161 | **GT1 | 2161 | GT1 | 0005 | 1313 | 9.0803 |  | 78.1864 | 4.0168 | 4.0168 | 0.554 | 0.5551 | 2022 | 52 | 11 | 1014 | -1 | 136.55 | 221112 | -93.2583 | 37.1082 | 1060 | 125 | 120 |  | 75 | N | Natural Gas, Distillate Fuel Oil | Y | N | N | 9999 | N |  | Combustion Turbine |  | 1544.7008 | 14274
2161_G_GT2 | MO | 29077 | CITY UTILITIES OF SPRINGFIELD MISSOURI JAMES RIVER POWER PLANT | James River Power Station | 7494511 | 11237613 | 2161 | **GT2 | 2161 | GT2 | 0005 | 1312 | 13.5121 |  | 69.0506 | 3.6744 | 3.6744 | 0.4805 | 1.5664 | 2022 | 52 | 12 | 1014 | -1 | 136.55 | 221112 | -93.2583 | 37.1082 | 1030 | 125 | 120 |  | 80 | N | Natural Gas, Distillate Fuel Oil | Y | N | N | 9999 | N |  | Combustion Turbine |  | 1368.1295 | 14274
6195_G_GT1 | MO | 29077 | CITY UTILITIES OF SPRINGFIELD MISSOURI JOHN TWITTY ENERGY CENTER | John Twitty Energy Center | 7496411 | 11216513 | 6195 | CT1B | 6195 | GT1 | 0039 | 963 | 12.353 |  | 15.9025 | 1.3846 | 1.3846 | 0.1172 | 1.3418 | 2022 | 47 | 12.36 | 875 | -1 | 99.16 | 221112 | -93.3877 | 37.1529 | 52 | 125 | 120 |  | 52 | N | Natural Gas | Y | N | N | 9999 | N |  | Combustion Turbine |  | 877.9999 | 15558
6195_G_GT2 | MO | 29077 | CITY UTILITIES OF SPRINGFIELD MISSOURI JOHN TWITTY ENERGY CENTER | John Twitty Energy Center | 7496411 | 11218013 | 6195 | CT2B | 6195 | GT2 | 0039 | 961 | 20.6546 |  | 28.9455 | 2.316 | 2.316 | 0.1858 | 2.2435 | 2022 | 47 | 12.36 | 804 | -1 | 84.66 | 221112 | -93.3877 | 37.1529 | 585 | 125 | 120 |  | 52 | N | Natural Gas | Y | N | N | 9999 | N |  | Combustion Turbine |  | 1416.4089 | 15558
7903_G_MGS1 | MO | 29077 | CITY UTILITIES OF SPRINGFIELD N L MCCARTNEY DIST GENERATION | McCartney | 7498011 | 11196113 | 7903 | MGS1A | 7903 | MGS1 | 0164 | 1 | 13.2485 |  | 13.7651 | 0.4294 | 0.4294 | 0.1052 | 0.5963 | 2022 | 60 | 9.5 | 866 | -1 | 84.89 | 221112 | -93.17 | 37.2483 | 50 | 125 | 120 |  | 50 | N | Natural Gas | Y | N | N | 9999 | N |  | Combustion Turbine |  | 1255.4703 | 12017
7903_G_MSG2 | MO | 29077 | CITY UTILITIES OF SPRINGFIELD N L MCCARTNEY DIST GENERATION | McCartney | 7498011 | 11196013 | 7903 | MGS2A | 7903 | MSG2 | 0164 | 3 | 19.4996 |  | 19.4438 | 0.7692 | 0.7692 | 0.1583 | 0.4143 | 2022 | 60 | 9.5 | 871 | -1 | 85.38 | 221112 | -93.17 | 37.2483 | 50 | 125 | 120 |  | 50 | N | Natural Gas | Y | N | N | 9999 | N |  | Combustion Turbine |  | 1862.3408 | 12017
6195_G_GT2A | MO | 29077 | CITY UTILITIES OF SPRINGFIELD MISSOURI JOHN TWITTY ENERGY CENTER |  | 7496411 | 11217013 | 6195 | CT2A |  |  | 0039 | 962 | 19.4129 |  | 24.5065 | 1.6651 | 1.6651 | 0.1724 | 2.1086 | 2022 | 47 | 12.36 | 812 | 10098.73 | 84.17 | 221112 | -93.3892 | 37.1519 | 585 | 125 | 120 |  |  |  |  | Y | N | N |  | N |  |  |  | 1293.6991
7903_G_MGS2B | MO | 29077 | CITY UTILITIES OF SPRINGFIELD N L MCCARTNEY DIST GENERATION |  | 7498011 | 11195813 | 7903 | MGS2B |  |  | 0164 | 4 | 17.831 |  | 19.1383 | 0.7823 | 0.7823 | 0.1584 | 0.3941 | 2022 | 60 | 9.5 | 866 | -1 | 84.79 | 221112 | -93.17 | 37.2483 | 265 | 125 | 120 |  |  |  |  | Y | N | N |  | N |  |  |  | 1873.8105
6195_G_GT1A | MO | 29077 | CITY UTILITIES OF SPRINGFIELD MISSOURI JOHN TWITTY ENERGY CENTER |  | 7496411 | 11215013 | 6195 | CT1A |  |  | 0039 | 964 | 10.9907 |  | 13.9236 | 0.8818 | 0.8818 | 0.1027 | 1.1938 | 2022 | 47 | 12.36 | 825 | -1 | 79 | 221112 | -93.3877 | 37.1529 | 52 | 125 | 120 |  |  |  |  | Y | N | N |  | N |  |  |  | 732.6098
7903_G_MGS1B | MO | 29077 | CITY UTILITIES OF SPRINGFIELD N L MCCARTNEY DIST GENERATION |  | 7498011 | 11195913 | 7903 | MGS1B |  |  | 0164 | 2 | 5.55 |  | 6.0991 | 0.1927 | 0.1927 | 0.0391 | 0.2559 | 2022 | 60 | 9.5 | 870 | -1 | 85.26 | 221112 | -93.17 | 37.2483 | 265 | 125 | 120 |  |  |  |  | Y | N | N |  | N |  |  |  | 509.2
698_G_3 | MO | 29079 | TRENTON MUNICIPAL UTILITIES TRENTON PEAKING PLANT | Trenton North | 7528911 | 11609513 |  |  | 698 | 3 | 0027 | 7555 | 0.0957 |  | 0.3614 | 0.0065 | 0.0062 | 0.0002 | 0.0095 | 2022 | 20 | 2 | 650 | -1 | 117.25 | 221112 | -93.608 | 40.096 | 3 | 125 | 160 |  | 2.7 | N | Distillate Fuel Oil | N | N | N | 9999 | N |  | Combustion Turbine |  |  | 12282
59664_G_UNIT1 | MO | 29091 | CITY OF WEST PLAINS-POWER STATION | City of West Plains Power Station | 7544611 | 11572513 |  |  | 59664 | UNIT1 | 0068 | 1 | 0.8237 |  | 1.0755 | 0.0319 | 0.0316 | 0.0562 | 0.0067 | 2022 | 43 | 14.1 | 900 | -1 | 79.19 | 221112 | -91.8677 | 36.7501 | 0.01 | 125 | 120 |  | 21 | N | Natural Gas, Distillate Fuel Oil | N | N | N | 9999 | N |  | Combustion Turbine |  |  | 18538
59664_G_UNIT2 | MO | 29091 | CITY OF WEST PLAINS-POWER STATION | City of West Plains Power Station | 7544611 | 11572213 |  |  | 59664 | UNIT2 | 0068 | 2 | 0.5853 |  | 1.4986 | 0.0442 | 0.0433 | 0.1252 | 0.0039 | 2022 | 43 | 14.1 | 900 | -1 | 79.19 | 221112 | -91.8677 | 36.7501 | 0.01 | 125 | 120 |  | 21 | N | Natural Gas, Distillate Fuel Oil | N | N | N | 9999 | N |  | Combustion Turbine |  |  | 18556
58205_B_1 | MO | 29095 | VICINITY ENERGY KANSAS CITY INC GRAND AVENUE STATION | Grand Ave Plant | 7663611 | 12450313 |  |  | 58205 | 1 | 0021 | 24670 | 23.3901 | 17.5426 | 165.6797 | 7.4069 | 7.4069 | 0.5847 | 5.3602 | 2022 | 282 | 16.75 | 253 | -1 | 50 | 221330 | -94.5814 | 39.114 | 991 | 125 | 100 |  | 4.8 | Y | Natural Gas | N | Y | N | 9999 | N |  | O/G Steam |  |  | 8300
2079_B_5A | MO | 29095 | EVERGY INC HAWTHORN GENERATING STATION | Hawthorn | 7663711 | 12449713 | 2079 | 5A | 2079 | 5A | 0022 | 24676 | 1542.03 | 0.695 | 1169.6133 | 98.7827 | 84.3341 | 1351.7086 | 4.8496 | 2022 | 602 | 20.34 | 283 | -1 | 123.1 | 221112 | -94.4775 | 39.13 | 6600 | 125 | 100 |  | 552 | N | Subbituminous | Y | N | N | 9999 | N |  | Coal Steam |  | 7652.6401 | 10285
2079_G_7 | MO | 29095 | EVERGY INC HAWTHORN GENERATING STATION | Hawthorn | 7663711 | 12449413 | 2079 | 7 | 2079 | 7 | 0022 | 24673 | 27.3444 | 2.0913 | 9.8204 | 2.2009 | 2.2009 | 0.199 | 0.7003 | 2022 | 56 | 17 | 998 | -1 | 159 | 221112 | -94.4782 | 39.1298 | 925 | 125 | 120 |  | 76.2 | N | Natural Gas | Y | N | N | 9999 | N |  | Combustion Turbine |  | 927.3302 | 12917
2079_G_8 | MO | 29095 | EVERGY INC HAWTHORN GENERATING STATION | Hawthorn | 7663711 | 12448813 | 2079 | 8 | 2079 | 8 | 0022 | 24674 | 32.079 | 2.4535 | 10.7312 | 2.582 | 2.582 | 0.2307 | 0.8215 | 2022 | 56 | 17 | 998 | -1 | 159 | 221112 | -94.4782 | 39.1298 | 925 | 125 | 120 |  | 77.2 | N | Natural Gas | Y | N | N | 9999 | N |  | Combustion Turbine |  | 1204.87 | 12917
2079_G_9 | MO | 29095 | EVERGY INC HAWTHORN GENERATING STATION | Hawthorn | 7663711 | 12448313 | 2079 | 9 | 2079 | 9 | 0022 | 24675 | 6.0275 | 5.8723 | 12.097 | 6.1386 | 6.1386 | 0.5398 | 1.9532 | 2022 | 205 | 16 | 157 | -1 | 60 | 221112 | -94.4782 | 39.1298 | 2440 | 125 | 100 |  | 103.8 | N | Natural Gas | Y | N | N | 9999 | N |  | Combined Cycle |  | 1656.6305 | 9784
2081_G_11 | MO | 29095 | EVERGY INC NORTHEAST STATION | Northeast (MO) | 7663811 | 12447413 | 2081 | 11 | 2081 | 11 |  |  | 0.1019 |  | 37.0398 | 0.3549 | 0.3549 | 0.9264 | 0.0127 |  | 38 | 23.5 | 960 | -1 | 41.08 | 221112 | -94.5596 | 39.1222 |  | 125 | 120 |  | 46.6 | N | Distillate Fuel Oil | Y | N | N | 9999 | N |  | Combustion Turbine |  | 259 | 25000
2081_G_12 | MO | 29095 | EVERGY INC NORTHEAST STATION | Northeast (MO) | 7663811 | 12447613 | 2081 | 12 | 2081 | 12 | 0023 | 10107 | 0.0621 |  | 22.5703 | 0.2163 | 0.2163 | 0.5623 | 0.0077 | 2022 | 38 | 23.5 | 960 | -1 | 41.08 | 221112 | -94.5596 | 39.1222 | 1200 | 125 | 120 |  | 46 | N | Distillate Fuel Oil | Y | N | N | 9999 | N |  | Combustion Turbine |  | 155.5 | 25000
2081_G_13 | MO | 29095 | EVERGY INC NORTHEAST STATION | Northeast (MO) | 7663811 | 12447213 | 2081 | 13 | 2081 | 13 | 0023 | 10108 | 0.066 |  | 23.9915 | 0.2299 | 0.2299 | 0.6009 | 0.0082 | 2022 | 38 | 23.5 | 960 | -1 | 41.08 | 221112 | -94.5596 | 39.1222 | 1200 | 125 | 120 |  | 46.1 | N | Distillate Fuel Oil | Y | N | N | 9999 | N |  | Combustion Turbine |  | 167.5 | 25000
2081_G_14 | MO | 29095 | EVERGY INC NORTHEAST STATION | Northeast (MO) | 7663811 | 12447713 | 2081 | 14 | 2081 | 14 | 0023 | 10109 | 0.0797 |  | 28.9833 | 0.2778 | 0.2778 | 0.7229 | 0.0099 | 2022 | 38 | 23.5 | 960 | -1 | 41.08 | 221112 | -94.5596 | 39.1222 | 1200 | 125 | 120 |  | 47.5 | N | Distillate Fuel Oil | Y | N | N | 9999 | N |  | Combustion Turbine |  | 191 | 25000
2081_G_15 | MO | 29095 | EVERGY INC NORTHEAST STATION | Northeast (MO) | 7663811 | 12447513 | 2081 | 15 | 2081 | 15 | 0023 | 10110 | 0.0968 |  | 35.1872 | 0.3372 | 0.3372 | 0.8784 | 0.012 | 2022 | 38 | 14.4 | 960 | -1 | 109.4 | 221112 | -94.5596 | 39.1222 | 1200 | 125 | 120 |  | 47.5 | N | Distillate Fuel Oil | Y | N | N | 9999 | N |  | Combustion Turbine |  | 253.5 | 25000
2081_G_16 | MO | 29095 | EVERGY INC NORTHEAST STATION | Northeast (MO) | 7663811 | 12447813 | 2081 | 16 | 2081 | 16 | 0023 | 10111 | 0.0688 |  | 25.024 | 0.2399 | 0.2399 | 0.6244 | 0.0086 | 2022 | 32 | 14.4 | 960 | -1 | 109.4 | 221112 | -94.5596 | 39.1222 | 1200 | 125 | 120 |  | 46 | N | Distillate Fuel Oil | Y | N | N | 9999 | N |  | Combustion Turbine |  | 174.5 | 25000
2081_G_17 | MO | 29095 | EVERGY INC NORTHEAST STATION | Northeast (MO) | 7663811 | 12447913 | 2081 | 17 | 2081 | 17 | 0023 | 10112 | 0.1142 |  | 41.5242 | 0.398 | 0.398 | 1.0396 | 0.0142 | 2022 | 32 | 14.4 | 960 | -1 | 109.4 | 221112 | -94.5596 | 39.1222 | 1200 | 125 | 120 |  | 53.2 | N | Distillate Fuel Oil | Y | N | N | 9999 | N |  | Combustion Turbine |  | 270 | 25000
2081_G_18 | MO | 29095 | EVERGY INC NORTHEAST STATION | Northeast (MO) | 7663811 | 12448013 | 2081 | 18 | 2081 | 18 | 0023 | 10113 | 0.1121 |  | 40.7815 | 0.3908 | 0.3908 | 1.0204 | 0.0139 | 2022 | 32 | 14.4 | 960 | -1 | 109.4 | 221112 | -94.5596 | 39.1222 | 1200 | 125 | 120 |  | 47 | N | Distillate Fuel Oil | Y | N | N | 9999 | N |  | Combustion Turbine |  | 266.5 | 25000
2134_G_1 | MO | 29095 | INDEPENDENCE POWER AND LIGHT SUB STATION J | Jackson Square | 7577411 | 11539713 |  |  | 2134 | 1 | 0224 | 9117 | 0.0417 |  | 11.1095 | 0.7756 | 0.757 | 0.6358 | 0.0052 | 2022 | 37 | 12 | 930 | -1 | 65.36 | 221112 | -94.4107 | 39.094 | 281 | 125 | 120 |  | 15 | N | Distillate Fuel Oil | N | N | N | 9999 | N |  | Combustion Turbine |  |  | 25000
2134_G_2 | MO | 29095 | INDEPENDENCE POWER AND LIGHT SUB STATION J | Jackson Square | 7577411 | 11539813 |  |  | 2134 | 2 | 0224 | 9116 | 0.0383 |  | 10.2254 | 0.7139 | 0.6968 | 0.5852 | 0.0048 | 2022 | 37 | 12 | 930 | -1 | 65.36 | 221112 | -94.4107 | 39.094 | 281 | 125 | 120 |  | 15 | N | Distillate Fuel Oil | N | N | N | 9999 | N |  | Combustion Turbine |  |  | 25000
2135_G_1 | MO | 29095 | INDEPENDENCE POWER AND LIGHT SUB STATION H | Station H | 7577311 | 11540013 |  |  | 2135 | 1 | 0223 | 9118 | 2.2997 |  | 9.0156 | 0.188 | 0.188 | 0.0189 | 0.1512 | 2022 | 31 | 11.83 | 885 | -1 | 79.1 | 221112 | -94.38 | 39.106 | 19 | 125 | 120 |  | 19 | N | Natural Gas, Distillate Fuel Oil | N | N | N | 9999 | N |  | Combustion Turbine |  |  | 24403
2135_G_2 | MO | 29095 | INDEPENDENCE POWER AND LIGHT SUB STATION H | Station H | 7577311 | 11539913 |  |  | 2135 | 2 | 0223 | 9119 | 0.0001 |  | 0.0224 | 0.0016 | 0.0015 | 0.0013 |  | 2022 | 31 | 11.83 | 885 | -1 | 72.41 | 221112 | -94.38 | 39.106 | 20 | 125 | 120 |  | 20 | N | Natural Gas, Distillate Fuel Oil | N | N | N | 9999 | N |  | Combustion Turbine |  |  | 24403
2136_G_1 | MO | 29095 | INDEPENDENCE POWER AND LIGHT SUB STATION I | Station I | 7577211 | 11540113 |  |  | 2136 | 1 | 0222 | 9120 | 0.0577 |  | 15.3754 | 1.0735 | 1.0477 | 0.8799 | 0.0072 | 2022 | 31 | 12 | 885 | -1 | 72.41 | 221112 | -94.3928 | 39.058 | 19 | 125 | 120 |  | 19 | N | Distillate Fuel Oil | N | N | N | 9999 | N |  | Combustion Turbine |  |  | 23635
2136_G_2 | MO | 29095 | INDEPENDENCE POWER AND LIGHT SUB STATION I | Station I | 7577211 | 11540213 |  |  | 2136 | 2 | 0222 | 9121 | 0.0615 |  | 16.3898 | 1.1443 | 1.1168 | 0.9379 | 0.0076 | 2022 | 31 | 12 | 885 | -1 | 72.41 | 221112 | -94.3928 | 39.058 | 19 | 125 | 120 |  | 19 | N | Distillate Fuel Oil | N | N | N | 9999 | N |  | Combustion Turbine |  |  | 23677
6074_G_1 | MO | 29095 | EVERGY INC GREENWOOD GENERATING STATION | Greenwood (MO) | 7668211 | 11760213 | 6074 | 1 | 6074 | 1 | 0139 | 9346 | 9.7623 |  | 48.102 | 0.9985 | 0.9985 | 8.4782 | 0.2562 | 2022 | 42 | 14.755 | 1025 | -1 | 125.4 | 221112 | -94.299 | 38.8617 | 1010 | 125 | 120 |  | 62.7 | N | Natural Gas | Y | N | N | 9999 | N |  | Combustion Turbine |  | 1238.0708 | 25000
6074_G_2 | MO | 29095 | EVERGY INC GREENWOOD GENERATING STATION | Greenwood (MO) | 7668211 | 11760313 | 6074 | 2 | 6074 | 2 | 0139 | 9344 | 12.777 |  | 45.6078 | 1.1176 | 1.1176 | 3.4848 | 0.3298 | 2022 | 42 | 14.755 | 1025 | -1 | 125.4 | 221112 | -94.299 | 38.8617 | 1010 | 125 | 120 |  | 63 | N | Natural Gas | Y | N | N | 9999 | N |  | Combustion Turbine |  | 1053.3695 | 25000
6074_G_3 | MO | 29095 | EVERGY INC GREENWOOD GENERATING STATION | Greenwood (MO) | 7668211 | 11760413 | 6074 | 3 | 6074 | 3 | 0139 | 9342 | 9.8716 |  | 31.2688 | 0.8423 | 0.8423 | 2.8285 | 0.2542 | 2022 | 42 | 14.755 | 1025 | -1 | 125.4 | 221112 | -94.299 | 38.8617 | 1010 | 125 | 120 |  | 62.1 | N | Natural Gas | Y | N | N | 9999 | N |  | Combustion Turbine |  | 861.9898 | 25000
6074_G_4 | MO | 29095 | EVERGY INC GREENWOOD GENERATING STATION | Greenwood (MO) | 7668211 | 11760013 | 6074 | 4 | 6074 | 4 | 0139 | 9340 | 6.4203 |  | 30.9033 | 0.627 | 0.627 | 5.3076 | 0.1676 | 2022 | 42 | 14.755 | 1025 | -1 | 125.4 | 221112 | -94.299 | 38.8617 | 1010 | 125 | 120 |  | 61.4 | N | Natural Gas | Y | N | N | 9999 | N |  | Combustion Turbine |  | 629.3499 | 25000
2121_G_10 | MO | 29097 | CARTHAGE WATER AND ELECTRIC | Carthage | 5339111 | 26480313 |  |  | 2121 | 10 | 0110 | 10506 |  | 0.0037 | 0.7792 | 0.0181 | 0.0181 | 0.0512 | 0.0509 | 2022 | 50 | 2.5 | 125 | -1 | 85.38 | 221112 | -94.3001 | 37.1765 | 6 | 125 | 160 |  | 6 | N | Natural Gas, Distillate Fuel Oil | N | N | N | 9999 | N |  | Combustion Turbine |  |  | 18000
2121_G_11 | MO | 29097 | CARTHAGE WATER AND ELECTRIC | Carthage | 5339111 | 59040013 |  |  | 2121 | 11 | 0110 | 10517 | 0.0749 | 0.0264 | 4.5194 | 0.0549 | 0.0549 | 0.0942 | 0.0897 | 2022 | 40 | 2.5 | 175 | -1 | 133.2 | 221112 | -94.3001 | 37.1765 | 40 | 125 | 160 |  | 4 | N | Natural Gas, Distillate Fuel Oil | N | N | N | 9999 | N |  | Combustion Turbine |  |  | 18000
2121_G_12 | MO | 29097 | CARTHAGE WATER AND ELECTRIC | Carthage | 5339111 | 59039913 |  |  | 2121 | 12 | 0110 | 10518 | 0.1134 | 0.0394 | 6.7122 | 0.0801 | 0.0801 | 0.134 | 0.132 | 2022 | 40 | 2.5 | 175 | -1 | 133.26 | 221112 | -94.3001 | 37.1765 | 40 | 125 | 160 |  | 4 | N | Natural Gas, Distillate Fuel Oil | N | N | N | 9999 | N |  | Combustion Turbine |  |  | 18000
2121_G_13 | MO | 29097 | CARTHAGE WATER AND ELECTRIC | Carthage | 5339111 | 59039813 |  |  | 2121 | 13 | 0110 | 10519 | 0.1478 | 0.0662 | 11.1756 | 0.1283 | 0.1283 | 0.2024 | 0.1385 | 2022 | 45 | 2.5 | 200 | -1 | 179.48 | 221112 | -94.3001 | 37.1765 | 54 | 125 | 160 |  | 5.5 | N | Natural Gas, Distillate Fuel Oil | N | N | N | 9999 | N |  | Combustion Turbine |  |  | 18000
2121_G_14 | MO | 29097 | CARTHAGE WATER AND ELECTRIC | Carthage | 5339111 | 59039713 |  |  | 2121 | 14 | 0110 | 10520 | 0.2336 | 0.0998 | 16.6722 | 0.1798 | 0.1798 | 0.2548 | 0.2029 | 2022 | 45 | 2.5 | 200 | -1 | 179.48 | 221112 | -94.3001 | 37.1765 | 54 | 125 | 160 |  | 5.5 | N | Natural Gas, Distillate Fuel Oil | N | N | N | 9999 | N |  | Combustion Turbine |  |  | 18000
6223_G_3 | MO | 29097 | EMPIRE DISTRICT ELECTRIC CO EMPIRE ENERGY CENTER | Empire Energy Center | 5338211 | 59036413 | 6223 | 3A | 6223 | 3 | 0062 | 10645 | 6.8282 |  | 21.0785 | 1.7563 | 1.7535 | 0.2876 | 0.5239 | 2022 | 60 | 12.9 | 828 | -1 | 52.73 | 221112 | -94.1044 | 37.1384 | 275 | 125 | 120 | 109&213 | 40 | N | Natural Gas, Distillate Fuel Oil | Y | N | N | 9999 | N |  | Combustion Turbine |  | 2371.5972 | 12621
6223_G_4 | MO | 29097 | EMPIRE DISTRICT ELECTRIC CO EMPIRE ENERGY CENTER | Empire Energy Center | 5338211 | 59036613 | 6223 | 4A | 6223 | 4 | 0062 | 10647 | 7.1893 |  | 22.1351 | 1.8432 | 1.8403 | 0.2732 | 0.5518 | 2022 | 60 | 12.9 | 828 | -1 | 52.73 | 221112 | -94.1044 | 37.1384 | 275 | 125 | 120 |  | 40 | N | Natural Gas, Distillate Fuel Oil | Y | N | N | 9999 | N |  | Combustion Turbine |  | 2700.3367 | 12621
7296_G_1 | MO | 29097 | EMPIRE DISTRICT ELECTRIC CO STATE LINE FACILITY | State Line Combined Cycle | 5339011 | 26481013 | 7296 | 1 | 7296 | 1 | 0104 | 10520 | 62.3701 |  | 35.1491 | 5.1646 | 5.1574 | 0.8102 | 1.5547 | 2022 | 50 | 22.112 | 1025 | -1 | 19.72 | 221112 | -94.614 | 37.0659 | 1350 | 125 | 120 |  | 94 | N | Natural Gas, Distillate Fuel Oil | Y | N | N | 9999 | N |  | Combustion Turbine |  | 1653.5977 | 12689
7296_G_2-1 | MO | 29097 | EMPIRE DISTRICT ELECTRIC CO STATE LINE FACILITY | State Line Combined Cycle | 5339011 | 26481613 | 7296 | 2-1 | 7296 | 2-1 | 0104 | 10527 | 73.2288 | 34.9076 | 52.2661 | 13.2819 | 13.2819 | 2.3002 | 1.6901 | 2022 | 175 | 19 | 206 | -1 | 47.34 | 221112 | -94.6127 | 37.066 | 2040 | 125 | 120 |  | 175 | N | Natural Gas | Y | N | N | 9999 | N |  | Combined Cycle |  | 5840.2295 | 7389
7296_G_2-2 | MO | 29097 | EMPIRE DISTRICT ELECTRIC CO STATE LINE FACILITY | State Line Combined Cycle | 5339011 | 26481213 | 7296 | 2-2 | 7296 | 2-2 | 0104 | 10524 | 49.7045 | 38.5112 | 51.8648 | 20.7024 | 20.7024 | 2.5818 | 1.11 | 2022 | 175 | 19 | 207 | -1 | 51.12 | 221112 | -94.6127 | 37.066 | 2040 | 125 | 120 |  | 175 | N | Natural Gas | Y | N | N | 9999 | N |  | Combined Cycle |  | 6425.98 | 7389
7296_G_2-3 | MO | 29097 | EMPIRE DISTRICT ELECTRIC CO STATE LINE FACILITY | State Line Combined Cycle | 5339011 | 26480813 |  |  | 7296 | 2-3 | 0104 | 10529 | 0.1404 |  | 0.6523 | 0.0459 | 0.0459 | 0.0429 | 0.0532 | 2022 | 12 | 0.667 | 1187 | -1 | 217.2 | 221112 | -94.6127 | 37.066 | 178 | 125 | 160 |  | 186 | N | Natural Gas | N | N | N | 9999 | N |  | Combined Cycle |  |  | 7389
6223_G_1 | MO | 29097 | EMPIRE DISTRICT ELECTRIC CO EMPIRE ENERGY CENTER | Empire Energy Center | 5338211 | 26497213 | 6223 | 1 | 6223 | 1 | 0062 | 10641 | 17.2867 |  | 83.5887 | 3.6187 | 3.6098 | 0.5544 | 1.0422 | 2022 | 60 | 25 | 1040 | -1 | 65.51 | 221112 | -94.1029 | 37.1372 | 1340 | 125 | 120 |  | 82 | N | Natural Gas, Distillate Fuel Oil | Y | N | N | 2036 | N |  | Combustion Turbine |  | 1446.2781 | 12621
6223_G_2 | MO | 29097 | EMPIRE DISTRICT ELECTRIC CO EMPIRE ENERGY CENTER | Empire Energy Center | 5338211 | 26497113 | 6223 | 2 | 6223 | 2 | 0062 | 10640 | 12.6275 |  | 57.2344 | 2.6312 | 2.6241 | 0.4108 | 0.7502 | 2022 | 60 | 22.953 | 1040 | -1 | 65.51 | 221112 | -94.1044 | 37.1384 | 1350 | 125 | 120 |  | 82 | N | Natural Gas, Distillate Fuel Oil | Y | N | N | 2036 | N |  | Combustion Turbine |  | 1053.3403 | 12621
6223_G_4B | MO | 29097 | EMPIRE DISTRICT ELECTRIC CO EMPIRE ENERGY CENTER |  | 5338211 | 59036313 | 6223 | 4B |  |  | 0062 | 10648 | 8.1845 |  | 24.3494 | 2.0242 | 2.023 | 0.2778 | 0.6295 | 2022 | 60 | 12.9 | 828 | -1 | 52.73 | 221112 | -94.1044 | 37.1384 | 275 | 125 | 120 |  |  |  |  | Y | N | N |  | N |  |  |  | 2722.2844
6223_G_3B | MO | 29097 | EMPIRE DISTRICT ELECTRIC CO EMPIRE ENERGY CENTER |  | 5338211 | 59036513 | 6223 | 3B |  |  | 0062 | 10646 | 6.3033 |  | 18.7684 | 1.5469 | 1.5463 | 0.182 | 0.485 | 2022 | 60 | 12.9 | 828 | -1 | 52.73 | 221112 | -94.1044 | 37.1384 | 275 | 125 | 120 |  |  |  |  | Y | N | N |  | N |  |  |  | 2279.625
6155_B_1 | MO | 29099 | AMEREN MISSOURI RUSH ISLAND ENERGY CENTER | Rush Island | 5258811 | 26073613 | 6155 | 1 | 6155 | 1 | 0016 | 11565 | 386.2996 | 0.4352 | 1095.3909 | 191.7135 | 73.5585 | 6058.499 | 46.2607 | 2022 | 700 | 20.714 | 270 | -1 | 82 | 221112 | -90.2625 | 38.1306 | 5920 | 125 | 100 |  | 622 | N | Subbituminous | Y | N | N | 2024 | N |  | Coal Steam |  | 5120.4604 | 10226
6155_B_2 | MO | 29099 | AMEREN MISSOURI RUSH ISLAND ENERGY CENTER | Rush Island | 5258811 | 26073013 | 6155 | 2 | 6155 | 2 | 0016 | 11563 | 344.6658 | 0.3886 | 950.786 | 172.6915 | 65.5812 | 5680.8123 | 41.2997 | 2022 | 700 | 29 | 270 | -1 | 82 | 221112 | -90.2625 | 38.1306 | 5920 | 125 | 100 |  | 622 | N | Subbituminous | Y | N | N | 2024 | N |  | Coal Steam |  | 4867.7505 | 10149
7848_G_11 | MO | 29101 | HOLDEN POWER PLANT | Holden | 5245111 | 26016913 | 7848 | 1 | 7848 | 11 | 0051 | 1 | 14.2969 |  | 13.9199 | 2.0268 | 2.0268 | 0.2938 | 1.0009 | 2022 | 90 | 17.9 | 1037 | -1 | 120 | 221112 | -93.9983 | 38.7538 | 78 | 125 | 120 |  | 90 | N | Natural Gas, Distillate Fuel Oil | Y | N | N | 9999 | N |  | Combustion Turbine |  | 996.0399 | 11939
7848_G_12 | MO | 29101 | HOLDEN POWER PLANT | Holden | 5245111 | 26017013 | 7848 | 2 | 7848 | 12 | 0051 | 2 | 13.2387 |  | 12.6011 | 1.8822 | 1.8822 | 0.2707 | 0.9268 | 2022 | 90 | 17.9 | 1037 | -1 | 120 | 221112 | -93.9983 | 38.7538 | 78 | 125 | 120 |  | 89 | N | Natural Gas, Distillate Fuel Oil | Y | N | N | 9999 | N |  | Combustion Turbine |  | 926.9595 | 11957
7848_G_13 | MO | 29101 | HOLDEN POWER PLANT | Holden | 5245111 | 26017213 | 7848 | 3 | 7848 | 13 | 0051 | 3 | 9.1186 |  | 9.3077 | 1.6984 | 1.6984 | 0.2089 | 0.6387 | 2022 | 90 | 17.9 | 1037 | -1 | 120 | 221112 | -93.9983 | 38.7538 | 78 | 125 | 120 |  | 88 | N | Natural Gas, Distillate Fuel Oil | Y | N | N | 9999 | N |  | Combustion Turbine |  | 671.4297 | 11948
2131_G_4 | MO | 29107 | HIGGINSVILLE MUNICIPAL POWER FACILITY | Higginsville | 7269411 | 9960613 | 2131 | 4B | 2131 | 4 | 0038 | 12514 | 1.6789 | 0.1786 | 37.9241 | 0.3694 | 0.3694 | 0.0362 | 0.1175 | 2022 | 34 | 2.5 | 680 | -1 | 89.11 | 221112 | -93.7151 | 39.0731 | 38 | 125 | 120 |  | 37.5 | N | Natural Gas, Distillate Fuel Oil | Y | N | N | 9999 | N |  | Combustion Turbine |  | 383.0893 | 15856
2131_G_5 | MO | 29107 | HIGGINSVILLE MUNICIPAL POWER FACILITY | Higginsville | 7269411 | 59062913 |  |  | 2131 | 5 | 0038 | 12516 | 0.0169 | 0.0039 | 0.2124 | 0.0038 | 0.0037 | 0.0001 | 0.0056 | 2022 | 36 | 1.17 | 811 | -1 | 165.88 | 221112 | -93.7144 | 39.0734 | 1230 | 125 | 160 |  | 1.2 | N | Natural Gas, Distillate Fuel Oil | N | N | N | 9999 | N |  | Combustion Turbine |  |  | 15009
2131_G_6 | MO | 29107 | HIGGINSVILLE MUNICIPAL POWER FACILITY | Higginsville | 7269411 | 59063213 |  |  | 2131 | 6 | 0038 | 12515 | 0.0053 | 0.0083 | 0.0349 | 0.0017 | 0.0017 | 0.0002 | 0.0001 | 2022 | 30 | 3.5 | 935 | -1 | 188.91 | 221112 | -93.7144 | 39.0734 | 0.01 | 125 | 120 |  | 4.5 | N | Distillate Fuel Oil | N | N | N | 9999 | N |  | Combustion Turbine |  |  | 14348
2131_G_4A | MO | 29107 | HIGGINSVILLE MUNICIPAL POWER FACILITY |  | 7269411 | 9960013 | 2131 | 4A |  |  | 0038 | 12513 | 1.4541 | 0.1547 | 32.9983 | 0.3198 | 0.3198 | 0.0312 | 0.1018 | 2022 | 34 | 2.5 | 680 | -1 | 89.11 | 221112 | -93.7151 | 39.0731 | 2 | 125 | 120 |  |  |  |  | Y | N | N |  | N |  |  |  | 333.3298
2122_G_D5 | MO | 29117 | CHILLICOTHE MUNICIPAL UTILITIES | Chillicothe | 7297211 | 59066113 |  |  | 2122 | D5 | 0002 | 13260 | 0.0366 |  | 0.907 | 0.018 | 0.018 | 0.0007 | 0.0237 | 2022 | 35 | 1.33 | 970 | -1 | 196.7 | 221112 | -93.5641 | 39.7832 | 96.7 | 125 | 160 |  | 2 | N | Distillate Fuel Oil | N | N | N | 9999 | N | 2122_G_D3;2122_G_D5;2122_G_D2;2122_G_D1;2122_G_D4 | Combustion Turbine |  |  | 10745
2141_G_1 | MO | 29121 | MACON MUNICIPAL UTILITIES |  | 6698811 | 13185913 |  |  |  |  | 0004 | 13364 | 0.0012 |  | 0.0044 | 0.0001 | 0.0001 | 0.0001 | 0.0001 | 2020 | 45 | 2 | 930 | -1 | 173.8 | 221112 | -92.4677 | 39.7377 | 5 | 125 | 160 |  |  |  |  | N | N | N |  | N
2167_B_1 | MO | 29143 | NEW MADRID POWER PLANT MARSTON | New Madrid | 5363811 | 26290513 | 2167 | 1 | 2167 | 1 | 0004 | 14944 | 1850.525 | 15.7096 | 6936.2681 | 363.3691 | 225.9625 | 7040.0238 | 126.1513 | 2022 | 800 | 20 | 324 | -1 | 68.16 | 221112 | -89.5617 | 36.5147 | 6730 | 125 | 100 |  | 575 | N | Subbituminous | Y | N | N | 9999 | N |  | Coal Steam |  | 8035.9194 | 9859
2167_B_2 | MO | 29143 | NEW MADRID POWER PLANT MARSTON | New Madrid | 5363811 | 26289613 | 2167 | 2 | 2167 | 2 | 0004 | 14942 | 1052.6013 | 8.5287 | 8438.6236 | 376.5814 | 257.9633 | 6711.7224 | 118.7704 | 2022 | 800 | 20 | 338 | -1 | 70 | 221112 | -89.5617 | 36.5147 | 6980 | 125 | 100 |  | 571 | N | Subbituminous | Y | N | N | 9999 | N |  | Coal Steam |  | 7927.5796 | 9814
7754_G_1 | MO | 29147 | NODAWAY POWER PLANT CONCEPTION JUNCTION | Nodaway | 5255311 | 24936413 | 7754 | 1 | 7754 | 1 | 0032 | 1 | 0.1932 |  | 5.6636 | 0.3091 | 0.3091 | 0.0379 | 0.1353 | 2022 | 50 | 20.41 | 980 | -1 | 82.48 | 221112 | -94.7913 | 40.2877 | 1400 | 125 | 120 |  | 90 | N | Natural Gas | Y | N | N | 9999 | N |  | Combustion Turbine |  | 136.05 | 12317
7754_G_2 | MO | 29147 | NODAWAY POWER PLANT CONCEPTION JUNCTION | Nodaway | 5255311 | 24936313 | 7754 | 2 | 7754 | 2 | 0032 | 2 | 0.143 |  | 5.0849 | 0.2985 | 0.2985 | 0.0367 | 0.1306 | 2022 | 50 | 20.41 | 980 | -1 | 82.48 | 221112 | -94.7913 | 40.2877 | 1400 | 125 | 120 |  | 88 | N | Natural Gas | Y | N | N | 9999 | N |  | Combustion Turbine |  | 128.91 | 12327
7964_G_GT1 | MO | 29163 | AMEREN MISSOURI PENO CREEK ENERGY CENTER | Peno Creek | 6794611 | 13109413 | 7964 | CT1A | 7964 | GT1 | 0047 | 1 | 1.483 |  | 11.6107 | 0.9194 | 0.9194 | 0.0071 | 0.2925 | 2022 | 60.5 | 9.5 | 834 | -1 | 125.39 | 221112 | -91.2285 | 39.3528 | 47 | 125 | 120 | 213&65 | 47 | N | Natural Gas, Distillate Fuel Oil | Y | N | N | 9999 | N |  | Combustion Turbine |  | 1241.13 | 11264
7964_G_GT2 | MO | 29163 | AMEREN MISSOURI PENO CREEK ENERGY CENTER | Peno Creek | 6794611 | 109323013 | 7964 | CT2A | 7964 | GT2 | 0047 | 8 | 0.63 |  | 7.5203 | 0.6137 | 0.6137 | 0.0043 | 0.1953 | 2022 | 60.5 | 9.5 | 834 | -1 | 125.39 | 221112 | -91.2285 | 39.3528 | 325 | 125 | 120 |  | 47 | N | Natural Gas, Distillate Fuel Oil | Y | N | N | 9999 | N |  | Combustion Turbine |  | 877.0201 | 11265
7964_G_GT3 | MO | 29163 | AMEREN MISSOURI PENO CREEK ENERGY CENTER | Peno Creek | 6794611 | 109322913 | 7964 | CT3A | 7964 | GT3 | 0047 | 7 | 0.675 |  | 9.7722 | 0.774 | 0.774 | 0.0091 | 0.2463 | 2022 | 60.5 | 9.5 | 834 | -1 | 125.39 | 221112 | -91.2285 | 39.3528 | 325 | 125 | 120 |  | 47 | N | Natural Gas, Distillate Fuel Oil | Y | N | N | 9999 | N |  | Combustion Turbine |  | 1035.64 | 11265
7964_G_GT4 | MO | 29163 | AMEREN MISSOURI PENO CREEK ENERGY CENTER | Peno Creek | 6794611 | 109322813 | 7964 | CT4A | 7964 | GT4 | 0047 | 6 | 0.108 |  | 1.0589 | 0.0838 | 0.0838 | 0.0043 | 0.0267 | 2022 | 60.5 | 9.5 | 834 | -1 | 125.39 | 221112 | -91.2285 | 39.3528 | 325 | 125 | 120 |  | 47 | N | Natural Gas, Distillate Fuel Oil | Y | N | N | 9999 | N |  | Combustion Turbine |  | 108.6 | 11265
7964_G_GT1x | MO | 29163 | AMEREN MISSOURI PENO CREEK ENERGY CENTER |  | 6794611 | 109322413 | 7964 | CT1B |  |  | 0047 | 2 | 1.029 |  | 11.7554 | 0.9258 | 0.9258 | 0.0065 | 0.2946 | 2022 | 60.5 | 9.5 | 834 | -1 | 125.39 | 221112 | -91.2285 | 39.3528 | 325 | 125 | 120 |  |  |  |  | Y | N | N |  | N |  |  |  | 1238.77
7964_G_GT3x | MO | 29163 | AMEREN MISSOURI PENO CREEK ENERGY CENTER |  | 6794611 | 109322613 | 7964 | CT3B |  |  |  |  | 0.996 |  | 9.9499 | 0.8272 | 0.8272 | 0.0335 | 0.2632 |  | 60.5 | 9.5 | 834 | -1 | 125.39 | 221112 | -91.2285 | 39.3528 |  | 125 | 120 |  |  |  |  | Y | N | N |  | N |  |  |  | 1057.9298
7964_G_GT2x | MO | 29163 | AMEREN MISSOURI PENO CREEK ENERGY CENTER |  | 6794611 | 109322513 | 7964 | CT2B |  |  | 0047 | 3 | 0.876 |  | 6.5446 | 0.5939 | 0.5939 | 0.0011 | 0.189 | 2022 | 60.5 | 9.5 | 834 | -1 | 125.39 | 221112 | -91.2285 | 39.3528 | 325 | 125 | 120 |  |  |  |  | Y | N | N |  | N |  |  |  | 823.65
7964_G_GT4x | MO | 29163 | AMEREN MISSOURI PENO CREEK ENERGY CENTER |  | 6794611 | 109322713 | 7964 | CT4B |  |  | 0047 | 5 | 0.131 |  | 2.226 | 0.1803 | 0.1803 | 0.003 | 0.0574 | 2022 | 60.5 | 9.5 | 834 | -1 | 125.39 | 221112 | -91.2285 | 39.3528 | 325 | 125 | 120 |  |  |  |  | Y | N | N |  | N |  |  |  | 241.11
6065_B_1 | MO | 29165 | EVERGY INC IATAN GENERATING STATION | Iatan | 6795111 | 13105713 | 6065 | 1 | 6065 | 1 | 0007 | 16912 | 44 | 0.0054 | 534.933 | 35.1603 | 21.641 | 122.9038 | 0.4722 | 2022 | 615 | 28.41 | 132 | -1 | 54.76 | 221112 | -94.9788 | 39.4501 | 7800 | 125 | 100 |  | 703 | N | Subbituminous | Y | N | N | 2039 | N |  | Coal Steam |  | 4344.98 | 9632
6065_B_2 | MO | 29165 | EVERGY INC IATAN GENERATING STATION | Iatan | 6795111 | 91539513 | 6065 | 2 | 6065 | 2 | 0007 | 16928 | 171.9 | 0.0076 | 954.4751 | 84.6151 | 54.3616 | 263.5375 | 1.2587 | 2022 | 615 | 30.3 | 135 | -1 | 48.98 | 221112 | -94.9791 | 39.4476 | 8100 | 125 | 100 |  | 877 | N | Subbituminous | Y | N | N | 9999 | N |  | Coal Steam |  | 6254.3804 | 9502
2168_B_MB1 | MO | 29175 | THOMAS HILL ENERGY CENTER POWER DIVISION THOMAS HILL | Thomas Hill | 6688411 | 12909013 | 2168 | MB1 | 2168 | MB1 | 0001 | 17431 | 234.6677 | 30.9352 | 2556.4738 | 125.9541 | 63.0522 | 2239.9043 | 36.6057 | 2022 | 411 | 17.34 | 318 | -1 | 54.23 | 221112 | -92.6374 | 39.5507 | 2180 | 125 | 100 |  | 165 | N | Subbituminous | Y | N | N | 9999 | N |  | Coal Steam |  | 7500.7593 | 9907
2168_B_MB2 | MO | 29175 | THOMAS HILL ENERGY CENTER POWER DIVISION THOMAS HILL | Thomas Hill | 6688411 | 12908413 | 2168 | MB2 | 2168 | MB2 | 0001 | 17566 | 808.4426 | 25.6973 | 4088.7888 | 121.4042 | 111.1702 | 3715.3441 | 64.6744 | 2022 | 400 | 17.34 | 315 | -1 | 54.46 | 221112 | -92.6374 | 39.5507 | 3580 | 125 | 100 | 109&128&139&204&48 | 269 | N | Subbituminous | Y | N | N | 9999 | N |  | Coal Steam |  | 8207.9102 | 9930
2168_B_MB3 | MO | 29175 | THOMAS HILL ENERGY CENTER POWER DIVISION THOMAS HILL | Thomas Hill | 6688411 | 12908813 | 2168 | MB3 | 2168 | MB3 | 0001 | 17575 | 5250.7942 | 1.0829 | 3657.0262 | 227.6994 | 221.0376 | 7566.5441 | 65.5184 | 2022 | 622 | 30.6 | 298 | -1 | 58.33 | 221112 | -92.6374 | 39.5507 | 8180 | 125 | 100 |  | 701 | N | Subbituminous | Y | N | N | 9999 | N |  | Coal Steam |  | 5942.9497 | 9903
6651_G_1 | MO | 29175 | AMEREN MISSOURI MOBERLY COMBUSTION TURBINE | Moberly | 6688611 | 12905513 | 6651 | CT01 | 6651 | 1 | 0010 | 17539 | 0.0078 |  | 2.7798 | 0.0263 | 0.0257 | 1.1583 | 0.0009 | 2022 | 32 | 15 | 1050 | -1 | 103.8 | 221112 | -92.4842 | 39.4239 | 55 | 125 | 120 |  | 54 | N | Distillate Fuel Oil | Y | N | N | 9999 | N |  | Combustion Turbine |  | 5.2 | 24030
2107_B_1 | MO | 29183 | AMEREN MISSOURI SIOUX ENERGY CENTER | Sioux | 6783411 | 13832613 | 2107 | 1 | 2107 | 1 | 0001 | 17911 | 222.0179 | 0.2507 | 2115.2994 | 140.1387 | 130.8041 | 684.2907 | 48.8094 | 2022 | 496.5 | 23.6 | 139 | -1 | 46.76 | 221112 | -90.2905 | 38.9161 | 4920 | 125 | 100 |  | 487 | N | Bituminous, Subbituminous | Y | N | N | 2030 | N |  | Coal Steam |  | 4906.1704 | 11127
2107_B_2 | MO | 29183 | AMEREN MISSOURI SIOUX ENERGY CENTER | Sioux | 6783411 | 13831813 | 2107 | 2 | 2107 | 2 | 0001 | 18103 | 307.3647 | 0.3471 | 2841.8679 | 192.5303 | 180.4696 | 965.2708 | 67.5791 | 2022 | 496.5 | 23.6 | 137 | -1 | 46.84 | 221112 | -90.2905 | 38.9161 | 4920 | 125 | 100 | 128&204&67 | 487 | N | Bituminous, Subbituminous | Y | N | N | 2030 | N |  | Coal Steam |  | 6110.9204 | 11339
2104_B_4 | MO | 29189 | AMEREN MISSOURI MERAMEC ENERGY CENTER |  | 6816611 | 13792813 | 2104 | 4 |  |  | 0010 | 21421 | 21.8561 | 0.2673 | 52.9775 | 5.3527 | 2.6818 | 206.4296 | 2.2649 | 2022 | 350 | 16 | 374 | -1 | 123.28 | 221112 | -90.3349 | 38.4013 | 3780 | 125 | 100 |  |  |  |  | Y | N | N |  | N |  |  |  | 715.1199
2104_B_3 | MO | 29189 | AMEREN MISSOURI MERAMEC ENERGY CENTER |  | 6816611 | 13793013 | 2104 | 3 |  |  | 0010 | 21423 | 92.299 | 0.1351 | 38.5038 | 2.2746 | 1.2051 | 102.313 | 1.0711 | 2022 | 350 | 14 | 345 | -1 | 135.4 | 221112 | -90.3349 | 38.4013 | 3170 | 125 | 100 | 128&204&205 |  |  |  | Y | N | N |  | N |  |  |  | 432.31
2104_B_2 | MO | 29189 | AMEREN MISSOURI MERAMEC ENERGY CENTER |  | 6816611 | 13792613 | 2104 | 2 |  |  | 0010 | 21424 | 11.12 | 1.4827 | 23.5488 | 3.5213 | 3.5213 | 0.2324 | 2.5483 | 2022 | 250 | 11 | 326 | -1 | 99.12 | 221112 | -90.3349 | 38.4013 | 1570 | 125 | 100 |  |  |  |  | Y | N | N |  | N |  |  |  | 2079.4202
2104_B_1 | MO | 29189 | AMEREN MISSOURI MERAMEC ENERGY CENTER |  | 6816611 | 13792113 | 2104 | 1 |  |  | 0010 | 21425 | 8.7804 | 1.1707 | 18.6236 | 2.7804 | 2.7804 | 0.1623 | 2.0122 | 2022 | 250 | 11 | 326 | -1 | 101.62 | 221112 | -90.3349 | 38.4013 | 1570 | 125 | 100 |  |  |  |  | Y | N | N |  | N |  |  |  | 1534.6296
2144_G_10 | MO | 29195 | MARSHALL MUNICIPAL UTILITIES | Marshall (MO) | 7593811 | 11517413 |  |  | 2144 | 10 | 0010 | 21922 | 0.9826 | 0.0339 | 10.9684 | 0.2317 | 0.2249 | 0.0058 | 0.8531 | 2022 | 66 | 3 | 830 | -1 | 118.96 | 221112 | -93.2079 | 39.1208 | 6 | 125 | 160 |  | 6.3 | N | Natural Gas, Distillate Fuel Oil | N | N | N | 9999 | N |  | Combustion Turbine |  |  | 10745
2144_G_11 | MO | 29195 | MARSHALL MUNICIPAL UTILITIES | Marshall (MO) | 7593811 | 11517813 |  |  | 2144 | 11 | 0010 | 21923 | 0.9114 | 0.0357 | 11.5727 | 0.2445 | 0.2372 | 0.0062 | 0.9001 | 2022 | 66 | 3 | 830 | -1 | 118.96 | 221112 | -93.2079 | 39.1208 | 6 | 125 | 160 |  | 6.3 | N | Natural Gas, Distillate Fuel Oil | N | N | N | 9999 | N |  | Combustion Turbine |  |  | 10745
2144_G_7 | MO | 29195 | MARSHALL MUNICIPAL UTILITIES | Marshall (MO) | 7593811 | 11517913 |  |  | 2144 | 7 | 0010 | 21924 | 0.0023 | 0.0011 | 0.16 | 0.0029 | 0.0028 |  | 0.0042 | 2022 | 10 | 1 | 937 | -1 | 432.63 | 221112 | -93.2079 | 39.1208 | 1 | 125 | 160 |  | 0.9 | N | Distillate Fuel Oil | N | N | N | 9999 | N |  | Combustion Turbine |  |  | 10745
2144_G_8 | MO | 29195 | MARSHALL MUNICIPAL UTILITIES | Marshall (MO) | 7593811 | 11518113 |  |  | 2144 | 8 | 0010 | 21925 | 0.0022 | 0.001 | 0.1556 | 0.0028 | 0.0027 |  | 0.0041 | 2022 | 10 | 1 | 937 | -1 | 432.63 | 221112 | -93.2079 | 39.1208 | 1 | 125 | 160 |  | 0.9 | N | Distillate Fuel Oil | N | N | N | 9999 | N |  | Combustion Turbine |  |  | 10745
2144_G_9 | MO | 29195 | MARSHALL MUNICIPAL UTILITIES | Marshall (MO) | 7593811 | 11517313 |  |  | 2144 | 9 | 0010 | 21926 | 0.0019 | 0.0009 | 0.1359 | 0.0024 | 0.0023 |  | 0.0036 | 2022 | 10 | 1 | 937 | -1 | 432.63 | 221112 | -93.2079 | 39.1208 | 1 | 125 | 160 |  | 0.9 | N | Distillate Fuel Oil | N | N | N | 9999 | N |  | Combustion Turbine |  |  | 10745
2144_G_GT1 | MO | 29195 | MARSHALL MUNICIPAL UTILITIES | Marshall (MO) | 7593811 | 11517513 |  |  | 2144 | GT1 | 0010 | 21927 | 3.6941 |  | 10.0037 | 0.2973 | 0.2973 | 0.1532 | 0.0946 | 2022 | 28 | 11 | 750 | -1 | 82.43 | 221112 | -93.2079 | 39.1208 | 14 | 125 | 120 |  | 14 | N | Natural Gas, Distillate Fuel Oil | N | N | N | 9999 | N |  | Combustion Turbine |  |  | 17619
6768_B_1 | MO | 29201 | SIKESTON POWER STATION | Sikeston Power Station | 7595411 | 59159713 | 6768 | 1 | 6768 | 1 | 0017 | 22256 | 792.8889 | 0.3043 | 866.3342 | 366.2352 | 344.723 | 4787.965 | 27.6614 | 2022 | 450 | 15 | 280 | -1 | 50 | 221112 | -89.6214 | 36.8788 | 2860 | 125 | 100 |  | 240 | N | Subbituminous | Y | N | N | 9999 | N |  | Coal Steam |  | 7716.9395 | 10648
7405_G_G1 | MO | 29205 | SHELBINA POWER PLANT | Shelbina Power #1 | 5052711 | 25601213 |  |  | 7405 | G1 | 0011 | 22346 | 0.0196 |  | 0.3715 | 0.0025 | 0.0025 | 0.0001 | 0.0049 | 2022 | 22 | 1.4 | 961 | -1 | 153.96 | 221112 | -92.0467 | 39.6941 | 3 | 125 | 160 | 109 | 3 | N | Distillate Fuel Oil | N | N | N | 9999 | N |  | Combustion Turbine |  |  | 11711
7405_G_G2 | MO | 29205 | SHELBINA POWER PLANT | Shelbina Power #1 | 5052711 | 25601113 |  |  | 7405 | G2 | 0011 | 22347 | 0.0195 |  | 0.3684 | 0.0024 | 0.0024 | 0.0001 | 0.0049 | 2022 | 22 | 1.4 | 961 | -1 | 153.96 | 221112 | -92.0467 | 39.6941 | 2 | 125 | 160 |  | 1.6 | N | Distillate Fuel Oil | N | N | N | 9999 | N |  | Combustion Turbine |  |  | 11410
7406_G_G3 | MO | 29205 | SHELBINA POWER PLANT | Shelbina Power #2 | 5052711 | 25600813 |  |  | 7406 | G3 | 0011 | 22348 | 0.019 |  | 0.3594 | 0.0024 | 0.0024 | 0.0001 | 0.0048 | 2022 | 22 | 1.4 | 961 | -1 | 153.96 | 221112 | -92.0467 | 39.6941 | 2 | 125 | 160 |  | 1.6 | N | Distillate Fuel Oil | N | N | N | 9999 | N |  | Combustion Turbine |  |  | 10745
7406_G_G4 | MO | 29205 | SHELBINA POWER PLANT | Shelbina Power #2 | 5052711 | 25600913 |  |  | 7406 | G4 | 0011 | 22349 | 0.0193 |  | 0.3654 | 0.0023 | 0.0023 | 0.0001 | 0.0049 | 2022 | 28 | 2.1 | 961 | -1 | 68.43 | 221112 | -92.0467 | 39.6941 | 2 | 125 | 160 |  | 1.6 | N | Distillate Fuel Oil | N | N | N | 9999 | N |  | Combustion Turbine |  |  | 10745
7406_G_G6 | MO | 29205 | SHELBINA POWER PLANT | Shelbina Power #2 | 5052711 | 25601413 |  |  | 7406 | G6 | 0011 | 22362 | 0.0075 |  | 0.4349 | 0.0029 | 0.0029 | 0.0002 | 0.0071 | 2022 | 22 | 1.3 | 901 | -1 | 182.16 | 221112 | -92.0467 | 39.6941 | 2 | 125 | 160 |  | 1.8 | N | Distillate Fuel Oil | N | N | N | 9999 | N |  | Combustion Turbine |  |  | 10745
7860_G_G7 | MO | 29205 | SHELBINA POWER PLANT | Shelbina Power #3 | 5052711 | 25601613 |  |  | 7860 | G7 | 0011 | 22368 | 0.0022 |  | 0.0363 | 0.0008 | 0.0008 |  | 0.0021 | 2022 | 22 | 1.27 | 834 | -1 | 204.81 | 221112 | -92.0467 | 39.6941 | 2 | 125 | 160 |  | 1.8 | N | Distillate Fuel Oil | N | N | N | 9999 | N |  | Combustion Turbine |  |  | 12164
7860_G_G8 | MO | 29205 | SHELBINA POWER PLANT | Shelbina Power #3 | 5052711 | 25602313 |  |  | 7860 | G8 | 0011 | 22369 | 0.0019 |  | 0.0322 | 0.0007 | 0.0007 |  | 0.0018 | 2022 | 22 | 1.27 | 834 | -1 | 204.81 | 221112 | -92.0467 | 39.6941 | 2 | 125 | 160 |  | 1.8 | N | Distillate Fuel Oil | N | N | N | 9999 | N |  | Combustion Turbine |  |  | 12836
7749_G_1 | MO | 29207 | ESSEX POWER PLANT | Essex | 5201711 | 25438613 | 7749 | 1 | 7749 | 1 |  |  | 30.6855 |  | 38.4358 | 2.8224 | 2.8224 | 0.2487 | 0.898 |  | 50 | 21.7 | 987 | -1 | 86.4 | 221112 | -89.8393 | 36.8685 |  | 125 | 120 |  | 96 | N | Natural Gas | Y | N | N | 9999 | N |  | Combustion Turbine |  | 800.23 | 11488
2090_G_1 | MO | 29217 | EVERGY INC NEVADA GAS TURBINE | Nevada | 5204311 | 25407613 |  |  | 2090 | 1 | 0034 | 22905 | 0.0472 |  | 12.5774 | 0.1644 | 0.1644 | 0.1444 | 0.0059 | 2022 | 28 | 11.92 | 870 | -1 | 75.58 | 221112 | -94.3783 | 37.8564 | 20 | 125 | 120 |  | 16 | N | Distillate Fuel Oil | N | N | N | 9999 | N |  | Combustion Turbine |  |  | 17445
55749_B_PC1 | MT | 30003 | ROCKY MOUNTAIN POWER | Hardin Generator Project | 7851511 | 3395313 | 55749 | U1 | 55749 | PC1 | 003-0018 | 1 | 59.76 |  | 280.7002 | 15.2255 | 13.3223 | 230.6098 | 3.0451 | 2022 | 350 | 11 | 325 | 95.0333 | 1 | 221112 | -107.5996 | 45.7643 | 1400 | 125 | 200 |  | 107 | N | Subbituminous | Y | N | N | 9999 | N |  | Coal Steam |  | 6655.2192 | 12466
2177_G_1 | MT | 30017 | MDU - MILES CITY | Miles City GT | 7398611 | 9302913 |  |  | 2177 | 1 | 017-0002 | 1 | 0.2093 |  | 2.7609 | 0.0431 | 0.0431 | 0.0554 | 0.0363 | 2022 | 32 | 13.5 | 905 | -1 | 0.2 | 221112 | -105.795 | 46.4113 | 301 | 125 | 120 |  | 23.6 | N | Natural Gas, Distillate Fuel Oil | N | N | N | 9999 | N |  | Combustion Turbine |  |  | 21852
2176_G_GT1 | MT | 30021 | MDU - GLENDIVE | Glendive GT | 8150511 | 5485713 |  |  | 2176 | GT1 | 021-0005 | 1 | 0.4107 |  | 3.423 | 0.0515 | 0.0515 | 0.05 | 0.061 | 2022 | 34 | 13.8 | 1000 | -1 | 0.2 | 221112 | -104.74 | 47.0539 | 393 | 125 | 120 |  | 34.8 | N | Natural Gas, Distillate Fuel Oil | N | N | N | 9999 | N |  | Combustion Turbine |  |  | 17225
2176_G_GT-2 | MT | 30021 | MDU - GLENDIVE | Glendive GT | 8150511 | 5485913 | 2176 | GT-2 | 2176 | GT-2 | 021-0005 | 3 | 0.1658 |  | 1.8098 | 0.0789 | 0.0789 | 0.0599 | 0.0813 | 2022 | [5 empty] | 221112 | -104.74 | 47.0539 | 421 | 125 | 120 |  | 40.1 | N | Natural Gas, Distillate Fuel Oil | Y | N | N | 9999 | N |  | Combustion Turbine |  | 93.77 | 17224
56908_G_1 | MT | 30023 | DAVE GATES GENERATING STATION AT MILL CREEK | Dave Gates Generating Station | 14496011 | 87303813 |  |  | 56908 | 1 | 023-0002 | 1 | 8.0648 |  | 7.5892 | 7.0154 | 7.0154 | 0.4444 | 1.1441 | 2022 | 20 | 0.3 | 31 | -1 | 0.2 | 221112 | -112.8756 | 46.1056 | 593 | 125 | 120 |  | 44.1 | N | Natural Gas, Distillate Fuel Oil | N | N | N | 9999 | N |  | Combustion Turbine |  |  | 12179
56908_G_2 | MT | 30023 | DAVE GATES GENERATING STATION AT MILL CREEK | Dave Gates Generating Station | 14496011 | 87303513 |  |  | 56908 | 2 | 023-0002 | 2 | 11.9274 |  | 15.5797 | 3.5394 | 3.5394 | 0.6792 | 3.1044 | 2022 | 20 | 0.3 | 31 | -1 | 0.2 | 221112 | -112.8756 | 46.1056 | 593 | 125 | 120 |  | 44.1 | N | Natural Gas, Distillate Fuel Oil | N | N | N | 9999 | N |  | Combustion Turbine |  |  | 12179
56908_G_3 | MT | 30023 | DAVE GATES GENERATING STATION AT MILL CREEK | Dave Gates Generating Station | 14496011 | 87303413 |  |  | 56908 | 3 | 023-0002 | 3 | 12.1615 |  | 10.755 | 6.2713 | 6.2713 | 0.4937 | 2.3759 | 2022 | 20 | 0.3 | 31 | -1 | 0.2 | 221112 | -112.8756 | 46.1056 | 593 | 125 | 120 |  | 44.1 | N | Natural Gas, Distillate Fuel Oil | N | N | N | 9999 | N |  | Combustion Turbine |  |  | 12179
6089_G_2 | MT | 30083 | MDU - LEWIS & CLARK STATION | Lewis & Clark | 7618511 | 126770613 |  |  | 6089 | 2 | 083-0003 | 6 | 0.0228 |  | 0.0241 | 0.0862 | 0.0862 | 0.0483 | 0.1892 | 2022 | 65 | 3.94 | 694 | -1 | 76.8 | 221112 | -104.1569 | 47.6787 | 9140 | 125 | 160 |  | 9.1 | N | Natural Gas | N | N | N | 9999 | N |  | Combustion Turbine |  |  | 10745
6089_G_3 | MT | 30083 | MDU - LEWIS & CLARK STATION | Lewis & Clark | 7618511 | 126770713 |  |  | 6089 | 3 | 083-0003 | 7 | 0.048 |  | 0.0832 | 0.45 | 0.2475 | 0.0028 | 0.141 | 2022 | 65 | 3.94 | 694 | -1 | 76.8 | 221112 | -104.1569 | 47.6787 | 9140 | 125 | 160 |  | 9.1 | N | Natural Gas | N | N | N | 9999 | N |  | Combustion Turbine |  |  | 10745
56606_G_01 | MT | 30085 | BASIN ELECTRIC POWER COOPERATIVE | Culbertson Generation Station | 14766611 | 90334113 | 56606 | CT01 | 56606 | 01 | 085-0061 | 1 | 3.2068 |  | 64.9706 | 11.877 | 11.877 | 0.4511 | 2.5536 | 2022 | 86 | 2 | 792 | -1 | 47.9 | 221112 | -104.3919 | 48.2104 | 100 | 125 | 120 |  | 85 | N | Natural Gas | Y | N | N | 9999 | N |  | Combustion Turbine |  | 3959.2261 | 10745
6076_B_3 | MT | 30087 | COLSTRIP STEAM ELECTRIC STATION | Colstrip | 7765611 | 1786413 | 6076 | 3 | 6076 | 3 | 087-0008 | 3 | 817.674 | 0.0915 | 4148.1958 | 731.49 | 606.1637 | 2414.9231 | 98.0857 | 2022 | 692 | 24 | 210 | -1 | 110 | 221112 | -106.6121 | 45.8829 | 8040 | 125 | 290 |  | 740 | N | Subbituminous | Y | N | N | 9999 | N |  | Coal Steam |  | 7734.1807 | 10791
6076_B_4 | MT | 30087 | COLSTRIP STEAM ELECTRIC STATION | Colstrip | 7765611 | 1786513 | 6076 | 4 | 6076 | 4 | 087-0008 | 4 | 868.2215 | 0.0972 | 4631.376 | 776.6542 | 643.5898 | 2502.6039 | 104.1442 | 2022 | 692 | 24 | 210 | -1 | 110 | 221112 | -106.6121 | 45.8829 | 8040 | 125 | 290 |  | 740 | N | Subbituminous | Y | N | N | 9999 | N |  | Coal Steam |  | 8258.1504 | 10803
10784_B_BLR1 | MT | 30087 | COLSTRIP ENERGY LTD PARTNERSHIP | Colstrip Energy LP | 7854911 | 2808213 | 10784 | CBLR | 10784 | BLR1 | 087-0007 | 1 | 0.332 |  | 865.444 | 7.5265 | 5.6178 | 1157.142 | 6.4384 | 2022 | 200 | 8.25 | 320 | 3950 | 73.6 | 221112 | -106.6553 | 45.9755 | 505 | 125 | 100 |  | 38 | N | Waste Coal | N | N | N | 9999 | N |  | Coal Steam |  |  | 13936
50931_B_BLR1 | MT | 30111 | YELLOWSTONE POWER PLANT | Yellowstone Energy LP | 5270711 | 24917913 |  |  | 50931 | BLR1 | 111-0023 | 1 | 31.4498 |  | 426.2706 | 3.0876 | 1.9413 | 1447.18 | 8.994 | 2022 | 199 | 8 | 330 | -1 | 157 | 221118 | -108.427 | 45.8083 | 68 | 125 | 100 |  | 26 | Y | Petroleum Coke | N | Y | N | 9999 | N |  | Coal Steam |  |  | 10449
2244_B_5 | NE | 31001 | North Denver Station | North Denver | 5098411 | 24700813 |  |  | 2244 | 5 | 55721 | 001 | 0.08652 | 0 | 0.2884 | 0.020228 | 0.020228 | 0.000618 | 0.005665 | 2022 | 65 | 8 | 310 | 1105.8333 | 22 | 926130 | -98.3893 | 40.5988 | 16.5 | 125 | 100 |  | 25 | N | Natural Gas | N | N | N | 9999 | N |  | O/G Steam | 8760 |  | 14500
60_B_1 | NE | 31001 | Whelan Energy Center | Whelan Energy Center | 8399211 | 724613 | 60 | 1 | 60 | 1 | 58048 | 001 | 121.858 | 0 | 469.5414 | 33.0744 | 22.9846 | 2048.8743 | 10.1873 | 2022 | 250 | 9.75 | 289 | 87.3458 | 1.1698 | 221112 | -98.3119 | 40.5809 | 835 | 125 | 100 |  | 77 | N | Subbituminous | Y | N | N | 9999 | N |  | Coal Steam | 8760 | 7726.3901 | 12708
60_B_2 | NE | 31001 | Whelan Energy Center | Whelan Energy Center | 8399211 | 104525113 | 60 | 2 | 60 | 2 | 58048 | 010 | 176.2 | 0.96 | 487.2488 | 9.6701 | 6.7701 | 594.312 | 23.7171 | 2022 | 275 | 15 | 176 | 79.4 | 0.4493 | 221112 | -98.3109 | 40.5803 | 2210 | 125 | 100 |  | 232 | N | Subbituminous | Y | N | N | 9999 | N |  | Coal Steam | 8760 | 6405.6001 | 12132
2243_G_1 | NE | 31001 | Don Henry Power Center | Don Henry | 5099011 | 24698913 |  |  | 2243 | 1 | 58345 | 001 | 1.6125 | 0 | 6.2925 | 0.22166 | 0.22166 | 0.012512 | 0.041288 | 2022 | 21 | 11.84 | 900 | -1 | 1.3316 | 926130 | -98.4203 | 40.5835 | 18.6 | 125 | 120 |  | 18 | N | Natural Gas, Distillate Fuel Oil | N | N | N | 9999 | N |  | Combustion Turbine | 8760 |  | 25000
2233_G_5 | NE | 31023 | David City Municipal Power | David City | 7574511 | 11904113 |  |  | 2233 | 5 | 4016 | 001 | 0.0037306 |  | 0.046816 | 0.0008383 | 0.00081343 | 2.216e-05 | 0.0013167 | 2022 | 36.6 | 2 | 490 | 1124.6901 | 358 | 221112 | -97.1187 | 41.2547 | 1 | 125 | 160 |  | 1.3 | N | Distillate Fuel Oil | N | N | N | 9999 | N |  | Combustion Turbine | 4 |  | 10745
2233_G_6 | NE | 31023 | David City Municipal Power | David City | 7574511 | 11903913 |  |  | 2233 | 6 | 4016 | 002 | 0.0026779 |  | 0.020776 | 0.00044092 | 0.00042784 | 6.04e-06 | 0.001539 | 2022 | 36.6 | 2 | 490 | 1124.6901 | 358 | 221112 | -97.1187 | 41.2547 | 1 | 125 | 160 |  | 1.3 | N | Distillate Fuel Oil | N | N | N | 9999 | N |  | Combustion Turbine | 4 |  | 10745
55972_G_CT-1 | NE | 31025 | OPPD Cass County Station | Cass County | 9445711 | 55517013 | 55972 | CT1 | 55972 | CT-1 | 70919 | 001 | 0.23519 |  | 40.1882 | 4.4512 | 4.4512 | 0.3397 | 1.2347 | 2022 | 50 | 26.13 | 1160 | 46402.3675 | 86.6 | 221112 | -95.9646 | 40.9479 | 2060 | 125 | 120 |  | 162 | N | Natural Gas | Y | N | N | 9999 | N |  | Combustion Turbine | 920 | 836.0401 | 11896
55972_G_CT-2 | NE | 31025 | OPPD Cass County Station | Cass County | 9445711 | 55517113 | 55972 | CT2 | 55972 | CT-2 | 70919 | 002 | 0.18147 |  | 30.9882 | 3.7852 | 3.7852 | 0.3518 | 1.2703 | 2022 | 50 | 26.13 | 1160 | 46402.3675 | 86.6 | 221112 | -95.9646 | 40.9479 | 2060 | 125 | 120 |  | 161.8 | N | Natural Gas | Y | N | N | 9999 | N |  | Combustion Turbine | 928 | 844.4302 | 11896
2249_G_1 | NE | 31027 | Laurel Municipal Plant | Laurel | 7575311 | 11899513 |  |  | 2249 | 1 | 4880 | 001 | 0.01408 |  | 0.033795 | 0.00072079 | 0.00069941 |  | 0.0024783 | 2022 | 29 | 1.5 | 350 | -1 | 1.6666 | 221112 | -97.091 | 42.4306 | 1430 | 125 | 160 |  | 1.1 | N | Natural Gas, Distillate Fuel Oil | N | N | N | 9999 | N |  | Combustion Turbine | 8760 |  | 18000
2313_G_3 | NE | 31039 | West Point Power Plant | West Point Municipal | 7460011 | 11696613 |  |  | 2313 | 3 | 6737 | 002 | 0.1981 |  | 0.47551 | 0.010412 | 0.010111 | 0.000168 | 0.034871 | 2022 | 32 | 2 | 350 | -1 | 1.6666 | 221118 | -96.7134 | 41.845 | 2320 | 125 | 160 |  | 1.2 | N | Natural Gas, Distillate Fuel Oil | N | N | N | 9999 | N |  | Combustion Turbine | 8760 |  | 18000
2313_G_4 | NE | 31039 | West Point Power Plant | West Point Municipal | 7460011 | 11696713 |  |  | 2313 | 4 | 6737 | 003 | 0.1071 |  | 0.25707 | 0.0056288 | 0.0054661 | 9.1e-05 | 0.018852 | 2022 | 39 | 1.25 | 350 | -1 | 1.6666 | 221118 | -96.7134 | 41.845 | 1250 | 125 | 160 |  | 2.3 | N | Natural Gas, Distillate Fuel Oil | N | N | N | 9999 | N |  | Combustion Turbine | 8760 |  | 18000
2316_G_3 | NE | 31039 | Wisner Municipal Power Plant | Wisner | 7460111 | 11696213 |  |  | 2316 | 3 | 6808 | 001 | 0.041281 |  | 0.15541 | 0.0027829 | 0.0027003 |  | 0.004371 | 2022 | 31 | 1.08 | 350 | -1 | 1.6666 | 221112 | -96.9162 | 41.9881 | 800 | 125 | 160 |  | 0.8 | N | Distillate Fuel Oil | N | N | N | 9999 | N |  | Combustion Turbine | 8760 |  | 13937
2313_G_5 | NE | 31039 | West Point Power Plant |  | 7460011 | 11696413 |  |  |  |  | 6737 | 004 | 0.0724 |  | 0.17379 | 0.0038053 | 0.0036954 | 6.1e-05 | 0.012745 | 2022 | 38 | 1.25 | 350 | -1 | 1.6666 | 221118 | -96.7134 | 41.845 | 900 | 125 | 160 | 312 |  |  |  | N | N | N |  | N |  |  | 8760
2214_G_2 | NE | 31041 | Ansley Light Plant | Ansley | 7460611 | 11694913 |  |  | 2214 | 2 | 7083 | 001 | 0.0414 |  | 0.09945 | 0.0021776 | 0.0021147 | 0.0001 | 0.007293 | 2022 | 22 | 1.17 | 350 | -1 | 1.6666 | 926130 | -99.3865 | 41.2891 | 1 | 125 | 160 |  | 0.8 | N | Natural Gas, Distillate Fuel Oil | N | N | N | 9999 | N |  | Combustion Turbine | 8760 |  | 11366
2214_G_3 | NE | 31041 | Ansley Light Plant | Ansley | 7460611 | 11695013 |  |  | 2214 | 3 | 7083 | 002 | 0.0031552 |  | 0.096667 | 0.012133 | 0.011133 | 0.0001104 | 0.0078912 | 2022 | 22 | 1.17 | 350 | -1 | 1.6666 | 926130 | -99.3865 | 41.2891 | 1 | 125 | 160 |  | 0.5 | N | Distillate Fuel Oil | N | N | N | 9999 | N |  | Combustion Turbine | 8760 |  | 11753
2221_G_2 | NE | 31041 | Broken Bow Power Plant | Broken Bow | 7460411 | 11695313 |  |  | 2221 | 2 | 55093 | 002 | 0.0084991 |  | 0.217 | 0.0047514 | 0.0046141 | 0.060277 | 0.015913 | 2022 | 25 | 2 | 350 | -1 | 1.6666 | 926130 | -99.6395 | 41.4045 | 3660 | 125 | 160 |  | 3.5 | N | Natural Gas, Distillate Fuel Oil | N | N | N | 9999 | N |  | Combustion Turbine | 8760 |  | 10745
2221_G_4 | NE | 31041 | Broken Bow Power Plant | Broken Bow | 7460411 | 11695513 |  |  | 2221 | 4 | 55093 | 004 | 0.00033628 |  | 0.089676 | 0.0019636 | 0.0019068 | 0.02491 | 0.0065762 | 2022 | 25 | 1.21 | 350 | -1 | 1.6666 | 926130 | -99.6395 | 41.4045 | 850 | 125 | 160 |  | 0.7 | N | Natural Gas, Distillate Fuel Oil | N | N | N | 9999 | N |  | Combustion Turbine | 8760 |  | 10745
2221_G_5 | NE | 31041 | Broken Bow Power Plant | Broken Bow | 7460411 | 11695613 |  |  | 2221 | 5 | 55093 | 005 | 0.0028084 |  | 0.092331 | 0.0020217 | 0.0019633 | 0.025648 | 0.0067709 | 2022 | 25 | 1.21 | 350 | -1 | 1.6666 | 926130 | -99.6395 | 41.4045 | 1090 | 125 | 160 |  | 1 | N | Natural Gas, Distillate Fuel Oil | N | N | N | 9999 | N |  | Combustion Turbine | 8760 |  | 10745
2221_G_6 | NE | 31041 | Broken Bow Power Plant | Broken Bow | 7460411 | 11695713 |  |  | 2221 | 6 | 55093 | 006 | 0.0080984 |  | 0.17621 | 0.0037583 | 0.0036468 | 0.048947 | 0.012922 | 2022 | 25 | 1.51 | 350 | -1 | 1.6666 | 926130 | -99.6395 | 41.4045 | 2220 | 125 | 160 |  | 2 | N | Natural Gas, Distillate Fuel Oil | N | N | N | 9999 | N |  | Combustion Turbine | 8760 |  | 10745
2300_G_1 | NE | 31041 | Sargent Municipal Utilities | Sargent | 7460711 | 11694813 |  |  | 2300 | 1 | 58354 | 001 | 0.0064743 |  | 0.11618 | 0.0020492 | 0.0019875 | 0.0001 | 0.0032674 | 2022 | 25 | 1.25 | 620 | -1 | 2.6833 | 926130 | -99.3699 | 41.6414 | 1070 | 125 | 160 |  | 1.1 | N | Distillate Fuel Oil | N | N | N | 9999 | N |  | Combustion Turbine | 8760 |  | 25000
2300_G_3 | NE | 31041 | Sargent Municipal Utilities | Sargent | 7460711 | 11694713 |  |  | 2300 | 3 | 58354 | 002 | 1.0725 |  | 29.1536 | 0.51424 | 0.49875 | 1e-05 | 0.81995 | 2022 | 25 | 1.13 | 620 | -1 | 2.6166 | 926130 | -99.3699 | 41.6414 | 859 | 125 | 160 |  | 0.9 | N | Distillate Fuel Oil | N | N | N | 9999 | N |  | Combustion Turbine | 8760 |  | 25000
2235_G_2 | NE | 31051 | Emerson Municipal Utilities | Emerson | 6703911 | 12885413 |  |  | 2235 | 2 | 7748 | 001 | 0.00654 |  | 0.015687 | 0.00033457 | 0.00032466 |  | 0.0011504 | 2022 | 25 | 1.5 | 500 | -1 | 1.6666 | 926130 | -96.7291 | 42.2761 | 1 | 125 | 160 |  | 1.1 | N | Natural Gas, Distillate Fuel Oil | N | N | N | 9999 | N |  | Combustion Turbine | 8760 |  | 11198
2235_G_3 | NE | 31051 | Emerson Municipal Utilities | Emerson | 6703911 | 12885613 |  |  | 2235 | 3 | 7748 | 002 | 0.0012943 |  | 0.011781 | 0.00082817 | 0.00082817 | 0.00077473 |  | 2022 | 18 | 0.83 | 500 | -1 | 1.6666 | 926130 | -96.7291 | 42.2761 | 1 | 125 | 160 |  | 0.1 | N | Distillate Fuel Oil | N | N | N | 9999 | N |  | Combustion Turbine | 8760 |  | 12846
2240_B_6 | NE | 31053 | Lon D Wright Power Plant | Lon Wright | 7766111 | 1753613 |  |  | 2240 | 6 | 48518 | 001 | 14.9273 | 0.16051 | 277.9459 | 4.6496 | 4.4816 | 179.3398 | 1.5794 | 2022 | 176 | 7.27 | 325 | 1577.4016 | 38 | 221112 | -96.4619 | 41.4277 | 219 | 125 | 100 |  | 15.5 | N | Subbituminous | N | N | N | 9999 | N |  | Coal Steam | 5929 |  | 12282
2240_B_7 | NE | 31053 | Lon D Wright Power Plant | Lon Wright | 7766111 | 1753313 |  |  | 2240 | 7 | 48518 | 002 | 17.2845 | 0.18041 | 324.8849 | 5.9698 | 5.5418 | 210.0541 | 1.8368 | 2022 | 176 | 7.27 | 325 | 1577.4016 | 38 | 221112 | -96.4622 | 41.4277 | 272 | 125 | 100 |  | 21 | N | Subbituminous | N | N | N | 9999 | N |  | Coal Steam | 6566 |  | 12341
2240_B_8 | NE | 31053 | Lon D Wright Power Plant | Lon Wright | 7766111 | 1753213 | 2240 | 8 | 2240 | 8 | 48518 | 003 | 58.6761 | 0.73347 | 385.2526 | 17.1629 | 16.583 | 584.9595 | 6.0571 | 2022 | 196 | 9.71 | 199 | 2962.0223 | 40 | 221112 | -96.4625 | 41.4277 | 1190 | 125 | 100 |  | 82 | N | Subbituminous | Y | N | N | 9999 | N |  | Coal Steam | 5452 | 5425.8896 | 12240
2240_G_5OT | NE | 31053 | Lon D Wright Power Plant | Lon Wright | 7766111 | 91096713 | 2240 | 50T | 2240 | 5OT | 48518 | 004 |  |  | 51.0838 |  |  | 0.0248 |  | 2022 | 82 | 12.14 | 1013 | 4282.8116 | 37 | 221112 | -96.4622 | 41.4277 | 478 | 125 | 120 |  | 38 | N | Natural Gas, Distillate Fuel Oil | Y | N | N | 9999 | N |  | Combustion Turbine |  | 252.39 | 14432
2291_B_4 | NE | 31055 | Omaha Public Power District - North Omaha Power Station | North Omaha | 6732411 | 105526413 | 2291 | 4 | 2291 | 4 | 0002 | 4BB | 98.51 | 0.16 | 1095.4925 | 88.48 | 63.9158 | 2163.5863 | 11.86 | 2022 | 204 | 9.6 | 300 | 8737 | 121 | 221112 | -95.9458 | 41.3299 | 1690 | 125 | 100 |  | 120 | N | Natural Gas | Y | N | N | 9999 | N |  | O/G Steam |  | 7929.9785 | 10592
2291_B_5 | NE | 31055 | Omaha Public Power District - North Omaha Power Station | North Omaha | 6732411 | 105526513 | 2291 | 5 | 2291 | 5 | 0002 | 5BC | 171.19 | 0.26 | 1799.195 | 152.6 | 103.9675 | 3315.1393 | 20.44 | 2022 | 204 | 11.5 | 300 | 12495 | 120 | 221112 | -95.9458 | 41.3299 | 2590 | 125 | 100 |  | 216 | N | Natural Gas | Y | N | N | 9999 | N |  | O/G Steam |  | 8234.1602 | 10811
2290_G_1 | NE | 31055 | Omaha Public Power District - Jones Street Power Station | Jones Street | 6732511 | 105527613 | 2290 | 1 | 2290 | 1 | 0003 | 1 | 0.11 |  | 85.4845 | 0.39 | 0.25974 | 3.5989 | 0.01 | 2022 | 41 | 1.8 | 1045 | -1 | 50 | 221112 | -95.9222 | 41.2517 | 795 | 125 | 120 |  | 61.2 | N | Distillate Fuel Oil | Y | N | N | 9999 | N |  | Combustion Turbine |  | 179.21 | 25000
2290_G_2 | NE | 31055 | Omaha Public Power District - Jones Street Power Station | Jones Street | 6732511 | 105527713 | 2290 | 2 | 2290 | 2 | 0003 | 2 | 0.12 |  | 74.0512 | 0.4 | 0.2664 | 3.1171 | 0.01 | 2022 | 41 | 1.8 | 1045 | -1 | 50 | 221112 | -95.9222 | 41.2517 | 795 | 125 | 120 |  | 62.2 | N | Distillate Fuel Oil | Y | N | N | 9999 | N |  | Combustion Turbine |  | 155.24 | 25000
2291_B_3 | NE | 31055 | Omaha Public Power District - North Omaha Power Station |  | 6732411 | 105526313 | 2291 | 3 |  |  | 0002 | 3BA | 10.32 | 1.38 | 32.0998 | 3.27 | 3.2667 | 0.2604 | 2.37 | 2022 | 204 | 14.5 | 300 | 19799 | 120 | 221112 | -95.9458 | 41.3299 | 1360 | 125 | 100 |  |  |  |  | Y | N | N |  | N | 2291_G_3;2291_B_3 |  |  | 2079.6099
2291_B_1 | NE | 31055 | Omaha Public Power District - North Omaha Power Station |  | 6732411 | 105526113 | 2291 | 1 |  |  | 0002 | 1BA | 0.93 | 0.12 | 3.2164 | 0.29 | 0.28971 | 0.0254 | 0.21 | 2022 | 204 | 14.5 | 300 | 19799 | 120 | 221112 | -95.9458 | 41.3299 | 1010 | 125 | 100 |  |  |  |  | Y | N | N |  | N | 2291_G_1;2291_B_1 |  |  | 228.77
2291_B_2 | NE | 31055 | Omaha Public Power District - North Omaha Power Station |  | 6732411 | 105526213 | 2291 | 2 |  |  | 0002 | 2BA | 1.08 | 0.14 | 2.5952 | 0.34 | 0.33966 | 0.0202 | 0.25 | 2022 | 204 | 14.5 | 300 | 19799 | 120 | 221112 | -95.9458 | 41.3299 | 1510 | 125 | 100 |  |  |  |  | Y | N | N |  | N | 2291_B_2;2291_G_2 |  |  | 219.11
2218_G_1 | NE | 31057 | Benkelman Municipal Power |  | 6712511 | 12869613 |  |  |  |  | 58358 | 001 | 0.0052966 |  | 0.14016 | 0.0023075 | 0.002238 | 0.02 | 0.0041172 | 2022 | 21 | 3.33 | 350 | -1 | 1.6666 | 221112 | -101.538 | 40.0445 | 900 | 125 | 160 |  |  |  |  | N | N | N |  | N |  |  | 8760
2238_G_2 | NE | 31061 | Franklin Municipal Power Plant | Franklin (NE) | 6713411 | 12868413 |  |  | 2238 | 2 | 22547 | 001 | 4.891e-05 |  | 0.00061376 | 1.099e-05 | 1.066e-05 | 2.9e-07 | 1.726e-05 | 2022 | 36.1 | 1.25 | 697 | 2.0453 | 1.6666 | 221118 | -98.9544 | 40.0955 | 9.2 | 125 | 160 |  | 1.3 | N | Natural Gas, Distillate Fuel Oil | N | N | N | 9999 | N |  | Combustion Turbine | 8 |  | 13659
2232_G_2 | NE | 31063 | Curtis Power Plant | Curtis | 6830411 | 13776713 |  |  | 2232 | 2 | 58332 | 001 | 0.09977 |  | 0.23944 | 0.0052429 | 0.0050914 | 0.00027 | 0.017559 | 2022 | 27 | 1.05 | 350 | -1 | 1.6666 | 221118 | -100.515 | 40.6314 | 1360 | 125 | 160 |  | 0.8 | N | Natural Gas, Distillate Fuel Oil | N | N | N | 9999 | N |  | Combustion Turbine | 8760 |  | 18000
2232_G_3 | NE | 31063 | Curtis Power Plant | Curtis | 6830411 | 13776613 |  |  | 2232 | 3 | 58332 | 002 | 0.0702 |  | 0.16848 | 0.0036891 | 0.0035825 | 0.00019 | 0.012355 | 2022 | 25 | 1 | 350 | 1.3089 | 1.6666 | 221118 | -100.515 | 40.6315 | 1140 | 125 | 160 |  | 1 | N | Natural Gas, Distillate Fuel Oil | N | N | N | 9999 | N |  | Combustion Turbine | 8760 |  | 18000
2232_G_4 | NE | 31063 | Curtis Power Plant | Curtis | 6830411 | 13776813 |  |  | 2232 | 4 | 58332 | 003 | 0.05451 |  | 0.13082 | 0.0028645 | 0.0027818 | 0.00015 | 0.0095938 | 2022 | 25 | 1 | 350 | 1.3089 | 1.6666 | 221118 | -100.5152 | 40.6315 | 900 | 125 | 160 |  | 1.2 | N | Natural Gas, Distillate Fuel Oil | N | N | N | 9999 | N |  | Combustion Turbine | 8760 |  | 18000
2217_G_1 | NE | 31065 | Beaver City Municipal Plant | Beaver City | 6831111 | 13775713 |  |  | 2217 | 1 | 22856 | 001 | 0 |  | 0 | 0 | 0 |  | 0 | 2021 | 24 | 1 | 350 | -1 | 1.6666 | 221118 | -99.8276 | 40.1302 | 430 | 125 | 160 |  | 0.4 | N | Distillate Fuel Oil | N | N | N | 9999 | N |  | Combustion Turbine | 8760 |  | 11532
2217_G_2 | NE | 31065 | Beaver City Municipal Plant | Beaver City | 6831111 | 13775813 |  |  | 2217 | 2 | 22856 | 002 | 0 |  | 0 | 0 | 0 |  | 0 | 2022 | 24 | 1 | 350 | -1 | 1.6666 | 221118 | -99.8276 | 40.1302 | 300 | 125 | 160 |  | 0.3 | N | Natural Gas | N | N | N | 9999 | N |  | Combustion Turbine | 8760 |  | 11398
2217_G_4 | NE | 31065 | Beaver City Municipal Plant | Beaver City | 6831111 | 13775913 |  |  | 2217 | 4 | 22856 | 003 | 0 |  | 0 | 0 | 0 |  | 0 | 2021 | 24 | 1 | 350 | -1 | 1.6666 | 221118 | -99.8276 | 40.1302 | 350 | 125 | 160 |  | 0.8 | N | Natural Gas | N | N | N | 9999 | N |  | Combustion Turbine | 8760 |  | 10745
2295_G_2 | NE | 31065 | Oxford Light Plant | Oxford (NE) | 6831311 | 13775013 |  |  | 2295 | 2 | 22872 | 001 | 0.0264 |  | 0.06336 | 0.0013874 | 0.0013472 | 7e-05 | 0.0046464 | 2022 | 33 | 1 | 550 | -1 | 1.6666 | 221112 | -99.6367 | 40.2496 | 675 | 125 | 160 |  | 0.5 | N | Natural Gas, Distillate Fuel Oil | N | N | N | 9999 | N |  | Combustion Turbine | 8760 |  | 12747
2295_G_3 | NE | 31065 | Oxford Light Plant | Oxford (NE) | 6831311 | 13774913 |  |  | 2295 | 3 | 22872 | 002 | 0.03671 |  | 0.088101 | 0.0019291 | 0.0018733 | 0.0001 | 0.0064607 | 2022 | 36 | 1.17 | 350 | -1 | 1.6666 | 221112 | -99.6367 | 40.2496 | 900 | 125 | 160 |  | 0.8 | N | Natural Gas, Distillate Fuel Oil | N | N | N | 9999 | N |  | Combustion Turbine | 8760 |  | 12570
2295_G_4 | NE | 31065 | Oxford Light Plant | Oxford (NE) | 6831311 | 13775213 |  |  | 2295 | 4 | 22872 | 003 | 0.02182 |  | 0.05238 | 0.0011469 | 0.0011138 | 6e-05 | 0.0038412 | 2022 | 36 | 1 | 350 | -1 | 1.6666 | 221112 | -99.6367 | 40.2496 | 675 | 125 | 160 |  | 0.5 | N | Natural Gas, Distillate Fuel Oil | N | N | N | 9999 | N |  | Combustion Turbine | 8760 |  | 12747
2295_G_5 | NE | 31065 | Oxford Light Plant | Oxford (NE) | 6831311 | 13775113 |  |  | 2295 | 5 | 22872 | 004 | 0.05818 |  | 0.13963 | 0.0030575 | 0.0029691 | 0.00016 | 0.01024 | 2022 | 30 | 1.5 | 350 | -1 | 1.6666 | 221112 | -99.6367 | 40.2496 | 1360 | 125 | 160 |  | 1.2 | N | Natural Gas, Distillate Fuel Oil | N | N | N | 9999 | N |  | Combustion Turbine | 8760 |  | 12425
8000_G_CT1 | NE | 31067 | NPPD Beatrice Power Station | Beatrice | 9434711 | 55640913 | 8000 | 1 | 8000 | CT1 | 76739 | 001 | 0.9226 |  | 12.407 | 4.8832 | 4.8832 | 0.5679 | 1.4059 | 2022 | 121 | 15.05 | 1000 | 8847.2939 | 49.7333 | 221112 | -96.8085 | 40.3304 | 1230 | 125 | 120 |  | 69 | N | Natural Gas | Y | N | N | 9999 | N | 8000_G_CT1;8000_G_ST1 | Combined Cycle | 8760 | 2380.9104 | 8498
8000_G_CT2 | NE | 31067 | NPPD Beatrice Power Station | Beatrice | 9434711 | 55641013 | 8000 | 2 | 8000 | CT2 | 76739 | 002 | 0.88031 |  | 13.3682 | 10.5111 | 10.5111 | 0.5499 | 1.3414 | 2022 | 121 | 15.05 | 1000 | 8381.8029 | 47.1166 | 221112 | -96.8085 | 40.3299 | 1230 | 125 | 120 |  | 68 | N | Natural Gas | Y | N | N | 9999 | N |  | Combined Cycle | 8760 | 2286.2905 | 8498
2222_G_1 | NE | 31071 | Burwell Light Plant | Burwell | 6714511 | 12865613 |  |  | 2222 | 1 | 23972 | 001 | 0.018865 |  | 0.23674 | 0.0042391 | 0.0041133 | 0.03726 | 0.0066582 | 2022 | 26 | 1.41 | 601 | -1 | 125 | 221112 | -99.1361 | 41.7805 | 1360 | 125 | 160 |  | 1.3 | N | Distillate Fuel Oil | N | N | N | 9999 | N |  | Combustion Turbine | 8760 |  | 11179
2222_G_2 | NE | 31071 | Burwell Light Plant | Burwell | 6714511 | 12865413 |  |  | 2222 | 2 | 23972 | 002 | 0.011179 |  | 0.14029 | 0.002512 | 0.0024375 | 0.02208 | 0.0039456 | 2022 | 28 | 1.35 | 617 | -1 | 133.3333 | 221112 | -99.1361 | 41.7805 | 1140 | 125 | 160 |  | 1.1 | N | Distillate Fuel Oil | N | N | N | 9999 | N |  | Combustion Turbine | 8760 |  | 11518
2222_G_3 | NE | 31071 | Burwell Light Plant | Burwell | 6714511 | 12865713 |  |  | 2222 | 3 | 23972 | 003 | 0.0087338 |  | 0.1096 | 0.0019625 | 0.0019043 | 0.01725 | 0.0030825 | 2022 | 30 | 1.18 | 586 | 144.8 | 133.3333 | 221112 | -99.1361 | 41.7805 | 900 | 125 | 160 |  | 0.9 | N | Distillate Fuel Oil | N | N | N | 9999 | N |  | Combustion Turbine | 8760 |  | 11394
2222_G_4 | NE | 31071 | Burwell Light Plant | Burwell | 6714511 | 12865313 |  |  | 2222 | 4 | 23972 | 004 | 0.04658 |  | 0.17536 | 0.00314 | 0.0030469 | 0.0276 | 0.004932 | 2022 | 28 | 0.92 | 547 | -1 | 100 | 221112 | -99.1361 | 41.7805 | 675 | 125 | 160 |  | 0.6 | N | Distillate Fuel Oil | N | N | N | 9999 | N |  | Combustion Turbine | 8760 |  | 11651
2226_B_1 | NE | 31073 | NPPD Canaday Station | Canaday | 8211811 | 6705913 | 2226 | 1 | 2226 | 1 | 8512 | 003 | 3.0438 |  | 34.1587 | 0.96388 | 0.96388 | 0.0678 | 0.69755 | 2022 | 167 | 12.8 | 250 | 7183 | 57 | 221112 | -99.7015 | 40.6944 | 1280 | 125 | 100 |  | 99 | N | Natural Gas | Y | N | N | 9999 | N |  | O/G Steam | 8760 | 916.28 | 9741
59_B_1 | NE | 31079 | Platte Generating Station | Platte | 8212011 | 6705013 | 59 | 1 | 59 | 1 |  |  | 73.6599 | 0.11116 | 533.3855 | 0.018897 | 0.0098588 | 450.0222 | 8.8251 |  | 412 | 12.01 | 482 | 2.8861 | 0.0254 | 926130 | -98.3487 | 40.8551 |  | 125 | 100 |  | 100 | N | Subbituminous | Y | N | N | 9999 | N |  | Coal Steam |  | 6209.6904 | 11578
2241_G_GT1 | NE | 31079 | C W Burdick Generating Station | C W Burdick | 6714711 | 12864613 |  |  | 2241 | GT1 | 54712 | 008 | 0.0030922 |  | 0.014354 | 0.0010091 | 0.0010091 | 0.00094395 | 0.0011718 | 2022 | 21 | 0.5 | 100 | 0.3272 | 1.6666 | 221112 | -98.3262 | 40.9232 | 0.01 | 125 | 160 |  | 13.6 | N | Natural Gas, Distillate Fuel Oil | N | N | N | 9999 | N |  | Combustion Turbine | 3 |  | 25000
2241_B_B-2 | NE | 31079 | C W Burdick Generating Station |  | 6714711 | 12864213 |  |  |  |  | 54712 | 003 | 4.1437 |  | 1.2 | 0.33351 | 0.096011 | 0 | 0.10612 | 2022 | 82 | 12.1 | 1011 | 4055.3191 | 35.2666 | 221112 | -98.3269 | 40.9228 | 0.01 | 125 | 120 |  |  |  |  | N | N | N |  | N |  |  | 382
2241_B_B-1 | NE | 31079 | C W Burdick Generating Station |  | 6714711 | 12864013 |  |  |  |  | 54712 | 001 | 0.057903 |  | 0.22596 | 0.0046605 | 0.0046605 | 0.066376 | 0.0014829 | 2022 | 36.8 | 10.66 | 895 | 8924.9191 | 100 | 221112 | -98.3269 | 40.9228 | 0.01 | 125 | 120 |  |  |  |  | N | N | N |  | N |  |  | 7
2241_B_B-3 | NE | 31079 | C W Burdick Generating Station |  | 6714711 | 12864313 | 2241 | B-3 |  |  | 54712 | 006 | 0.00037252 |  | 0 | 0.0013546 | 0.0013546 | 0 | 4.628e-05 | 2022 | 65.6 | 12.1 | 1011 | 4055.3191 | 35.2666 | 221112 | -98.3269 | 40.9228 | 640 | 125 | 120 |  |  |  |  | N | N | N |  | N |  |  | 390
2305_G_1 | NE | 31089 | Stuart Municipal Power Plant | Stuart (NE) | 6717811 | 12853713 |  |  | 2305 | 1 | 26807 | 001 | 0.00467 |  | 0.083637 | 0.0018313 | 0.0017784 | 1e-05 | 0.0061334 | 2022 | 25 | 1 | 350 | 1.3089 | 1.6666 | 926130 | -99.1437 | 42.5991 | 675 | 125 | 160 |  | 0.7 | N | Distillate Fuel Oil | N | N | N | 9999 | N |  | Combustion Turbine | 8760 |  | 14085
2305_G_3 | NE | 31089 | Stuart Municipal Power Plant | Stuart (NE) | 6717811 | 12853613 |  |  | 2305 | 3 | 26807 | 003 | 0.0041922 |  | 0.015782 | 0.00027839 | 0.00027 | 0.00143 | 0.00044388 | 2022 | 25 | 1 | 350 | 1.3089 | 1.6666 | 926130 | -99.1437 | 42.5991 | 250 | 125 | 160 |  | 0.2 | N | Distillate Fuel Oil | N | N | N | 9999 | N |  | Combustion Turbine | 8760 |  | 12843
2305_G_5 | NE | 31089 | Stuart Municipal Power Plant | Stuart (NE) | 6717811 | 12853813 |  |  | 2305 | 5 | 26807 | 004 | 0.018166 |  | 0.22797 | 0.0040211 | 0.0039 | 0.02064 | 0.0064116 | 2022 | 25 | 1 | 350 | 1.3089 | 1.6666 | 926130 | -99.1437 | 42.5991 | 784 | 125 | 160 |  | 0.8 | N | Distillate Fuel Oil | N | N | N | 9999 | N |  | Combustion Turbine | 8760 |  | 13226
2308_G_1 | NE | 31097 | Tecumseh Plant | Tecumseh | 6718911 | 12851013 |  |  | 2308 | 1 | 27522 | 001 | 0.006171 |  | 0.02 | 0.000416 | 0.00040366 | 1.1e-05 | 0.00059459 | 2022 | 26 | 3.5 | 350 | -1 | 1.6666 | 221112 | -96.1905 | 40.3666 | 1 | 125 | 160 |  | 0.6 | N | Distillate Fuel Oil | N | N | N | 9999 | N |  | Combustion Turbine | 3 |  | 11724
2308_G_2 | NE | 31097 | Tecumseh Plant | Tecumseh | 6718911 | 12850713 |  |  | 2308 | 2 | 27522 | 002 | 0.24238 |  | 0.52 | 0.011973 | 0.011618 | 0.00031656 | 0.04179 | 2022 | 26 | 3.5 | 350 | -1 | 1.6666 | 221112 | -96.1905 | 40.3666 | 1 | 125 | 160 |  | 1.4 | N | Natural Gas, Distillate Fuel Oil | N | N | N | 9999 | N |  | Combustion Turbine | 36 |  | 11710
2308_G_3 | NE | 31097 | Tecumseh Plant | Tecumseh | 6718911 | 12850913 |  |  | 2308 | 3 | 27522 | 003 | 0.16227 |  | 0.36 | 0.0080157 | 0.0077779 | 0.00021193 | 0.027978 | 2022 | 26 | 3.5 | 350 | -1 | 1.6666 | 221112 | -96.1905 | 40.3666 | 1 | 125 | 160 |  | 1 | N | Natural Gas, Distillate Fuel Oil | N | N | N | 9999 | N |  | Combustion Turbine | 32 |  | 11720
2308_G_4 | NE | 31097 | Tecumseh Plant | Tecumseh | 6718911 | 12851113 |  |  | 2308 | 4 | 27522 | 004 | 0.22174 |  | 0.45 | 0.010953 | 0.010628 | 0.0002896 | 0.038231 | 2022 | 26 | 3.5 | 350 | -1 | 1.6666 | 221112 | -96.1905 | 40.3666 | 1 | 125 | 160 |  | 1.2 | N | Natural Gas, Distillate Fuel Oil | N | N | N | 9999 | N |  | Combustion Turbine | 32 |  | 11716
2308_G_5A | NE | 31097 | Tecumseh Plant | Tecumseh | 6718911 | 12850813 |  |  | 2308 | 5A | 27522 | 005 | 0.32284 |  | 0.67 | 0.015947 | 0.015474 | 0.00042164 | 0.055662 | 2022 | 26 | 3.5 | 350 | -1 | 1.6666 | 221112 | -96.1905 | 40.3666 | 2 | 125 | 160 |  | 2.4 | N | Natural Gas, Distillate Fuel Oil | N | N | N | 9999 | N |  | Combustion Turbine | 26 |  | 11732
2248_G_1 | NE | 31105 | Kimball Municipal Power Plant | Kimball | 5280711 | 25620413 |  |  | 2248 | 1 | 58348 | 001 | 0.01674 |  | 0.054792 | 0.0011686 | 0.001134 | 0.00123 | 0.0040181 | 2022 | 25 | 1.25 | 350 | -1 | 1.6666 | 926130 | -103.666 | 41.2386 | 1000 | 125 | 160 |  | 0.7 | N | Distillate Fuel Oil | N | N | N | 9999 | N |  | Combustion Turbine | 8760 |  | 10745
2248_G_2 | NE | 31105 | Kimball Municipal Power Plant | Kimball | 5280711 | 25619913 |  |  | 2248 | 2 | 58348 | 002 | 0.01674 |  | 0.076635 | 0.0016345 | 0.001586 | 0.00172 | 0.0056199 | 2022 | 25 | 1.25 | 350 | -1 | 1.6666 | 926130 | -103.666 | 41.2386 | 1000 | 125 | 160 |  | 0.7 | N | Distillate Fuel Oil | N | N | N | 9999 | N |  | Combustion Turbine | 8760 |  | 10745
2248_G_3 | NE | 31105 | Kimball Municipal Power Plant | Kimball | 5280711 | 25620013 |  |  | 2248 | 3 | 58348 | 003 | 0.07833 |  | 0.25635 | 0.0054674 | 0.0053052 | 0.00576 | 0.018799 | 2022 | 23 | 1.25 | 350 | -1 | 1.6666 | 926130 | -103.666 | 41.2386 | 1250 | 125 | 160 |  | 1 | N | Distillate Fuel Oil | N | N | N | 9999 | N |  | Combustion Turbine | 8760 |  | 10745
2248_G_4 | NE | 31105 | Kimball Municipal Power Plant | Kimball | 5280711 | 25620113 |  |  | 2248 | 4 | 58348 | 004 | 0.07645 |  | 0.25019 | 0.0053362 | 0.0051778 | 0.00562 | 0.018347 | 2022 | 25 | 1.25 | 350 | -1 | 1.6666 | 926130 | -103.666 | 41.2386 | 1250 | 125 | 160 | 312 | 1 | N | Distillate Fuel Oil | N | N | N | 9999 | N |  | Combustion Turbine | 8760 |  | 10745
2248_G_5 | NE | 31105 | Kimball Municipal Power Plant | Kimball | 5280711 | 25620213 |  |  | 2248 | 5 | 58348 | 005 | 0.02434 |  | 0.079659 | 0.001699 | 0.0016486 | 0.00179 | 0.0058417 | 2022 | 25 | 1.25 | 350 | -1 | 1.6666 | 926130 | -103.666 | 41.2386 | 900 | 125 | 160 |  | 0.6 | N | Distillate Fuel Oil | N | N | N | 9999 | N |  | Combustion Turbine | 8760 |  | 10745
2248_G_6 | NE | 31105 | Kimball Municipal Power Plant | Kimball | 5280711 | 25620313 |  |  | 2248 | 6 | 58348 | 006 | 0.3212 |  | 1.0512 | 0.02242 | 0.021755 | 0.02362 | 0.077089 | 2022 | 38 | 2.17 | 350 | -1 | 1.6666 | 926130 | -103.666 | 41.2386 | 3900 | 125 | 160 |  | 3.6 | N | Distillate Fuel Oil | N | N | N | 9999 | N |  | Combustion Turbine | 8760 |  | 10745
2277_B_1 | NE | 31109 | NPPD Sheldon Station | Sheldon | 5281111 | 25619513 | 2277 | 1 | 2277 | 1 |  |  | 232.9627 | 0.2425 | 1438.9197 | 1.1843 | 0.5603 | 1525.4607 | 17.2378 |  | 174 | 11.6 | 304 | 7733 | 73 | 221112 | -96.7843 | 40.5595 |  | 125 | 100 |  | 104 | N | Subbituminous | Y | N | N | 9999 | N |  | Coal Steam |  | 5705.7505 | 11681
2277_B_2 | NE | 31109 | NPPD Sheldon Station | Sheldon | 5281111 | 25619413 | 2277 | 2 | 2277 | 2 | 00005 | 002 | 274.9615 | 0.2657 | 1455.2974 | 1.3836 | 0.6472 | 1789.1882 | 20.3458 | 2022 | 174 | 11.6 | 304 | 7733 | 73 | 221112 | -96.784 | 40.5591 | 1620 | 125 | 100 |  | 115 | N | Subbituminous | Y | N | N | 9999 | N |  | Coal Steam |  | 6340.2192 | 11706
6373_G_1 | NE | 31109 | LES Rokeby Generating Station | Rokeby | 5281411 | 25619113 | 6373 | 1 | 6373 | 1 | 00130 | 001 | 14.02 | 1.3314 | 23.7996 | 0.5025 | 0.5025 | 0.0802 | 0.156 | 2022 | 32 | 8 | 1593 | -1 | 144 | 221112 | -96.7364 | 40.7317 | 660 | 125 | 120 |  | 70.5 | N | Natural Gas, Distillate Fuel Oil | Y | N | N | 9999 | N |  | Combustion Turbine |  | 396.2499 | 13644
6373_G_2 | NE | 31109 | LES Rokeby Generating Station | Rokeby | 5281411 | 91231513 | 6373 | 2 | 6373 | 2 | 00130 | 002 | 59.16 | 3.6262 | 41.0858 | 1.36 | 1.36 | 0.1498 | 0.4295 | 2022 | 62 | 15.5 | 936 | -1 | 150 | 221112 | -96.7367 | 40.7321 | 882 | 125 | 120 |  | 90.4 | N | Natural Gas, Distillate Fuel Oil | Y | N | N | 9999 | N |  | Combustion Turbine |  | 624.6598 | 13650
6373_G_3 | NE | 31109 | LES Rokeby Generating Station | Rokeby | 5281411 | 91231613 | 6373 | 3 | 6373 | 3 | 00130 | 003 | 49.28 | 3.4049 | 16.5903 | 1.161 | 1.161 | 0.1943 | 0.6445 | 2022 | 62 | 15.5 | 937 | -1 | 159 | 221112 | -96.7367 | 40.7326 | 1040 | 125 | 120 |  | 94.2 | N | Natural Gas, Distillate Fuel Oil | Y | N | N | 9999 | N |  | Combustion Turbine |  | 536.96 | 13647
7887_G_2 | NE | 31109 | LES Terry Bundy Generating Station | Terry Bundy Generating Station | 9428811 | 57627413 | 7887 | SVGS2 | 7887 | 2 | 00240 | 002 |  |  | 19.7126 |  |  | 0.4295 |  | 2022 | 100 | 10.2 | 300 | -1 | 150 | 221112 | -96.6134 | 40.9097 | 461 | 125 | 120 |  | 46 | N | Natural Gas, Distillate Fuel Oil | Y | N | N | 9999 | N | 7887_G_2;7887_G_1 | Combined Cycle |  | 2187.4111 | 8660
7887_G_3 | NE | 31109 | LES Terry Bundy Generating Station | Terry Bundy Generating Station | 9428811 | 58448013 | 7887 | SVGS3 | 7887 | 3 | 00240 | 003 |  |  | 16.6316 |  |  | 0.1603 |  | 2022 | 100 | 10.2 | 300 | -1 | 150 | 221112 | -96.6134 | 40.9095 | 461 | 125 | 120 |  | 45.2 | N | Natural Gas, Distillate Fuel Oil | Y | N | N | 9999 | N |  | Combined Cycle |  | 2024.5312 | 8660
7887_G_4 | NE | 31109 | LES Terry Bundy Generating Station | Terry Bundy Generating Station | 9428811 | 91234113 | 7887 | SVGS4 | 7887 | 4 |  |  |  |  | 5.9532 |  |  | 0.1355 |  |  | 100 | 10.2 | 848 | -1 | 150 | 221112 | -96.6132 | 40.9093 |  | 125 | 120 |  | 45.4 | N | Natural Gas, Distillate Fuel Oil | Y | N | N | 9999 | N |  | Combustion Turbine |  | 1724.6996 | 11020
6077_B_1 | NE | 31111 | NPPD Gerald Gentleman Station | Gerald Gentleman | 7766511 | 1736213 | 6077 | 1 | 6077 | 1 | 34385 | 33 | 2410.19 | 0.84482 | 3680.3293 | 123.8738 | 69.5909 | 10117.4803 | 63.9147 | 2022 | 550 | 28 | 310 | 49332.0115 | 80.1166 | 221112 | -101.1418 | 41.0814 | 7540 | 125 | 100 |  | 665 | N | Subbituminous | Y | N | N | 9999 | N |  | Coal Steam | 8760 | 7471.5 | 10041
6077_B_2 | NE | 31111 | NPPD Gerald Gentleman Station | Gerald Gentleman | 7766511 | 1736413 | 6077 | 2 | 6077 | 2 | 34385 | 34 | 3342.71 | 0.82789 | 2946.9131 | 148.908 | 79.0428 | 11090.5912 | 67.1555 | 2022 | 550 | 28 | 300 | 48685.4717 | 79.0666 | 221112 | -101.1415 | 41.0803 | 7540 | 125 | 100 |  | 700 | N | Subbituminous | Y | N | N | 9999 | N |  | Coal Steam | 8760 | 8271.25 | 10068
2215_G_1 | NE | 31127 | Auburn Generating Plant | Auburn | 5105811 | 24688813 |  |  | 2215 | 1 | 36919 | 001 | 0.0023164 |  | 0.056727 | 0.0012421 | 0.0012062 | 0.015757 | 0.00416 | 2022 | 35 | 2.33 | 350 | -1 | 1.6666 | 221112 | -95.8461 | 40.3883 | 2410 | 125 | 160 |  | 2.2 | N | Natural Gas, Distillate Fuel Oil | N | N | N | 9999 | N |  | Combustion Turbine | 8760 |  | 10745
2215_G_2 | NE | 31127 | Auburn Generating Plant | Auburn | 5105811 | 24688413 |  |  | 2215 | 2 | 36919 | 002 | 5.833e-05 |  | 0.012069 | 0.00026427 | 0.00025663 | 0.0033525 | 0.00088506 | 2022 | 25 | 1.33 | 350 | -1 | 1.6666 | 221112 | -95.8461 | 40.3883 | 1000 | 125 | 160 |  | 0.9 | N | Natural Gas, Distillate Fuel Oil | N | N | N | 9999 | N |  | Combustion Turbine | 8760 |  | 10745
2215_G_4A | NE | 31127 | Auburn Generating Plant | Auburn | 5105811 | 24688313 |  |  | 2215 | 4A | 36919 | 003 | 0.013598 |  | 0.1931 | 0.0042282 | 0.004106 | 0.05364 | 0.014161 | 2022 | 54 | 2.33 | 350 | -1 | 1.6666 | 221112 | -95.8461 | 40.3883 | 3750 | 125 | 160 |  | 3.7 | N | Natural Gas, Distillate Fuel Oil | N | N | N | 9999 | N |  | Combustion Turbine | 8760 |  | 10745
2215_G_5 | NE | 31127 | Auburn Generating Plant | Auburn | 5105811 | 24688513 |  |  | 2215 | 5 | 36919 | 004 | 0.016052 |  | 0.1038 | 0.0022728 | 0.0022071 | 0.028833 | 0.0076118 | 2022 | 48 | 2 | 350 | -1 | 1.6666 | 221112 | -95.8461 | 40.3883 | 3350 | 125 | 160 |  | 3 | N | Natural Gas, Distillate Fuel Oil | N | N | N | 9999 | N |  | Combustion Turbine | 8760 |  | 10745
2215_G_6 | NE | 31127 | Auburn Generating Plant | Auburn | 5105811 | 24688613 |  |  | 2215 | 6 | 36919 | 005 | 0.011458 |  | 0.10741 | 0.002352 | 0.002284 | 0.029837 | 0.0078771 | 2022 | 32 | 2.5 | 350 | -1 | 1.6666 | 221112 | -95.8461 | 40.3883 | 2750 | 125 | 160 |  | 2.5 | N | Natural Gas, Distillate Fuel Oil | N | N | N | 9999 | N |  | Combustion Turbine | 8760 |  | 10745
2215_G_7 | NE | 31127 | Auburn Generating Plant | Auburn | 5105811 | 24688713 |  |  | 2215 | 7 | 36919 | 006 | 0.019389 |  | 0.2462 | 0.0053909 | 0.0052351 | 0.06839 | 0.018055 | 2022 | 51 | 2.66 | 350 | -1 | 1.6666 | 221112 | -95.8461 | 40.3883 | 5600 | 125 | 160 |  | 5.2 | N | Natural Gas, Distillate Fuel Oil | N | N | N | 9999 | N |  | Combustion Turbine | 8760 |  | 10745
6096_B_1 | NE | 31131 | OPPD Nebraska City Station | Nebraska City | 7303711 | 8402913 | 6096 | 1 | 6096 | 1 | 58343 | 001 | 2418 | 0.58656 | 3364.7908 | 54.4385 | 33.2227 | 8372.227 | 61.7434 | 2022 | 700 | 23.6 | 360 | 43087.383 | 98.5 | 221122 | -95.7733 | 40.6208 | 6830 | 125 | 100 |  | 654 | N | Subbituminous | Y | N | N | 9999 | N |  | Coal Steam | 7812 | 7797.6602 | 9818
6096_B_2 | NE | 31131 | OPPD Nebraska City Station | Nebraska City | 7303711 | 91099913 | 6096 | 2 | 6096 | 2 | 58343 | 027 | 853 | 335.992 | 1230.5273 | 63.7852 | 45.3095 | 1820.0056 | 20.9519 | 2022 | 400 | 22.5 | 165 | 31689.3432 | 79.7 | 221122 | -95.7733 | 40.6208 | 7110 | 125 | 100 |  | 691 | N | Subbituminous | Y | N | N | 9999 | N |  | Coal Steam | 7711 | 7700.3501 | 10016
2255_G_10 | NE | 31131 | Nebraska City Power Plant No 1 | Nebraska City # 1 | 5106711 | 24685313 |  |  | 2255 | 10 | 37388 | 008 | 0.19461 |  | 0.46707 | 0.010227 | 0.0099316 | 0.01816 | 0.034252 | 2022 | 40 | 1.67 | 350 | -1 | 1.6666 | 221112 | -95.8477 | 40.6805 | 6500 | 125 | 160 |  | 5.8 | N | Natural Gas | N | N | N | 9999 | N |  | Combustion Turbine | 8760 |  | 12283
2255_G_2 | NE | 31131 | Nebraska City Power Plant No 1 | Nebraska City # 1 | 5106711 | 24685013 |  |  | 2255 | 2 | 37388 | 001 | 0.000654 |  | 0.015687 | 0.00034349 | 0.00033356 | 0.00061 | 0.0011504 | 2022 | 18 | 1.17 | 350 | -1 | 1.6666 | 221112 | -95.8477 | 40.6805 | 1500 | 125 | 160 |  | 1 | N | Distillate Fuel Oil | N | N | N | 9999 | N |  | Combustion Turbine | 8760 |  | 12283
2255_G_3 | NE | 31131 | Nebraska City Power Plant No 1 | Nebraska City # 1 | 5106711 | 24685613 |  |  | 2255 | 3 | 37388 | 002 | 0 |  | 0 | 0 | 0 | 0 | 0 | 2022 | 25 | 1.5 | 350 | -1 | 1.6666 | 221112 | -95.8477 | 40.6805 | 2500 | 125 | 160 |  | 2 | N | Natural Gas | N | N | N | 9999 | N |  | Combustion Turbine | 8760 |  | 12283
2255_G_4 | NE | 31131 | Nebraska City Power Plant No 1 | Nebraska City # 1 | 5106711 | 24685513 |  |  | 2255 | 4 | 37388 | 003 | 0.04828 |  | 0.11587 | 0.002537 | 0.0024637 | 0.00451 | 0.0084968 | 2022 | 35 | 1.67 | 350 | -1 | 1.6666 | 221112 | -95.8477 | 40.6805 | 3100 | 125 | 160 |  | 2.7 | N | Natural Gas | N | N | N | 9999 | N |  | Combustion Turbine | 8760 |  | 12283
2255_G_5 | NE | 31131 | Nebraska City Power Plant No 1 | Nebraska City # 1 | 5106711 | 24685413 |  |  | 2255 | 5 | 37388 | 004 | 0.13165 |  | 0.31596 | 0.0069184 | 0.0067184 | 0.01229 | 0.023171 | 2022 | 18 | 1.17 | 350 | -1 | 1.6666 | 221112 | -95.8477 | 40.6805 | 2000 | 125 | 160 |  | 1.7 | N | Natural Gas | N | N | N | 9999 | N |  | Combustion Turbine | 8760 |  | 12283
2255_G_8 | NE | 31131 | Nebraska City Power Plant No 1 | Nebraska City # 1 | 5106711 | 24685213 |  |  | 2255 | 8 | 37388 | 005 | 0.13075 |  | 0.31379 | 0.0068709 | 0.0066723 | 0.0122 | 0.023012 | 2022 | 35 | 1.67 | 350 | -1 | 1.6666 | 221112 | -95.8477 | 40.6805 | 4100 | 125 | 160 |  | 3.6 | N | Natural Gas | N | N | N | 9999 | N |  | Combustion Turbine | 8760 |  | 12283
2255_G_9 | NE | 31131 | Nebraska City Power Plant No 1 | Nebraska City # 1 | 5106711 | 24685113 |  |  | 2255 | 9 | 37388 | 006 | 0.19612 |  | 0.47069 | 0.010306 | 0.010009 | 0.0183 | 0.034517 | 2022 | 35 | 1.67 | 350 | -1 | 1.6666 | 221112 | -95.8477 | 40.6805 | 6420 | 125 | 160 |  | 5.8 | N | Natural Gas | N | N | N | 9999 | N |  | Combustion Turbine | 8760 |  | 12283
2271_G_1 | NE | 31145 | NPPD Mc Cook Peaking Unit | McCook | 7767711 | 1717513 |  |  | 2271 | 1 | 39986 | 001 | 0.025462 |  | 6.7898 | 0.03978 | 0.03978 | 0.0053069 | 0.0031634 | 2022 | 32 | 8.96 | 900 | 13350 | 212 | 221112 | -100.651 | 40.2208 | 31.9 | 125 | 120 |  | 39.7 | N | Distillate Fuel Oil | N | N | N | 9999 | N |  | Combustion Turbine | 8760 |  | 18536
2237_G_1 | NE | 31147 | Falls City Power Plant | Falls City | 7629411 | 12544813 |  |  | 2237 | 1 | 40565 | 001 | 0.045936 |  | 0.10692 | 0.002376 | 0.001188 | 0.001188 | 0.00792 | 2022 | 31.5 | 2.6 | 475 | 11.061 | 2.0833 | 926130 | -95.6075 | 40.0566 | 2.75 | 125 | 160 |  | 0.6 | N | Distillate Fuel Oil | N | N | N | 9999 | N |  | Combustion Turbine | 3 |  | 18340
2237_G_3 | NE | 31147 | Falls City Power Plant | Falls City | 7629411 | 12545013 |  |  | 2237 | 3 | 40565 | 003 | 0 |  | 0 | 0 | 0 | 0 | 0 | 2022 | 31.3 | 2.3 | 425 | 5.8166 | 1.4 | 926130 | -95.6075 | 40.0566 | 2 | 125 | 160 |  | 2.3 | N | Natural Gas, Distillate Fuel Oil | N | N | N | 9999 | N |  | Combustion Turbine | 1 |  | 18000
2237_G_4 | NE | 31147 | Falls City Power Plant | Falls City | 7629411 | 12544513 |  |  | 2237 | 4 | 40565 | 004 | 0.013978 |  | 0.032535 | 0.000723 | 0.0005784 | 0.0003615 | 0.00241 | 2022 | 38 | 2.6 | 514 | 10.1761 | 1.9166 | 926130 | -95.6075 | 40.0566 | 2 | 125 | 160 |  | 0.8 | N | Natural Gas, Distillate Fuel Oil | N | N | N | 9999 | N |  | Combustion Turbine | 1 |  | 18000
2237_G_5 | NE | 31147 | Falls City Power Plant | Falls City | 7629411 | 12544713 |  |  | 2237 | 5 | 40565 | 005 | 0.0021736 |  | 0.0066312 | 0.0007368 | 0.00017683 | 0.00025788 | 0.0005526 | 2022 | 33 | 3.6 | 805 | 12.5538 | 1.2333 | 926130 | -95.6075 | 40.0566 | 6.25 | 125 | 160 |  | 1.4 | N | Natural Gas, Distillate Fuel Oil | N | N | N | 9999 | N |  | Combustion Turbine | 12 |  | 18000
2237_G_6 | NE | 31147 | Falls City Power Plant | Falls City | 7629411 | 12544613 |  |  | 2237 | 6 | 40565 | 006 | 0.0037589 |  | 0.011468 | 0.0012742 | 0.00017839 | 0.00044597 | 0.00095565 | 2022 | 32 | 2.6 | 845 | 12.8307 | 2.4166 | 926130 | -95.6075 | 40.0566 | 6 | 125 | 160 |  | 2 | N | Natural Gas, Distillate Fuel Oil | N | N | N | 9999 | N |  | Combustion Turbine | 23 |  | 18000
2237_G_7 | NE | 31147 | Falls City Power Plant | Falls City | 7629411 | 12544413 |  |  | 2237 | 7 | 40565 | 007 |  |  |  | 3.5837 | 2.6255 |  |  | 2022 | 31.3 | 1.6 | 309 | 2.6808 | 1.3333 | 926130 | -95.6075 | 40.0566 | 2250 | 125 | 160 |  | 5.9 | N | Natural Gas, Distillate Fuel Oil | N | N | N | 9999 | N |  | Combustion Turbine | 52 |  | 18000
2237_G_8 | NE | 31147 | Falls City Power Plant | Falls City | 7629411 | 12545113 |  |  | 2237 | 8 | 40565 | 008 | [6 empty] | 9.54 | 2022 | 31.5 | 2.6 | 475 | 11.061 | 2.0833 | 926130 | -95.6075 | 40.0566 | 18000 | 125 | 160 |  | 6 | N | Natural Gas, Distillate Fuel Oil | N | N | N | 9999 | N |  | Combustion Turbine | 52 |  | 18000
2231_G_1 | NE | 31151 | Crete Municipal Plant |  | 7630111 | 12540713 |  |  |  |  | 57951 | 001 | 0.42257 |  | 1.0102 | 0.022119 | 0.02148 | 0.00056 | 0.07408 | 2022 | 34 | 2.67 | 350 | -1 | 1.6666 | 221112 | -96.9602 | 40.6267 | 6 | 125 | 160 |  |  |  |  | N | N | N |  | N |  |  | 8760
2292_G_1 | NE | 31153 | OPPD Sarpy County Station | Sarpy County | 7631011 | 12530713 |  |  | 2292 | 1 | 42638 | 001 | 14.7574 |  | 42.7 | 0.74816 | 0.74816 | 0.108 | 0.37793 | 2022 | 53.2 | 29.08 | 986 | 16543.1669 | 24.908 | 221112 | -95.9692 | 41.1706 | 1000 | 125 | 120 |  | 55.4 | N | Natural Gas, Distillate Fuel Oil | Y | N | N | 9999 | N |  | Combustion Turbine | 1000 |  | 13381
2292_G_2 | NE | 31153 | OPPD Sarpy County Station | Sarpy County | 7631011 | 12531513 |  |  | 2292 | 2 | 42638 | 003 | 16.4163 |  | 47.9 | 0.83226 | 0.83226 | 0.12 | 0.42042 | 2022 | 53.2 | 29.08 | 986 | 16543.1669 | 24.908 | 221112 | -95.9692 | 41.1706 | 1000 | 125 | 120 |  | 55.9 | N | Natural Gas, Distillate Fuel Oil | Y | N | N | 9999 | N |  | Combustion Turbine | 1100 |  | 13382
2292_G_3 | NE | 31153 | OPPD Sarpy County Station | Sarpy County | 7631011 | 12532613 |  |  | 2292 | 3 | 42638 | 008 | 18.9694 |  | 16.7 | 1.3366 | 1.3366 | 0.19 | 0.67518 | 2022 | 73 | 22.67 | 1000 | 65578.3346 | 162.4678 | 221112 | -95.9692 | 41.1706 | 1420 | 125 | 120 |  | 107.8 | N | Natural Gas, Distillate Fuel Oil | N | N | N | 9999 | N |  | Combustion Turbine | 950 |  | 13381
2292_G_2x | NE | 31153 | OPPD Sarpy County Station |  | 7631011 | 12530613 |  |  |  |  | 42638 | 004 | 0.049883 |  | 6.33 | 0.077934 | 0.077934 | 0.01 | 0.0061976 | 2022 | 53.2 | 29.08 | 986 | 16543.1669 | 24.908 | 221112 | -95.9692 | 41.1706 | 1000 | 125 | 120 |  |  |  |  | N | N | N |  | N |  |  | 90
2292_G_3x | NE | 31153 | OPPD Sarpy County Station |  | 7631011 | 12532513 |  |  |  |  | 42638 | 009 | 2.2913 |  | 3.65 | 0.17791 | 0.17791 | 0.028 | 0.014148 | 2022 | 73 | 22.67 | 1000 | 65578.3346 | 162.4678 | 221112 | -95.9692 | 41.1706 | 1420 | 125 | 120 |  |  |  |  | N | N | N |  | N |  |  | 104
2292_G_1x | NE | 31153 | OPPD Sarpy County Station |  | 7631011 | 12530813 |  |  |  |  | 42638 | 002 | 0.025351 |  | 3 | 0.039606 | 0.039606 | 0.006 | 0.0031496 | 2022 | 53.2 | 29.08 | 986 | 16543.1669 | 24.908 | 221112 | -95.9692 | 41.1706 | 1000 | 125 | 120 |  |  |  |  | N | N | N |  | N |  |  | 55
2310_G_1 | NE | 31155 | Wahoo Power Plant | Wahoo | 7644211 | 12526313 |  |  | 2310 | 1 | 43328 | 001 | 0.015225 |  | 0.03654 | 0.00077934 | 0.00075622 | 0.00012982 | 0.0026796 | 2022 | 29 | 2.33 | 490 | -1 | 1.6666 | 926130 | -96.6121 | 41.212 | 2 | 125 | 160 |  | 2.1 | N | Natural Gas, Distillate Fuel Oil | N | N | N | 9999 | N |  | Combustion Turbine | 2 |  | 10745
2310_G_3 | NE | 31155 | Wahoo Power Plant | Wahoo | 7644211 | 12526413 |  |  | 2310 | 3 | 43328 | 003 | 0.0041687 |  | 0.083097 | 0.0018195 | 0.0017669 | 0.00029524 | 0.0060938 | 2022 | 36 | 2.5 | 900 | 490.8738 | 100 | 926130 | -96.6121 | 41.212 | 4 | 125 | 160 |  | 4.4 | N | Natural Gas, Distillate Fuel Oil | N | N | N | 9999 | N |  | Combustion Turbine | 2 |  | 10745
2310_G_5 | NE | 31155 | Wahoo Power Plant | Wahoo | 7644211 | 12526113 |  |  | 2310 | 5 | 43328 | 005 | 0.0038572 |  | 0.03906 | 0.00085526 | 0.00083055 | 0.00013878 | 0.0028644 | 2022 | 42 | 2.33 | 567 | 426.3848 | 100 | 926130 | -96.6121 | 41.212 | 2 | 125 | 160 |  | 2.2 | N | Natural Gas, Distillate Fuel Oil | N | N | N | 9999 | N |  | Combustion Turbine | 2 |  | 10745
2310_G_6 | NE | 31155 | Wahoo Power Plant | Wahoo | 7644211 | 12526013 |  |  | 2310 | 6 | 43328 | 006 | 0.0022361 |  | 0.0603 | 0.0012861 | 0.0012479 | 0.00021424 | 0.004422 | 2022 | 34 | 2.33 | 900 | 426.3848 | 100 | 926130 | -96.6121 | 41.212 | 3 | 125 | 160 |  | 3.4 | N | Natural Gas, Distillate Fuel Oil | N | N | N | 9999 | N |  | Combustion Turbine | 2 |  | 10745
2266_G_1 | NE | 31169 | NPPD Hebron Peaking Unit | Hebron | 6898611 | 13709013 |  |  | 2266 | 1 | 58034 | 001 | 0.028145 |  | 7.5054 | 0.043972 | 0.043972 | 0.0047292 | 0.0034969 | 2022 | 32 | 8.96 | 900 | 14050 | 222.828 | 221112 | -97.5779 | 40.1879 | 33.1 | 125 | 120 |  | 41.5 | N | Distillate Fuel Oil | N | N | N | 9999 | N |  | Combustion Turbine | 8760 |  | 17685
2312_G_4 | NE | 31179 | Wayne Municipal Power Plant | Wayne IC | 6727011 | 12753113 |  |  | 2312 | 4 | 47263 | 001 | 0.0014847 |  | 0.018632 | 0.00032865 | 0.00031875 | 0.01356 | 0.00052402 | 2022 | 39 | 1.35 | 350 | -1 | 1.6666 | 221118 | -97.0179 | 42.2276 | 1500 | 125 | 160 |  | 1.9 | N | Distillate Fuel Oil | N | N | N | 9999 | N |  | Combustion Turbine | 8760 |  | 10745
2299_G_2 | NE | 31181 | Red Cloud Municipal Plant | Red Cloud | 7515011 | 12751713 |  |  | 2299 | 2 | 56098 | 002 | 0.014061 |  | 0.17646 | 0.0036048 | 0.0035111 | 0.01598 | 0.0049628 | 2022 | 20 | 1.25 | 350 | -1 | 1.6666 | 221112 | -98.5188 | 40.0976 | 984 | 125 | 160 |  | 0.6 | N | Distillate Fuel Oil | N | N | N | 9999 | N |  | Combustion Turbine | 8760 |  | 16978
2299_G_3 | NE | 31181 | Red Cloud Municipal Plant | Red Cloud | 7515011 | 12751813 |  |  | 2299 | 3 | 56098 | 003 | 0.010987 |  | 0.13788 | 0.0028167 | 0.0027434 | 0.01249 | 0.0038778 | 2022 | 27 | 1.46 | 350 | -1 | 1.6666 | 221112 | -98.5188 | 40.0976 | 1360 | 125 | 160 |  | 1.2 | N | Distillate Fuel Oil | N | N | N | 9999 | N |  | Combustion Turbine | 8760 |  | 17050
2299_G_4 | NE | 31181 | Red Cloud Municipal Plant | Red Cloud | 7515011 | 12751913 |  |  | 2299 | 4 | 56098 | 004 | 0.016908 |  | 0.21219 | 0.0043347 | 0.004222 | 0.01921 | 0.0059677 | 2022 | 27 | 1.46 | 350 | -1 | 1.6666 | 221112 | -98.5188 | 40.0976 | 1360 | 125 | 160 |  | 1.2 | N | Distillate Fuel Oil | N | N | N | 9999 | N |  | Combustion Turbine | 8760 |  | 17050
2299_G_5 | NE | 31181 | Red Cloud Municipal Plant | Red Cloud | 7515011 | 12752013 |  |  | 2299 | 5 | 56098 | 005 | 0.027249 |  | 0.34195 | 0.0069857 | 0.0068041 | 0.03097 | 0.0096174 | 2022 | 36 | 2.25 | 350 | -1 | 1.6666 | 221112 | -98.5188 | 40.0976 | 2280 | 125 | 160 |  | 2.2 | N | Distillate Fuel Oil | N | N | N | 9999 | N |  | Combustion Turbine | 8760 |  | 17054
7481_G_1 | NE | 31181 | Blue Hill City Light & Water | City Light & Water | 7515111 | 12751613 |  |  | 7481 | 1 | 47499 | 001 | 0.010539 |  | 0.039675 | 0.00069983 | 0.00067875 | 0.0062445 | 0.0011159 | 2021 | 28 | 1.5 | 600 | -1 | 2.6833 | 221112 | -98.4506 | 40.3275 | 800 | 125 | 160 |  | 0.9 | N | Distillate Fuel Oil | N | N | N | 9999 | N |  | Combustion Turbine | 8760 |  | 16167
7481_G_2 | NE | 31181 | Blue Hill City Light & Water | City Light & Water | 7515111 | 12751513 |  |  | 7481 | 2 | 47499 | 002 | 0.005706 |  | 0.021482 | 0.00037891 | 0.0003675 | 0.01 | 0.00060417 | 2021 | 28 | 1 | 600 | -1 | 2.6166 | 221112 | -98.4506 | 40.3275 | 400 | 125 | 160 |  | 0.4 | N | Distillate Fuel Oil | N | N | N | 9999 | N |  | Combustion Turbine | 8760 |  | 16553
10761_G_GEN1 | NV | 32003 | SWG Nevada Holdings LLC | Las Vegas Generating Station | 9399211 | 55525313 | 10761 | 1 | 10761 | GEN1 | 0329 | 01 | 3.13 |  | 3.7982 | 1.12 | 1.12 | 0.1089 | 0.73 | 2022 | 100 | 9 | 300 | -1 | 87.8 | 221112 | -115.1237 | 36.2316 | 44 | 125 | 120 |  | 41 | N | Natural Gas | Y | N | N | 9999 | N | 10761_G_GEN1;10761_G_GEN2 | Combined Cycle |  | 1277.1802 | 8608
10761_G_GEN3 | NV | 32003 | SWG Nevada Holdings LLC | Las Vegas Generating Station | 9399211 | 55525513 | 10761 | 2 | 10761 | GEN3 |  |  | 0.68 |  | 2.8818 | 2.43 | 2.43 | 0.1812 | 1.94 |  | 100 | 9 | 285 | -1 | 85 | 221112 | -115.1237 | 36.2316 |  | 125 | 120 |  | 45 | N | Natural Gas | Y | N | N | 9999 | N | 10761_G_GEN3;55952_G_GEN7;55952_G_GEN3;10761_G_GEN7 | Combined Cycle |  | 1944.9192 | 8608
10761_G_GEN4 | NV | 32003 | SWG Nevada Holdings LLC | Las Vegas Generating Station | 9399211 | 55525613 | 10761 | 3 | 10761 | GEN4 | 0329 | 04 | 0.45 |  | 3.207 | 2.39 | 2.39 | 0.1777 | 1.91 | 2022 | 100 | 9 | 285 | -1 | 85 | 221112 | -115.1237 | 36.2316 | 44 | 125 | 120 |  | 45 | N | Natural Gas | Y | N | N | 9999 | N | 10761_G_GEN4;55952_G_GEN4 | Combined Cycle |  | 1911.639 | 8608
10761_G_GEN5 | NV | 32003 | SWG Nevada Holdings LLC | Las Vegas Generating Station | 9399211 | 55525713 | 10761 | 4 | 10761 | GEN5 | 0329 | 05 | 0.52 |  | 2.5751 | 2.3 | 2.3 | 0.1723 | 1.84 | 2022 | 100 | 9 | 285 | -1 | 85 | 221112 | -115.1237 | 36.2316 | 44 | 125 | 120 |  | 45 | N | Natural Gas | Y | N | N | 9999 | N | 10761_G_GEN5;10761_G_GEN8;55952_G_GEN5;55952_G_GEN8 | Combined Cycle |  | 1837.7391 | 8608
10761_G_GEN6 | NV | 32003 | SWG Nevada Holdings LLC | Las Vegas Generating Station | 9399211 | 55525813 | 10761 | 5 | 10761 | GEN6 | 0329 | 06 | 0.63 |  | 2.9809 | 2.37 | 2.37 | 0.1776 | 1.92 | 2022 | 100 | 9 | 285 | -1 | 85 | 221112 | -115.1237 | 36.2316 | 44 | 125 | 120 |  | 45 | N | Natural Gas | Y | N | N | 9999 | N | 55952_G_GEN6;10761_G_GEN6 | Combined Cycle |  | 1893.1597 | 8608
2322_G_11 | NV | 32003 | Nevada Power Clark Station | Clark (NVE) | 8211211 | 67144013 |  |  | 2322 | 11 | 0007 | 27 | 0.57 |  | 4.08 | 2.15 | 2.15 | 0.24 | 0.68 | 2022 | 58 | 18 | 900 | -1 | 53.5 | 22111 | -115.0474 | 36.0878 | 58 | 125 | 120 |  | 52 | N | Natural Gas | N | N | N | 9999 | N |  | Combustion Turbine |  |  | 10971
2322_G_12 | NV | 32003 | Nevada Power Clark Station | Clark (NVE) | 8211211 | 67144113 |  |  | 2322 | 12 | 0007 | 28 | 0.34 |  | 2.46 | 1.25 | 1.25 | 0.14 | 0.39 | 2022 | 58 | 18 | 900 | -1 | 53.5 | 22111 | -115.048 | 36.0878 | 58 | 125 | 120 |  | 52 | N | Natural Gas | N | N | N | 9999 | N |  | Combustion Turbine |  |  | 10971
2322_G_13 | NV | 32003 | Nevada Power Clark Station | Clark (NVE) | 8211211 | 67144213 |  |  | 2322 | 13 | 0007 | 29 | 0.23 |  | 1.78 | 0.96 | 0.96 | 0.11 | 0.3 | 2022 | 58 | 18 | 900 | -1 | 53.5 | 22111 | -115.0474 | 36.0874 | 58 | 125 | 120 |  | 52 | N | Natural Gas | N | N | N | 9999 | N |  | Combustion Turbine |  |  | 10971
2322_G_14 | NV | 32003 | Nevada Power Clark Station | Clark (NVE) | 8211211 | 67144313 |  |  | 2322 | 14 | 0007 | 30 | 0.27 |  | 2.09 | 1.07 | 1.07 | 0.12 | 0.34 | 2022 | 58 | 18 | 900 | -1 | 53.5 | 22111 | -115.0479 | 36.0874 | 58 | 125 | 120 |  | 52 | N | Natural Gas | N | N | N | 9999 | N |  | Combustion Turbine |  |  | 10971
2322_G_15 | NV | 32003 | Nevada Power Clark Station | Clark (NVE) | 8211211 | 67144413 |  |  | 2322 | 15 | 0007 | 31 | 0.45 |  | 3.54 | 1.79 | 1.79 | 0.2 | 0.56 | 2022 | 58 | 18 | 900 | -1 | 53.5 | 22111 | -115.0474 | 36.0882 | 58 | 125 | 120 |  | 52 | N | Natural Gas | N | N | N | 9999 | N |  | Combustion Turbine |  |  | 10971
2322_G_16 | NV | 32003 | Nevada Power Clark Station | Clark (NVE) | 8211211 | 67144513 |  |  | 2322 | 16 | 0007 | 32 | 0.26 |  | 1.97 | 0.99 | 0.99 | 0.11 | 0.31 | 2022 | 58 | 18 | 900 | -1 | 53.5 | 22111 | -115.048 | 36.0883 | 58 | 125 | 120 |  | 52 | N | Natural Gas | N | N | N | 9999 | N |  | Combustion Turbine |  |  | 10971
2322_G_17 | NV | 32003 | Nevada Power Clark Station | Clark (NVE) | 8211211 | 67144613 |  |  | 2322 | 17 | 0007 | 33 | 0.37 |  | 2.52 | 1.32 | 1.32 | 0.15 | 0.42 | 2022 | 58 | 18 | 900 | -1 | 53.5 | 22111 | -115.0474 | 36.0887 | 58 | 125 | 120 |  | 52 | N | Natural Gas | N | N | N | 9999 | N |  | Combustion Turbine |  |  | 10971
2322_G_18 | NV | 32003 | Nevada Power Clark Station | Clark (NVE) | 8211211 | 67144713 |  |  | 2322 | 18 | 0007 | 34 | 0.27 |  | 3.26 | 1.64 | 1.64 | 0.18 | 0.51 | 2022 | 58 | 18 | 900 | -1 | 53.5 | 22111 | -115.0479 | 36.0887 | 58 | 125 | 120 |  | 52 | N | Natural Gas | N | N | N | 9999 | N |  | Combustion Turbine |  |  | 10971
2322_G_19 | NV | 32003 | Nevada Power Clark Station | Clark (NVE) | 8211211 | 67144813 |  |  | 2322 | 19 | 0007 | 35 | 0.34 |  | 2.35 | 1.24 | 1.24 | 0.14 | 0.39 | 2022 | 58 | 18 | 900 | -1 | 53.5 | 22111 | -115.0492 | 36.0882 | 58 | 125 | 120 |  | 52 | N | Natural Gas | N | N | N | 9999 | N |  | Combustion Turbine |  |  | 10971
2322_G_20 | NV | 32003 | Nevada Power Clark Station | Clark (NVE) | 8211211 | 67144913 |  |  | 2322 | 20 | 0007 | 36 | 0.24 |  | 2.22 | 1.08 | 1.08 | 0.12 | 0.34 | 2022 | 58 | 18 | 900 | -1 | 53.5 | 22111 | -115.0498 | 36.0882 | 58 | 125 | 120 |  | 52 | N | Natural Gas | N | N | N | 9999 | N |  | Combustion Turbine |  |  | 10971
2322_G_21 | NV | 32003 | Nevada Power Clark Station | Clark (NVE) | 8211211 | 67145013 |  |  | 2322 | 21 | 0007 | 37 | 0.2 |  | 1.75 | 0.81 | 0.81 | 0.09 | 0.25 | 2022 | 58 | 6 | 900 | -1 | 53.5 | 22111 | -115.0492 | 36.0886 | 58 | 125 | 120 |  | 52 | N | Natural Gas | N | N | N | 9999 | N |  | Combustion Turbine |  |  | 10971
2322_G_22 | NV | 32003 | Nevada Power Clark Station | Clark (NVE) | 8211211 | 67145113 |  |  | 2322 | 22 | 0007 | 38 | 0.19 |  | 1.63 | 0.8 | 0.8 | 0.09 | 0.25 | 2022 | 58 | 6 | 900 | -1 | 53.5 | 22111 | -115.0498 | 36.0886 | 58 | 125 | 120 |  | 52 | N | Natural Gas | N | N | N | 9999 | N |  | Combustion Turbine |  |  | 10971
2322_G_GT4 | NV | 32003 | Nevada Power Clark Station | Clark (NVE) | 8211211 | 67143013 |  |  | 2322 | GT4 | 0007 | 04 | 3.61 |  | 14.46 | 1.38 | 1.38 | 0.07 | 0.79 | 2022 | 60 | 6.9 | 219 | -1 | 80 | 22111 | -115.0489 | 36.0868 | 60 | 125 | 120 |  | 55 | N | Natural Gas | N | N | N | 9999 | N |  | Combustion Turbine |  |  | 10971
2322_G_GT5 | NV | 32003 | Nevada Power Clark Station | Clark (NVE) | 8211211 | 67143113 |  |  | 2322 | GT5 | 0007 | 05 | 19.67 |  | 18.96 | 26.6 | 26.6 | 1.77 | 5.45 | 2022 | 60 | 6.9 | 219 | -1 | 80 | 22111 | -115.0502 | 36.0874 | 85 | 125 | 120 |  | 73 | N | Natural Gas | N | N | N | 9999 | N | 2322_G_9;2322_G_GT5 | Combined Cycle |  |  | 9392
2322_G_GT6 | NV | 32003 | Nevada Power Clark Station | Clark (NVE) | 8211211 | 67143213 |  |  | 2322 | GT6 | 0007 | 06 | 28.69 |  | 13.26 | 22.15 | 22.15 | 1.47 | 4.54 | 2022 | 60 | 6.9 | 219 | -1 | 80 | 22111 | -115.0507 | 36.0874 | 85 | 125 | 120 |  | 73 | N | Natural Gas | N | N | N | 9999 | N |  | Combined Cycle |  |  | 9392
2322_G_GT7 | NV | 32003 | Nevada Power Clark Station | Clark (NVE) | 8211211 | 67143313 |  |  | 2322 | GT7 | 0007 | 07 | 20.33 |  | 20.03 | 31.91 | 31.91 | 2.12 | 6.54 | 2022 | 60 | 6.9 | 219 | -1 | 80 | 22111 | -115.0512 | 36.0874 | 85 | 125 | 120 |  | 73 | N | Natural Gas | N | N | N | 9999 | N | 2322_G_10;2322_G_GT7 | Combined Cycle |  |  | 9392
2322_G_GT8 | NV | 32003 | Nevada Power Clark Station | Clark (NVE) | 8211211 | 67143413 |  |  | 2322 | GT8 | 0007 | 08 | 27.25 |  | 15.5 | 22.67 | 22.67 | 1.51 | 4.65 | 2022 | 60 | 6.9 | 219 | -1 | 80 | 22111 | -115.0518 | 36.0874 | 85 | 125 | 120 |  | 73 | N | Natural Gas | N | N | N | 9999 | N |  | Combined Cycle |  |  | 9392
54854_G_5657 | NV | 32003 | Nevada Sun Peak Partnerships | Sun Peak Generating Station | 10626511 | 58434713 | 54854 | 3 | 54854 | 5657 | 0423 | 01 | 3.25 |  | 11.7883 | 0.49 | 0.49 | 0.0522 | 0.18 | 2022 | 19.8 | 15.4 | 806 | -1 | 123.4 | 22111 | -115.0357 | 36.1391 | 84.5 | 125 | 120 |  | 74 | N | Natural Gas, Distillate Fuel Oil | Y | N | N | 9999 | N |  | Combustion Turbine |  | 197.1 | 12323
54854_G_5658 | NV | 32003 | Nevada Sun Peak Partnerships | Sun Peak Generating Station | 10626511 | 58434813 | 54854 | 4 | 54854 | 5658 | 0423 | 02 | 3.06 |  | 12.3456 | 0.52 | 0.52 | 0.0554 | 0.19 | 2022 | 19.8 | 15.4 | 806 | -1 | 123.4 | 22111 | -115.0357 | 36.1391 | 84.5 | 125 | 120 |  | 74 | N | Natural Gas, Distillate Fuel Oil | Y | N | N | 9999 | N |  | Combustion Turbine |  | 205.9799 | 12323
54854_G_5659 | NV | 32003 | Nevada Sun Peak Partnerships | Sun Peak Generating Station | 10626511 | 58434913 | 54854 | 5 | 54854 | 5659 | 0423 | 03 | 1.83 |  | 8.422 | 0.36 | 0.36 | 0.0385 | 0.13 | 2022 | 19.8 | 15.4 | 806 | -1 | 123.4 | 22111 | -115.0357 | 36.1391 | 84.5 | 125 | 120 |  | 74 | N | Natural Gas, Distillate Fuel Oil | Y | N | N | 9999 | N |  | Combustion Turbine |  | 142.14 | 12323
54271_G_CTG2 | NV | 32003 | Saguaro Power Company | Saguaro Power | 8177511 | 67158313 |  |  | 54271 | CTG2 | 0393 | 02 | 10.598 | 13.662 | 40.001 | 7.7 | 7.7 | 0.832 | 2.834 | 2022 | 81 | 12 | 414 | -1 | 70 | 22111 | -115.0116 | 36.0422 | 34.5 | 125 | 120 |  | 36 | Y | Natural Gas, Distillate Fuel Oil | N | Y | N | 9999 | N |  | Combined Cycle |  |  | 6824
54271_G_STG | NV | 32003 | Saguaro Power Company | Saguaro Power | 8177511 | 67158213 |  |  | 54271 | STG | 0393 | 01 | 9.604 | 15.193 | 38.456 | 7.635 | 7.635 | 0.825 | 2.81 | 2022 | 81 | 12 | 414 | -1 | 70 | 22111 | -115.0116 | 36.0422 | 34.5 | 125 | 120 |  | 29 | Y | Natural Gas, Distillate Fuel Oil | N | Y | N | 9999 | N | 54271_G_CTG1;54271_G_STG | Combined Cycle |  |  | 6824
54349_G_GTA | NV | 32003 | Nevada Cogeneration Associates 2 | Nevada Cogen Associates 2 Black Mountain | 7758511 | 67157513 |  |  | 54349 | GTA | 0391 | 01 | 10.99 | 26.64 | 36.6 | 16.28 | 16.28 | 2.9 | 8.38 | 2022 | 70 | 6.9 | 417 | -1 | 84 | 22111 | -114.8788 | 36.225 | 22.2 | 125 | 120 |  | 21.7 | Y | Natural Gas | N | Y | N | 2031 | N | 54349_G_STM;54349_G_GTA | Combined Cycle |  |  | 9202
54349_G_GTB | NV | 32003 | Nevada Cogeneration Associates 2 | Nevada Cogen Associates 2 Black Mountain | 7758511 | 67157913 |  |  | 54349 | GTB | 0391 | 02 | 12.18 | 25.13 | 35.65 | 15.36 | 15.36 | 2.74 | 7.91 | 2022 | 70 | 6.9 | 417 | -1 | 84 | 22111 | -114.8788 | 36.2247 | 22.2 | 125 | 120 |  | 21.7 | Y | Natural Gas | N | Y | N | 2031 | N |  | Combined Cycle |  |  | 9202
54349_G_GTC | NV | 32003 | Nevada Cogeneration Associates 2 | Nevada Cogen Associates 2 Black Mountain | 7758511 | 67158013 |  |  | 54349 | GTC | 0391 | 03 | 16.11 | 26.64 | 36.59 | 16.29 | 16.29 | 2.91 | 8.38 | 2022 | 70 | 6.9 | 417 | -1 | 84 | 22111 | -114.8788 | 36.2244 | 22.2 | 125 | 120 |  | 21.7 | Y | Natural Gas | N | Y | N | 2031 | N |  | Combined Cycle |  |  | 9202
55322_G_CTG1 | NV | 32003 | Nevada Power (Chuck Lenzie) | Chuck Lenzie Generating Station | 12768311 | 67164413 | 55322 | CTG-1 | 55322 | CTG1 | 1513 | 01 | 4.63 |  | 43.3179 | 84.87 | 84.87 | 3.0425 | 33.92 | 2022 | 170 | 18 | 194 | -1 | 66.2 | 22111 | -114.9221 | 36.3839 | 292 | 125 | 120 |  | 165 | N | Natural Gas | Y | N | N | 9999 | N |  | Combined Cycle |  | 6008.6396 | 7244
55322_G_CTG2 | NV | 32003 | Nevada Power (Chuck Lenzie) | Chuck Lenzie Generating Station | 12768311 | 67164513 | 55322 | CTG-2 | 55322 | CTG2 | 1513 | 03 | 5.96 |  | 44.2766 | 83.33 | 83.33 | 3.0118 | 33.3 | 2022 | 170 | 18 | 194 | -1 | 66.2 | 22111 | -114.9215 | 36.3839 | 292 | 125 | 120 |  | 165 | N | Natural Gas | Y | N | N | 9999 | N |  | Combined Cycle |  | 5899.7686 | 7244
55322_G_CTG3 | NV | 32003 | Nevada Power (Chuck Lenzie) | Chuck Lenzie Generating Station | 12768311 | 67164913 | 55322 | CTG-3 | 55322 | CTG3 | 1513 | 05 | 7.02 |  | 44.3451 | 93.38 | 93.38 | 3.1423 | 37.32 | 2022 | 170 | 18 | 194 | -1 | 66.2 | 22111 | -114.921 | 36.3839 | 292 | 125 | 120 |  | 165 | N | Natural Gas | Y | N | N | 9999 | N |  | Combined Cycle |  | 6610.73 | 7244
55322_G_CTG4 | NV | 32003 | Nevada Power (Chuck Lenzie) | Chuck Lenzie Generating Station | 12768311 | 67165013 | 55322 | CTG-4 | 55322 | CTG4 | 1513 | 07 | 6.05 |  | 46.3686 | 89.32 | 89.32 | 3.0184 | 35.69 | 2022 | 170 | 18 | 194 | -1 | 66.2 | 22111 | -114.9205 | 36.3839 | 292 | 125 | 120 |  | 165 | N | Natural Gas | Y | N | N | 9999 | N |  | Combined Cycle |  | 6323.2617 | 7244
55514_G_CTG1 | NV | 32003 | Las Vegas Power Company-Apex Generating Station | Apex Generating Station | 9398511 | 90104013 | 55514 | CTG01 | 55514 | CTG1 | 1520 | A01 | 9.852 | 0 | 50.3852 | 36.769 | 36.769 | 2.8102 | 8.225 | 2022 | 170 | 16.8 | 360 | -1 | 70 | 22111 | -114.9598 | 36.4146 | 170 | 125 | 120 |  | 164.6 | N | Natural Gas | Y | N | N | 9999 | N | 55514_G_STG1;55514_G_CTG1 | Combined Cycle |  | 6452.6421 | 7099
55514_G_CTG2 | NV | 32003 | Las Vegas Power Company-Apex Generating Station | Apex Generating Station | 9398511 | 90104113 | 55514 | CTG02 | 55514 | CTG2 | 1520 | A03 | 8.855 | 0 | 56.8268 | 35.455 | 35.455 | 2.8198 | 7.846 | 2022 | 170 | 16.8 | 360 | -1 | 70 | 22111 | -114.9598 | 36.4143 | 170 | 125 | 120 |  | 164.6 | N | Natural Gas | Y | N | N | 9999 | N |  | Combined Cycle |  | 6180.2715 | 7099
55687_G_A01 | NV | 32003 | NV Energy-Walter Higgins | Higgins Generating Station | 9398411 | 97436413 | 55687 | BHG1 | 55687 | A01 | 1550 | A01 | 19.45 |  | 47.4794 | 40.97 | 40.97 | 3.0387 | 12.28 | 2022 | 156 | 19 | 182 | -1 | 54.6 | 22111 | -115.3559 | 35.6131 | 159 | 125 | 120 |  | 157 | N | Natural Gas | Y | N | N | 9999 | N |  | Combined Cycle |  | 6897.8188 | 7501
55687_G_A02 | NV | 32003 | NV Energy-Walter Higgins | Higgins Generating Station | 9398411 | 97436513 | 55687 | BHG2 | 55687 | A02 | 1550 | A03 | 16.92 |  | 45.8092 | 40.22 | 40.22 | 2.9977 | 12.06 | 2022 | 156 | 19 | 182 | -1 | 54.6 | 22111 | -115.3559 | 35.6131 | 159 | 125 | 120 |  | 157 | N | Natural Gas | Y | N | N | 9999 | N |  | Combined Cycle |  | 6783.8892 | 7501
55687_G_ST1 | NV | 32003 | NV Energy-Walter Higgins | Higgins Generating Station | 9398411 | 55599513 |  |  | 55687 | ST1 | 1550 | A05 | 0.59 |  | 0.29 | 0.08 | 0.08 | 0.01 | 0.03 | 2022 | 15 | 3 | 265 | -1 | 75 | 22111 | -115.3559 | 35.6131 | 40 | 125 | 100 |  | 236 | N | Natural Gas | N | N | N | 9999 | N |  | Combined Cycle |  |  | 7501
55841_G_CT1 | NV | 32003 | Nevada Power Silverhawk | Silverhawk | 12770211 | 67165513 | 55841 | A01 | 55841 | CT1 | 1584 | A01,2 | 28.88 |  | 38.9618 | 42.16 | 42.16 | 2.2314 | 24.34 | 2022 | 150 | 5.5 | 360 | -1 | 21 | 22111 | -114.9607 | 36.4093 | 170 | 125 | 120 |  | 157 | N | Natural Gas | Y | N | N | 9999 | N | 55841_G_CT1;55841_G_ST1 | Combined Cycle |  | 5004.3193 | 7661
55841_G_CT2 | NV | 32003 | Nevada Power Silverhawk | Silverhawk | 12770211 | 67165613 | 55841 | A03 | 55841 | CT2 | 1584 | A03,4 | 26.77 |  | 39.3847 | 38.72 | 38.72 | 2.0334 | 22.35 | 2022 | 150 | 5.5 | 360 | -1 | 21 | 22111 | -114.96 | 36.4093 | 170 | 125 | 120 |  | 157 | N | Natural Gas | Y | N | N | 9999 | N |  | Combined Cycle |  | 4595.5688 | 7661
7082_G_5 | NV | 32003 | Nevada Power Company (Harry Allen) | Harry Allen | 9399011 | 67161113 | 7082 | **5 | 7082 | 5 | 0533 | 03 | 18.48 |  | 48.6844 | 42.6 | 42.6 | 3.155 | 23.71 | 2022 | 100 | 19 | 202 | -1 | 56.7 | 221112 | -114.9009 | 36.4304 | 185 | 125 | 120 |  | 151.6 | N | Natural Gas | Y | N | N | 9999 | N | 7082_G_5;7082_G_7 | Combined Cycle |  | 7409.1099 | 7078
7082_G_6 | NV | 32003 | Nevada Power Company (Harry Allen) | Harry Allen | 9399011 | 67161013 | 7082 | **6 | 7082 | 6 |  |  | 19.46 |  | 43.9404 | 39.52 | 39.52 | 2.9682 | 22 |  | 100 | 19 | 202 | -1 | 56.7 | 221112 | -114.9013 | 36.4309 |  | 125 | 120 |  | 151.6 | N | Natural Gas | Y | N | N | 9999 | N |  | Combined Cycle |  | 6873.6094 | 7078
7082_G_GT1 | NV | 32003 | Nevada Power Company (Harry Allen) | Harry Allen | 9399011 | 55526813 | 7082 | **3 | 7082 | GT1 | 0533 | 01 | 11.09 |  | 17.033 | 6.2 | 6.2 | 0.2568 | 0.93 | 2022 | 123 | 11.5 | 982 | -1 | 59.1 | 221112 | -114.9002 | 36.4283 | 75 | 125 | 120 |  | 72 | N | Natural Gas | Y | N | N | 9999 | N |  | Combustion Turbine |  | 1239.1606 | 11653
7082_G_GT4 | NV | 32003 | Nevada Power Company (Harry Allen) | Harry Allen | 9399011 | 67161213 | 7082 | **4 | 7082 | GT4 | 0533 | 09 | 2.73 |  | 8.2792 | 5.19 | 5.19 | 0.1765 | 0.94 | 2022 | 60 | 14 | 959 | -1 | 179 | 221112 | -114.9006 | 36.4285 | 75 | 125 | 120 |  | 72 | N | Natural Gas | Y | N | N | 9999 | N |  | Combustion Turbine |  | 892.27 | 11653
54350_G_GTA | NV | 32003 | Nevada Cogeneration Associates 1 |  | 7756911 | 67156613 |  |  |  |  | 0360 | 01 | 15.42 | 26.8 | 34.73 | 16.39 | 16.39 | 2.91 | 8.45 | 2022 | 70 | 6.9 | 422 | -1 | 84 | 22111 | -114.9204 | 36.3432 | 21.7 | 125 | 120 |  |  |  |  | N | N | N |  | N | 54350_G_GTA;54350_G_STM
54350_G_GTB | NV | 32003 | Nevada Cogeneration Associates 1 |  | 7756911 | 67156913 |  |  |  |  | 0360 | 02 | 9.93 | 27.11 | 37.94 | 16.58 | 16.58 | 2.95 | 8.55 | 2022 | 70 | 6.9 | 422 | -1 | 84 | 22111 | -114.9204 | 36.3432 | 21.7 | 125 | 120 |  |  |  |  | N | N | N |  | N
54350_G_GTC | NV | 32003 | Nevada Cogeneration Associates 1 |  | 7756911 | 67157013 |  |  |  |  | 0360 | 03 | 12.67 | 26.19 | 35.91 | 16.02 | 16.02 | 2.85 | 8.26 | 2022 | 70 | 6.9 | 422 | -1 | 84 | 22111 | -114.9204 | 36.3432 | 21.7 | 125 | 120 |  |  |  |  | N | N | N |  | N
55077_G_ED01 | NV | 32003 | San Diego Gas and Electric |  | 7757511 | 1853913 | 55077 | EDE1 |  |  |  |  | 25.61 |  | 33.241 | 13.51 | 13.51 | 1.7126 | 12.9 |  | 100 | 19 | 367 | -1 | 56 | 221112 | -114.993 | 35.7865 |  | 125 | 120 |  |  |  |  | Y | N | N |  | N | 55077_G_ED01;55077_G_ED03 |  |  | 3859.5916
55077_G_ED02 | NV | 32003 | San Diego Gas and Electric |  | 7757511 | 1854013 | 55077 | EDE2 |  |  |  |  | 24.71 |  | 33.6218 | 13.1 | 13.1 | 1.665 | 12.45 |  | 100 | 19 | 367 | -1 | 56 | 221112 | -114.9938 | 35.7865 |  | 125 | 120 |  |  |  |  | Y | N | N |  | N |  |  |  | 3704.0005
56224_B_BLR100 | NV | 32011 | TS POWER PLANT | TS Power Plant | 12758911 | 97868713 | 56224 | 001 | 56224 | BLR100 | A0359 | 10029 | 6.6753 |  | 315.1403 | 66.7525 | 66.7525 | 174.0797 | 1.8388 | 2022 | 350 | 16 | 190 | 13270.0002 | 65.9995 | 221112 | -116.5306 | 40.7474 | 2460 | 125 | 780 |  | 218 | N | Natural Gas | Y | N | N | 9999 | N |  | O/G Steam | 7662 | 7661.8301 | 10573
8224_B_1 | NV | 32013 | NORTH VALMY GENERATING STATION |  | 7302011 | 97874013 | 8224 | 1 |  |  | A0375 | 10158 | 568.313 |  | 1028.0018 | 35.9692 | 30.1062 | 2721.6701 | 3.5969 | 2022 | 504.9 | 18.44 | 285 | 11248.8502 | 42.1038 | 221112 | -117.1528 | 40.8813 | 2560 | 125 | 100 | 127 |  |  |  | Y | N | N |  | N |  |  | 4811 | 6441.5405
8224_B_2 | NV | 32013 | NORTH VALMY GENERATING STATION |  | 7302011 | 97874113 | 8224 | 2 |  |  | A0375 | 10159 | 1413.16 |  | 1239.9595 | 99.5852 | 83.3528 | 729.9454 | 0 | 2022 | 450.2 | 17 | 203 | 11066.5168 | 48.7358 | 221112 | -117.1528 | 40.8813 | 3050 | 125 | 100 |  |  |  |  | Y | N | N |  | N |  |  | 6668 | 6649.5
2330_B_1 | NV | 32019 | FORT CHURCHILL GENERATING STATION |  | 8209811 | 97830513 | 2330 | 1 |  |  | A0028 | 2004 | 630.57 |  | 212.4651 | 12.3803 | 12.3803 | 0.8883 | 56.124 | 2022 | 162 | 11.2 | 268 | 6886.5001 | 69.8711 | 221112 | -119.1313 | 39.128 | 1320 | 125 | 100 |  |  |  |  | Y | N | N |  | N |  |  | 6394 | 6393.8301
2330_B_2 | NV | 32019 | FORT CHURCHILL GENERATING STATION |  | 8209811 | 97830613 | 2330 | 2 |  |  | A0028 | 2007 | 608.557 |  | 201.9624 | 11.9519 | 11.9519 | 0.8748 | 54.1818 | 2022 | 162 | 11.2 | 304 | 6855.0001 | 69.5795 | 221112 | -119.1317 | 39.1282 | 1320 | 125 | 100 | 99 |  |  |  | Y | N | N |  | N |  |  | 6588 | 6587.7607
2336_B_3 | NV | 32029 | TRACY GENERATING STATION | Tracy | 7302811 | 97830913 | 2336 | 3 | 2336 | 3 | A0029 | 2021 | 112.998 |  | 44.563 | 2.576 | 2.576 | 0.1879 | 3.7094 | 2022 | 300 | 9.83 | 350 | 5904.4167 | 77.8 | 221112 | -119.5196 | 39.5613 | 1150 | 125 | 100 |  | 108 | N | Natural Gas | Y | N | N | 9999 | N |  | O/G Steam | 1479 | 1478.99 | 12280
2336_G_5 | NV | 32029 | TRACY GENERATING STATION | Tracy | 7302811 | 97831213 | 2336 | 6 | 2336 | 5 | A0029 | 2025 | 51.3677 |  | 230.9765 | 9.0644 | 9.0644 | 0.9006 | 8.0699 | 2022 | 225 | 12 | 367 | 8018.6001 | 70.8999 | 221112 | -119.5231 | 39.5613 | 920 | 125 | 140 |  | 40 | N | Natural Gas | Y | N | N | 9999 | N | 2336_G_5;2336_G_4 | Combined Cycle | 264 | 4849.1089 | 7673
2336_G_8 | NV | 32029 | TRACY GENERATING STATION | Tracy | 7302811 | 111114013 | 2336 | 8 | 2336 | 8 | A0029 | 23922 | 5.92 |  | 30.3921 | 22.1676 | 22.1676 | 3.319 | 2.2168 | 2022 | 150 | 18 | 173 | 16031.5476 | 63 | 221112 | -119.522 | 39.5613 | 2380 | 125 | 140 |  | 145 | N | Natural Gas | Y | N | N | 9999 | N | 2336_G_10;2336_G_8 | Combined Cycle | 1910 | 7252.938 | 7673
2336_G_9 | NV | 32029 | TRACY GENERATING STATION | Tracy | 7302811 | 111114113 | 2336 | 9 | 2336 | 9 | A0029 | 23923 | 6.06 |  | 28.6095 | 17.107 | 17.107 | 3.4191 | 2.8512 | 2022 | 150 | 18 | 173 | 16031.5476 | 63 | 221112 | -119.522 | 39.5613 | 2380 | 125 | 140 |  | 145 | N | Natural Gas | Y | N | N | 9999 | N |  | Combined Cycle | 7314 | 7313.7993 | 7673
2336_G_GT3 | NV | 32029 | TRACY GENERATING STATION | Tracy | 7302811 | 97831013 | 2336 | 4 | 2336 | GT3 |  |  | 10.63 |  | 22.0069 | 4.8877 | 4.8877 | 0.4896 | 3.1104 |  | 55 | 13.92 | 1000 | 22768.5837 | 149.6124 | 221112 | -119.5196 | 39.5613 |  | 125 | 140 |  | 66.3 | N | Natural Gas | Y | N | N | 9999 | N |  | Combustion Turbine |  | 2511.23 | 13489
2336_G_GT4 | NV | 32029 | TRACY GENERATING STATION | Tracy | 7302811 | 97831113 | 2336 | 5 | 2336 | GT4 | A0029 | 2024 | 18.87 |  | 20.3991 | 4.7895 | 4.7895 | 0.4668 | 3.0478 | 2022 | 55 | 13.83 | 1000 | 22768.5837 | 151.566 | 221112 | -119.5196 | 39.5613 | 1010 | 125 | 140 |  | 66.3 | N | Natural Gas | Y | N | N | 9999 | N |  | Combustion Turbine | 2379 | 2380.5212 | 13489
56500_G_A101 | NV | 32029 | WESTERN 102 POWER PLANT | Western 102 Power Plant | 12762111 | 97806713 |  |  | 56500 | A101 | A0016 | 1098 | 17.3499 |  | 15.6041 | 6.0275 | 6.0275 | 11.4563 | 1.0211 | 2022 | 54.8 | 3.7 | 726 | 1109.4833 | 103.1875 | 221112 | -119.5105 | 39.5595 | 0.01 |  | 140 |  | 8.8 | N | Natural Gas | N | N | N | 9999 | N |  | Combustion Turbine | 4420 |  | 10872
50739_B_0100 | NH | 33003 | PINETREE POWER - TAMWORTH | Stored Solar Tamworth, LLC | 5209311 | 26128113 |  |  | 50739 | 0100 | 3300300019 | 001 | 102.723 | 1.0633 | 34.4705 | 7.6903 | 7.6155 | 0.12484 | 1.7478 | 2020 | 197 | 8.5 | 420 | 3001.8167 | 52.9 | 221117 | -71.1969 | 43.8358 | 404 | 125 | 100 | 121&128&139&140&99 | 20 | N | Biomass | N | N | N | 9999 | N |  | Biomass | 2944 |  | 17144
58054_B_ST01 | NH | 33007 | BURGESS BIOPOWER | Burgess BioPower | 17167211 | 114382213 | 58054 | ST01 | 58054 | ST01 | 3300790137 | 001 | 162.1 | 0.28762 | 258.1929 | 24.534 | 23.7528 | 17.5921 | 7.3472 | 2022 | 320 | 11.25 | 369 | 6366.6667 | 64.05 | 221117 | -71.1752 | 44.4713 | 1010 | 125 | 100 |  | 68 | N | Biomass | Y | N | N | 9999 | N |  | Biomass | 8272 | 8280.7109 | 13694
50208_B_B1 | NH | 33009 | PINETREE POWER - BETHLEHEM | Stored Solar Bethlehem LLC | 7868311 | 3382613 |  |  | 50208 | B1 | 3300900026 | 001 | 114.651 | 0.64205 | 27.0593 | 5.9326 | 5.7663 | 0.28892 | 1.7014 | 2020 | 197 | 7.5 | 420 | 2385.65 | 54 | 221117 | -71.6805 | 44.3278 | 289 | 125 | 100 |  | 15 | N | Biomass | N | N | N | 9999 | N |  | Biomass | 2667 |  | 15924
10290_B_EU1 | NH | 33009 | BRIDGEWATER POWER COMPANY | Bridgewater Power LP | 7758611 | 1840213 |  |  | 10290 | EU1 | 3300900021 | 001 | 194.228 | 4.1297 | 74.962 | 50.4885 | 46.1521 | 1.0437 | 1.0514 | 2020 | 196 | 6 | 370 | 1916.6667 | 67.8 | 221117 | -71.6589 | 43.7139 | 250 | 125 | 100 |  | 16 | N | Biomass | N | N | N | 9999 | N |  | Biomass | 8760 |  | 15710
58595_B_B1 | NH | 33009 | INDECK ENERGY - ALEXANDRIA LLC |  | 14563111 | 88257213 |  |  |  |  | 3300900029 | 001 | 0 | 0 | 0 | 0 | 0 | 0 | 0 | 2020 | 150 | 5 | 305 | 1488.0833 | 75.8 | 221117 | -71.7808 | 43.5612 | 250 | 125 | 100 |  |  |  |  | N | N | N |  | N |  |  | 2649
2364_B_1 | NH | 33013 | GSP MERRIMACK LLC | Merrimack | 8178911 | 6758313 | 2364 | 1 | 2364 | 1 | 3301300026 | 001 | 15.1094 | 0.045532 | 158.3372 | 17.6615 | 16.6585 | 44.7698 | 3.3126 | 2022 | 445 | 21.5 | 131 | 22710.3337 | 62.5 | 221112 | -71.4675 | 43.1411 | 1090 | 125 | 100 |  | 108 | N | Bituminous | Y | N | N | 9999 | N |  | Coal Steam | 1359 | 1359.1803 | 11390
2364_B_2 | NH | 33013 | GSP MERRIMACK LLC | Merrimack | 8178911 | 6757913 | 2364 | 2 | 2364 | 2 | 3301300026 | 002 | 21.6847 | 0.029093 | 258.5333 | 25.0062 | 23.5872 | 62.8012 | 4.7558 | 2022 | 445 | 21.5 | 131 | 22710.3337 | 62.5 | 221112 | -71.4675 | 43.1411 | 3470 | 125 | 100 |  | 330 | N | Bituminous | Y | N | N | 9999 | N |  | Coal Steam | 868 | 869.38 | 10988
50873_B_B1 | NH | 33013 | WHEELABRATOR CONCORD COMPANY LP | Wheelabrator Concord Facility | 7301111 | 8527813 |  |  | 50873 | B1 | 3301300102 | 001 | 13.99 | 0.24144 | 130.77 | 5.2793 | 5.2793 | 13.71 | 0.40377 | 2022 | 240 | 5.7 | 277 | 2148.9833 | 85.4 | 562213 | -71.5769 | 43.2867 | 108 | 103 | 270 |  | 6 | N | MSW | N | Y | N | 9999 | N |  | Municipal Solid Waste | 84 |  | 20068
50873_B_B2 | NH | 33013 | WHEELABRATOR CONCORD COMPANY LP | Wheelabrator Concord Facility | 7301111 | 8527913 |  |  | 50873 | B2 | 3301300102 | 002 | 13.89 | 0.30307 | 122.91 | 7.1949 | 7.1949 | 15.38 | 0.90798 | 2020 | 240 | 5.7 | 277 | 2148.9833 | 85.4 | 562213 | -71.5769 | 43.2867 | 108 | 103 | 270 | 127&140&207&42 | 6 | N | MSW | N | Y | N | 9999 | N |  | Municipal Solid Waste | 8303 |  | 20068
2364_G_GT1 | NH | 33013 | GSP MERRIMACK LLC | Merrimack | 8178911 | 6758513 | 2364 | CT1 | 2364 | GT1 | 3301300026 | 003 | 0.31902 |  | 2.0454 | 0.10631 | 0.10387 | 0.014216 | 0.003847 | 2022 | 20 | 13.7 | 840 | 13683.3336 | 92.8 | 221112 | -71.4705 | 43.141 | 319 | 125 | 120 |  | 16.8 | N | Distillate Fuel Oil | Y | N | N | 9999 | N |  | Combustion Turbine | 89 | 21 | 15313
2364_G_GT2 | NH | 33013 | GSP MERRIMACK LLC | Merrimack | 8178911 | 6758113 | 2364 | CT2 | 2364 | GT2 | 3301300026 | 004 | 0.54244 |  | 1.5748 | 0.12543 | 0.12255 | 0.016772 | 0.0045388 | 2022 | 20 | 13.7 | 840 | 13683.3336 | 92.8 | 221112 | -71.4708 | 43.1409 | 319 | 125 | 120 |  | 16.8 | N | Distillate Fuel Oil | Y | N | N | 9999 | N |  | Combustion Turbine | 98 | 16 | 15322
8002_B_1 | NH | 33015 | GSP NEWINGTON LLC | Newington | 7288011 | 8537013 | 8002 | 1 | 8002 | 1 | 3301500054 | 001 | 25.4996 |  | 192.7939 | 8.3453 | 8.1065 | 353.8976 | 4.2245 | 2022 | 410 | 20.8 | 500 | 28566.6672 | 84.5 | 221112 | -70.7911 | 43.0997 | 4350 | 125 | 100 |  | 400 | N | Natural Gas, Residual Fuel Oil | Y | N | N | 9999 | N |  | O/G Steam | 741 | 741.2601 | 12657
2367_G_GT1 | NH | 33015 | GSP SCHILLER LLC | Schiller | 7287811 | 8539213 | 2367 | CT1 | 2367 | GT1 | 3301500012 | 003 | 0.40682 |  | 1.2248 | 0.066834 | 0.066834 | 0.0088049 | 0.0023828 | 2021 | 20 | 13.7 | 905 | 9906.4335 | 67.4 | 221112 | -70.785 | 43.0978 | 290 | 125 | 120 |  | 17 | N | Distillate Fuel Oil | Y | N | N | 9999 | N |  | Combustion Turbine |  | 11 | 15699
55170_G_CT11 | NH | 33015 | GRANITE RIDGE ENERGY LLC | Granite Ridge | 7458411 | 12074913 | 55170 | 0002 | 55170 | CT11 |  |  | 181.507 | 48.4685 | 60.8297 | 7.5071 | 7.5071 | 3.9399 | 4.0423 |  | 132 | 20.7 | 190 | 15853.2503 | 47.2 | 221112 | -71.4261 | 42.9039 |  | 125 | 120 |  | 222 | N | Natural Gas | Y | N | N | 9999 | N |  | Combined Cycle |  | 6164.6685 | 7348
55170_G_CT12 | NH | 33015 | GRANITE RIDGE ENERGY LLC | Granite Ridge | 7458411 | 12074713 | 55170 | 0001 | 55170 | CT12 | 3301590782 | 002 | 192.921 | 64.3529 | 54.3471 | 14.9926 | 14.9926 | 3.4759 | 4.563 | 2022 | 132 | 20.7 | 190 | 15853.2503 | 47.2 | 221112 | -71.4258 | 42.9036 | 2850 | 125 | 120 | 139 | 222 | N | Natural Gas | Y | N | N | 9999 | N |  | Combined Cycle | 6165 | 5484.0688 | 7348
55170_G_STG | NH | 33015 | GRANITE RIDGE ENERGY LLC | Granite Ridge | 7458411 | 12075013 |  |  | 55170 | STG | 3301590782 | 004 | 0.003013 |  | 0.029082 | 0.0010114 | 0.0010114 | 0.000917 | 0.000786 | 2022 | 10 | 0.5 | 1000 | 16.6666 | 84.9 | 221112 | -71.4264 | 42.9036 | 1.41 | 125 | 160 |  | 234 | N | Natural Gas | N | N | N | 9999 | N |  | Combined Cycle | 26 |  | 7348
55661_G_GT-1 | NH | 33015 | ESSENTIAL POWER NEWINGTON LLC | Newington | 7458511 | 12074413 | 55661 | 1 | 55661 | GT-1 | 3301590793 | 001 | 60.919 | 4.716 | 33.9458 | 17.2625 | 17.2625 | 1.539 | 2.1809 | 2022 | 150 | 16.8 | 315 | 17628.2503 | 80 | 221112 | -70.8053 | 43.1033 | 2220 | 125 | 120 |  | 164.4 | N | Natural Gas, Distillate Fuel Oil | Y | N | N | 9999 | N |  | Combined Cycle | 3040 | 2898.0383 | 7529
55661_G_GT-2 | NH | 33015 | ESSENTIAL POWER NEWINGTON LLC | Newington | 7458511 | 12074313 | 55661 | 2 | 55661 | GT-2 | 3301590793 | 002 | 72.995 | 5.341 | 35.0151 | 13.7171 | 13.7171 | 1.5891 | 2.4773 | 2022 | 150 | 16.8 | 315 | 17628.2503 | 80 | 221112 | -70.8053 | 43.1033 | 2220 | 125 | 120 |  | 164.4 | N | Natural Gas, Distillate Fuel Oil | Y | N | N | 9999 | N |  | Combined Cycle | 3270 | 3056.95 | 7529
55661_G_ST | NH | 33015 | ESSENTIAL POWER NEWINGTON LLC | Newington | 7458511 | 12074113 |  |  | 55661 | ST | 3301590793 | 004 | 0.3108 |  | 0.37 | 0.02812 | 0.02812 | 0.00222 | 0.02035 | 2022 | 38 | 2 | 300 | 131.6666 | 41.9 | 221112 | -70.8053 | 43.1033 | 25.2 | 125 | 100 |  | 231.7 | N | Natural Gas, Distillate Fuel Oil | N | N | N | 9999 | N |  | Combined Cycle | 300 |  | 7529
54663_G_GEN1 | NH | 33017 | TURNKEY RECYCLING & ENVIRONMENTAL ENTERPRISES | Turnkey Landfill Gas Recovery | 7237811 | 7568813 |  |  | 54663 | GEN1 | 3301700003 | 002 | 22.2651 |  | 14.2029 | 1.4399 | 1.4399 | 3.103 | 0.042192 | 2022 | 40 | 0.67 | 819 | 102.0666 | 289.5 | 562212 | -70.9672 | 43.2422 | 10 | 104 | 160 |  | 0.8 | N | Landfill Gas | N | N | N | 9999 | N |  | Landfill Gas | 7292 |  | 13500
54663_G_GEN2 | NH | 33017 | TURNKEY RECYCLING & ENVIRONMENTAL ENTERPRISES | Turnkey Landfill Gas Recovery | 7237811 | 7568713 |  |  | 54663 | GEN2 | 3301700003 | 003 | 4.8469 |  | 2.6176 | 0.40001 | 0.40001 | 0.862 | 0.011693 | 2020 | 40 | 0.67 | 819 | 102.0666 | 289.5 | 562212 | -70.9672 | 43.2422 | 10 | 104 | 160 |  | 0.8 | N | Landfill Gas | N | N | N | 9999 | N |  | Landfill Gas | 2071 |  | 13500
54663_G_GEN3 | NH | 33017 | TURNKEY RECYCLING & ENVIRONMENTAL ENTERPRISES | Turnkey Landfill Gas Recovery | 7237811 | 7569013 |  |  | 54663 | GEN3 | 3301700003 | 004 | 0.9367 |  | 0.4023 | 0.08336 | 0.08336 | 0.165 | 0.002392 | 2022 | 40 | 0.67 | 819 | 102.0666 | 289.5 | 562212 | -70.9672 | 43.2422 | 10 | 104 | 160 |  | 0.8 | N | Landfill Gas | N | N | N | 9999 | N |  | Landfill Gas | 420 |  | 13500
54663_G_GEN4 | NH | 33017 | TURNKEY RECYCLING & ENVIRONMENTAL ENTERPRISES | Turnkey Landfill Gas Recovery | 7237811 | 7569113 |  |  | 54663 | GEN4 | 3301700003 | 005 | 1.97 |  | 1.2173 | 0.16536 | 0.16536 | 0.409 | 0.005001 | 2022 | 40 | 0.67 | 819 | 102.0666 | 289.5 | 562212 | -70.9672 | 43.2422 | 10 | 104 | 160 |  | 0.8 | N | Landfill Gas | N | N | N | 9999 | N |  | Landfill Gas | 783 |  | 13500
54663_G_GEN5 | NH | 33017 | TURNKEY RECYCLING & ENVIRONMENTAL ENTERPRISES | Turnkey Landfill Gas Recovery | 7237811 | 7568413 |  |  | 54663 | GEN5 | 3301700003 | 012 | 15.7029 |  | 17.0283 | 5.1176 | 5.1176 | 8.3061 | 0.18919 | 2020 | 49 | 4 | 728 | 1481.25 | 117.9 | 562212 | -70.9664 | 43.2422 | 42 | 104 | 120 |  | 2.9 | N | Landfill Gas | N | N | N | 9999 | N |  | Landfill Gas | 8056 |  | 19558
54663_G_GEN6 | NH | 33017 | TURNKEY RECYCLING & ENVIRONMENTAL ENTERPRISES | Turnkey Landfill Gas Recovery | 7237811 | 7568313 |  |  | 54663 | GEN6 | 3301700003 | 013 | 13.9542 |  | 18.7716 | 5.1054 | 5.1054 | 8.26 | 0.18937 | 2020 | 49 | 4 | 432 | 1464.3166 | 116.5 | 562212 | -70.9661 | 43.2422 | 42 | 104 | 120 |  | 2.9 | N | Landfill Gas | N | N | N | 9999 | N |  | Landfill Gas | 7430 |  | 19558
10838_B_BLR1 | NH | 33019 | SPRINGFIELD POWER LLC | Stored Solar Springfield, LLC | 7853911 | 2824413 |  |  | 10838 | BLR1 | 3301900031 | 001 | 16.5138 | 0.039249 | 2.7028 | 0.20524 | 0.20007 | 0.0089034 | 0.059352 | 2020 | 212 | 6.4 | 342 | 1560 | 48.5 | 221117 | -72.056 | 43.443 | 221 | 125 | 100 |  | 16.1 | N | Biomass | N | N | N | 9999 | N |  | Biomass | 127 |  | 13500
2398_G_2201 | NJ | 34003 | Bergen Generating Station | Bergen Generating Station | 7392311 | 10494713 |  |  | 2398 | 2201 | 02488 | U1 | 69.0292 | 5.8841 | 177.1141 | 38.0544 | 38.0544 | 4.9098 | 5.6967 | 2022 | 213 | 18.417 | 235 | 13583.3336 | 50.9687 | 221112 | -74.025 | 40.8396 | 1520 | 125 | 120 |  | 174 | N | Natural Gas, Distillate Fuel Oil | Y | N | N | 9999 | N | 2398_G_1501;2398_G_1301;2398_G_1201;2398_G_1401;2398_G_2301;2398_G_2101;2398_G_1101;2398_G_2201 | Combined Cycle | 3288 |  | 7813
2399_G_124 | NJ | 34005 | Burlington Generating Station | PSEG Burlington Generating Station | 7310911 | 10701713 |  |  | 2399 | 124 | 45979 | U15 | 26.0223 | 2.8359 | 29.2037 | 1.8285 | 1.8285 | 0.2416 | 1.6957 | 2022 | 100 | 9 | 820 | 9500.0001 | 149.2704 | 221112 | -74.8772 | 40.0765 | 460 | 125 | 120 |  | 42 | N | Natural Gas, Distillate Fuel Oil | Y | N | N | 9999 | N | 2399_G_121;2399_G_124;2399_G_123;2399_G_122 | Combustion Turbine | 57 |  | 10745
10751_G_GEN2 | NJ | 34007 | Camden Plant Holding, LLC | Camden Plant Holdings LLC | 5119811 | 25826013 | 10751 | 002001 | 10751 | GEN2 | 51608 | U1 | 1.77 | 0.35 | 24.5201 | 2.01 | 2.01 | 0.298 | 0.69 | 2022 | 80 | 16 | 250 | 14083.3336 | 70.0165 | 221112 | -75.1181 | 39.9182 | 1140 | 125 | 100 |  | 65.2 | N | Natural Gas | Y | N | N | 9999 | N | 10751_G_GEN1;10751_G_GEN2 | Combined Cycle | 333 | 929.2802 | 8774
10435_B_SG101A | NJ | 34007 | Camden County Energy Recovery Associates L.P. | Camden Resource Recovery Facility | 7391611 | 10514513 |  |  | 10435 | SG101A | 51614 | U1 | 51.33 | 4.92 | 461.41 | 24.22 | 24.22 | 69.63 | 2.94 | 2022 | 365 | 6 | 300 | 1666.6667 | 58.9225 | 562213 | -75.1167 | 39.9094 | 465 | 103 | 270 |  | 11 | N | MSW | N | Y | N | 9999 | N |  | Municipal Solid Waste | 8049 |  | 22061
2434_G_11 | NJ | 34011 | VMEU - Down Station | Howard Down | 7201811 | 66307513 | 2434 | U11 | 2434 | 11 | 75507 | U11 | 3.071 | 1.879 | 4.9647 | 2.44 | 2.384 | 0.2363 | 0.376 | 2022 | 200 | 6.25 | 350 | 11745.0835 | 382.6761 | 221112 | -75.0341 | 39.4892 | 590 | 125 | 120 | 109&139&99 | 55 | N | Natural Gas, Distillate Fuel Oil | Y | N | N | 9999 | N |  | Combustion Turbine | 1 | 1243.0096 | 10745
5083_G_CUMB | NJ | 34011 | Cumberland Energy Center | Cumberland (NJ) | 7201911 | 10062713 | 5083 | 004001 | 5083 | CUMB |  |  | 21.866 | 1.706 | 7.8807 | 1.826 | 1.825 | 0.0548 | 0.0425 |  | 65 | 13.417 | 800 | 21666.6671 | 153.1851 | 221112 | -74.9654 | 39.3754 |  | 125 | 120 |  | 86.9 | N | Natural Gas, Distillate Fuel Oil | Y | N | N | 9999 | N |  | Combustion Turbine |  | 197.92 | 10745
5083_G_CUMB2 | NJ | 34011 | Cumberland Energy Center | Cumberland (NJ) | 7201911 | 10062813 | 5083 | 05001 | 5083 | CUMB2 | 75508 | U4 | 1.9716 | 2.479 | 3.7362 | 2.141 | 2.14 | 0.2306 | 0.61 | 2022 | [5 empty] | 221112 | -74.9652 | 39.3758 | 1150 | 125 | 120 |  | 96.5 | N | Natural Gas, Distillate Fuel Oil | Y | N | N | 9999 | N |  | Combustion Turbine | 6 | 973.1002 | 10745
56884_G_GEN1 | NJ | 34011 | CUMBERLAND GAS TO ENERGY PLANT | Cumberland County Solid Waste Complex | 12741811 | 66074113 |  |  | 56884 | GEN1 | 75697 | U1 | 67.45 | 0 | 12.61 | 6.26 | 6.26 | 11.81 | 1.51 | 2022 | 20 | 2 | 898 | 207.9333 | 66.1606 | 221118 | -75.0963 | 39.4533 | 50 | 125 | 160 |  | 1.6 | N | Landfill Gas | N | N | N | 9999 | N | 56884_G_GEN 3;56884_G_GEN1;56884_G_GEN 2 | Landfill Gas | 627 |  | 13500
58235_G_1 | NJ | 34011 | VMEU - Clayville Station | Clayville | 18994411 | 137443913 | 58235 | U1 | 58235 | 1 | 75808 | U1 | 2.87 | 0.959 | 4.0732 | 0.436 | 0.256 | 0.2063 | 0.323 | 2022 | [5 empty] | 221112 | -75.0196 | 39.4251 | 628 | 125 | 120 |  | 55 | N | Natural Gas | Y | N | N | 9999 | N |  | Combustion Turbine | 1091 | 1090.6904 | 10745
7288_G_SEHR | NJ | 34011 | Sherman Energy Center | Sherman Avenue | 8094711 | 7143213 | 7288 | 1 | 7288 | SEHR | 75476 | U1 | 8.6895 | 1.734 | 10.7917 | 0.386 | 0.385 | 0.0845 | 0.6378 | 2022 | 65 | 13.417 | 317 | 21666.6671 | 153.1851 | 221112 | -75.056 | 39.4498 | 81 | 125 | 120 |  | 86.9 | N | Natural Gas, Distillate Fuel Oil | Y | N | N | 9999 | N |  | Combustion Turbine | 264 | 300.09 | 13167
2379_G_CA1 | NJ | 34011 | Carlls Energy Center | Carlls Corner | 7462211 | 11673713 | 2379 | 002001 | 2379 | CA1 | 75512 | U1 | 14.136 | 0.0936 | 13.0998 | 0.307 | 0.307 | 0.8659 | 0.081 | 2022 | [5 empty] | 221112 | -75.2016 | 39.4539 | 660 | 125 | 120 |  | 37.6 | N | Natural Gas, Distillate Fuel Oil | Y | N | N | 2023 | N |  | Combustion Turbine | 119 | 130.22 | 15982
2379_G_CA2 | NJ | 34011 | Carlls Energy Center | Carlls Corner | 7462211 | 11673813 | 2379 | 003001 | 2379 | CA2 | 75512 | U2 | 19.771 | 0.077 | 15.9567 | 0.291 | 0.291 | 1.7778 | 0.099 | 2022 | [5 empty] | 221112 | -75.2016 | 39.4539 | 660 | 125 | 120 |  | 39.2 | N | Natural Gas, Distillate Fuel Oil | Y | N | N | 2023 | N |  | Combustion Turbine | 26 | 158.25 | 15982
10643_B_3 | NJ | 34013 | Covanta Essex Company | Covanta Essex Company | 8177011 | 6822113 |  |  | 10643 | 3 | 07736 | U1 | 148.897 | 12.526 | 795.2285 | 69.432 | 65.201 | 38.946 | 4.247 | 2022 | 279 | 7.583 | 285 | 3016.6667 | 66.7698 | 562213 | -74.1263 | 40.7389 | 1010 | 103 | 270 | 128&129&140&48 | 20 | N | MSW | N | Y | N | 9999 | N | 10643_B_3;10643_B_2;10643_B_1 | Municipal Solid Waste | 151 |  | 20422
58079_G_GT-1 | NJ | 34013 | Newark Energy Center | Newark Energy Center | 17800111 | 124740813 |  |  | 58079 | GT-1 | 08857 | U1 | 5.55 | 23.83 | 91.46 | 14.49 | 14.49 | 5.58 | 7.26 | 2022 | 100 | 22 | 181 | 18684.167 | 49.1319 | 221112 | -74.1268 | 40.7072 | 5060 | 125 | 140 |  | 209.3 | N | Natural Gas | N | N | N | 9999 | N | 58079_G_GT-2;58079_G_GT-1 | Combined Cycle | 2236 |  | 7050
54708_G_1 | NJ | 34013 | MONTCLAIR STATE UNIVERSITY |  | 7463911 | 11654813 |  |  |  |  | 07524 | U1 | 1.207 | 0 | 2.141 | 0.086 | 0.086 | 0.035 | 0.651 | 2022 | [5 empty] | 611310 | -74.2011 | 40.8597 | 57 | 148 | 160 |  |  |  |  | N | N | N |  | N |  |  | 513
50385_G_GEN2 | NJ | 34013 | Newark Bay Cogeneration Partnership LP |  | 7464111 | 11647813 | 50385 | 2001 |  |  | 07617 | U2 | 0.06 | 0.09 | 1.1304 | 0.15 | 0.15 | 0.0176 | 0.008 | 2022 | 175 | 11 | 250 | 8850.0001 | 93.0879 | 221112 | -74.1303 | 40.7202 | 640 | 125 | 120 |  |  |  |  | Y | N | N |  | N |  |  | 103 | 102.7
50385_G_GEN1 | NJ | 34013 | Newark Bay Cogeneration Partnership LP |  | 7464111 | 11647913 | 50385 | 1001 |  |  | 07617 | U1 | 0.04 | 0.04 | 1.0949 | 0.09 | 0.09 | 0.0146 | 0.005 | 2022 | 175 | 11 | 250 | 8016.6668 | 84.3225 | 221112 | -74.1303 | 40.7202 | 640 | 125 | 120 |  |  |  |  | Y | N | N |  | N |  |  | 83 | 83.35
2401_G_9 | NJ | 34013 | ESSEX GENERATING STATION |  | 7478411 | 11647013 | 2401 | 35001 |  |  | 07627 | U1 | 0.4836 | 0.0379 | 0.5488 | 0.0183 | 0.0183 | 0.0034 | 0.0258 | 2022 | 65 | 14.083 | 374 | -1 | 55.8 | 221112 | -74.119 | 40.7382 | 81 | 125 | 120 |  |  |  |  | Y | N | N |  | N |  |  | 24 | 13.69
50885_B_BLR2 | NJ | 34015 | WHEELABRATOR GLOUCESTER COMPANY L P | Wheelabrator Gloucester LP | 7701011 | 12110213 |  |  | 50885 | BLR2 | 55793 | U1 | 26.24 | 1.91 | 225.18 | 12.11 | 12.11 | 9.04 | 2.38 | 2022 | 260 | 4 | 250 | 1166.6666 | 92.803 | 562213 | -75.1382 | 39.8736 | 108 | 103 | 270 |  | 6 | N | MSW | N | Y | N | 9999 | N | 50885_B_BLR1;50885_B_BLR2 | Municipal Solid Waste | 413 |  | 23668
50561_G_GTG2 | NJ | 34015 | Eagle Point Power Generation LLC | Eagle Point Power Generation | 16662211 | 107406013 |  |  | 50561 | GTG2 | 56220 | U99 | 4.29 | 3.14 | 28.77 | 1.61 | 1.61 | 0.04 | 0.9254 | 2022 | 80 | 8 | 300 | 12333.3335 | 245.2651 | 221112 | -75.1558 | 39.8714 | 3250 | 125 | 120 |  | 85 | N | Natural Gas, Distillate Fuel Oil | N | N | N | 9999 | N | 50561_G_STG1;50561_G_GTG1;50561_G_GTG2 | Combined Cycle | 46 |  | 8961
50628_G_GEN1 | NJ | 34015 | Paulsboro Refining Company LLC | Paulsboro Refinery | 7201311 | 10077613 |  |  | 50628 | GEN1 | 55829 | U20 | 32.93 | 0.06 | 229.66 | 15.81 | 15.81 | 3.65 | 6.44 | 2022 | 155 | 4.5 | 515 | 266.6666 | 16.7601 | 324110 | -75.2624 | 39.8444 | 484 | 126 | 100 |  | 27 | Y | Natural Gas | N | Y | N | 9999 | N | 50628_G_GEN1;50628_G_GEN4;50628_B_2B;50628_B_2C;50628_B_2A;50628_B_HRSG | Combustion Turbine | 8224 |  | 8700
56963_G_E101 | NJ | 34015 | West Depford Energy Station | West Deptford Energy Station | 17169211 | 118496413 |  |  | 56963 | E101 | 56078 | U1 | 92.51 | 70.88 | 47.21 | 14.11 | 14.11 | 4.51 | 10.71 | 2022 | 150 | 19 | 194 | 21966.6671 | 77.4448 | 221112 | -75.2212 | 39.8411 | 5370 | 125 | 120 |  | 210.9 | N | Natural Gas | Y | N | N | 9999 | N | 56963_G_E101;56963_G_E102;56963_G_STG1 | Combined Cycle | 3267 |  | 7074
8008_G_MICK | NJ | 34015 | Mickleton Energy Center | Mickleton Station | 7700911 | 12111013 | 8008 | 001001 | 8008 | MICK | 55784 | U1 | 0.9465 | 0.067 | 14.5685 | 0.15 | 0.15 | 0.0146 | 0.0572 | 2022 | 32 | 2.1 | 198 | 111.1 | 31.9 | 221112 | -75.2487 | 39.813 | 59 | 125 | 120 |  | 63.7 | N | Natural Gas | Y | N | N | 2023 | N |  | Combustion Turbine | 63 | 63.1 | 16633
10043_B_B01 | NJ | 34015 | Logan Generating Plant |  | 8093811 | 7154613 | 10043 | 1001 |  |  | 55834 | U1 | 104.99 | 0.0301 | 158.3837 | 15.776 | 15.5763 | 164.2901 | 3.2865 | 2022 | 197.5 | 9 | 317 | 3478 | 54.7 | 221112 | -75.4075 | 39.7916 | 2370 | 125 | 100 |  |  |  |  | Y | N | N |  | N |  |  | 2247 | 2290.9897
2404_G_142 | NJ | 34017 | Kearny Generating Station | PSEG Kearny Generating Station | 7217311 | 107401813 |  |  | 2404 | 142 | 12200 | U13 | 21.9255 | 3.7252 | 6.996 | 1.8519 | 1.8519 | 0.5445 | 2.0506 | 2022 | 100 | 11 | 837 | 9971.6668 | 104.886 | 221112 | -74.0972 | 40.738 | 2940 | 125 | 120 |  | 46.9 | N | Natural Gas | Y | N | N | 9999 | N | 2404_G_134;2404_G_133;2404_G_142;2404_G_141;2404_G_131;2404_G_132 | Combustion Turbine | 1325 |  | 10745
2404_G_N124 | NJ | 34017 | Kearny Generating Station | PSEG Kearny Generating Station | 7217311 | 66329213 |  |  | 2404 | N124 | 12200 | U14 | 45.9514 | 3.1867 | 40.9382 | 1.4331 | 1.4331 | 0.2647 | 2.1636 | 2022 | 80 | 9.8 | 820 | 9500.0001 | 125.8945 | 221112 | -74.0972 | 40.738 | 1850 | 125 | 120 |  | 43.7 | N | Natural Gas, Distillate Fuel Oil | N | N | N | 9999 | N | 2404_G_N121;2404_G_N124;2404_G_N123;2404_G_N122 | Combustion Turbine | 19 |  | 10745
56964_G_GT8 | NJ | 34017 | Bayonne Energy Center | Bayonne Energy Center | 15658011 | 99940113 |  |  | 56964 | GT8 | 12863 | U1 | 33.9225 | 33.1099 | 26.5701 | 10.3541 | 10.3541 | 2.4654 | 1.4356 | 2022 | 140 | 11 | 800 | 12594.2502 | 132.4714 | 221112 | -74.094 | 40.6544 | 4820 | 125 | 120 |  | 60.8 | N | Natural Gas, Distillate Fuel Oil | Y | N | N | 9999 | N | 56964_G_GT2;56964_G_GT7;56964_G_GT3;56964_G_GT1;56964_G_GT6;56964_G_GT4;56964_G_GT5;56964_G_GT8 | Combustion Turbine | 2754 |  | 10745
56964_G_GT9 | NJ | 34017 | Bayonne Energy Center | Bayonne Energy Center | 15658011 | 135756313 | 56964 | GT9 | 56964 | GT9 | 12863 | U4 | 8.7886 | 4.9656 | 6.0004 | 8.2361 | 8.2361 | 0.448 | 1.4043 | 2022 | [5 empty] | 221112 | -74.0912 | 40.6531 | 1290 | 125 | 120 |  | 62.1 | N | Natural Gas, Distillate Fuel Oil, Hydrogen | Y | N | N | 9999 | N | 56964_G_GT9;56964_G_GT10 | Combustion Turbine | 3178 | 2590.4985 | 10745
2393_G_4 | NJ | 34019 | Gilbert Generating Station | Gilbert | 7312511 | 10666113 | 2393 | 04 | 2393 | 4 | 80002 | U2210 | 3.85 | 0 | 2.606 | 0.52 | 0.52 | 0.0619 | 0.03 | 2022 | 175 | 14.083 | 420 | 16500.0003 | 105.8836 | 221112 | -75.1621 | 40.5667 | 52 | 125 | 120 |  | 49 | N | Natural Gas | Y | N | N | 9999 | N | 2393_G_8;2393_G_4 | Combined Cycle | 333 | 333.25 | 10938
2393_G_5 | NJ | 34019 | Gilbert Generating Station | Gilbert | 7312511 | 10666213 | 2393 | 05 | 2393 | 5 | 80002 | U2211 | 5 | 0 | 3.6022 | 0.63 | 0.63 | 0.0793 | 0.03 | 2022 | 175 | 14.083 | 420 | 16500.0003 | 105.8836 | 221112 | -75.1621 | 40.5667 | 52 | 125 | 120 |  | 53 | N | Natural Gas | Y | N | N | 9999 | N |  | Combined Cycle | 423 | 423.12 | 10938
2393_G_6 | NJ | 34019 | Gilbert Generating Station | Gilbert | 7312511 | 10666913 | 2393 | 06 | 2393 | 6 | 80002 | U2212 | 11 | 0 | 2.3574 | 0.63 | 0.63 | 0.0743 | 0.13 | 2022 | 175 | 14.083 | 420 | 16500.0003 | 105.8836 | 221112 | -75.1621 | 40.5667 | 52 | 125 | 120 |  | 55 | N | Natural Gas | Y | N | N | 9999 | N |  | Combined Cycle | 397 | 397.1 | 10938
2393_G_7 | NJ | 34019 | Gilbert Generating Station | Gilbert | 7312511 | 10666313 | 2393 | 07 | 2393 | 7 | 80002 | U2213 | 3 | 0 | 3.3535 | 0.48 | 0.48 | 0.0719 | 0.09 | 2022 | 175 | 14.083 | 420 | 16500.0003 | 105.8836 | 221112 | -75.1621 | 40.5667 | 52 | 125 | 120 |  | 55.5 | N | Natural Gas | Y | N | N | 9999 | N |  | Combined Cycle | 382 | 381.64 | 10938
2393_G_9 | NJ | 34019 | Gilbert Generating Station | Gilbert | 7312511 | 10667013 | 2393 | 9 | 2393 | 9 | 80002 | U2323 | 7 | 0 | 6.7473 | 0.5 | 0.5 | 0.1541 | 0.04 | 2022 | 80 | 10 | 1060 | 28333.3339 | 360.606 | 221112 | -75.1621 | 40.5667 | 1800 | 125 | 120 |  | 152.7 | N | Distillate Fuel Oil | Y | N | N | 9999 | N |  | Combustion Turbine | 101 | 108.92 | 16221
50094_G_7213 | NJ | 34021 | Vicinity Energy Trenton, L.P. |  | 8238011 | 5148413 |  |  |  |  | 61015 | U11 | 0.45 | 0.85 | 25.21 | 0.76 | 0.76 | 0.18 | 0.04 | 2022 | 164 | 6.5 | 450 | 1666.6667 | 50.2062 | 221330 | -74.7648 | 40.2169 | 3 | 183 | 150 |  |  |  |  | N | N | N |  | N |  |  | 240
10308_G_CT1 | NJ | 34023 | SAYREVILLE POWER LP | Sayreville Cogeneration Facility | 6719711 | 12842713 | 10308 | 1001 | 10308 | CT1 |  |  | 10.1 | 0 | 116.5471 | 2.21 | 2.21 | 0.9035 | 1.61 |  | 190 | 18 | 210 | 11333.3335 | 44.5192 | 221112 | -74.3453 | 40.4392 |  | 125 | 120 |  | 112 | N | Natural Gas | Y | N | N | 9999 | N |  | Combined Cycle |  | 2642.5491 | 8500
10308_G_CT2 | NJ | 34023 | SAYREVILLE POWER LP | Sayreville Cogeneration Facility | 6719711 | 12842413 | 10308 | 1002 | 10308 | CT2 | 18072 | U2 | 8.31 | 0 | 111.7093 | 1.84 | 1.84 | 0.8735 | 2.06 | 2022 | 190 | 18 | 210 | 11333.3335 | 44.5192 | 221112 | -74.3453 | 40.4392 | 1400 | 125 | 120 |  | 112 | N | Natural Gas | Y | N | N | 9999 | N |  | Combined Cycle | 2730 | 2550.0693 | 8500
2390_G_GT1 | NJ | 34023 | Sayreville Generating Station | Sayreville | 7621211 | 11835313 | 2390 | 016001 | 2390 | GT1 | 17884 | U4318 | 1.18 | 0.138 | 1.4489 | 0.34 | 0.34 | 1.4202 | 0.06 | 2022 | [5 empty] | 221112 | -74.3539 | 40.4781 | 57 | 125 | 120 |  | 57.1 | N | Natural Gas, Distillate Fuel Oil | Y | N | N | 9999 | N |  | Combustion Turbine | 8 | 30.19 | 22524
2390_G_GT2 | NJ | 34023 | Sayreville Generating Station | Sayreville | 7621211 | 11834913 | 2390 | 015001 | 2390 | GT2 |  |  | 2.01 | 0.15 | 2.6545 | 0.55 | 0.55 | 2.5294 | 0.06 | [6 empty] | 221112 | -74.3539 | 40.4781 |  | 125 | 120 |  | 56.7 | N | Natural Gas, Distillate Fuel Oil | Y | N | N | 9999 | N |  | Combustion Turbine |  | 45.43 | 22529
2390_G_GT3 | NJ | 34023 | Sayreville Generating Station | Sayreville | 7621211 | 11834813 | 2390 | 014001 | 2390 | GT3 |  |  | 1.23 | 0.14 | 1.6234 | 0.57 | 0.57 | 2.0654 | 0.03 | [6 empty] | 221112 | -74.3539 | 40.4781 |  | 125 | 120 |  | 54.6 | N | Natural Gas, Distillate Fuel Oil | Y | N | N | 9999 | N |  | Combustion Turbine |  | 40.61 | 22529
2390_G_GT4 | NJ | 34023 | Sayreville Generating Station | Sayreville | 7621211 | 11834713 | 2390 | 012001 | 2390 | GT4 | 17884 | U4321 | 0.75 | 0.1 | 0.7353 | 0.06 | 0.06 | 0.0176 | 0.04 | 2022 | [5 empty] | 221112 | -74.3539 | 40.4781 | 57 | 125 | 120 |  | 48.5 | N | Natural Gas, Distillate Fuel Oil | Y | N | N | 9999 | N |  | Combustion Turbine | 3 | 22.3 | 22529
2411_G_701 | NJ | 34023 | Sewaren Generating Station | PSEG Sewaren Generating Station | 6719611 | 135735513 | 2411 | 7 | 2411 | 701 | 18068 | U701 | 2.3516 | 8.5451 | 57.4561 | 17.8513 | 16.9215 | 5.5077 | 3.2696 | 2022 | 80 | 10 | 600 | 20000.0004 | 254.5454 | 221112 | -74.2483 | 40.5588 | 4180 | 125 | 140 |  | 338 | N | Natural Gas | Y | N | N | 9999 | N | 2411_G_701;2411_G_702 | Combined Cycle | 6528 | 6510.0498 | 7050
50799_G_GEN4 | NJ | 34023 | EFS Parlin Holdings, LLC | Parlin Power Plant | 6719511 | 12843913 |  |  | 50799 | GEN4 | 18061 | U1 | 1.26 | 0.26 | 6.61 | 0.88 | 0.88 | 0.06 | 0.12 | 2022 | 213 | 11.58 | 292 | 6633 | 62.9547 | 221112 | -74.3276 | 40.4607 | 1310 | 125 | 100 |  | 20.6 | N | Natural Gas, Distillate Fuel Oil | N | N | N | 9999 | N | 50799_G_GEN4;50799_G_GEN2;50799_G_GEN1;50799_G_GEN3 | Combined Cycle | 180 |  | 10070
55239_G_0001 | NJ | 34023 | RED OAK POWER LLC | Red Oak Power LLC | 7621611 | 11830313 |  |  | 55239 | 0001 | 18195 | U1 | 35.34 | 29.46 | 121.76 | 31.96 | 31.96 | 4.53 | 20.57 | 2022 | 150 | 19 | 225 | 17833.3336 | 62.8724 | 221112 | -74.349 | 40.4484 | 2180 | 125 | 120 |  | 167.3 | N | Natural Gas | N | N | N | 9999 | N | 55239_G_0001;55239_G_0003;55239_G_0002;55239_G_0004 | Combined Cycle | 4462 |  | 7203
56119_G_300 | NJ | 34023 | MCUA Landfill Gas Utilization Project | Middlesex County Utilities Authority | 6719911 | 12840813 |  |  | 56119 | 300 | 18348 | U1 | 90.022 | 0 | 52.339 | 9.98 | 9.98 | 27.99 | 0.5603 | 2022 | 60 | 5 | 437 | 1283.3333 | 65.3333 | 221118 | -74.3128 | 40.4918 | 0.01 | 125 | 120 |  | 10.6 | Y | Landfill Gas | N | Y | N | 9999 | N |  | Landfill Gas | 753 |  | 6203
57839_G_CT001 | NJ | 34023 | Woodbridge Energy Center | Woodbridge Energy Center | 17798211 | 124746613 |  |  | 57839 | CT001 | 18940 | U1 | 12.8938 | 19.4882 | 86.2 | 13.1766 | 12.2289 | 0.5426 | 5.6328 | 2022 | 100 | 22 | 177 | -1 | 50 | 221112 | -74.3203 | 40.5158 | 5610 | 125 | 120 |  | 206.8 | N | Natural Gas | N | N | N | 9999 | N | 57839_G_CT002;57839_G_CT001 | Combined Cycle | 2632 |  | 7050
54640_G_GEN1 | NJ | 34029 | Nautilus Power, LLC | NAEA Lakewood LLC | 8174211 | 4463313 |  |  | 54640 | GEN1 | 78896 | U4 | 4.2446 | 5.48 | 28.3717 | 3.9647 | 3.9647 | 0.9496 | 0.2398 | 2022 | 175 | 15 | 354 | 13600.0002 | 76.9292 | 221112 | -74.1686 | 40.0624 | 1190 | 125 | 120 |  | 84.6 | N | Natural Gas, Distillate Fuel Oil | N | N | N | 9999 | N | 54640_G_GEN3;54640_G_GEN1;54640_G_GEN2 | Combined Cycle | 1608 |  | 8217
55938_G_OPP4 | NJ | 34029 | Nautilus Power, LLC | NAEA Ocean Peaking Power LLC | 8174211 | 65965113 |  |  | 55938 | OPP4 | 78896 | U11 | 24.8643 | 2.9703 | 33.6232 | 1.6457 | 1.6457 | 0.5904 | 0.0983 | 2022 | 75 | 19 | 1110 | 40828.6674 | 143.9439 | 221112 | -74.1686 | 40.0624 | 3920 | 125 | 120 |  | 162.8 | N | Natural Gas | Y | N | N | 9999 | N | 55938_G_OPP4;55938_G_OPP3 | Combustion Turbine | 630 |  | 10745
7138_G_1 | NJ | 34029 | Forked River Power, LLC | Forked River | 5111011 | 24651913 | 7138 | 002001 | 7138 | 1 | 78912 | U1302 | 0.2439 |  | 4.7632 | 0.2271 | 0.2271 | 0.0151 | 0.0728 | 2022 | 60 | 11.25 | 999 | 11535.9335 | 116.0066 | 221112 | -74.2098 | 39.8154 | 18 | 125 | 120 |  | 34 | N | Natural Gas, Distillate Fuel Oil | Y | N | N | 9999 | N |  | Combustion Turbine | 4 | 173.09 | 14438
7138_G_2 | NJ | 34029 | Forked River Power, LLC | Forked River | 5111011 | 24651813 | 7138 | 003001 | 7138 | 2 | 78912 | U1303 | 1.1828 |  | 3.0862 | 0.1237 | 0.1237 | 0.0138 | 0.0392 | 2022 | 60 | 11.25 | 999 | 11535.9335 | 116.0066 | 221112 | -74.2098 | 39.8154 | 18 | 125 | 120 |  | 31 | N | Natural Gas, Distillate Fuel Oil | Y | N | N | 9999 | N |  | Combustion Turbine | 5 | 98.44 | 14423
10566_B_BOIL1 | NJ | 34033 | CARNEYS POINT GENERATING PLANT |  | 7989011 | 90352313 | 10566 | 1001 |  |  | 65498 | U2 | 31.3409 | 0.4111 | 145.9928 | 10.7711 | 10.7068 | 161.675 | 0.4353 | 2022 | 475 | 10.5 | 174 | 7684.6168 | 88.7113 | 221112 | -75.4856 | 39.6937 | 1580 | 125 | 100 |  |  |  |  | Y | N | N |  | N |  |  | 97 | 3731.8899
10566_B_BOIL2 | NJ | 34033 | CARNEYS POINT GENERATING PLANT |  | 7989011 | 5126613 | 10566 | 1002 |  |  | 65498 | U1 | 21.7095 | 0.4452 | 139.1645 | 7.303 | 7.2171 | 155.7051 | 1.246 | 2022 | 475 | 10.5 | 174 | 7684.6168 | 88.7113 | 221112 | -75.4856 | 39.6937 | 1580 | 125 | 100 |  |  |  |  | Y | N | N |  | N |  |  | 154 | 3555.01
10099_G_GEN2 | NJ | 34033 | Pedricktown Cogeneration Plant |  | 7988911 | 5127913 | 10099 | 001001 |  |  | 65497 | U1 | 3.8 | 0.4 | 2.8915 | 0.79 | 0.79 | 0.037 | 0.21 | 2022 | 80 | 4 | 275 | 14775.0002 | 1175.2841 | 221112 | -75.4215 | 39.7636 | 79 | 125 | 120 |  |  |  |  | Y | N | N |  | N | 10099_G_GEN2;10099_G_GEN1 |  | 137 | 137.3
50960_B_UNIT3 | NJ | 34039 | Union County Resource Recovery Facility | Union County Resource Recovery | 7906111 | 3199913 |  |  | 50960 | UNIT3 | 41814 | U1 | 38.7395 | 1.3943 | 658.545 | 6.2598 | 5.3208 | 24.3095 | 2.659 | 2022 | 280 | 10.7 | 293 | 6000.0001 | 66.6989 | 562213 | -74.2665 | 40.6008 | 1000 | 103 | 270 | 100&129&140&48 | 12.5 | N | MSW | N | Y | N | 9999 | N | 50960_B_UNIT3;50960_B_UNIT1;50960_B_UNIT2 | Municipal Solid Waste | 8403 |  | 19383
10805_G_GEN2 | NJ | 34039 | EF KENILWORTH LLC | Kenilworth Energy Facility | 7548611 | 12702413 | 10805 | 002001 | 10805 | GEN2 | 41741 | U2 | 17.297 |  | 119 | 5.6 | 5.6 | 0.509 | 5.317 | 2022 | 85 | 8 | 950 | -1 | 110.3 | 221112 | -74.2748 | 40.6762 | 328 | 125 | 120 |  | 4.5 | Y | Natural Gas, Distillate Fuel Oil | Y | N | N | 9999 | N | 10805_G_GEN1;10805_G_GEN2 | Combined Cycle |  | 8258.3311 | 8180
2406_G_2201 | NJ | 34039 | PARKWAY GEN OPERATING LLC LINDEN GEN STATION | PSEG Linden Generating Station | 7990111 | 66146013 |  |  | 2406 | 2201 | 41810 | U43 | 63.2691 | 20.902 | 157.5676 | 45.3165 | 45.3165 | 13.5251 | 20.9662 | 2022 | 100 | 16 | 197 | 16666.667 | 82.8598 | 221112 | -74.2119 | 40.6244 | 9800 | 125 | 120 | 99 | 199 | N | Natural Gas, Distillate Fuel Oil | Y | N | N | 9999 | N | 2406_G_2201;2406_G_1101;2406_G_2001;2406_G_1001;2406_G_2101;2406_G_1201 | Combined Cycle | 5918 |  | 7298
2406_G_8 | NJ | 34039 | PARKWAY GEN OPERATING LLC LINDEN GEN STATION | PSEG Linden Generating Station | 7990111 | 5103913 |  |  | 2406 | 8 | 41810 | U4 | 18.7641 | 0 | 24.2564 | 2.625 | 2.625 | 0.3077 | 0.5904 | 2022 | 100 | 16 | 990 | 24333.3338 | 120.9753 | 221112 | -74.2119 | 40.6244 | 4700 | 125 | 120 | 28 | 80.2 | N | Natural Gas, Distillate Fuel Oil | Y | N | N | 9999 | N | 2406_G_6;2406_G_5;2406_G_7;2406_G_8 | Combustion Turbine | 57 |  | 12986
50006_G_GTG1 | NJ | 34039 | Cogen Technologies Linden Venture, L.P. | Linden Cogen Plant | 7990011 | 5104513 | 50006 | 009001 | 50006 | GTG1 | 41809 | U1 | 13.91 | 3.531 | 89.2474 | 11.96 | 9.89 | 2.4086 | 2.942 | 2022 | 190 | 15 | 250 | 12200 | 69.0101 | 221112 | -74.2151 | 40.632 | 1420 | 125 | 120 |  | 98.9 | Y | Natural Gas | Y | N | N | 9999 | N | 50006_G_STG1;50006_G_GTG1 | Combined Cycle | 30 | 7999.8003 | 6069
50006_G_GTG2 | NJ | 34039 | Cogen Technologies Linden Venture, L.P. | Linden Cogen Plant | 7990011 | 5104913 | 50006 | 008001 | 50006 | GTG2 | 41809 | U2 | 26.84 | 0.683 | 89.8249 | 11.79 | 10.88 | 2.4633 | 4.106 | 2022 | 190 | 15 | 250 | 12200 | 69.0101 | 221112 | -74.2151 | 40.632 | 1420 | 125 | 120 |  | 98.9 | Y | Natural Gas | Y | N | N | 9999 | N |  | Combined Cycle | 8194 | 8191.1206 | 6069
50006_G_GTG3 | NJ | 34039 | Cogen Technologies Linden Venture, L.P. | Linden Cogen Plant | 7990011 | 5104413 | 50006 | 007001 | 50006 | GTG3 | 41809 | U3 | 21.02 | 10.597 | 76.312 | 16.93 | 16.83 | 2.0697 | 0.509 | 2022 | 190 | 15 | 250 | 12200 | 69.0101 | 221112 | -74.2151 | 40.632 | 1420 | 125 | 120 |  | 98.9 | Y | Natural Gas | Y | N | N | 9999 | N |  | Combined Cycle |  | 6949.4194 | 6069
50006_G_GTG4 | NJ | 34039 | Cogen Technologies Linden Venture, L.P. | Linden Cogen Plant | 7990011 | 5105013 | 50006 | 006001 | 50006 | GTG4 |  |  | 27.53 | 1.807 | 86.9283 | 11.09 | 10.97 | 2.3538 | 1.676 |  | 190 | 15 | 250 | 12200 | 69.0101 | 221112 | -74.2151 | 40.632 |  | 125 | 120 |  | 98.9 | Y | Natural Gas | Y | N | N | 9999 | N |  | Combined Cycle |  | 7761.7197 | 6069
50006_G_GTG5 | NJ | 34039 | Cogen Technologies Linden Venture, L.P. | Linden Cogen Plant | 7990011 | 5105213 | 50006 | 005001 | 50006 | GTG5 | 41809 | U5 | 25.14 | 4.071 | 88.4312 | 11.229 | 11.2247 | 2.3719 | 2.944 | 2022 | 190 | 15 | 250 | 12200 | 69.0101 | 221112 | -74.2151 | 40.632 | 1420 | 125 | 120 |  | 98.9 | Y | Natural Gas | Y | N | N | 9999 | N | 50006_G_STG3;50006_G_GTG5 | Combined Cycle |  | 7838.2207 | 6069
50006_G_GTG6 | NJ | 34039 | Cogen Technologies Linden Venture, L.P. | Linden Cogen Plant | 7990011 | 65946113 | 50006 | 004001 | 50006 | GTG6 | 41809 | U6 | 2.3604 | 3.369 | 33.7984 | 50.15 | 35.92 | 3.3882 | 0.552 | 2022 | 190 | 18 | 250 | 15184 | 59.6453 | 221112 | -74.2151 | 40.632 | 2120 | 125 | 120 |  | 160.3 | Y | Natural Gas, Distillate Fuel Oil, Hydrogen | Y | N | N | 9999 | N |  | Combined Cycle | 6 | 6913.9307 | 6069
10061_G_GEN1 | NJ | 34041 | Mars Wrigley Confectionery US, LLC | Mars Wrigley Confectionery US, LLC | 7399311 | 9291313 |  |  | 10061 | GEN1 | 85443 | U47 | 3.124 |  | 8.534 | 2.7029 | 2.7029 | 1.3904 | 0.81 | 2022 | [5 empty] | 311352 | -74.8258 | 40.8636 | 0.01 | 147 | 120 |  | 8.8 | Y | Natural Gas | N | Y | N | 9999 | N |  | Combined Cycle | 7889 |  | 7905
2450_B_1 | NM | 35001 | Reeves Generating Station | Reeves | 7532111 | 12669113 | 2450 | 1 | 2450 | 1 | 00011 | 101 | 1.05 |  | 70.1554 | 2.2078 | 2.2078 | 0.1633 | 1.5978 | 2022 | 118.4 | 9 | 284 | 3142.7 | 49.4 | 221122 | -106.6014 | 35.1729 | 44 | 125 | 100 |  | 42 | N | Natural Gas | Y | N | N | 9999 | N |  | O/G Steam | 2244 | 2039.5093 | 12772
2450_B_2 | NM | 35001 | Reeves Generating Station | Reeves | 7532111 | 12669213 | 2450 | 2 | 2450 | 2 | 00011 | 102 | 0.2 |  | 67.2796 | 2.2409 | 2.2409 | 0.1777 | 1.6217 | 2022 | 118.4 | 9 | 260 | 3161.8 | 49.7 | 221122 | -106.6014 | 35.1729 | 44 | 125 | 100 |  | 41 | N | Natural Gas | Y | N | N | 9999 | N |  | O/G Steam | 2188 | 1982.6387 | 13416
2450_B_3 | NM | 35001 | Reeves Generating Station | Reeves | 7532111 | 12669013 | 2450 | 3 | 2450 | 3 | 00011 | 103 | 207.39 |  | 168.4353 | 5.2708 | 5.2708 | 0.4421 | 3.8144 | 2022 | 118.4 | 10 | 225 | 4429.6 | 56.4 | 221122 | -106.6014 | 35.1729 | 66 | 125 | 100 |  | 63 | N | Natural Gas | Y | N | N | 9999 | N |  | O/G Steam | 3386 | 3192.0083 | 12802
55039_G_GT1 | NM | 35001 | Rio Bravo Generating Station | Rio Bravo | 7532811 | 86709013 | 55039 | GT-1 | 55039 | GT1 | 00368 | 001 | 1.66 |  | 58.8193 | 6.05 | 6.05 | 0.946 | 6.05 | 2022 | 50 | 23.6 | 1081 | 41458.1008 | 98.3 | 221112 | -106.643 | 35.0257 | 150 | 125 | 120 |  | 140.7 | N | Natural Gas, Distillate Fuel Oil | Y | N | N | 9999 | N |  | Combustion Turbine | 2315 | 2325.239 | 11264
2444_B_8 | NM | 35013 | Rio Grande Generating Station | Rio Grande | 7581811 | 82572113 | 2444 | 8 | 2444 | 8 | 122 | EQPT3 | 12.274 | 3.955 | 248.1386 | 9.027 | 9.027 | 0.3344 | 6.798 | 2022 | 135 | 13.33 | 259 | -1 | 33.8 | 221112 | -106.5472 | 31.8047 | 1540 | 125 | 100 |  | 144 | N | Natural Gas | Y | N | N | 9999 | N |  | O/G Steam | 3146 | 3117.8894 | 12258
2444_G_9 | NM | 35013 | Rio Grande Generating Station | Rio Grande | 7581811 | 108981213 | 2444 | 9 | 2444 | 9 | 122 | EQPT22 | 8.597 | 4.72 | 10.9043 | 1.652 | 1.652 | 0.3355 | 2.478 | 2022 | [5 empty] | 221112 | -106.5472 | 31.8047 | 888 | 125 | 120 |  | 83 | N | Natural Gas | Y | N | N | 9999 | N |  | Combustion Turbine | 3848 | 3613.8704 | 10745
55210_G_0002 | NM | 35013 | Afton Generating Station | Afton Generating Station | 7583911 | 82578113 | 55210 | 0001 | 55210 | 0002 | 164 | EQPT6 | 35.7 | 47.8 | 66.7755 | 26.1 | 26.1 | 2.0285 | 0.5 | 2022 | 120 | 17 | 1118 | -1 | 179 | 221112 | -106.8462 | 32.1141 | 164 | 125 | 120 |  | 94.6 | N | Natural Gas | Y | N | N | 9999 | N | 55210_G_0001;55210_G_0002 | Combined Cycle | 5113 | 5113.4688 | 8452
2444_G_6 | NM | 35013 | Rio Grande Generating Station |  | 7581811 | 82572013 | 2444 | 6 |  |  | 122 | EQPT1 | 37.06 | 1.083 | 60.1596 | 0.455 | 0.455 | 0.0507 | 1.862 | 2022 | 118 | 9.33 | 251 | -1 | 29.5 | 221112 | -106.5472 | 31.8047 | 610 | 125 | 100 |  |  |  |  | Y | N | N |  | N | 2444_G_6;2444_B_6 |  | 2200 | 2184.4299
2444_B_7 | NM | 35013 | Rio Grande Generating Station |  | 7581811 | 82571913 | 2444 | 7 |  |  | 122 | EQPT2 | 15.607 | 2.121 | 77.8807 | 0.701 | 0.701 | 0.0741 | 3.646 | 2022 | 118 | 9.33 | 266 | -1 | 26.4 | 221112 | -106.5472 | 31.8047 | 590 | 125 | 100 |  |  |  |  | Y | N | N |  | N | 2444_G_7;2444_B_7 |  | 4670 | 4650.3794
7967_G_GT1 | NM | 35023 | Lordsburg Generating Station | Lordsburg Generating | 7994311 | 82504813 | 7967 | 1 | 7967 | GT1 | 560 | EQPT1 | 16.027 |  | 16.338 | 1.662 | 1.288 | 0.1081 | 3.878 | 2022 | 45 | 9 | 846 | -1 | 166 | 221112 | -108.6981 | 32.3497 | 41.1 | 125 | 120 |  | 41.3 | N | Natural Gas | Y | N | N | 9999 | N |  | Combustion Turbine | 1108 | 1108.1099 | 11948
7967_G_GT2 | NM | 35023 | Lordsburg Generating Station | Lordsburg Generating | 7994311 | 82504913 | 7967 | 2 | 7967 | GT2 | 560 | EQPT2 | 15.994 |  | 15.8662 | 1.594 | 1.214 | 0.1006 | 3.719 | 2022 | 45 | 9 | 846 | -1 | 166 | 221112 | -108.6981 | 32.3497 | 41.1 | 125 | 120 |  | 41.3 | N | Natural Gas | Y | N | N | 9999 | N |  | Combustion Turbine | 1062 | 1062.4299 | 11949
7975_G_1 | NM | 35023 | Pyramid Generating Station | Pyramid | 5213011 | 91583713 | 7975 | 1 | 7975 | 1 | 558 | EQPT1 | 1.4 |  | 5.6526 | 0.26 | 0.26 | 0.0386 | 0.08 | 2022 | 45 | 10 | 845 | -1 | 124.7 | 221112 | -108.5486 | 32.2373 | 45 | 125 | 120 |  | 39.5 | N | Natural Gas, Distillate Fuel Oil | Y | N | N | 9999 | N |  | Combustion Turbine | 252 | 271.08 | 10745
7975_G_2 | NM | 35023 | Pyramid Generating Station | Pyramid | 5213011 | 91583613 | 7975 | 2 | 7975 | 2 |  |  | 3.9 |  | 15.5918 | 0.87 | 0.87 | 0.0996 | 0.28 |  | 45 | 10 | 845 | -1 | 124.7 | 221112 | -108.5486 | 32.2373 |  | 125 | 120 |  | 39.5 | N | Natural Gas, Distillate Fuel Oil | Y | N | N | 9999 | N |  | Combustion Turbine |  | 827.8 | 10745
7975_G_3 | NM | 35023 | Pyramid Generating Station | Pyramid | 5213011 | 91583513 | 7975 | 3 | 7975 | 3 | 558 | EQPT3 | 1 |  | 6.3401 | 0.26 | 0.26 | 0.0813 | 0.08 | 2022 | 45 | 10 | 845 | -1 | 124.7 | 221112 | -108.5486 | 32.2373 | 45 | 125 | 120 |  | 39.5 | N | Natural Gas, Distillate Fuel Oil | Y | N | N | 9999 | N |  | Combustion Turbine | 255 | 316.86 | 10745
7975_G_4 | NM | 35023 | Pyramid Generating Station | Pyramid | 5213011 | 91583413 | 7975 | 4 | 7975 | 4 | 558 | EQPT4 | 5.54 |  | 17.0051 | 0.9 | 0.9 | 0.124 | 0.29 | 2022 | [5 empty] | 221112 | -108.5486 | 32.2373 | 45 | 125 | 120 |  | 39.5 | N | Natural Gas, Distillate Fuel Oil | Y | N | N | 9999 | N |  | Combustion Turbine | 839 | 886.7005 | 10745
2446_B_051B | NM | 35025 | Maddox Station | Maddox | 5228411 | 82518613 | 2446 | 051B | 2446 | 051B | 588 | EQPT1 | 12.971 |  | 171.2011 | 9.256 | 9.256 | 0.7075 | 6.698 | 2022 | 156 | 12 | 394 | -1 | 35.9 | 221112 | -103.3018 | 32.7146 | 133 | 125 | 100 |  | 112 | N | Natural Gas | Y | N | N | 2029 | N |  | O/G Steam | 4359 | 4359.7607 | 10994
2454_G_1 | NM | 35025 | Cunningham Station Power Plant | Cunningham | 5229511 | 82534313 | 2454 | 121B | 2454 | 1 | 604 | EQPT8 | 0.038 |  | 26.1609 | 1.233 | 1.233 | 0.0652 | 26.163 | 2022 | 139 | 15 | 275 | -1 | 22.98 | 221112 | -103.3543 | 32.7135 | 784 | 125 | 100 |  | 71 | N | Natural Gas | Y | N | N | 9999 | N |  | O/G Steam | 728 | 727.58 | 10963
2454_G_3 | NM | 35025 | Cunningham Station Power Plant | Cunningham | 5229511 | 82534113 | 2454 | 123T | 2454 | 3 | 604 | EQPT3 | 3.892 |  | 55.901 | 4.669 | 4.669 | 0.5416 | 2.043 | 2022 | 50 | 25.6 | 980 | -1 | 55 | 221112 | -103.3543 | 32.7135 | 1400 | 125 | 120 |  | 106 | N | Natural Gas | Y | N | N | 9999 | N |  | Combustion Turbine | 1869 | 1867.5809 | 11753
2454_G_4 | NM | 35025 | Cunningham Station Power Plant | Cunningham | 5229511 | 82534013 | 2454 | 124T | 2454 | 4 | 604 | EQPT7 | 7.034 |  | 104.2532 | 8.422 | 8.422 | 0.9872 | 3.693 | 2022 | 50 | 25.6 | 980 | -1 | 55 | 221112 | -103.3543 | 32.7135 | 1400 | 125 | 120 |  | 103 | N | Natural Gas | Y | N | N | 9999 | N |  | Combustion Turbine | 3368 | 3368.7969 | 11755
56458_G_GT1 | NM | 35025 | Lea Power - Hobbs Generating Station | Hobbs Generating Station | 14627711 | 91585713 | 56458 | HOBB1 | 56458 | GT1 | 25726 | EQPT1 | 2.8 | 48.2 | 42.5929 | 29.6 | 29.6 | 1.9304 | 10.3 | 2022 | 165 | 18 | 179 | -1 | 80.3 | 221112 | -103.3099 | 32.7301 | 189 | 125 | 120 |  | 160.6 | N | Natural Gas | Y | N | N | 9999 | N |  | Combined Cycle | 7710 | 7709.6299 | 7504
56458_G_GT2 | NM | 35025 | Lea Power - Hobbs Generating Station | Hobbs Generating Station | 14627711 | 91585513 | 56458 | HOBB2 | 56458 | GT2 | 25726 | EQPT11 | 4.8 | 37 | 40.6351 | 27.5 | 27.5 | 1.7997 | 13.1 | 2022 | 165 | 18 | 179 | -1 | 75.3 | 221112 | -103.3099 | 32.7301 | 189 | 125 | 120 |  | 159.5 | N | Natural Gas | Y | N | N | 9999 | N |  | Combined Cycle | 7275 | 7275.3916 | 7504
57872_G_UNIT1 | NM | 35025 | Lea County Electric Cooperative Power Plant | LCEC Generation LLVC | 17129011 | 113939413 |  |  | 57872 | UNIT1 | 29433 | EQPT1 | 0.845 | 0.342 | 0.46 | 0.669 | 0.669 | 0.014 | 0.845 | 2020 | 80 | 4 | 722 | -1 | 85.23 | 221122 | -103.3222 | 32.9708 | 9.34 | 125 | 160 |  | 8.7 | N | Natural Gas | N | N | N | 9999 | N |  | Combustion Turbine | 1090 |  | 10745
57872_G_UNIT2 | NM | 35025 | Lea County Electric Cooperative Power Plant | LCEC Generation LLVC | 17129011 | 113940113 |  |  | 57872 | UNIT2 | 29433 | EQPT8 | 0.96 | 0.388 | 0.523 | 0.76 | 0.76 | 0.016 | 0.96 | 2020 | 80 | 4 | 722 | -1 | 85.23 | 221122 | -103.3222 | 32.9708 | 9.34 | 125 | 160 |  | 8.7 | N | Natural Gas | N | N | N | 9999 | N |  | Combustion Turbine | 1193 |  | 10745
57872_G_UNIT3 | NM | 35025 | Lea County Electric Cooperative Power Plant | LCEC Generation LLVC | 17129011 | 113940213 |  |  | 57872 | UNIT3 | 29433 | EQPT9 | 0.939 | 0.38 | 0.512 | 0.743 | 0.743 | 0.016 | 0.939 | 2022 | 80 | 4 | 722 | -1 | 85.23 | 221122 | -103.3222 | 32.9708 | 9.34 | 125 | 160 |  | 8.7 | N | Natural Gas | N | N | N | 9999 | N |  | Combustion Turbine | 1178 |  | 10745
57872_G_UNIT4 | NM | 35025 | Lea County Electric Cooperative Power Plant | LCEC Generation LLVC | 17129011 | 113939513 |  |  | 57872 | UNIT4 | 29433 | EQPT10 | 0.933 | 0.377 | 0.508 | 0.739 | 0.739 | 0.016 | 0.933 | 2020 | 80 | 4 | 722 | -1 | 85.23 | 221122 | -103.3222 | 32.9708 | 9.34 | 125 | 160 |  | 8.7 | N | Natural Gas | N | N | N | 9999 | N |  | Combustion Turbine | 1178 |  | 10745
57872_G_UNIT5 | NM | 35025 | Lea County Electric Cooperative Power Plant | LCEC Generation LLVC | 17129011 | 113939613 |  |  | 57872 | UNIT5 | 29433 | EQPT11 | 0.947 | 0.383 | 0.516 | 0.75 | 0.75 | 0.016 | 0.947 | 2022 | 80 | 4 | 722 | -1 | 85.23 | 221122 | -103.3222 | 32.9708 | 9.34 | 125 | 160 |  | 8.7 | N | Natural Gas | N | N | N | 9999 | N |  | Combustion Turbine | 1178 |  | 10745
2454_B_122B | NM | 35025 | Cunningham Station Power Plant |  | 5229511 | 82534213 | 2454 | 122B |  |  | 604 | EQPT9 | 61.408 |  | 505.3825 | 25.506 | 25.506 | 2.055 | 18.459 | 2022 | 146 | 20 | 275 | -1 | 32.16 | 221112 | -103.3543 | 32.7135 | 1950 | 125 | 100 |  |  |  |  | Y | N | N |  | N |  |  | 7061 | 7061.0801
2446_G_2 | NM | 35025 | Maddox Station |  | 5228411 | 82518513 |  |  |  |  | 588 | EQPT2 | 6.805 |  | 226.842 | 4.99 | 4.99 | 0.583 | 1.588 | 2022 | 35 | 19.2 | 760 | -1 | 77.8 | 221112 | -103.3018 | 32.7146 | 94 | 125 | 120 |  |  |  |  | N | N | N |  | N |  |  | 1931
2446_G_3 | NM | 35025 | Maddox Station |  | 5228411 | 82518413 |  |  |  |  | 588 | EQPT3 | 0.041 |  | 0.576 | 0.012 | 0.012 | 0.001 | 0.004 | 2022 | 21 | 9.3 | 736 | -1 | 5 | 221112 | -103.3018 | 32.7146 | 15 | 125 | 120 |  |  |  |  | N | N | N |  | N |  |  | 25
55343_G_CTG1 | NM | 35029 | Luna Energy Center | Luna Energy Facility | 7404611 | 82437513 | 55343 | CTG1 | 55343 | CTG1 | 878 | EQPT1 | 15.088 | 50.24 | 57.3892 | 17.347 | 17.347 | 3.404 | 8.674 | 2022 | 160 | 18 | 237 | -1 | 70.6 | 221112 | -107.7827 | 32.2995 | 2380 | 125 | 120 |  | 150.5 | N | Natural Gas | Y | N | N | 9999 | N |  | Combined Cycle | 7611 | 7614.9502 | 7809
55343_G_CTG2 | NM | 35029 | Luna Energy Center | Luna Energy Facility | 7404611 | 82437613 | 55343 | CTG2 | 55343 | CTG2 | 878 | EQPT2 | 13.372 | 53.322 | 63.4134 | 18.377 | 18.377 | 3.6312 | 9.204 | 2022 | 160 | 18 | 237 | -1 | 70.6 | 221112 | -107.7827 | 32.2995 | 170 | 125 | 120 |  | 150.5 | N | Natural Gas | Y | N | N | 9999 | N |  | Combined Cycle | 8060 | 7852.5908 | 7809
58125_G_1 | NM | 35037 | SPS - Quay County Generating Plant | Quay County | 17750411 | 123574813 |  |  | 58125 | 1 | 30775 | EQPT1 | 0.016 |  | 1.104 | 0.017 | 0.017 | 0.002 | 0.57 | 2022 | 70 | 12.75 | 865 | -1 | 92.8 | 221122 | -103.7311 | 35.1844 | 23.5 | 125 | 120 |  | 17 | N | Distillate Fuel Oil | N | N | N | 9999 | N |  | Combustion Turbine | 8 |  | 18577
55977_G_CTG1 | NM | 35045 | Bluffview Power Plant | Bluffview | 13646111 | 157585613 | 55977 | CTG-1 | 55977 | CTG1 | 3535 | EQPT10 | 18.2 | 6.59 | 48.9692 | 4.305 | 4.305 | 0.5555 | 0.2 | 2022 | 70 | 13 | 269 | -1 | 37.95 | 221112 | -108.2144 | 36.7143 | 338 | 125 | 120 |  | 31 | N | Natural Gas | Y | N | N | 9999 | N |  | Combined Cycle | 5608 | 5607.4697 | 7883
2451_B_1 | NM | 35045 | San Juan Generating Station |  | 7991911 | 82423613 | 2451 | 1 |  |  | 1421 | EQPT1 | 3696.8 | 13.7 | 1286.8389 | 51.2 | 19.3 | 83.7426 | 16.6 | 2022 | 400 | 20 | 127 | -1 | 74.3 | 221112 | -108.4386 | 36.8025 | 3710 | 125 | 100 |  |  |  |  | Y | N | N |  | N |  |  | 3811 | 3811.29
2451_B_4 | NM | 35045 | San Juan Generating Station |  | 7991911 | 82425213 | 2451 | 4 |  |  | 1421 | EQPT4 | 927.7 | 6.8 | 3048.854 | 83 | 43.3 | 514.6845 | 40 | 2022 | 400 | 28 | 128 | -1 | 58.4 | 221112 | -108.4386 | 36.8025 | 5650 | 125 | 100 |  |  |  |  | Y | N | N |  | N |  |  | 5719 | 5718.9897
55802_G_CTG1 | NM | 35061 | Valencia Power Plant | Valencia Energy Facility | 7799911 | 82635413 | 55802 | CTG1 | 55802 | CTG1 | 1611 | EQPT2 | 6.881 |  | 15.9219 | 6.642 | 6.642 | 0.2458 | 0.886 | 2022 | 14.9 | 6.1 | 839 | -1 | 28.1 | 221112 | -106.7321 | 34.6111 | 160 | 125 | 120 |  | 144.3 | N | Natural Gas | Y | N | N | 9999 | N |  | Combustion Turbine | 671 | 670.9098 | 11850
58284_G_0001 | NM | 35061 | La Luz Energy Center | La Luz Energy Center | 17750511 | 125726613 | 58284 | 1 | 58284 | 0001 | 32274 | EQPT1 | 0.041 | 0.21 | 0.4623 | 0.13 | 0.13 | 0.0237 | 0.13 | 2022 | 45 | 10 | 730 | -1 | 119.6 | 221112 | -106.815 | 34.6162 | 42 | 125 | 120 |  | 40 | N | Natural Gas | Y | N | N | 9999 | N |  | Combustion Turbine | 271 | 269.8403 | 11625
10725_G_GEN5 | NY | 36001 | SELKIRK COGENERATION PROJECT | Selkirk Cogen | 7801111 | 3435013 |  |  | 10725 | GEN5 | 4012200078 | U00002 | 1.8355 | 0.487 | 32.991 | 3.8575 | 3.8542 | 0.76179 | 0.8315 | 2022 | 200 | 15 | 72 | 0.0166 | 0.001 | 221112 | -73.8603 | 42.5757 | 160 | 125 | 140 |  | 119.3 | Y | Natural Gas, Distillate Fuel Oil | N | Y | N | 9999 | N | 10725_G_GEN5;10725_G_GEN4;10725_G_GEN3 | Combined Cycle |  |  | 7915
10725_G_GEN1 | NY | 36001 | SELKIRK COGENERATION PROJECT | Selkirk Cogen | 7801111 | 3434913 | 10725 | CTG101 | 10725 | GEN1 | 4012200078 | U00001 | 10.228 | 0.052253 | 19.5589 | 0.57534 | 0.57473 | 0.1615 | 0.28531 | 2022 | 12 | 0.7 | 1010 | -1 | 123 | 221112 | -73.8603 | 42.5757 | 1220 | 125 | 140 |  | 68.3 | Y | Natural Gas, Distillate Fuel Oil | Y | N | N | 9999 | N | 10725_G_GEN1;10725_G_GEN2 | Combined Cycle |  | 562.59 | 7915
2539_G_5 | NY | 36001 | BETHLEHEM ENERGY CENTER | Bethlehem Energy Center | 7801011 | 64136913 |  |  | 2539 | 5 | 4012200044 | U00010 | 19.3601 | 0.11812 | 107.41 | 46.755 | 46.5252 | 10.564 | 7.4981 | 2022 | 248 | 19 | 308 | 208.0316 | 0.7334 | 221112 | -73.7641 | 42.5935 | 7350 | 125 | 140 |  | 178.4 | N | Natural Gas | N | N | N | 9999 | N | 2539_G_8;2539_G_5;2539_G_7;2539_G_6 | Combined Cycle |  |  | 7056
56987_G_GEN1 | NY | 36003 | HYLAND LANDFILL | Hyland LFGTE Facility | 15449111 | 96597113 |  |  | 56987 | GEN1 | 9023200003 | 1LFGTE | 147.1352 |  | 23.3635 | 6.16e-05 | 6.012e-05 | 58.4672 | 21.3481 | 2022 | 28 | 1.66 | 836 | -1 | 73 | 562212 | -78.0079 | 42.2868 | 4800 | 104 | 160 |  | 1.6 | N | Landfill Gas | N | N | N | 9999 | N | 56987_G_GEN3;56987_G_GEN1;56987_G_GEN2 | Landfill Gas |  |  | 13500
7784_G_1 | NY | 36003 | RG&E ALLEGANY STATION 133 | Allegany Cogen | 8377511 | 1494013 | 10619 | 00001 | 7784 | 1 | 9025800018 | U1GTDB | 4.6135 | 0.2315 | 5.417 | 1.1815 | 1.1773 | 0.0935 | 0.4515 | 2022 | 213 | 11.2 | 210 | -1 | 52 | 221112 | -78.0682 | 42.5029 | 38 | 125 | 120 |  | 40 | N | Natural Gas | Y | N | N | 9999 | N | 7784_G_2;7784_G_1 | Combined Cycle |  | 919.0601 | 8466
7913_G_HG02 | NY | 36005 | HELL GATE | Hell Gate | 9389811 | 55527813 |  |  | 7913 | HG02 | 2600700724 | 100001 | 5.141 | 5.0836 | 7.3976 | 4.1613 | 4.1613 | 0.46538 | 1.3897 | 2022 | 13 | 0.2 | 1120 | -1 | 135 | 221112 | -73.9118 | 40.7962 | 961 | 125 | 120 |  | 40 | N | Natural Gas | Y | N | N | 9999 | N | 7913_G_HG01;7913_G_HG02 | Combustion Turbine |  |  | 11028
7914_G_HR02 | NY | 36005 | HARLEM RIVER YARDS PLANT | Harlem River Yard | 9389711 | 55527913 |  |  | 7914 | HR02 | 2600700726 | 100001 | 5.0529 | 3.8582 | 7.6682 | 4.2176 | 4.2176 | 0.43866 | 2.063 | 2022 | 13 | 0.2 | 1120 | -1 | 135 | 221112 | -73.9142 | 40.798 | 950 | 125 | 120 |  | 40 | N | Natural Gas | Y | N | N | 9999 | N | 7914_G_HR01;7914_G_HR02 | Combustion Turbine |  |  | 11043
54076_G_GEN1 | NY | 36009 | INDECK OLEAN ENERGY CENTER | Indeck Olean Energy Center | 8433511 | 591513 | 54076 | 1 | 54076 | GEN1 |  |  | 3.179 | 0.3518 | 16.9969 | 1.8502 | 1.8502 | 0.298 | 0.5074 |  | 175 | 10 | 205 | -1 | 70 | 221112 | -78.4543 | 42.086 |  | 125 | 120 |  | 34.1 | Y | Natural Gas, Distillate Fuel Oil | Y | N | N | 9999 | N | 54076_G_GEN1;54076_G_GEN2 | Combined Cycle |  | 1616.75 | 8935
2682_B_10 | NY | 36013 | SAMUEL A CARLSON GENERATING STATION | S A Carlson | 7806011 | 2858513 | 2682 | 10 | 2682 | 10 | 9060800053 | U00004 | 0.25735 | 0.01376 | 0.2502 | 0.032519 | 0.032493 | 0.003 | 0.02365 | 2022 | 195 | 7 | 72 | -1 | 65 | 221112 | -79.2477 | 42.0935 | 190 | 125 | 100 |  | 15 | N | Natural Gas | Y | N | N | 9999 | N |  | O/G Steam |  | 90 | 8300
2682_G_7 | NY | 36013 | SAMUEL A CARLSON GENERATING STATION | S A Carlson | 7806011 | 2858413 | 2682 | 20 | 2682 | 7 | 9060800053 | U00020 | 7.4862 |  | 44.8059 | 1.0819 | 1.0549 | 0.1741 | 0.73906 | 2022 | 200 | 12 | 790 | -1 | 83 | 221112 | -79.2477 | 42.0935 | 554 | 125 | 120 |  | 42 | N | Natural Gas | Y | N | N | 9999 | N | 2682_G_5;2682_B_HRSG;2682_G_7;2682_G_6 | Combustion Turbine |  | 1744.25 | 10745
2682_B_12 | NY | 36013 | SAMUEL A CARLSON GENERATING STATION |  | 7806011 | 2858613 |  |  |  |  | 9060800053 | U00003 | 0.2097 | 0.0208 | 1.2167 | 0.049157 | 0.049117 | 0.0033 | 0.03575 | 2022 | 195 | 10 | 72 | -1 | 65 | 221112 | -79.2477 | 42.0935 | 190 | 125 | 100 |  |  |  |  | N | N | N |  | N | 2682_B_12;2682_B_9
54574_G_GEN1 | NY | 36019 | SARANAC POWER PARTNERS COGENERATION FAC | Saranac Facility | 8375111 | 1671213 | 54574 | 00001 | 54574 | GEN1 | 5094200106 | U00001 | 1.0103 | 0.4891 | 13.2381 | 5.2355 | 2.4971 | 0.2461 | 1.8258 | 2022 | 160 | 16 | 72 | -1 | 60.2 | 221112 | -73.4559 | 44.7131 | 1680 | 125 | 160 |  | 70.7 | N | Natural Gas | Y | N | N | 9999 | N |  | Combined Cycle |  | 1003.42 | 9097
54574_G_GEN2 | NY | 36019 | SARANAC POWER PARTNERS COGENERATION FAC | Saranac Facility | 8375111 | 1671313 | 54574 | 00002 | 54574 | GEN2 | 5094200106 | U00002 | 0.39449 | 0.0411 | 2.3777 | 0.94789 | 0.43924 | 0.0412 | 0.31858 | 2022 | 160 | 16 | 72 | -1 | 64.9 | 221112 | -73.4559 | 44.7131 | 1680 | 125 | 120 |  | 79.9 | N | Natural Gas | Y | N | N | 9999 | N |  | Combined Cycle |  | 196.32 | 9097
54574_G_GEN3 | NY | 36019 | SARANAC POWER PARTNERS COGENERATION FAC | Saranac Facility | 8375111 | 1671413 |  |  | 54574 | GEN3 | 5094200106 | U00003 | 0.24755 | 0 | 18.0235 | 2.4771 | 1.493 | 0.18696 | 1.5733 | 2022 | 120 | 5 | 72 | -1 | 13.4 | 221112 | -73.4559 | 44.7131 | 85 | 125 | 100 |  | 85 | N | Natural Gas | N | N | N | 9999 | N |  | Combined Cycle |  |  | 9097
10305_G_GEN1 | NY | 36027 | DUTCHESS CO RESOURCE RECOVERY FACILITY | Dutchess Cnty Resource Recovery Facility | 7993711 | 4099913 |  |  | 10305 | GEN1 | 3134600019 | 1MBMWC | 60.212 |  | 141.01 | 4.293 | 4.2805 | 1.923 | 21.7194 | 2022 | 200 | 4 | 400 | -1 | 80 | 221118 | -73.9432 | 41.6469 | 84.4 | 103 | 270 |  | 7.2 | Y | MSW | N | Y | N | 9999 | N |  | Municipal Solid Waste |  |  | 26554
57185_G_U001 | NY | 36027 | Cricket Valley Energy Center | Cricket Valley Energy | 17942411 | 127198913 | 57185 | U001 | 57185 | U001 | 3132600275 | U00001 | 4.0302 | 6.63 | 27.0882 | 26.2482 | 26.2482 | 3.5504 | 1.6198 | 2022 | 283 | 19 | 165 | -1 | 74.7 | 221112 | -73.5798 | 41.6759 | 2800 | 125 | 140 |  | 143.3 | N | Natural Gas, Hydrogen | Y | N | N | 9999 | N |  | Combined Cycle |  | 5457.5103 | 7050
57185_G_U002 | NY | 36027 | Cricket Valley Energy Center | Cricket Valley Energy | 17942411 | 127199013 | 57185 | U002 | 57185 | U002 | 3132600275 | U00002 | 4.55 | 8.53 | 30.7926 | 43.1897 | 43.1897 | 3.8996 | 1.77 | 2022 | 283 | 19 | 165 | -1 | 74.7 | 221112 | -73.5798 | 41.6759 | 2800 | 125 | 140 |  | 143.3 | N | Natural Gas, Hydrogen | Y | N | N | 9999 | N |  | Combined Cycle |  | 5961.8989 | 7050
57185_G_U003 | NY | 36027 | Cricket Valley Energy Center | Cricket Valley Energy | 17942411 | 127199113 | 57185 | U003 | 57185 | U003 | 3132600275 | U00003 | 3.41 | 10.93 | 31.6139 | 28.34 | 28.34 | 3.844 | 1.74 | 2022 | 283 | 19 | 165 | -1 | 74.7 | 221112 | -73.5798 | 41.6759 | 2800 | 125 | 140 |  | 143.3 | N | Natural Gas, Hydrogen | Y | N | N | 9999 | N |  | Combined Cycle |  | 5937.5015 | 7050
50451_G_GEN1 | NY | 36029 | INDECK-YERKES ENERGY SERVICES | Indeck Yerkes Energy Center | 8504111 | 549913 | 50451 | 1 | 50451 | GEN1 | 9146400153 | Y00001 | 0.7901 | 0 | 11.2431 | 1.6916 | 1.6913 | 0.0405 | 0.54519 | 2022 | 150 | 9.8 | 232 | -1 | 74 | 221112 | -78.9179 | 42.9673 | 29 | 125 | 120 |  | 31 | Y | Natural Gas, Distillate Fuel Oil | Y | N | N | 9999 | N |  | Combined Cycle |  | 365 | 10128
50451_G_GEN2 | NY | 36029 | INDECK-YERKES ENERGY SERVICES | Indeck Yerkes Energy Center | 8504111 | 549813 |  |  | 50451 | GEN2 | 9146400153 | Y00002 | 0.3455 | 0.53952 | 5.3545 | 1.275 | 0.015 | 0.10116 | 1.3796 | 2022 | 90 | 2.833 | 311 | 453 | 72 | 221112 | -78.9179 | 42.9673 | 19 | 125 | 100 |  | 14.8 | Y | Natural Gas, Distillate Fuel Oil | N | Y | N | 9999 | N |  | Combined Cycle |  |  | 10128
57003_G_GEN1 | NY | 36035 | INNOVATIVE / FULTON | Fulton LFGTE Facility | 15448511 | 96597413 |  |  | 57003 | GEN1 | 5172800122 | 1FLFGE | 70.0506 | 0.25592 | 12.551 | 5.8134 | 5.8134 | 5.3279 | 34.5577 | 2022 | 35 | 1.25 | 900 | -1 | 168 | 221112 | -74.4718 | 43.0104 | 3200 | 125 | 160 |  | 1.6 | N | Landfill Gas | N | N | N | 9999 | N | 57003_G_GEN2;57003_G_GEN1 | Landfill Gas |  |  | 13500
54593_G_GEN1 | NY | 36037 | BATAVIA POWER PLANT | Batavia Power Plant | 8462711 | 1616913 | 54593 | 1 | 54593 | GEN1 | 8180200045 | 1CMBTN | 0.305 |  | 1.5585 | 0.074781 | 0.074778 | 0.0055 | 0.023793 | 2022 | 150 | 11 | 72 | -1 | 60.2 | 221112 | -78.1592 | 42.9827 | 38 | 125 | 120 |  | 34.3 | N | Natural Gas | Y | N | N | 9999 | N |  | Combined Cycle |  | 58.8 | 9166
55405_G_CT1 | NY | 36039 | ATHENS GENERATING PLANT | Athens Generating Plant | 9333711 | 64138613 | 55405 | 1 | 55405 | CT1 | 4192200055 | U00001 | 236.7835 | 13.3515 | 39.4483 | 26.5935 | 26.5935 | 3.3416 | 1.7715 | 2022 | 180 | 19 | 242 | 457.695 | 1.6136 | 221112 | -73.8504 | 42.2719 | 2800 | 125 | 120 |  | 220.9 | N | Natural Gas | Y | N | N | 9999 | N | 55405_G_CT1;55405_G_ST1 | Combined Cycle |  | 4920.1392 | 7281
55405_G_CT2 | NY | 36039 | ATHENS GENERATING PLANT | Athens Generating Plant | 9333711 | 64138713 | 55405 | 2 | 55405 | CT2 | 4192200055 | U00002 | 352.039 | 32.268 | 36.5205 | 26.7055 | 26.7055 | 3.0058 | 1.608 | 2022 | 180 | 19 | 242 | 457.695 | 1.6136 | 221112 | -73.8504 | 42.2719 | 2800 | 125 | 120 |  | 220.4 | N | Natural Gas | Y | N | N | 9999 | N | 55405_G_CT2;55405_G_ST2 | Combined Cycle |  | 4465.8501 | 7281
55405_G_CT3 | NY | 36039 | ATHENS GENERATING PLANT | Athens Generating Plant | 9333711 | 64138813 | 55405 | 3 | 55405 | CT3 | 4192200055 | U00003 | 269.3595 | 10.7625 | 36.4108 | 19.946 | 19.946 | 2.8268 | 1.499 | 2022 | 180 | 19 | 242 | 457.695 | 1.6136 | 221112 | -73.8504 | 42.2719 | 2800 | 125 | 120 |  | 222.9 | N | Natural Gas | Y | N | N | 9999 | N | 55405_G_ST3;55405_G_CT3 | Combined Cycle |  | 4164.0093 | 7281
10620_G_GEN1 | NY | 36045 | CARTHAGE ENERGY COGEN FACILITY | Carthage Energy LLC | 8036811 | 3684113 | 10620 | 1 | 10620 | GEN1 | 6226000024 | U00001 | 0.1085 |  | 2.5065 | 0.091195 | 0.090653 | 0.0067 | 0.02907 | 2022 | 213 | 10.8 | 200 | -1 | 58 | 221112 | -75.621 | 43.9842 | 583 | 125 | 120 |  | 40.1 | N | Natural Gas, Distillate Fuel Oil | Y | N | N | 9999 | N |  | Combined Cycle |  | 66.42 | 9865
10620_G_GEN2 | NY | 36045 | CARTHAGE ENERGY COGEN FACILITY | Carthage Energy LLC | 8036811 | 3684213 |  |  | 10620 | GEN2 | 6226000024 | EIC001 | 2.0938 |  | 0.5028 | 0.04228 | 0.041962 | 0.006215 | 0.009 | 2022 | 36.6 | 1.8 | 442 | 0.8416 | 0.3306 | 221112 | -75.621 | 43.9842 |  | 125 | 140 |  | 21 | N | Natural Gas, Distillate Fuel Oil | N | N | N | 9999 | N |  | Combined Cycle |  |  | 9865
10464_B_E0003 | NY | 36045 | BLACK RIVER GENERATION LLC | ReEnergy Black River | 8104811 | 4821513 |  |  | 10464 | E0003 | 6224000009 | U00001 | 121.8255 | 0.031288 | 403.1616 | 14.058 | 7.7592 | 50.5338 | 62.1682 | 2022 | 235 | 8.5 | 300 | -1 | 64 | 221118 | -75.7717 | 44.0367 | 249 | 125 | 100 |  | 18.3 | N | Biomass | Y | N | N | 9999 | N | 10464_B_E0002;10464_B_E0003;10464_B_E0001 | Biomass |  |  | 17949
2494_G_GT48 | NY | 36047 | GOWANUS GENERATING STATION | Gowanus Gas Turbines Generating | 7992311 | 97070713 |  |  | 2494 | GT48 | 2610200116 | G00001 | 10.0185 |  | 48.2355 | 1.1881 | 1.1814 | 0.426 | 0.39335 | 2022 | 57 | 18.07 | 930 | -1 | 31 | 221112 | -74.0018 | 40.6615 | 9570 | 125 | 120 |  | 17.2 | N | Distillate Fuel Oil | N | N | N | 9999 | N | 2494_G_GT34;2494_G_GT35;2494_G_GT36;2494_G_GT38;2494_G_GT32;2494_G_GT33;2494_G_GT26;2494_G_GT28;2494_G_GT41;2494_G_GT43;2494_G_GT45;2494_G_GT23;2494_G_GT31;2494_G_GT48;2494_G_GT15;2494_G_GT16;2494_G_GT22;2494_G_GT37;2494_G_GT42;2494_G_GT44;2494_G_GT24;2494_G_GT12;2494_G_GT27;2494_G_GT11;2494_G_GT17;2494_G_GT18;2494_G_GT21;2494_G_GT25;2494_G_GT46;2494_G_GT47;2494_G_GT13;2494_G_GT14 | Combustion Turbine |  |  | 17314
2499_G_NT18 | NY | 36047 | NARROWS GENERATING STATION | Narrows Gas Turbines Generating | 8039511 | 3677313 |  |  | 2499 | NT18 | 2610200086 | NA0005 | 15.7023 |  | 73.479 | 1.4528 | 1.3597 | 0.66062 | 0.40502 | 2022 | 62 | 15.6 | 905 | 166.6066 | 0.8713 | 221112 | -74.0234 | 40.6499 | 2380 | 125 | 120 |  | 17.7 | N | Natural Gas, Distillate Fuel Oil | N | N | N | 9999 | N | 2499_G_NT14;2499_G_NT16;2499_G_NT12;2499_G_NT18;2499_G_NT15;2499_G_NT11;2499_G_NT17;2499_G_NT13 | Combustion Turbine |  |  | 17192
2499_G_NT28 | NY | 36047 | NARROWS GENERATING STATION | Narrows Gas Turbines Generating | 8039511 | 64125713 |  |  | 2499 | NT28 | 2610200086 | NA0006 | 16.4479 |  | 79.3105 | 1.6185 | 1.4734 | 0.69687 | 0.42573 | 2022 | 57 | 15.6 | 905 | 166.6066 | 0.8713 | 221112 | -74.0234 | 40.6499 | 2380 | 125 | 120 |  | 16.4 | N | Natural Gas, Distillate Fuel Oil | N | N | N | 9999 | N | 2499_G_NT25;2499_G_NT22;2499_G_NT27;2499_G_NT28;2499_G_NT23;2499_G_NT21;2499_G_NT26;2499_G_NT24 | Combustion Turbine |  |  | 17192
54914_G_01 | NY | 36047 | BROOKLYN NAVY YARD COGENERATION PLANT | Brooklyn Navy Yard Cogeneration | 8105011 | 4819613 | 54914 | 1 | 54914 | 01 | 2610100185 | U00001 | 5.5414 | 7.1425 | 29.7139 | 8.5855 | 7.2513 | 2.58 | 4.8074 | 2022 | 310 | 17 | 240 | -1 | 70 | 221112 | -73.9767 | 40.6993 | 85 | 125 | 120 |  | 90 | Y | Natural Gas, Distillate Fuel Oil | Y | N | N | 9999 | N |  | Combined Cycle |  | 8579.2012 | 5884
54914_G_02 | NY | 36047 | BROOKLYN NAVY YARD COGENERATION PLANT | Brooklyn Navy Yard Cogeneration | 8105011 | 4819713 | 54914 | 2 | 54914 | 02 | 2610100185 | U00002 | 12.3814 | 5.062 | 24.7861 | 7.4159 | 6.2753 | 2.2841 | 4.2426 | 2022 | 310 | 17 | 240 | -1 | 70 | 221112 | -73.9767 | 40.6993 | 85 | 125 | 120 |  | 90 | Y | Natural Gas, Distillate Fuel Oil | Y | N | N | 9999 | N |  | Combined Cycle |  | 7563.4292 | 5884
54914_G_03 | NY | 36047 | BROOKLYN NAVY YARD COGENERATION PLANT | Brooklyn Navy Yard Cogeneration | 8105011 | 4819813 |  |  | 54914 | 03 | 2610100185 | U00003 | 0.0135 |  | 0.76468 | 0.0078465 | 0.007768 | 0.0005405 | 0.0057065 | 2022 | 135 | 1.2 | 690 | -1 | 55.1 | 221112 | -73.9767 | 40.6993 | 30 | 125 | 120 |  | 35 | Y | Natural Gas, Distillate Fuel Oil | N | Y | N | 9999 | N |  | Combined Cycle |  |  | 5884
54914_G_04 | NY | 36047 | BROOKLYN NAVY YARD COGENERATION PLANT | Brooklyn Navy Yard Cogeneration | 8105011 | 4819913 |  |  | 54914 | 04 | 2610100185 | U00004 | 0.014125 |  | 0.723 | 0.0096885 | 0.0095916 | 0.0006115 | 0.006459 | 2022 | 135 | 1.2 | 690 | -1 | 55.1 | 221112 | -73.9767 | 40.6993 | 30 | 125 | 120 |  | 35 | Y | Natural Gas, Distillate Fuel Oil | N | Y | N | 9999 | N |  | Combined Cycle |  |  | 5884
7910_G_2 | NY | 36047 | 23RD AND 3RD PLANT | Joseph J Seymour Power Project | 9326011 | 55489013 |  |  | 7910 | 2 | 2610200482 | 100001 | 5.4111 | 5.2161 | 7.9693 | 4.2418 | 4.2418 | 0.50345 | 2.1061 | 2022 | 10 | 0.4 | 983 | -1 | 61.9 | 221112 | -74.0007 | 40.6618 | 1010 | 125 | 120 | 109&139 | 39.9 | N | Natural Gas | N | N | N | 9999 | N | 7910_G_1;7910_G_2 | Combustion Turbine |  |  | 11015
7915_G_N01 | NY | 36047 | N 1ST STREET PLANT | North 1st | 9326111 | 55488913 | 7915 | NO1 | 7915 | N01 | 2610101077 | 100001 | 4.3902 | 2.4022 | 4.0711 | 1.7777 | 1.743 | 0.166 | 0.90343 | 2022 | 107 | 12 | 719 | -1 | 77 | 221112 | -73.9664 | 40.7147 | 475 | 125 | 120 |  | 46 | N | Natural Gas | Y | N | N | 9999 | N |  | Combustion Turbine |  | 1685.4348 | 10821
50743_B_1 | NY | 36047 | STARRETT CITY POWER PLANT |  | 7943911 | 2535913 |  |  |  |  | 2610500263 | 000001 | 44.4154 | 0.25909 | 100.4634 | 3.9987 | 3.9955 | 0.31725 | 7.2346 | 2022 | 99 | 4.7 | 800 | 21.3616 | 1.2307 | 53111 | -73.8797 | 40.6495 | 140 |  | 100 |  |  |  |  | N | N | N |  | N
2496_G_GT5 | NY | 36047 | CON EDISON - HUDSON AVE STATION |  | 8038811 | 3680213 |  |  |  |  | 2610100042 | HA0005 | 0.2165 |  | 2.1945 | 0.045831 | 0.038974 | 0.1915 | 0.028023 | 2022 | 47 | 16.4 | 935 | -1 | 35.2 | 22133 | -73.9803 | 40.7049 | 705 | 183 | 120 |  |  |  |  | N | N | N |  | N | 2496_G_GT3;2496_G_GT5;2496_G_4
10617_G_GEN1 | NY | 36049 | BEAVER FALLS GENERATING FACILITY | CH Resources Beaver Falls | 8469511 | 570213 | 10617 | 1 | 10617 | GEN1 | 6232000018 | U00001 | 19.3049 |  | 0.6876 | 3.1454 | 2.6564 | 0.0155 | 0.51794 | 2022 | 213 | 11.2 | 200 | -1 | 73 | 221112 | -75.4343 | 43.8864 | 52 | 125 | 140 |  | 49.7 | Y | Natural Gas, Distillate Fuel Oil | Y | N | N | 9999 | N | 10617_G_GEN2;10617_G_GEN1 | Combined Cycle |  | 94.43 | 6669
10025_B_41 | NY | 36055 | Red-Rochester LLC At Eastman Business Park |  | 17052711 | 114204213 |  |  |  |  | 8269900126 | U00015 | 120.279 | 11.2578 | 225.6325 | 5.6896 | 2.946 | 2.1108 | 23.3671 | 2022 | 408 | 12 | 265 | -1 | 43.1 | 221112 | -77.6658 | 43.1979 | 3130 | 183 | 100 |  |  |  |  | N | N | N |  | N | 10025_B_44;10025_B_43;10025_B_41;10025_B_42
2511_B_10 | NY | 36059 | EF BARRETT POWER STATION | E F Barrett | 7221611 | 7563413 | 2511 | 10 | 2511 | 10 | 1282000553 | U00001 | 358.3151 | 14.2396 | 404.2291 | 36.6331 | 35.6022 | 34.1636 | 24.1244 | 2022 | 250 | 16 | 309 | -1 | 47 | 221112 | -73.6476 | 40.6161 | 2300 | 125 | 100 |  | 194 | N | Natural Gas, Distillate Fuel Oil | Y | N | N | 9999 | N |  | O/G Steam |  | 6826.7104 | 10937
2511_B_20 | NY | 36059 | EF BARRETT POWER STATION | E F Barrett | 7221611 | 7563313 | 2511 | 20 | 2511 | 20 | 1282000553 | U00002 | 158.0381 | 6.2653 | 107.3524 | 16.2176 | 15.7606 | 12.5656 | 10.6424 | 2022 | 350 | 10.2 | 309 | -1 | 115 | 221112 | -73.6476 | 40.6161 | 2000 | 125 | 100 |  | 178 | N | Natural Gas | Y | N | N | 9999 | N |  | O/G Steam |  | 3179.3894 | 11042
10642_B_3 | NY | 36059 | HEMPSTEAD RESOURCE RECOVERY FACILITY | Covanta Hempstead | 7993311 | 4102513 |  |  | 10642 | 3 | 1282001727 | UUNITS | 147.673 | 25.1733 | 1035.611 | 2.4466 | 2.1212 | 51.2349 | 1.4428 | 2022 | 381 | 8 | 310 | -1 | 80.92 | 562213 | -73.5904 | 40.7381 | 1010 | 103 | 270 |  | 23.9 | N | MSW | N | Y | N | 9999 | N | 10642_B_3;10642_B_1;10642_B_2 | Municipal Solid Waste |  |  | 17909
2511_G_9 | NY | 36059 | EF BARRETT POWER STATION | E F Barrett | 7221611 | 118548113 |  |  | 2511 | 9 | 1282000553 | UCTPWN | 77.001 | 3.0901 | 399.563 | 6.5486 | 6.51 | 3.2041 | 1.9769 | 2022 | 36 | 7.6 | 1150 | -1 | 110 | 221112 | -73.6483 | 40.6177 | 2160 | 125 | 120 |  | 41.2 | N | Natural Gas, Distillate Fuel Oil | N | N | N | 9999 | N | 2511_G_11;2511_G_12;2511_G_9;2511_G_10 | Combustion Turbine |  |  | 16044
2511_G_GT1 | NY | 36059 | EF BARRETT POWER STATION | E F Barrett | 7221611 | 118548013 |  |  | 2511 | GT1 | 1282000553 | UCTGEN | 35.0518 | 1.4354 | 149.8622 | 2.8996 | 2.884 | 0.28278 | 0.92049 | 2022 | 52 | 9.9 | 1028 | -1 | 46 | 221112 | -73.6483 | 40.6177 | 2210 | 125 | 120 |  | 17.4 | N | Natural Gas, Distillate Fuel Oil | N | N | N | 9999 | N | 2511_G_4;2511_G_7;2511_G_8;2511_G_GT2;2511_G_3;2511_G_GT1;2511_G_5;2511_G_6 | Combustion Turbine |  |  | 16046
2514_G_GT2 | NY | 36059 | GLENWOOD MAIN POWER STATION | Glenwood | 7222811 | 7558713 | 2514 | U00020 | 2514 | GT2 | 1282200481 | U00020 | 0.049697 | 0.0875 | 8.8943 | 0.226 | 0.16671 | 0.0098 | 0.010815 | 2022 | 59 | 20.9 | 980 | -1 | 35 | 221112 | -73.6475 | 40.8259 | 49 | 125 | 120 |  | 49 | N | Distillate Fuel Oil | Y | N | N | 9999 | N |  | Combustion Turbine |  | 64 | 15453
2514_G_GT3 | NY | 36059 | GLENWOOD MAIN POWER STATION | Glenwood | 7222811 | 7558513 | 2514 | U00021 | 2514 | GT3 | 1282200481 | U00021 | 0.023616 | 0.0415 | 4.199 | 0.1075 | 0.079222 | 0.0044 | 0.00529 | 2022 | 59 | 20.9 | 980 | -1 | 35 | 221112 | -73.6475 | 40.8259 | 51 | 125 | 120 |  | 55.1 | N | Distillate Fuel Oil | Y | N | N | 9999 | N |  | Combustion Turbine |  | 34 | 15482
2678_G_2 | NY | 36059 | FREEPORT POWER PLANT 1 | Plant No 1 Freeport | 7221211 | 7565913 |  |  | 2678 | 2 | 1282000357 | 100001 | 0.04604 |  | 0.14896 | 0.00342 | 0.00332 | 6.5e-05 | 0.0045034 | 2022 | 46 | 2.5 | 72 | -1 | 72.9 | 221112 | -73.5926 | 40.6564 | 2 | 125 | 160 |  | 2.2 | N | Distillate Fuel Oil | N | N | N | 9999 | N |  | Combustion Turbine |  |  | 14144
2678_G_3 | NY | 36059 | FREEPORT POWER PLANT 1 | Plant No 1 Freeport | 7221211 | 7565813 |  |  | 2678 | 3 | 1282000357 | 100002 | 0.11958 |  | 0.25746 | 0.00708 | 0.00688 | 0.00017 | 0.011738 | 2022 | 40 | 2.5 | 72 | -1 | 72.9 | 221112 | -73.5926 | 40.6564 | 3 | 125 | 160 |  | 2 | N | Distillate Fuel Oil | N | N | N | 9999 | N |  | Combustion Turbine |  |  | 14140
2679_G_3 | NY | 36059 | FREEPORT POWER PLANT 2 | Plant No 2 Freeport | 7221311 | 7565613 |  |  | 2679 | 3 | 1282000358 | 200004 | 0.0097983 |  | 1.2025 | 0.024549 | 0.020865 | 0.002625 | 0.001255 | 2022 | 80 | 8 | 72 | -1 | 61.7 | 221112 | -73.5682 | 40.6448 | 17 | 125 | 120 |  | 16.8 | N | Distillate Fuel Oil | N | N | N | 9999 | N |  | Combustion Turbine |  |  | 10745
2679_G_CT5 | NY | 36059 | FREEPORT POWER PLANT 2 | Plant No 2 Freeport | 7221311 | 64114913 | 2679 | 5 | 2679 | CT5 | 1282000358 | U00005 | 0.9304 | 0.05296 | 3.8235 | 3.2349 | 2.8014 | 0.2973 | 3.5224 | 2022 | 180 | 10.5 | 850 | 165.2783 | 1.9079 | 221112 | -73.5682 | 40.6448 | 475 | 125 | 120 |  | 49 | N | Natural Gas, Distillate Fuel Oil | Y | N | N | 9999 | N |  | Combustion Turbine |  | 1461.8654 | 10745
50292_G_GEN1 | NY | 36059 | TBG COGEN FACILITY | Bethpage Power Plant | 7223311 | 118513413 |  |  | 50292 | GEN1 | 1282400947 | U00010 | 17.5781 |  | 109.3778 | 12.6339 | 12.6339 | 0.54143 | 2.0079 | 2022 | 100 | 6.58 | 830 | -1 | 85 | 221112 | -73.4992 | 40.7465 | 254 | 125 | 120 |  | 22.2 | N | Natural Gas | N | N | N | 9999 | N | 50292_G_GEN3;50292_G_GEN2;50292_G_GEN1 | Combined Cycle |  |  | 8914
50292_G_GEN4 | NY | 36059 | TBG COGEN FACILITY | Bethpage Power Plant | 7223311 | 64116413 | 50292 | GT3 | 50292 | GEN4 | 1282400947 | U00002 | 9.515 | 2.228 | 7.1517 | 5.7697 | 5.6197 | 0.4166 | 5.3054 | 2022 | 80 | 9.2 | 72 | 0.0166 | 0.001 | 221112 | -73.4992 | 40.7465 | 525 | 125 | 120 |  | 0.4 | N | Distillate Fuel Oil | Y | N | N | 9999 | N | 50292_G_GEN4;50292_G_GEN5 | Combustion Turbine |  | 4272.292 | 12283
50292_G_GEN6 | NY | 36059 | TBG COGEN FACILITY | Bethpage Power Plant | 7223311 | 64116513 | 50292 | GT4 | 50292 | GEN6 | 1282400947 | U00003 | 1.6731 | 0.024427 | 2.405 | 0.58521 | 0.56947 | 0.2191 | 2.099 | 2022 | 100 | 6.58 | 830 | -1 | 85 | 221112 | -73.4992 | 40.7465 | 730 | 125 | 120 |  | 49 | N | Natural Gas | Y | N | N | 9999 | N | 50292_G_GEN6;50292_G_GEN7 | Combined Cycle |  | 1987.66 | 8914
56032_G_0001 | NY | 36059 | EQUUS FREEPORT POWER GENERATING STATION | Equus Freeport Power | 10680411 | 58686613 | 56032 | 0001 | 56032 | 0001 | 1282004508 | U00001 | 4.9069 | 1.6485 | 4.1132 | 2.3183 | 2.2765 | 0.1609 | 2.6283 | 2022 | 187 | 10.5 | 850 | -1 | 115 | 221112 | -73.5682 | 40.6443 | 500 | 125 | 120 |  | 45.9 | N | Natural Gas, Distillate Fuel Oil | Y | N | N | 9999 | N |  | Combustion Turbine |  | 1455.22 | 10745
7869_G_GT5 | NY | 36059 | GLENWOOD ENERGY CENTER - new turbs | Glenwood Landing | 10680511 | 58686713 |  |  | 7869 | GT5 | 1282402146 | UCT001 | 121.3055 | 11.125 | 10.178 | 10.5819 | 7.2244 | 0.7005 | 3.2271 | 2022 | 125 | 10 | 879 | -1 | 124.4 | 221112 | -73.6474 | 40.8319 | 914 | 125 | 120 |  | 42.5 | N | Natural Gas, Distillate Fuel Oil | N | N | N | 9999 | N | 7869_G_GT5;7869_G_GT4 | Combustion Turbine |  |  | 10745
52056_G_GT1 | NY | 36059 | TRIGEN CENTRL UTILITY PLT - MITCHL FIELD |  | 7222111 | 7561213 | 52056 | 00004 |  |  | 1282001015 | 1GTADB | 6.427 |  | 145.4313 | 0.34789 | 0.0043869 | 0.3167 | 0.19262 | 2022 | 125 | 12 | 300 | -1 | 32.4 | 221112 | -73.5894 | 40.7266 | 633 | 125 | 140 |  |  |  |  | Y | N | N |  | N |  |  |  | 3166.8201
52056_G_ST1 | NY | 36059 | TRIGEN CENTRL UTILITY PLT - MITCHL FIELD |  | 7222111 | 7561313 |  |  |  |  | 1282001015 | 1SBSGU | 8.2477 | 0.064287 | 10.0866 | 0.78134 | 0.73775 | 1.1607 | 0.53735 | 2022 | 50 | 4.5 | 382 | 7.7366 | 0.4862 | 221112 | -73.5894 | 40.7266 | 12 | 125 | 100 |  |  |  |  | N | N | N |  | N
2695_G_8 | NY | 36059 | ROCKVILLE CENTRE POWER PLANT |  | 7221911 | 7561913 |  |  |  |  | 1282000753 | 1RVCPP | 0.5585 | 0.0205 | 0.4115 | 0.14598 | 0.13739 | 0.00055 | 0.20425 | 2022 | 90 | 3.2 | 850 | 15.555 | 1.9333 | 221112 | -73.6401 | 40.6585 | 3 | 125 | 160 |  |  |  |  | N | N | N |  | N
2493_B_70 | NY | 36061 | CON ED-EAST RIVER GENERATING STATION | East River | 7994011 | 4097013 |  |  | 2493 | 70 | 2620600012 | ER0001 | 492.5755 | 19.021 | 754.6975 | 46.001 | 45.1233 | 50.522 | 79.1253 | 2022 | 370 | 15 | 325 | -1 | 33 | 221112 | -73.9733 | 40.7278 | 1930 | 125 | 100 |  | 184 | N | Natural Gas | Y | N | N | 9999 | N | 2493_B_60;2493_B_70 | O/G Steam |  |  | 9437
2493_G_1 | NY | 36061 | CON ED-EAST RIVER GENERATING STATION | East River | 7994011 | 4097113 | 2493 | 1 | 2493 | 1 | 2620600012 | ER0002 | 51.0085 | 13.6825 | 42.6464 | 40.1503 | 39.3454 | 3.5679 | 20.8596 | 2022 | 370 | 21.5 | 360 | -1 | 28 | 221112 | -73.9733 | 40.7278 | 3160 | 125 | 120 |  | 155.1 | N | Natural Gas, Distillate Fuel Oil | Y | N | N | 9999 | N |  | Combustion Turbine |  | 7082.25 | 10745
2493_G_2 | NY | 36061 | CON ED-EAST RIVER GENERATING STATION | East River | 7994011 | 64129013 | 2493 | 2 | 2493 | 2 | 2620600012 | ER0003 | 5.2245 | 10.7965 | 45.6968 | 37.2856 | 37.2856 | 3.6689 | 14.6165 | 2022 | 368 | 21.2 | 50 | 179.9566 | 0.5096 | 221112 | -73.9733 | 40.7278 | 3160 | 125 | 120 |  | 155.8 | N | Natural Gas, Distillate Fuel Oil | Y | N | N | 9999 | N |  | Combustion Turbine |  | 7523.5 | 10745
2504_B_122 | NY | 36061 | CON ED-74TH STREET STA |  | 7995311 | 4074613 |  |  |  |  | 2620400019 | 740020 | 191.9157 | 8.3246 | 171.253 | 12.5116 | 11.9611 | 65.3 | 21.3066 | 2022 | 494 | 16 | 363 | -1 | 112 | 221112 | -73.9526 | 40.7682 | 2510 | 125 | 100 |  |  |  |  | N | N | N |  | N | 2504_B_121;2504_B_122;2504_B_120
2503_B_4BLRS | NY | 36061 | CON ED-59TH ST STA |  | 7986111 | 5576613 |  |  |  |  | 2620200032 | 590020 | 58.2892 | 6.0858 | 219.992 | 14.7351 | 14.6996 | 3.5365 | 10.3892 | 2022 | 507 | 16.5 | 370 | -1 | 61 | 221112 | -73.99 | 40.77 | 2150 | 125 | 100 |  |  |  |  | N | N | N |  | N
2504_G_GT2 | NY | 36061 | CON ED-74TH STREET STA |  | 7995311 | 4074513 |  |  |  |  | 2620400019 | EI0001 | 0.2431 |  | 1.1183 | 0.02618 | 0.02618 | 0.074239 | 0.24219 | 2022 | [5 empty] | 221112 | -73.9526 | 40.7682 | 446 | 125 | 120 |  |  |  |  | N | N | N |  | N | 2504_G_GT1;2504_G_GT2
2503_G_GT1 | NY | 36061 | CON ED-59TH ST STA |  | 7986111 | 5576513 | 2503 | CT0001 |  |  | 2620200032 | 590005 | 0.4235 |  | 1.1435 | 0.018232 | 0.018232 | 0.0093925 | 0.0058012 | 2022 | 119 | 12 | 660 | -1 | 68 | 221112 | -73.99 | 40.77 | 220 | 125 | 120 |  |  |  |  | N | N | N |  | N
50472_B_BLR4 | NY | 36063 | COVANTA NIAGARA LP | Covanta Niagara I, LLC | 7417011 | 7979813 |  |  | 50472 | BLR4 | 9291100113 | U00001 | 62.3606 | 4.535 | 676.92 | 1.3807 | 1.3565 | 60.7 | 3.3782 | 2022 | 210 | 10 | 400 | -1 | 50 | 221118 | -79.0068 | 43.0837 |  | 103 | 270 |  | 9 | Y | MSW | N | Y | N | 9999 | N | 50472_B_BLR2;50472_B_BLR4;50472_B_BLR1;50472_B_BLR3 | Municipal Solid Waste |  |  | 6783
54041_G_GEN3 | NY | 36063 | LOCKPORT COGENERATION FACILITY | Lockport Energy Associates LP | 7417511 | 7977913 |  |  | 54041 | GEN3 | 9292600016 | U3GTDB | 7.0925 | 0.26918 | 17.0117 | 6.2118 | 6.0291 | 0.55047 | 1.3303 | 2022 | 100 | 13 | 1002 | 11945.9002 | 89.9637 | 221112 | -78.7447 | 43.162 | 45 | 125 | 120 |  | 42.3 | Y | Natural Gas, Distillate Fuel Oil | N | Y | N | 9999 | N | 54041_G_GEN3;54041_G_GEN2;54041_G_GEN4;54041_G_GEN1 | Combined Cycle |  |  | 8570
54131_G_GEN1 | NY | 36063 | FORTISTAR NORTH TONAWANDA INC | Fortistar North Tonawanda | 7417211 | 7978813 | 54131 | NTCT1 | 54131 | GEN1 | 9291200059 | U00001 | 0.0073502 | 5.723e-05 | 18.0968 | 0.017233 | 0.017233 | 0.1001 | 0.0032925 | 2022 | 165 | 10.5 | 222 | 6407 | 74 | 221112 | -78.8539 | 43.0484 | 40 | 125 | 120 |  | 36.8 | Y | Natural Gas, Distillate Fuel Oil | Y | N | N | 9999 | N |  | Combined Cycle |  | 958.58 | 7553
54131_G_GEN2 | NY | 36063 | FORTISTAR NORTH TONAWANDA INC | Fortistar North Tonawanda | 7417211 | 7979113 |  |  | 54131 | GEN2 | 9291200059 | U00002 | 0.05797 |  | 0.2691 | 0.006146 | 0.0061459 | 0.017696 | 0.021643 | 2022 | 68 | 1.4 | 918 | -1 | 115 | 221112 | -78.8539 | 43.0484 | 16 | 125 | 160 |  | 20 | Y | Natural Gas, Distillate Fuel Oil | N | Y | N | 9999 | N |  | Combined Cycle |  |  | 7553
50744_G_GEN1 | NY | 36065 | STERLING ENERGY FACILITY | Sterling Power Plant | 7243711 | 7486713 | 50744 | 00001 | 50744 | GEN1 |  |  | 0.66209 |  | 2.3968 | 0.12168 | 0.12135 | 0.0089 | 0.054894 |  | 150 | 11 | 72 | -1 | 60.2 | 221112 | -75.601 | 43.0804 |  | 125 | 140 |  | 38.8 | N | Natural Gas | Y | N | N | 9999 | N | 50744_G_GEN1;50744_G_GEN2 | Combined Cycle |  | 86.42 | 9569
50662_B_UNIT3 | NY | 36067 | ONONDAGA CO RESOURCE RECOVERY FACILITY | Onondaga County Resource Recovery | 7982011 | 6452313 |  |  | 50662 | UNIT3 | 7314200028 | 1MBMWF | 19.7775 | 1.315 | 600.6445 | 1.9555 | 1.7853 | 8.745 | 3.4611 | 2022 | 274 | 5.5 | 72 | -1 | 47.1 | 562213 | -76.1147 | 43.0048 | 495 | 103 | 270 |  | 10 | N | MSW | N | Y | N | 9999 | N | 50662_B_UNIT1;50662_B_UNIT3;50662_B_UNIT2 | Municipal Solid Waste |  |  | 19383
10621_G_GEN1 | NY | 36067 | WPS SYRACUSE GENERATION LLC | CH Resources Syracuse | 7435911 | 7947513 | 10621 | 1 | 10621 | GEN1 | 7313200035 | U00001 | 19.6576 | 0.002096 | 3.5997 | 5.2509 | 0.47941 | 0.0085 | 4.707 | 2022 | 223 | 13.5 | 194 | -1 | 60 | 221112 | -76.2246 | 43.0667 | 59 | 125 | 120 |  | 58.3 | N | Natural Gas | Y | N | N | 9999 | N |  | Combined Cycle |  | 65.79 | 8495
10621_G_GEN2 | NY | 36067 | WPS SYRACUSE GENERATION LLC | CH Resources Syracuse | 7435911 | 7947613 |  |  | 10621 | GEN2 | 7313200035 | U00006 | 0.7665 | 0.0044713 | 0.9125 | 0.069008 | 0.068953 | 0.005475 | 0.050188 | 2022 | 40 | 0.8 | 535 | -1 | 28 | 221112 | -76.2246 | 43.0667 | 34 | 125 | 100 |  | 28.8 | N | Natural Gas | N | N | N | 9999 | N |  | Combined Cycle |  |  | 8495
50978_G_GEN2 | NY | 36067 | CARR STREET GENERATING STATION | Carr Street Generating Station | 7435811 | 7947913 |  |  | 50978 | GEN2 | 7312600127 | 1TURBS | 23.5441 | 3.2284 | 18.1535 | 4.217 | 4.217 | 0.37584 | 1.9967 | 2022 | 125 | 10.5 | 215 | -1 | 58 | 221112 | -76.08 | 43.06 | 96 | 125 | 140 |  | 35 | N | Natural Gas, Distillate Fuel Oil | N | N | N | 9999 | N | 50978_G_GEN2;50978_G_GEN1;50978_G_GEN3 | Combined Cycle |  |  | 8755
2480_B_1 | NY | 36071 | DANSKAMMER GENERATING STATION | Danskammer Generating Station | 8427711 | 1625313 | 2480 | 1 | 2480 | 1 | 3334600011 | UD0001 | 0.216 | 0.0288 | 0.7422 | 0.068063 | 0.068008 | 0.0037 | 0.054948 | 2022 | 220 | 12 | 330 | -1 | 42 | 221112 | -73.9646 | 41.573 | 709 | 125 | 100 |  | 68 | N | Natural Gas, Residual Fuel Oil | Y | N | N | 9999 | N |  | O/G Steam |  | 40.7 | 12463
2480_B_2 | NY | 36071 | DANSKAMMER GENERATING STATION | Danskammer Generating Station | 8427711 | 1625013 | 2480 | 2 | 2480 | 2 | 3334600011 | UD0002 | 0.228 | 0.0304 | 0.916 | 0.071845 | 0.071787 | 0.0038 | 0.057987 | 2022 | 220 | 12 | 330 | -1 | 42 | 221112 | -73.9646 | 41.573 | 904 | 125 | 100 |  | 66 | N | Natural Gas, Residual Fuel Oil | Y | N | N | 9999 | N |  | O/G Steam |  | 45.96 | 12463
2480_B_3 | NY | 36071 | DANSKAMMER GENERATING STATION | Danskammer Generating Station | 8427711 | 1625613 | 2480 | 3 | 2480 | 3 | 3334600011 | UD0003 | 0.288 |  | 2.6221 | 0.091205 | 0.087192 | 0.0152 | 0.066 | 2022 | 240 | 9.4 | 302 | -1 | 90 | 221112 | -73.9646 | 41.573 | 1340 | 125 | 100 |  | 138 | N | Natural Gas | Y | N | N | 9999 | N |  | O/G Steam |  | 120.99 | 11798
2480_B_4 | NY | 36071 | DANSKAMMER GENERATING STATION | Danskammer Generating Station | 8427711 | 1625413 | 2480 | 4 | 2480 | 4 | 3334600011 | UD0004 | 0.9 | 0.0384 | 3.1258 | 0.090751 | 0.090664 | 0.022 | 0.20625 | 2022 | 240 | 12.6 | 304 | -1 | 90 | 221112 | -73.9646 | 41.573 | 2420 | 125 | 100 |  | 226 | N | Natural Gas | Y | N | N | 9999 | N |  | O/G Steam |  | 145.1 | 11798
8006_B_1 | NY | 36071 | ROSETON GENERATING STATION | Roseton Generating Facility | 8427811 | 1624513 | 8006 | 1 | 8006 | 1 | 3334600075 | UR0001 | 48.9708 | 6.517 | 255.9367 | 21.259 | 18.2355 | 492.171 | 8.0506 | 2022 | 260 | 23 | 265 | -1 | 60 | 221112 | -73.975 | 41.5717 | 7030 | 125 | 100 |  | 599 | N | Natural Gas, Residual Fuel Oil | Y | N | N | 9999 | N |  | O/G Steam |  | 976.76 | 11156
8006_B_2 | NY | 36071 | ROSETON GENERATING STATION | Roseton Generating Facility | 8427811 | 1624813 | 8006 | 2 | 8006 | 2 | 3334600075 | UR0002 | 41.3713 | 4.4491 | 189.5129 | 10.8379 | 9.5105 | 226.9112 | 6.0111 | 2022 | 260 | 23 | 265 | -1 | 60 | 221112 | -73.975 | 41.5717 | 6990 | 125 | 100 | 16&99 | 606 | N | Natural Gas, Residual Fuel Oil | Y | N | N | 9999 | N |  | O/G Steam |  | 864.8201 | 11140
2632_G_SHOE | NY | 36071 | SHOEMAKER GAS TURBINE FACILITY | Shoemaker | 8427211 | 1626913 | 2632 | 1 | 2632 | SHOE | 3330900040 | 100001 | 0.32939 |  | 2.4558 | 0.026512 | 0.026512 | 0.0023 | 0.0084357 | 2022 | 45 | 1.7 | 72 | -1 | 60.2 | 221112 | -74.4185 | 41.4276 | 37 | 125 | 120 |  | 33 | N | Natural Gas, Distillate Fuel Oil | Y | N | N | 9999 | N |  | Combustion Turbine |  | 17.95 | 17800
56940_G_CTG1 | NY | 36071 | CPV VALLEY ENERGY CENTER | CPV Valley Energy Center | 18918211 | 137077213 | 56940 | 1 | 56940 | CTG1 | 3335600136 | U00001 | 3.9282 |  | 53.7648 | 29.9646 | 29.9646 | 5.0581 | 14.7887 | 2022 | 275 | 19 | 195 | -1 | 72 | 221112 | -74.4374 | 41.4121 | 2000 | 125 | 120 |  | 182.9 | N | Natural Gas, Distillate Fuel Oil | Y | N | N | 9999 | N | 56940_G_CTG1;56940_G_STG | Combined Cycle |  | 7788.7593 | 7050
56940_G_CTG2 | NY | 36071 | CPV VALLEY ENERGY CENTER | CPV Valley Energy Center | 18918211 | 137076713 | 56940 | 2 | 56940 | CTG2 |  |  | 9.3328 |  | 51.8514 | 23.3852 | 23.3852 | 4.917 | 14.4074 |  | 275 | 19 | 195 | -1 | 72 | 221112 | -74.4374 | 41.4121 |  | 125 | 120 |  | 183.3 | N | Natural Gas, Distillate Fuel Oil | Y | N | N | 9999 | N |  | Combined Cycle |  | 7595.4106 | 7050
2594_B_5 | NY | 36075 | OSWEGO HARBOR POWER | Oswego Harbor Power | 7980511 | 6466313 | 2594 | 5 | 2594 | 5 | 7351200030 | U00005 | 5.607 | 0.7956 | 31.879 | 1.501 | 0.69206 | 71.3248 | 0.78042 | 2022 | 700 | 2.3 | 186 | -1 | 58.9 | 221112 | -76.5316 | 43.4586 | 9420 | 125 | 100 |  | 797 | N | Residual Fuel Oil | Y | N | N | 9999 | N |  | O/G Steam |  | 147.37 | 11549
2594_B_6 | NY | 36075 | OSWEGO HARBOR POWER | Oswego Harbor Power | 7980511 | 6466613 | 2594 | 6 | 2594 | 6 | 7351200030 | U00006 | 7.314 | 1.0832 | 37.0072 | 0.94694 | 0.47023 | 100.0119 | 1.0499 | 2022 | 700 | 2.3 | 186 | -1 | 58.9 | 221112 | -76.5316 | 43.4586 | 9490 | 125 | 100 |  | 816 | N | Residual Fuel Oil | Y | N | N | 9999 | N |  | O/G Steam |  | 213.16 | 11480
50450_G_GEN1 | NY | 36075 | INDECK-OSWEGO LIMITED PARTNERSHIP | Indeck Oswego Energy Center | 8538911 | 462613 | 50450 | 1 | 50450 | GEN1 | 7351200005 | W00001 | 1.002 | 0 | 7.3342 | 0.43374 | 0.43373 | 0.0283 | 0.13601 | 2022 | 150 | 11 | 225 | -1 | 60 | 221112 | -76.4933 | 43.472 | 570 | 125 | 140 |  | 37.8 | Y | Natural Gas, Distillate Fuel Oil | Y | N | N | 9999 | N | 50450_G_GEN2;50450_G_GEN1 | Combined Cycle |  | 310.75 | 9313
50907_G_UNT2 | NY | 36075 | OSWEGO CO ENERGY RECOVERY FAC | Oswego County Energy Recovery | 7980711 | 6464313 |  |  | 50907 | UNT2 | 7355800013 | 1INCIN | 12.5404 |  | 134.6847 | 4.3502 | 4.037 | 24.3299 |  | 2022 | 155 | 3.5 | 250 | -1 | 55 | 562213 | -76.4256 | 43.3492 |  | 103 | 270 |  | 1.7 | Y | MSW | N | Y | N | 9999 | N | 50907_G_UNT2;50907_G_UNT1 | Municipal Solid Waste |  |  | 6064
54547_G_4 | NY | 36075 | INDEPENDENCE STATION | Sithe Independence Station | 8539211 | 461113 |  |  | 54547 | 4 | 7355600040 | 100GTU | 354.9245 |  | 193.0335 | 24.4478 | 21.8811 | 7.972 | 5.328 | 2022 | 195 | 18.5 | 200 | -1 | 38 | 221112 | -76.4505 | 43.4951 | 2130 | 125 | 120 |  | 159.2 | Y | Natural Gas | Y | Y | N | 9999 | N | 54547_G_3;54547_G_2;54547_G_1;54547_G_4 | Combined Cycle |  |  | 6744
54547_G_6 | NY | 36075 | INDEPENDENCE STATION | Sithe Independence Station | 8539211 | 461013 |  |  | 54547 | 6 | 7355600040 | 100AUX | 0.1666 | 0.34905 | 11.4825 | 0.82491 | 0.82424 | 0.0146 | 0.028375 | 2022 | 195 | 6 | 341 | -1 | 90 | 221112 | -76.4505 | 43.4951 |  | 125 | 100 |  | 171.7 | Y | Natural Gas | N | Y | N | 9999 | N | 54547_G_6;54547_G_5 | Combined Cycle |  |  | 6744
2500_B_10 | NY | 36081 | RAVENSWOOD GENERATING STATION | Ravenswood | 8309011 | 202213 | 2500 | 10 | 2500 | 10 | 2630400024 | U00010 | 18.5452 | 2.5112 | 52.5645 | 6.0277 | 5.8644 | 11.4116 | 9.984 | 2022 | 499 | 13.333 | 260 | -1 | 62.8 | 221112 | -73.946 | 40.7597 | 4200 | 125 | 100 |  | 368 | N | Natural Gas | Y | N | N | 9999 | N |  | O/G Steam |  | 1105.02 | 11015
2500_B_20 | NY | 36081 | RAVENSWOOD GENERATING STATION | Ravenswood | 8309011 | 202113 | 2500 | 20 | 2500 | 20 | 2630400024 | U00020 | 27.0605 | 3.6187 | 107.3414 | 8.5778 | 8.5271 | 3.3339 | 15.2644 | 2022 | 499 | 13.5 | 260 | -1 | 62.8 | 221112 | -73.946 | 40.7597 | 4170 | 125 | 100 |  | 373 | N | Natural Gas | Y | N | N | 9999 | N |  | O/G Steam |  | 1716.58 | 11033
2500_B_30 | NY | 36081 | RAVENSWOOD GENERATING STATION | Ravenswood | 8309011 | 203413 | 2500 | 30 | 2500 | 30 | 2630400024 | U00030 | 24.7986 | 3.3283 | 88.5723 | 8.1905 | 8.036 | 6.4181 | 13.8043 | 2022 | 499 | 23.5 | 270 | 48750 | 112 | 221112 | -73.946 | 40.7597 | 9380 | 125 | 100 |  | 990 | N | Natural Gas | Y | N | N | 9999 | N |  | O/G Steam |  | 599.57 | 11031
8906_B_20 | NY | 36081 | ASTORIA GENERATING STATION | Astoria Generating Station | 7982311 | 6451013 | 8906 | 20 | 8906 | 20 | 2630100185 | AS0001 | 5.37 | 0.2536 | 5.4224 | 0.70156 | 0.70107 | 0.0447 | 0.5005 | 2022 | 299 | 13.7 | 270 | -1 | 71 | 221112 | -73.9128 | 40.7874 | 1630 | 125 | 100 |  | 172 | N | Natural Gas | Y | N | N | 9999 | N |  | O/G Steam |  | 186.64 | 14137
8906_B_30 | NY | 36081 | ASTORIA GENERATING STATION | Astoria Generating Station | 7982311 | 6450913 |  |  | 8906 | 30 | 2630100185 | AS0002 | 193.2047 | 7.6577 | 111 | 18.3745 | 18.2527 | 1.5 | 12.8615 | 2022 | 299 | 14 | 270 | -1 | 71 | 221112 | -73.9128 | 40.7874 | 3960 | 125 | 100 |  | 371 | N | Natural Gas | N | N | N | 9999 | N |  | O/G Steam |  |  | 12256
8906_B_50 | NY | 36081 | ASTORIA GENERATING STATION | Astoria Generating Station | 7982311 | 6450813 |  |  | 8906 | 50 | 2630100185 | AS0004 | 59.9501 | 8.099 | 128 | 19.5108 | 19.0314 | 1.6 | 13.4329 | 2022 | 299 | 14 | 280 | 185.54 | 1.2048 | 221112 | -73.9128 | 40.7874 | 4190 | 125 | 100 |  | 375 | N | Natural Gas | N | N | N | 9999 | N |  | O/G Steam |  |  | 11763
2500_G_4 | NY | 36081 | RAVENSWOOD GENERATING STATION | Ravenswood | 8309011 | 64122913 | 2500 | UCC001 | 2500 | 4 | 2630400024 | UCC001 | 6.3673 | 6.6124 | 42.0153 | 56.3395 | 55.2134 | 3.4221 | 2.1148 | 2022 | 400 | 18.5 | 283 | 336.0033 | 1.2494 | 221112 | -73.946 | 40.7597 | 2160 | 125 | 120 |  | 161.8 | N | Natural Gas, Distillate Fuel Oil | Y | N | N | 9999 | N | 2500_G_4;2500_G_4S | Combined Cycle |  | 6631.4702 | 7425
2500_G_GT10 | NY | 36081 | RAVENSWOOD GENERATING STATION | Ravenswood | 8309011 | 202613 | 2500 | CT0010 | 2500 | GT10 | 2630400024 | UCT010 | 2.6796 |  | 18.5908 | 0.21568 | 0.21561 | 0.11111 | 0.10186 | 2022 | 35 | 12.5 | 750 | -1 | 60.2 | 221112 | -73.946 | 40.7597 | 21 | 125 | 120 |  | 16 | N | Natural Gas, Distillate Fuel Oil | Y | N | N | 9999 | N |  | Combustion Turbine |  | 284 | 16885
54114_G_GEN1 | NY | 36081 | KIAC COGENERATION PLANT-JFK AIRPORT | Kennedy International Airport Cogen | 8310711 | 97071513 | 54114 | GT1 | 54114 | GEN1 | 2630800096 | U00001 | 8.8908 | 5.6883 | 41.7106 | 10.2673 | 10.2673 | 0.8004 | 3.2669 | 2022 | 110 | 9.5 | 261 | -1 | 70 | 221112 | -73.7851 | 40.6468 | 718 | 125 | 120 |  | 50.1 | Y | Natural Gas, Distillate Fuel Oil | Y | N | N | 9999 | N | 54114_G_GEN1;54114_G_GEN3 | Combined Cycle |  | 7287.6328 | 8773
54114_G_GEN2 | NY | 36081 | KIAC COGENERATION PLANT-JFK AIRPORT | Kennedy International Airport Cogen | 8310711 | 97071613 | 54114 | GT2 | 54114 | GEN2 | 2630800096 | U00002 | 4.4081 | 2.7421 | 30.7224 | 7.5099 | 7.5014 | 0.5449 | 2.3563 | 2022 | 110 | 9.5 | 261 | -1 | 70 | 221112 | -73.7851 | 40.6468 | 718 | 125 | 120 |  | 48.6 | Y | Natural Gas, Distillate Fuel Oil | Y | N | N | 9999 | N |  | Combined Cycle |  | 5239.811 | 8773
55699_G_1 | NY | 36081 | BAYSWATER / JAMAICA BAY PEAKING FACILITY | Bayswater Peaking Facility LLC | 9333411 | 55489413 | 55699 | 1 | 55699 | 1 |  |  | 4.906 | 1.823 | 3.3578 | 0.9545 | 0.95389 | 0.1833 | 0.58957 |  | 110 | 14.6 | 851 | -1 | 77 | 221112 | -73.7614 | 40.6106 |  | 125 | 120 |  | 52.8 | N | Natural Gas | Y | N | N | 9999 | N |  | Combustion Turbine |  | 1035.4779 | 11048
56141_G_2 | NY | 36081 | BAYSWATER / JAMAICA BAY PEAKING FACILITY | Jamaica Bay Peaking | 9333411 | 55489513 | 55699 | 2 | 56141 | 2 | 2630800513 | U00002 | 5.0078 | 2.5145 | 3.7911 | 2.3072 | 2.3034 | 0.2304 | 0.73456 | 2022 | 110 | 15 | 723 | -1 | 77 | 221112 | -73.7614 | 40.6106 | 625 | 125 | 120 |  | 55.8 | N | Distillate Fuel Oil | Y | N | N | 9999 | N |  | Combustion Turbine |  | 1274.4429 | 11792
56196_G_CT02 | NY | 36081 | POLETTI POWER PROJECT | 500MW CC | 7982211 | 64122213 |  |  | 56196 | CT02 | 2630100084 | U00003 | 11.861 | 8.2046 | 80.3646 | 57.6922 | 57.6837 | 6.0123 | 11.8112 | 2022 | 250 | 18.5 | 50 | 296.6283 | 1.103 | 221112 | -73.9064 | 40.789 | 4120 | 125 | 120 |  | 153.3 | N | Natural Gas, Distillate Fuel Oil | N | N | N | 9999 | N | 56196_G_CA01;56196_G_CT01;56196_G_CT02 | Combined Cycle |  |  | 7509
57664_G_CT4 | NY | 36081 | ASTORIA ENERGY LLC & ASTORIA ENERGY II LLC | Astoria Energy II | 7763311 | 64122013 |  |  | 57664 | CT4 | 2630100072 | U00001 | 11.7174 | 34.9854 | 176.6011 | 174.5676 | 159.4694 | 16.959 | 27.559 | 2022 | 269 | 37 | 328 | -1 | 75.6 | 221112 | -73.8964 | 40.7813 | 9110 | 125 | 120 |  | 156 | N | Natural Gas, Distillate Fuel Oil | N | N | N | 9999 | N | 57664_G_ST2;57664_G_CT3;55375_G_CT1;55375_G_CT2;55375_G_ST1;57664_G_CT4 | Combined Cycle |  |  | 7477
7909_G_VG03 | NY | 36081 | VERNON BLVD PLANT | Vernon Boulevard | 9333511 | 55487013 |  |  | 7909 | VG03 | 2630401377 | 100001 | 5.5038 | 5.9878 | 10.0525 | 4.5537 | 4.5536 | 0.40214 | 1.5811 | 2022 | 30 | 3 | 983 | -1 | 61.9 | 221112 | -73.9506 | 40.7539 | 885 | 125 | 120 |  | 39.9 | N | Natural Gas | N | N | N | 9999 | N | 7909_G_VG03;7909_G_VG02 | Combustion Turbine |  |  | 11752
8906_G_1 | NY | 36081 | ASTORIA GENERATING STATION | Astoria Generating Station | 7982311 | 64122313 | 8906 | CT0001 | 8906 | 1 | 2630100185 | AS0005 | 0.96565 |  | 4.8176 | 0.077723 | 0.077723 | 0.040039 | 0.02473 | 2022 | 28 | 9.9 | 970 | 117.555 | 1.5265 | 221112 | -73.9128 | 40.7874 | 243 | 125 | 120 |  | 13.6 | N | Natural Gas | Y | N | N | 9999 | N |  | Combustion Turbine |  | 108.46 | 18734
55243_G_13 | NY | 36081 | ASTORIA GAS TURBINE POWER |  | 12681711 | 64122513 |  |  |  |  | 2630100191 | U00001 | 117.8385 |  | 15.712 | 1.1884 | 1.1444 | 3.619 | 0.64079 | 2022 | 12 | 0.3 | 72 | 0.0166 | 0.2356 | 221112 | -73.9051 | 40.7873 | 8220 | 125 | 120 |  |  |  |  | N | N | N |  | N | 55243_G_2-2;55243_G_7;55243_G_12;55243_G_3-4;55243_G_11;55243_G_3-1;55243_G_3-3;55243_G_4-2;55243_G_4-4;55243_G_10;55243_G_4-1;55243_G_13;55243_G_5;55243_G_2-1;55243_G_2-3;55243_G_2-4;55243_G_3-2;55243_G_4-3;55243_G_8
10190_G_GEN1 | NY | 36083 | EPCOR POWER CASTLETON | Castleton Energy Center | 7864311 | 3599713 | 10190 | 1 | 10190 | GEN1 | 4384400008 | 10GTDB | 30.1542 |  | 60.7693 | 3.1081 | 2.8767 | 0.5163 | 0.83865 | 2022 | 145 | 12 | 250 | -1 | 52 | 221112 | -73.7451 | 42.5397 | 43 | 125 | 120 |  | 44.2 | N | Natural Gas, Distillate Fuel Oil | Y | N | N | 9999 | N |  | Combined Cycle |  | 3136.511 | 9066
10190_G_GEN2 | NY | 36083 | EPCOR POWER CASTLETON | Castleton Energy Center | 7864311 | 3599813 |  |  | 10190 | GEN2 | 4384400008 | 100AUX | 0.3276 | 0.01248 | 0.195 | 0.029494 | 0.02947 | 0.00234 | 0.02145 | 2022 | 85 | 3.333 | 375 | -1 | 50 | 221112 | -73.7451 | 42.5397 | 25 | 125 | 100 |  | 23.5 | N | Natural Gas, Distillate Fuel Oil | N | N | N | 9999 | N |  | Combined Cycle |  |  | 9066
54034_G_GEN1 | NY | 36083 | RENSSELAER COGEN FACILITY | Rensselaer Cogen | 7863911 | 3601013 | 54034 | 1GTDBS | 54034 | GEN1 | 4381400029 | 1GTDBS | 4.6486 | 0.7763 | 9.5225 | 2.4535 | 2.3858 | 0.193 | 0.14621 | 2022 | 150 | 11.5 | 266 | -1 | 76 | 221112 | -73.7483 | 42.6255 | 787 | 125 | 120 |  | 47 | N | Natural Gas, Distillate Fuel Oil | Y | N | N | 9999 | N | 54034_G_GEN1;54034_G_GEN2 | Combined Cycle |  | 1006.94 | 8977
56259_G_CT11 | NY | 36083 | EMPIRE POWER PLANT | Empire Generating Co LLC | 15473111 | 96599013 |  |  | 56259 | CT11 | 4381400052 | 1CTDBR | 18.7725 | 13.072 | 98.52 | 23.752 | 23.752 | 7.4659 | 1.3855 | 2022 | 248 | 19 | 171 | -1 | 58 | 221112 | -73.7481 | 42.6254 | 5500 | 125 | 120 |  | 155 | Y | Natural Gas, Distillate Fuel Oil | N | Y | N | 9999 | N | 56259_G_CT11;56259_G_ST13;56259_G_CT12 | Combined Cycle |  |  | 7315
2490_B_30 | NY | 36085 | ARTHUR KILL GENERATING STATION | Arthur Kill Generating Station | 7844111 | 3597313 |  |  | 2490 | 30 | 2640300014 | AK0001 | 440.9181 | 16.7969 | 427.2 | 39.6964 | 39.6644 | 3.3 | 28.8695 | 2022 | 193.8 | 7.8 | 324 | 32.9733 | 0.6897 | 221112 | -74.1994 | 40.5915 | 5500 | 125 | 100 |  | 519 | N | Natural Gas | Y | N | N | 9999 | N | 2490_B_30;2490_B_20 | O/G Steam |  |  | 11227
2490_G_GT1 | NY | 36085 | ARTHUR KILL GENERATING STATION | Arthur Kill Generating Station | 7844111 | 3597513 | 2490 | CT0001 | 2490 | GT1 | 2640300014 | AK0005 | 1.344 |  | 5.0227 | 0.10818 | 0.10818 | 0.055728 | 0.03442 | 2022 | 47 | 16.4 | 935 | -1 | 61.9 | 221112 | -74.1994 | 40.5915 | 15 | 125 | 120 |  | 12.3 | N | Natural Gas | Y | N | N | 9999 | N |  | Combustion Turbine |  | 131.47 | 19635
8053_G_N01 | NY | 36085 | POUCH TERMINAL | Pouch | 9330411 | 55492713 | 8053 | PT01 | 8053 | N01 | 2640200295 | 100001 | 2.6681 | 2.6182 | 3.5723 | 2.2325 | 2.2325 | 0.1415 | 0.77821 | 2022 | 10 | 0.4 | 983 | -1 | 61.9 | 221112 | -74.0681 | 40.6189 | 517 | 125 | 120 |  | 45.1 | N | Natural Gas | Y | N | N | 9999 | N |  | Combustion Turbine |  | 1429.249 | 10745
2625_B_1 | NY | 36087 | BOWLINE POINT GENERATING STATION | Bowline Point | 8175411 | 4454713 | 2625 | 1 | 2625 | 1 | 3392200003 | 100001 | 126.059 | 17.0093 | 584.9387 | 43.7652 | 42.4785 | 93.751 | 31.3527 | 2022 | 286 | 18.8 | 292 | -1 | 114 | 221112 | -73.966 | 41.2055 | 7000 | 125 | 100 |  | 586 | N | Natural Gas, Residual Fuel Oil | Y | N | N | 9999 | N |  | O/G Steam |  | 2652.0996 | 10814
2625_B_2 | NY | 36087 | BOWLINE POINT GENERATING STATION | Bowline Point | 8175411 | 4454813 | 2625 | 2 | 2625 | 2 | 3392200003 | 100002 | 198.8139 | 7.5832 | 291.434 | 17.9594 | 17.9279 | 7.3082 | 14.4262 | 2022 | 286 | 18.8 | 268 | -1 | 84 | 221112 | -73.966 | 41.2055 | 7600 | 125 | 100 |  | 574 | N | Natural Gas, Residual Fuel Oil | Y | N | N | 9999 | N |  | O/G Steam |  | 1413.0502 | 11120
2628_G_GEN1 | NY | 36087 | ALLIANCE ENERGY- HILLBURN GAS TURBINE FACILITY | Hillburn | 7952711 | 3502213 | 2628 | 001 | 2628 | GEN1 | 3392600059 | 100001 | 0.96284 |  | 5.7442 | 0.077497 | 0.077497 | 0.0069 | 0.024658 | 2022 | 45 | 1.7 | 72 | -1 | 60.2 | 221112 | -74.1639 | 41.1266 | 38 | 125 | 120 |  | 33.1 | N | Natural Gas, Distillate Fuel Oil | Y | N | N | 9999 | N |  | Combustion Turbine |  | 45.76 | 17931
54592_G_GEN1 | NY | 36089 | MASSENA ENERGY FACILITY | Massena Energy Facility | 7968411 | 3491713 | 54592 | 001 | 54592 | GEN1 | 6405800046 | 100GTU | 0.0275 |  | 0.095 | 0.0145 | 0.0145 | 0.0014 | 0.0085 | 2022 | [5 empty] | 221112 | -74.8926 | 44.95 | 46 | 125 | 120 |  | 46 | N | Natural Gas, Distillate Fuel Oil | Y | N | N | 9999 | N |  | Combined Cycle |  | 9.15 | 9766
10803_B_HRSG A | NY | 36089 | OGDENSBURG ENERGY FACILITY |  | 7968011 | 3495513 | 10803 | 1 |  |  | 6401200053 | 1AXBLR | 4.767 | 0.1816 | 5.711 | 0.42916 | 0.42882 | 0.03405 | 0.31212 | 2022 | 175 | 3 | 72 | -1 | 36.6 | 221112 | -75.4423 | 44.7258 | 536 | 125 | 100 |  |  |  |  | N | N | N |  | N
50458_G_GEN1 | NY | 36091 | INDECK-CORINTH ENERGY CENTER | Indeck Corinth Energy Center | 7819511 | 3429313 | 50458 | 1 | 50458 | GEN1 | 5412600028 | U00001 | 37.36 | 0.3075 | 65.4767 | 2.0636 | 2.0636 | 1.4552 | 17.4673 | 2022 | 237 | 15 | 275 | -1 | 75 | 221112 | -73.8096 | 43.2492 | 76 | 125 | 120 |  | 72.7 | Y | Natural Gas, Distillate Fuel Oil | Y | N | N | 9999 | N |  | Combined Cycle |  | 4900.25 | 7771
50458_G_GEN2 | NY | 36091 | INDECK-CORINTH ENERGY CENTER | Indeck Corinth Energy Center | 7819511 | 3429213 |  |  | 50458 | GEN2 | 5412600028 | EI0001 | 0.055416 |  | 0.25874 | 0.0197 | 0.019689 | 0.0066912 | 0.017183 | 2022 | 39.4 | 1.7 | 425 | 1.215 | 0.535 | 221112 | -73.8096 | 43.2492 |  | 125 | 140 |  | 54.5 | Y | Natural Gas, Distillate Fuel Oil | N | Y | N | 9999 | N |  | Combined Cycle |  |  | 7771
54782_G_GE1 | NY | 36099 | SENECA ENERGY LFGTE FACILITY |  | 8436511 | 64160313 |  |  |  |  | 8453200075 | 3STAGE | 364.5061 | 1.8525 | 29.1625 | 22.3077 | 22.3076 | 43.1236 | 68.7375 | 2022 | 38 | 1.7 | 836 | 2.6333 | 1.1596 | 562212 | -76.8453 | 42.9211 | 17900 | 125 | 160 |  |  |  |  | N | N | N |  | N | 54782_G_GE9;54782_G_GE5;54782_G_GE2;54782_G_GE11;54782_G_GE4;54782_G_GE13;54782_G_GE10;54782_G_GE14;54782_G_GE16;54782_G_GE15;54782_G_GE7;54782_G_GE6;54782_G_GE3;54782_G_GE12;54782_G_GE18;54782_G_GE17;54782_G_GE8;54782_G_GE1
2516_B_1 | NY | 36103 | NORTHPORT POWER STATION | Northport | 8121711 | 126493813 |  |  | 2516 | 1 | 1472600130 | UTGB01 | 1286.577 | 54.6035 | 992.912 | 236.4963 | 203.655 | 994.4111 | 83.2192 | 2022 | 600 | 16.8 | 325 | -1 | 84 | 221112 | -73.3426 | 40.9235 | 385 | 125 | 140 |  | 398 | N | Natural Gas | Y | N | N | 9999 | N | 2516_B_4;2516_B_3;2516_B_2;2516_B_1 | O/G Steam |  |  | 10733
2517_B_3 | NY | 36103 | PORT JEFFERSON POWER STATION | Port Jefferson | 7981511 | 6455313 | 2517 | 3 | 2517 | 3 | 1472200107 | U00002 | 108.6065 | 5.2433 | 121.8991 | 43.7863 | 34.5384 | 232.1116 | 7.1486 | 2022 | 425 | 10.2 | 310 | -1 | 122 | 221112 | -73.0787 | 40.9501 | 1950 | 125 | 100 |  | 192 | N | Natural Gas, Residual Fuel Oil | Y | N | N | 9999 | N |  | O/G Steam |  | 2475.8401 | 11953
2517_B_4 | NY | 36103 | PORT JEFFERSON POWER STATION | Port Jefferson | 7981511 | 6455613 | 2517 | 4 | 2517 | 4 | 1472200107 | U00003 | 48.206 | 1.9805 | 32.2566 | 7.554 | 6.7053 | 20.3781 | 3.2327 | 2022 | 425 | 10.2 | 310 | -1 | 122 | 221112 | -73.0787 | 40.9501 | 2000 | 125 | 100 |  | 193 | N | Natural Gas, Residual Fuel Oil | Y | N | N | 9999 | N |  | O/G Steam |  | 1241.5197 | 11684
50649_B_1 | NY | 36103 | BABYLON RESOURCE RECOVERY FACILITY | Covanta Babylon Inc | 8123111 | 4686313 |  |  | 50649 | 1 | 1472000777 | 1MBMWC | 10.75 |  | 99.5 | 0.081 | 0.070227 | 11.7 | 1.406e-05 | 2022 | 138 | 7.1 | 300 | 2635.6 | 66.5 | 562213 | -73.387 | 40.7342 |  | 103 | 270 |  | 7.2 | N | MSW | N | Y | N | 9999 | N |  | Municipal Solid Waste |  |  | 19383
50649_B_2 | NY | 36103 | BABYLON RESOURCE RECOVERY FACILITY | Covanta Babylon Inc | 8123111 | 97069213 |  |  | 50649 | 2 | 1472000777 | 2MBMWC | 11.7 |  | 105.5 | 0.06442 | 0.055852 | 15.8 | 1.301e-05 | 2022 | 138 | 7.1 | 300 | 2635.6 | 66.5 | 562213 | -73.387 | 40.7342 | 139 | 103 | 270 |  | 7.2 | N | MSW | N | Y | N | 9999 | N |  | Municipal Solid Waste |  |  | 19383
50656_B_UNIT3 | NY | 36103 | HUNTINGTON RESOURCE RECOVERY FACILITY | Huntington Resource Recovery Facility | 8123211 | 4685913 |  |  | 50656 | UNIT3 | 1472600790 | 1MBMWC | 56.4245 | 6.2225 | 364.477 | 2.2398 | 2.0718 | 4.069 | 0.4757 | 2022 | 312 | 4 | 440 | -1 | 41.5 | 562213 | -73.2899 | 40.8817 | 375 | 103 | 270 |  | 8.2 | N | MSW | N | Y | N | 9999 | N | 50656_B_UNIT1;50656_B_UNIT3;50656_B_UNIT2 | Municipal Solid Waste |  |  | 17913
51038_B_B2 | NY | 36103 | ISLIP MCARTHUR RESOURCE RECOVERY FACIL | MacArthur Waste to Energy Facility | 8123311 | 4685413 |  |  | 51038 | B2 | 1472800185 | I00012 | 86.857 |  | 139.7215 | 1.0315 | 0.8769 | 16.06 | 4.589 | 2022 | 150 | 3.5 | 380 | 11.9633 | 1.2429 | 562213 | -73.1058 | 40.7864 | 188 | 103 | 270 |  | 5.5 | N | MSW | N | Y | N | 9999 | N | 51038_B_B2;51038_B_B1 | Municipal Solid Waste |  |  | 19383
7314_G_NA1 | NY | 36103 | RICHARD M FLYNN POWER PLANT | Richard M Flynn | 7981711 | 6454013 | 7314 | 001 | 7314 | NA1 | 1472200926 | U00001 | 1.0458 |  | 96.405 | 2.4976 | 2.3092 | 2.1119 | 2.9167 | 2022 | 120 | 17.5 | 72 | -1 | 32.4 | 221112 | -73.0641 | 40.8158 | 1320 | 125 | 120 |  | 87.5 | N | Natural Gas, Distillate Fuel Oil | Y | N | N | 9999 | N | 7314_G_NA1;7314_G_NA2 | Combined Cycle |  | 5503.7773 | 8042
2512_G_1 | NY | 36103 | EAST HAMPTON GT FACILITY | East Hampton | 8474611 | 293113 | 2512 | UGT001 | 2512 | 1 | 1472400345 | UGT001 | 0.29746 | 0.522 | 71.5452 | 1.1253 | 1.0596 | 0.119 | 0.036957 | 2022 | 39 | 17.1 | 1150 | -1 | 61.7 | 221112 | -72.21 | 40.96 | 19 | 125 | 120 |  | 19.2 | N | Distillate Fuel Oil | Y | N | N | 9999 | N |  | Combustion Turbine |  | 775.3006 | 13958
2516_G_GT1 | NY | 36103 | NORTHPORT POWER STATION | Northport | 8121711 | 4706013 | 2516 | UGT001 | 2516 | GT1 | 1472600130 | UGT001 | 0.0041624 |  | 1.5132 | 0.016879 | 0.013963 | 0.001 | 0.00051715 | 2022 | 57.3 | 11.4 | 734 | 6361.4 | 61.7 | 221112 | -73.3426 | 40.9235 | 266 | 125 | 120 |  | 11.8 | N | Distillate Fuel Oil | Y | N | N | 9999 | N |  | Combustion Turbine |  | 23 | 25000
2517_G_GT1 | NY | 36103 | PORT JEFFERSON POWER STATION | Port Jefferson | 7981511 | 6455413 | 2517 | UGT001 | 2517 | GT1 | 1472200107 | UGT001 | 0.0044928 | 0.008 | 1.5701 | 0.027 | 0.015071 | 0.001 | 0.0005 | 2022 | 38 | 11.7 | 980 | -1 | 46 | 221112 | -73.0787 | 40.9501 | 266 | 125 | 120 |  | 12.9 | N | Distillate Fuel Oil | Y | N | N | 9999 | N |  | Combustion Turbine |  | 15 | 10804
2517_G_GT3 | NY | 36103 | PORT JEFFERSON ENERGY CENTER | Port Jefferson | 9318011 | 55407613 |  |  | 2517 | GT3 | 1472204141 | UGT002 | 54.854 | 4.9055 | 5.597 | 2.0826 | 2.038 | 0.303 | 1.0182 | 2022 | 265 | 10 | 835 | -1 | 125 | 221112 | -73.0785 | 40.9495 | 937 | 125 | 120 |  | 40.1 | N | Natural Gas, Distillate Fuel Oil | N | N | N | 9999 | N | 2517_G_GT2;2517_G_GT3 | Combustion Turbine |  |  | 10810
2518_G_GT1 | NY | 36103 | WADING RIVER GT FACILITY | Shoreham | 8452511 | 575413 | 7146 | UGT013 | 2518 | GT1 | 1472200108 | UGT013 | 0.014693 | 0.026 | 2.5979 | 0.17583 | 0.04929 | 0.0024 | 0.002 | 2022 | 45 | 22.1 | 920 | -1 | 61.7 | 221112 | -72.8774 | 40.9568 | 686 | 125 | 120 |  | 49.8 | N | Distillate Fuel Oil | Y | N | N | 9999 | N |  | Combustion Turbine |  | 24 | 16203
2518_G_GT2 | NY | 36103 | WADING RIVER GT FACILITY | Shoreham | 8452511 | 575613 | 7146 | UGT014 | 2518 | GT2 | 1472200108 | UGT014 | 0.014237 | 0.025 | 3.4046 | 0.10172 | 0.047759 | 0.0045 | 0.002 | 2022 | 45 | 14.6 | 1040 | -1 | 61.7 | 221112 | -72.8774 | 40.9568 | 266 | 125 | 120 |  | 15.9 | N | Distillate Fuel Oil | Y | N | N | 9999 | N |  | Combustion Turbine |  | 55 | 16208
2519_G_1 | NY | 36103 | SOUTHAMPTON GT FACILITY | South Hampton | 7942611 | 2539113 |  |  | 2519 | 1 | 1473601438 | UGT001 | 0.014578 | 0.0265 | 2.306 | 0.0885 | 0.048903 | 0.003 | 0.00341 | 2022 | 38 | 11.4 | 900 | -1 | 60.2 | 221112 | -72.3819 | 40.9079 | 7 | 125 | 120 |  | 8.5 | N | Distillate Fuel Oil | N | N | N | 9999 | N |  | Combustion Turbine |  |  | 25000
2520_G_1 | NY | 36103 | SOUTHOLD GT FACILITY | Southold | 7942711 | 2538913 |  |  | 2520 | 1 | 1473800455 | UGT001 | 0.031251 | 0.0565 | 4.9435 | 0.1895 | 0.10483 | 0.007 | 0.00703 | 2022 | 38 | 11.4 | 900 | -1 | 60.2 | 221112 | -72.3905 | 41.0933 | 12 | 125 | 120 |  | 10 | N | Distillate Fuel Oil | N | N | N | 9999 | N |  | Combustion Turbine |  |  | 25000
2521_G_4 | NY | 36103 | WEST BABYLON GT FACILITY | West Babylon | 8452011 | 579613 | 2521 | UGT001 | 2521 | 4 |  |  | 0.044907 | 0.078 | 0.2319 | 0.10749 | 0.10065 | 0.0002 | 0.0055794 |  | 46 | 20.6 | 980 | -1 | 61.7 | 221112 | -73.3495 | 40.6955 |  | 125 | 120 |  | 49.7 | N | Distillate Fuel Oil | Y | N | N | 9999 | N |  | Combustion Turbine |  | 7 | 15764
54149_G_GEN1 | NY | 36103 | NISSEQUOGUE COGEN PARTNERS PLANT | Stony Brook Cogen Plant | 8452911 | 574413 | 54149 | 1 | 54149 | GEN1 | 1472202441 | 100001 | 127.9341 |  | 122.2155 | 9.7097 | 9.7043 | 0.8231 | 12.708 | 2022 | 218 | 9 | 326 | -1 | 117 | 221112 | -73.1291 | 40.9168 | 670 | 125 | 120 |  | 44.5 | Y | Natural Gas, Distillate Fuel Oil | Y | N | N | 9999 | N |  | Combustion Turbine |  | 7894.4805 | 8700
55786_G_CT02 | NY | 36103 | EDGEWOOD ELECTRIC GENERATING FACILITY | Edgewood Energy LLC | 9316211 | 55409813 |  |  | 55786 | CT02 | 1472803244 | U00001 | 5.964 | 3.5385 | 8.997 | 5.4163 | 5.4163 | 0.4925 | 1.7234 | 2022 | 105 | 10.5 | 835 | -1 | 85 | 221112 | -73.2927 | 40.7863 | 960 | 125 | 120 |  | 42.5 | N | Natural Gas | Y | N | N | 9999 | N | 55786_G_CT01;55786_G_CT02 | Combustion Turbine |  |  | 10745
55787_G_CT02 | NY | 36103 | SHOREHAM ELECTRIC GENERATING FACILITY | Shoreham Energy LLC | 10724011 | 58686813 |  |  | 55787 | CT02 | 1472204133 | U00001 | 0.963 | 0.0445 | 4.747 | 0.67936 | 0.6362 | 0.049 | 0.053648 | 2022 | 110 | 10.5 | 835 | -1 | 85.3 | 221112 | -72.8667 | 40.9574 | 922 | 125 | 120 |  | 42.5 | N | Distillate Fuel Oil | Y | N | N | 9999 | N | 55787_G_CT01;55787_G_CT02 | Combustion Turbine |  |  | 10745
55969_G_U-01 | NY | 36103 | GREENPORT GENERATING FACILITY | Hawkeye Energy Greenport LLC | 10749711 | 64120413 | 55969 | U-01 | 55969 | U-01 | 1473803119 | U00001 | 1.84 | 3.14 | 4.9006 | 1.782 | 0.002 | 0.1371 | 0.06327 | 2022 | 65 | 10 | 840 | 211.1116 | 2.6868 | 221112 | -72.3761 | 41.1059 | 550 | 125 | 120 |  | 54.3 | N | Distillate Fuel Oil | Y | N | N | 9999 | N |  | Combustion Turbine |  | 676.5697 | 11389
56188_G_CTG | NY | 36103 | PINELAWN POWER | Pinelawn Power LLC | 9318211 | 55568913 | 56188 | 00001 | 56188 | CTG | 1472003061 | U00001 | 12.667 | 3.661 | 5.3637 | 8.2393 | 7.2034 | 0.4289 | 1.1764 | 2022 | 145 | 10.7 | 390 | -1 | 72 | 221112 | -73.3886 | 40.7339 | 850 | 125 | 140 |  | 47 | N | Natural Gas, Distillate Fuel Oil | Y | N | N | 9999 | N | 56188_G_STG;56188_G_CTG | Combined Cycle |  | 2824.3188 | 8758
56234_G_CT01 | NY | 36103 | Caithness Long Island Energy Center | Caithness Long Island Energy Center | 15488311 | 96986713 | 56234 | 0001 | 56234 | CT01 |  |  | 6.86 | 16.1375 | 52.5816 | 12.4307 | 12.4162 | 4.5741 | 15.99 |  | 170 | 20 | 175 | -1 | 43 | 221112 | -72.9404 | 40.8143 |  | 125 | 120 |  | 187.7 | N | Natural Gas, Distillate Fuel Oil | Y | N | N | 9999 | N |  | Combined Cycle |  | 7807.0605 | 7398
56234_G_ST01 | NY | 36103 | Caithness Long Island Energy Center | Caithness Long Island Energy Center | 15488311 | 96986813 |  |  | 56234 | ST01 | 1472204426 | U00002 |  | 0.00152 | 0.0475 | 0.0036129 | 0.00361 |  | 0.0026125 | 2022 | 170 | 2 | 365 | -1 | 15 | 221112 | -72.9404 | 40.8143 |  | 125 | 100 |  | 129.6 | N | Natural Gas, Distillate Fuel Oil | N | N | N | 9999 | N |  | Combined Cycle |  |  | 7398
7146_G_02 | NY | 36103 | WADING RIVER GT FACILITY | Wading River | 8452511 | 575113 | 7146 | UGT008 | 7146 | 02 | 1472200108 | UGT008 | 0.906 | 0.2185 | 16.2991 | 0.29373 | 0.27498 | 0.0328 | 0.01548 | 2022 | 70 | 19.9 | 1000 | -1 | 61.7 | 221112 | -72.8774 | 40.9568 | 81 | 125 | 120 |  | 76.9 | N | Distillate Fuel Oil | Y | N | N | 9999 | N |  | Combustion Turbine |  | 90.47 | 14576
7146_G_03 | NY | 36103 | WADING RIVER GT FACILITY | Wading River | 8452511 | 575513 | 7146 | UGT009 | 7146 | 03 | 1472200108 | UGT009 | 1.358 | 0.3275 | 12.2129 | 0.43927 | 0.29256 | 0.0508 | 0.023205 | 2022 | 70 | 19.9 | 1000 | -1 | 61.7 | 221112 | -72.8774 | 40.9568 | 81 | 125 | 120 |  | 81.7 | N | Distillate Fuel Oil | Y | N | N | 9999 | N |  | Combustion Turbine |  | 131.86 | 14643
7146_G_1 | NY | 36103 | WADING RIVER GT FACILITY | Wading River | 8452511 | 575313 | 7146 | UGT007 | 7146 | 1 | 1472200108 | UGT007 | 1.123 | 0.271 | 11.2212 | 0.36355 | 0.34033 | 0.0413 | 0.038191 | 2022 | 70 | 19.9 | 1000 | -1 | 61.7 | 221112 | -72.8774 | 40.9568 | 78 | 125 | 120 |  | 82 | N | Distillate Fuel Oil | Y | N | N | 9999 | N |  | Combustion Turbine |  | 112.88 | 14599
7912_G_1 | NY | 36103 | BRENTWOOD PLANT | Brentwood | 9316311 | 55409713 | 7912 | BW01 | 7912 | 1 |  |  | 2.8621 | 3.4679 | 4.0523 |  |  | 0.1597 | 1.1287 |  | 15 | 1.8 | 430 | 41.6 | 15.8 | 221112 | -73.2933 | 40.7869 |  | 125 | 120 |  | 46 | N | Natural Gas | Y | N | N | 9999 | N |  | Combustion Turbine |  | 1626.9819 | 10745
8007_G_1 | NY | 36103 | HOLTSVILLE GT FACILITY | Holtsville | 8452411 | 126778313 |  |  | 8007 | 1 | 1472200105 | UGT001 | 0.75865 | 1.3585 | 140.9705 | 3.449 | 2.8266 | 0.177 | 0.66793 | 2022 | 44 | 7.2 | 1260 | -1 | 127 | 221112 | -73.0657 | 40.8169 | 420 | 125 | 120 |  | 55.5 | N | Distillate Fuel Oil | N | N | N | 9999 | N | 8007_G_4;8007_G_9;8007_G_10;8007_G_3;8007_G_7;8007_G_6;8007_G_1;8007_G_5;8007_G_2;8007_G_8 | Combustion Turbine |  |  | 15129
10503_B_SG201A | NY | 36115 | WHEELABRATOR HUDSON FALLS | Wheelabrator Hudson Falls | 7982111 | 6451913 |  |  | 10503 | SG201A | 5534400001 | U00001 | 14.202 |  | 111.1928 | 0.30432 | 0.26054 | 7.5722 | 0.61311 | 2022 | 316 | 4 | 225 | -1 | 57 | 562213 | -73.5916 | 43.3057 | 103 | 103 | 270 |  | 5.8 | N | MSW | N | Y | N | 9999 | N |  | Municipal Solid Waste |  |  | 21668
10503_B_SG201B | NY | 36115 | WHEELABRATOR HUDSON FALLS | Wheelabrator Hudson Falls | 7982111 | 6451713 |  |  | 10503 | SG201B | 5534400001 | U00002 | 17.7048 |  | 113.3272 | 0.19379 | 0.1662 | 9.014 | 0.76799 | 2022 | 316 | 4 | 225 | -1 | 57 | 562213 | -73.5916 | 43.3057 | 103 | 103 | 270 |  | 5.8 | N | MSW | N | Y | N | 9999 | N |  | Municipal Solid Waste |  |  | 21668
50882_B_1 | NY | 36119 | WHEELABRATOR WESTCHESTER LP | Wheelabrator Westchester | 8123611 | 4684113 |  |  | 50882 | 1 | 3551200031 | U0000A | 18.8887 |  | 307.959 | 3.3458 | 2.9004 | 24.8077 | 11.722 | 2022 | 195 | 11.2 | 277 | -1 | 97.4 | 562213 | -73.9424 | 41.2771 | 325 | 103 | 270 |  | 17 | Y | MSW | N | Y | N | 9999 | N |  | Municipal Solid Waste |  |  | 18482
50882_B_2 | NY | 36119 | WHEELABRATOR WESTCHESTER LP | Wheelabrator Westchester | 8123611 | 4683613 |  |  | 50882 | 2 | 3551200031 | U0000B | 14.1783 |  | 276.573 | 1.3692 | 1.1861 | 19.2991 | 9.9848 | 2022 | 195 | 11.2 | 277 | -1 | 97.4 | 562213 | -73.9424 | 41.2771 | 325 | 103 | 270 |  | 17 | Y | MSW | N | Y | N | 9999 | N |  | Municipal Solid Waste |  |  | 18482
50882_B_3 | NY | 36119 | WHEELABRATOR WESTCHESTER LP | Wheelabrator Westchester | 8123611 | 4684013 |  |  | 50882 | 3 | 3551200031 | U0000C | 18.6087 |  | 326.8845 | 3.6151 | 3.1337 | 19.988 | 11.0757 | 2022 | 195 | 11.2 | 277 | -1 | 97.4 | 562213 | -73.9424 | 41.2771 | 325 | 103 | 270 |  | 17 | Y | MSW | N | Y | N | 9999 | N |  | Municipal Solid Waste |  |  | 18482
50449_G_GEN1 | NY | 36121 | INDECK-SILVER SPRINGS COGENERATION | Indeck Silver Springs Energy Center | 7814811 | 3615513 | 50449 | 1 | 50449 | GEN1 | 9563200010 | S00001 | 1.146 |  | 8.0771 | 0.0525 | 0.0525 | 0.0379 | 0.2313 | 2022 | 135 | 11.5 | 290 | -1 | 64 | 221112 | -78.0781 | 42.6541 | 628 | 125 | 140 |  | 34.7 | Y | Natural Gas, Distillate Fuel Oil | Y | N | N | 9999 | N | 50449_G_GEN2;50449_G_GEN1 | Combined Cycle |  | 408 | 9756
2527_B_6 | NY | 36123 | AES GREENIDGE LLC | Greenidge Generation LLC | 7935711 | 3543313 | 2527 | 6 | 2527 | 6 | 8573600004 | G00004 | 238.2819 | 3.927 | 46.3035 | 21.452 | 21.4347 | 1.6871 | 15.6018 | 2022 | 250 | 2.333 | 186 | -1 | 19.52 | 221112 | -76.9486 | 42.6791 | 1340 | 125 | 100 |  | 104 | N | Natural Gas | Y | N | N | 9999 | N |  | O/G Steam |  | 8429.6797 | 11153
2707_G_GT1 | NC | 37007 | Duke Energy Progress, LLC - Blewett | Blewett | 15613711 | 98739113 | 2707 | 1 | 2707 | GT1 | 3700700032 | G-1 |  |  | 1.5625 |  |  | 0.6514 |  | 2022 | 28.2 | 9.6 | 965 | 7505.0001 | 103.68 | 221112 | -79.877 | 34.9819 | 277 | 125 | 120 |  | 13 | N | Distillate Fuel Oil | Y | N | N | 9999 | N |  | Combustion Turbine | 42 | 9.4 | 25000
2707_G_GT2 | NC | 37007 | Duke Energy Progress, LLC - Blewett | Blewett | 15613711 | 98739213 | 2707 | 2 | 2707 | GT2 | 3700700032 | G-2 |  |  | 1.1888 |  |  | 0.4955 |  | 2022 | 28.2 | 9.6 | 965 | 7505.0001 | 103.68 | 221112 | -79.877 | 34.9819 | 277 | 125 | 120 |  | 13 | N | Distillate Fuel Oil | Y | N | N | 9999 | N |  | Combustion Turbine | 36 | 7.15 | 25000
2707_G_GT3 | NC | 37007 | Duke Energy Progress, LLC - Blewett | Blewett | 15613711 | 98739313 | 2707 | 3 | 2707 | GT3 | 3700700032 | G-3 |  |  | 2.6063 |  |  | 1.0865 |  | 2022 | 28.2 | 9.6 | 965 | 7505.0001 | 103.68 | 221112 | -79.877 | 34.9819 | 277 | 125 | 120 |  | 13 | N | Distillate Fuel Oil | Y | N | N | 9999 | N |  | Combustion Turbine | 40 | 15.68 | 25000
2707_G_GT4 | NC | 37007 | Duke Energy Progress, LLC - Blewett | Blewett | 15613711 | 98739413 | 2707 | 4 | 2707 | GT4 | 3700700032 | G-4 |  |  | 2.3468 |  |  | 0.9785 |  | 2022 | 28.2 | 9.6 | 965 | 7505.0001 | 103.68 | 221112 | -79.877 | 34.9819 | 277 | 125 | 120 |  | 13 | N | Distillate Fuel Oil | Y | N | N | 9999 | N |  | Combustion Turbine | 42 | 14.12 | 25000
56249_G_6 | NC | 37007 | NCEMC - Anson Plant | Anson County Generation Facility | 10616211 | 74982813 |  |  | 56249 | 6 | 3700700050 | GR1 | 191.87 |  | 184.55 | 9.9 | 9.9 | 1.147 | 21 | 2022 | 60 | 8.9 | 563 | 4168.163 | 67 | 221112 | -79.9223 | 34.9681 | 3960 | 125 | 120 |  | 56.5 | N | Natural Gas, Distillate Fuel Oil | N | N | N | 9999 | N | 56249_G_5;56249_G_6;56249_G_1;56249_G_2;56249_G_3;56249_G_4 | Combustion Turbine | 8736 |  | 10745
2706_G_CT5 | NC | 37021 | Duke Energy Progress , Inc. - Asheville Steam Electric Plant | Asheville | 8392811 | 137508413 | 2706 | CT5 | 2706 | CT5 | 0628 | Unit 5 Main | 20.5256 |  | 152.7659 | 3.1032 | 3.1032 | 3.6497 | 7.8244 | 2022 | 160 | 18.5 | 190 | -1 | 157.513 | 221112 | -82.542 | 35.4664 | 2210 | 125 | 120 |  | 153 | N | Natural Gas, Distillate Fuel Oil | Y | N | N | 9999 | N |  | Combined Cycle |  | 6989.7603 | 7050
2706_G_CT7 | NC | 37021 | Duke Energy Progress , Inc. - Asheville Steam Electric Plant | Asheville | 8392811 | 137508513 | 2706 | CT7 | 2706 | CT7 | 0628 | Unit 7 Main | 21.0436 |  | 185.0284 | 3.232 | 3.232 | 3.7553 | 8.0175 | 2022 | 160 | 18.5 | 190 | -1 | 157.513 | 221112 | -82.5412 | 35.4665 | 2210 | 125 | 120 |  | 153 | N | Natural Gas, Distillate Fuel Oil | Y | N | N | 9999 | N |  | Combined Cycle |  | 7184.9995 | 7050
2706_G_GT1 | NC | 37021 | Duke Energy Progress , Inc. - Asheville Steam Electric Plant | Asheville | 8392811 | 1654313 | 2706 | 3 | 2706 | GT1 | 0628 | 3 | 3.91 |  | 136.5832 | 4.019 | 4.019 | 0.7441 | 1.996 | 2022 | 60 | 16.2 | 1131 | 38400.1 | 186.3 | 221112 | -82.5404 | 35.4722 | 1930 | 125 | 120 |  | 160 | N | Natural Gas, Distillate Fuel Oil | Y | N | N | 9999 | N |  | Combustion Turbine |  | 1621.8501 | 11753
2706_G_GT2 | NC | 37021 | Duke Energy Progress , Inc. - Asheville Steam Electric Plant | Asheville | 8392811 | 1654413 | 2706 | 4 | 2706 | GT2 | 0628 | 4 | 3.624 |  | 108.5782 | 3.732 | 3.732 | 0.6774 | 1.853 | 2022 | 60 | 16.2 | 1131 | 38400.1 | 186.3 | 221112 | -82.5403 | 35.4729 | 1930 | 125 | 120 |  | 160 | N | Natural Gas, Distillate Fuel Oil | Y | N | N | 9999 | N |  | Combustion Turbine |  | 1468.499 | 11751
57896_G_UNT1 | NC | 37025 | Concord Energy, LLC | Concord Energy | 16601511 | 113947413 |  |  | 57896 | UNT1 | 3702500164 | G-12 | 2.49 |  | 4.14 | 0.7 | 0.7 | 0.02 | 0.39 | 2022 | 128 | 3.83 | 800 | 1284.6408 | 111.5 | 221118 | -80.6703 | 35.346 | 63.8 | 125 | 120 |  | 3.9 | N | Landfill Gas | N | N | N | 9999 | N | 57896_G_UNT2;57896_G_UNT1 | Landfill Gas | 8736 |  | 16576
2727_B_1 | NC | 37035 | Duke Energy Carolinas, LLC - Marshall Steam Station | Marshall (NC) | 8370411 | 122679613 |  |  | 2727 | 1 | 3703500073 | GR16 | 504.9 |  | 1365.4 | 57.1 | 48.8 | 593.5 | 29.2 | 2022 | 315 | 29.5 | 120 | 37592.1007 | 55 | 221112 | -80.9612 | 35.598 | 8460 | 125 | 100 |  | 370 | N | Bituminous | Y | N | N | 2029 | N | 2727_B_2;2727_B_1 | Coal Steam | 6188 |  | 9477
2727_B_3 | NC | 37035 | Duke Energy Carolinas, LLC - Marshall Steam Station | Marshall (NC) | 8370411 | 408613 | 2727 | 3 | 2727 | 3 | 3703500073 | G-1 | 1149.213 |  | 1922.2429 | 103.8034 | 100.8026 | 632.7271 | 66.1005 | 2022 | 315 | 29.5 | 120 | 37592.1007 | 55 | 221112 | -80.9612 | 35.598 | 7110 | 125 | 100 |  | 658 | N | Bituminous | Y | N | N | 2033 | N |  | Coal Steam | 4004 | 7738.8394 | 9344
2727_B_4 | NC | 37035 | Duke Energy Carolinas, LLC - Marshall Steam Station | Marshall (NC) | 8370411 | 408113 | 2727 | 4 | 2727 | 4 | 3703500073 | G-2 | 952.51 |  | 3053.5794 | 100.0024 | 92.9021 | 447.9978 | 54.1 | 2022 | 315 | 29.5 | 120 | 37592.1007 | 55 | 221112 | -80.9612 | 35.598 | 7110 | 125 | 100 |  | 660 | N | Bituminous | Y | N | N | 2033 | N |  | Coal Steam | 2401 | 6398.54 | 9300
57029_G_1 | NC | 37045 | Cleveland County Generating Facility | Cleveland Cnty Generating Facility | 16600211 | 106270213 | 57029 | ES1 | 57029 | 1 |  |  | 12.86 |  | 43.6057 | 9.35 | 9.35 | 0.8722 | 2.07 |  | 60 | 26.1 | 1111 | 42266.6675 | 79 | 221118 | -81.4167 | 35.1706 |  | 125 | 160 |  | 181.5 | N | Natural Gas, Distillate Fuel Oil | Y | N | N | 9999 | N |  | Combustion Turbine |  | 1511.1283 | 10745
57029_G_2 | NC | 37045 | Cleveland County Generating Facility | Cleveland Cnty Generating Facility | 16600211 | 106270313 | 57029 | ES2 | 57029 | 2 | 3704500372 | G-2 | 14.1 |  | 48.521 | 10.33 | 10.33 | 0.9625 | 2.2 | 2022 | 60 | 26.1 | 1111 | 42266.6675 | 79 | 221118 | -81.4167 | 35.1706 | 2210 | 125 | 120 |  | 186.2 | N | Natural Gas, Distillate Fuel Oil | Y | N | N | 9999 | N |  | Combustion Turbine | 1960 | 1667.5286 | 10745
57029_G_3 | NC | 37045 | Cleveland County Generating Facility | Cleveland Cnty Generating Facility | 16600211 | 106270413 | 57029 | ES3 | 57029 | 3 | 3704500372 | G-3 | 14.73 |  | 51.5435 | 10.74 | 10.74 | 0.9976 | 2.37 | 2022 | 60 | 26.1 | 1111 | 42266.6663 | 79 | 221118 | -81.4167 | 35.1706 | 2210 | 125 | 120 |  | 187.1 | N | Natural Gas, Distillate Fuel Oil | Y | N | N | 9999 | N |  | Combustion Turbine | 42 | 1723.3378 | 10745
57029_G_4 | NC | 37045 | Cleveland County Generating Facility | Cleveland Cnty Generating Facility | 16600211 | 106270513 | 57029 | ES4 | 57029 | 4 | 3704500372 | G-4 | 15.71 |  | 51.8335 | 11.5 | 11.5 | 1.0765 | 2.3 | 2022 | 60 | 26.1 | 1111 | 42266.6663 | 79 | 221118 | -81.4167 | 35.1706 | 2210 | 125 | 120 |  | 183.1 | N | Natural Gas, Distillate Fuel Oil | Y | N | N | 9999 | N |  | Combustion Turbine | 2080 | 1855.359 | 10745
59325_G_KMEC1 | NC | 37045 | Kings Mountain Energy Center | Kings Mountain Energy Center | 18049211 | 135476013 | 59325 | ES-1 | 59325 | KMEC1 | 3704500383 | G-4 | 11.7 |  | 66.6578 |  |  | 6.3648 | 22.32 | 2022 | 180 | 23 | 170 | 18388.9515 | 44.26 | 221112 | -81.3603 | 35.1986 | 3600 | 125 | 140 |  | 259 | N | Natural Gas | Y | N | N | 9999 | N | 59325_G_KMEC2;59325_G_KMEC1 | Combined Cycle | 8736 | 8150.9502 | 7050
10525_B_4A | NC | 37049 | Craven County Wood Energy, L.P. | Craven County Wood Energy LP | 8505111 | 546713 | 10525 | ES5A | 10525 | 4A | 3704900158 | G-1 | 1186.73 | 0.0055044 | 395.472 | 98.3 | 72 | 233.2335 | 24.94 | 2022 | 230 | 10.7 | 315 | 4046.4104 | 45 | 221118 | -77.1678 | 35.1286 | 666 | 125 | 100 |  | 47 | N | Biomass | Y | N | N | 9999 | N |  | Biomass | 6888 | 6871.6309 | 14638
1016_G_5 | NC | 37051 | Public Works Commission Butler-Warner Generation Plant | Butler-Warner Generation Plant | 8134411 | 89060413 |  |  | 1016 | 5 | 3705100094 | GR8 | 0.57 |  | 12 | 0.4 | 0.26 | 0.09 | 0.05 | 2022 | 27.1 | 11.9 | 900 | 909.9666 | 8.18 | 221112 | -78.8295 | 35.0983 | 682 | 125 | 120 |  | 20 | N | Natural Gas, Distillate Fuel Oil | N | N | N | 9999 | N | 1016_G_5;1016_G_4 | Combustion Turbine | 60 |  | 15301
1016_G_7 | NC | 37051 | Public Works Commission Butler-Warner Generation Plant | Butler-Warner Generation Plant | 8134411 | 5498113 |  |  | 1016 | 7 | 3705100094 | G-35 | 3.76 |  | 71.36 | 1.76 | 1.18 | 0.62 | 0.38 | 2022 | 74.5 | 14.2 | 410 | 586.4166 | 3.7 | 221112 | -78.8295 | 35.0983 | 20 | 125 | 120 |  | 20 | N | Natural Gas, Distillate Fuel Oil | N | N | N | 9999 | N | 1016_G_9;1016_G_7;1016_G_1;1016_G_2;1016_G_6;1016_G_3 | Combined Cycle | 252 |  | 12530
1016_G_8 | NC | 37051 | Public Works Commission Butler-Warner Generation Plant | Butler-Warner Generation Plant | 8134411 | 75105013 | 1016 | GT-8 | 1016 | 8 | 3705100094 | GR5 | 0.94 |  | 18.4418 | 0.44 | 0.3 | 0.0448 | 0.1 | 2022 | 74.5 | 14.2 | 410 | 586.4166 | 3.7 | 221112 | -78.8295 | 35.0983 | 341 | 125 | 120 |  | 20 | N | Natural Gas, Distillate Fuel Oil | Y | N | N | 9999 | N |  | Combined Cycle | 72 | 361 | 12530
2783_G_5A | NC | 37055 | NCEMC - Buxton | Buxton | 8135811 | 5494513 |  |  | 2783 | 5A | 3705500021 | G-8 | 0.28 |  | 21.28 | 0.57 | 0.57 |  | 0.29 | 2022 | 53 | 2.33 | 620 | 388.0526 | 91.01 | 221122 | -75.5351 | 35.2674 | 3 | 125 | 160 |  | 3 | N | Distillate Fuel Oil | N | N | N | 9999 | N | 2783_G_1A;2783_G_5A;2783_G_2A;2783_G_4A;2783_G_3A | Combustion Turbine | 490 |  | 16555
54984_G_UNT1 | NC | 37067 | Salem Energy Systems, L.L.C. |  | 9344111 | 57687313 |  |  |  |  | 00884 | EU1 | 73.891 |  | 40.339 | 5.1735 | 5.1735 | 1.8985 | 2.9201 | 2022 | 34 | 3.8 | 830 | 1916.6667 | 170 | 221118 | -80.2913 | 36.1911 | 68.5 | 125 | 120 |  |  |  |  | N | N | N |  | N |  |  | 8256
2718_B_1 | NC | 37071 | Duke Energy Carolinas, LLC - Allen Steam Station |  | 8137511 | 122705913 |  |  |  |  | 3707100039 | GR42 | 81.3 |  | 457.59 | 18.29 | 12.71 | 32.85 | 4.04 | 2022 | 365 | 29.5 | 120 | 37592.1007 | 55 | 221112 | -81.0098 | 35.1915 | 7350 | 125 | 100 |  |  |  |  | N | N | N |  | N | 2718_B_2;2718_B_5;2718_B_1 |  | 1470
2718_B_3 | NC | 37071 | Duke Energy Carolinas, LLC - Allen Steam Station |  | 8137511 | 122706013 |  |  |  |  | 3707100039 | GR43 | 69.35 |  | 133 | 6.72 | 4.51 | 7.4 | 1.31 | 2022 | 365 | 29.5 | 120 | 37592.1007 | 55 | 221112 | -81.0098 | 35.1915 | 6780 | 125 | 999 |  |  |  |  | N | N | N |  | N | 2718_B_3;2718_B_4 |  | 588
50555_G_GEN1 | NC | 37083 | Rosemary Power Station | Rosemary Power Station | 8286911 | 455213 | 50555 | 1 | 50555 | GEN1 | 3708300170 | G-1 | 0.07 |  | 1.2743 | 0.08 | 0.08 | 0.2363 |  | 2022 | 145 | 15 | 230 | 12652.7645 | 71.6 | 221112 | -77.6607 | 36.4535 | 1140 | 125 | 120 |  | 75 | N | Distillate Fuel Oil | Y | N | N | 9999 | N |  | Combined Cycle | 8736 | 18.95 | 9552
50555_G_GEN2 | NC | 37083 | Rosemary Power Station | Rosemary Power Station | 8286911 | 455013 | 50555 | 2 | 50555 | GEN2 | 3708300170 | G-2 | 0.07 |  | 0.7755 | 0.04 | 0.04 | 0.6892 |  | 2022 | 145 | 11 | 230 | 5901.5604 | 62.1 | 221112 | -77.6607 | 36.4535 | 541 | 125 | 120 |  | 36 | N | Distillate Fuel Oil | Y | N | N | 9999 | N |  | Combined Cycle | 8736 | 18.33 | 9552
6377_G_1 | NC | 37095 | NCEMC - Ocracoke | Ocracoke Hybrid | 8312611 | 189213 |  |  | 6377 | 1 | 3709500028 | G-1 | 0.03 |  | 5.25 | 0.14 | 0.14 |  | 0.07 | 2022 | 21 | 0.33 | 62 | 0.017 | 0.2 | 221122 | -75.9804 | 35.1094 | 3 | 125 | 160 |  | 3 | N | Distillate Fuel Oil | N | N | N | 9999 | N |  | Combustion Turbine | 98 |  | 25000
7277_G_16 | NC | 37109 | Duke Energy Corporation LCTS | Lincoln Combustion | 7731511 | 3480013 |  |  | 7277 | 16 | 3710900082 | G-58 | 12.6 |  | 54.2 | 1.95 | 1.95 | 1.2 | 0.18 | 2022 | 65 | 13.8 | 882 | 25575.1628 | 170.99 | 221112 | -81.0372 | 35.4313 | 1450 | 125 | 120 |  | 73 | N | Natural Gas, Distillate Fuel Oil | Y | N | N | 9999 | N | 7277_G_15;7277_G_3;7277_G_7;7277_G_11;7277_G_2;7277_G_14;7277_G_13;7277_G_1;7277_G_10;7277_G_12;7277_G_4;7277_G_5;7277_G_6;7277_G_8;7277_G_9;7277_G_16 | Combustion Turbine | 8736 |  | 14173
7277_G_17 | NC | 37109 | Duke Energy Corporation LCTS | Lincoln Combustion | 7731511 | 142849913 | 7277 | 17 | 7277 | 17 | 3710900082 | G-65 | 24.46 |  | 34.346 | 5.09 | 5.09 | 0.3412 | 1.35 | 2022 | 140 | 25 | 70 | 92775.1598 | 189 | 221112 | -81.0372 | 35.4316 | 3920 | 125 | 120 |  | 517 | N | Natural Gas, Distillate Fuel Oil | Y | N | N | 9999 | N |  | Combustion Turbine | 18 | 554.9901 | 9905
50189_B_2HFB | NC | 37117 | Domtar Paper Company, LLC | Domtar Paper Co LLC Plymouth NC | 8049311 | 6351613 |  |  | 50189 | 2HFB | 3711700069 | G-148 | 774 |  | 649 | 36.1 | 34.2 | 1099 | 72.3 | 2022 | 250 | 9 | 350 | 6447.9001 | 101.35 | 322120 | -76.7797 | 35.8617 | 889 | 133 | 100 |  | 19.2 | Y | Biomass | N | Y | N | 9999 | N |  | Biomass | 8568 |  | 4757
50189_B_5REC | NC | 37117 | Domtar Paper Company, LLC | Domtar Paper Co LLC Plymouth NC | 8049311 | 6351713 |  |  | 50189 | 5REC | 3711700069 | G-158 | 4279.27 |  | 756.3 | 110.01 | 88.6 | 6.9 | 45.95 | 2022 | 250 | 18 | 383 | 23083.3337 | 90.71 | 322120 | -76.7797 | 35.8617 | 0.01 | 133 | 100 |  | 73 | Y | Non-Fossil Waste | N | Y | N | 9999 | N |  | Non-Fossil Waste | 8400 |  | 4757
58697_G_CT004 | NC | 37129 | Duke Energy Progress, LLC - L.V. Sutton Electric Plant | L V Sutton Combined Cycle | 8547211 | 129290213 | 2713 | 4 | 58697 | CT004 | 3712900036 | G-224 | 3.13 |  | 3.6891 | 0.6 | 0.6 | 0.0621 | 0.52 | 2022 | 60 | 10 | 710 | 12252.2119 | 156 | 221112 | -77.9864 | 34.2829 | 670 | 125 | 120 |  | 42 | N | Natural Gas, Distillate Fuel Oil | Y | N | N | 9999 | N |  | Combustion Turbine | 150 | 194.11 | 10745
58697_G_CT005 | NC | 37129 | Duke Energy Progress, LLC - L.V. Sutton Electric Plant | L V Sutton Combined Cycle | 8547211 | 129290313 | 2713 | 5 | 58697 | CT005 | 3712900036 | G-225 | 3.48 |  | 3.8431 | 0.64 | 0.64 | 0.0621 | 0.56 | 2022 | 60 | 10 | 710 | 12252.2119 | 156 | 221112 | -77.9864 | 34.2829 | 670 | 125 | 120 |  | 42 | N | Natural Gas, Distillate Fuel Oil | Y | N | N | 9999 | N |  | Combustion Turbine | 52 | 197.22 | 10745
58697_G_CT1 | NC | 37129 | Duke Energy Progress, LLC - L.V. Sutton Electric Plant | L V Sutton Combined Cycle | 8547211 | 109330213 | 2713 | 01A | 58697 | CT1 | 3712900036 | G-208 | 9.46 |  | 297.2416 | 65.62 | 65.62 | 4.3234 | 2.79 | 2022 | 195 | 18 | 260 | 18530.4337 | 72.82 | 221112 | -77.9864 | 34.2829 | 2720 | 125 | 120 |  | 170 | N | Natural Gas, Distillate Fuel Oil | Y | N | N | 9999 | N | 58697_G_CT1;58697_G_CA1;2713_G_CT1;2713_G_CA1 | Combined Cycle | 7224 | 7179.3198 | 7092
58697_G_CT2 | NC | 37129 | Duke Energy Progress, LLC - L.V. Sutton Electric Plant | L V Sutton Combined Cycle | 8547211 | 109330313 | 2713 | 01B | 58697 | CT2 | 3712900036 | G-209 | 21.96 |  | 269.2519 | 64.1 | 64.1 | 4.2747 | 2.72 | 2022 | 195 | 18 | 184 | 17451.4846 | 68.58 | 221112 | -77.9864 | 34.2829 | 2720 | 125 | 120 |  | 171 | N | Natural Gas, Distillate Fuel Oil | Y | N | N | 9999 | N | 2713_G_CT2;58697_G_CT2 | Combined Cycle | 6 | 7103.0591 | 7092
2712_B_1 | NC | 37145 | Duke Energy Progress, LLC - Roxboro Steam Electric Plant | Roxboro | 7826011 | 2214613 | 2712 | 1 | 2712 | 1 | 3714500029 | G-29 | 100.18 | 2.5e-05 | 699.4467 | 51.12 | 46.63 | 413.7948 | 11.96 | 2022 | 400 | 22 | 126 | 17714.1846 | 46.6 | 221112 | -79.0714 | 36.4838 | 4720 | 125 | 100 |  | 379 | N | Bituminous | Y | N | N | 2029 | N |  | Coal Steam | 2016 | 4433.9297 | 10245
2712_B_2 | NC | 37145 | Duke Energy Progress, LLC - Roxboro Steam Electric Plant | Roxboro | 7826011 | 2215413 | 2712 | 2 | 2712 | 2 | 3714500029 | G-30 | 205.99 | 5e-05 | 1489.7616 | 54.75 | 48.01 | 1802.6367 | 24.63 | 2022 | 400 | 28.5 | 126 | 32088.3653 | 50.3 | 221112 | -79.0714 | 36.4838 | 7040 | 125 | 100 |  | 668 | N | Bituminous | Y | N | N | 2029 | N |  | Coal Steam | 2688 | 5626.0801 | 10393
2712_B_3B | NC | 37145 | Duke Energy Progress, LLC - Roxboro Steam Electric Plant | Roxboro | 7826011 | 2215313 |  |  | 2712 | 3B | 3714500029 | G-35 | 194.8 | 5e-05 | 1966.4 | 69.72 | 63.01 | 977.3 | 23.2 | 2022 | 400 | 30.5 | 128 | 34338.9826 | 47 | 221112 | -79.0731 | 36.484 | 4260 | 125 | 100 |  | 347 | N | Bituminous | Y | N | N | 2034 | N | 2712_B_3A;2712_B_3B | Coal Steam | 4872 |  | 10296
2712_B_4B | NC | 37145 | Duke Energy Progress, LLC - Roxboro Steam Electric Plant | Roxboro | 7826011 | 2214813 |  |  | 2712 | 4B | 3714500029 | G-36 | 73.3 | 1.5e-05 | 550.9 | 60.58 | 52.52 | 508.2 | 8.64 | 2022 | 400 | 30.5 | 127 | 34338.9826 | 47 | 221112 | -79.0731 | 36.484 | 4300 | 125 | 100 |  | 349 | N | Bituminous | Y | N | N | 2034 | N | 2712_B_4A;2712_B_4B | Coal Steam | 3024 |  | 10364
6250_B_1B | NC | 37145 | Duke Energy Progress, LLC - Mayo Electric Generating Plant | Mayo | 7826111 | 2214013 |  |  | 6250 | 1B | 3714500045 | G-46 | 144.14 | 5e-06 | 1004.6 | 132.52 | 113.14 | 933.5 | 17.07 | 2022 | 160 | 2.5 | 70 | 250.3455 | 51 | 221112 | -78.8916 | 36.5283 | 4550 | 125 | 100 |  | 352 | N | Bituminous | Y | N | N | 2029 | N | 6250_B_1B;6250_B_1A | Coal Steam | 3696 |  | 11143
56292_G_ES5 | NC | 37153 | NCEMC - Hamlet Plant | Hamlet Generating Facility | 10631811 | 74982313 |  |  | 56292 | ES5 | 3715300082 | GR1 | 105.5 |  | 86.98 | 4.76 | 4.76 | 0.333 | 10.37 | 2022 | 60 | 8.9 | 563 | 4168.163 | 67 | 221112 | -79.7364 | 34.8395 | 3300 | 125 | 120 |  | 56.5 | N | Natural Gas, Distillate Fuel Oil | N | N | N | 9999 | N | 56292_G_ES5;56292_G_ES3;56292_G_ES1;56292_G_ES2;56292_G_ES4 | Combustion Turbine | 6552 |  | 11012
56292_G_ES6 | NC | 37153 | NCEMC - Hamlet Plant | Hamlet Generating Facility | 10631811 | 109394713 |  |  | 56292 | ES6 | 3715300082 | GR3 | 11.31 |  | 10.89 | 0.61 | 0.61 |  | 1.2 | 2022 | 60 | 8.9 | 563 | 4168.163 | 67 | 221112 | -79.7364 | 34.8395 | 660 | 125 | 120 | 213 | 56.5 | N | Natural Gas, Distillate Fuel Oil | N | N | N | 9999 | N |  | Combustion Turbine | 780 |  | 11012
7805_G_001 | NC | 37153 | Duke Energy Progress, LLC - Richmond County Turbines | Sherwood H Smith Jr Energy Complex | 8490411 | 281713 | 7805 | 1 | 7805 | 001 | 3715300070 | G-10 | 45.27 |  | 84.4403 | 13.68 | 13.68 | 1.9788 | 4.31 | 2022 | 115 | 17.7 | 1089 | 38335.7424 | 155.8 | 221112 | -79.7402 | 34.8388 | 1630 | 125 | 120 |  | 157 | N | Natural Gas, Distillate Fuel Oil | Y | N | N | 9999 | N |  | Combustion Turbine | 7 | 3194.301 | 11239
7805_G_002 | NC | 37153 | Duke Energy Progress, LLC - Richmond County Turbines | Sherwood H Smith Jr Energy Complex | 8490411 | 281813 | 7805 | 2 | 7805 | 002 | 3715300070 | G-11 | 33.84 |  | 63.4416 | 10.34 | 10.34 | 1.1494 | 3.19 | 2022 | 115 | 17.7 | 1089 | 38335.7424 | 155.8 | 221112 | -79.7402 | 34.8388 | 1630 | 125 | 120 |  | 156 | N | Natural Gas, Distillate Fuel Oil | Y | N | N | 9999 | N |  | Combustion Turbine | 7 | 2546.8105 | 11239
7805_G_003 | NC | 37153 | Duke Energy Progress, LLC - Richmond County Turbines | Sherwood H Smith Jr Energy Complex | 8490411 | 281913 | 7805 | 3 | 7805 | 003 | 3715300070 | G-12 | 36.86 |  | 74.6011 | 11.21 | 11.21 | 1.398 | 3.49 | 2022 | 115 | 17.7 | 1089 | 38335.7424 | 155.8 | 221112 | -79.7402 | 34.8388 | 1630 | 125 | 120 |  | 155 | N | Natural Gas, Distillate Fuel Oil | Y | N | N | 9999 | N |  | Combustion Turbine | 35 | 2648.0786 | 11239
7805_G_004 | NC | 37153 | Duke Energy Progress, LLC - Richmond County Turbines | Sherwood H Smith Jr Energy Complex | 8490411 | 282013 | 7805 | 4 | 7805 | 004 | 3715300070 | G-13 | 34.34 |  | 68.315 | 10.46 | 10.46 | 1.2219 | 3.25 | 2022 | 115 | 17.7 | 1089 | 38335.7424 | 155.8 | 221112 | -79.7402 | 34.8388 | 1630 | 125 | 120 |  | 159 | N | Natural Gas, Distillate Fuel Oil | Y | N | N | 9999 | N |  | Combustion Turbine | 2184 | 2561.9084 | 11239
7805_G_10 | NC | 37153 | Duke Energy Progress, LLC - Richmond County Turbines | Sherwood H Smith Jr Energy Complex | 8490411 | 98738613 | 7805 | 10 | 7805 | 10 | 3715300070 | G-32 | 147.74 | 21.6198 | 50.7603 | 45.14 | 45.14 | 4.4 | 14.11 | 2022 | 205 | 18 | 260 | 18779.8137 | 73.8 | 221112 | -79.7402 | 34.8388 | 2540 | 125 | 120 |  | 178 | N | Natural Gas, Distillate Fuel Oil | Y | N | N | 9999 | N |  | Combined Cycle | 8736 | 7786.1797 | 7050
7805_G_6 | NC | 37153 | Duke Energy Progress, LLC - Richmond County Turbines | Sherwood H Smith Jr Energy Complex | 8490411 | 281613 | 7805 | 6 | 7805 | 6 | 3715300070 | G-14 | 40.96 |  | 77.8127 | 12.5 | 12.5 | 1.2943 | 3.88 | 2022 | 115 | 17.7 | 1089 | 38335.7421 | 155.8 | 221112 | -79.7402 | 34.8388 | 1630 | 125 | 120 |  | 145 | N | Natural Gas, Distillate Fuel Oil | Y | N | N | 9999 | N |  | Combustion Turbine | 2058 | 3067.3914 | 11238
7805_G_7 | NC | 37153 | Duke Energy Progress, LLC - Richmond County Turbines | Sherwood H Smith Jr Energy Complex | 8490411 | 281513 | 7805 | 7 | 7805 | 7 | 3715300070 | G-15 | 101.97 | 18.3352 | 39.081 | 31.16 | 31.16 | 3.3004 | 9.74 | 2022 | 145 | 17.7 | 184 | 16239.7879 | 66 | 221112 | -79.7402 | 34.8388 | 1630 | 125 | 120 |  | 152 | N | Natural Gas, Distillate Fuel Oil | Y | N | N | 9999 | N | 7805_G_7;7805_G_ST4 | Combined Cycle | 6188 | 6886.3691 | 7050
7805_G_8 | NC | 37153 | Duke Energy Progress, LLC - Richmond County Turbines | Sherwood H Smith Jr Energy Complex | 8490411 | 281213 | 7805 | 8 | 7805 | 8 | 3715300070 | G-9 | 104.12 | 19.4989 | 43.1048 | 31.81 | 31.81 | 3.3965 | 9.95 | 2022 | 145 | 17.7 | 184 | 16239.7879 | 66 | 221112 | -79.7402 | 34.8388 | 1630 | 125 | 120 |  | 152 | N | Natural Gas, Distillate Fuel Oil | Y | N | N | 9999 | N |  | Combined Cycle | 6552 | 7046.8013 | 7050
7805_G_9 | NC | 37153 | Duke Energy Progress, LLC - Richmond County Turbines | Sherwood H Smith Jr Energy Complex | 8490411 | 98738513 | 7805 | 9 | 7805 | 9 | 3715300070 | G-31 | 148.8 | 34.7114 | 51.9467 | 45.46 | 45.46 | 4.4119 | 14.22 | 2022 | 205 | 18 | 260 | 18779.8128 | 73.8 | 221112 | -79.7402 | 34.8388 | 2540 | 125 | 120 |  | 178 | N | Natural Gas, Distillate Fuel Oil | Y | N | N | 9999 | N | 7805_G_9;7805_G_ST5 | Combined Cycle | 6864 | 7799.7803 | 7050
2716_G_GT1 | NC | 37155 | Duke Energy Progress, LLC - W. H. Weatherspoon Plant | W H Weatherspoon | 8491111 | 278713 | 2716 | 4 | 2716 | GT1 | 3715500147 | G-27 | 0.01 |  | 5.3016 | 0.05 | 0.05 | 2.2087 |  | 2022 | 62.9 | 19 | 1038 | 17833.9578 | 62.9 | 221112 | -78.9744 | 34.5881 | 573 | 125 | 120 |  | 31 | N | Distillate Fuel Oil | Y | N | N | 9999 | N |  | Combustion Turbine | 15 | 15.42 | 25000
2716_G_GT2 | NC | 37155 | Duke Energy Progress, LLC - W. H. Weatherspoon Plant | W H Weatherspoon | 8491111 | 278613 | 2716 | 5 | 2716 | GT2 | 3715500147 | G-28 | 0.02 |  | 6.3878 | 0.06 | 0.06 | 2.6611 |  | 2022 | 62.9 | 19 | 1038 | 17833.9578 | 62.9 | 221112 | -78.9744 | 34.5881 | 573 | 125 | 120 |  | 31 | N | Distillate Fuel Oil | Y | N | N | 9999 | N |  | Combustion Turbine | 18 | 18.58 | 25000
2716_G_GT3 | NC | 37155 | Duke Energy Progress, LLC - W. H. Weatherspoon Plant | W H Weatherspoon | 8491111 | 278513 | 2716 | 6 | 2716 | GT3 | 3715500147 | G-29 | 0.02 |  | 6.075 | 0.06 | 0.06 | 2.5311 |  | 2022 | 62.9 | 19 | 1038 | 17833.9578 | 62.9 | 221112 | -78.9744 | 34.5881 | 573 | 125 | 120 |  | 32 | N | Distillate Fuel Oil | Y | N | N | 9999 | N |  | Combustion Turbine | 17 | 17.67 | 25000
2716_G_GT4 | NC | 37155 | Duke Energy Progress, LLC - W. H. Weatherspoon Plant | W H Weatherspoon | 8491111 | 279113 | 2716 | 7 | 2716 | GT4 | 3715500147 | G-23 | 0.02 |  | 5.8037 | 0.06 | 0.06 | 2.4179 |  | 2022 | 62.9 | 19 | 1038 | 17833.9578 | 62.9 | 221112 | -78.9744 | 34.5881 | 573 | 125 | 120 |  | 30 | N | Distillate Fuel Oil | Y | N | N | 9999 | N |  | Combustion Turbine | 16 | 16.88 | 25000
2723_G_CT8 | NC | 37157 | Duke Energy Carolinas, LLC - Dan River Comb. Cycle Facility | Dan River | 8009611 | 106285813 |  |  | 2723 | CT8 | 3715700015 | GR7 | 63.3 |  | 433.34 | 134.78 | 134.78 | 7.63 | 31.46 | 2022 | 160 | 19 | 300 | 17011.7245 | 60 | 221112 | -79.7206 | 36.4904 | 5210 | 125 | 120 |  | 177 | N | Natural Gas | N | N | N | 9999 | N | 2723_G_ST7;2723_G_CT8;2723_G_CT9 | Combined Cycle | 8736 |  | 7153
55116_G_CT5 | NC | 37157 | Duke Energy Carolinas, LLC-Rockingham Co Comb. Turb. | Rockingham County CT Station | 8493211 | 74610613 |  |  | 55116 | CT5 | 3715700156 | GR1 | 225.68 |  | 372.1 | 25.3 | 13.28 | 4.6 | 15.81 | 2022 | 60 | 24.7 | 1100 | 41160.1509 | 85.9 | 221112 | -79.8287 | 36.3306 | 9520 | 125 | 120 |  | 165 | N | Natural Gas, Distillate Fuel Oil | Y | N | N | 9999 | N | 55116_G_CT3;55116_G_CT4;55116_G_CT5;55116_G_CT1;55116_G_CT2 | Combustion Turbine | 8736 |  | 11013
2720_G_CT11 | NC | 37159 | Duke Energy Carolinas, LLC - Buck Combined Cycle Facility | Buck | 8506911 | 106141213 |  |  | 2720 | CT11 | 3715900004 | GR1 | 15.4 | 42.6955 | 149.5 | 48.6 | 48.6 | 10.2 | 9.1 | 2022 | 160 | 19 | 200 | 14970.3169 | 52.8 | 221112 | -80.3773 | 35.7136 | 5210 | 125 | 120 |  | 182 | N | Natural Gas | N | N | N | 9999 | N | 2720_G_CT12;2720_G_ST10;2720_G_CT11 | Combined Cycle | 8008 |  | 7079
7826_G_001 | NC | 37159 | Plant Rowan County | Rowan | 8508011 | 255913 | 7826 | 1 | 7826 | 001 | 3715900163 | G-1 | 21.85 |  | 41.1489 | 5.53 | 5.53 | 0.8555 | 1.91 | 2022 | 100 | 17.7 | 1066 | 38335.7421 | 155.8 | 221112 | -80.6021 | 35.7323 | 1630 | 125 | 120 |  | 156.4 | N | Natural Gas, Distillate Fuel Oil | Y | N | N | 9999 | N |  | Combustion Turbine | 1530 | 1405.4102 | 10883
7826_G_002 | NC | 37159 | Plant Rowan County | Rowan | 8508011 | 256013 | 7826 | 2 | 7826 | 002 |  |  | 28.12 |  | 48.6026 | 6.91 | 6.91 | 0.9227 | 2.3 |  | 100 | 17.7 | 1066 | 38335.7421 | 155.8 | 221112 | -80.602 | 35.7318 |  | 125 | 120 |  | 162.9 | N | Natural Gas, Distillate Fuel Oil | Y | N | N | 9999 | N |  | Combustion Turbine |  | 1824.5913 | 10883
7826_G_003 | NC | 37159 | Plant Rowan County | Rowan | 8508011 | 256113 | 7826 | 3 | 7826 | 003 | 3715900163 | G-3 | 19.92 |  | 37.0676 | 4.91 | 4.91 | 0.6696 | 1.7 | 2022 | 100 | 17.7 | 1066 | 38335.7421 | 155.8 | 221112 | -80.6017 | 35.7308 | 1630 | 125 | 120 |  | 156.1 | N | Natural Gas, Distillate Fuel Oil | Y | N | N | 9999 | N |  | Combustion Turbine | 6 | 1393.6201 | 10883
7826_G_4 | NC | 37159 | Plant Rowan County | Rowan | 8508011 | 74216013 | 7826 | 4 | 7826 | 4 |  |  | 119.5 | 17.9118 | 67.3683 | 27.9 | 27.9 | 4.043 | 11.4 |  | 184 | 19 | 184 | 16481.5253 | 58.13 | 221112 | -80.6017 | 35.7303 |  | 125 | 140 |  | 155.5 | N | Natural Gas | Y | N | N | 9999 | N |  | Combined Cycle |  | 7207.5405 | 7050
7826_G_5 | NC | 37159 | Plant Rowan County | Rowan | 8508011 | 74216113 | 7826 | 5 | 7826 | 5 | 3715900163 | G-5 | 116.7 | 17.4877 | 66.1678 | 27.2 | 27.2 | 3.9032 | 11.2 | 2022 | 184 | 19 | 184 | 16481.5256 | 58.13 | 221112 | -80.6017 | 35.7294 | 1630 | 125 | 120 |  | 155.5 | N | Natural Gas | Y | N | N | 9999 | N |  | Combined Cycle | 7056 | 7075.4502 | 7050
7826_G_STG | NC | 37159 | Plant Rowan County | Rowan | 8508011 | 74216313 |  |  | 7826 | STG | 3715900163 | G-10 | 0.04 |  | 0.03 |  |  |  |  | 2022 | 39 | 2 | 480 | 96.4468 | 30.7 | 221112 | -80.6028 | 35.7317 | 0.01 | 125 | 100 |  | 188 | N | Natural Gas | N | N | N | 9999 | N |  | Combined Cycle | 8736 |  | 7050
2721_B_5 | NC | 37161 | Duke Energy Carolinas, LLC - Cliffside Steam Station | James E. Rogers Energy Complex | 8300611 | 452213 | 2721 | 5 | 2721 | 5 | 3716100028 | G-86 | 7.956 |  | 519.6944 | 42.85 | 41.25 | 113.9326 | 0.597 | 2022 | 575 | 25 | 118 | 27601.8372 | 56.23 | 221112 | -81.7622 | 35.2156 | 6080 | 125 | 100 |  | 544 | N | Bituminous, Natural Gas | Y | N | N | 9999 | N |  | Coal Steam | 3000 | 2978.3801 | 9385
2721_B_6 | NC | 37161 | Duke Energy Carolinas, LLC - Cliffside Steam Station | James E. Rogers Energy Complex | 8300611 | 106357513 | 2721 | 6 | 2721 | 6 |  |  | 628.48 |  | 1214.2688 | 120.93 | 117.13 | 340.9095 | 1.24 |  | 575 | 29 | 120 | 39763.2974 | 60.2 | 221112 | -81.7622 | 35.2156 |  | 125 | 100 |  | 844 | N | Bituminous, Natural Gas | Y | N | N | 2048 | N |  | Coal Steam |  | 6429.5093 | 9090
8042_B_1 | NC | 37169 | Duke Energy Carolinas, LLC - Belews Creek Steam Station | Belews Creek | 8514011 | 1578913 | 8042 | 1 | 8042 | 1 | 3716900004 | G-17 | 1497.36 | 8.936e-05 | 3765.1464 | 299.84 | 293.99 | 1127.5889 | 63.96 | 2022 | 500 | 36.5 | 120 | 57549.0678 | 55 | 221112 | -80.0588 | 36.2827 | 12300 | 125 | 100 |  | 1110 | N | Bituminous | Y | N | N | 2036 | N |  | Coal Steam | 6020 | 7617.2998 | 9185
8042_B_2 | NC | 37169 | Duke Energy Carolinas, LLC - Belews Creek Steam Station | Belews Creek | 8514011 | 1578413 | 8042 | 2 | 8042 | 2 | 3716900004 | G-18 | 1045.13 | 2.005e-05 | 2264.9316 | 183.77 | 164.37 | 850.3984 | 44.31 | 2022 | 500 | 36.5 | 120 | 57549.0678 | 55 | 221112 | -80.0588 | 36.2827 | 12600 | 125 | 100 |  | 1110 | N | Bituminous | Y | N | N | 2036 | N |  | Coal Steam | 6888 | 5215.3203 | 9203
57505_G_1 | NC | 37179 | NC Municipal Power Agency No.1-Monroe Ashcraft Facility | Monroe Generating Station | 16600711 | 106275313 |  |  | 57505 | 1 | 3717900207 | G-2 | 0.62 |  | 0.68 | 0.04 | 0.04 | 0.04 | 0.19 | 2022 | 45 | 5.5 | 923 | 3885.85 | 163.55 | 221122 | -80.5061 | 34.9859 |  | 125 | 120 |  | 12 | N | Natural Gas, Distillate Fuel Oil | N | N | N | 9999 | N |  | Combustion Turbine | 57 |  | 16578
57505_G_2 | NC | 37179 | NC Municipal Power Agency No.1-Monroe Ashcraft Facility | Monroe Generating Station | 16600711 | 106275413 |  |  | 57505 | 2 | 3717900207 | G-3 | 1.23 |  | 1.24 | 0.07 | 0.07 | 0.07 | 0.37 | 2022 | 45 | 5.5 | 923 | 3885.85 | 163.55 | 221122 | -80.5061 | 34.9859 |  | 125 | 120 |  | 12 | N | Natural Gas, Distillate Fuel Oil | N | N | N | 9999 | N |  | Combustion Turbine | 12 |  | 16584
58215_G_1A | NC | 37191 | Duke Energy Progress, LLC - H.F. Lee Steam Electric Plant | Lee Combined Cycle Plant | 7265811 | 109330813 | 2709 | 01A | 58215 | 1A | 3719100017 | G-65 | 91.23 |  | 231.9266 | 4.44 | 4.44 | 4.3125 | 2.79 | 2022 | 175 | 18 | 171 | 16611.7368 | 65.28 | 221112 | -78.0875 | 35.3807 | 2700 | 125 | 140 |  | 170 | N | Natural Gas, Distillate Fuel Oil | Y | N | N | 9999 | N | 58215_G_1A;58215_G_ST1 | Combined Cycle | 7084 | 6981.3604 | 7239
58215_G_1B | NC | 37191 | Duke Energy Progress, LLC - H.F. Lee Steam Electric Plant | Lee Combined Cycle Plant | 7265811 | 109330913 | 2709 | 01B | 58215 | 1B | 3719100017 | G-66 | 192.3 |  | 324.2367 | 4.58 | 4.58 | 4.7427 | 3 | 2022 | 175 | 18 | 171 | 16611.7368 | 65.28 | 221112 | -78.0875 | 35.3807 | 2700 | 125 | 140 |  | 170 | N | Natural Gas, Distillate Fuel Oil | Y | N | N | 9999 | N |  | Combined Cycle | 7728 | 7705.6895 | 7239
58215_G_1C | NC | 37191 | Duke Energy Progress, LLC - H.F. Lee Steam Electric Plant | Lee Combined Cycle Plant | 7265811 | 109331013 | 2709 | 01C | 58215 | 1C | 3719100017 | G-67 | 189.43 |  | 299.0573 | 4.66 | 4.66 | 4.803 | 3.05 | 2022 | 175 | 18 | 171 | 16611.7368 | 65.28 | 221112 | -78.0875 | 35.3807 | 2700 | 125 | 140 |  | 170 | N | Natural Gas, Distillate Fuel Oil | Y | N | N | 9999 | N |  | Combined Cycle | 7889 | 7892.4688 | 7239
7538_G_2 | NC | 37191 | Duke Energy Progress, LLC - H.F. Lee Steam Electric Plant | Wayne County | 7265811 | 10758113 |  |  | 7538 | 2 | 3719100017 | G-19 | 28.15 |  | 63.5 | 3.88 | 3.88 | 0.6 | 5.21 | 2022 | 100 | 17.7 | 1122 | 39369.15 | 160 | 221112 | -78.0875 | 35.3807 | 4000 | 125 | 120 |  | 174 | N | Natural Gas, Distillate Fuel Oil | N | N | N | 9999 | N | 7538_G_2;7538_G_1 | Combustion Turbine | 396 |  | 11501
7538_G_4 | NC | 37191 | Duke Energy Progress, LLC - H.F. Lee Steam Electric Plant | Wayne County | 7265811 | 10757813 |  |  | 7538 | 4 | 3719100017 | G-20 | 42.34 |  | 68.2 | 8.13 | 8.13 | 1.1 | 11.84 | 2022 | 100 | 17.7 | 1122 | 39369.15 | 160 | 221112 | -78.0875 | 35.3807 | 4000 | 125 | 120 |  | 162 | N | Natural Gas, Distillate Fuel Oil | N | N | N | 9999 | N | 7538_G_4;7538_G_3 | Combustion Turbine | 966 |  | 11501
7538_G_5 | NC | 37191 | Duke Energy Progress, LLC - H.F. Lee Steam Electric Plant | Wayne County | 7265811 | 88910013 | 2709 | 14 | 7538 | 5 | 3719100017 | G-22 | 31.29 |  | 34.7666 | 5.85 | 5.85 | 0.7456 | 8.86 | 2022 | 100 | 17.7 | 1122 | 39369.1831 | 160 | 221112 | -78.0875 | 35.3807 | 2020 | 125 | 120 |  | 153 | N | Natural Gas, Distillate Fuel Oil | Y | N | N | 9999 | N |  | Combustion Turbine | 144 | 1462.7695 | 11506
57943_G_01 | ND | 38053 | Basin Electric Power Cooperative - Lonesome Creek Station | Lonesome Creek Station | 17788211 | 124545113 | 57943 | CT1 | 57943 | 01 | 1540 | Unit 1 | 2.59 |  | 4.4353 | 3.5251 | 3.5251 | 0.3085 | 1.0729 | 2022 | 80 | 9 | 785 | 10496.8464 | 165 | 221112 | -103.5783 | 47.7966 | 412 | 125 | 120 |  | 40 | N | Natural Gas | Y | N | N | 9999 | N |  | Combustion Turbine | 3219 | 3219.2837 | 10745
57943_G_02 | ND | 38053 | Basin Electric Power Cooperative - Lonesome Creek Station | Lonesome Creek Station | 17788211 | 124545213 | 57943 | CT2 | 57943 | 02 | 1540 | Unit 2 | 1.65 |  | 8.2762 | 1.7504 | 1.7152 | 0.388 | 1.4254 | 2022 | 80 | 9 | 785 | 10814.9327 | 170 | 221112 | -103.5783 | 47.7966 | 412 | 125 | 120 |  | 40 | N | Natural Gas | Y | N | N | 9999 | N |  | Combustion Turbine | 3992 | 3991.8257 | 10745
57943_G_03 | ND | 38053 | Basin Electric Power Cooperative - Lonesome Creek Station | Lonesome Creek Station | 17788211 | 124545313 | 57943 | CT3 | 57943 | 03 | 1540 | Unit 3 | 1.37 |  | 3.2535 | 1.5961 | 1.5641 | 0.1643 | 0.56866 | 2022 | 80 | 9 | 785 | 9339.0124 | 146.8 | 221112 | -103.5783 | 47.7966 | 412 | 125 | 120 |  | 40 | N | Natural Gas | Y | N | N | 9999 | N |  | Combustion Turbine | 1705 | 1705.3608 | 10745
57943_G_04 | ND | 38053 | Basin Electric Power Cooperative - Lonesome Creek Station | Lonesome Creek Station | 17788211 | 133795913 | 57943 | CT4 | 57943 | 04 | 1540 | Unit 4 | 2.48 |  | 7.5827 | 3.8132 | 3.8132 | 0.4189 | 1.4829 | 2022 | 80 | 9 | 785 | 10547.7402 | 165.8 | 221112 | -103.5783 | 47.7966 | 412 | 125 | 120 |  | 40 | N | Natural Gas | Y | N | N | 9999 | N |  | Combustion Turbine | 4288 | 4288.1606 | 10745
57943_G_05 | ND | 38053 | Basin Electric Power Cooperative - Lonesome Creek Station | Lonesome Creek Station | 17788211 | 133796013 | 57943 | CT5 | 57943 | 05 | 1540 | Unit 5 | 1.61 |  | 6.988 | 2.8622 | 2.8622 | 0.3106 | 1.1341 | 2022 | 80 | 9 | 785 | 10528.655 | 165.5 | 221112 | -103.5783 | 47.7966 | 412 | 125 | 120 |  | 40 | N | Natural Gas | Y | N | N | 9999 | N |  | Combustion Turbine | 3188 | 3188.3289 | 10745
6030_B_1 | ND | 38055 | Rainbow Energy Center, LLC - Coal Creek Station | Coal Creek | 8011011 | 64296413 | 6030 | 1 | 6030 | 1 | 347 | EU1 | 893.1227 | 0.09 | 3208.0572 | 566.3 | 511.3 | 3337.7831 | 71.419 | 2022 | 675 | 24.73 | 140 | 36024.6174 | 75 | 221112 | -101.1566 | 47.3769 | 6020 | 125 | 100 | 128&141 | 568 | Y | Lignite | Y | N | N | 9999 | N |  | Coal Steam | 8464 | 8456.5098 | 9950
6030_B_2 | ND | 38055 | Rainbow Energy Center, LLC - Coal Creek Station | Coal Creek | 8011011 | 64296513 | 6030 | 2 | 6030 | 2 | 347 | EU2 | 774.1271 | 0.08 | 2658.6768 | 446.6 | 423.7 | 2922.3392 | 61.8762 | 2022 | 675 | 25.35 | 140 | 37853.5898 | 75 | 221112 | -101.1569 | 47.3781 | 6020 | 125 | 100 |  | 574 | Y | Lignite | Y | N | N | 9999 | N |  | Coal Steam | 7343 | 7328.0898 | 9950
2817_B_1 | ND | 38057 | Basin Electric Power Cooperative - Leland Olds Station | Leland Olds | 8086311 | 64283513 | 2817 | 1 | 2817 | 1 | 338 | Unit 1 | 265.9693 | 16.5774 | 919.9297 | 180.7 | 144.2 | 651.269 | 22.1033 | 2022 | 600 | 18.42 | 143 | 13404.0833 | 50.3 | 221112 | -101.3194 | 47.2819 | 2620 | 125 | 100 |  | 221 | N | Lignite, Subbituminous | Y | N | N | 9999 | N |  | Coal Steam | 7882 | 7881.98 | 11851
2817_B_2 | ND | 38057 | Basin Electric Power Cooperative - Leland Olds Station | Leland Olds | 8086311 | 64283613 | 2817 | 2 | 2817 | 2 | 338 | Unit 2 | 538.6515 | 33.5924 | 4491.1423 | 375.5 | 307.6 | 1382.1853 | 78.3822 | 2022 | 600 | 27 | 138 | 28627.763 | 50 | 221112 | -101.3194 | 47.2819 | 5130 | 125 | 100 |  | 445 | N | Lignite, Subbituminous | Y | N | N | 9999 | N |  | Coal Steam | 8103 | 8102.8691 | 11751
8222_B_B1 | ND | 38057 | Otter Tail Power Company - Coyote Station | Coyote | 8086611 | 64297413 | 8222 | B1 | 8222 | B1 | 348 | EU-1 | 557.7192 |  | 5416.4083 | 493.06 | 432.32 | 11594.7425 | 64.9967 | 2022 | 498 | 21 | 236 | 38513.0674 | 111.1935 | 221112 | -101.8151 | 47.2212 | 5800 | 125 | 100 |  | 427 | N | Lignite | Y | N | N | 9999 | N |  | Coal Steam | 6743 | 6743.2095 | 11481
6469_B_B1 | ND | 38057 | Basin Electric Power Cooperative - Antelope Valley Station | Antelope Valley | 8086511 | 64298413 | 6469 | B1 | 6469 | B1 | 349 | Unit 1 | 647.8292 | 39.8559 | 2223.0206 | 149.06 | 136.4578 | 5944.1087 | 53.1412 | 2022 | 600 | 23 | 152 | 27833.3338 | 66.9915 | 221112 | -101.838 | 47.3704 | 6280 | 125 | 100 |  | 450 | N | Lignite | Y | N | N | 9999 | N |  | Coal Steam | 8406 | 8406.0898 | 11322
6469_B_B2 | ND | 38057 | Basin Electric Power Cooperative - Antelope Valley Station | Antelope Valley | 8086511 | 64298513 | 6469 | B2 | 6469 | B2 | 349 | Unit 2 | 598.2796 | 36.65 | 2109.9956 | 150.8975 | 134.4949 | 5668.3888 | 86.1834 | 2022 | 600 | 23 | 152 | 27833.3338 | 66.9915 | 221112 | -101.838 | 47.3704 | 6280 | 125 | 100 | 119&127&205&207 | 450 | N | Lignite | Y | N | N | 9999 | N |  | Coal Steam | 7818 | 7818.1299 | 11263
2790_G_3 | ND | 38059 | Montana Dakota Utilities Company - R.M. Heskett Station | R M Heskett | 8087011 | 111798213 | 2790 | CT6 | 2790 | 3 |  |  | 3.03 |  | 4.2728 |  |  | 0.0225 |  |  | 58 | 15 | 972 | 5349.2334 | 30.2704 | 221112 | -100.8849 | 46.8669 |  | 125 | 120 |  | 88 | N | Natural Gas | Y | N | N | 9999 | N |  | Combustion Turbine |  | 177.74 | 18700
2790_B_B2 | ND | 38059 | Montana Dakota Utilities Company - R.M. Heskett Station |  | 8087011 | 64287313 | 2790 | B2 |  |  | 341 | 2 | 87.1225 |  | 87.5246 | 20.47 | 20.43 | 154.6325 | 0.52273 | 2022 | 298.8 | 12 | 275 | 3308.45 | 29.2531 | 221112 | -100.883 | 46.866 | 916 | 125 | 100 |  |  |  |  | Y | N | N |  | N |  |  | 700 | 700.7
2790_B_B1 | ND | 38059 | Montana Dakota Utilities Company - R.M. Heskett Station |  | 8087011 | 64287213 |  |  |  |  | 341 | 1 | 32.965 |  | 38.2394 | 0.37 | 0.32 | 175.4 | 0.19779 | 2022 | 298.8 | 7.25 | 400 | 1604.9833 | 38.878 | 221112 | -100.883 | 46.867 | 388 | 125 | 100 |  |  |  |  | N | N | N |  | N |  |  | 1165
2823_B_B1 | ND | 38065 | Minnkota Power Cooperative, Inc. - Milton R. Young Station | Milton R Young | 8087911 | 64290913 | 2823 | B1 | 2823 | B1 | 344 | EU1 | 106.553 | 8.64 | 3243.6891 | 173.23 | 173.23 | 222.1182 | 55.4478 | 2022 | 564 | 25 | 140 | 16000.0003 | 32.5949 | 221112 | -101.2146 | 47.0661 | 3200 | 125 | 100 |  | 237 | N | Lignite | Y | N | N | 9999 | N |  | Coal Steam | 8390 | 8384.0605 | 11631
2823_B_B2 | ND | 38065 | Minnkota Power Cooperative, Inc. - Milton R. Young Station | Milton R Young | 8087911 | 64291013 | 2823 | B2 | 2823 | B2 | 344 | EU2 | 85.72 | 3.764 | 4207.4308 | 367.55 | 190.97 | 1666.4012 | 74.9748 | 2022 | 550 | 30 | 140 | 28866.6672 | 40.8379 | 221112 | -101.2159 | 47.0659 | 6300 | 125 | 100 |  | 447 | N | Lignite | Y | N | N | 9999 | N |  | Coal Steam | 6071 | 6064.2397 | 11391
56786_B_1 | ND | 38093 | Great River Energy - Spiritwood Station | Spiritwood Station | 16937511 | 125689813 | 56786 | 001 | 56786 | 1 | 995 | 1 | 247 | 6.38 | 199.3221 | 49.8939 | 47.0939 | 29.3178 | 16.9181 | 2022 | 200 | 8.75 | 180 | 5833.3334 | 97 | 221330 | -98.4989 | 46.9252 | 1280 | 125 | 100 |  | 71 | Y | Lignite | Y | N | N | 9999 | N |  | Coal Steam | 273 | 8248.25 | 8300
57881_G_01 | ND | 38105 | Basin Electric Power Cooperative - Pioneer Generation Station | Pioneer Generating Station | 18983011 | 137155913 | 57881 | CT1 | 57881 | 01 | 1532 | Unit 1 | 2.86 |  | 7.2522 | 9.1636 | 9.1636 | 0.2934 | 1.132 | 2022 | 80 | 9 | 785 | 9669.8221 | 152 | 221112 | -103.9528 | 48.2325 | 451 | 125 | 120 |  | 42 | N | Natural Gas | Y | N | N | 9999 | N |  | Combustion Turbine | 3023 | 3022.8928 | 10745
57881_G_02 | ND | 38105 | Basin Electric Power Cooperative - Pioneer Generation Station | Pioneer Generating Station | 18983011 | 137154913 | 57881 | CT2 | 57881 | 02 | 1532 | Unit 2 | 1.62 |  | 6.126 | 4.085 | 4.085 | 0.25 | 0.96388 | 2022 | 80 | 9 | 785 | 9669.8221 | 152 | 221112 | -103.9528 | 48.2325 | 451 | 125 | 120 |  | 42 | N | Natural Gas | Y | N | N | 9999 | N |  | Combustion Turbine | 2635 | 2634.9805 | 10745
57881_G_03 | ND | 38105 | Basin Electric Power Cooperative - Pioneer Generation Station | Pioneer Generating Station | 18983011 | 137154813 | 57881 | CT3 | 57881 | 03 | 1532 | Unit 3 | 3.52 |  | 7.387 | 7.1699 | 7.1699 | 0.3381 | 1.3093 | 2022 | 80 | 9 | 785 | 9669.8221 | 152 | 221112 | -103.9528 | 48.2325 | 451 | 125 | 120 |  | 42 | N | Natural Gas | Y | N | N | 9999 | N |  | Combustion Turbine | 3475 | 3474.647 | 10745
57881_G_11 | ND | 38105 | Basin Electric Power Cooperative - Pioneer Generation Station | Pioneer Generating Station | 18983011 | 137155713 |  |  | 57881 | 11 | 1532 | Unit 4 |  |  | 2.7205 | 3.2384 | 3.2311 |  | 3.9417 | 2022 | 80 | 9 | 695 | 6425.3423 | 101 | 221112 | -103.9528 | 48.2325 | 12400 | 125 | 160 |  | 8.9 | N | Natural Gas | N | N | N | 9999 | N |  | Combustion Turbine | 6183 |  | 10745
57881_G_12 | ND | 38105 | Basin Electric Power Cooperative - Pioneer Generation Station | Pioneer Generating Station | 18983011 | 137155213 |  |  | 57881 | 12 | 1532 | Unit 5 |  |  | 2.8486 | 3.5248 | 3.5168 |  | 4.1272 | 2022 | 80 | 9 | 695 | 6425.3423 | 101 | 221112 | -103.9528 | 48.2325 | 12400 | 125 | 160 |  | 8.9 | N | Natural Gas | N | N | N | 9999 | N |  | Combustion Turbine | 6474 |  | 10745
57881_G_13 | ND | 38105 | Basin Electric Power Cooperative - Pioneer Generation Station | Pioneer Generating Station | 18983011 | 137155113 |  |  | 57881 | 13 | 1532 | Unit 6 |  |  | 3.0263 | 3.9213 | 3.9124 |  | 4.3847 | 2022 | 80 | 9 | 695 | 6425.3423 | 101 | 221112 | -103.9528 | 48.2325 | 12400 | 125 | 160 |  | 8.9 | N | Natural Gas | N | N | N | 9999 | N |  | Combustion Turbine | 6878 |  | 10745
57881_G_14 | ND | 38105 | Basin Electric Power Cooperative - Pioneer Generation Station | Pioneer Generating Station | 18983011 | 137155813 |  |  | 57881 | 14 | 1532 | Unit 7 |  |  | 2.6827 | 3.4587 | 3.4509 |  | 3.8868 | 2022 | 80 | 9 | 695 | 6425.3423 | 101 | 221112 | -103.9528 | 48.2325 | 12400 | 125 | 160 |  | 8.9 | N | Natural Gas | N | N | N | 9999 | N |  | Combustion Turbine | 6097 |  | 10745
57881_G_15 | ND | 38105 | Basin Electric Power Cooperative - Pioneer Generation Station | Pioneer Generating Station | 18983011 | 137155313 |  |  | 57881 | 15 | 1532 | Unit 8 |  |  | 2.3861 | 2.93 | 2.9233 |  | 3.4572 | 2022 | 80 | 9 | 695 | 6425.3423 | 101 | 221112 | -103.9528 | 48.2325 | 12400 | 125 | 160 |  | 8.9 | N | Natural Gas | N | N | N | 9999 | N |  | Combustion Turbine | 5423 |  | 10745
57881_G_16 | ND | 38105 | Basin Electric Power Cooperative - Pioneer Generation Station | Pioneer Generating Station | 18983011 | 137155613 |  |  | 57881 | 16 | 1532 | Unit 9 |  |  | 2.3483 | 2.9741 | 2.9673 |  | 3.4023 | 2022 | 80 | 9 | 695 | 6425.3423 | 101 | 221112 | -103.9528 | 48.2325 | 12400 | 125 | 160 |  | 8.9 | N | Natural Gas | N | N | N | 9999 | N |  | Combustion Turbine | 5337 |  | 10745
57881_G_17 | ND | 38105 | Basin Electric Power Cooperative - Pioneer Generation Station | Pioneer Generating Station | 18983011 | 137155513 |  |  | 57881 | 17 | 1532 | Unit 10 |  |  | 2.7038 | 3.3045 | 3.297 |  | 3.9174 | 2022 | 80 | 9 | 695 | 6425.3423 | 101 | 221112 | -103.9528 | 48.2325 | 12400 | 125 | 160 |  | 8.9 | N | Natural Gas | N | N | N | 9999 | N |  | Combustion Turbine | 6145 |  | 10745
57881_G_18 | ND | 38105 | Basin Electric Power Cooperative - Pioneer Generation Station | Pioneer Generating Station | 18983011 | 137156013 |  |  | 57881 | 18 | 1532 | Unit 11 |  |  | 2.9678 | 3.5689 | 3.5608 |  | 4.2999 | 2022 | 80 | 9 | 695 | 6425.3423 | 101 | 221112 | -103.9528 | 48.2325 | 12400 | 125 | 160 |  | 8.9 | N | Natural Gas | N | N | N | 9999 | N |  | Combustion Turbine | 6745 |  | 10745
57881_G_19 | ND | 38105 | Basin Electric Power Cooperative - Pioneer Generation Station | Pioneer Generating Station | 18983011 | 137155413 |  |  | 57881 | 19 | 1532 | Unit 12 |  |  | 3.0171 | 3.7231 | 3.7146 |  | 4.3713 | 2022 | 80 | 9 | 695 | 6425.3423 | 101 | 221112 | -103.9528 | 48.2325 | 12400 | 125 | 160 |  | 8.9 | N | Natural Gas | N | N | N | 9999 | N |  | Combustion Turbine | 6857 |  | 10745
57881_G_20 | ND | 38105 | Basin Electric Power Cooperative - Pioneer Generation Station | Pioneer Generating Station | 18983011 | 137156213 |  |  | 57881 | 20 | 1532 | Unit 13 |  |  | 2.8618 | 3.3926 | 3.3849 |  | 4.1463 | 2022 | 80 | 9 | 695 | 6425.3423 | 101 | 221112 | -103.9528 | 48.2325 | 12400 | 125 | 160 |  | 8.9 | N | Natural Gas | N | N | N | 9999 | N |  | Combustion Turbine | 6504 |  | 10745
57881_G_21 | ND | 38105 | Basin Electric Power Cooperative - Pioneer Generation Station | Pioneer Generating Station | 18983011 | 137155013 |  |  | 57881 | 21 | 1532 | Unit 14 |  |  | 2.8389 | 3.2604 | 3.253 |  | 4.1132 | 2022 | 80 | 9 | 695 | 6425.3423 | 101 | 221112 | -103.9528 | 48.2325 | 12400 | 125 | 160 |  | 8.9 | N | Natural Gas | N | N | N | 9999 | N |  | Combustion Turbine | 6452 |  | 10745
57881_G_22 | ND | 38105 | Basin Electric Power Cooperative - Pioneer Generation Station | Pioneer Generating Station | 18983011 | 137156113 |  |  | 57881 | 22 | 1532 | Unit 15 |  |  | 2.7738 | 3.2164 | 3.2091 |  | 4.0188 | 2022 | 80 | 9 | 695 | 6425.3423 | 101 | 221112 | -103.9528 | 48.2325 | 12400 | 125 | 160 |  | 8.9 | N | Natural Gas | N | N | N | 9999 | N |  | Combustion Turbine | 6304 |  | 10745
2831_G_1 | OH | 39017 | Dicks Creek Energy Facility (1409010078) | Dicks Creek | 9303211 | 55575613 | 2831 | 1 | 2831 | 1 | 1409010078 | B001 | 1.68 | 0.06 | 30.5751 | 0.14 | 0.14 | 0.0262 | 0.04 | 2022 | 62.5 | 27.6 | 625 | 26666.6672 | 44.5539 | 221112 | -84.3776 | 39.4651 | 1980 | 125 | 120 |  | 92 | N | Natural Gas | Y | N | N | 9999 | N |  | Combustion Turbine | 44 | 44.12 | 18700
2831_G_3 | OH | 39017 | Dicks Creek Energy Facility (1409010078) | Dicks Creek | 9303211 | 55575713 |  |  | 2831 | 3 | 1409010078 | B003 | 1.83 | 0.07 | 7.13 | 0.142 | 0.142 | 0.08 | 0.05 | 2022 | 28 | 13.1 | 770 | 7425.0001 | 55.0667 | 221112 | -84.3776 | 39.4651 | 236 | 125 | 120 |  | 14.2 | N | Natural Gas | N | N | N | 9999 | N |  | Combustion Turbine | 242 |  | 23452
2831_G_4 | OH | 39017 | Dicks Creek Energy Facility (1409010078) | Dicks Creek | 9303211 | 55575813 |  |  | 2831 | 4 | 1409010078 | B004 | 2.8 | 0.1 | 10.91 | 0.225 | 0.225 | 0.12 | 0.07 | 2022 | 20.5 | 11.3 | 750 | 10600.0002 | 105.6536 | 221112 | -84.3776 | 39.4651 | 303 | 125 | 120 |  | 15 | N | Distillate Fuel Oil | N | N | N | 9999 | N |  | Combustion Turbine | 231 |  | 23452
2831_G_5 | OH | 39017 | Dicks Creek Energy Facility (1409010078) | Dicks Creek | 9303211 | 55575913 |  |  | 2831 | 5 | 1409010078 | B005 | 2.84 | 0.11 | 11.07 | 0.226 | 0.226 | 0.12 | 0.07 | 2022 | 20.5 | 11.3 | 750 | 10600.0002 | 105.6536 | 221112 | -84.3776 | 39.4651 | 303 | 125 | 120 |  | 15 | N | Distillate Fuel Oil | N | N | N | 9999 | N |  | Combustion Turbine | 242 |  | 23452
55110_G_CT1 | OH | 39017 | Duke Energy Indiana, Madison Generating Station (1409000896) | Madison | 9303411 | 55544313 | 55110 | 1 | 55110 | CT1 | 1409000896 | P001 | 14.97 | 3.84 | 19.5364 | 4.47 | 4.47 | 0.3325 | 2.24 | 2022 | 90 | 14.8 | 930 | 18500.0003 | 107.4938 | 221112 | -84.4655 | 39.4523 | 1180 | 125 | 120 |  | 71 | N | Natural Gas | Y | N | N | 9999 | N |  | Combustion Turbine | 1790 | 1599.4806 | 13489
55110_G_CT2 | OH | 39017 | Duke Energy Indiana, Madison Generating Station (1409000896) | Madison | 9303411 | 55544413 | 55110 | 2 | 55110 | CT2 | 1409000896 | P002 | 10.97 | 3.42 | 19.0871 | 3.95 | 3.95 | 0.2985 | 1.98 | 2022 | 90 | 14.8 | 930 | 18500.0003 | 107.4938 | 221112 | -84.4655 | 39.4523 | 1180 | 125 | 120 |  | 71 | N | Natural Gas | Y | N | N | 9999 | N |  | Combustion Turbine | 1580 | 1406.6904 | 13489
55110_G_CT3 | OH | 39017 | Duke Energy Indiana, Madison Generating Station (1409000896) | Madison | 9303411 | 55544513 | 55110 | 3 | 55110 | CT3 | 1409000896 | P003 | 31.86 | 3.48 | 18.1256 | 4.03 | 4.03 | 0.3021 | 2.02 | 2022 | 90 | 14.8 | 930 | 18500.0003 | 107.4938 | 221112 | -84.4655 | 39.4523 | 1180 | 125 | 120 |  | 69 | N | Natural Gas | Y | N | N | 9999 | N |  | Combustion Turbine | 1612 | 1435.7606 | 13488
55110_G_CT4 | OH | 39017 | Duke Energy Indiana, Madison Generating Station (1409000896) | Madison | 9303411 | 55544613 | 55110 | 4 | 55110 | CT4 | 1409000896 | P004 | 7.12 | 2.85 | 15.9672 | 3.39 | 3.39 | 0.2472 | 1.69 | 2022 | 90 | 14.8 | 930 | 18500.0003 | 107.4938 | 221112 | -84.4655 | 39.4523 | 1180 | 125 | 120 |  | 70 | N | Natural Gas | Y | N | N | 9999 | N |  | Combustion Turbine | 1354 | 1198.5704 | 13488
55110_G_CT5 | OH | 39017 | Duke Energy Indiana, Madison Generating Station (1409000896) | Madison | 9303411 | 55574813 | 55110 | 5 | 55110 | CT5 |  |  | 11.19 | 3.54 | 20.0337 | 4.07 | 4.07 | 0.3075 | 2.03 |  | 90 | 14.8 | 930 | 18500.0003 | 107.4938 | 221112 | -84.4655 | 39.4523 |  | 125 | 120 |  | 70 | N | Natural Gas | Y | N | N | 9999 | N |  | Combustion Turbine |  | 1450.3605 | 13488
55110_G_CT6 | OH | 39017 | Duke Energy Indiana, Madison Generating Station (1409000896) | Madison | 9303411 | 55574913 | 55110 | 6 | 55110 | CT6 | 1409000896 | P006 | 16.8 | 3.45 | 18.7902 | 3.96 | 3.96 | 0.2983 | 1.98 | 2022 | 90 | 14.8 | 930 | 18500.0003 | 107.4938 | 221112 | -84.4655 | 39.4523 | 1180 | 125 | 120 |  | 72 | N | Natural Gas | Y | N | N | 9999 | N |  | Combustion Turbine | 1585 | 1409.8906 | 13489
55110_G_CT7 | OH | 39017 | Duke Energy Indiana, Madison Generating Station (1409000896) | Madison | 9303411 | 55575013 | 55110 | 7 | 55110 | CT7 | 1409000896 | P007 | 9.18 | 2.89 | 15.9641 | 3.38 | 3.38 | 0.2479 | 1.69 | 2022 | 90 | 14.8 | 930 | 18500.0003 | 107.4938 | 221112 | -84.4655 | 39.4523 | 1180 | 125 | 120 | 99 | 73 | N | Natural Gas | Y | N | N | 9999 | N |  | Combustion Turbine | 1350 | 1198.7605 | 13489
55110_G_CT8 | OH | 39017 | Duke Energy Indiana, Madison Generating Station (1409000896) | Madison | 9303411 | 55575113 | 55110 | 8 | 55110 | CT8 | 1409000896 | P008 | 10.83 | 3.56 | 20.2459 | 4.15 | 4.15 | 0.3085 | 2.08 | 2022 | 90 | 14.8 | 930 | 18500.0003 | 107.4938 | 221112 | -84.4655 | 39.4523 | 1180 | 125 | 120 |  | 70 | N | Natural Gas | Y | N | N | 9999 | N |  | Combustion Turbine | 1661 | 1468.3604 | 13488
59326_G_MEC1 | OH | 39017 | Ohio Power Partners, LLC (1409001151) | Middletown Energy Center | 17967111 | 134964213 | 59326 | 1 | 59326 | MEC1 | 1409001151 | P001 | 4.217 | 5.624 | 70.7106 | 18.826 | 18.826 | 7.2454 | 1.957 | 2022 | 200 | 23 | 158 | 21450.0004 | 51.6068 | 221112 | -84.354 | 39.4693 | 3280 | 125 | 120 |  | 247.5 | N | Natural Gas | Y | N | N | 9999 | N | 59326_G_MEC2;59326_G_MEC1 | Combined Cycle | 8037 | 8030.7407 | 7050
7158_G_GT1 | OH | 39017 | Duke Energy Kentucky, Woodsdale Generating Station (1409120656) | Woodsdale | 8455211 | 303913 | 7158 | **GT1 | 7158 | GT1 | 1409120656 | B001 | 5.16 | 1.11 | 24.6987 | 2.76 | 2.76 | 0.4247 | 0.38 | 2022 | 213 | 15 | 955 | 25683.3338 | 145.2794 | 221112 | -84.4611 | 39.4489 | 1240 | 125 | 120 |  | 78 | N | Natural Gas | Y | N | N | 9999 | N |  | Combustion Turbine | 659 | 631.72 | 19620
7158_G_GT2 | OH | 39017 | Duke Energy Kentucky, Woodsdale Generating Station (1409120656) | Woodsdale | 8455211 | 303513 | 7158 | **GT2 | 7158 | GT2 | 1409120656 | B002 | 4.97 | 1.07 | 28.0222 | 2.88 | 2.88 | 0.4589 | 0.38 | 2022 | 213 | 15 | 955 | 25683.3338 | 145.2794 | 221112 | -84.4611 | 39.4489 | 1240 | 125 | 120 |  | 80 | N | Natural Gas | Y | N | N | 9999 | N |  | Combustion Turbine | 649 | 623.5798 | 18700
7158_G_GT3 | OH | 39017 | Duke Energy Kentucky, Woodsdale Generating Station (1409120656) | Woodsdale | 8455211 | 304013 | 7158 | **GT3 | 7158 | GT3 | 1409120656 | B003 | 0.38 | 0.08 | 1.3077 | 0.08 | 0.08 | 0.0062 | 0.03 | 2022 | 213 | 15 | 955 | 25683.3338 | 145.2794 | 221112 | -84.4611 | 39.4489 | 1240 | 125 | 120 |  | 80 | N | Natural Gas | Y | N | N | 9999 | N |  | Combustion Turbine | 43 | 34.16 | 18700
7158_G_GT4 | OH | 39017 | Duke Energy Kentucky, Woodsdale Generating Station (1409120656) | Woodsdale | 8455211 | 303813 | 7158 | **GT4 | 7158 | GT4 | 1409120656 | B004 | 5.01 | 1.08 | 28.0294 | 2.72 | 2.72 | 0.4141 | 0.37 | 2022 | 213 | 15 | 955 | 25683.3338 | 145.2794 | 221112 | -84.4611 | 39.4489 | 1240 | 125 | 120 |  | 78 | N | Natural Gas | Y | N | N | 9999 | N |  | Combustion Turbine | 663 | 626.1599 | 19621
7158_G_GT5 | OH | 39017 | Duke Energy Kentucky, Woodsdale Generating Station (1409120656) | Woodsdale | 8455211 | 303713 | 7158 | **GT5 | 7158 | GT5 | 1409120656 | B005 | 4.71 | 1.01 | 23.8722 | 2.84 | 2.84 | 0.4524 | 0.36 | 2022 | 213 | 15 | 955 | 25683.3338 | 145.2794 | 221112 | -84.4611 | 39.4489 | 1240 | 125 | 120 |  | 80 | N | Natural Gas | Y | N | N | 9999 | N |  | Combustion Turbine | 98 | 584.8999 | 18700
7158_G_GT6 | OH | 39017 | Duke Energy Kentucky, Woodsdale Generating Station (1409120656) | Woodsdale | 8455211 | 303613 | 7158 | **GT6 | 7158 | GT6 | 1409120656 | B006 | 4.96 | 1.07 | 23.1173 | 2.78 | 2.78 | 0.4396 | 0.37 | 2022 | 213 | 15 | 955 | 25683.3338 | 145.2794 | 221112 | -84.4611 | 39.4489 | 1240 | 125 | 120 |  | 80 | N | Natural Gas | Y | N | N | 9999 | N |  | Combustion Turbine | 632 | 606.4599 | 18700
7782_G_1 | OH | 39017 | OMEGA JV2 Hamilton Peaking Station (1409040897) | Hamilton Peaking | 9300011 | 55576013 | 7782 | P001 | 7782 | 1 | 1409040897 | P001 | 0.6 |  | 5.2995 | 0.15102 | 0.15102 | 0.0046 | 0.26 | 2022 | 96.6 | 3.3 | 950 | 10504.0002 | 1227.615 | 221112 | -84.5186 | 39.3553 | 423 | 125 | 120 |  | 29 | N | Natural Gas | Y | N | N | 9999 | N |  | Combustion Turbine | 56 | 56.98 | 12112
59773_G_CGT1 | OH | 39019 | Carroll County Energy LLC (0210002025) | Carroll County Energy | 17965011 | 127489713 | 59773 | 1 | 59773 | CGT1 |  |  | 9.93 | 84.96 | 53.5811 | 67.33 | 67.33 | 5.9522 | 4.91 |  | 175 | 19 | 175 | 19080.5003 | 67.2694 | 221112 | -81.0592 | 40.6044 |  | 125 | 120 |  | 213.3 | N | Natural Gas | Y | N | N | 9999 | N |  | Combined Cycle |  | 8364.6992 | 7107
59773_G_CGT2 | OH | 39019 | Carroll County Energy LLC (0210002025) | Carroll County Energy | 17965011 | 127489813 | 59773 | 2 | 59773 | CGT2 | 0210002025 | P002 | 11.42 | 84.41 | 53.5698 | 68.85 | 68.85 | 5.9194 | 1.93 | 2022 | 175 | 19 | 175 | 19080.5003 | 67.2694 | 221112 | -81.0592 | 40.6048 | 2040 | 125 | 120 | 140&99 | 213.3 | N | Natural Gas | Y | N | N | 9999 | N |  | Combined Cycle | 8294 | 8294.1797 | 7107
59773_G_SGT1 | OH | 39019 | Carroll County Energy LLC (0210002025) | Carroll County Energy | 17965011 | 127489613 |  |  | 59773 | SGT1 | 0210002025 | B001 | 0.001 | 0.002285 | 0.041 | 0.005427 | 0.005427 | 0.0004284 | 0.003927 | 2022 | 175 | 4 | 250 | 451.8166 | 35.9399 | 221112 | -81.0592 | 40.6048 | 81.6 | 125 | 100 |  | 288 | N | Natural Gas | N | N | N | 9999 | N |  | Combined Cycle | 77 |  | 7107
6019_B_1 | OH | 39025 | Zimmer Power Company LLC (1413090154) |  | 8294311 | 1540113 | 6019 | 1 |  |  | 1413090154 | B006 | 189.16 | 1.8486 | 3688.4701 | 338.8594 | 314.3994 | 6285.6477 | 25.291 | 2022 | 573 | 42 | 130 | 65000.0013 | 46.8975 | 221112 | -84.2284 | 38.869 | 12000 | 125 | 100 |  |  |  |  | Y | N | N |  | N |  |  | 3342 | 3342.4001
60356_G_SFECC | OH | 39029 | South Field Energy LLC (0215132003) |  | 19051111 | 155148213 | 60356 | 1 |  |  | 0215132003 | P001 | 0.83 | 33.75 | 83.5223 | 113.92 | 113.92 | 8.4408 | 6.86 | 2022 | 180 | 21.5 | 165 | 26558.5671 | 73.1245 | 221112 | -80.6793 | 40.6355 | 605 | 125 | 120 |  |  |  |  | Y | N | N |  | N | 60356_G_SFST1;60356_G_SFCT1 |  | 8023 | 8022.3003
60356_G_SFECCx | OH | 39029 | South Field Energy LLC (0215132003) |  | 19051111 | 155148313 | 60356 | 2 |  |  | 0215132003 | P002 | 0.45 | 36.25 | 89.9355 | 63.635 | 63.635 | 8.308 | 6.82 | 2022 | 180 | 21.5 | 165 | 26558.5671 | 73.1245 | 221112 | -80.6793 | 40.6345 | 605 | 125 | 120 |  |  |  |  | Y | N | N |  | N | 60356_G_SFST2;60356_G_SFCT2 |  | 7947 | 7973.6401
55263_G_CT1 | OH | 39033 | AMP Galion Generation Station (0317030060) | Galion Generating Station | 9289211 | 55698513 | 55263 | CT1 | 55263 | CT1 | 0317030060 | P002 | 1.16 |  | 0.9977 | 0.15921 | 0.15921 | 0.0015 | 0.01814 | 2022 | 90 | 3.9 | 700 | 8250.4168 | 690.3701 | 221112 | -82.789 | 40.7167 | 33 | 125 | 120 |  | 26 | N | Natural Gas | Y | N | N | 9999 | N |  | Combustion Turbine | 56 | 63.24 | 15421
55263_G_CT2 | OH | 39033 | AMP Galion Generation Station (0317030060) | Galion Generating Station | 9289211 | 55698413 |  |  | 55263 | CT2 | 0317030060 | P001 | 0.51 |  | 0.56 | 0.07668 | 0.07668 | 0.01174 | 0.008739 | 2022 | 90 | 3.9 | 700 | 7612.6001 | 636.9995 | 221112 | -82.789 | 40.7167 | 16.5 | 125 | 120 |  | 12 | N | Natural Gas | N | N | N | 9999 | N |  | Combustion Turbine | 47 |  | 15420
2909_G_1 | OH | 39035 | Cleveland Public Power - Service Center (1318000133) | West 41st Street | 8250711 | 62813 |  |  | 2909 | 1 | 1318000133 | B001 | 0.0029 |  | 0.01125 | 0.0002 | 0.0002 | 1e-05 | 5e-05 | 2020 | 39 | 13.5 | 983 | 2568.7667 | 17.9387 | 221112 | -81.7142 | 41.4738 | 257 | 125 | 120 |  | 16 | N | Natural Gas, Distillate Fuel Oil | N | N | N | 9999 | N |  | Combustion Turbine | 1 |  | 12657
55228_G_GT1 | OH | 39037 | Buckeye Power Greenville Station (0819070237) | Greenville Electric Generating Station | 8257111 | 36213 | 55228 | G1CT1 | 55228 | GT1 | 0819070237 | B001 | 11.98 |  | 10.2536 | 1.44 | 1.44 | 0.021 | 0.56 | 2022 | 60 | 9.5 | 890 | 6533.3334 | 92.1346 | 221112 | -84.6153 | 40.0742 | 25 | 125 | 120 |  | 49 | N | Natural Gas, Distillate Fuel Oil | Y | N | N | 9999 | N |  | Combustion Turbine | 1147 | 1149.7603 | 10745
55228_G_GT2 | OH | 39037 | Buckeye Power Greenville Station (0819070237) | Greenville Electric Generating Station | 8257111 | 36113 | 55228 | G2CT1 | 55228 | GT2 |  |  | 14.58 |  | 12.1513 | 1.72 | 1.72 | 0.0707 | 0.67 |  | 60 | 9.5 | 890 | 6533.3334 | 92.1346 | 221112 | -84.615 | 40.0747 |  | 125 | 120 |  | 49 | N | Natural Gas, Distillate Fuel Oil | Y | N | N | 9999 | N |  | Combustion Turbine |  | 1172.5106 | 10745
55228_G_GT3 | OH | 39037 | Buckeye Power Greenville Station (0819070237) | Greenville Electric Generating Station | 8257111 | 36413 | 55228 | G3CT1 | 55228 | GT3 | 0819070237 | B005 | 17.1 |  | 11.9557 | 1.69 | 1.69 | 0.0675 | 0.66 | 2022 | 60 | 9.5 | 890 | 6533.3334 | 92.1346 | 221112 | -84.615 | 40.0742 | 25 | 125 | 120 |  | 49 | N | Natural Gas, Distillate Fuel Oil | Y | N | N | 9999 | N |  | Combustion Turbine | 1129 | 1130.5708 | 10745
55228_G_GT4 | OH | 39037 | Buckeye Power Greenville Station (0819070237) | Greenville Electric Generating Station | 8257111 | 36613 | 55228 | G4CT1 | 55228 | GT4 | 0819070237 | B007 | 11.62 |  | 11.2481 | 1.63 | 1.63 | 0.0707 | 0.64 | 2022 | 60 | 9.5 | 890 | 6533.3334 | 92.1346 | 221112 | -84.615 | 40.0747 | 25 | 125 | 120 |  | 49 | N | Natural Gas, Distillate Fuel Oil | Y | N | N | 9999 | N |  | Combustion Turbine | 1093 | 1094.6001 | 10745
55228_G_GT2x | OH | 39037 | Buckeye Power Greenville Station (0819070237) |  | 8257111 | 36313 | 55228 | G2CT2 |  |  | 0819070237 | B004 | 14.88 |  | 12.2527 | 1.74 | 1.74 | 0.0727 | 0.68 | 2022 | 60 | 9.5 | 890 | 6533.3334 | 92.1346 | 221112 | -84.615 | 40.0747 | 25 | 125 | 120 |  |  |  |  | Y | N | N |  | N |  |  | 2 | 1165.3898
55228_G_GT1x | OH | 39037 | Buckeye Power Greenville Station (0819070237) |  | 8257111 | 36813 | 55228 | G1CT2 |  |  | 0819070237 | B002 | 11.7 |  | 13.0456 | 1.82 | 1.82 | 0.0835 | 0.71 | 2022 | 60 | 9.5 | 890 | 6533.3334 | 92.1346 | 221112 | -84.615 | 40.0744 | 25 | 125 | 120 |  |  |  |  | Y | N | N |  | N |  |  | 3 | 1147.8901
55228_G_GT3x | OH | 39037 | Buckeye Power Greenville Station (0819070237) |  | 8257111 | 36513 | 55228 | G3CT2 |  |  | 0819070237 | B006 | 12.49 |  | 12.0094 | 1.7 | 1.7 | 0.0636 | 0.66 | 2022 | 60 | 9.5 | 890 | 6533.3334 | 92.1346 | 221112 | -84.615 | 40.0744 | 25 | 125 | 120 |  |  |  |  | Y | N | N |  | N |  |  | 2 | 1135.8801
55228_G_GT4x | OH | 39037 | Buckeye Power Greenville Station (0819070237) |  | 8257111 | 36713 | 55228 | G4CT2 |  |  | 0819070237 | B008 | 9.04 |  | 11.2987 | 1.63 | 1.63 | 0.0689 | 0.64 | 2022 | 60 | 9.5 | 890 | 6533.3334 | 92.1346 | 221112 | -84.615 | 40.0744 | 25 | 125 | 120 |  |  |  |  | Y | N | N |  | N |  |  | 2 | 1092.2999
2880_G_4 | OH | 39039 | Richland Substation Peaker Facility (0320010006) | Richland | 8257511 | 35613 | 2880 | CTG4 | 2880 | 4 | 0320010006 | P001 | 0.874 |  | 58.7246 | 7.84 | 7.84 | 0.4065 | 0.485 | 2022 | 98 | 18 | 960 | 30000.0006 | 117.8451 | 221112 | -84.3389 | 41.3042 | 1670 | 125 | 120 |  | 112 | N | Natural Gas | Y | N | N | 9999 | N |  | Combustion Turbine | 1031 | 1031.0801 | 11067
2880_G_5 | OH | 39039 | Richland Substation Peaker Facility (0320010006) | Richland | 8257511 | 35713 | 2880 | CTG5 | 2880 | 5 | 0320010006 | P002 | 2.52 |  | 44.3474 | 6.01 | 6.01 | 0.3149 | 0.37 | 2022 | 64.8 | 18 | 960 | 30000.0006 | 117.8451 | 221112 | -84.3389 | 41.3042 | 1670 | 125 | 120 |  | 112 | N | Natural Gas | Y | N | N | 9999 | N |  | Combustion Turbine | 810 | 810.47 | 11067
2880_G_6 | OH | 39039 | Richland Substation Peaker Facility (0320010006) | Richland | 8257511 | 35213 | 2880 | CTG6 | 2880 | 6 | 0320010006 | P003 | 0.35 |  | 46.7464 | 6.17 | 6.17 | 0.3173 | 0.16 | 2022 | 98 | 18 | 960 | 30000.0006 | 117.8451 | 221112 | -84.3389 | 41.3042 | 1670 | 125 | 120 |  | 112 | N | Natural Gas | Y | N | N | 9999 | N |  | Combustion Turbine | 840 | 840.2903 | 11067
54974_G_UNT1 | OH | 39051 | Sauder Woodworking Cogeneration Facility (0326000079) | Sauder Power Plant | 10698611 | 58689313 |  |  | 54974 | UNT1 | 0326000079 | B008 | 14.71 | 1.564 | 37 | 3.7539 | 2.916 | 4.282 | 10.63 | 2022 | 80 | 3.6 | 400 | 530.9 | 52.1366 | 221112 | -84.2933 | 41.5156 | 63.8 | 125 | 100 |  | 3.6 | Y | Biomass | N | Y | N | 9999 | N |  | Biomass | 8019 |  | 5301
54974_G_UNT2 | OH | 39051 | Sauder Woodworking Cogeneration Facility (0326000079) | Sauder Power Plant | 10698611 | 58689413 |  |  | 54974 | UNT2 | 0326000079 | B009 | 34.21 | 1.477 | 39.1 | 4.232 | 2.55 | 3.738 | 9.25 | 2022 | 80 | 3.6 | 400 | 530.9 | 52.1366 | 221112 | -84.2933 | 41.5156 | 63.8 | 125 | 100 |  | 3.6 | Y | Biomass | N | Y | N | 9999 | N |  | Biomass | 7195 |  | 5301
2876_B_1 | OH | 39053 | Ohio Valley Electric Corp., Kyger Creek Station (0627000003) | Kyger Creek | 7983011 | 6441713 | 2876 | 2 | 2876 | 1 | 0627000003 | B001 | 113.1267 | 0.4385 | 842.5762 | 131.0351 | 120.355 | 902.8672 | 15.8131 | 2022 | 838 | 24.7 | 130 | 23991.6838 | 50.0497 | 221112 | -82.1276 | 38.9164 | 217 | 125 | 100 |  | 194 | N | Bituminous, Subbituminous | Y | N | N | 9999 | N |  | Coal Steam | 6623 | 7545.8599 | 10558
2876_B_2 | OH | 39053 | Ohio Valley Electric Corp., Kyger Creek Station (0627000003) | Kyger Creek | 7983011 | 6441513 | 2876 | 4 | 2876 | 2 | 0627000003 | B002 | 134.9267 | 0.5015 | 449.6479 | 156.0751 | 143.455 | 618.7652 | 18.8531 | 2022 | 838 | 24.7 | 130 | 23991.6838 | 50.0497 | 221112 | -82.1276 | 38.9164 | 217 | 125 | 100 | 128&141&99 | 192 | N | Bituminous, Subbituminous | Y | N | N | 9999 | N |  | Coal Steam | 7553 | 4896.8506 | 10547
2876_B_3 | OH | 39053 | Ohio Valley Electric Corp., Kyger Creek Station (0627000003) | Kyger Creek | 7983011 | 6441613 | 2876 | 3 | 2876 | 3 | 0627000003 | B003 | 116.5267 | 0.4515 | 671.689 | 130.7151 | 121.775 | 716.1701 | 16.2931 | 2022 | 838 | 30.2 | 130 | 35987.5173 | 50.2196 | 221112 | -82.1277 | 38.9165 | 217 | 125 | 100 | 128&141&99 | 192 | N | Bituminous, Subbituminous | Y | N | N | 9999 | N |  | Coal Steam | 6445 | 6434.3398 | 10579
2876_B_4 | OH | 39053 | Ohio Valley Electric Corp., Kyger Creek Station (0627000003) | Kyger Creek | 7983011 | 6441313 | 2876 | 1 | 2876 | 4 | 0627000003 | B004 | 87.7467 | 0.3615 | 695.2656 | 98.3551 | 91.615 | 805.4045 | 12.2531 | 2022 | 838 | 30.2 | 130 | 35987.5173 | 50.2196 | 221112 | -82.1277 | 38.9165 | 217 | 125 | 100 | 128&141&99 | 192 | N | Bituminous, Subbituminous | Y | N | N | 9999 | N |  | Coal Steam | 4920 | 6612.1504 | 10472
2876_B_5 | OH | 39053 | Ohio Valley Electric Corp., Kyger Creek Station (0627000003) | Kyger Creek | 7983011 | 6441913 | 2876 | 5 | 2876 | 5 | 0627000003 | B005 | 109.6267 | 0.4315 | 632.2562 | 122.9151 | 114.545 | 680.393 | 15.3231 | 2022 | 838 | 30.2 | 130 | 35987.5173 | 50.2196 | 221112 | -82.1277 | 38.9165 | 217 | 125 | 100 |  | 192 | N | Bituminous, Subbituminous | Y | N | N | 9999 | N |  | Coal Steam | 6290 | 6271.8506 | 10506
8102_B_1 | OH | 39053 | General James M. Gavin Power Plant (0627010056) | Gavin Power, LLC | 8148511 | 5952713 | 8102 | 1 | 8102 | 1 | 0627010056 | B003 | 638.87 | 0.99 | 3051.2994 | 265.46 | 201.52 | 10273.9556 | 76.53 | 2022 | 830 | 42 | 122 | 36626.6673 | 26.4261 | 221112 | -82.1158 | 38.9342 | 11900 | 125 | 100 | 128&140&141 | 1361 | N | Bituminous | Y | N | N | 9999 | N |  | Coal Steam | 5927 | 5914.3994 | 9926
8102_B_2 | OH | 39053 | General James M. Gavin Power Plant (0627010056) | Gavin Power, LLC | 8148511 | 5953013 | 8102 | 2 | 8102 | 2 | 0627010056 | B004 | 628.77 | 0.96 | 2397.5462 | 387.89 | 352.29 | 10009.676 | 75.32 | 2022 | 830 | 42 | 125 | 36235.0007 | 26.1435 | 221112 | -82.115 | 38.9355 | 11900 | 125 | 100 |  | 1361 | N | Bituminous | Y | N | N | 9999 | N |  | Coal Steam | 5567 | 5560.7393 | 9861
2832_G_GT3 | OH | 39061 | Miami Fort Power Company LLC (1431350093) | Miami Fort | 7738711 | 2471313 |  |  | 2832 | GT3 | 1431350093 | B010 | 0.01521 | 0.02702 | 4.056 | 0.05221 | 0.05102 | 0.002197 | 0.00189 | 2022 | 28 | 13.1 | 770 | 7425.0001 | 55.0667 | 221112 | -84.8033 | 39.1128 | 236 | 125 | 120 |  | 14 | N | Distillate Fuel Oil | N | N | N | 9999 | N |  | Combustion Turbine | 36 |  | 23420
2832_G_GT4 | OH | 39061 | Miami Fort Power Company LLC (1431350093) | Miami Fort | 7738711 | 2471013 |  |  | 2832 | GT4 | 1431350093 | B011 | 0.001814 | 0.003223 | 0.4837 | 0.006228 | 0.006085 | 0.000262 | 0.0002254 | 2022 | 28 | 13.1 | 770 | 7425.0001 | 55.0667 | 221112 | -84.8033 | 39.1128 | 236 | 125 | 120 |  | 14 | N | Distillate Fuel Oil | N | N | N | 9999 | N |  | Combustion Turbine | 5 |  | 23448
2832_G_GT5 | OH | 39061 | Miami Fort Power Company LLC (1431350093) | Miami Fort | 7738711 | 2470313 |  |  | 2832 | GT5 | 1431350093 | B012 | 0.01389 | 0.02469 | 3.705 | 0.0477 | 0.0466 | 0.002007 | 0.001726 | 2022 | 28 | 13.1 | 770 | 7425.0001 | 55.0667 | 221112 | -84.8033 | 39.1128 | 236 | 125 | 120 |  | 14 | N | Distillate Fuel Oil | N | N | N | 9999 | N |  | Combustion Turbine | 33 |  | 23448
2832_G_GT6 | OH | 39061 | Miami Fort Power Company LLC (1431350093) | Miami Fort | 7738711 | 2470913 |  |  | 2832 | GT6 | 1431350093 | B013 | 0.01061 | 0.01886 | 2.83 | 0.03644 | 0.03561 | 0.001533 | 0.001319 | 2022 | 28 | 13.1 | 770 | 7425.0001 | 55.0667 | 221112 | -84.8033 | 39.1128 | 236 | 125 | 120 |  | 14 | N | Distillate Fuel Oil | N | N | N | 9999 | N |  | Combustion Turbine | 26 |  | 23448
2832_B_7 | OH | 39061 | Miami Fort Power Company LLC (1431350093) |  | 7738711 | 2471413 | 2832 | 7 |  |  | 1431350093 | B015 | 356.888 | 2.2072 | 4109.565 | 417.2164 | 372.1382 | 9325.074 | 42.7375 | 2022 | 800 | 23.5 | 130 | 29583.3339 | 68.1783 | 221112 | -84.8033 | 39.1128 | 5020 | 125 | 100 | 128&141&99 |  |  |  | Y | N | N |  | N |  |  | 8012 | 8012.1802
2832_B_8 | OH | 39061 | Miami Fort Power Company LLC (1431350093) |  | 7738711 | 2470813 | 2832 | 8 |  |  | 1431350093 | B016 | 325.3371 | 2.0133 | 3292.1545 | 339.775 | 321.7894 | 7633.6125 | 38.9735 | 2022 | 800 | 23.5 | 130 | 29583.3339 | 68.1783 | 221112 | -84.8033 | 39.1128 | 5020 | 125 | 100 |  |  |  |  | Y | N | N |  | N |  |  | 7344 | 7343.3198
55264_G_CT1 | OH | 39069 | AMP Napoleon Peaking Plant (0335010056) | Napoleon Peaking Station | 9291911 | 55775213 | 55264 | CT1 | 55264 | CT1 | 0335010056 | P002 | 1.06 |  | 1.2444 | 0.14659 | 0.14659 | 0.0031 | 0.01671 | 2022 | 60.1 | 3.9 | 700 | 8250.4168 | 690.3701 | 221112 | -84.1089 | 41.4072 | 33 | 125 | 120 |  | 26 | N | Natural Gas | Y | N | N | 9999 | N |  | Combustion Turbine | 49 | 44.16 | 16430
55264_G_CT2 | OH | 39069 | AMP Napoleon Peaking Plant (0335010056) | Napoleon Peaking Station | 9291911 | 55775113 |  |  | 55264 | CT2 | 0335010056 | P001 | 0.51 |  | 0.5 | 0.07311 | 0.07311 | 0.01119 | 0.008332 | 2022 | 60.1 | 3.9 | 700 | 5907.3001 | 494.3051 | 221112 | -84.1089 | 41.4072 | 16.5 | 125 | 120 |  | 12 | N | Natural Gas | N | N | N | 9999 | N |  | Combustion Turbine | 45 |  | 16431
7776_G_4 | OH | 39069 | OMEGA JV2-NAPOLEON (0335010055) | Napoleon Peaking | 14755911 | 106016313 |  |  | 7776 | 4 | 0335010055 | P001 | 0.01 |  | 0.518 | 0.04003 | 0.04003 | 0.0004 | 0.019 | 2021 | 21 | 1.5 | 617 | 489.3616 | 276.8106 | 221112 | -84.1055 | 41.4081 | 0.01 | 125 | 999 |  | 1.8 | N | Distillate Fuel Oil | N | N | N | 9999 | N |  | Combustion Turbine | 25 |  | 10745
7776_G_5 | OH | 39069 | OMEGA JV2-NAPOLEON (0335010055) | Napoleon Peaking | 14755911 | 106016413 |  |  | 7776 | 5 | 0335010055 | P002 | 0.022 |  | 1.223 | 0.09506 | 0.09506 | 0.0009 | 0.045 | 2021 | 21 | 1.5 | 617 | 489.3616 | 276.8106 | 221112 | -84.1055 | 41.4081 | 0.01 | 125 | 999 |  | 1.8 | N | Distillate Fuel Oil | N | N | N | 9999 | N |  | Combustion Turbine | 59 |  | 10745
7776_G_6 | OH | 39069 | OMEGA JV2-NAPOLEON (0335010055) | Napoleon Peaking | 14755911 | 106016513 |  |  | 7776 | 6 | 0335010055 | P003 | 0.022 |  | 1.223 | 0.09506 | 0.09506 | 0.0009 | 0.045 | 2021 | 21 | 1.5 | 617 | 489.3616 | 276.8106 | 221112 | -84.1055 | 41.4081 | 0.01 | 125 | 999 |  | 1.8 | N | Distillate Fuel Oil | N | N | N | 9999 | N |  | Combustion Turbine | 59 |  | 10745
2828_B_1 | OH | 39081 | Cardinal Power Plant (Cardinal Operating Company) (0641050002) | Cardinal | 8115711 | 6046013 | 2828 | 1 | 2828 | 1 |  |  | 363.64 | 0.59 | 1276.2147 | 65.281 | 61.729 | 3589.7232 | 43.55 |  | 1000 | 29.1 | 130 | 33166.6673 | 49.8483 | 221112 | -80.6467 | 40.2531 |  | 125 | 100 |  | 585 | N | Bituminous | Y | N | N | 9999 | N |  | Coal Steam |  | 6965.0503 | 9899
2828_B_2 | OH | 39081 | Cardinal Power Plant (Cardinal Operating Company) (0641050002) | Cardinal | 8115711 | 6045913 | 2828 | 2 | 2828 | 2 | 0641050002 | B002 | 368.31 | 0.65 | 1360.7643 | 32.198 | 29.252 | 4710.3083 | 44.07 | 2022 | 1000 | 29.1 | 130 | 33166.6673 | 49.8483 | 221112 | -80.6467 | 40.2528 | 5280 | 125 | 100 | 128&141&99 | 585 | N | Bituminous | Y | N | N | 9999 | N |  | Coal Steam | 6960 | 7052.1602 | 9906
2828_B_3 | OH | 39081 | Cardinal Power Plant (Cardinal Operating Company) (0641050002) | Cardinal | 8115711 | 6046113 | 2828 | 3 | 2828 | 3 | 0641050002 | B009 | 328.4 | 0.56 | 1125.4776 | 454.6317 | 413.4193 | 2767.9315 | 39.32 | 2022 | 423 | 7 | 116 | 2000 | 51.948 | 221112 | -80.6486 | 40.2522 | 5980 | 125 | 100 | 128&141&99 | 620 | N | Bituminous | Y | N | N | 2029 | N |  | Coal Steam | 140 | 6124.2202 | 10103
2866_B_6 | OH | 39081 | W. H. Sammis Plant (0641160017) |  | 8190811 | 4409813 | 2866 | 6 |  |  |  |  | 313.9 | 0.7 | 1405.8801 | 125.8 | 85.4 | 1761.5692 | 37.7 |  | 850 | 55.4 | 116 | 100506.602 | 41.6783 | 221112 | -80.6325 | 40.5289 |  | 125 | 100 |  |  |  |  | Y | N | N |  | N |  |  |  | 6358.6709
2866_B_7 | OH | 39081 | W. H. Sammis Plant (0641160017) |  | 8190811 | 4409413 | 2866 | 7 |  |  | 0641160017 | B013 | 240.2 | 1.2 | 1007.602 | 218.4 | 148.9 | 1257.3884 | 28.8 | 2022 | 850 | 55.4 | 116 | 100506.602 | 41.6783 | 221112 | -80.6325 | 40.5289 | 6070 | 125 | 100 |  |  |  |  | Y | N | N |  | N |  |  | 5329 | 5329.3604
2866_B_5 | OH | 39081 | W. H. Sammis Plant (0641160017) |  | 8190811 | 4409913 | 2866 | 5 |  |  | 0641160017 | B011 | 26.2 | 0.9 | 255.3886 | 156.2 | 107.4 | 117.3384 | 3.1 | 2022 | 850 | 55.4 | 116 | 100506.602 | 41.6783 | 221112 | -80.6325 | 40.5289 | 3000 | 125 | 100 | 128&141&99 |  |  |  | Y | N | N |  | N |  |  | 1740 | 1740.4701
2828_B_B008 | OH | 39081 | Cardinal Power Plant (Cardinal Operating Company) (0641050002) |  | 8115711 | 6046213 | 2828 | B008 |  |  | 0641050002 | B008 | 1.34 | 0.21 | 2.6717 | 0.62 | 0.42 | 0.05 | 0.05 | 2022 | 70 | 6 | 647 | 3816.6667 | 134.9326 | 221112 | -80.6486 | 40.2522 | 498 | 125 | 100 |  |  |  |  | Y | N | N |  | N |  |  | 380 | 71.06
2936_B_4 | OH | 39085 | PAINESVILLE MUNICIPAL ELECTRIC PLANT (0243110008) | Painesville | 8149311 | 5945413 |  |  | 2936 | 4 | 0243110008 | B004 | 0.01667 | 0.0006352 | 0.01985 | 0.0011385 | 0.0011385 | 0.0001191 | 0.001092 | 2022 | 171 | 11.4 | 350 | 1833.3333 | 17.9542 | 221112 | -81.2539 | 41.7261 | 379 | 125 | 100 |  | 18.6 | N | Bituminous | N | N | N | 9999 | N |  | Coal Steam | 80 |  | 14500
2936_B_5 | OH | 39085 | PAINESVILLE MUNICIPAL ELECTRIC PLANT (0243110008) | Painesville | 8149311 | 5945213 |  |  | 2936 | 5 | 0243110008 | B001 | 0.09517 | 0.002153 | 1.8189 | 0.41297 | 0.39383 | 6.5104 | 0.008404 | 2022 | 157 | 8 | 300 | 1783.3333 | 35.464 | 221112 | -81.2539 | 41.7261 | 250 | 125 | 100 |  | 18.6 | N | Bituminous | N | N | N | 9999 | N |  | Coal Steam | 80 |  | 14500
55736_G_1GT1 | OH | 39087 | Hanging Rock Power Company, LLC (0744000150) | Hanging Rock Energy Facility | 9279711 | 55248513 | 55736 | CTG1 | 55736 | 1GT1 | 0744000150 | P001 | 18.55 | 14.43 | 62.4151 | 46.956 | 46.956 | 5.4091 | 3.616 | 2022 | 160 | 18 | 219 | 17040.517 | 66.938 | 221112 | -82.7847 | 38.5731 | 2040 | 125 | 120 |  | 181 | N | Natural Gas | Y | N | N | 9999 | N | 55736_G_1GT1;55736_G_1ST | Combined Cycle | 8393 | 8377.79 | 7433
55736_G_1GT2 | OH | 39087 | Hanging Rock Power Company, LLC (0744000150) | Hanging Rock Energy Facility | 9279711 | 55248613 | 55736 | CTG2 | 55736 | 1GT2 | 0744000150 | P002 | 7.3 | 14.37 | 69.0715 | 44.981 | 44.981 | 5.389 | 1.801 | 2022 | 160 | 18 | 219 | 17040.517 | 66.938 | 221112 | -82.785 | 38.5728 | 2040 | 125 | 120 |  | 183 | N | Natural Gas | Y | N | N | 9999 | N |  | Combined Cycle | 8414 | 8405.3096 | 7433
55736_G_2GT1 | OH | 39087 | Hanging Rock Power Company, LLC (0744000150) | Hanging Rock Energy Facility | 9279711 | 55250113 | 55736 | CTG3 | 55736 | 2GT1 | 0744000150 | P003 | 11.53 | 14.5 | 67.7674 | 50.829 | 50.829 | 5.42 | 1.817 | 2022 | 160 | 18 | 219 | 17040.517 | 66.938 | 221112 | -82.7836 | 38.5744 | 2040 | 125 | 120 |  | 185 | N | Natural Gas | Y | N | N | 9999 | N | 55736_G_2GT1;55736_G_2ST | Combined Cycle | 8359 | 8347.0898 | 7433
55736_G_2GT2 | OH | 39087 | Hanging Rock Power Company, LLC (0744000150) | Hanging Rock Energy Facility | 9279711 | 55250213 | 55736 | CTG4 | 55736 | 2GT2 | 0744000150 | P004 | 12.96 | 14.27 | 65.635 | 46.457 | 46.457 | 5.371 | 3.577 | 2022 | 160 | 18 | 219 | 17040.517 | 66.938 | 221112 | -82.7839 | 38.5742 | 2040 | 125 | 120 |  | 186 | N | Natural Gas | Y | N | N | 9999 | N |  | Combined Cycle | 8370 | 8353.79 | 7433
2869_G_1A | OH | 39093 | West Lorain Power Plant (0247080487) | West Lorain | 6371011 | 15958113 | 2869 | 1A | 2869 | 1A | 0247080487 | B001 | 0.0413 |  | 17.4174 | 0.1419 | 0.1387 | 3.045 | 0.0501 | 2022 | 43 | 14.1 | 30 | 4955.0667 | 31.7209 | 221112 | -82.2626 | 41.4298 | 811 | 125 | 120 |  | 49.6 | N | Distillate Fuel Oil | Y | N | N | 9999 | N |  | Combustion Turbine | 47 | 58 | 14558
2869_G_1B | OH | 39093 | West Lorain Power Plant (0247080487) | West Lorain | 6371011 | 15958013 | 2869 | 1B | 2869 | 1B | 0247080487 | B002 | 0.05 |  | 18.9189 | 0.1717 | 0.1677 | 3.3075 | 0.0606 | 2022 | 43 | 14.1 | 30 | 4955.0667 | 31.7209 | 221112 | -82.2637 | 41.4296 | 811 | 125 | 120 |  | 51.3 | N | Distillate Fuel Oil | Y | N | N | 9999 | N |  | Combustion Turbine | 42 | 63 | 14558
2869_G_2 | OH | 39093 | West Lorain Power Plant (0247080487) | West Lorain | 6371011 | 15958213 | 2869 | 2 | 2869 | 2 | 0247080487 | P001 | 19.3371 |  | 17.55 | 1.5453 | 1.5309 | 0.4429 | 2.1518 | 2022 | 75 | 12.4 | 1000 | 24500.0004 | 202.7953 | 221112 | -82.2645 | 41.4293 | 933 | 125 | 120 |  | 79 | N | Natural Gas, Distillate Fuel Oil | Y | N | N | 9999 | N |  | Combustion Turbine | 22 | 1649.4595 | 14558
2869_G_3 | OH | 39093 | West Lorain Power Plant (0247080487) | West Lorain | 6371011 | 15958413 | 2869 | 3 | 2869 | 3 | 0247080487 | P002 | 20.996 |  | 19.9225 | 1.6734 | 1.6531 | 0.4773 | 2.3365 | 2022 | 75 | 12.4 | 1000 | 24500.0004 | 202.7953 | 221112 | -82.2651 | 41.4294 | 933 | 125 | 120 |  | 80.4 | N | Natural Gas, Distillate Fuel Oil | Y | N | N | 9999 | N |  | Combustion Turbine | 1909 | 1749.6699 | 14558
2869_G_4 | OH | 39093 | West Lorain Power Plant (0247080487) | West Lorain | 6371011 | 15957813 | 2869 | 4 | 2869 | 4 | 0247080487 | P003 | 22.3119 |  | 22.2051 | 1.7232 | 1.7139 | 0.5108 | 2.48 | 2022 | 75 | 12.4 | 1000 | 24500.0004 | 202.7953 | 221112 | -82.2656 | 41.4294 | 933 | 125 | 120 |  | 79.1 | N | Natural Gas, Distillate Fuel Oil | Y | N | N | 9999 | N |  | Combustion Turbine | 2037 | 1858.6903 | 14558
2869_G_5 | OH | 39093 | West Lorain Power Plant (0247080487) | West Lorain | 6371011 | 15957913 | 2869 | 5 | 2869 | 5 | 0247080487 | P004 | 20.985 |  | 20.7165 | 1.7388 | 1.7036 | 0.4866 | 2.3382 | 2022 | 75 | 12.4 | 1000 | 24500.0004 | 202.7953 | 221112 | -82.266 | 41.4293 | 933 | 125 | 120 |  | 81.5 | N | Natural Gas, Distillate Fuel Oil | Y | N | N | 9999 | N |  | Combustion Turbine | 1924 | 1761.4399 | 14558
2869_G_6 | OH | 39093 | West Lorain Power Plant (0247080487) | West Lorain | 6371011 | 15958313 | 2869 | 6 | 2869 | 6 | 0247080487 | P005 | 19.7509 |  | 19.243 | 1.6004 | 1.5963 | 0.4597 | 2.2002 | 2022 | 75 | 12.4 | 1000 | 24500.0004 | 202.7953 | 221112 | -82.2665 | 41.4294 | 933 | 125 | 120 |  | 79.6 | N | Natural Gas, Distillate Fuel Oil | Y | N | N | 9999 | N |  | Combustion Turbine | 32 | 1677.141 | 14558
2836_B_12 | OH | 39093 | Avon Lake Power Plant (0247030013) |  | 8130811 | 6011813 | 2836 | 12 |  |  | 0247030013 | B012 | 1216.22 | 0.12 | 667.9018 | 188.69 | 180.36 | 1550.3761 | 12.95 | 2022 | 600 | 24 | 310 | 23111.5337 | 51.0671 | 221112 | -82.0564 | 41.5038 | 6040 | 125 | 100 | 128&140&99 |  |  |  | Y | N | N |  | N |  |  |  | 1014.6199
2878_B_1 | OH | 39095 | Walleye Power, LLC, Bay Shore Plant (0448020006) | FirstEnergy Bay Shore | 8302011 | 444813 | 2878 | 1 | 2878 | 1 | 0448020006 | B006 | 114.1 |  | 341.4024 | 134.09 | 134.09 | 2238.1351 | 0.67 | 2022 | 302 | 12 | 303 | 9150.0001 | 80.8712 | 221112 | -83.4389 | 41.6917 | 1790 | 125 | 100 |  | 139 | Y | Petroleum Coke | Y | N | N | 9999 | N |  | Coal Steam | 6929 | 6920.2402 | 12574
59764_G_CTG11 | OH | 39095 | Oregon Clean Energy Center (0448020102) | Oregon Clean Energy Center | 16974411 | 127499513 | 59764 | 01 | 59764 | CTG11 |  |  | 8.1 | 51.63 | 55.4435 | 41.24 | 41.24 | 5.7889 | 2.258 |  | 240 | 22 | 185 | 24715.5838 | 64.9921 | 221112 | -83.4436 | 41.6672 |  | 125 | 120 |  | 256.5 | N | Natural Gas | Y | N | N | 9999 | N | 59764_G_STG10;59764_G_CTG11 | Combined Cycle |  | 7125.0078 | 7050
59764_G_CTG12 | OH | 39095 | Oregon Clean Energy Center (0448020102) | Oregon Clean Energy Center | 16974411 | 127499613 | 59764 | 02 | 59764 | CTG12 | 0448020102 | P002 | 10.2 | 51.69 | 55.5194 | 41.29 | 41.29 | 5.7872 | 2.261 | 2022 | 240 | 22 | 185 | 24715.5838 | 64.9921 | 221112 | -83.4436 | 41.6676 | 3240 | 125 | 120 |  | 256.5 | N | Natural Gas | Y | N | N | 9999 | N |  | Combined Cycle | 7117 | 7116.8604 | 7050
59764_G_EDG13 | OH | 39095 | Oregon Clean Energy Center (0448020102) | Oregon Clean Energy Center | 16974411 | 127499713 |  |  | 59764 | EDG13 | 0448020102 | P003 | 0.01171 |  | 0.08569 | 0.0013887 | 0.0013887 | 5.693e-05 | 0.002283 | 2022 | 14 | 0.8 | 757 | 439.5533 | 874.1117 | 221112 | -83.4399 | 41.6676 |  | 125 | 999 |  | 1.5 | N | Distillate Fuel Oil | N | N | N | 9999 | N |  | Combustion Turbine | 6 |  | 12283
2937_G_8 | OH | 39109 | Piqua Municipal Power System (0855100041) | Piqua Power Plant | 8497311 | 1570113 |  |  | 2937 | 8 | 0855100041 | B007 | 0.018185 |  | 3.0627 | 0.27678 | 0.27678 | 0.007301 | 0.004 | 2021 | 41 | 11.3 | 650 | 700 | 6.9771 | 221112 | -84.2367 | 40.1319 | 20 | 125 | 120 |  | 20 | N | Distillate Fuel Oil | N | N | N | 9999 | N |  | Combustion Turbine | 3 |  | 21162
2847_G_GT1 | OH | 39113 | Tait Electric Generating Station (0857043333) | Tait Electric Generating Station | 13572311 | 73759013 | 2847 | 1 | 2847 | GT1 | 0857043333 | P005 | 28.49 |  | 90.975 | 12.76 | 12.76 | 0.5635 | 2.32 | 2022 | 92 | 15.6 | 913 | 26333.3338 | 137.7184 | 221112 | -84.2097 | 39.7283 | 80 | 125 | 120 |  | 88.5 | N | Natural Gas, Distillate Fuel Oil | Y | N | N | 9999 | N |  | Combustion Turbine | 1589 | 1354.9502 | 12380
2847_G_GT2 | OH | 39113 | Tait Electric Generating Station (0857043333) | Tait Electric Generating Station | 13572311 | 73759113 | 2847 | 2 | 2847 | GT2 | 0857043333 | P006 | 84.64 |  | 91.574 | 13.34 | 13.34 | 0.3313 | 2.35 | 2022 | 92 | 15.6 | 913 | 26333.3338 | 137.7184 | 221112 | -84.2097 | 39.7283 | 80 | 125 | 120 |  | 86.8 | N | Natural Gas, Distillate Fuel Oil | Y | N | N | 9999 | N |  | Combustion Turbine | 1662 | 1438.6311 | 12380
2847_G_GT3 | OH | 39113 | Tait Electric Generating Station (0857043333) | Tait Electric Generating Station | 13572311 | 73759213 | 2847 | 3 | 2847 | GT3 | 0857043333 | P007 | 4.37 |  | 87.4464 | 23.9 | 23.9 | 1.803 | 4.23 | 2022 | 92 | 15.6 | 913 | 26333.3338 | 137.7184 | 221112 | -84.2097 | 39.7283 | 80 | 125 | 120 |  | 80.8 | N | Natural Gas, Distillate Fuel Oil | Y | N | N | 9999 | N |  | Combustion Turbine | 2977 | 2623.1709 | 12380
2854_G_1 | OH | 39113 | Yankee Street (0857810015) | Yankee Street | 7895711 | 134962913 |  |  | 2854 | 1 | 0857810015 | B001 | 2.047 |  | 8.012 | 0.034 | 0.034 | 0.085 | 0.052 | 2022 | 24.5 | 11.9 | 785 | 7047.6501 | 63.3411 | 221112 | -84.205 | 39.6025 | 409 | 125 | 120 |  | 19.9 | N | Natural Gas, Distillate Fuel Oil | N | N | N | 9999 | N |  | Combustion Turbine | 187 |  | 17347
2854_G_2 | OH | 39113 | Yankee Street (0857810015) | Yankee Street | 7895711 | 134963013 |  |  | 2854 | 2 | 0857810015 | B002 | 2.033 |  | 11.675 | 0.1216 | 0.1216 | 0.0869 | 0.1077 | 2022 | 24.5 | 11.9 | 785 | 7047.6501 | 63.3411 | 221112 | -84.205 | 39.6025 | 409 | 125 | 120 |  | 20.1 | N | Natural Gas, Distillate Fuel Oil | N | N | N | 9999 | N |  | Combustion Turbine | 40 |  | 17348
2854_G_3 | OH | 39113 | Yankee Street (0857810015) | Yankee Street | 7895711 | 2166513 |  |  | 2854 | 3 | 0857810015 | B003 | 1.911 |  | 7.456 | 0.03067 | 0.03067 | 0.0792 | 0.0489 | 2022 | 24.5 | 11.9 | 785 | 7047.6501 | 63.3411 | 221112 | -84.205 | 39.6025 | 409 | 125 | 120 |  | 20.7 | N | Natural Gas, Distillate Fuel Oil | N | N | N | 9999 | N |  | Combustion Turbine | 192 |  | 17348
2854_G_4 | OH | 39113 | Yankee Street (0857810015) | Yankee Street | 7895711 | 134963113 |  |  | 2854 | 4 | 0857810015 | B004 | 1.2488 |  | 11.396 | 0.2 | 0.2 | 0.0568 | 0.1291 | 2022 | 36 | 10.1 | 800 | 6299.3334 | 78.5936 | 221112 | -84.205 | 39.6025 | 409 | 125 | 120 |  | 14.9 | N | Natural Gas, Distillate Fuel Oil | N | N | N | 9999 | N |  | Combustion Turbine | 161 |  | 17345
2854_G_5 | OH | 39113 | Yankee Street (0857810015) | Yankee Street | 7895711 | 134963213 |  |  | 2854 | 5 | 0857810015 | B005 | 1.064 |  | 4.405 | 0.024 | 0.024 | 0.0441 | 0.031 | 2022 | 36 | 10.1 | 800 | 6299.3334 | 78.5936 | 221112 | -84.205 | 39.6025 | 409 | 125 | 120 |  | 13.7 | N | Natural Gas, Distillate Fuel Oil | N | N | N | 9999 | N |  | Combustion Turbine | 126 |  | 17346
2854_G_6 | OH | 39113 | Yankee Street (0857810015) | Yankee Street | 7895711 | 127512813 |  |  | 2854 | 6 | 0857810015 | B006 | 1.223 |  | 4.824 | 0.022 | 0.022 | 0.051 | 0.032 | 2022 | 36 | 10.1 | 800 | 6299.3334 | 78.5936 | 221112 | -84.205 | 39.6025 | 409 | 125 | 120 |  | 14 | N | Natural Gas, Distillate Fuel Oil | N | N | N | 9999 | N |  | Combustion Turbine | 129 |  | 17347
2854_G_7 | OH | 39113 | Yankee Street (0857810015) | Yankee Street | 7895711 | 134963313 |  |  | 2854 | 7 | 0857810015 | B007 | 0.8488 |  | 5.269 | 0.3106 | 0.3106 | 0.0369 | 0.0509 | 2022 | 36 | 10.1 | 800 | 6299.3334 | 78.5936 | 221112 | -84.205 | 39.6025 | 409 | 125 | 120 |  | 13.6 | N | Natural Gas, Distillate Fuel Oil | N | N | N | 9999 | N |  | Combustion Turbine | 14 |  | 17345
55248_G_GT6 | OH | 39113 | Tait Electric Generating Station (0857043334) |  | 13572411 | 73759513 | 55248 | CT6 |  |  | 0857043334 | P003 | 4.3238 |  | 128.2244 | 22.929 | 22.929 | 9.7186 | 6.85 | 2022 | 92 | 15.6 | 1015 | 25015.0005 | 130.8237 | 221112 | -84.2091 | 39.7282 | 80 | 125 | 120 |  |  |  |  | Y | N | N |  | N |  |  | 40 | 2983.9326
55248_G_GT4 | OH | 39113 | Tait Electric Generating Station (0857043334) |  | 13572411 | 73759313 | 55248 | CT4 |  |  |  |  | 10.85 |  | 92.9019 | 23.46 | 23.46 | 0.7553 | 6.93 |  | 92 | 15.6 | 1015 | 25015.0005 | 130.8237 | 221112 | -84.2097 | 39.7277 |  | 125 | 120 |  |  |  |  | Y | N | N |  | N |  |  |  | 3071.176
55248_G_GT5 | OH | 39113 | Tait Electric Generating Station (0857043334) |  | 13572411 | 73759413 | 55248 | CT5 |  |  | 0857043334 | P002 | 1.713 |  | 102.5596 | 22.26 | 22.26 | 1.1256 | 6.55 | 2022 | 92 | 15.6 | 1015 | 25015.0005 | 130.8237 | 221112 | -84.2093 | 39.7279 | 80 | 125 | 120 |  |  |  |  | Y | N | N |  | N |  |  | 3276 | 2910.0452
55248_G_GT7 | OH | 39113 | Tait Electric Generating Station (0857043334) |  | 13572411 | 73759613 | 55248 | CT7 |  |  | 0857043334 | P004 | 14.0691 |  | 89.5149 | 18.0214 | 18.0214 | 8.5312 | 5.8735 | 2022 | 92 | 15.6 | 1015 | 25015.0005 | 130.8237 | 221112 | -84.2088 | 39.7284 | 80 | 125 | 120 |  |  |  |  | Y | N | N |  | N |  |  | 36 | 2564.0437
55350_G_1 | OH | 39119 | Appalachian Power Co, Dresden Plant (0660000247) | Dresden Energy Facility | 15483511 | 96956013 | 55350 | 1A | 55350 | 1 | 0660000247 | P001 | 10.81 | 4.43 | 85.9404 | 13.62 | 13.62 | 4.3883 | 1.29 | 2022 | 170 | 19.1 | 293 | 22166.6671 | 77.3337 | 221112 | -82.0273 | 40.0917 | 172 | 125 | 140 |  | 158.3 | N | Natural Gas | Y | N | N | 9999 | N | 55350_G_1;55350_G_3 | Combined Cycle | 7842 | 7841.7295 | 7050
55350_G_2 | OH | 39119 | Appalachian Power Co, Dresden Plant (0660000247) | Dresden Energy Facility | 15483511 | 96956113 | 55350 | 1B | 55350 | 2 | 0660000247 | P002 | 9.46 | 4.46 | 89.8043 | 16.18 | 16.18 | 4.4522 | 1.28 | 2022 | 170 | 19.1 | 293 | 22166.6671 | 77.3337 | 221112 | -82.0273 | 40.0917 | 172 | 125 | 140 |  | 158.3 | N | Natural Gas | Y | N | N | 9999 | N |  | Combined Cycle | 7895 | 7895.0898 | 7050
55247_G_GT1 | OH | 39129 | Darby Electric Generating Station (0165000132) | Darby Power, LLC | 9242811 | 55201413 | 55247 | CT1 | 55247 | GT1 | 0165000132 | P001 | 13.211 |  | 58.3404 | 5.0418 | 5.0418 | 1.0805 | 0.8 | 2022 | 65 | 2 | 1015 | 166.6666 | 53.0303 | 221112 | -83.1764 | 39.7144 | 1120 | 125 | 120 |  | 80 | N | Natural Gas, Distillate Fuel Oil | Y | N | N | 9999 | N |  | Combustion Turbine | 917 | 953.8499 | 16296
55247_G_GT2 | OH | 39129 | Darby Electric Generating Station (0165000132) | Darby Power, LLC | 9242811 | 55201513 | 55247 | CT2 | 55247 | GT2 | 0165000132 | P002 | 12.0244 |  | 47.5299 | 4.5989 | 4.3989 | 1.0693 | 0.6625 | 2022 | 65 | 2 | 1015 | 166.6666 | 53.0303 | 221112 | -83.1761 | 39.7142 | 1120 | 125 | 120 |  | 80 | N | Natural Gas, Distillate Fuel Oil | Y | N | N | 9999 | N |  | Combustion Turbine | 839 | 876.1298 | 16297
55247_G_GT3 | OH | 39129 | Darby Electric Generating Station (0165000132) | Darby Power, LLC | 9242811 | 55201613 | 55247 | CT3 | 55247 | GT3 | 0165000132 | P003 | 11.6571 |  | 53.8576 | 4.5348 | 4.5348 | 1.2044 | 0.56425 | 2022 | 65 | 2 | 1015 | 166.6666 | 53.0303 | 221112 | -83.1761 | 39.7139 | 1120 | 125 | 120 |  | 80 | N | Natural Gas, Distillate Fuel Oil | Y | N | N | 9999 | N |  | Combustion Turbine | 810 | 848.0599 | 16297
55247_G_GT4 | OH | 39129 | Darby Electric Generating Station (0165000132) | Darby Power, LLC | 9242811 | 55201713 | 55247 | CT4 | 55247 | GT4 | 0165000132 | P004 | 9.845 |  | 46.6193 | 3.9698 | 3.9698 | 1.1472 | 0.5038 | 2022 | 65 | 2 | 1015 | 166.6666 | 53.0303 | 221112 | -83.1758 | 39.7136 | 1120 | 125 | 120 |  | 80 | N | Natural Gas, Distillate Fuel Oil | Y | N | N | 9999 | N |  | Combustion Turbine | 38 | 745.3202 | 16297
55247_G_GT5 | OH | 39129 | Darby Electric Generating Station (0165000132) | Darby Power, LLC | 9242811 | 55201813 | 55247 | CT5 | 55247 | GT5 | 0165000132 | P005 | 1.5529 |  | 47.5248 | 4.0769 | 4.0769 | 1.1488 | 0.53855 | 2022 | 65 | 2 | 1015 | 166.6666 | 53.0303 | 221112 | -83.1758 | 39.7133 | 1120 | 125 | 120 |  | 80 | N | Natural Gas, Distillate Fuel Oil | Y | N | N | 9999 | N |  | Combustion Turbine | 722 | 760.4105 | 16297
55247_G_GT6 | OH | 39129 | Darby Electric Generating Station (0165000132) | Darby Power, LLC | 9242811 | 55201913 | 55247 | CT6 | 55247 | GT6 | 0165000132 | P006 | 1.4895 |  | 45.7065 | 3.8808 | 3.8808 | 0.9872 | 0.5002 | 2022 | 65 | 2 | 1015 | 166.6666 | 53.0303 | 221112 | -83.1756 | 39.7131 | 1120 | 125 | 120 |  | 80 | N | Natural Gas, Distillate Fuel Oil | Y | N | N | 9999 | N |  | Combustion Turbine | 37 | 725.5201 | 16297
55701_G_CT01 | OH | 39143 | AMP Fremont Energy Center (0372030241) | Fremont Energy Center | 15483111 | 96948213 | 55701 | CT01 | 55701 | CT01 | 0372030241 | P001 | 21.97 | 16.59 | 68.9961 | 44.3 | 44.3 | 4.2129 | 12.5 | 2022 | 164 | 18.5 | 174 | 15314.6336 | 56.9506 | 221112 | -83.161 | 41.3767 | 2810 | 125 | 120 | 140&99 | 170 | N | Natural Gas | Y | N | N | 9999 | N | 55701_G_CT01;55701_G_CA01 | Combined Cycle | 7693 | 7689.4878 | 11045
55701_G_CT02 | OH | 39143 | AMP Fremont Energy Center (0372030241) | Fremont Energy Center | 15483111 | 96948313 | 55701 | CT02 | 55701 | CT02 | 0372030241 | P002 | 20.77 | 16.36 | 72.0687 | 29.94 | 29.94 | 4.2029 | 16.24 | 2022 | 164 | 18.5 | 174 | 15314.6336 | 56.9506 | 221112 | -83.161 | 41.377 | 2810 | 125 | 120 |  | 170 | N | Natural Gas | Y | N | N | 9999 | N |  | Combined Cycle | 7591 | 7588.1279 | 11045
2861_G_GT1 | OH | 39155 | Niles Combustion Turbine (Niles Power, LLC) (0278060023) | Niles Power Plant | 7328911 | 10657813 | 2861 | CTA | 2861 | GT1 | 0278060023 | B004 |  |  | 1.5666 | 0.02 | 0.02 | 0.6528 | 0.00053 | 2022 | 40 | 13.8 | 936 | 12000.0002 | 80.197 | 221112 | -80.7467 | 41.1667 | 409 | 125 | 120 |  | 26.1 | N | Distillate Fuel Oil | Y | N | N | 9999 | N |  | Combustion Turbine | 23 | 23.47 | 25000
60376_G_CTG1 | OH | 39155 | Clean Energy Future - Lordstown, LLC (0278112009) | Clean Energy Future-Lordstown, LLC | 18867811 | 134943413 | 60376 | 1 | 60376 | CTG1 | 0278112009 | P001 | 10.7 | 87.81 | 63.4831 | 85.13 | 85.13 | 6.4733 | 2.581 | 2022 | 160 | 22.5 | 183 | 24455.7838 | 61.4825 | 221112 | -80.8516 | 41.1491 | 3590 | 125 | 120 | 140&99 | 268.6 | N | Natural Gas | Y | N | N | 9999 | N |  | Combined Cycle | 7991 | 7991.1484 | 7050
60376_G_CTG2 | OH | 39155 | Clean Energy Future - Lordstown, LLC (0278112009) | Clean Energy Future-Lordstown, LLC | 18867811 | 134943513 | 60376 | 2 | 60376 | CTG2 | 0278112009 | P002 | 1.6 | 90.54 | 68.0268 | 87.78 | 87.78 | 6.6957 | 2.662 | 2022 | 160 | 22.5 | 183 | 24455.7838 | 61.4825 | 221112 | -80.8516 | 41.1487 | 3590 | 125 | 120 | 140&99 | 267.5 | N | Natural Gas | Y | N | N | 9999 | N |  | Combined Cycle | 8226 | 8226.0303 | 7050
2914_B_4 | OH | 39157 | Dover Municipal Light Plant (0679010146) | Dover | 7345511 | 10655413 |  |  | 2914 | 4 | 0679010146 | B004 | 135.59 | 0.0271 | 298.62 | 26.3927 | 26.1727 | 2092.0013 | 1.3622 | 2022 | 120 | 7.2 | 380 | 2166.6667 | 53.1939 | 221112 | -81.4722 | 40.5207 | 247 | 125 | 100 | 127 | 23.2 | N | Bituminous | N | N | N | 9999 | N |  | Coal Steam | 7440 |  | 14500
7872_G_1 | OH | 39161 | Robert P. Mone Plant (0381000043) | Robert P Mone Plant | 9216911 | 55667813 | 7872 | 1 | 7872 | 1 |  |  | 10.19 |  | 78.4598 | 7.982 | 7.982 | 0.6348 | 0.87 |  | 114.5 | 18 | 1150 | 38333.3341 | 150.5798 | 221112 | -84.7397 | 40.93 |  | 125 | 120 |  | 145 | N | Natural Gas, Distillate Fuel Oil | Y | N | N | 9999 | N |  | Combustion Turbine |  | 1445.2897 | 10745
7872_G_2 | OH | 39161 | Robert P. Mone Plant (0381000043) | Robert P Mone Plant | 9216911 | 55667913 | 7872 | 2 | 7872 | 2 | 0381000043 | P002 | 11 | 0.02 | 85.2416 | 5.68 | 5.68 | 0.7901 | 0.77 | 2022 | 114.5 | 18 | 1150 | 38333.3341 | 150.5798 | 221112 | -84.7392 | 40.93 | 167 | 125 | 120 |  | 145 | N | Natural Gas, Distillate Fuel Oil | Y | N | N | 9999 | N |  | Combustion Turbine | 1343 | 1348.5199 | 10745
7872_G_3 | OH | 39161 | Robert P. Mone Plant (0381000043) | Robert P Mone Plant | 9216911 | 55668013 | 7872 | 3 | 7872 | 3 | 0381000043 | P003 | 11.3 | 0.02 | 81.905 | 8.5 | 8.5 | 0.7575 | 0.95 | 2022 | 114.5 | 18 | 1150 | 38333.3341 | 150.5798 | 221112 | -84.7397 | 40.93 | 167 | 125 | 120 |  | 145 | N | Natural Gas, Distillate Fuel Oil | Y | N | N | 9999 | N |  | Combustion Turbine | 1306 | 1312.8096 | 10745
55401_G_CT1 | OH | 39163 | Rolling Hills Generating, LLC (0682000057) | Rolling Hills Generating | 9216611 | 55668813 | 55401 | CT-1 | 55401 | CT1 | 0682000057 | P001 | 70.5 |  | 88.9637 | 18.221 | 18.221 | 1.5419 | 0.3066 | 2022 | 90 | 25.5 | 1150 | 40000.0008 | 78.2915 | 221112 | -82.333 | 39.0842 | 2140 | 125 | 120 |  | 185 | N | Natural Gas | Y | N | N | 9999 | N |  | Combustion Turbine | 2622 | 2620.0796 | 11014
55401_G_CT2 | OH | 39163 | Rolling Hills Generating, LLC (0682000057) | Rolling Hills Generating | 9216611 | 55668913 | 55401 | CT-2 | 55401 | CT2 |  |  | 33.4 |  | 30.4665 | 4.5196 | 4.5196 | 0.3874 | 0.2819 |  | 90 | 25.5 | 1150 | 40000.0008 | 78.2915 | 221112 | -82.3329 | 39.0846 |  | 125 | 120 |  | 185 | N | Natural Gas | Y | N | N | 9999 | N |  | Combustion Turbine |  | 724.2101 | 11014
55401_G_CT3 | OH | 39163 | Rolling Hills Generating, LLC (0682000057) | Rolling Hills Generating | 9216611 | 55669013 | 55401 | CT-3 | 55401 | CT3 | 0682000057 | P003 | 86.7 |  | 73.8771 | 16.182 | 16.182 | 1.3609 | 0.5411 | 2022 | 63 | 24 | 1150 | 40000.0008 | 88.3838 | 221112 | -82.3329 | 39.0853 | 2060 | 125 | 120 |  | 185 | N | Natural Gas | Y | N | N | 9999 | N |  | Combustion Turbine | 2359 | 2357.5024 | 11013
55401_G_CT4 | OH | 39163 | Rolling Hills Generating, LLC (0682000057) | Rolling Hills Generating | 9216611 | 55669113 | 55401 | CT-4 | 55401 | CT4 | 0682000057 | P004 | 45.8 |  | 59.7441 | 10.909 | 10.909 | 0.7541 | 0.1018 | 2022 | 63 | 24 | 1150 | 40000.0008 | 88.3838 | 221112 | -82.3328 | 39.0858 | 2140 | 125 | 120 |  | 185 | N | Natural Gas | Y | N | N | 9999 | N |  | Combustion Turbine | 1342 | 1340.6499 | 11014
55401_G_CT5 | OH | 39163 | Rolling Hills Generating, LLC (0682000057) | Rolling Hills Generating | 9216611 | 55695813 | 55401 | CT-5 | 55401 | CT5 | 0682000057 | P005 | 40.1 |  | 44.9976 | 8.485 | 8.485 | 0.628 |  | 2022 | 63 | 24 | 1150 | 40000.0008 | 88.3838 | 221112 | -82.3328 | 39.0862 | 2140 | 125 | 120 |  | 185 | N | Natural Gas | Y | N | N | 9999 | N |  | Combustion Turbine | 1091 | 1090.0902 | 11013
55397_G_CT1 | OH | 39167 | Washington Power Company, LLC (0684000212) | Washington Energy Facility | 9213011 | 55703313 | 55397 | CT1 | 55397 | CT1 | 0684000212 | P001 | 19.68 | 101.4 | 72.663 | 52.244 | 52.244 | 5.4582 | 4.567 | 2022 | 140 | 18 | 228 | 17040.517 | 66.938 | 221112 | -81.6571 | 39.5825 | 207 | 125 | 120 |  | 179 | N | Natural Gas | Y | N | N | 9999 | N |  | Combined Cycle | 8551 | 8525.4707 | 7257
55397_G_CT2 | OH | 39167 | Washington Power Company, LLC (0684000212) | Washington Energy Facility | 9213011 | 55703413 | 55397 | CT2 | 55397 | CT2 | 0684000212 | P002 | 21.47 | 100 | 71.6526 | 46.957 | 46.957 | 5.4069 | 4.505 | 2022 | 140 | 18 | 228 | 17040.517 | 66.938 | 221112 | -81.6571 | 39.5825 | 207 | 125 | 120 |  | 179 | N | Natural Gas | Y | N | N | 9999 | N |  | Combined Cycle | 8504 | 8474.6699 | 7257
55503_G_CTG1 | OH | 39167 | Waterford Plant (0684000213) | Waterford Power, LLC | 9212911 | 55703913 | 55503 | 1 | 55503 | CTG1 | 0684000213 | P001 | 18.7 | 2.9 | 73.3751 | 7.07 | 6.64 | 4.6752 | 1.4 | 2022 | 120 | 19 | 275 | 17692.467 | 62.3758 | 221112 | -81.7169 | 39.5333 | 2100 | 125 | 120 |  | 168 | N | Natural Gas | Y | N | N | 9999 | N |  | Combined Cycle | 8035 | 8034.9814 | 7050
55503_G_CTG2 | OH | 39167 | Waterford Plant (0684000213) | Waterford Power, LLC | 9212911 | 55704013 | 55503 | 2 | 55503 | CTG2 | 0684000213 | P002 | 12.6 | 3 | 73.4966 | 7.19 | 6.75 | 4.7535 | 1.4 | 2022 | 120 | 19 | 275 | 17692.467 | 62.3758 | 221112 | -81.7169 | 39.5331 | 2100 | 125 | 120 |  | 168 | N | Natural Gas | Y | N | N | 9999 | N |  | Combined Cycle | 8217 | 8216.1699 | 7050
55503_G_CTG3 | OH | 39167 | Waterford Plant (0684000213) | Waterford Power, LLC | 9212911 | 55704113 | 55503 | 3 | 55503 | CTG3 | 0684000213 | P003 | 14.9 | 2.9 | 76.2775 | 6.98 | 6.55 | 4.6172 | 1.4 | 2022 | 120 | 19 | 275 | 17692.467 | 62.3758 | 221112 | -81.7169 | 39.5333 | 2100 | 125 | 120 |  | 168 | N | Natural Gas | Y | N | N | 9999 | N |  | Combined Cycle | 8012 | 8011.6304 | 7050
2935_B_10 | OH | 39169 | Department of Public Utilities, City of Orrville, Ohio (0285010188) | Orrville | 3950711 | 34858413 |  |  | 2935 | 10 | 0285010188 | B005 | 2.953 | 0.0003337 | 6.496 | 0.64928 | 0.62642 | 81.24 | 0.03 | 2022 | 137 | 7 | 362 | 1335.85 | 34.6974 | 221112 | -81.7656 | 40.8489 | 111 | 125 | 100 |  | 6.7 | N | Bituminous | N | N | N | 9999 | N |  | Coal Steam | 330 |  | 14500
2935_B_11 | OH | 39169 | Department of Public Utilities, City of Orrville, Ohio (0285010188) | Orrville | 3950711 | 34858513 |  |  | 2935 | 11 | 0285010188 | B006 | 7.905 | 0.0008933 | 17.39 | 1.7379 | 1.6767 | 217.5 | 0.079 | 2022 | 137 | 7 | 362 | 1335.85 | 34.6974 | 221112 | -81.7656 | 40.8489 | 201 | 125 | 100 |  | 6.7 | N | Bituminous | N | N | N | 9999 | N |  | Coal Steam | 803 |  | 14500
2935_B_12 | OH | 39169 | Department of Public Utilities, City of Orrville, Ohio (0285010188) | Orrville | 3950711 | 34858213 |  |  | 2935 | 12 | 0285010188 | B001 | 2.8316 | 0.008691 | 118.5952 | 38.4995 | 38.4112 | 622.0011 | 0.33173 | 2022 | 250 | 10 | 290 | 1808.3833 | 23.0157 | 221112 | -81.7658 | 40.8486 | 316 | 125 | 100 | 128 | 30 | N | Natural Gas | N | N | N | 9999 | N |  | O/G Steam | 1135 |  | 14500
2935_B_13 | OH | 39169 | Department of Public Utilities, City of Orrville, Ohio (0285010188) | Orrville | 3950711 | 34858313 |  |  | 2935 | 13 | 0285010188 | B004 | 6.066 | 0.2311 | 11.8 | 0.5486 | 0.5486 | 0.04333 | 0.3972 | 2022 | 250 | 10 | 290 | 1808.3833 | 23.0157 | 221112 | -81.7658 | 40.8486 | 365 | 125 | 100 | 128 | 23 | N | Bituminous | N | N | N | 9999 | N |  | Coal Steam | 687 |  | 14500
55262_G_CT1 | OH | 39173 | AMP Bowling Green Peaking Plant (0387020378) | Bowling Green Generating Station | 9253611 | 55202913 | 55262 | CT1 | 55262 | CT1 | 0387020378 | P002 | 1.05 |  | 1.1829 | 0.13908 | 0.13908 | 0.0034 | 0.01585 | 2022 | 60.1 | 3.9 | 700 | 8250.4168 | 690.3701 | 221112 | -83.6412 | 41.3978 | 33 | 125 | 120 |  | 26 | N | Natural Gas | Y | N | N | 9999 | N |  | Combustion Turbine | 50 | 42 | 15090
55262_G_CT2 | OH | 39173 | AMP Bowling Green Peaking Plant (0387020378) | Bowling Green Generating Station | 9253611 | 55202813 |  |  | 55262 | CT2 | 0387020378 | P001 | 0.47 |  | 0.48 | 0.0685 | 0.0685 | 0.01048 | 0.007808 | 2022 | 60.1 | 3.9 | 700 | 5907.3001 | 494.3051 | 221112 | -83.6412 | 41.3978 | 16.5 | 125 | 120 |  | 12 | N | Natural Gas | N | N | N | 9999 | N |  | Combustion Turbine | 42 |  | 15088
55348_G_1 | OH | 39173 | Troy Energy, LLC (0387000377) | Troy Energy LLC | 9253811 | 55202113 | 55348 | 1 | 55348 | 1 | 0387000377 | P001 | 12.332 |  | 50.6333 | 6.399 | 6.399 | 0.9354 | 0.244 | 2022 | 114.5 | 18 | 1100 | 38333.3341 | 150.5798 | 221112 | -83.4608 | 41.4768 | 191 | 125 | 120 |  | 170 | N | Natural Gas, Distillate Fuel Oil | Y | N | N | 9999 | N |  | Combustion Turbine | 3 | 1886.0596 | 10745
55348_G_2 | OH | 39173 | Troy Energy, LLC (0387000377) | Troy Energy LLC | 9253811 | 55202213 | 55348 | 2 | 55348 | 2 | 0387000377 | P002 | 7.939 |  | 39.3746 | 8.24 | 8.24 | 0.6583 | 0.281 | 2022 | 114.5 | 18 | 1100 | 38333.3341 | 150.5798 | 221112 | -83.4608 | 41.4768 | 191 | 125 | 120 |  | 169 | N | Natural Gas, Distillate Fuel Oil | Y | N | N | 9999 | N |  | Combustion Turbine | 1300 | 1306.6997 | 10745
55348_G_3 | OH | 39173 | Troy Energy, LLC (0387000377) | Troy Energy LLC | 9253811 | 55202313 | 55348 | 3 | 55348 | 3 | 0387000377 | P003 | 11.023 |  | 42.7613 | 13.73 | 13.73 | 0.7817 | 0.219 | 2022 | 114.5 | 18 | 1100 | 38333.3341 | 150.5798 | 221112 | -83.4608 | 41.4768 | 191 | 125 | 120 |  | 168.5 | N | Natural Gas, Distillate Fuel Oil | Y | N | N | 9999 | N |  | Combustion Turbine | 1564 | 1572.6696 | 10745
55348_G_4 | OH | 39173 | Troy Energy, LLC (0387000377) | Troy Energy LLC | 9253811 | 55202413 | 55348 | 4 | 55348 | 4 | 0387000377 | P004 | 13.116 |  | 56.7793 | 14.016 | 14.016 | 0.9727 | 0.889 | 2022 | 114.5 | 18 | 1100 | 38333.3341 | 150.5798 | 221112 | -83.4608 | 41.4768 | 191 | 125 | 120 |  | 168.1 | N | Natural Gas, Distillate Fuel Oil | Y | N | N | 9999 | N |  | Combustion Turbine | 1923 | 1946.3503 | 10745
7783_G_1 | OH | 39173 | OMEGA JV2 Bowling Green GT (0387020374) | Bowling Green Peaking | 9253711 | 55202713 | 7783 | P001 | 7783 | 1 | 0387020374 | P001 | 0.43 |  | 3.7693 | 0.10994 | 0.10994 | 0.0026 | 0.19 | 2022 | 96.6 | 3.3 | 950 | 10504.0002 | 1227.615 | 221112 | -83.6401 | 41.3883 | 423 | 125 | 120 |  | 29 | N | Natural Gas | Y | N | N | 9999 | N |  | Combustion Turbine | 41 | 40.94 | 10745
2964_B_8002 | OK | 40015 | PSO SOUTHWESTERN POWER STATION | Southwestern | 8536511 | 479213 | 2964 | 8002 | 2964 | 8002 | 214 | 8757 | 41.5576 |  | 160.4864 | 3.7552 | 3.7552 | 0.3308 | 2.7538 | 2022 | 141 | 10 | 340 | 2571.2 | 33 | 221112 | -98.3524 | 35.1009 | 940 | 125 | 100 |  | 78 | N | Natural Gas | Y | N | N | 9999 | N |  | O/G Steam | 3297 | 3297.2405 | 13258
2964_B_8003 | OK | 40015 | PSO SOUTHWESTERN POWER STATION | Southwestern | 8536511 | 478813 | 2964 | 8003 | 2964 | 8003 | 214 | 8758 | 350.571 |  | 1049.6968 | 25.2815 | 25.2815 | 2.0363 | 18.2027 | 2022 | 140 | 14 | 275 | 8207.9168 | 53.3 | 221112 | -98.3524 | 35.1009 | 3290 | 125 | 100 |  | 295 | N | Natural Gas | Y | N | N | 9999 | N |  | O/G Steam | 6179 | 6179.3208 | 12993
2964_G_4 | OK | 40015 | PSO SOUTHWESTERN POWER STATION | Southwestern | 8536511 | 72254813 | 2964 | 8004 | 2964 | 4 |  |  | 9.3124 |  | 57.9709 | 3.6154 | 3.6154 | 0.3069 | 1.1504 |  | 56 | 11.41 | 1005 | 21754.6671 | 212.76 | 221112 | -98.3524 | 35.1009 |  | 125 | 120 |  | 76 | N | Natural Gas | Y | N | N | 9999 | N |  | Combustion Turbine |  | 1213.4094 | 14349
2964_G_5 | OK | 40015 | PSO SOUTHWESTERN POWER STATION | Southwestern | 8536511 | 72254913 | 2964 | 8005 | 2964 | 5 | 214 | 37039 | 8.939 |  | 47.9709 | 4.9661 | 4.9661 | 0.2585 | 2.483 | 2022 | 56 | 11.41 | 1005 | 22464.9337 | 219.707 | 221112 | -98.3524 | 35.1009 | 1080 | 125 | 120 |  | 76 | N | Natural Gas | Y | N | N | 9999 | N |  | Combustion Turbine | 1123 | 1122.6902 | 14350
3006_G_10 | OK | 40015 | WESTERN FARMERS ANADARKO PLANT | Anadarko Plant | 1046611 | 88766913 | 3006 | 10 | 3006 | 10 | 1699 | 44123 | 14.29 |  | 15.9325 | 0.424 | 0.424 | 0.1368 | 0.238 | 2022 | 60 | 10 | 803 | 9793.8335 | 124.7 | 221112 | -98.2306 | 35.0835 | 463 | 125 | 120 |  | 45 | N | Natural Gas | Y | N | N | 9999 | N |  | Combustion Turbine | 1412 | 1412.3705 | 10745
3006_G_11 | OK | 40015 | WESTERN FARMERS ANADARKO PLANT | Anadarko Plant | 1046611 | 88766813 | 3006 | 11 | 3006 | 11 | 1699 | 44124 | 23.86 |  | 18.9288 | 0.304 | 0.304 | 0.1622 | 0.293 | 2022 | 60 | 10 | 803 | 9793.8335 | 124.7 | 221112 | -98.2306 | 35.0835 | 463 | 125 | 120 |  | 45 | N | Natural Gas | Y | N | N | 9999 | N |  | Combustion Turbine | 1711 | 1711.3801 | 10745
3006_G_4 | OK | 40015 | WESTERN FARMERS ANADARKO PLANT | Anadarko Plant | 1046611 | 46955213 | 3006 | 4 | 3006 | 4 | 1699 | 10721 | 2.1633 |  | 10.0738 | 1.0613 | 1.0613 | 0.245 | 0.85717 | 2022 | 80 | 14.6 | 360 | 14538.4836 | 83.406 | 221112 | -98.2306 | 35.0835 | 852 | 125 | 120 |  | 94 | N | Natural Gas | Y | N | N | 9999 | N |  | Combined Cycle | 1086 | 1085.5199 | 8789
3006_G_5 | OK | 40015 | WESTERN FARMERS ANADARKO PLANT | Anadarko Plant | 1046611 | 46955113 | 3006 | 5 | 3006 | 5 | 1699 | 10722 | 14.577 |  | 20.2773 | 1.1844 | 1.1844 | 0.437 | 1.9132 | 2022 | 80 | 14.6 | 360 | 14538.4836 | 83.406 | 221112 | -98.2306 | 35.0835 | 852 | 125 | 120 |  | 94 | N | Natural Gas | Y | N | N | 9999 | N |  | Combined Cycle | 2504 | 2503.7285 | 8859
3006_G_6 | OK | 40015 | WESTERN FARMERS ANADARKO PLANT | Anadarko Plant | 1046611 | 46954813 | 3006 | 6 | 3006 | 6 | 1699 | 10723 | 2.5949 |  | 8.4503 | 1.1691 | 1.1691 | 0.171 | 0.59882 | 2022 | 80 | 14.6 | 360 | 14538.4836 | 83.406 | 221112 | -98.2306 | 35.0835 | 852 | 125 | 120 |  | 94 | N | Natural Gas | Y | N | N | 9999 | N |  | Combined Cycle | 847 | 847.13 | 8593
3006_G_9 | OK | 40015 | WESTERN FARMERS ANADARKO PLANT | Anadarko Plant | 1046611 | 88766613 | 3006 | 9 | 3006 | 9 | 1699 | 44118 | 13.8 |  | 15.512 | 0.256 | 0.256 | 0.1509 | 0.253 | 2022 | 60 | 10 | 803 | 9793.8335 | 124.7 | 221112 | -98.2306 | 35.0835 | 463 | 125 | 120 |  | 45 | N | Natural Gas | Y | N | N | 9999 | N |  | Combustion Turbine | 1577 | 1576.8396 | 10745
3006_G_8 | OK | 40015 | WESTERN FARMERS ANADARKO PLANT |  | 1046611 | 135070613 | 3006 | 8 |  |  | 1699 | 174221 | 30.2324 |  | 29.5226 | 3.5507 | 3.5507 | 0.2281 | 0.331 | 2022 | 45 | 9 | 790 | 8970.0335 | 141 | 221112 | -98.2306 | 35.0835 | 452 | 125 | 120 |  |  |  |  | Y | N | N |  | N | 55655_G_GEN2;3006_G_8 |  | 8760 | 2367.1067
3006_G_7 | OK | 40015 | WESTERN FARMERS ANADARKO PLANT |  | 1046611 | 135070313 | 3006 | 7 |  |  | 1699 | 174208 | 10.752 |  | 29.4818 | 4.119 | 4.119 | 0.2642 | 0.411 | 2022 | 45 | 9 | 360 | 8970.0335 | 141 | 221112 | -98.2306 | 35.0835 | 452 | 125 | 120 | 213 |  |  |  | Y | N | N |  | N | 3006_G_7;55655_G_GEN1 |  | 2746 | 2745.7327
2964_B_801S | OK | 40015 | PSO SOUTHWESTERN POWER STATION |  | 8536511 | 479413 | 2964 | 801S |  |  | 214 | 8756 | 9.2196 |  | 23.1769 | 0.84326 | 0.84326 | 0.072 | 0.60714 | 2022 | 114 | 6.9 | 340 | 1257.9333 | 33.6 | 221112 | -98.3524 | 35.1009 | 482 | 125 | 100 |  |  |  |  | Y | N | N |  | N |  |  | 1320 | 1319.8497
2964_B_801N | OK | 40015 | PSO SOUTHWESTERN POWER STATION |  | 8536511 | 479313 | 2964 | 801N |  |  | 214 | 8755 | 8.1348 |  | 8.6925 | 0.73507 | 0.73507 | 0.0625 | 0.53905 | 2022 | 114 | 6.9 | 340 | 1257.7833 | 33.6 | 221112 | -98.3524 | 35.1009 | 482 | 125 | 100 |  |  |  |  | Y | N | N |  | N |  |  | 1225 | 1225.2902
2953_G_GT1 | OK | 40017 | MUSTANG ENERGY CENTER | Mustang | 8350811 | 128563413 | 2953 | T6 | 2953 | GT1 | 1205 | 151519 | 19.8969 |  | 40.9995 | 1.8647 | 1.8647 | 0.3112 | 2.8764 | 2022 | 60 | 12 | 805 | 9280.5835 | 82.1 | 221112 | -97.6747 | 35.4703 | 552 | 125 | 120 |  | 57 | N | Natural Gas | Y | N | N | 9999 | N |  | Combustion Turbine | 2205 | 2204.5996 | 14633
2953_G_GT2 | OK | 40017 | MUSTANG ENERGY CENTER | Mustang | 8350811 | 128563513 | 2953 | T7 | 2953 | GT2 | 1205 | 152100 | 35.321 |  | 73.755 | 3.31 | 3.31 | 0.5692 | 5.106 | 2022 | 60 | 12 | 805 | 9280.5835 | 82.0253 | 221112 | -97.6747 | 35.4703 | 552 | 125 | 120 |  | 57 | N | Natural Gas | Y | N | N | 9999 | N |  | Combustion Turbine | 3911 | 3911.0129 | 14575
2953_G_GT3 | OK | 40017 | MUSTANG ENERGY CENTER | Mustang | 8350811 | 128563613 | 2953 | T8 | 2953 | GT3 | 1205 | 152121 | 1.538 |  | 3.1531 | 0.144 | 0.144 | 0.0206 | 0.222 | 2022 | 60 | 12 | 805 | 9280.5835 | 82.0253 | 221112 | -97.6747 | 35.4703 | 552 | 125 | 120 |  | 58 | N | Natural Gas | Y | N | N | 9999 | N |  | Combustion Turbine | 177 | 177.2 | 14579
2953_G_GT4 | OK | 40017 | MUSTANG ENERGY CENTER | Mustang | 8350811 | 128563713 | 2953 | T9 | 2953 | GT4 | 1205 | 152122 | 14.421 |  | 31.1533 | 1.351 | 1.351 | 0.2169 | 2.085 | 2022 | 60 | 12 | 805 | 9280.5835 | 82.0253 | 221112 | -97.6747 | 35.4703 | 552 | 125 | 120 |  | 58 | N | Natural Gas | Y | N | N | 9999 | N |  | Combustion Turbine | 1618 | 1617.8807 | 14559
2953_G_GT5 | OK | 40017 | MUSTANG ENERGY CENTER | Mustang | 8350811 | 128563813 | 2953 | T10 | 2953 | GT5 | 1205 | 152123 | 19.328 |  | 39.7866 | 1.811 | 1.811 | 0.2996 | 2.794 | 2022 | 60 | 12 | 805 | 9280.5835 | 82.0253 | 221112 | -97.6747 | 35.4703 | 552 | 125 | 120 | 213&312 | 57 | N | Natural Gas | Y | N | N | 9999 | N |  | Combustion Turbine | 2179 | 2179.3889 | 14556
2953_G_GT6 | OK | 40017 | MUSTANG ENERGY CENTER | Mustang | 8350811 | 128563913 | 2953 | T11 | 2953 | GT6 |  |  | 37.995 |  | 78.7572 | 3.561 | 3.561 | 0.5992 | 5.493 |  | 60 | 12 | 805 | 9280.5835 | 82.0253 | 221112 | -97.6747 | 35.4703 |  | 125 | 120 |  | 57 | N | Natural Gas | Y | N | N | 9999 | N |  | Combustion Turbine |  | 4189.9019 | 14556
2953_G_GT7 | OK | 40017 | MUSTANG ENERGY CENTER | Mustang | 8350811 | 128564013 | 2953 | T12 | 2953 | GT7 | 1205 | 152125 | 37.147 |  | 77.2043 | 3.481 | 3.481 | 0.5918 | 5.37 | 2022 | 60 | 12 | 805 | 9280.5835 | 82.0253 | 221112 | -97.6747 | 35.4703 | 552 | 125 | 120 |  | 57 | N | Natural Gas | Y | N | N | 9999 | N |  | Combustion Turbine | 4092 | 4091.7842 | 14556
6772_B_1 | OK | 40023 | HUGO POWER PLANT | Hugo | 8449511 | 1415813 | 6772 | 1 | 6772 | 1 | 1700 | 10724 | 275.8825 |  | 911.7797 | 12.4049 | 9.7377 | 2570.3107 | 38.9455 | 2022 | 500 | 26 | 260 | 25000.0005 | 47.087 | 221112 | -95.321 | 34.0147 | 4600 | 125 | 100 |  | 440 | N | Subbituminous | Y | N | N | 9999 | N |  | Coal Steam | 3275 | 3275.4602 | 11061
8059_G_1G1 | OK | 40031 | PSO COMANCHE POWER STATION | Comanche (OK) | 7320211 | 8336213 | 8059 | 7251 | 8059 | 1G1 | 211 | 8746 | 1.9886 |  | 23.5154 | 4.3749 | 4.3749 | 0.3963 | 1.392 | 2022 | 53 | 10.2 | 355 | 12390.0002 | 147 | 221112 | -98.3244 | 34.5437 | 1250 | 125 | 120 |  | 78 | N | Natural Gas | Y | N | N | 9999 | N |  | Combined Cycle | 1603 | 1602.9598 | 9675
8059_G_1G2 | OK | 40031 | PSO COMANCHE POWER STATION | Comanche (OK) | 7320211 | 8336313 | 8059 | 7252 | 8059 | 1G2 | 211 | 8747 | 4.1369 |  | 31.9108 | 4.5505 | 4.5505 | 0.4133 | 1.4479 | 2022 | 53 | 10.2 | 359 | 12390.0002 | 147 | 221112 | -98.3244 | 34.5437 | 1250 | 125 | 120 |  | 78 | N | Natural Gas | Y | N | N | 9999 | N |  | Combined Cycle | 1649 | 1649.22 | 9675
7546_G_3 | OK | 40071 | PONCA CITY MUNICIPAL STEAM PLANT | Ponca City | 1140311 | 46661413 | 762 | 3 | 7546 | 3 | 1406 | 12819 | 12.2395 |  | 9.4175 | 0.98513 | 0.98513 | 0.0754 | 0.31345 | 2022 | 100 | 10 | 835 | 10782.2502 | 137.28 | 221112 | -97.0858 | 36.7204 | 454 | 125 | 120 |  | 44.1 | N | Natural Gas, Distillate Fuel Oil | Y | N | N | 9999 | N |  | Combined Cycle | 740 | 740.48 | 9589
7546_G_4 | OK | 40071 | PONCA CITY MUNICIPAL STEAM PLANT | Ponca City | 1140311 | 95173113 | 762 | 4 | 7546 | 4 |  |  | 4.7041 |  | 4.574 | 0.37862 | 0.37862 | 0.0334 | 0.12047 |  | 100 | 9 | 835 | 9710.0001 | 153.16 | 221112 | -97.0858 | 36.7204 |  | 125 | 120 |  | 43.9 | N | Natural Gas | Y | N | N | 9999 | N |  | Combustion Turbine |  | 327.3601 | 11122
10671_B_1A | OK | 40079 | RIVER VALLEY GENERATING STATION | River Valley | 8148711 | 5951113 | 10671 | 1A | 10671 | 1A | 11 | 8315 | 255.1915 |  | 388.0371 | 25.8277 | 15.1988 | 317.6932 | 1.0805 | 2022 | 350 | 17 | 350 | 13333.6002 | 58.74 | 221112 | -94.6469 | 35.1928 | 901 | 125 | 100 |  | 80 | N | Bituminous, Subbituminous | Y | N | N | 9999 | N |  | Coal Steam | 4420 | 4419.4702 | 11851
10671_B_1B | OK | 40079 | RIVER VALLEY GENERATING STATION | River Valley | 8148711 | 5950413 | 10671 | 1B | 10671 | 1B | 11 | 8316 | 209.071 |  | 301.4315 | 67.796 | 39.187 | 236.9897 | 0.66929 | 2022 | 350 | 17 | 350 | 13333.6002 | 58.74 | 221112 | -94.6469 | 35.1928 | 858 | 125 | 100 |  | 80 | N | Bituminous, Subbituminous | Y | N | N | 9999 | N |  | Coal Steam | 3579 | 3579.0999 | 11851
10671_B_2A | OK | 40079 | RIVER VALLEY GENERATING STATION | River Valley | 8148711 | 5951013 | 10671 | 2A | 10671 | 2A | 11 | 8317 | 55.0249 |  | 88.8009 | 9.248 | 5.426 | 44.4157 | 0.28159 | 2022 | 350 | 17 | 350 | 13333.6002 | 58.74 | 221112 | -94.6469 | 35.1928 | 873 | 125 | 100 |  | 80 | N | Bituminous, Subbituminous | Y | N | N | 9999 | N |  | Coal Steam | 1246 | 1245.97 | 11896
10671_B_2B | OK | 40079 | RIVER VALLEY GENERATING STATION | River Valley | 8148711 | 5951313 | 10671 | 2B | 10671 | 2B | 11 | 8318 | 175.61 |  | 241.3541 | 20.26 | 12.132 | 176.1917 | 1.1412 | 2022 | 350 | 17 | 350 | 13333.6002 | 58.74 | 221112 | -94.6469 | 35.1928 | 881 | 125 | 100 |  | 80 | N | Bituminous, Subbituminous | Y | N | N | 9999 | N |  | Coal Steam | 948 | 3020.0503 | 11896
55651_G_CT01 | OK | 40083 | SPRING CREEK ENERGY CENTER | Spring Creek Energy Center | 8350311 | 910413 | 55651 | CT-01 | 55651 | CT01 | 4001 | 17144 | 4.7188 |  | 4.2094 | 0.60119 | 0.60119 | 0.0885 | 0 | 2022 | 56 | 15 | 985 | 23372.7171 | 136.6 | 221112 | -97.656 | 35.7416 | 891 | 125 | 120 |  | 70.6 | N | Natural Gas | Y | N | N | 9999 | N |  | Combustion Turbine | 462 | 461.8501 | 12596
55651_G_CT02 | OK | 40083 | SPRING CREEK ENERGY CENTER | Spring Creek Energy Center | 8350311 | 910713 | 55651 | CT-02 | 55651 | CT02 | 4001 | 17146 | 5.2127 |  | 3.6057 | 0.46402 | 0.46402 | 0.0912 | 0 | 2022 | 56 | 15 | 985 | 23372.7171 | 136.6 | 221112 | -97.656 | 35.7416 | 891 | 125 | 120 |  | 69.1 | N | Natural Gas | Y | N | N | 9999 | N |  | Combustion Turbine | 485 | 485.02 | 12596
55651_G_CT03 | OK | 40083 | SPRING CREEK ENERGY CENTER | Spring Creek Energy Center | 8350311 | 911113 | 55651 | CT-03 | 55651 | CT03 | 4001 | 17147 | 5.8925 |  | 3.5843 | 0.55013 | 0.55013 | 0.0817 | 0 | 2022 | 56 | 15 | 985 | 23372.7171 | 136.6 | 221112 | -97.656 | 35.7416 | 891 | 125 | 120 |  | 66.7 | N | Natural Gas | Y | N | N | 9999 | N |  | Combustion Turbine | 435 | 434.8599 | 12597
55651_G_CT04 | OK | 40083 | SPRING CREEK ENERGY CENTER | Spring Creek Energy Center | 8350311 | 910813 | 55651 | CT-04 | 55651 | CT04 | 4001 | 17148 | 5.1223 |  | 3.5328 | 0.13688 | 0.13688 | 0.0812 | 0 | 2022 | 56 | 15 | 985 | 23372.7171 | 136.6 | 221112 | -97.656 | 35.7416 | 891 | 125 | 120 |  | 68 | N | Natural Gas | Y | N | N | 9999 | N |  | Combustion Turbine | 432 | 431.6899 | 12597
55457_G_CT1 | OK | 40087 | MCCLAIN ENERGY FACILITY | McClain Energy Facility | 882511 | 47401613 | 55457 | CT1 | 55457 | CT1 | 3694 | 17138 | 198.686 |  | 117.9204 | 52.5933 | 52.5933 | 2.4695 | 8.4734 | 2022 | 157 | 18 | 182 | 14859.2669 | 58.4 | 221112 | -97.5916 | 35.2953 | 182 | 125 | 120 |  | 171.2 | N | Natural Gas | Y | N | N | 9999 | N |  | Combined Cycle | 5844 | 5843.7285 | 7050
55457_G_CT2 | OK | 40087 | MCCLAIN ENERGY FACILITY | McClain Energy Facility | 882511 | 47401513 | 55457 | CT2 | 55457 | CT2 | 3694 | 17139 | 193.878 |  | 116.0529 | 51.3207 | 51.3207 | 2.402 | 8.2683 | 2022 | 157 | 18 | 182 | 14859.2669 | 58.4 | 221112 | -97.5916 | 35.2953 | 182 | 125 | 120 |  | 159 | N | Natural Gas | Y | N | N | 9999 | N |  | Combined Cycle | 5702 | 5702.2612 | 7050
55457_G_ST1 | OK | 40087 | MCCLAIN ENERGY FACILITY | McClain Energy Facility | 882511 | 47401413 |  |  | 55457 | ST1 | 3694 | 17140 | 0.172 |  | 0.172 | 0.043 | 0.043 | 0.005 | 0.086 | 2022 | 54 | 2 | 404 | 100.4416 | 31.988 | 221112 | -97.5916 | 35.2953 | 22 | 125 | 100 |  | 160.8 | N | Natural Gas | N | N | N | 9999 | N |  | Combined Cycle | 792 |  | 7050
165_B_2 | OK | 40097 | GRAND RIVER ENERGY CENTER | GREC | 8522311 | 484513 | 165 | 2 | 165 | 2 | 799 | 9258 | 229.668 |  | 1325.9175 | 108.314 | 46.8619 | 1402.0832 | 29.896 | 2022 | 505 | 18.2 | 300 | 17236.5503 | 65.955 | 221112 | -95.2885 | 36.1883 | 5300 | 125 | 100 |  | 492 | N | Subbituminous | Y | N | N | 9999 | N |  | Coal Steam | 5279 | 5254.2197 | 12314
165_G_3CT | OK | 40097 | GRAND RIVER ENERGY CENTER | GREC | 8522311 | 128893613 | 165 | 3 | 165 | 3CT | 799 | 162182 | 182.12 |  | 148.4897 | 79.68 | 79.68 | 3.4115 | 22.77 | 2022 | 260 | 23.9 | 700 | 31250.3839 | 69.6297 | 221112 | -95.2849 | 36.1932 | 4160 | 125 | 140 |  | 310.3 | N | Natural Gas | Y | N | N | 9999 | N |  | Combined Cycle | 4976 | 4936.4995 | 7050
7757_G_1 | OK | 40097 | CHOUTEAU POWER PLANT | Chouteau | 8350611 | 909613 | 7757 | 1 | 7757 | 1 | 2396 | 17120 | 62.059 | 38.4719 | 122.3116 | 9.88 | 9.88 | 2.7301 | 4.88 | 2022 | 130 | 16.7 | 200 | 17891.667 | 81.68 | 221112 | -95.2776 | 36.2223 | 1780 | 125 | 120 |  | 159 | N | Natural Gas | Y | N | N | 9999 | N | 7757_G_1;7757_G_3 | Combined Cycle | 6421 | 6420.8892 | 7340
7757_G_2 | OK | 40097 | CHOUTEAU POWER PLANT | Chouteau | 8350611 | 909213 | 7757 | 2 | 7757 | 2 | 2396 | 17125 | 11.1957 | 40.2054 | 130.9216 | 10.32 | 10.32 | 2.8573 | 5.7148 | 2022 | 130 | 16.7 | 200 | 17891.667 | 81.68 | 221112 | -95.2773 | 36.2223 | 1780 | 125 | 120 |  | 162 | N | Natural Gas | Y | N | N | 9999 | N |  | Combined Cycle | 6684 | 6684.1377 | 7340
7757_G_4 | OK | 40097 | CHOUTEAU POWER PLANT | Chouteau | 8350611 | 97012613 | 7757 | 3 | 7757 | 4 | 2396 | 50924 | 104.8 | 27.91 | 20.0052 | 11.5254 | 11.5254 | 2.7899 | 9.9567 | 2022 | 130 | 19 | 200 | 18153.4336 | 65.45 | 221112 | -95.278 | 36.2225 | 1880 | 125 | 120 |  | 158 | N | Natural Gas | Y | N | N | 9999 | N | 7757_G_4;7757_G_6 | Combined Cycle | 6403 | 6403.3013 | 7340
7757_G_5 | OK | 40097 | CHOUTEAU POWER PLANT | Chouteau | 8350611 | 97012313 | 7757 | 4 | 7757 | 5 | 2396 | 50927 | 82 | 34.62 | 20.4015 | 15.1399 | 15.1399 | 2.9659 | 10.5336 | 2022 | 130 | 19 | 200 | 18153.4336 | 65.45 | 221112 | -95.278 | 36.2225 | 1880 | 125 | 120 |  | 156 | N | Natural Gas | Y | N | N | 9999 | N |  | Combined Cycle | 6774 | 6773.7969 | 7340
2952_B_4 | OK | 40101 | MUSKOGEE GENERATING STATION | Muskogee | 8506011 | 535113 | 2952 | 4 | 2952 | 4 | 1209 | 9944 | 119.886 |  | 423.7283 | 29.451 | 29.451 | 2.427 | 21.313 | 2022 | 350 | 24 | 264 | 25200.7838 | 56.173 | 221112 | -95.2886 | 35.7618 | 5480 | 125 | 100 |  | 484 | N | Natural Gas | Y | N | N | 9999 | N |  | O/G Steam | 3007 | 3007.2598 | 11271
2952_B_5 | OK | 40101 | MUSKOGEE GENERATING STATION | Muskogee | 8506011 | 535213 | 2952 | 5 | 2952 | 5 | 1209 | 9945 | 142.398 |  | 295.6078 | 20.532 | 20.532 | 1.6775 | 14.859 | 2022 | 350 | 24 | 264 | 25200.7838 | 56.173 | 221112 | -95.2879 | 35.7622 | 5480 | 125 | 100 |  | 488 | N | Natural Gas | Y | N | N | 9999 | N |  | O/G Steam | 2112 | 2111.6101 | 11261
2952_B_6 | OK | 40101 | MUSKOGEE GENERATING STATION | Muskogee | 8506011 | 535313 | 2952 | 6 | 2952 | 6 | 1209 | 9946 | 170.4694 |  | 1789.4895 | 214.6769 | 148.4509 | 2724.1031 | 21.2791 | 2022 | 500 | 21.5 | 264 | 30059.8006 | 81.53 | 221112 | -95.2872 | 35.7622 | 5480 | 125 | 100 |  | 503 | N | Subbituminous | Y | N | N | 2049 | N |  | Coal Steam | 3378 | 3732.5596 | 11137
6095_B_1 | OK | 40103 | SOONER GENERATING STATION | Sooner | 8519411 | 519913 | 6095 | 1 | 6095 | 1 | 1211 | 9953 | 719.267 |  | 935.0189 | 27.2646 | 26.5388 | 246.0383 | 26.0829 | 2022 | 500 | 20 | 264 | 31962.8339 | 106.1 | 221112 | -97.0527 | 36.4535 | 5120 | 125 | 100 |  | 516 | N | Subbituminous | Y | N | N | 2044 | N |  | Coal Steam | 4004 | 4301.0098 | 10621
6095_B_2 | OK | 40103 | SOONER GENERATING STATION | Sooner | 8519411 | 520013 | 6095 | 2 | 6095 | 2 | 1211 | 9954 | 843.862 |  | 919.76 | 21.401 | 15.9968 | 243.5441 | 25.8529 | 2022 | 500 | 20 | 264 | 31962.8339 | 106.1 | 221112 | -97.0527 | 36.4535 | 5120 | 125 | 100 |  | 515 | N | Subbituminous | Y | N | N | 2045 | N |  | Coal Steam | 4021 | 4331.5889 | 10479
2966_G_5 | OK | 40107 | PSO WELEETKA POWER STATION |  | 933911 | 47383613 | 2966 | 5 |  |  | 216 | 8764 | 0.04093 |  | 23.254 | 0.14218 | 0.14218 | 0.002025 | 0.045238 | 2022 | 54 | 10.2 | 900 | 7626.9834 | 93.338 | 221112 | -96.1356 | 35.3243 | 995 | 125 | 120 |  |  |  |  | Y | N | N |  | N |  |  | 62 | 66.78
2966_G_4 | OK | 40107 | PSO WELEETKA POWER STATION |  | 933911 | 47383713 | 2966 | 4 |  |  | 216 | 8763 | 0.025215 |  | 17.494 | 0.087589 | 0.087589 | 0.0012475 | 0.027869 | 2022 | 54 | 10.2 | 900 | 7626.9834 | 93.338 | 221112 | -96.1356 | 35.3243 | 995 | 125 | 120 |  |  |  |  | Y | N | N |  | N |  |  | 40 | 50.24
2951_B_7 | OK | 40109 | HORSESHOE LAKE GENERATING STATION | Horseshoe Lake | 8185411 | 5362313 | 2951 | 7 | 2951 | 7 | 1208 | 9940 | 13.656 |  | 29.6824 | 1.236 | 1.236 | 0.0975 | 0.894 | 2022 | 189 | 15.5 | 296 | 7470.5001 | 39.59 | 221112 | -97.1796 | 35.5083 | 2380 | 125 | 100 |  | 211 | N | Natural Gas | Y | N | N | 9999 | N | 2951_B_7;2951_G_ST7 | O/G Steam | 307 | 307 | 11199
2951_B_8 | OK | 40109 | HORSESHOE LAKE GENERATING STATION | Horseshoe Lake | 8185411 | 5363013 | 2951 | 8 | 2951 | 8 | 1208 | 9942 | 15.517 |  | 131.3607 | 4.914 | 4.914 | 0.4108 | 3.556 | 2022 | 186 | 22 | 268 | 12095.0002 | 31.82 | 221112 | -97.1796 | 35.5083 | 4150 | 125 | 100 |  | 377 | N | Natural Gas | Y | N | N | 9999 | N |  | O/G Steam | 844 | 844.1399 | 11881
2951_G_10 | OK | 40109 | HORSESHOE LAKE GENERATING STATION | Horseshoe Lake | 8185411 | 5362613 | 2951 | 10 | 2951 | 10 | 1208 | 17311 | 77.388 |  | 52.1689 | 3.869 | 3.869 | 0.2534 | 5.528 | 2022 | 45 | 9 | 852 | 146.9 | 2.31 | 221112 | -97.1796 | 35.5083 | 550 | 125 | 120 |  | 43.1 | N | Natural Gas | Y | N | N | 9999 | N |  | Combustion Turbine | 2646 | 2646.0088 | 10745
2951_G_9 | OK | 40109 | HORSESHOE LAKE GENERATING STATION | Horseshoe Lake | 8185411 | 5362513 | 2951 | 9 | 2951 | 9 |  |  | 79.71 |  | 56.6079 | 3.986 | 3.986 | 0.258 | 5.694 |  | 45 | 9 | 852 | 146.9 | 2.31 | 221112 | -97.1796 | 35.5083 |  | 125 | 120 |  | 44.9 | N | Natural Gas | Y | N | N | 9999 | N |  | Combustion Turbine |  | 2707.9365 | 10745
50558_G_GT01 | OK | 40109 | FRONTIER GENERATING STATION | Frontier | 8185511 | 5362113 | 50558 | CC01 | 50558 | GT01 | 1407 | 10016 | 59.34 |  | 204.7179 | 13.0548 | 11.352 | 1.0888 | 10.836 | 2022 | 82 | 14.2 | 275 | 40850.0008 | 257.935 | 339999 | -97.6483 | 35.4418 | 927 | 125 | 120 |  | 79.6 | N | Natural Gas | Y | N | N | 9999 | N |  | Combined Cycle | 3941 | 3941.3611 | 8670
50558_G_ST01 | OK | 40109 | FRONTIER GENERATING STATION | Frontier | 8185511 | 5362213 |  |  | 50558 | ST01 | 1407 | 13363 | 3.1118 |  | 7.0385 | 0.28154 | 0.28154 | 0.022227 | 0.20375 | 2022 | 82 | 14.2 | 275 | 40850.0008 | 257.935 | 339999 | -97.6483 | 35.4418 | 134 | 125 | 150 |  | 40.4 | N | Natural Gas | N | N | N | 9999 | N |  | Combined Cycle | 1474 |  | 8670
55463_G_CT01 | OK | 40109 | REDBUD POWER PLANT | Redbud Power Plant | 9219711 | 57748313 | 55463 | CT-01 | 55463 | CT01 | 4240 | 20263 | 34.562 | 0.48572 | 54.525 | 10.0054 | 10.0054 | 2.4348 | 2.39 | 2022 | 190 | 18 | 170 | 15497.1669 | 60.9 | 221112 | -97.2241 | 35.6868 | 2430 | 125 | 140 |  | 167.6 | N | Natural Gas | Y | N | N | 9999 | N | 55463_G_CT01;55463_G_ST01 | Combined Cycle | 4626 | 4625.9492 | 7158
55463_G_CT02 | OK | 40109 | REDBUD POWER PLANT | Redbud Power Plant | 9219711 | 57748413 | 55463 | CT-02 | 55463 | CT02 | 4240 | 20264 | 16.97 | 0.28916 | 53.0825 | 15.8016 | 15.8016 | 2.3056 | 2.5172 | 2022 | 190 | 18 | 170 | 15497.1669 | 60.9 | 221112 | -97.2243 | 35.6863 | 2430 | 125 | 140 |  | 167.6 | N | Natural Gas | Y | N | N | 9999 | N | 55463_G_CT02;55463_G_ST02 | Combined Cycle | 1925 | 4448.6797 | 7158
55463_G_CT03 | OK | 40109 | REDBUD POWER PLANT | Redbud Power Plant | 9219711 | 57748513 | 55463 | CT-03 | 55463 | CT03 | 4240 | 20265 | 32.906 | 0.5062 | 48.8838 | 7.1033 | 7.1033 | 2.133 | 2.9218 | 2022 | 190 | 18 | 170 | 15497.1669 | 60.9 | 221112 | -97.2245 | 35.6858 | 2430 | 125 | 140 |  | 166.5 | N | Natural Gas | Y | N | N | 9999 | N | 55463_G_ST03;55463_G_CT03 | Combined Cycle | 1814 | 4049.5898 | 7158
55463_G_CT04 | OK | 40109 | REDBUD POWER PLANT | Redbud Power Plant | 9219711 | 57748613 | 55463 | CT-04 | 55463 | CT04 | 4240 | 20266 | 64.857 | 0.45217 | 51.3619 | 13.0021 | 13.0021 | 2.3651 | 2.1356 | 2022 | 190 | 18 | 170 | 15497.1669 | 60.9 | 221112 | -97.2248 | 35.6853 | 2430 | 125 | 140 |  | 166.5 | N | Natural Gas | Y | N | N | 9999 | N | 55463_G_CT04;55463_G_ST04 | Combined Cycle | 4522 | 4521.6592 | 7158
2951_B_6 | OK | 40109 | HORSESHOE LAKE GENERATING STATION |  | 8185411 | 5362413 | 2951 | 6 |  |  | 1208 | 9939 | 124.82 |  | 459.6697 | 11.293 | 11.293 | 0.9041 | 8.173 | 2022 | 177 | 15.5 | 300 | 5659.0001 | 29.99 | 221112 | -97.1796 | 35.5083 | 1740 | 125 | 100 |  |  |  |  | Y | N | N |  | N |  |  | 2686 | 2686.24
55501_G_CTG1 | OK | 40121 | TENASKA KIAMICHI GENERATING STATION | Kiamichi Energy Facility | 1024211 | 47334213 | 55501 | CTGDB1 | 55501 | CTG1 | 4258 | 19117 | 3.5089 |  | 169.0106 | 10.2253 | 10.2253 | 3.0094 | 1.1031 | 2022 | 165 | 19 | 206 | 17675.1836 | 62.34 | 221112 | -95.9343 | 34.6844 | 2530 | 125 | 140 |  | 151 | N | Natural Gas | Y | N | N | 9999 | N |  | Combined Cycle | 6003 | 5934.0015 | 7608
55501_G_CTG2 | OK | 40121 | TENASKA KIAMICHI GENERATING STATION | Kiamichi Energy Facility | 1024211 | 47334313 | 55501 | CTGDB2 | 55501 | CTG2 | 4258 | 19118 | 10.0959 |  | 168.6836 | 17.0668 | 17.0668 | 3.0861 | 1.7723 | 2022 | 165 | 19 | 206 | 17675.1836 | 62.34 | 221112 | -95.9343 | 34.684 | 2530 | 125 | 140 |  | 148.5 | N | Natural Gas | Y | N | N | 9999 | N |  | Combined Cycle | 5987 | 5915.3999 | 7608
55501_G_CTG3 | OK | 40121 | TENASKA KIAMICHI GENERATING STATION | Kiamichi Energy Facility | 1024211 | 72371913 | 55501 | CTGDB3 | 55501 | CTG3 |  |  | 0.52641 |  | 171.08 | 6.8292 | 6.8292 | 3.0307 | 1.5731 |  | 165 | 19 | 206 | 17675.1836 | 62.34 | 221112 | -95.9343 | 34.6831 |  | 125 | 140 |  | 152.1 | N | Natural Gas | Y | N | N | 9999 | N |  | Combined Cycle |  | 5876.46 | 7608
55501_G_CTG4 | OK | 40121 | TENASKA KIAMICHI GENERATING STATION | Kiamichi Energy Facility | 1024211 | 72372013 | 55501 | CTGDB4 | 55501 | CTG4 | 4258 | 21674 | 1.5319 |  | 150.3221 | 12.5336 | 12.5336 | 2.7944 | 1.0723 | 2022 | 165 | 19 | 206 | 17675.1836 | 62.34 | 221112 | -95.9343 | 34.6827 | 2530 | 125 | 140 |  | 149.4 | N | Natural Gas | Y | N | N | 9999 | N |  | Combined Cycle | 5463 | 5398.7002 | 7608
2963_B_3302 | OK | 40131 | PSO NORTHEASTERN POWER STATION | Northeastern | 8212411 | 6698513 | 2963 | 3302 | 2963 | 3302 | 212 | 8749 | 33.9244 |  | 763.7283 | 25.4433 | 25.4433 | 2.0288 | 18.3192 | 2022 | 183 | 18 | 249 | 13593.7669 | 53.4 | 221112 | -95.7011 | 36.4323 | 4750 | 125 | 100 |  | 434 | N | Natural Gas | Y | N | N | 9999 | N |  | O/G Steam | 2439 | 2439.2798 | 10342
2963_G_1A | OK | 40131 | PSO NORTHEASTERN POWER STATION | Northeastern | 8212411 | 6698913 | 2963 | 3301A | 2963 | 1A | 212 | 17869 | 2.8661 |  | 144.3613 | 23.6455 | 23.6455 | 2.1993 | 0.51238 | 2022 | 150 | 18.83 | 200 | 18000.0003 | 64.64 | 221112 | -95.7011 | 36.4312 | 1680 | 125 | 120 |  | 149 | N | Natural Gas | Y | N | N | 9999 | N | 2963_G_1A;2963_G_1 | Combined Cycle | 5054 | 5054.3608 | 8028
2963_G_1B | OK | 40131 | PSO NORTHEASTERN POWER STATION | Northeastern | 8212411 | 6699113 | 2963 | 3301B | 2963 | 1B | 212 | 18380 | 4.8329 |  | 149.5206 | 24.5363 | 24.5363 | 2.2203 | 0.53168 | 2022 | 150 | 18 | 200 | 18000.0003 | 70.735 | 221112 | -95.7011 | 36.431 | 1680 | 125 | 120 |  | 149 | N | Natural Gas | Y | N | N | 9999 | N |  | Combined Cycle | 4991 | 4991.1704 | 8028
2963_B_3313 | OK | 40131 | PSO NORTHEASTERN POWER STATION | Northeastern | 8212411 | 6698313 | 2963 | 3313 | 2963 | 3313 | 212 | 8750 | 135.5531 |  | 1691.9451 | 37.9539 | 20.3327 | 4728.6254 | 47.5776 | 2022 | 600 | 27 | 250 | 25936.7505 | 45.3 | 221112 | -95.6992 | 36.4265 | 4780 | 125 | 100 |  | 460 | N | Subbituminous | Y | N | N | 2026 | N |  | Coal Steam | 6737 | 6737.1592 | 10353
2956_B_1 | OK | 40133 | SEMINOLE GENERATING STATION | Seminole | 8007311 | 5014213 | 2956 | 1 | 2956 | 1 | 1210 | 9949 | 1274.83 |  | 389.8879 | 20.1913 | 20.1913 | 1.6205 | 14.6122 | 2022 | 178 | 15 | 247 | 7867.9168 | 44.53 | 221112 | -96.7258 | 34.9664 | 5480 | 125 | 100 |  | 485 | N | Natural Gas | Y | N | N | 9999 | N |  | O/G Steam | 2427 | 2426.8899 | 11687
2956_B_2 | OK | 40133 | SEMINOLE GENERATING STATION | Seminole | 8007311 | 5014313 | 2956 | 2 | 2956 | 2 | 1210 | 9950 | 1526.35 |  | 393.1249 | 24.1893 | 24.1893 | 1.9553 | 17.5054 | 2022 | 178 | 15 | 247 | 7867.9168 | 44.53 | 221112 | -96.7258 | 34.9664 | 5480 | 125 | 100 |  | 500 | N | Natural Gas | Y | N | N | 9999 | N |  | O/G Steam | 2967 | 2966.6997 | 11561
2956_B_3 | OK | 40133 | SEMINOLE GENERATING STATION | Seminole | 8007311 | 5014013 | 2956 | 3 | 2956 | 3 | 1210 | 9951 | 1161.88 |  | 303.9248 | 3.6868 | 3.6868 | 1.4779 | 13.3402 | 2022 | 350 | 18 | 282 | 16562.4836 | 65.1 | 221112 | -96.7258 | 34.9664 | 5500 | 125 | 100 |  | 498 | N | Natural Gas | Y | N | N | 9999 | N |  | O/G Steam | 2266 | 2266.5403 | 11488
4940_B_1501 | OK | 40143 | PSO RIVERSIDE JENKS POWER STATION | Riverside (OK) | 8186111 | 5349913 | 4940 | 1501 | 4940 | 1501 | 213 | 8753 | 140.057 |  | 361.3678 | 12.8101 | 12.8101 | 1.0119 | 9.2233 | 2022 | 300 | 18 | 249 | 13593.7669 | 53.4 | 221112 | -95.9572 | 35.998 | 4680 | 125 | 100 |  | 454 | N | Natural Gas | Y | N | N | 9999 | N |  | O/G Steam | 1714 | 1713.5697 | 12031
4940_B_1502 | OK | 40143 | PSO RIVERSIDE JENKS POWER STATION | Riverside (OK) | 8186111 | 5350213 | 4940 | 1502 | 4940 | 1502 | 213 | 8754 | 251.209 |  | 811.8226 | 22.9765 | 22.9765 | 1.8262 | 16.5431 | 2022 | 300 | 18 | 249 | 13593.7669 | 53.4 | 221112 | -95.9566 | 35.9976 | 4770 | 125 | 100 |  | 455 | N | Natural Gas | Y | N | N | 9999 | N |  | O/G Steam | 3075 | 3074.9187 | 11920
2965_B_1402 | OK | 40143 | PSO TULSA POWER STATION | Tulsa | 8416111 | 650413 | 2965 | 1402 | 2965 | 1402 | 215 | 8760 | 56.5547 |  | 226.863 | 5.1104 | 5.1104 | 0.4002 | 3.7476 | 2022 | 184 | 9 | 340 | 2812.8333 | 44.2 | 221112 | -95.9915 | 36.1161 | 1820 | 125 | 100 |  | 164 | N | Natural Gas | Y | N | N | 9999 | N |  | O/G Steam | 3072 | 3071.8599 | 14220
2965_B_1404 | OK | 40143 | PSO TULSA POWER STATION | Tulsa | 8416111 | 650113 | 2965 | 1404 | 2965 | 1404 | 215 | 8762 | 91.1436 |  | 256.6095 | 8.2359 | 8.2359 | 0.6945 | 6.0396 | 2022 | 184 | 9 | 340 | 2812.8333 | 44.2 | 221112 | -95.9917 | 36.1169 | 1820 | 125 | 100 |  | 158 | N | Natural Gas | Y | N | N | 9999 | N |  | O/G Steam | 5166 | 5166.25 | 14058
4940_G_3 | OK | 40143 | PSO RIVERSIDE JENKS POWER STATION | Riverside (OK) | 8186111 | 72254613 | 4940 | 1503 | 4940 | 3 | 213 | 41734 | 3.0487 |  | 47.0298 | 2.2865 | 2.2865 | 0.1437 | 0.50304 | 2022 | 92 | 15 | 1004 | 8333.3335 | 47.16 | 221112 | -95.9585 | 35.9988 | 1080 | 125 | 120 |  | 79 | N | Natural Gas | Y | N | N | 9999 | N |  | Combustion Turbine | 575 | 574.96 | 12093
4940_G_4 | OK | 40143 | PSO RIVERSIDE JENKS POWER STATION | Riverside (OK) | 8186111 | 72254713 | 4940 | 1504 | 4940 | 4 | 213 | 41741 | 2.7185 |  | 33.9578 | 1.9771 | 1.9771 | 0.1412 | 0.51898 | 2022 | 92 | 15 | 1004 | 8333.3335 | 47.16 | 221112 | -95.9582 | 35.999 | 1080 | 125 | 120 |  | 79 | N | Natural Gas | Y | N | N | 9999 | N |  | Combustion Turbine | 559 | 558.7601 | 12094
55146_G_CTG1 | OK | 40143 | GREEN COUNTRY ENERGY PROJECT | Green Country Energy LLC | 7218011 | 10019313 | 55146 | CTGEN1 | 55146 | CTG1 | 3594 | 18813 | 7.0181 | 1.2853 | 118.3873 | 7.7526 | 7.7526 | 1.9486 | 1.25 | 2022 | 150 | 18 | 173 | 18041.667 | 70 | 221112 | -95.9345 | 35.9826 | 265 | 125 | 120 |  | 155 | N | Natural Gas | Y | N | N | 9999 | N |  | Combined Cycle | 4080 | 4081.1152 | 7241
55146_G_CTG2 | OK | 40143 | GREEN COUNTRY ENERGY PROJECT | Green Country Energy LLC | 7218011 | 10019613 | 55146 | CTGEN2 | 55146 | CTG2 | 3594 | 18814 | 7.5974 | 1.1321 | 132.336 | 3.522 | 3.522 | 2.324 | 1.44 | 2022 | 150 | 18 | 173 | 18041.667 | 70 | 221112 | -95.9341 | 35.983 | 265 | 125 | 120 |  | 155 | N | Natural Gas | Y | N | N | 9999 | N |  | Combined Cycle | 5031 | 5031.6533 | 7241
55146_G_CTG3 | OK | 40143 | GREEN COUNTRY ENERGY PROJECT | Green Country Energy LLC | 7218011 | 10019113 | 55146 | CTGEN3 | 55146 | CTG3 | 3594 | 18815 | 6.9076 | 1.1513 | 133.202 | 16.6933 | 16.6933 | 2.7378 | 1.73 | 2022 | 150 | 18 | 173 | 18041.667 | 70 | 221112 | -95.9362 | 35.9831 | 265 | 125 | 120 |  | 155 | N | Natural Gas | Y | N | N | 9999 | N |  | Combined Cycle | 5756 | 5756.4717 | 7241
55146_G_STG1 | OK | 40143 | GREEN COUNTRY ENERGY PROJECT | Green Country Energy LLC | 7218011 | 10018913 |  |  | 55146 | STG1 | 3594 | 18816 | 0.67078 |  | 0.79855 | 0.06069 | 0.06069 | 0.0047913 | 0.04392 | 2022 | 83 | 2 | 510 | 163.3333 | 52 | 221112 | -95.9342 | 35.9831 | 24 | 125 | 100 |  | 106 | N | Natural Gas | N | N | N | 9999 | N |  | Combined Cycle | 1807 |  | 7241
55225_G_CTG1 | OK | 40145 | ONETA POWER LLC | Oneta Energy Center | 8350011 | 912213 | 55225 | CTG-1 | 55225 | CTG1 | 3662 | 18787 | 34.36 |  | 146.3735 | 15.9128 | 15.9128 | 2.2625 | 2.5905 | 2022 | 144 | 20 | 180 | 14828.3169 | 47.2 | 221112 | -95.697 | 36.0118 | 1580 | 125 | 120 |  | 149.3 | N | Natural Gas | Y | N | N | 9999 | N |  | Combined Cycle | 4676 | 4675.4858 | 7287
55225_G_CTG2 | OK | 40145 | ONETA POWER LLC | Oneta Energy Center | 8350011 | 912513 | 55225 | CTG-2 | 55225 | CTG2 | 3662 | 18788 | 24.21 |  | 142.6468 | 11.208 | 11.208 | 2.2846 | 2.6152 | 2022 | 144 | 20 | 180 | 14828.3169 | 47.2 | 221112 | -95.697 | 36.0118 | 1580 | 125 | 120 |  | 149.3 | N | Natural Gas | Y | N | N | 9999 | N |  | Combined Cycle | 4776 | 4776.0581 | 7287
55225_G_CTG3 | OK | 40145 | ONETA POWER LLC | Oneta Energy Center | 8350011 | 912313 | 55225 | CTG-3 | 55225 | CTG3 | 3662 | 18789 | 30.7 |  | 142.4542 | 12.3033 | 12.3033 | 2.4226 | 2.7782 | 2022 | 144 | 20 | 180 | 14828.3169 | 47.2 | 221112 | -95.697 | 36.0118 | 1580 | 125 | 120 |  | 149.3 | N | Natural Gas | Y | N | N | 9999 | N |  | Combined Cycle | 5102 | 5101.333 | 7287
55225_G_CTG4 | OK | 40145 | ONETA POWER LLC | Oneta Energy Center | 8350011 | 912113 | 55225 | CTG-4 | 55225 | CTG4 | 3662 | 18790 | 25.04 |  | 135.3579 | 9.0338 | 9.0338 | 2.4193 | 2.7494 | 2022 | 144 | 20 | 180 | 14828.3169 | 47.2 | 221112 | -95.697 | 36.0118 | 1580 | 125 | 120 |  | 149.3 | N | Natural Gas | Y | N | N | 9999 | N |  | Combined Cycle | 4908 | 4908.3638 | 7287
3008_B_1 | OK | 40153 | MOORELAND GENERATING STATION | Mooreland | 8518611 | 527513 | 3008 | 1 | 3008 | 1 | 1701 | 10728 | 4.1798 |  | 22.7931 | 0.37818 | 0.37818 | 0.0285 | 0.27368 | 2022 | 125 | 10 | 250 | 2450 | 31.19 | 221112 | -99.2281 | 36.4369 | 756 | 125 | 100 |  | 50 | N | Natural Gas | Y | N | N | 9999 | N |  | O/G Steam | 313 | 313.18 | 11239
3008_B_2 | OK | 40153 | MOORELAND GENERATING STATION | Mooreland | 8518611 | 527413 | 3008 | 2 | 3008 | 2 | 1701 | 10729 | 11.3597 |  | 20.6398 | 1.0278 | 1.0278 | 0.0769 | 0.74379 | 2022 | 153 | 12 | 220 | 6533.3334 | 57.77 | 221112 | -99.2281 | 36.4369 | 1620 | 125 | 100 |  | 132 | N | Natural Gas | Y | N | N | 9999 | N |  | O/G Steam | 813 | 813.2802 | 11362
3008_B_3 | OK | 40153 | MOORELAND GENERATING STATION | Mooreland | 8518611 | 527313 | 3008 | 3 | 3008 | 3 | 1701 | 10730 | 36.5589 |  | 59.2234 | 3.3077 | 3.3077 | 0.2423 | 2.3937 | 2022 | 154 | 12 | 252 | 7516.6668 | 66.46 | 221112 | -99.2281 | 36.4369 | 1760 | 125 | 100 |  | 140 | N | Natural Gas | Y | N | N | 9999 | N |  | O/G Steam | 2461 | 2460.9287 | 11423
7725_G_1 | OR | 41003 | Pacific Northwest Generating Cooperative | Coffin Butte | 16006411 | 112382713 |  |  | 7725 | 1 | 02-9503 | EU1 | 66.7 |  | 32.2 | 2.88 | 2.88 | 14 | 15.3 | 2022 | 30 | 6.3 | 641 | 857.2423 | 27.5 | 221118 | -123.2345 | 44.6959 |  | 125 | 160 |  | 0.8 | N | Landfill Gas | N | N | N | 9999 | N | 7725_G_1;7725_G_2;7725_G_3 | Landfill Gas |  |  | 13500
7725_G_4 | OR | 41003 | Pacific Northwest Generating Cooperative | Coffin Butte | 16006411 | 112382613 |  |  | 7725 | 4 | 02-9503 | EU2 | 117 |  | 24.9 | 3.5 | 3.5 | 17 | 28.4 | 2022 | 30 | 6.3 | 641 | 857.2423 | 27.5 | 221118 | -123.2345 | 44.6959 |  | 125 | 160 |  | 1.6 | N | Landfill Gas | N | N | N | 9999 | N | 7725_G_4;7725_G_5 | Landfill Gas |  |  | 13500
56227_G_1 | OR | 41009 | Beaver Plant/Port Westward I Plant | Port Westward | 7393911 | 68311713 | 56227 | PWEU1 | 56227 | 1 | 05-2520 | PWEU1 | 14.5 |  | 67.6128 | 50.9 | 50.5946 | 4.2287 | 16.2 | 2022 | 200 | 22 | 192 | 25468.8868 | 67 | 221112 | -123.1739 | 46.1765 | 3080 | 125 | 140 |  | 256.2 | N | Natural Gas | Y | N | N | 9999 | N | 56227_G_1;56227_G_2 | Combined Cycle |  | 6490.6104 | 7050
58266_G_1 | OR | 41009 | Port Westward II | Port Westward Unit 2 | 19076111 | 138847113 |  |  | 58266 | 1 | 05-2606 | ENGS | 6.4 |  | 30.5 | 125 | 125 | 7.62 | 106 | 2022 | 60 | 8 | 300 | 1860 | 37 | 221112 | -123.1566 | 46.1712 | 225 | 125 | 160 |  | 18.7 | N | Natural Gas | N | N | N | 9999 | N | 58266_G_6;58266_G_9;58266_G_12;58266_G_2;58266_G_1;58266_G_4;58266_G_8;58266_G_7;58266_G_10;58266_G_11;58266_G_3;58266_G_5 | Combustion Turbine |  |  | 10745
8073_G_6 | OR | 41009 | Beaver Plant/Port Westward I Plant | Beaver | 7393911 | 68311613 |  |  | 8073 | 6 | 05-2520 | GTEU6 | 136.594 |  | 643 | 27.773 | 27.6064 | 10.01 | 17.0034 | 2022 | 200 | 22 | 192 | 25468.8868 | 67 | 221112 | -123.1739 | 46.1765 |  | 125 | 120 |  | 55.3 | N | Natural Gas, Distillate Fuel Oil | N | N | N | 9999 | N | 8073_G_1;8073_G_3;8073_G_2;8073_G_4;8073_G_5;8073_G_6;8073_G_7 | Combined Cycle |  |  | 10337
8073_G_8 | OR | 41009 | Beaver Plant/Port Westward I Plant | Beaver | 7393911 | 68311513 |  |  | 8073 | 8 | 05-2520 | PTEU1 | 0.07 |  | 1.4 | 0.171 | 0.16997 | 0.062 | 0.055 | 2022 | 36.2 | 8.6 | 617 | 4432.1172 | 76.3 | 221112 | -123.1739 | 46.1765 |  | 125 | 120 |  | 24 | N | Natural Gas | N | N | N | 9999 | N |  | Combustion Turbine |  |  | 12333
50396_B_BLR1 | OR | 41019 | Dillard | Dillard Complex | 8219211 | 68314613 |  |  | 50396 | BLR1 | 10-0025 | Boiler 1 | 514 |  | 171.31 | 8.239 | 7.969 | 5.77 | 4.996 | 2022 | 111 | 10.3 | 152 | 1833.1032 | 22 | 321219 | -123.4144 | 43.0896 | 270 | 134 | 100 |  | 13.3 | Y | Biomass | N | Y | N | 9999 | N |  | Biomass |  |  | 11664
50396_B_BLR2 | OR | 41019 | Dillard | Dillard Complex | 8219211 | 68314713 |  |  | 50396 | BLR2 | 10-0025 | Boiler 2 | 421.642 |  | 217.45 | 6.489 | 6.229 | 5.703 | 4.962 | 2022 | 99 | 8.3 | 154 | 1785.5003 | 33 | 321219 | -123.4144 | 43.0896 | 270 | 134 | 100 |  | 13.3 | Y | Biomass | N | Y | N | 9999 | N |  | Biomass |  |  | 11664
50396_B_BLR6 | OR | 41019 | Dillard | Dillard Complex | 8219211 | 68314813 |  |  | 50396 | BLR6 | 10-0025 | Boiler 6 | 560.43 |  | 276.3 | 26.06 | 24.86 | 11.608 | 10 | 2022 | 119 | 12 | 152 | 2940.5302 | 26 | 321219 | -123.4144 | 43.0896 | 400 | 134 | 100 |  | 13.3 | Y | Biomass | N | Y | N | 9999 | N |  | Biomass |  |  | 11664
57015_G_GEN1 | OR | 41021 | Columbia Ridge Landfill & Recycling Center | Waste Management Columbia Ridge LFGTE | 566611 | 118466313 |  |  | 57015 | GEN1 | 11-0001 | LFG ENG-1-8 | 159 |  | 96.2 | 11.1 | 11.1 | 9.01 | 2.9 | 2022 | 25.6 | 1.7 | 835 | 171.3698 | 75.5 | 562212 | -120.255 | 45.624 | 83.9 | 104 | 160 |  | 0.8 | N | Landfill Gas | N | N | N | 9999 | N | 57015_G_GEN4;57015_G_GEN7;57015_G_GEN8;57015_G_GEN6;57015_G_GEN3;57015_G_GEN5;57015_G_GEN2;57015_G_GEN1 | Landfill Gas |  |  | 13500
57015_G_GEN9 | OR | 41021 | Columbia Ridge Landfill & Recycling Center | Waste Management Columbia Ridge LFGTE | 566611 | 118466213 |  |  | 57015 | GEN9 | 11-0001 | LFG ENG 9-12 | 208 |  | 35.9 | 7.73 | 7.73 | 0.366 | 9.1 | 2022 | 25.6 | 1.7 | 835 | 171.3698 | 75.5 | 562212 | -120.255 | 45.624 | 69.8 | 104 | 160 |  | 1.6 | N | Landfill Gas | N | N | N | 9999 | N | 57015_G_GEN11;57015_G_GEN12;57015_G_GEN10;57015_G_GEN9 | Landfill Gas |  |  | 13500
10869_B_SOUTH | OR | 41029 | Biomass One, L.P. |  | 8056211 | 112383113 |  |  |  |  | 15-0159 | 012 | 292 |  | 193 | 4.69 | 4.24 | 7.91 | 1.58 | 2022 | 100 | 6.3 | 335 | 1558.6223 | 50 | 423440 | -122.85 | 42.436 | 175 | 183 | 100 |  |  |  |  | N | N | N |  | N
10869_B_NORTH | OR | 41029 | Biomass One, L.P. |  | 8056211 | 112383313 |  |  |  |  | 15-0159 | 011 | 291 |  | 185 | 4.58 | 4.2 | 7.63 | 1.69 | 2022 | 100 | 6.3 | 333 | 1558.6223 | 50 | 423440 | -122.85 | 42.436 | 175 | 183 | 100 |  |  |  |  | N | N | N |  | N
55103_G_CT1 | OR | 41035 | Klamath Cogeneration Proj | Klamath Cogeneration Plant | 9223711 | 118464213 |  |  | 55103 | CT1 | 18-0003 | CT-1/CT-2 | 203 |  | 64.5 | 15.7 | 15.7 | 5.22 | 7.83 | 2022 | 199 | 19.03 | 217 | 17634.3341 | 62 | 221112 | -121.8108 | 42.174 | 3650 | 125 | 120 |  | 155 | Y | Natural Gas | Y | Y | N | 9999 | N | 55103_G_ST1;55103_G_CT2;55103_G_CT1 | Combined Cycle |  |  | 7240
55544_G_GT1 | OR | 41035 | Klamath Cogeneration Proj | Klamath Expansion Project | 9223711 | 118464113 |  |  | 55544 | GT1 | 18-0003 | CT 3-6 | 1.5 |  | 4 | 1.16 | 1.16 | 0.097 | 0.905 | 2022 | 36.2 | 8.6 | 617 | 4432.1172 | 76.3 | 221112 | -121.8108 | 42.174 | 1120 | 125 | 120 |  | 25 | N | Natural Gas | Y | N | N | 9999 | N | 55544_G_GT1;55544_G_GT3;55544_G_GT2;55544_G_GT4 | Combustion Turbine |  |  | 11364
57457_B_1 | OR | 41039 | Seneca Sustainable Energy, LLC | Seneca Sustainable Energy LLC | 10763611 | 59280213 |  |  | 57457 | 1 | 206470 | EU-1 | 95.16 | 8.1385 | 147.85 | 10.93 | 9.6403 | 24.37 | 5.89 | 2022 | 98 | 9 | 325 | -1 | 43.4 | 221117 | -123.1807 | 44.1159 | 353 | 125 | 100 |  | 19.8 | Y | Biomass | N | Y | N | 9999 | N |  | Biomass |  |  | 15307
7350_G_1 | OR | 41049 | Coyote Springs Plant | Coyote Springs | 8184111 | 72158213 | 7350 | CTG1 | 7350 | 1 |  |  | 19.7 |  | 72.0431 | 10.3 | 10.3 | 2.8751 | 3.81 |  | 64.8 | 11.4 | 650 | 6318.1531 | 61.9 | 221112 | -119.6738 | 45.8485 |  | 125 | 120 |  | 168.3 | Y | Natural Gas | Y | N | N | 9999 | N |  | Combined Cycle |  | 5817.4595 | 6840
7350_G_2 | OR | 41049 | Coyote Springs Plant | Coyote Springs | 8184111 | 72158313 | 7350 | CTG2 | 7350 | 2 | 25-0031 | CT2.EU | 35.5 |  | 79.5289 | 13.8 | 13.8 | 3.8073 | 5.1 | 2022 | 108.5 | 6.5 | 387 | 1214.5001 | 36.6 | 221112 | -119.6738 | 45.8485 | 1990 | 125 | 120 |  | 75.9 | Y | Natural Gas | Y | N | N | 9999 | N |  | Combined Cycle |  | 7259.5703 | 6840
58503_G_GEN1 | OR | 41049 | PGE Boardman | Carty Generating Station | 8171111 | 126787713 | 58503 | CTEU1 | 58503 | GEN1 |  |  | 11.9 |  | 84.1853 | 55.8 | 55.8 | 6.6288 | 23.3 |  | 60 | 8 | 300 | 1859.8225 | 37 | 221112 | -119.8075 | 45.6933 |  | 125 | 120 |  | 248.1 | N | Natural Gas | Y | N | N | 9999 | N | 58503_G_GEN1;58503_G_GEN2 | Combined Cycle |  | 7528.2505 | 7050
54761_G_GEN1 | OR | 41059 | Hermiston Generating Company, L.P. | Hermiston Generating Plant | 8518911 | 112412313 | 54761 | 1 | 54761 | GEN1 | 30-0113 | Unit 1 | 12.1 |  | 74.6162 | 15.1 | 15.1 | 3.2279 | 8.02 | 2022 | 64.8 | 11.4 | 650 | 6318.1531 | 61.9 | 221112 | -119.37 | 45.8042 | 1700 | 125 | 120 |  | 80 | Y | Natural Gas | Y | N | N | 2036 | N | 54761_G_GEN1;54761_G_GEN2 | Combined Cycle |  | 7039 | 7407
54761_G_GEN3 | OR | 41059 | Hermiston Generating Company, L.P. | Hermiston Generating Plant | 8518911 | 112412413 | 54761 | 2 | 54761 | GEN3 | 30-0113 | Unit 2 | 14.3 |  | 59.1469 | 10.5 | 10.5 | 2.4712 | 5.55 | 2022 | 64.8 | 11.4 | 650 | 6318.1531 | 61.9 | 221112 | -119.37 | 45.8042 | 1700 | 125 | 120 |  | 80 | Y | Natural Gas | Y | N | N | 2036 | N | 54761_G_GEN4;54761_G_GEN3 | Combined Cycle |  | 5748.2314 | 7407
55328_G_CTG1 | OR | 41059 | Hermiston Power | Hermiston Power Partnership | 1099311 | 68339113 | 55328 | CTG-1 | 55328 | CTG1 | 30-0118 | CTG1/HRSG1 | 103 |  | 105.6845 | 46.2 | 46.2 | 4.1559 | 18.9 | 2022 | 36.2 | 8.6 | 617 | 4432.1172 | 76.3 | 221112 | -119.3136 | 45.7935 | 1860 | 125 | 120 |  | 184 | N | Natural Gas | Y | N | N | 9999 | N |  | Combined Cycle |  | 6936.1396 | 7165
55328_G_CTG2 | OR | 41059 | Hermiston Power | Hermiston Power Partnership | 1099311 | 68339213 | 55328 | CTG-2 | 55328 | CTG2 | 30-0118 | CTG2/HRSG2 | 107 |  | 108.5246 | 47.3 | 47.3 | 4.253 | 19.4 | 2022 | 36.2 | 8.6 | 617 | 4432.1172 | 76.3 | 221112 | -119.3136 | 45.7935 | 1860 | 125 | 120 |  | 184 | N | Natural Gas | Y | N | N | 9999 | N |  | Combined Cycle |  | 7021.8691 | 7165
3109_G_1 | PA | 42001 | HAMILTON POWER LLC/HAMILTON GS | Hamilton (PA) | 4713311 | 28152013 |  |  | 3109 | 1 | 420010869 | 101 | 0.0288 |  | 7.6721 | 0.1003 | 0.1003 | 0.0872 | 0.0036 | 2022 | 50 | 20 | 1060 | 10899.983 | 34.713 | 221112 | -76.9902 | 39.9081 | 305 | 125 | 100 |  | 20.4 | N | Distillate Fuel Oil | N | N | N | 9999 | N |  | Combustion Turbine | 60 |  | 25000
3110_G_1 | PA | 42001 | HUNTERSTOWN POWER LLC/PEAKING STATION | Hunterstown | 18898111 | 135442613 |  |  | 3110 | 1 | 420010017 | 601 | 3.6565 |  | 13.8286 | 0.2944 | 0.2944 | 0.1517 | 0.1293 | 2022 | 42 | 14.1 | 955 | 10001.017 | 64.045 | 221112 | -77.1648 | 39.8662 | 326 | 125 | 100 |  | 21 | N | Natural Gas, Distillate Fuel Oil | N | N | N | 9999 | N |  | Combustion Turbine | 334 |  | 21162
3110_G_2 | PA | 42001 | HUNTERSTOWN POWER LLC/PEAKING STATION | Hunterstown | 18898111 | 135442813 |  |  | 3110 | 2 | 420010017 | 602 | 4.0341 |  | 18.5843 | 0.3874 | 0.3874 | 0.2232 | 0.1129 | 2022 | 42 | 14.1 | 955 | 10001.017 | 64.045 | 221112 | -77.1648 | 39.8662 | 326 | 125 | 100 |  | 21.5 | N | Natural Gas, Distillate Fuel Oil | N | N | N | 9999 | N |  | Combustion Turbine | 32 |  | 21160
3110_G_3 | PA | 42001 | HUNTERSTOWN POWER LLC/PEAKING STATION | Hunterstown | 18898111 | 135442713 |  |  | 3110 | 3 | 420010017 | 603 | 4.7132 |  | 19.6121 | 0.4156 | 0.4156 | 0.2277 | 0.1262 | 2022 | 42 | 14.1 | 955 | 10001.017 | 64.045 | 221112 | -77.1648 | 39.8662 | 326 | 125 | 100 |  | 21.5 | N | Natural Gas, Distillate Fuel Oil | N | N | N | 9999 | N |  | Combustion Turbine | 406 |  | 21160
3112_G_1 | PA | 42001 | ORRTANNA POWER LLC/ORRTANNA GS | Orrtanna | 4713411 | 28151913 |  |  | 3112 | 1 | 420010876 | 101 | 0.0258 |  | 6.8768 | 0.0899 | 0.0899 | 0.0781 | 0.0032 | 2022 | 38 | 1.2 | 1060 | 1131.4 | 1000 | 221112 | -77.3504 | 39.8469 | 305 | 125 | 100 |  | 20.2 | N | Distillate Fuel Oil | N | N | N | 9999 | N |  | Combustion Turbine | 55 |  | 19793
55976_G_101 | PA | 42001 | KESTREL ACQUISITION LLC/HUNTERSTOWN PLT | Hunterstown Power Plant | 4713111 | 28152513 | 55976 | CT101 | 55976 | 101 | 420010122 | 101 | 31.54 | 5.27 | 24.6977 | 38.09 | 38.09 | 4.0891 | 6.28 | 2022 | 195 | 18.5 | 208 | 17838.583 | 66.375 | 221112 | -77.1668 | 39.8729 | 2250 | 125 | 120 |  | 165 | N | Natural Gas | Y | N | N | 9999 | N |  | Combined Cycle | 7352 | 7331.8003 | 7067
55976_G_201 | PA | 42001 | KESTREL ACQUISITION LLC/HUNTERSTOWN PLT | Hunterstown Power Plant | 4713111 | 67433513 | 55976 | CT201 | 55976 | 201 | 420010122 | 201 | 32.4 | 3.84 | 43.4593 | 37.82 | 37.82 | 4.2441 | 6.57 | 2022 | 195 | 18.5 | 208 | 17838.583 | 66.375 | 221112 | -77.1668 | 39.8729 | 2250 | 125 | 120 |  | 165 | N | Natural Gas | Y | N | N | 9999 | N |  | Combined Cycle | 7655 | 7636.1504 | 7067
55976_G_301 | PA | 42001 | KESTREL ACQUISITION LLC/HUNTERSTOWN PLT | Hunterstown Power Plant | 4713111 | 67433613 | 55976 | CT301 | 55976 | 301 | 420010122 | 301 | 34.36 | 4.54 | 21.1471 | 42.03 | 42.03 | 4.2438 | 6.61 | 2022 | 195 | 18.5 | 208 | 17838.583 | 66.375 | 221112 | -77.1668 | 39.8729 | 2250 | 125 | 120 |  | 165 | N | Natural Gas | Y | N | N | 9999 | N |  | Combined Cycle | 7514 | 7488.1509 | 7067
55976_G_401 | PA | 42001 | KESTREL ACQUISITION LLC/HUNTERSTOWN PLT | Hunterstown Power Plant | 4713111 | 67433413 |  |  | 55976 | 401 | 420010122 | 031 | 0.1003 | 0.0021 | 0.0802 | 0.0069 | 0.0003 | 0.0004 | 0.0107 | 2022 | 150 | 4.5 | 300 | 333.333 | 20.966 | 221112 | -77.1668 | 39.8729 | 32.7 | 125 | 100 |  | 315 | N | Natural Gas | N | N | N | 9999 | N |  | Combined Cycle | 103 |  | 7067
3096_G_1A | PA | 42003 | NRG POWER MIDWEST L.P../BRUNOT ISLE POWER PLT | Brunot Island | 8404911 | 98943513 | 3096 | 1A | 3096 | 1A | 4200300158 | 031 | 0.003 |  | 0.126 | 0.003 | 0.003 | 0.01 | 0.0014 | 2020 | 33 | 11.2 | 865 | 8947.767 | 88.587 | 221121 | -80.0417 | 40.4634 | 300 | 125 | 100 |  | 18.1 | N | Distillate Fuel Oil | N | N | N | 9999 | N |  | Combustion Turbine | 2 |  | 25000
3096_G_2A | PA | 42003 | NRG POWER MIDWEST L.P../BRUNOT ISLE POWER PLT | Brunot Island | 8404911 | 361713 | 3096 | 2A | 3096 | 2A | 4200300158 | 001 | 20.3 | 1.92 | 3.8076 | 3.315 | 3.315 | 0.0857 | 1.84 | 2020 | 69 | 12.6 | 439 | 12424.883 | 99.606 | 221121 | -80.0441 | 40.4663 | 918 | 125 | 100 |  | 47.4 | N | Natural Gas | Y | N | N | 9999 | N |  | Combined Cycle | 776 | 434.0601 | 11247
3096_G_2B | PA | 42003 | NRG POWER MIDWEST L.P../BRUNOT ISLE POWER PLT | Brunot Island | 8404911 | 361913 | 3096 | 2B | 3096 | 2B | 4200300158 | 002 | 20.41 | 1.5 | 3.5966 | 3.7879 | 3.7879 | 0.0682 | 1.86 | 2022 | 69 | 12.6 | 439 | 12424.883 | 99.606 | 221121 | -80.0441 | 40.4663 | 918 | 125 | 100 |  | 47 | N | Natural Gas | Y | N | N | 9999 | N |  | Combined Cycle | 735 | 361.89 | 11247
3096_G_3 | PA | 42003 | NRG POWER MIDWEST L.P../BRUNOT ISLE POWER PLT | Brunot Island | 8404911 | 361613 | 3096 | 3 | 3096 | 3 | 4200300158 | 003 | 19.03 | 1.38 | 1.9172 | 3.535 | 3.535 | 0.0399 | 1.59 | 2020 | 69 | 12.6 | 439 | 12424.883 | 99.606 | 221121 | -80.0441 | 40.4663 | 918 | 125 | 100 |  | 47.5 | N | Natural Gas | Y | N | N | 9999 | N |  | Combined Cycle | 764 | 220.71 | 11247
55196_G_UNT1 | PA | 42003 | ALLEGHENY ENERGY SUPPLY/SPRINGDALE | Springdale 1 & 2 | 2990311 | 38213013 | 55196 | 1 | 55196 | UNT1 | 4200300580 | 001 | 35.85 |  | 31.8193 | 0.26 | 0.21 | 0.1958 | 0.95 | 2020 | 75 | 9 | 692 | 9039.783 | 142.039 | 221121 | -79.7672 | 40.5441 | 44 | 125 | 100 |  | 44 | N | Natural Gas | Y | N | N | 9999 | N |  | Combustion Turbine |  | 1953.3 | 10745
55196_G_UNT2 | PA | 42003 | ALLEGHENY ENERGY SUPPLY/SPRINGDALE | Springdale 1 & 2 | 2990311 | 38213113 | 55196 | 2 | 55196 | UNT2 | 4200300580 | 002 | 38.87 |  | 29.2777 | 0.23 | 0.18 | 0.1806 | 0.91 | 2020 | 75 | 9 | 762 | 9039.783 | 142.039 | 221121 | -79.7672 | 40.5441 | 44 | 125 | 100 |  | 44 | N | Natural Gas | Y | N | N | 9999 | N |  | Combustion Turbine |  | 1813.2305 | 10745
55710_G_UNT3 | PA | 42003 | ALLEGHENY ENERGY SUPPLY/SPRINGDALE | Allegheny Energy Units 3 4 & 5 | 2990311 | 38213213 | 55710 | 3 | 55710 | UNT3 | 4200300580 | 003 | 56.22 | 49.73 | 56.5367 | 68.34 | 56.98 | 4.2168 | 2.67 | 2020 | 398 | 18 | 200 | 17007.45 | 66.808 | 221121 | -79.7692 | 40.545 | 167 | 125 | 100 |  | 167 | N | Natural Gas | Y | N | N | 9999 | N | 55710_G_UNT5;55710_G_UNT3 | Combined Cycle |  | 8266.0195 | 7199
55710_G_UNT4 | PA | 42003 | ALLEGHENY ENERGY SUPPLY/SPRINGDALE | Allegheny Energy Units 3 4 & 5 | 2990311 | 38213313 | 55710 | 4 | 55710 | UNT4 | 4200300580 | 004 | 26.2 | 55.44 | 56.7238 | 39.38 | 32.45 | 4.2335 | 2.86 | 2020 | 398 | 18 | 200 | 17007.45 | 66.808 | 221121 | -79.7692 | 40.545 | 167 | 125 | 100 |  | 167 | N | Natural Gas | Y | N | N | 9999 | N |  | Combined Cycle |  | 8161.79 | 7199
8226_B_1 | PA | 42003 | Cheswick Generating Station |  | 8404811 | 98945613 | 8226 | 1 |  |  | 4200300157 | 031 | 35.4939 | 0.4543 | 289.5602 | 33.5874 | 29.1253 | 464.5989 | 1.2676 | 2022 | 553 | 27 | 116 | 30246.583 | 52.824 | 221112 | -79.7904 | 40.5383 | 5500 | 125 | 100 |  |  |  |  | Y | N | N |  | N |  |  |  | 1452.39
3136_B_1 | PA | 42005 | KEYSTONE CONEMAUGH PROJ LLC/KEYSTONE STATION | Keystone | 3866111 | 37164713 | 3136 | 1 | 3136 | 1 | 420050012 | 031 | 564.44 | 0.37 | 1723.117 | 96.58 | 96.58 | 4935.2925 | 10.03 | 2022 | 563 | 34 | 127 | 46282.767 | 50.987 | 221112 | -79.3411 | 40.6604 | 8720 | 125 | 100 |  | 850 | N | Bituminous | Y | N | N | 2029 | N |  | Coal Steam | 3836 | 3830.8901 | 9828
3136_B_2 | PA | 42005 | KEYSTONE CONEMAUGH PROJ LLC/KEYSTONE STATION | Keystone | 3866111 | 37164513 | 3136 | 2 | 3136 | 2 | 420050012 | 032 | 1691.1199 | 0.48 | 1465.8726 | 205.1603 | 205.1603 | 6023.7804 | 13.86 | 2022 | 563 | 34 | 127 | 46282.767 | 50.987 | 221112 | -79.3411 | 40.6604 | 8720 | 125 | 100 |  | 850 | N | Bituminous | Y | N | N | 2029 | N |  | Coal Steam | 3979 | 3973.1196 | 9794
3136_G_3 | PA | 42005 | KEYSTONE CONEMAUGH PROJ LLC/KEYSTONE STATION | Keystone | 3866111 | 37165013 |  |  | 3136 | 3 | 420050012 | 101 | 0.26 |  | 0.79 | 0.04796 | 0.04796 |  | 0.06 | 2022 | 18 | 4 | 800 | 393.333 | 31.301 | 221112 | -79.3418 | 40.6602 | 2700 | 125 | 120 |  | 2.8 | N | Distillate Fuel Oil | N | N | N | 9999 | N |  | Combustion Turbine | 24 |  | 12582
3136_G_4 | PA | 42005 | KEYSTONE CONEMAUGH PROJ LLC/KEYSTONE STATION | Keystone | 3866111 | 37164813 |  |  | 3136 | 4 | 420050012 | 102 | 0.35 |  | 1.08 | 0.05995 | 0.05995 |  | 0.09 | 2022 | 18 | 4 | 800 | 384.583 | 30.612 | 221112 | -79.3418 | 40.6602 | 2700 | 125 | 120 |  | 2.8 | N | Distillate Fuel Oil | N | N | N | 9999 | N |  | Combustion Turbine | 33 |  | 12654
3136_G_5 | PA | 42005 | KEYSTONE CONEMAUGH PROJ LLC/KEYSTONE STATION | Keystone | 3866111 | 37165113 |  |  | 3136 | 5 | 420050012 | 103 | 0.27 |  | 0.83 | 0.04796 | 0.04796 |  | 0.07 | 2022 | 18 | 4 | 800 | 403.117 | 32.088 | 221112 | -79.3418 | 40.6602 | 2700 | 125 | 120 |  | 2.8 | N | Distillate Fuel Oil | N | N | N | 9999 | N |  | Combustion Turbine | 25 |  | 12654
3136_G_6 | PA | 42005 | KEYSTONE CONEMAUGH PROJ LLC/KEYSTONE STATION | Keystone | 3866111 | 37165513 |  |  | 3136 | 6 | 420050012 | 104 | 0.38 |  | 1.19 | 0.07194 | 0.07194 |  | 0.1 | 2022 | 18 | 4 | 800 | 393.333 | 31.301 | 221112 | -79.3418 | 40.6602 | 2700 | 125 | 120 |  | 2.8 | N | Distillate Fuel Oil | N | N | N | 9999 | N |  | Combustion Turbine | 36 |  | 12654
55347_G_1 | PA | 42005 | ARMSTRONG POWER/S BEND | Armstrong | 3866811 | 37161113 | 55347 | 1 | 55347 | 1 | 420050121 | 201 | 11.5024 |  | 55.7934 | 11.7845 | 11.7845 | 1.0352 | 1.9909 | 2022 | 119 | 18 | 1100 | 50000 | 196.499 | 221112 | -79.3512 | 40.6376 | 1930 | 125 | 120 |  | 168.4 | N | Natural Gas, Distillate Fuel Oil | Y | N | N | 9999 | N |  | Combustion Turbine | 13 | 2144.6418 | 10745
55347_G_2 | PA | 42005 | ARMSTRONG POWER/S BEND | Armstrong | 3866811 | 37161213 | 55347 | 2 | 55347 | 2 | 420050121 | 202 | 11.8897 |  | 59.7278 | 10.1889 | 10.1889 | 1.1333 | 1.7407 | 2022 | 119 | 18 | 1100 | 50000 | 196.499 | 221112 | -79.3512 | 40.6376 | 1930 | 125 | 120 |  | 163.6 | N | Natural Gas, Distillate Fuel Oil | Y | N | N | 9999 | N |  | Combustion Turbine | 33 | 2256.5215 | 10745
55347_G_3 | PA | 42005 | ARMSTRONG POWER/S BEND | Armstrong | 3866811 | 37160913 | 55347 | 3 | 55347 | 3 | 420050121 | 203 | 12.354 |  | 50.8274 | 13.8865 | 13.8865 | 0.9883 | 3.063 | 2022 | 119 | 18 | 1100 | 50000 | 196.499 | 221112 | -79.3512 | 40.6376 | 1930 | 125 | 120 |  | 169 | N | Natural Gas, Distillate Fuel Oil | Y | N | N | 9999 | N |  | Combustion Turbine | 2026 | 2031.6805 | 10745
55347_G_4 | PA | 42005 | ARMSTRONG POWER/S BEND | Armstrong | 3866811 | 37161313 | 55347 | 4 | 55347 | 4 | 420050121 | 204 | 10.9929 |  | 53.3408 | 14.0839 | 14.0839 | 1.036 | 3.0638 | 2022 | 119 | 18 | 1100 | 50000 | 196.499 | 221112 | -79.3512 | 40.6376 | 1930 | 125 | 120 |  | 169.7 | N | Natural Gas, Distillate Fuel Oil | Y | N | N | 9999 | N |  | Combustion Turbine | 2039 | 2070.0208 | 10745
58933_G_GTG1 | PA | 42007 | SHELL CHEM APPALACHIA/PETROCHEMICALS COMPLEX | Shell Chemical Appalachia LLC | 21249011 | 156376313 | 58933 | 101 | 58933 | GTG1 | 420071037 | 101 | 2.42 | 8.21 | 16.1473 | 13.77 | 13.77 | 1.5227 | 1.26 | 2022 | 213 | 10 | 230 | 6715.15 | 85.503 | 325211 | -80.3363 | 40.6716 | 715 |  | 120 |  | 37.1 | Y | Natural Gas | Y | N | N | 9999 | N |  | Combined Cycle | 8760 | 8008.75 | 6590
58933_G_GTG2 | PA | 42007 | SHELL CHEM APPALACHIA/PETROCHEMICALS COMPLEX | Shell Chemical Appalachia LLC | 21249011 | 156376413 | 58933 | 102 | 58933 | GTG2 | 420071037 | 102 | 1.26 | 10.57 | 15.5087 | 9.39 | 9.39 | 1.491 | 1.11 | 2022 | 213 | 10 | 230 | 6715.15 | 85.503 | 325211 | -80.3363 | 40.6716 | 715 |  | 120 |  | 37.1 | Y | Natural Gas | Y | N | N | 9999 | N |  | Combined Cycle | 8760 | 7938.75 | 6590
58933_G_GTG3 | PA | 42007 | SHELL CHEM APPALACHIA/PETROCHEMICALS COMPLEX | Shell Chemical Appalachia LLC | 21249011 | 156376513 | 58933 | 103 | 58933 | GTG3 | 420071037 | 103 | 2.76 | 6.4 | 17.5817 | 6.05 | 6.05 | 1.4891 | 1.36 | 2022 | 213 | 10 | 230 | 6715.15 | 85.503 | 325211 | -80.3363 | 40.6716 | 715 |  | 120 |  | 37.1 | Y | Natural Gas | Y | N | N | 9999 | N |  | Combined Cycle | 8760 | 7892 | 6590
3115_G_4 | PA | 42011 | TITUS POWER LLC/COMBUSTION TURBINE | Titus | 3857011 | 37800113 |  |  | 3115 | 4 | 420110045 | 034 | 0.0081 |  | 1.304 | 0.03561 | 0.035284 | 0.474 | 0.001 | 2022 | 26 | 10 | 900 | 7222.917 | 91.966 | 221112 | -75.9084 | 40.3059 | 274 | 125 | 120 |  | 15 | N | Distillate Fuel Oil | N | N | N | 9999 | N |  | Combustion Turbine | 22 |  | 25000
3115_G_5 | PA | 42011 | TITUS POWER LLC/COMBUSTION TURBINE | Titus | 3857011 | 37799613 |  |  | 3115 | 5 | 420110045 | 035 | 0.0168 |  | 2.794 | 0.073809 | 0.073131 | 1.02 | 0.0021 | 2022 | 21 | 11 | 900 | 7222.917 | 76.021 | 221112 | -75.9084 | 40.3059 | 285 | 125 | 120 |  | 16.1 | N | Distillate Fuel Oil | N | N | N | 9999 | N |  | Combustion Turbine | 1 |  | 25000
55193_G_CTG1 | PA | 42011 | ONTELAUNEE POWER OPR CO LLC/ONTELAUNEE PLT | Ontelaunee Energy Center | 3872411 | 37780113 | 55193 | CT1 | 55193 | CTG1 | 420110427 | 101 | 103.4586 | 27.837 | 51.41 | 30.0626 | 30.0626 | 4.5205 | 10.5055 | 2022 | 175 | 18.5 | 200 | 16866.667 | 62.766 | 221112 | -75.9375 | 40.4208 | 2080 | 125 | 120 |  | 184.4 | N | Natural Gas | Y | N | N | 9999 | N | 55193_G_CTG1;55193_G_STG | Combined Cycle | 8114 | 8126.4019 | 7333
55193_G_CTG2 | PA | 42011 | ONTELAUNEE POWER OPR CO LLC/ONTELAUNEE PLT | Ontelaunee Energy Center | 3872411 | 37780213 | 55193 | CT2 | 55193 | CTG2 | 420110427 | 102 | 79.5285 | 10.3992 | 45.9816 | 29.4246 | 29.4246 | 4.4667 | 5.2457 | 2022 | 175 | 18.5 | 200 | 16866.667 | 62.766 | 221112 | -75.9375 | 40.4208 | 2080 | 125 | 120 |  | 181.9 | N | Natural Gas | Y | N | N | 9999 | N |  | Combined Cycle | 8067 | 8079.1089 | 7333
56957_G_LFG1 | PA | 42011 | PIONEER CROSSING ENERGY LLC/EXETER | Pioneer Crossing Energy, LLC | 12791811 | 67407813 |  |  | 56957 | LFG1 | 420110458 | 101 | 128.0411 |  | 23.7855 | 2.5728 | 2.5728 | 38.6019 | 11.6445 | 2022 | 18 | 14.3 | 896 | 200.75 | 1.247 | 221118 | -75.8139 | 40.2737 | 33.4 | 125 | 690 |  | 1.6 | N | Landfill Gas | N | N | N | 9999 | N |  | Landfill Gas | 8760 |  | 13500
61035_G_GEN1 | PA | 42011 | BIRDSBORO POWER LLC/BIRDSBORO POWER PROJECT | Birdsboro Power | 18895911 | 137554713 | 61035 | 01 | 61035 | GEN1 | 420110505 | 101 | 0.25 | 37.58 | 59.3786 | 11.66 | 11.66 | 5.8009 | 0.805 | 2022 | 1 | 0.1 | 800 | 7.9 | 1000 | 221112 | -75.8 | 40.2683 | 2940 | 125 | 120 |  | 485 | N | Natural Gas | Y | N | N | 9999 | N |  | Combined Cycle | 6782 | 6783.9097 | 7050
58420_G_GEN1 | PA | 42015 | HAMILTON LIBERTY LLC/HAMILTON LIBERTY LLC | Hamilton Liberty | 18038411 | 129182413 | 58420 | CT1 | 58420 | GEN1 | 420150093 | P103 | 10.48 | 2.42 | 70.4093 | 43.6287 | 43.6287 | 6.0452 | 1.87 | 2022 | 160 | 22 | 199 | 25338.183 | 66.67 | 221112 | -76.3901 | 41.7675 | 3140 | 125 | 120 |  | 412.5 | N | Natural Gas | Y | N | N | 9999 | N |  | Combined Cycle | 8087 | 8087.9604 | 7050
58420_G_GEN2 | PA | 42015 | HAMILTON LIBERTY LLC/HAMILTON LIBERTY LLC | Hamilton Liberty | 18038411 | 129182513 | 58420 | CT2 | 58420 | GEN2 | 420150093 | P104 | 6.3 | 6.15 | 64.0919 | 46.1874 | 46.1874 | 6.3186 | 1.9324 | 2022 | 160 | 22 | 199 | 25338.183 | 66.67 | 221112 | -76.3901 | 41.7675 | 3140 | 125 | 120 |  | 412.5 | N | Natural Gas | Y | N | N | 9999 | N |  | Combined Cycle | 8501 | 8501.9004 | 7050
54746_B_1 | PA | 42017 | WHEELABRATOR FALLS INC/FALLS TWP | Wheelabrator Falls | 8220011 | 5253913 |  |  | 54746 | 1 | 420170469 | 011 | 16.22 | 2.54 | 280.42 | 23.6804 | 23.6483 | 62.59 | 7.41 | 2022 | 386 | 7 | 300 | 3582.517 | 93.082 | 562213 | -74.7674 | 40.1627 | 325 | 103 | 270 |  | 22 | N | MSW | N | Y | N | 9999 | N |  | Municipal Solid Waste | 7047 |  | 16529
54746_B_2 | PA | 42017 | WHEELABRATOR FALLS INC/FALLS TWP | Wheelabrator Falls | 8220011 | 5254013 |  |  | 54746 | 2 | 420170469 | 012 | 13.41 | 0.56 | 260.7 | 9.813 | 9.7913 | 41.61 | 7.77 | 2022 | 386 | 7 | 300 | 3656.6 | 95.018 | 562213 | -74.7674 | 40.1627 | 325 | 103 | 270 |  | 22 | N | MSW | N | Y | N | 9999 | N |  | Municipal Solid Waste | 6833 |  | 16529
3162_G_1 | PA | 42017 | EXELON GENERATION CO/FALLS TWP PEAK PWR PLT | Falls | 2878411 | 37949613 | 3162 | 1 | 3162 | 1 | 420170578 | 731 | 0.4686 |  | 3.3954 | 0.139 | 0.0867 | 0.0247 | 0.0158 | 2022 | 34 | 10 | 1090 | 12136.233 | 154.535 | 221112 | -74.79 | 40.1765 | 295 | 125 | 120 |  | 17 | N | Distillate Fuel Oil | N | N | N | 9999 | N |  | Combustion Turbine | 48 |  | 18533
3162_G_2 | PA | 42017 | EXELON GENERATION CO/FALLS TWP PEAK PWR PLT | Falls | 2878411 | 37949513 | 3162 | 2 | 3162 | 2 | 420170578 | 732 | 0.4755 |  | 3.4462 | 0.141 | 0.088 | 0.0251 | 0.016 | 2022 | 34 | 10 | 1090 | 12136.233 | 154.535 | 221112 | -74.79 | 40.1765 | 295 | 125 | 120 |  | 17 | N | Distillate Fuel Oil | N | N | N | 9999 | N |  | Combustion Turbine | 47 |  | 18535
3162_G_3 | PA | 42017 | EXELON GENERATION CO/FALLS TWP PEAK PWR PLT | Falls | 2878411 | 37949413 | 3162 | 3 | 3162 | 3 | 420170578 | 733 | 0.3986 |  | 2.8925 | 0.1182 | 0.0737 | 0.0211 | 0.0134 | 2022 | 34 | 10 | 1090 | 12136.233 | 154.535 | 221112 | -74.79 | 40.1765 | 295 | 125 | 120 |  | 17 | N | Distillate Fuel Oil | N | N | N | 9999 | N |  | Combustion Turbine | 38 |  | 18535
55298_G_CT1A | PA | 42017 | FAIRLESS ENERGY LLC/FALLS TWP | Fairless Energy Center | 9202811 | 57827213 | 55298 | 1A | 55298 | CT1A | 420170131 | 101 | 8.4381 | 11.0452 | 60.4372 | 21.2544 | 21.2544 | 4.3698 | 12.3874 | 2022 | 195 | 19 | 178 | 17886.583 | 63.094 | 221112 | -74.7425 | 40.1469 | 2280 | 125 | 120 |  | 191 | N | Natural Gas | Y | N | N | 9999 | N |  | Combined Cycle | 7916 | 7897.3003 | 7184
55298_G_CT1B | PA | 42017 | FAIRLESS ENERGY LLC/FALLS TWP | Fairless Energy Center | 9202811 | 57827313 | 55298 | 1B | 55298 | CT1B | 420170131 | 102 | 7.2015 | 7.3798 | 51.6007 | 13.0035 | 13.0035 | 3.9475 | 9.236 | 2022 | 195 | 19 | 178 | 17886.583 | 63.094 | 221112 | -74.7425 | 40.1469 | 2280 | 125 | 120 |  | 191 | N | Natural Gas | Y | N | N | 9999 | N |  | Combined Cycle | 7726 | 7715.1997 | 7184
55298_G_CT2A | PA | 42017 | FAIRLESS ENERGY LLC/FALLS TWP | Fairless Energy Center | 9202811 | 57827413 | 55298 | 2A | 55298 | CT2A | 420170131 | 105 | 10.7274 | 4.6792 | 53.473 | 19.6215 | 19.6215 | 3.9657 | 10.9865 | 2022 | 195 | 19 | 178 | 17886.583 | 63.094 | 221112 | -74.7425 | 40.1469 | 2280 | 125 | 120 |  | 191 | N | Natural Gas | Y | N | N | 9999 | N |  | Combined Cycle | 7742 | 7715.0107 | 7184
55298_G_CT2B | PA | 42017 | FAIRLESS ENERGY LLC/FALLS TWP | Fairless Energy Center | 9202811 | 57827513 | 55298 | 2B | 55298 | CT2B | 420170131 | 106 | 8.189 | 2.067 | 51.9098 | 12.1119 | 12.1119 | 4.1256 | 7.8853 | 2022 | 195 | 19 | 178 | 17886.583 | 63.094 | 221112 | -74.7425 | 40.1469 | 2280 | 125 | 120 |  | 191 | N | Natural Gas | Y | N | N | 9999 | N |  | Combined Cycle | 7776 | 7764.5308 | 7184
8012_G_11 | PA | 42017 | EXELON GENERATION CO/CROYDON GEN STA | Croydon CT Generating Station | 8004311 | 5056413 | 8012 | 11 | 8012 | 11 | 420170006 | 031 | 0.0548 |  | 9.7872 | 0.4102 | 0.3084 | 3.4002 | 0.0068 | 2022 | 37 | 20.2 | 850 | 8617.433 | 27.003 | 221112 | -74.8934 | 40.08 | 838 | 125 | 120 |  | 49 | N | Distillate Fuel Oil | Y | N | N | 9999 | N |  | Combustion Turbine | 54 | 55.04 | 12410
8012_G_12 | PA | 42017 | EXELON GENERATION CO/CROYDON GEN STA | Croydon CT Generating Station | 8004311 | 5056513 | 8012 | 12 | 8012 | 12 | 420170006 | 032 | 0.0474 |  | 8.3026 | 0.3534 | 0.2656 | 2.8836 | 0.006 | 2022 | 37 | 20.2 | 850 | 8617.433 | 27.003 | 221112 | -74.8934 | 40.08 | 838 | 125 | 120 |  | 49 | N | Distillate Fuel Oil | Y | N | N | 9999 | N |  | Combustion Turbine | 44 | 43.6 | 12412
8012_G_21 | PA | 42017 | EXELON GENERATION CO/CROYDON GEN STA | Croydon CT Generating Station | 8004311 | 5057013 | 8012 | 21 | 8012 | 21 | 420170006 | 033 | 0.0644 |  | 11.2693 | 0.4816 | 0.362 | 3.9219 | 0.008 | 2022 | 37 | 20.2 | 750 | 7629.333 | 23.82 | 221112 | -74.8934 | 40.08 | 838 | 125 | 120 |  | 49 | N | Distillate Fuel Oil | Y | N | N | 9999 | N |  | Combustion Turbine | 62 | 61.44 | 12412
8012_G_22 | PA | 42017 | EXELON GENERATION CO/CROYDON GEN STA | Croydon CT Generating Station | 8004311 | 5056613 | 8012 | 22 | 8012 | 22 | 420170006 | 034 | 0.0652 |  | 11.3903 | 0.4868 | 0.366 | 3.9647 | 0.0082 | 2022 | 37 | 20.2 | 850 | 8617.433 | 26.904 | 221112 | -74.8934 | 40.08 | 838 | 125 | 120 |  | 49 | N | Distillate Fuel Oil | Y | N | N | 9999 | N |  | Combustion Turbine | 62 | 61.44 | 12412
8012_G_31 | PA | 42017 | EXELON GENERATION CO/CROYDON GEN STA | Croydon CT Generating Station | 8004311 | 5057113 | 8012 | 31 | 8012 | 31 | 420170006 | 035 | 0.0648 |  | 13.5176 | 0.4852 | 0.3646 | 4.7013 | 0.0082 | 2022 | 37 | 20.2 | 850 | 8617.433 | 26.904 | 221112 | -74.8934 | 40.08 | 838 | 125 | 120 |  | 49 | N | Distillate Fuel Oil | Y | N | N | 9999 | N |  | Combustion Turbine | 62 | 61.1 | 12412
8012_G_32 | PA | 42017 | EXELON GENERATION CO/CROYDON GEN STA | Croydon CT Generating Station | 8004311 | 67414613 | 8012 | 32 | 8012 | 32 | 420170006 | 036A | 0.0584 |  | 10.2299 | 0.4372 | 0.3286 | 3.5608 | 0.0074 | 2022 | 37 | 20.2 | 750 | 7629.333 | 23.82 | 221112 | -74.8934 | 40.08 | 838 | 125 | 120 |  | 48 | N | Distillate Fuel Oil | Y | N | N | 9999 | N |  | Combustion Turbine | 56 | 57.54 | 12413
8012_G_41 | PA | 42017 | EXELON GENERATION CO/CROYDON GEN STA | Croydon CT Generating Station | 8004311 | 5056813 | 8012 | 41 | 8012 | 41 |  |  | 0.0536 |  | 9.3807 | 0.4008 | 0.3014 | 3.2667 | 0.0068 |  | 37 | 20.2 | 850 | 8617.433 | 26.904 | 221112 | -74.8934 | 40.08 |  | 125 | 120 |  | 49 | N | Distillate Fuel Oil | Y | N | N | 9999 | N |  | Combustion Turbine |  | 53.06 | 12412
8012_G_42 | PA | 42017 | EXELON GENERATION CO/CROYDON GEN STA | Croydon CT Generating Station | 8004311 | 5056913 | 8012 | 42 | 8012 | 42 | 420170006 | 038 | 0.0556 |  | 9.7287 | 0.4158 | 0.3126 | 3.3886 | 0.007 | 2022 | 37 | 20.2 | 750 | 7629.333 | 23.82 | 221112 | -74.8934 | 40.08 | 838 | 125 | 120 |  | 49 | N | Distillate Fuel Oil | Y | N | N | 9999 | N |  | Combustion Turbine | 54 | 53.43 | 12412
10603_B_031 | PA | 42021 | EBENSBURG POWER CO/EBENSBURG COGENERATION PLT | Ebensburg Power | 6594311 | 17845713 | 10603 | 031 | 10603 | 031 | 420210033 | 031 | 421.34 | 0.1354 | 229.1135 | 93.4 | 33.47 | 1529.2774 | 2.96 | 2022 | 250 | 8.8 | 340 | 3916.667 | 64.406 | 221112 | -78.7472 | 40.455 | 820 | 125 | 100 |  | 50 | N | Waste Coal | Y | N | N | 9999 | N |  | Coal Steam | 200 | 8074.5088 | 14500
10143_B_ABB01 | PA | 42021 | INTER POWER AHLCON LP/COLVER POWER PROJ | Colver Green Energy | 6594411 | 17845413 | 10143 | AAB01 | 10143 | ABB01 | 420210034 | 031 | 232.23 | 0.18 | 610.496 | 10.4927 | 5.7576 | 2573.1589 | 3.24 | 2022 | 398 | 12 | 270 | 4583.333 | 40.52 | 221112 | -78.7989 | 40.5504 | 1210 | 125 | 100 |  | 110 | N | Waste Coal | Y | N | N | 9999 | N |  | Coal Steam | 7911 | 7928.3896 | 11032
60589_G_GEN1 | PA | 42021 | CPV FAIRVIEW LLC/FAIRVIEW ENERGY CTR | CPV Fairview Energy Center | 21251711 | 154932713 | 60589 | CT-1 | 60589 | GEN1 | 420210001 | 101 | 20.7 | 23 | 71.7647 | 19.4 | 19.4 | 3.4361 | 1.8 | 2022 | 225 | 23 | 165 | 27635 | 66.506 | 221112 | -78.8567 | 40.4156 | 3760 | 125 | 140 |  | 341.8 | N | Natural Gas | Y | N | N | 9999 | N | 60589_G_GEN3;60589_G_GEN1 | Combined Cycle | 7645 | 7645.5298 | 7050
60589_G_GEN2 | PA | 42021 | CPV FAIRVIEW LLC/FAIRVIEW ENERGY CTR | CPV Fairview Energy Center | 21251711 | 154932813 | 60589 | CT-2 | 60589 | GEN2 | 420210001 | 102 | 12.6 | 33.9 | 73.5374 | 25.2 | 25.2 | 3.5072 | 0.2 | 2022 | 225 | 23 | 165 | 27635 | 66.506 | 221112 | -78.8567 | 40.4156 | 3760 | 125 | 140 |  | 342.9 | N | Natural Gas | Y | N | N | 9999 | N |  | Combined Cycle | 7776 | 7778.6006 | 7050
50776_B_BLR1 | PA | 42025 | PANTHER CREEK POWER OPR LLC/NESQUEHONING | Panther Creek Energy Facility | 7889011 | 2746913 | 50776 | 1 | 50776 | BLR1 |  |  | 190.78 | 0.34 | 188.2034 | 9.5155 | 9.1895 | 170.9648 | 1.68 |  | 350 | 7.5 | 350 | 9021.233 | 204.209 | 221112 | -75.8768 | 40.8557 |  | 125 | 100 |  | 40 | N | Waste Coal | Y | N | N | 9999 | N |  | Coal Steam |  | 7233.0005 | 14141
50776_B_BLR2 | PA | 42025 | PANTHER CREEK POWER OPR LLC/NESQUEHONING | Panther Creek Energy Facility | 7889011 | 2746813 | 50776 | 2 | 50776 | BLR2 | 420250023 | 032 | 164.81 | 0.26 | 171.0246 | 10.2746 | 9.9234 | 218.5174 | 1.82 | 2022 | 350 | 7.5 | 350 | 9021.233 | 204.209 | 221112 | -75.8768 | 40.8557 | 600 | 125 | 100 |  | 40 | N | Waste Coal | Y | N | N | 9999 | N |  | Coal Steam | 7472 | 7454.0195 | 14141
3131_B_1 | PA | 42033 | SHAWVILLE POWER LLC/SHAWVILLE GEN STA | Shawville | 2985011 | 38387013 | 3131 | 1 | 3131 | 1 | 420330021 | 031 | 18.2205 | 0.002 | 65.1519 | 4.3435 | 4.3392 | 0.5217 | 0.8675 | 2022 | 600 | 12.5 | 286 | 22028 | 179.504 | 221112 | -78.3664 | 41.0669 | 1340 | 125 | 100 |  | 122 | N | Natural Gas | Y | N | N | 9999 | N |  | O/G Steam | 2167 | 2166.8101 | 12463
3131_B_2 | PA | 42033 | SHAWVILLE POWER LLC/SHAWVILLE GEN STA | Shawville | 2985011 | 38387913 | 3131 | 2 | 3131 | 2 | 420330021 | 032 | 19.1731 | 0.0007 | 49.665 | 6.4331 | 6.4084 | 0.3439 | 0.1744 | 2022 | 600 | 12.5 | 286 | 22028 | 179.504 | 221112 | -78.3664 | 41.0669 | 1340 | 125 | 100 |  | 125 | N | Natural Gas | Y | N | N | 9999 | N |  | O/G Steam | 1345 | 1345.0498 | 12463
3131_B_3 | PA | 42033 | SHAWVILLE POWER LLC/SHAWVILLE GEN STA | Shawville | 2985011 | 38387313 | 3131 | 3 | 3131 | 3 | 420330021 | 033 | 4.5747 | 0.0018 | 126.6129 | 16.1391 | 16.0439 | 1.3516 | 2.2821 | 2022 | 854 | 19 | 243 | 26126.833 | 92.163 | 221112 | -78.3664 | 41.0669 | 1790 | 125 | 100 |  | 174 | N | Natural Gas | Y | N | N | 9999 | N |  | O/G Steam | 3709 | 3709.23 | 11615
3131_B_4 | PA | 42033 | SHAWVILLE POWER LLC/SHAWVILLE GEN STA | Shawville | 2985011 | 38387813 | 3131 | 4 | 3131 | 4 | 420330021 | 034 | 4.6233 | 0.002 | 127.569 | 16.3077 | 16.2112 | 1.3661 | 2.3059 | 2022 | 854 | 19 | 243 | 26126.833 | 92.163 | 221112 | -78.3664 | 41.0669 | 1790 | 125 | 100 |  | 175 | N | Natural Gas | Y | N | N | 9999 | N |  | O/G Steam | 12 | 3805.9902 | 11615
3131_G_5 | PA | 42033 | SHAWVILLE POWER LLC/SHAWVILLE GEN STA | Shawville | 2985011 | 38387513 |  |  | 3131 | 5 | 420330021 | P101 | 0.2358 |  | 0.8878 | 0.0159 | 0.0154 | 0.0055 | 0.025 | 2022 | 1 | 0.1 | 320 | 7.9 | 1000 | 221112 | -78.3664 | 41.0669 | 2 | 125 | 160 |  | 2 | N | Distillate Fuel Oil | N | N | N | 9999 | N |  | Combustion Turbine | 27 |  | 25000
3131_G_6 | PA | 42033 | SHAWVILLE POWER LLC/SHAWVILLE GEN STA | Shawville | 2985011 | 38388013 |  |  | 3131 | 6 | 420330021 | P102 | 0.2363 |  | 0.8896 | 0.0159 | 0.0154 | 0.0056 | 0.025 | 2022 | 1 | 0.1 | 320 | 7.9 | 1000 | 221112 | -78.3664 | 41.0669 | 2 | 125 | 160 |  | 2 | N | Distillate Fuel Oil | N | N | N | 9999 | N |  | Combustion Turbine | 27 |  | 25000
3131_G_7 | PA | 42033 | SHAWVILLE POWER LLC/SHAWVILLE GEN STA | Shawville | 2985011 | 38388113 |  |  | 3131 | 7 | 420330021 | P103 | 0.236 |  | 0.8885 | 0.0159 | 0.0154 | 0.0056 | 0.025 | 2022 | 1 | 0.1 | 320 | 7.9 | 1000 | 221112 | -78.3664 | 41.0669 | 2 | 125 | 160 |  | 2 | N | Distillate Fuel Oil | N | N | N | 9999 | N |  | Combustion Turbine | 27 |  | 25000
3147_G_CTG | PA | 42035 | MARTINS CREEK LLC/LOCK HAVEN CTS |  | 6602011 | 19033913 |  |  |  |  | 420350677 | P101 | 0.0005 |  | 0.09 | 0.0016 | 0.00136 | 0.0157 | 0.0001 | 2022 | 40 | 2 | 280 | 16.667 | 5.315 | 221112 | -77.4709 | 41.1189 | 19 | 125 | 120 |  |  |  |  | N | N | N |  | N |  |  | 2
3111_G_1 | PA | 42041 | MOUNTAIN POWER LLC/MOUNTAIN GS | Mountain | 6464111 | 18721213 | 3111 | 031 | 3111 | 1 | 420410045 | 031 | 0.0785 |  | 17.3938 | 0.2737 | 0.2737 | 2.6258 | 0.0098 | 2022 | 22 | 15.3 | 955 | 9748.717 | 53.021 | 221112 | -77.1757 | 40.1224 | 326 | 125 | 120 |  | 19.5 | N | Distillate Fuel Oil | Y | N | N | 9999 | N |  | Combustion Turbine | 168 | 168.1 | 15722
3111_G_2 | PA | 42041 | MOUNTAIN POWER LLC/MOUNTAIN GS | Mountain | 6464111 | 18721313 | 3111 | 032 | 3111 | 2 | 420410045 | 032 | 0.0973 |  | 21.1731 | 0.3392 | 0.3392 | 3.1975 | 0.0121 | 2022 | 22 | 15.3 | 955 | 9748.717 | 53.021 | 221112 | -77.1757 | 40.1224 | 326 | 125 | 120 |  | 20.6 | N | Distillate Fuel Oil | Y | N | N | 9999 | N |  | Combustion Turbine | 238 | 237.5 | 15724
3154_G_CTG1 | PA | 42041 | MARTINS CREEK LLC/WEST SHORE CTG SITE |  | 6464511 | 18718913 |  |  |  |  | 420410494 | 031 | 0.0069 |  | 1.1684 | 0.024 | 0.0204 | 0.0259 | 0.0009 | 2022 | 25 | 6 | 898 | 9550.017 | 337.627 | 221112 | -76.9458 | 40.1908 | 282 | 125 | 120 |  |  |  |  | N | N | N |  | N |  |  | 19
3154_G_CTG2 | PA | 42041 | MARTINS CREEK LLC/WEST SHORE CTG SITE |  | 6464511 | 18719013 |  |  |  |  | 420410494 | 032 | 0.0066 |  | 1.1128 | 0.0228 | 0.0194 | 0.0247 | 0.0008 | 2022 | 25 | 6 | 898 | 955.017 | 33.794 | 221112 | -76.9458 | 40.1908 | 282 | 125 | 120 |  |  |  |  | N | N | N |  | N |  |  | 18
10118_B_1 | PA | 42043 | LANCASTER CNTY SWMA/SUSQ RESOURCE MGMT COMPLEX | Harrisburg Facility | 6622011 | 67406813 |  |  | 10118 | 1 | 420430017 | 0001 | 6.7 | 1.3438 | 70.55 | 6.5385 | 3.3374 | 10 | 0.22 | 2022 | 165 | 10 | 285 | 2596.7 | 33.072 | 562213 | -76.8541 | 40.2443 | 116 | 103 | 270 |  | 5.6 | Y | MSW | N | Y | N | 9999 | N |  | Municipal Solid Waste | 7961 |  | 6464
10118_B_2 | PA | 42043 | LANCASTER CNTY SWMA/SUSQ RESOURCE MGMT COMPLEX | Harrisburg Facility | 6622011 | 67406913 |  |  | 10118 | 2 | 420430017 | 0002 | 6.5 | 1.1109 | 65.86 | 8.635 | 4.3002 | 11 | 0.3829 | 2022 | 165 | 10 | 285 | 2596.7 | 33.072 | 562213 | -76.8541 | 40.2443 | 116 | 103 | 270 |  | 5.6 | Y | MSW | N | Y | N | 9999 | N |  | Municipal Solid Waste | 7856 |  | 6464
10118_B_3 | PA | 42043 | LANCASTER CNTY SWMA/SUSQ RESOURCE MGMT COMPLEX | Harrisburg Facility | 6622011 | 67407013 |  |  | 10118 | 3 | 420430017 | 0003 | 8 | 1.2589 | 67.47 | 3.3021 | 1.6793 | 14.2 | 1.012 | 2022 | 165 | 10 | 285 | 2596.7 | 33.072 | 562213 | -76.8541 | 40.2443 | 116 | 103 | 270 |  | 5.6 | Y | MSW | N | Y | N | 9999 | N |  | Municipal Solid Waste | 7940 |  | 6464
50373_G_GEN2 | PA | 42043 | ENERGY CTR HBG LLC/ENERGY CTR PAXTON LLC | Paxton Creek Cogeneration | 6465211 | 18718113 |  |  | 50373 | GEN2 | 420430013 | 033 | 2.7231 | 0.3352 | 14.52 | 1.3942 | 0.5982 | 0.08 | 0.5758 | 2022 | 223 | 12 | 350 | 1180.7 | 10.434 | 221330 | -76.8771 | 40.2641 | 214 | 125 | 100 |  | 6 | Y | Natural Gas, Distillate Fuel Oil | N | Y | N | 9999 | N |  | Combustion Turbine | 4328 |  | 8900
3143_G_CTG3 | PA | 42043 | MARTINS CREEK LLC/HARRISBURG CTG SITE |  | 6660711 | 17773213 |  |  |  |  | 420430209 | P103 | 0.0063 |  | 0.9232 | 0.0221 | 0.01878 | 0.0462 | 0.0008 | 2022 | 25 | 6 | 895 | 671.667 | 23.754 | 221112 | -76.8579 | 40.2579 | 269 | 125 | 120 |  |  |  |  | N | N | N |  | N |  |  | 15
3143_G_CTG1 | PA | 42043 | MARTINS CREEK LLC/HARRISBURG CTG SITE |  | 6660711 | 17773513 |  |  |  |  | 420430209 | P101 | 0.0063 |  | 0.9171 | 0.022 | 0.01872 | 0.0459 | 0.0008 | 2022 | 25 | 6 | 895 | 6716.65 | 237.544 | 221112 | -76.8579 | 40.2579 | 269 | 125 | 120 |  |  |  |  | N | N | N |  | N |  |  | 15
3143_G_CTG2 | PA | 42043 | MARTINS CREEK LLC/HARRISBURG CTG SITE |  | 6660711 | 17773413 |  |  |  |  | 420430209 | P102 | 0.0046 |  | 0.662 | 0.0158 | 0.01344 | 0.0332 | 0.0006 | 2022 | 25 | 6 | 895 | 6716.65 | 237.544 | 221112 | -76.8579 | 40.2579 | 269 | 125 | 120 |  |  |  |  | N | N | N |  | N |  |  | 11
3161_B_3 | PA | 42045 | CONSTELLATION ENERGY GENERATION LLC/EDDYSTONE | Eddystone Generating Station | 6662011 | 17764713 | 3161 | 3 | 3161 | 3 |  |  | 0.98 | 0.2464 | 4.7342 | 1.2737 | 0.97318 | 0.0535 | 0.343 |  | 249 | 24 | 297 | 25444.933 | 56.236 | 221112 | -75.3236 | 39.8588 |  | 125 | 100 |  | 380 | N | Natural Gas, Distillate Fuel Oil | Y | N | N | 9999 | N |  | O/G Steam |  | 150.31 | 14500
3161_B_4 | PA | 42045 | CONSTELLATION ENERGY GENERATION LLC/EDDYSTONE | Eddystone Generating Station | 6662011 | 17764613 | 3161 | 4 | 3161 | 4 | 420450014 | 041 | 1.26 | 0.3067 | 5.5191 | 1.5838 | 1.2145 | 0.062 | 0.4411 | 2022 | 249 | 24 | 297 | 25444.933 | 56.236 | 221112 | -75.3236 | 39.8588 | 4120 | 125 | 100 |  | 380 | N | Natural Gas, Distillate Fuel Oil | Y | N | N | 9999 | N |  | O/G Steam | 175 | 174.95 | 14500
10746_B_BLR1 | PA | 42045 | COVANTA DELAWARE VALLEY LP/DELAWARE VALLEY RES REC | Covanta Delaware Valley | 8219711 | 5256013 |  |  | 10746 | BLR1 | 420450059 | 101 | 67.6086 |  | 189.8354 | 9.1151 | 8.1757 | 39.8908 | 1.1286 | 2022 | 308 | 5.5 | 270 | 2300 | 96.822 | 562213 | -75.3945 | 39.8253 | 194 | 103 | 270 |  | 13.3 | N | MSW | N | Y | N | 9999 | N |  | Municipal Solid Waste | 8280 |  | 18920
10746_B_BLR2 | PA | 42045 | COVANTA DELAWARE VALLEY LP/DELAWARE VALLEY RES REC | Covanta Delaware Valley | 8219711 | 5255913 |  |  | 10746 | BLR2 | 420450059 | 102 | 45.2046 |  | 209.1517 | 8.6471 | 7.5461 | 34.6432 | 1.1354 | 2022 | 308 | 5.5 | 270 | 2300 | 96.822 | 562213 | -75.3945 | 39.8253 | 194 | 103 | 270 |  | 13.3 | N | MSW | N | Y | N | 9999 | N |  | Municipal Solid Waste | 7848 |  | 18920
10746_B_BLR3 | PA | 42045 | COVANTA DELAWARE VALLEY LP/DELAWARE VALLEY RES REC | Covanta Delaware Valley | 8219711 | 5255813 |  |  | 10746 | BLR3 | 420450059 | 103 | 61.3468 |  | 193.8956 | 12.965 | 11.9745 | 22.8504 | 1.118 | 2022 | 308 | 5.5 | 270 | 2300 | 96.822 | 562213 | -75.3945 | 39.8253 | 194 | 103 | 270 |  | 13.3 | N | MSW | N | Y | N | 9999 | N |  | Municipal Solid Waste | 8040 |  | 18920
10746_B_BLR4 | PA | 42045 | COVANTA DELAWARE VALLEY LP/DELAWARE VALLEY RES REC | Covanta Delaware Valley | 8219711 | 5256113 |  |  | 10746 | BLR4 | 420450059 | 104 | 61.7574 |  | 188.9996 | 10.7235 | 10.1593 | 37.1866 | 1.1856 | 2022 | 308 | 5.5 | 270 | 2300 | 96.822 | 562213 | -75.3945 | 39.8253 | 194 | 103 | 270 |  | 13.3 | N | MSW | N | Y | N | 9999 | N |  | Municipal Solid Waste | 7965 |  | 18920
10746_B_BLR5 | PA | 42045 | COVANTA DELAWARE VALLEY LP/DELAWARE VALLEY RES REC | Covanta Delaware Valley | 8219711 | 5255513 |  |  | 10746 | BLR5 | 420450059 | 105 | 56.5781 |  | 180.8964 | 8.9366 | 8.4889 | 34.5728 | 1.3473 | 2022 | 308 | 5.5 | 270 | 2300 | 96.822 | 562213 | -75.3945 | 39.8253 | 194 | 103 | 270 |  | 13.3 | N | MSW | N | Y | N | 9999 | N |  | Municipal Solid Waste | 8064 |  | 18920
10746_B_BLR6 | PA | 42045 | COVANTA DELAWARE VALLEY LP/DELAWARE VALLEY RES REC | Covanta Delaware Valley | 8219711 | 5255613 |  |  | 10746 | BLR6 | 420450059 | 106 | 44.1685 |  | 191.2523 | 10.2072 | 9.8848 | 27.2649 | 0.9174 | 2022 | 308 | 5.5 | 270 | 2300 | 96.822 | 562213 | -75.3945 | 39.8253 | 194 | 103 | 270 |  | 13.3 | N | MSW | N | Y | N | 9999 | N |  | Municipal Solid Waste | 7992 |  | 18920
3161_G_10 | PA | 42045 | CONSTELLATION ENERGY GENERATION LLC/EDDYSTONE | Eddystone Generating Station | 6662011 | 17764213 |  |  | 3161 | 10 | 420450014 | 037 | 0.4383 |  | 2.9645 | 0.1886 | 0.0954 | 0.0097 | 0.0148 | 2022 | 32 | 11.9 | 735 | 6916.683 | 62.208 | 221112 | -75.3236 | 39.8588 | 13 | 125 | 120 |  | 13 | N | Distillate Fuel Oil | N | N | N | 9999 | N |  | Combustion Turbine | 45 |  | 13430
3161_G_20 | PA | 42045 | CONSTELLATION ENERGY GENERATION LLC/EDDYSTONE | Eddystone Generating Station | 6662011 | 17764113 |  |  | 3161 | 20 | 420450014 | 038 | 0.3353 |  | 2.2677 | 0.1443 | 0.073 | 0.0074 | 0.0113 | 2022 | 32 | 11.9 | 735 | 6916.683 | 62.208 | 221112 | -75.3236 | 39.8588 | 13 | 125 | 120 |  | 13 | N | Distillate Fuel Oil | N | N | N | 9999 | N |  | Combustion Turbine | 36 |  | 13430
3161_G_30 | PA | 42045 | CONSTELLATION ENERGY GENERATION LLC/EDDYSTONE | Eddystone Generating Station | 6662011 | 17765213 | 3161 | 30 | 3161 | 30 | 420450014 | 039 | 0.3596 |  | 2.5858 | 0.1067 | 0.0665 | 0.008 | 0.0121 | 2022 | 32 | 11.9 | 735 | 6916.683 | 62.208 | 221112 | -75.3236 | 39.8588 | 17 | 125 | 120 |  | 17 | N | Distillate Fuel Oil | N | N | N | 9999 | N |  | Combustion Turbine | 33 |  | 13428
3161_G_40 | PA | 42045 | CONSTELLATION ENERGY GENERATION LLC/EDDYSTONE | Eddystone Generating Station | 6662011 | 17765113 | 3161 | 40 | 3161 | 40 | 420450014 | 040 | 0.341 |  | 2.452 | 0.1012 | 0.0631 | 0.0076 | 0.0115 | 2022 | 32 | 11.9 | 735 | 6916.683 | 62.208 | 221112 | -75.3236 | 39.8588 | 17 | 125 | 120 |  | 17 | N | Distillate Fuel Oil | N | N | N | 9999 | N |  | Combustion Turbine | 33 |  | 13428
55231_G_GTG1 | PA | 42045 | LIBERTY ELEC POWER LLC/EDDYSTONE PLT | Liberty Electric Power Plant | 4724611 | 27721513 | 55231 | 0001 | 55231 | GTG1 | 420450221 | 031 | 62.7 | 16.4 | 54.1396 | 44.2 | 43.1704 | 3.9358 | 6.4 | 2022 | 200 | 20 | 197 | 15740 | 50.101 | 221112 | -75.3358 | 39.8625 | 2240 | 125 | 120 |  | 169.1 | N | Natural Gas | Y | N | N | 9999 | N |  | Combined Cycle | 7495 | 7430.5811 | 7241
55231_G_GTG2 | PA | 42045 | LIBERTY ELEC POWER LLC/EDDYSTONE PLT | Liberty Electric Power Plant | 4724611 | 27721713 | 55231 | 0002 | 55231 | GTG2 | 420450221 | 032 | 58.5 | 6.5 | 56.1121 | 49.8 | 48.634 | 3.9965 | 6.7 | 2022 | 200 | 20 | 197 | 15740 | 50.101 | 221112 | -75.3358 | 39.8625 | 2240 | 125 | 120 |  | 169.1 | N | Natural Gas | Y | N | N | 9999 | N |  | Combined Cycle | 7690 | 7625.541 | 7241
55801_G_CT13 | PA | 42045 | MARCUS HOOK ENERGY LP/750 MW | Marcus Hook Energy LP | 10723711 | 58850313 | 55801 | 0003 | 55801 | CT13 | 420450317 | 103 | 49.7 | 6.3 | 68.0738 | 122.802 | 119.06 | 4.1673 | 5.7 | 2022 | 275 | 20 | 200 | 18333.333 | 58.369 | 221112 | -75.4222 | 39.8067 | 2360 | 125 | 120 |  | 182.7 | Y | Natural Gas | Y | N | N | 9999 | N |  | Combined Cycle | 7593 | 7575.2104 | 7287
55801_G_CT1A | PA | 42045 | MARCUS HOOK ENERGY LP/750 MW | Marcus Hook Energy LP | 10723711 | 58814913 | 55801 | 0001 | 55801 | CT1A | 420450317 | 101 | 46.6 | 6.3 | 68.3322 | 139.874 | 135.5 | 4.1179 | 5.6 | 2022 | 275 | 20 | 200 | 18333.333 | 58.369 | 221112 | -75.4222 | 39.8067 | 2360 | 125 | 120 |  | 182.7 | Y | Natural Gas | Y | N | N | 9999 | N |  | Combined Cycle | 7494 | 7455.2603 | 7287
55801_G_CTIB | PA | 42045 | MARCUS HOOK ENERGY LP/750 MW | Marcus Hook Energy LP | 10723711 | 58815013 | 55801 | 0002 | 55801 | CTIB | 420450317 | 102 | 57.5 | 5.1 | 57.6631 | 106.6805 | 103.4 | 3.4574 | 4.7 | 2022 | 275 | 20 | 200 | 18333.333 | 58.369 | 221112 | -75.4222 | 39.8067 | 2360 | 125 | 120 |  | 182.7 | Y | Natural Gas | Y | N | N | 9999 | N |  | Combined Cycle | 6263 | 6227.9507 | 7287
55377_G_UNT8 | PA | 42051 | GANS ENERGY LLC/GANS POWER STA | Gans | 3767811 | 37874113 | 55377 | 8 | 55377 | UNT8 | 420510119 | 101 | 21.8 |  | 26.8388 | 0.238 | 0.198 | 0.1577 | 0.82 | 2022 | 75 | 9 | 816 | 9039.783 | 142.1 | 221112 | -79.8391 | 39.7477 | 29.2 | 125 | 120 |  | 44 | N | Natural Gas | Y | N | N | 9999 | N |  | Combustion Turbine | 1561 | 1560.9697 | 10745
55377_G_UNT9 | PA | 42051 | GANS ENERGY LLC/GANS POWER STA | Gans | 3767811 | 37874213 | 55377 | 9 | 55377 | UNT9 | 420510119 | 102 | 34.16 |  | 26.5418 | 0.242 | 0.2 | 0.1604 | 0.84 | 2022 | 75 | 9 | 816 | 9039.783 | 142.1 | 221112 | -79.8391 | 39.7477 | 29.2 | 125 | 120 |  | 44 | N | Natural Gas | Y | N | N | 9999 | N |  | Combustion Turbine | 1586 | 1586.5496 | 10745
55516_G_CTG1 | PA | 42051 | FAYETTE ENERGY FACILITY/MASONTOWN | Fayette Energy Facility | 9207411 | 54831913 | 55516 | CTG1 | 55516 | CTG1 | 420510122 | 101 | 14.51 | 27.4 | 57.9554 | 117.35 | 117.35 | 5.3255 | 8.16 | 2022 | 225 | 18 | 200 | 17639.783 | 69.328 | 221112 | -79.9181 | 39.8589 | 2510 | 125 | 120 |  | 177.7 | N | Natural Gas | Y | N | N | 9999 | N |  | Combined Cycle | 8375 | 8339.3301 | 7222
55516_G_CTG2 | PA | 42051 | FAYETTE ENERGY FACILITY/MASONTOWN | Fayette Energy Facility | 9207411 | 54832013 | 55516 | CTG2 | 55516 | CTG2 | 420510122 | 102 | 13.62 | 16 | 53.2567 | 60.47 | 60.47 | 5.2323 | 7.93 | 2022 | 225 | 18 | 200 | 17639.783 | 69.328 | 221112 | -79.9182 | 39.8592 | 2510 | 125 | 120 |  | 177.7 | N | Natural Gas | Y | N | N | 9999 | N |  | Combined Cycle | 8412 | 8389.3008 | 7222
7397_G_5 | PA | 42055 | CHAMBERSBURG BORO/FALLING SPRING 2ND ST DIESEL POWER PLT | Falling Spring | 3769511 | 37866713 |  |  | 7397 | 5 | 420550609 | 105 | 0.7718 |  | 9.5875 | 0.0881 | 0.0868 | 0.0092 | 0.4525 | 2022 | 35 | 1.6 | 615 | 429 | 213.265 | 221112 | -77.6627 | 39.9419 | 19.6 | 125 | 160 |  | 2.1 | N | Natural Gas, Distillate Fuel Oil | N | N | N | 9999 | N |  | Combustion Turbine | 54 |  | 10745
7397_G_6 | PA | 42055 | CHAMBERSBURG BORO/FALLING SPRING 2ND ST DIESEL POWER PLT | Falling Spring | 3769511 | 37866613 |  |  | 7397 | 6 | 420550609 | 106 | 0.1212 |  | 5.5935 | 0.0634 | 0.0622 | 0.0049 | 0.2516 | 2022 | 35 | 1.6 | 660 | 429.017 | 213.265 | 221112 | -77.6627 | 39.9419 | 19.6 | 125 | 160 |  | 2.1 | N | Natural Gas, Distillate Fuel Oil | N | N | N | 9999 | N |  | Combustion Turbine | 56 |  | 10745
7397_G_7 | PA | 42055 | CHAMBERSBURG BORO/FALLING SPRING 2ND ST DIESEL POWER PLT | Falling Spring | 3769511 | 37866813 |  |  | 7397 | 7 | 420550609 | 107 | 0.4019 |  | 3.8896 | 0.3728 | 0.3704 | 0.0185 | 1.5723 | 2022 | 1 | 0.1 | 400 | 7.9 | 1000 | 221112 | -77.6627 | 39.9419 | 31.7 | 125 | 160 |  | 2.9 | N | Natural Gas, Distillate Fuel Oil | N | N | N | 9999 | N |  | Combustion Turbine | 84 |  | 10745
55654_G_UN12 | PA | 42055 | CHAMBERSBURG ENERGY LLC/CHAMBERSBURG | Chambersburg | 3769311 | 37867413 | 55654 | 12 | 55654 | UN12 | 420550085 | 012 | 40.766 |  | 45.582 | 0.349 | 0.279 | 0.279 | 1.38 | 2022 | 75 | 9 | 816 | 9039.783 | 142.1 | 221112 | -77.6833 | 39.8667 | 424 | 125 | 120 |  | 44 | N | Natural Gas | Y | N | N | 9999 | N |  | Combustion Turbine | 2776 | 2776.1995 | 10745
55654_G_UN13 | PA | 42055 | CHAMBERSBURG ENERGY LLC/CHAMBERSBURG | Chambersburg | 3769311 | 37867513 | 55654 | 13 | 55654 | UN13 | 420550085 | 013 | 36.804 |  | 34.5694 | 0.265 | 0.212 | 0.2115 | 1.042 | 2022 | 75 | 9 | 816 | 9039.783 | 142.1 | 221112 | -77.6833 | 39.8667 | 424 | 125 | 120 |  | 44 | N | Natural Gas | Y | N | N | 9999 | N |  | Combustion Turbine | 2109 | 2108.7307 | 10745
55997_G_10 | PA | 42055 | CHAMBERSBURG BORO/ORCHARD PARK GENERATING STA | Orchard Park | 10722111 | 58850613 |  |  | 55997 | 10 | 420550087 | 112 | 2.2461 |  | 6.9537 | 1.7779 | 1.7758 | 0.1421 | 2.1404 | 2022 | 1 | 0.1 | 730 | 7.9 | 1000 | 221112 | -77.6667 | 39.9083 | 46.7 | 125 | 160 |  | 5.8 | N | Natural Gas, Distillate Fuel Oil | N | N | N | 9999 | N |  | Combustion Turbine | 1497 |  | 10745
55997_G_11 | PA | 42055 | CHAMBERSBURG BORO/ORCHARD PARK GENERATING STA | Orchard Park | 10722111 | 58850713 |  |  | 55997 | 11 | 420550087 | 113 | 2.2461 |  | 6.9577 | 1.7789 | 1.7768 | 0.1422 | 2.1412 | 2022 | 1 | 0.1 | 730 | 7.9 | 1000 | 221112 | -77.6667 | 39.9083 | 46.7 | 125 | 160 |  | 5.8 | N | Natural Gas, Distillate Fuel Oil | N | N | N | 9999 | N |  | Combustion Turbine | 1498 |  | 10745
55997_G_8 | PA | 42055 | CHAMBERSBURG BORO/ORCHARD PARK GENERATING STA | Orchard Park | 10722111 | 58850413 |  |  | 55997 | 8 | 420550087 | 110 | 2.0321 |  | 6.3017 | 1.6115 | 1.6096 | 0.1287 | 1.9386 | 2022 | 1 | 0.1 | 734 | 7.9 | 1000 | 221112 | -77.6667 | 39.9083 | 46.7 | 125 | 160 |  | 5.8 | N | Natural Gas, Distillate Fuel Oil | N | N | N | 9999 | N |  | Combustion Turbine | 1358 |  | 10745
55997_G_9 | PA | 42055 | CHAMBERSBURG BORO/ORCHARD PARK GENERATING STA | Orchard Park | 10722111 | 58850513 |  |  | 55997 | 9 | 420550087 | 111 | 2.2303 |  | 6.813 | 1.74 | 1.7376 | 0.1398 | 2.1071 | 2022 | 1 | 0.1 | 730 | 7.9 | 1000 | 221112 | -77.6667 | 39.9083 | 46.7 | 125 | 160 |  | 5.8 | N | Natural Gas, Distillate Fuel Oil | N | N | N | 9999 | N |  | Combustion Turbine | 46 |  | 10745
3118_B_1 | PA | 42063 | KEYSTONE CONEMAUGH PROJ LLC/CONEMAUGH STATION | Conemaugh | 2905911 | 38673013 | 3118 | 1 | 3118 | 1 | 420630001 | 031 | 712.3058 | 0.4266 | 1660.0108 | 338.4882 | 338.4882 | 809.2535 | 4.2738 | 2022 | 525 | 28 | 124 | 45000 | 73.101 | 221112 | -79.0611 | 40.3842 | 8280 | 125 | 100 |  | 850 | N | Bituminous | Y | N | N | 2029 | N |  | Coal Steam | 4368 | 4357.6011 | 9782
3118_B_2 | PA | 42063 | KEYSTONE CONEMAUGH PROJ LLC/CONEMAUGH STATION | Conemaugh | 2905911 | 38672213 | 3118 | 2 | 3118 | 2 | 420630001 | 032 | 2791.028 | 0.4454 | 1706.0727 | 283.5568 | 283.5568 | 1317.0452 | 7.4229 | 2022 | 525 | 28 | 124 | 45000 | 73.101 | 221112 | -79.0611 | 40.3842 | 8280 | 125 | 100 |  | 850 | N | Bituminous | Y | N | N | 2029 | N |  | Coal Steam | 155 | 4650.8101 | 9704
3130_B_1 | PA | 42063 | SEWARD GENERATING STATION/SEWARD | Seward (PA) | 3005111 | 67474613 | 3130 | 1 | 3130 | 1 | 420630002 | 034 | 570.35 | 3.98 | 817.7675 | 50.76 | 50.76 | 3938.2418 | 5.05 | 2022 | 600 | 17.3 | 165 | 24533.333 | 104.369 | 221112 | -79.0342 | 40.4079 | 2530 | 125 | 100 |  | 260 | N | Waste Coal | Y | N | N | 9999 | N |  | Coal Steam | 300 | 6110.6099 | 10969
3130_B_2 | PA | 42063 | SEWARD GENERATING STATION/SEWARD | Seward (PA) | 3005111 | 67474713 | 3130 | 2 | 3130 | 2 | 420630002 | 035 | 625.38 | 4.48 | 897.8938 | 55.66 | 55.66 | 4067.776 | 5.54 | 2022 | 600 | 17.3 | 165 | 24533.333 | 104.369 | 221112 | -79.0342 | 40.4079 | 2530 | 125 | 100 |  | 260 | N | Waste Coal | Y | N | N | 9999 | N |  | Coal Steam | 300 | 6873.0601 | 10969
10129_G_GEN1 | PA | 42063 | PA STATE SYS OF HIGHER ED/INDIANA UNIV | Indiana University of Pennsylvania | 3019411 | 38365313 |  |  | 10129 | GEN1 | 420630018 | 101 | 4.0213 |  | 14.5353 | 0.69827 | 0.69394 | 1.0716 | 0.4638 | 2022 | 150 | 7 | 400 | 2163.517 | 56.105 | 611310 | -79.1575 | 40.6168 | 4600 | 148 | 160 |  | 6 | Y | Natural Gas, Distillate Fuel Oil | N | Y | N | 9999 | N |  | Combustion Turbine | 60 |  | 8700
10129_G_GEN2 | PA | 42063 | PA STATE SYS OF HIGHER ED/INDIANA UNIV | Indiana University of Pennsylvania | 3019411 | 38365613 |  |  | 10129 | GEN2 | 420630018 | 102 | 4.7536 |  | 17.1902 | 0.82128 | 0.81612 | 1.3493 | 0.55 | 2022 | 150 | 7 | 400 | 2163.517 | 56.105 | 611310 | -79.1575 | 40.6168 | 0.01 | 148 | 160 |  | 6 | Y | Natural Gas, Distillate Fuel Oil | N | Y | N | 9999 | N |  | Combustion Turbine | 87 |  | 8700
10129_G_GEN3 | PA | 42063 | PA STATE SYS OF HIGHER ED/INDIANA UNIV | Indiana University of Pennsylvania | 3019411 | 38365413 |  |  | 10129 | GEN3 | 420630018 | 103 | 3.4869 |  | 12.6139 | 0.59986 | 0.59605 | 1.0438 | 0.4047 | 2022 | 150 | 7 | 400 | 2163.517 | 56.105 | 611310 | -79.1575 | 40.6168 | 0.01 | 148 | 160 |  | 6 | Y | Natural Gas, Distillate Fuel Oil | N | Y | N | 9999 | N |  | Combustion Turbine | 1164 |  | 8700
10129_G_GEN4 | PA | 42063 | PA STATE SYS OF HIGHER ED/INDIANA UNIV | Indiana University of Pennsylvania | 3019411 | 38365213 |  |  | 10129 | GEN4 | 420630018 | 104 | 3.943 |  | 14.2666 | 0.67716 | 0.67284 | 1.207 | 0.4582 | 2022 | 150 | 7 | 400 | 2163.517 | 56.105 | 611310 | -79.1575 | 40.6168 | 0.01 | 148 | 160 |  | 6 | Y | Natural Gas, Distillate Fuel Oil | N | Y | N | 9999 | N |  | Combustion Turbine | 75 |  | 8700
3118_G_A | PA | 42063 | KEYSTONE CONEMAUGH PROJ LLC/CONEMAUGH STATION | Conemaugh | 2905911 | 38672913 |  |  | 3118 | A | 420630001 | 104 | 0.4997 |  | 1.551 | 0.098059 | 0.098059 | 0.0009 | 0.1259 | 2022 | 18 | 4 | 800 | 750.25 | 59.714 | 221112 | -79.0611 | 40.3842 | 3 | 125 | 160 |  | 2.8 | N | Distillate Fuel Oil | N | N | N | 9999 | N |  | Combustion Turbine | 47 |  | 10745
3118_G_B | PA | 42063 | KEYSTONE CONEMAUGH PROJ LLC/CONEMAUGH STATION | Conemaugh | 2905911 | 38672413 |  |  | 3118 | B | 420630001 | 105 | 0.4006 |  | 1.2434 | 0.078553 | 0.078553 | 0.0007 | 0.1009 | 2022 | 18 | 4 | 800 | 750.25 | 59.714 | 221112 | -79.0611 | 40.3842 | 3 | 125 | 160 |  | 2.8 | N | Distillate Fuel Oil | N | N | N | 9999 | N |  | Combustion Turbine | 37 |  | 10745
3118_G_C | PA | 42063 | KEYSTONE CONEMAUGH PROJ LLC/CONEMAUGH STATION | Conemaugh | 2905911 | 38673113 |  |  | 3118 | C | 420630001 | 106 | 0.4716 |  | 1.4638 | 0.092524 | 0.092524 | 0.0009 | 0.1188 | 2022 | 18 | 4 | 800 | 750.25 | 59.714 | 221112 | -79.0611 | 40.3842 | 3 | 125 | 160 |  | 2.8 | N | Distillate Fuel Oil | N | N | N | 9999 | N |  | Combustion Turbine | 44 |  | 10745
3118_G_D | PA | 42063 | KEYSTONE CONEMAUGH PROJ LLC/CONEMAUGH STATION | Conemaugh | 2905911 | 38673213 |  |  | 3118 | D | 420630001 | 107 | 0.4877 |  | 1.5137 | 0.095687 | 0.095687 | 0.0009 | 0.1228 | 2022 | 18 | 4 | 800 | 750.25 | 59.714 | 221112 | -79.0611 | 40.3842 | 3 | 125 | 160 |  | 2.8 | N | Distillate Fuel Oil | N | N | N | 9999 | N |  | Combustion Turbine | 46 |  | 10745
3122_B_1 | PA | 42063 | HOMER CITY GEN LP/CENTER TWP | Homer City Generating Station | 3005211 | 38366513 | 3122 | 1 | 3122 | 1 | 420630003 | 031 | 976.49 | 0.5 | 993.9087 | 150.5901 | 150.0201 | 1206.4219 | 4.06 | 2022 | 800 | 24 | 310 | 38639.1 | 85.404 | 221112 | -79.1968 | 40.5136 | 6790 | 125 | 100 |  | 626 | N | Bituminous | Y | N | N | 2023 | N |  | Coal Steam | 3192 | 3176.9395 | 10439
3122_B_2 | PA | 42063 | HOMER CITY GEN LP/CENTER TWP | Homer City Generating Station | 3005211 | 38366413 | 3122 | 2 | 3122 | 2 | 420630003 | 032 | 330.1 | 0.19 | 398.2566 | 30.6 | 30.34 | 343.2987 | 1.24 | 2022 | 800 | 24 | 310 | 38639.1 | 85.404 | 221112 | -79.1968 | 40.5136 | 6790 | 125 | 100 |  | 613 | N | Bituminous | Y | N | N | 2023 | N |  | Coal Steam | 1027 | 1021.06 | 10362
3122_B_3 | PA | 42063 | HOMER CITY GEN LP/CENTER TWP | Homer City Generating Station | 3005211 | 38366713 | 3122 | 3 | 3122 | 3 | 420630003 | 033 | 2364.2399 |  | 1078.7705 | 366.38 | 365.3499 | 2633.6692 | 4.43 | 2022 | 854 | 27 | 125 | 35946.65 | 62.798 | 221112 | -79.1968 | 40.5136 | 7260 | 125 | 100 |  | 649 | N | Bituminous | Y | N | N | 2023 | N |  | Coal Steam | 5256 | 5243.4897 | 10385
50279_B_MAIN | PA | 42069 | PEI POWER CORP/ARCHBALD | Archbald Power Station | 3022411 | 38353913 | 50279 | 031 | 50279 | MAIN | 420690022 | 031 | 0.75 | 3.3991 | 28.2 | 8.6981 | 8.2607 | 114.3457 | 5.8422 | 2022 | 229 | 4 | 270 | 1491.65 | 118.707 | 221112 | -75.5403 | 41.4844 | 300 | 125 | 100 |  | 20 | N | Landfill Gas | N | N | N | 9999 | N |  | Landfill Gas | 8505 |  | 14429
50279_G_Gen2 | PA | 42069 | PEI POWER CORP/ARCHBALD | Archbald Power Station | 3022411 | 38354113 | 50279 | 2 | 50279 | Gen2 | 420690022 | 034 | 25.3385 |  | 23.5789 | 1.8849 | 1.7193 | 0.1501 | 1.6591 | 2022 | 237 | 11 | 817 | 8906.35 | 93.738 | 221112 | -75.5403 | 41.4844 | 450 | 125 | 100 |  | 43.7 | N | Natural Gas | Y | N | N | 9999 | N |  | Combustion Turbine | 1437 | 1519.75 | 11461
50279_G_GEN5 | PA | 42069 | PEI POWER CORP/ARCHBALD | Archbald Power Station | 3022411 | 94863613 |  |  | 50279 | GEN5 | 420690022 | 035 | 0.0145 |  | 0.3493 | 0.085611 | 0.07809 | 0.1495 | 0.0822 | 2022 | 1 | 0.1 | 70 | 0.1 | 12.658 | 221112 | -75.5403 | 41.4844 | 43.4 | 125 | 100 |  | 4 | N | Landfill Gas | N | N | N | 9999 | N |  | Landfill Gas | 568 |  | 13500
50279_G_GEN6 | PA | 42069 | PEI POWER CORP/ARCHBALD | Archbald Power Station | 3022411 | 94863713 |  |  | 50279 | GEN6 | 420690022 | 036 | 0.0059 |  | 0.1912 | 0.030412 | 0.02774 | 0.0348 | 0.0697 | 2022 | 1 | 0.1 | 738 | 7.9 | 1000 | 221112 | -75.5403 | 41.4844 | 43.4 | 125 | 100 |  | 4 | N | Landfill Gas | N | N | N | 9999 | N |  | Landfill Gas | 484 |  | 13500
60357_G_GEN1 | PA | 42069 | LACKAWANNA ENERGY CTR LLC/JESSUP | Lackawanna Energy Center | 18896111 | 135449413 | 60357 | 1 | 60357 | GEN1 | 420690135 | 101 | 1.9 | 17.3 | 48.6932 | 26.2 | 26.2 | 5.9446 | 1 | 2022 | 200 | 22 | 181 | 1.183 | 0.003 | 221112 | -75.5455 | 41.4716 | 3300 | 125 | 120 |  | 454 | N | Natural Gas | Y | N | N | 9999 | N |  | Combined Cycle | 7000 | 7000.2188 | 7050
60357_G_GEN2 | PA | 42069 | LACKAWANNA ENERGY CTR LLC/JESSUP | Lackawanna Energy Center | 18896111 | 135449513 | 60357 | 2 | 60357 | GEN2 | 420690135 | 102 | 2.6 | 20.7 | 56.4009 | 31.9 | 31.9 | 6.5992 | 1.3 | 2022 | 200 | 22 | 181 | 1.183 | 0.003 | 221112 | -75.5455 | 41.4716 | 3300 | 125 | 120 |  | 454 | N | Natural Gas | Y | N | N | 9999 | N |  | Combined Cycle | 7698 | 7697.8799 | 7050
60357_G_GEN3 | PA | 42069 | LACKAWANNA ENERGY CTR LLC/JESSUP | Lackawanna Energy Center | 18896111 | 135449613 | 60357 | 3 | 60357 | GEN3 | 420690135 | 103 | 7.7 | 18 | 35.8124 | 20.8 | 20.8 | 5.6086 | 1 | 2022 | 200 | 22 | 181 | 1.183 | 0.003 | 221112 | -75.5455 | 41.4716 | 3300 | 125 | 120 |  | 454 | N | Natural Gas | Y | N | N | 9999 | N |  | Combined Cycle | 6802 | 6802.3789 | 7050
50859_B_BLR1 | PA | 42071 | LANCASTER CNTY RRF/ LANCASTER | Lancaster County Resource Recovery | 6581211 | 17397713 |  |  | 50859 | BLR1 | 420710145 | 001 | 3.85 |  | 186.96 | 1.8081 | 1.7571 | 3.7 | 0.526 | 2022 | 305 | 5.3 | 275 | 1833.333 | 83.108 | 562213 | -76.6453 | 40.0717 | 167 | 103 | 270 |  | 10.8 | N | MSW | N | Y | N | 9999 | N |  | Municipal Solid Waste | 8230 |  | 19850
50859_B_BLR2 | PA | 42071 | LANCASTER CNTY RRF/ LANCASTER | Lancaster County Resource Recovery | 6581211 | 17397813 |  |  | 50859 | BLR2 | 420710145 | 002 | 5.84 |  | 167.62 | 1.8387 | 1.7637 | 1.59 | 0.718 | 2022 | 305 | 5.3 | 275 | 1833.333 | 83.108 | 562213 | -76.6453 | 40.0717 | 167 | 103 | 270 |  | 10.8 | N | MSW | N | Y | N | 9999 | N |  | Municipal Solid Waste | 49 |  | 19850
50859_B_BLR3 | PA | 42071 | LANCASTER CNTY RRF/ LANCASTER | Lancaster County Resource Recovery | 6581211 | 17397913 |  |  | 50859 | BLR3 | 420710145 | 003 | 9.04 |  | 188.45 | 1.5706 | 1.5396 | 0.55 | 0.364 | 2022 | 305 | 5.3 | 275 | 1833.333 | 83.108 | 562213 | -76.6453 | 40.0717 | 167 | 103 | 270 |  | 10.8 | N | MSW | N | Y | N | 9999 | N |  | Municipal Solid Waste | 8211 |  | 19850
3138_B_3 | PA | 42073 | NEW CASTLE POWER LLC/NEW CASTLE GENERATING STATION | New Castle Plant | 3776611 | 37249213 | 3138 | 3 | 3138 | 3 | 420730025 | 033 | 11.6546 |  | 67.2987 | 2.9162 | 2.7331 | 0.5157 | 0.6906 | 2022 | 750 | 19.1 | 300 | 43876.133 | 153.157 | 221112 | -80.3679 | 40.938 | 1030 | 125 | 100 |  | 92 | N | Natural Gas | Y | N | N | 9999 | N |  | O/G Steam | 3232 | 3231.8489 | 11532
3138_B_4 | PA | 42073 | NEW CASTLE POWER LLC/NEW CASTLE GENERATING STATION | New Castle Plant | 3776611 | 37249013 | 3138 | 4 | 3138 | 4 | 420730025 | 034 | 1.6146 |  | 76.2163 | 3.3718 | 3.1651 | 0.6368 | 0.7535 | 2022 | 750 | 19.1 | 300 | 43876.133 | 153.157 | 221112 | -80.3679 | 40.938 | 1030 | 125 | 100 |  | 93 | N | Natural Gas | Y | N | N | 9999 | N |  | O/G Steam | 3702 | 3701.7805 | 11226
3138_B_5 | PA | 42073 | NEW CASTLE POWER LLC/NEW CASTLE GENERATING STATION | New Castle Plant | 3776611 | 37249513 | 3138 | 5 | 3138 | 5 | 420730025 | 035 | 2.0014 |  | 66.6725 | 3.9719 | 3.7192 | 0.5598 | 0.7005 | 2022 | 750 | 19.1 | 300 | 43876.133 | 153.157 | 221112 | -80.3679 | 40.938 | 1560 | 125 | 100 |  | 141 | N | Natural Gas | Y | N | N | 9999 | N |  | O/G Steam | 1 | 2773.1394 | 11405
3138_G_EMDA | PA | 42073 | NEW CASTLE POWER LLC/NEW CASTLE GENERATING STATION | New Castle Plant | 3776611 | 37248913 |  |  | 3138 | EMDA | 420730025 | 036 | 0.246 |  | 0.9262 | 0.0166 | 0.0161 | 0.003 | 0.026 | 2022 | 19 | 3.5 | 746 | 973.533 | 101.055 | 221112 | -80.3679 | 40.938 | 30 | 125 | 690 |  | 2.5 | N | Distillate Fuel Oil | N | N | N | 9999 | N |  | Combustion Turbine | 21 |  | 14775
61028_G_CTG1 | PA | 42073 | HICKORY RUN ENERGY LLC/NORTH BEAVER TWP | Hickory Run Energy Station | 19000811 | 137545913 | 61028 | CT1 | 61028 | CTG1 | 420730001 | 031A | 29.7275 | 31.476 | 65.352 | 27.5336 | 27.5336 | 6.4586 | 5.2091 | 2022 | 245 | 18 | 210 | 25000 | 98.266 | 221112 | -80.4297 | 40.9949 | 3550 | 125 | 140 |  | 265.8 | N | Natural Gas | Y | N | N | 9999 | N | 61028_G_CTG1;61028_G_STG1 | Combined Cycle | 7441 | 7441.5186 | 7050
61028_G_CTG2 | PA | 42073 | HICKORY RUN ENERGY LLC/NORTH BEAVER TWP | Hickory Run Energy Station | 19000811 | 137546013 | 61028 | CT2 | 61028 | CTG2 | 420730001 | 032A | 22.723 | 41.098 | 65.9483 | 35.0196 | 35.0196 | 6.2525 | 5.0028 | 2022 | 245 | 18 | 210 | 25000 | 98.266 | 221112 | -80.4297 | 40.9949 | 3550 | 125 | 140 |  | 268.7 | N | Natural Gas | Y | N | N | 9999 | N |  | Combined Cycle | 7146 | 7146.8394 | 7050
55337_G_CT1 | PA | 42075 | HELIX IRONWOOD LLC/LEBANON | Ironwood LLC | 3897711 | 37131913 | 55337 | 0001 | 55337 | CT1 | 420750069 | T001 | 5.8 | 17.28 | 129.4811 | 35.44 | 24.71 | 5.7339 | 3.78 | 2022 | 182 | 22.8 | 190 | 23501.35 | 57.418 | 221112 | -76.3658 | 40.3509 | 3120 | 125 | 120 |  | 263.4 | N | Natural Gas | Y | N | N | 9999 | N |  | Combined Cycle | 7941 | 7932.8398 | 7260
55337_G_CT2 | PA | 42075 | HELIX IRONWOOD LLC/LEBANON | Ironwood LLC | 3897711 | 37131813 | 55337 | 0002 | 55337 | CT2 | 420750069 | T002 | 9.1 | 6.94 | 114.1143 | 64.82 | 61.06 | 5.6222 | 3.72 | 2022 | 182 | 22.8 | 190 | 23501.35 | 57.418 | 221112 | -76.3658 | 40.3509 | 3120 | 125 | 120 |  | 263.4 | N | Natural Gas | Y | N | N | 9999 | N |  | Combined Cycle | 7797 | 7784.5215 | 7260
3139_G_CTG2 | PA | 42077 | MARTINS CREEK LLC/ALLENTOWN CTG SITE |  | 5452111 | 27541513 |  |  |  |  | 420770544 | 002 | 0.0026 |  | 0.3932 | 0.0091 | 0.00774 | 0.0297 | 0.0003 | 2021 | 25 | 6 | 895 | 6716.65 | 237.577 | 221112 | -75.456 | 40.6084 | 269 | 125 | 120 |  |  |  |  | N | N | N |  | N |  |  | 8
3139_G_CTG3 | PA | 42077 | MARTINS CREEK LLC/ALLENTOWN CTG SITE |  | 5452111 | 27541813 |  |  |  |  | 420770544 | 003 | 0.0025 |  | 0.3799 | 0.0088 | 0.00748 | 0.0287 | 0.0003 | 2021 | 25 | 6 | 895 | 6716.65 | 237.577 | 221112 | -75.456 | 40.6084 | 269 | 125 | 120 |  |  |  |  | N | N | N |  | N |  |  | 7
3139_G_CTG4 | PA | 42077 | MARTINS CREEK LLC/ALLENTOWN CTG SITE |  | 5452111 | 27541613 |  |  |  |  | 420770544 | 004 | 0.0025 |  | 0.3749 | 0.0088 | 0.00748 | 0.0283 | 0.0003 | 2022 | 25 | 6 | 895 | 6716.65 | 237.577 | 221112 | -75.456 | 40.6084 | 269 | 125 | 120 |  |  |  |  | N | N | N |  | N |  |  | 7
3139_G_CTG1 | PA | 42077 | MARTINS CREEK LLC/ALLENTOWN CTG SITE |  | 5452111 | 27541713 |  |  |  |  | 420770544 | 001 | 0.0022 |  | 0.3298 | 0.0077 | 0.00654 | 0.0249 | 0.0003 | 2021 | 25 | 6 | 895 | 6716.65 | 237.577 | 221112 | -75.456 | 40.6084 | 269 | 125 | 120 |  |  |  |  | N | N | N |  | N |  |  | 6
10870_G_GEN1 | PA | 42079 | HAZLETON GEN LLC/HAZLE TWP | Hazelton | 4744211 | 27693213 | 10870 | TURBIN | 10870 | GEN1 |  |  | 1.722 |  | 4.5423 | 0.52562 | 0.43416 | 0.0398 | 0.0228 |  | 225 | 13.3 | 307 | 14566.683 | 104.992 | 221112 | -76.0415 | 40.9281 |  | 125 | 120 |  | 58.9 | N | Natural Gas, Distillate Fuel Oil | Y | N | N | 9999 | N |  | Combustion Turbine |  | 50.77 | 13894
10870_G_GEN2 | PA | 42079 | HAZLETON GEN LLC/HAZLE TWP | Hazelton | 4744211 | 67500613 | 10870 | TURB2 | 10870 | GEN2 | 420790202 | 102A | 5.76 |  | 2.1659 | 0.82969 | 0.80361 | 0.0172 | 0.0547 | 2022 | 100 | 10 | 1000 | 9883.333 | 125.859 | 221112 | -76.0416 | 40.9282 | 375 | 125 | 120 |  | 28.3 | N | Natural Gas, Distillate Fuel Oil | Y | N | N | 9999 | N |  | Combustion Turbine | 139 | 162.48 | 13887
10870_G_GEN3 | PA | 42079 | HAZLETON GEN LLC/HAZLE TWP | Hazelton | 4744211 | 67500713 | 10870 | TURB3 | 10870 | GEN3 | 420790202 | 103A | 7.578 |  | 3.0632 | 1.07 | 1.0161 | 0.0305 | 0.0728 | 2022 | 100 | 10 | 1000 | 9883.333 | 125.859 | 221112 | -76.0416 | 40.9282 | 375 | 125 | 120 |  | 29.3 | N | Natural Gas, Distillate Fuel Oil | Y | N | N | 9999 | N |  | Combustion Turbine | 21 | 221.08 | 13885
10870_G_GEN4 | PA | 42079 | HAZLETON GEN LLC/HAZLE TWP | Hazelton | 4744211 | 67500813 | 10870 | TURB4 | 10870 | GEN4 | 420790202 | 104A | 6.714 |  | 2.9784 | 1.2636 | 1.1469 | 0.0432 | 0.0628 | 2022 | 100 | 10 | 1000 | 9883.333 | 125.859 | 221112 | -76.0416 | 40.9282 | 375 | 125 | 120 |  | 29.1 | N | Natural Gas, Distillate Fuel Oil | Y | N | N | 9999 | N |  | Combustion Turbine | 152 | 207.82 | 13888
3176_G_5 | PA | 42079 | UGI DEVELOPMENT CO/HUNLOCK CREEK ENERGY CENTER | Hunlock Power Station | 4742711 | 99882513 | 3176 | CT5 | 3176 | 5 | 420790014 | CT5 | 8.63 | 2.2 | 13.907 | 8.3113 | 8.3113 | 0.5969 | 0.3841 | 2022 | 50 | 4 | 400 | -1 | 100 | 221112 | -76.0701 | 41.202 | 471 | 125 | 140 |  | 48 | N | Natural Gas | Y | N | N | 9999 | N | 3176_G_3;3176_G_5 | Combined Cycle | 5610 | 5609.8613 | 8196
3176_G_6 | PA | 42079 | UGI DEVELOPMENT CO/HUNLOCK CREEK ENERGY CENTER | Hunlock Power Station | 4742711 | 99882613 | 3176 | CT6 | 3176 | 6 |  |  | 9.34 | 3.7 | 13.356 | 6.9435 | 6.9435 | 0.6322 | 0.3939 |  | 50 | 4 | 400 | -1 | 100 | 221112 | -76.0701 | 41.202 |  | 125 | 140 |  | 48 | N | Natural Gas | Y | N | N | 9999 | N |  | Combined Cycle |  | 5563.7368 | 8196
56397_G_4 | PA | 42079 | HUNLOCK ENERGY LLC/HUNLOCK | Hunlock Unit 4 | 12800611 | 67507313 | 56397 | 4 | 56397 | 4 | 420790001 | CT01 | 7.6811 |  | 22.5138 | 0.0768 | 0.0471 | 0.1178 | 0.5377 | 2022 | 75 | 9 | 816 | 9039.783 | 142.1 | 221112 | -76.0685 | 41.2033 | 471 | 125 | 120 |  | 44.8 | N | Natural Gas | Y | N | N | 9999 | N |  | Combustion Turbine | 1160 | 1159.21 | 25000
59906_G_GEN1 | PA | 42079 | CAITHNESS MOXIE FREEDOM GENERATION PLANT/SALEM TWP | Moxie Freedom Generation Plant | 18895311 | 135438713 | 59906 | 201 | 59906 | GEN1 | 420790126 | 201 | 1.2105 | 17.5661 | 57.0371 | 34.042 | 34.042 | 5.7042 | 9.2374 | 2022 | 1 | 0.1 | 70 | 7.9 | 1000 | 221112 | -76.1578 | 41.1126 | 3580 | 125 | 120 |  | 522.5 | N | Natural Gas | Y | N | N | 9999 | N |  | Combined Cycle | 5658 | 5658.0903 | 7050
59906_G_GEN2 | PA | 42079 | CAITHNESS MOXIE FREEDOM GENERATION PLANT/SALEM TWP | Moxie Freedom Generation Plant | 18895311 | 135438813 | 59906 | 202 | 59906 | GEN2 | 420790126 | 202 | 1.837 | 24.5191 | 32.7022 | 18.9144 | 18.9144 | 3.2181 | 2.7461 | 2022 | 1 | 0.1 | 70 | 7.9 | 1000 | 221112 | -76.1578 | 41.1126 | 3580 | 125 | 120 |  | 522.5 | N | Natural Gas | Y | N | N | 9999 | N |  | Combined Cycle | 3280 | 3279.7502 | 7050
3144_G_CTG2 | PA | 42079 | MARTINS CREEK LLC/HARWOOD CTS |  | 4473111 | 27692313 |  |  |  |  | 420790597 | CT02 | 0.0057 |  | 0.8228 | 0.0198 | 0.01684 | 0.0401 | 0.0007 | 2021 | 25 | 6 | 895 | 6716.65 | 237.577 | 221112 | -76.0284 | 40.9353 | 269 | 125 | 120 |  |  |  |  | N | N | N |  | N |  |  | 19
3144_G_CTG1 | PA | 42079 | MARTINS CREEK LLC/HARWOOD CTS |  | 4473111 | 27692413 |  |  |  |  | 420790597 | CT01 | 0.0055 |  | 0.7955 | 0.019 | 0.01616 | 0.0385 | 0.0007 | 2021 | 25 | 6 | 895 | 6716.65 | 237.577 | 221112 | -76.0284 | 40.9353 | 269 | 125 | 120 |  |  |  |  | N | N | N |  | N |  |  | 19
58426_G_GEN1 | PA | 42081 | HAMILTON PATRIOT, LLC/HAMILTON PATRIOT GENERATION PLANT | Hamilton Patriot Generation Plant | 18039911 | 129197613 | 58426 | CT1 | 58426 | GEN1 | 420810052 | P103 | 7.2 | 15.4 | 65.6714 | 43.3724 | 43.3724 | 6.4186 | 5.9387 | 2022 | 160 | 22 | 200 | 25607.283 | 67.359 | 221112 | -76.8397 | 41.1813 | 3250 | 125 | 120 |  | 412.5 | N | Natural Gas | Y | N | N | 9999 | N |  | Combined Cycle | 8382 | 8366.8105 | 7050
58426_G_GEN2 | PA | 42081 | HAMILTON PATRIOT, LLC/HAMILTON PATRIOT GENERATION PLANT | Hamilton Patriot Generation Plant | 18039911 | 129197713 | 58426 | CT2 | 58426 | GEN2 | 420810052 | P104 | 6.1 | 13.3 | 62.2709 | 50.9184 | 50.9184 | 6.2036 | 6.9468 | 2022 | 160 | 22 | 200 | 25607.283 | 67.359 | 221112 | -76.8397 | 41.1813 | 3250 | 125 | 120 |  | 382.5 | N | Natural Gas | Y | N | N | 9999 | N |  | Combined Cycle | 8532 | 8523.1904 | 7050
3155_G_CTG1 | PA | 42081 | MARTINS CREEK LLC/WILLIAMSPORT CTS |  | 5450811 | 27550213 |  |  |  |  | 420810005 | P101 | 0.0016 |  | 0.2414 | 0.0056 | 0.00476 | 0.0383 | 0.0002 | 2021 | 10 | 1.5 | 1500 | 250.033 | 141.411 | 221112 | -77.01 | 41.24 | 14 | 125 | 120 |  |  |  |  | N | N | N |  | N |  |  | 4
3155_G_CTG2 | PA | 42081 | MARTINS CREEK LLC/WILLIAMSPORT CTS |  | 5450811 | 27550113 |  |  |  |  | 420810005 | P102 | 0.0015 |  | 0.2207 | 0.0051 | 0.00434 | 0.035 | 0.0002 | 2021 | 25 | 6 | 895 | 6716.683 | 237.544 | 221112 | -77.01 | 41.24 | 14 | 125 | 120 |  |  |  |  | N | N | N |  | N |  |  | 5
3114_G_1 | PA | 42089 | SHAWNEE POWER LLC/SHAWNEE | Shawnee (PA) | 3748611 | 37854913 |  |  | 3114 | 1 | 420890795 | 101 | 0.0055 |  | 0.9884 | 0.019 | 0.0186 | 0.0336 | 0.0007 | 2022 | 31 | 17.2 | 1060 | 10624.983 | 45.737 | 221112 | -75.0594 | 41.061 | 305 | 125 | 100 |  | 20.6 | N | Distillate Fuel Oil | N | N | N | 9999 | N |  | Combustion Turbine | 12 |  | 25000
54625_B_1 | PA | 42091 | COVANTA PLYMOUTH RENEWABLE ENERGY/ PLYMOUTH | Covanta Plymouth Renewable Energy | 4843611 | 29689713 |  |  | 54625 | 1 | 420910295 | 001 | 31.0073 | 0.7218 | 262.98 | 4.1306 | 3.571 | 18.381 | 1.6944 | 2022 | 305 | 7.2 | 299 | 2642.133 | 64.898 | 562213 | -75.3106 | 40.0958 | 228 | 103 | 270 |  | 14 | N | MSW | N | Y | N | 9999 | N |  | Municipal Solid Waste | 7718 |  | 19383
54625_B_2 | PA | 42091 | COVANTA PLYMOUTH RENEWABLE ENERGY/ PLYMOUTH | Covanta Plymouth Renewable Energy | 4843611 | 29689613 |  |  | 54625 | 2 | 420910295 | 002 | 30.0525 | 0.6622 | 264.92 | 2.8334 | 2.6056 | 19.6931 | 1.2938 | 2022 | 305 | 7.2 | 302 | 2630.883 | 64.636 | 562213 | -75.3106 | 40.0958 | 228 | 103 | 270 |  | 14 | N | MSW | N | Y | N | 9999 | N |  | Municipal Solid Waste | 7699 |  | 19383
3163_G_1 | PA | 42091 | CONSTELLATION GENERATION CO/MOSER GENERATING STATION | Moser Generating Station | 3692211 | 37043713 | 3163 | 1 | 3163 | 1 | 420910625 | 031 | 0.5565 |  | 4.033 | 0.1651 | 0.103 | 0.0031 | 0.0188 | 2022 | 22 | 13.4 | 1090 | 12489.617 | 88.554 | 221112 | -75.6193 | 40.2352 | 284 | 125 | 120 |  | 17 | N | Distillate Fuel Oil | N | N | N | 9999 | N |  | Combustion Turbine | 57 |  | 14389
3163_G_2 | PA | 42091 | CONSTELLATION GENERATION CO/MOSER GENERATING STATION | Moser Generating Station | 3692211 | 37043513 | 3163 | 2 | 3163 | 2 | 420910625 | 032 | 0.5505 |  | 3.9865 | 0.1633 | 0.1018 | 0.0031 | 0.0186 | 2022 | 22 | 13.4 | 1090 | 12489.617 | 88.554 | 221112 | -75.6193 | 40.2352 | 284 | 125 | 120 |  | 17 | N | Distillate Fuel Oil | N | N | N | 9999 | N |  | Combustion Turbine | 56 |  | 14389
3163_G_3 | PA | 42091 | CONSTELLATION GENERATION CO/MOSER GENERATING STATION | Moser Generating Station | 3692211 | 37043613 | 3163 | 3 | 3163 | 3 | 420910625 | 033 | 0.5016 |  | 3.6343 | 0.1488 | 0.0928 | 0.0028 | 0.0169 | 2022 | 22 | 13.4 | 1090 | 12489.617 | 88.554 | 221112 | -75.6193 | 40.2352 | 284 | 125 | 120 |  | 17 | N | Distillate Fuel Oil | N | N | N | 9999 | N |  | Combustion Turbine | 52 |  | 14389
3149_B_1 | PA | 42093 | MONTOUR LLC/MONTOUR SES | TalenEnergy Montour | 3881111 | 37158713 | 3149 | 1 | 3149 | 1 | 420930003 | 031 | 57.8623 | 1.6232 | 329.3727 | 60.4201 | 60.4201 | 1034.9344 | 6.847 | 2022 | 700 | 30.8 | 130 | 40666.667 | 54.596 | 221112 | -76.6651 | 41.07 | 7320 | 125 | 100 |  | 752 | N | Bituminous | Y | N | N | 9999 | N |  | Coal Steam | 1438 | 1437.8 | 10272
3149_B_2 | PA | 42093 | MONTOUR LLC/MONTOUR SES | TalenEnergy Montour | 3881111 | 37158913 | 3149 | 2 | 3149 | 2 | 420930003 | 032 | 66.7705 | 0.5283 | 419.8314 | 45.8575 | 45.8575 | 1080.9845 | 7.9685 | 2022 | 700 | 30.8 | 130 | 40666.667 | 54.76 | 221112 | -76.6651 | 41.07 | 7240 | 125 | 100 |  | 752 | N | Bituminous | Y | N | N | 9999 | N |  | Coal Steam | 1696 | 1695.62 | 10097
3148_B_3 | PA | 42095 | MC PROJECT CO LLC/MARTINS CREEK | TalenEnergy Martins Creek | 3881711 | 37150613 | 3148 | 3 | 3148 | 3 | 420950010 | 033 | 70.9776 | 2.8907 | 76.8443 | 7.518 | 7.3104 | 18.1678 | 4.818 | 2022 | 600 | 22.5 | 300 | 47540.05 | 119.56 | 221112 | -75.1076 | 40.796 | 7720 | 125 | 100 |  | 850 | N | Natural Gas, Residual Fuel Oil | Y | N | N | 9999 | N |  | O/G Steam | 325 | 614.6401 | 11270
3148_B_4 | PA | 42095 | MC PROJECT CO LLC/MARTINS CREEK | TalenEnergy Martins Creek | 3881711 | 37151113 | 3148 | 4 | 3148 | 4 | 420950010 | 034 | 57.029 | 2.392 | 55.0246 | 7.4297 | 6.9786 | 16.1967 | 3.9343 | 2022 | 600 | 22.5 | 300 | 47540.05 | 119.56 | 221112 | -75.1076 | 40.796 | 7720 | 125 | 100 |  | 850 | N | Natural Gas, Residual Fuel Oil | Y | N | N | 9999 | N |  | O/G Steam | 52 | 495.71 | 11340
50888_B_BLR1 | PA | 42095 | NORTHAMPTON GEN CO/NORTHAMPTON | Northampton Generating Company LP | 6558911 | 17966613 | 50888 | NGC01 | 50888 | BLR1 | 420950536 | 001 | 3.8669 |  | 206.7129 | 72.3205 | 28.7539 | 224.6872 | 0.0205 | 2022 | 275 | 9.5 | 270 | 6295.167 | 88.817 | 221112 | -75.4783 | 40.6925 | 1150 | 125 | 100 |  | 112 | N | Waste Coal | Y | N | N | 9999 | N |  | Coal Steam | 5012 | 5012 | 10316
3113_G_3 | PA | 42095 | PORTLAND POWER LLC/PORTLAND COMBUSTION TURBINE | Portland (PA) | 3881811 | 37149613 | 3113 | 033 | 3113 | 3 | 420950011 | 101 | 0.0034 |  | 0.5419 | 0.013935 | 0.013472 | 0.0209 | 0.0004 | 2022 | 26 | 11 | 900 | 3062 | 32.219 | 221112 | -75.079 | 40.9083 | 259 | 125 | 690 |  | 16 | N | Natural Gas, Distillate Fuel Oil | N | N | N | 9999 | N |  | Combustion Turbine | 9 |  | 25000
3113_G_4 | PA | 42095 | PORTLAND POWER LLC/PORTLAND COMBUSTION TURBINE | Portland (PA) | 3881811 | 37149713 | 3113 | 034 | 3113 | 4 | 420950011 | 102 | 0.0134 |  | 2.1549 | 0.055476 | 0.053432 | 0.0833 | 0.0017 | 2022 | 26 | 12 | 960 | 3918.8 | 34.647 | 221112 | -75.079 | 40.9083 | 326 | 125 | 690 |  | 21 | N | Natural Gas, Distillate Fuel Oil | N | N | N | 9999 | N |  | Combustion Turbine | 1 |  | 25000
3113_G_5 | PA | 42095 | PORTLAND POWER LLC/PORTLAND COMBUSTION TURBINE | Portland (PA) | 3881811 | 37150213 | 3113 | 5 | 3113 | 5 | 420950011 | 103 | 0.0421 |  | 8.2811 | 0.55572 | 0.53478 | 0.8321 | 0.0543 | 2022 | 142 | 19 | 1000 | 38499.983 | 135.801 | 221112 | -75.079 | 40.9083 | 1440 | 125 | 690 |  | 140.5 | N | Distillate Fuel Oil | Y | N | N | 9999 | N |  | Combustion Turbine | 55 | 55.26 | 25000
55667_G_G1 | PA | 42095 | LOWER MOUNT BETHEL ENERGY SES/BANGOR | Lower Mount Bethel Energy | 12796911 | 67547913 | 55667 | CT01 | 55667 | G1 | 420950256 | 101 | 22.694 | 5.0792 | 61.8764 | 49.0634 | 37.764 | 4.4498 | 0.7434 | 2022 | 225 | 18 | 219 | 63.067 | 0.248 | 221112 | -75.1072 | 40.8022 | 2310 | 125 | 120 |  | 195.3 | N | Natural Gas | Y | N | N | 9999 | N |  | Combined Cycle | 7603 | 7586.96 | 7339
55667_G_G2 | PA | 42095 | LOWER MOUNT BETHEL ENERGY SES/BANGOR | Lower Mount Bethel Energy | 12796911 | 67548013 | 55667 | CT02 | 55667 | G2 | 420950256 | 102 | 19.151 | 5.2999 | 64.4855 | 50.9146 | 39.1888 | 4.6079 | 18.5916 | 2022 | 225 | 18 | 219 | 63.683 | 0.262 | 221112 | -75.1072 | 40.8022 | 2310 | 125 | 120 |  | 191.3 | N | Natural Gas | Y | N | N | 9999 | N |  | Combined Cycle | 7975 | 7964.7397 | 7339
55690_G_CTG1 | PA | 42095 | CALPINE BETHLEHEM LLC/BETHLEHEM | Bethlehem Power Plant | 3883511 | 37138713 | 55690 | 1 | 55690 | CTG1 | 420950254 | 031 | 0.0712 | 2.4324 | 18.1854 | 21.9854 | 18.5436 | 1.8981 | 1.6238 | 2022 | 136 | 18.4 | 990 | 28333.333 | 106.567 | 221112 | -75.3135 | 40.619 | 1570 | 125 | 140 |  | 118 | N | Natural Gas, Distillate Fuel Oil | Y | N | N | 9999 | N | 55690_G_STG4;55690_G_CTG1 | Combined Cycle | 5463 | 5513.5488 | 8107
55690_G_CTG2 | PA | 42095 | CALPINE BETHLEHEM LLC/BETHLEHEM | Bethlehem Power Plant | 3883511 | 37138813 | 55690 | 2 | 55690 | CTG2 | 420950254 | 032 | 0.062 | 2.2492 | 16.9785 | 20.0664 | 16.89 | 1.7072 | 1.4632 | 2022 | 188 | 17 | 990 | 15250 | 67.195 | 221112 | -75.3141 | 40.6178 | 1570 | 125 | 140 |  | 127 | N | Natural Gas, Distillate Fuel Oil | Y | N | N | 9999 | N |  | Combined Cycle | 73 | 5041.1499 | 8107
55690_G_CTG3 | PA | 42095 | CALPINE BETHLEHEM LLC/BETHLEHEM | Bethlehem Power Plant | 3883511 | 37138913 | 55690 | 3 | 55690 | CTG3 | 420950254 | 033 | 0.1 | 2.524 | 15.6033 | 19.3486 | 16.2868 | 1.6633 | 1.4114 | 2022 | 136 | 18.4 | 990 | 28333.333 | 106.567 | 221112 | -75.3135 | 40.619 | 1570 | 125 | 140 |  | 127 | N | Natural Gas, Distillate Fuel Oil | Y | N | N | 9999 | N |  | Combined Cycle | 71 | 4799.5806 | 8107
55690_G_CTG5 | PA | 42095 | CALPINE BETHLEHEM LLC/BETHLEHEM | Bethlehem Power Plant | 3883511 | 37139013 | 55690 | 5 | 55690 | CTG5 | 420950254 | 035 | 0.08 | 2.5412 | 18.9599 | 22.6198 | 18.9968 | 1.8797 | 1.6266 | 2022 | 188 | 17 | 990 | 15250 | 67.195 | 221112 | -75.3141 | 40.6178 | 1570 | 125 | 140 |  | 118 | N | Natural Gas, Distillate Fuel Oil | Y | N | N | 9999 | N | 55690_G_STG8;55690_G_CTG5 | Combined Cycle | 5642 | 5755.5938 | 8107
55690_G_CTG6 | PA | 42095 | CALPINE BETHLEHEM LLC/BETHLEHEM | Bethlehem Power Plant | 3883511 | 37138613 | 55690 | 6 | 55690 | CTG6 | 420950254 | 036 | 0.058 | 3.2632 | 16.2391 | 21.2616 | 17.8948 | 1.7843 | 1.5498 | 2022 | 136 | 18.4 | 990 | 28333.333 | 106.567 | 221112 | -75.3141 | 40.6178 | 1570 | 125 | 140 |  | 127 | N | Natural Gas, Distillate Fuel Oil | Y | N | N | 9999 | N |  | Combined Cycle | 86 | 5461.6465 | 8107
55690_G_CTG7 | PA | 42095 | CALPINE BETHLEHEM LLC/BETHLEHEM | Bethlehem Power Plant | 3883511 | 67547813 | 55690 | 7 | 55690 | CTG7 | 420950254 | 037 | 0.0998 | 2.618 | 14.6588 | 17.443 | 14.7108 | 1.496 | 1.2874 | 2022 | 136 | 18.4 | 990 | 28333.333 | 106.567 | 221112 | -75.3141 | 40.6178 | 1570 | 125 | 140 |  | 127 | N | Natural Gas, Distillate Fuel Oil | Y | N | N | 9999 | N |  | Combined Cycle | 4332 | 4371.5698 | 8107
55765_G_TG1 | PA | 42095 | GREEN KNIGHT/PLAINFIELD LANDFILL GAS | Green Knight Energy Center | 3883611 | 37138513 |  |  | 55765 | TG1 | 420950255 | 001 | 12.1 |  | 12.05 | 1.513 | 1.513 | 13.93 | 0.48 | 2022 | 28 | 4 | 736 | 1597.717 | 127.139 | 221118 | -75.2625 | 40.8603 | 47 | 125 | 100 |  | 2.4 | N | Landfill Gas | N | N | N | 9999 | N |  | Landfill Gas | 5247 |  | 21853
55765_G_TG2 | PA | 42095 | GREEN KNIGHT/PLAINFIELD LANDFILL GAS | Green Knight Energy Center | 3883611 | 37138313 |  |  | 55765 | TG2 | 420950255 | 002 | 14.6 |  | 14.47 | 1.834 | 1.834 | 16.74 | 0.71 | 2022 | 28 | 4 | 736 | 1597.717 | 127.139 | 221118 | -75.2625 | 40.8603 | 47 | 125 | 100 |  | 2.4 | N | Landfill Gas | N | N | N | 9999 | N |  | Landfill Gas | 7017 |  | 21853
55765_G_TG3 | PA | 42095 | GREEN KNIGHT/PLAINFIELD LANDFILL GAS | Green Knight Energy Center | 3883611 | 37138413 |  |  | 55765 | TG3 | 420950255 | 003 | 12.2 |  | 12.1 | 1.513 | 1.513 | 14.03 | 0.61 | 2022 | 28 | 4 | 736 | 1597.717 | 127.139 | 221118 | -75.2625 | 40.8603 | 47 | 125 | 100 |  | 2.4 | N | Landfill Gas | N | N | N | 9999 | N |  | Landfill Gas | 5396 |  | 21853
3148_G_CTG2 | PA | 42095 | MC PROJECT CO LLC/MARTINS CREEK |  | 3881711 | 37151413 |  |  |  |  | 420950010 | 102 | 0.6067 |  | 2.3654 | 0.048 | 0.048 |  | 0.0155 | 2022 | 52 | 10 | 960 | 10895.6 | 138.753 | 221112 | -75.1076 | 40.796 | 350 | 125 | 120 |  |  |  |  | N | N | N |  | N |  |  | 68
3148_G_CTG4 | PA | 42095 | MC PROJECT CO LLC/MARTINS CREEK |  | 3881711 | 37150413 |  |  |  |  | 420950010 | 104 | 0.434 |  | 1.6919 | 0.0344 | 0.0344 |  | 0.0111 | 2022 | 52 | 10 | 960 | 10895.6 | 138.753 | 221112 | -75.1076 | 40.796 | 350 | 125 | 120 |  |  |  |  | N | N | N |  | N |  |  | 44
3148_G_CTG1 | PA | 42095 | MC PROJECT CO LLC/MARTINS CREEK |  | 3881711 | 37150713 |  |  |  |  | 420950010 | 101 | 0.3007 |  | 1.1734 | 0.0239 | 0.0239 |  | 0.0077 | 2022 | 52 | 10 | 960 | 10895.6 | 138.753 | 221112 | -75.1076 | 40.796 | 350 | 125 | 120 |  |  |  |  | N | N | N |  | N |  |  | 44
3148_G_CTG3 | PA | 42095 | MC PROJECT CO LLC/MARTINS CREEK |  | 3881711 | 37151313 |  |  |  |  | 420950010 | 103 | 0.298 |  | 1.1618 | 0.0142 | 0.0142 |  | 0.0076 | 2022 | 52 | 10 | 960 | 10895.6 | 138.753 | 221112 | -75.1076 | 40.796 | 350 | 125 | 120 |  |  |  |  | N | N | N |  | N |  |  | 29
10343_B_SG-101 | PA | 42097 | MT CARMEL COGEN/CULM FIRED COGEN PLT | Foster Wheeler Mt Carmel Cogen | 3762011 | 37027513 | 10343 | SG-101 | 10343 | SG-101 | 420970031 | 031 | 196.2 | 0.06 | 125.1277 | 18.0404 | 4.0319 | 448.5389 | 1.66 | 2022 | 307 | 9 | 550 | 3833.333 | 60.37 | 221112 | -76.4552 | 40.8094 | 624 | 125 | 100 |  | 43 | Y | Waste Coal | Y | N | N | 9999 | N |  | Coal Steam | 4114 | 4060.6296 | 14500
54785_B_1CT | PA | 42101 | GRAYS FERRY COGEN PARTNERSHIP/PHILA | Grays Ferry Cogeneration | 6531511 | 103763413 | 54785 | 25 | 54785 | 1CT | 4210104944 | 003 | 0.1 | 3.13 | 53.546 | 4.07 | 4.07 | 0.7998 | 0.1 | 2022 | 280 | 10.6 | 338 | 5891.267 | 66.732 | 221118 | -75.1886 | 39.9425 | 1100 | 125 | 100 |  | 27 | Y | Natural Gas | Y | N | N | 9999 | N | 54785_G_GEN1;54785_B_B25 | O/G Steam | 8478 | 8472.1895 | 5500
54785_B_1CT | PA | 42101 | GRAYS FERRY COGEN PARTNERSHIP/PHILA | Grays Ferry Cogeneration | 6531511 | 103763313 |  |  | 54785 | 1CT | 4210104944 | 002 | 12.62 | 0.86 | 14.07 | 3.01 | 3.01 | 0.18 | 0.03 | 2022 | 255 | 18 | 254 | 16382.517 | 64.353 | 221118 | -75.1886 | 39.9425 | 366 | 125 | 100 |  | 27 | Y | Natural Gas | N | Y | N | 9999 | N |  | O/G Steam | 4358 |  | 5500
3160_G_10 | PA | 42101 | EXELON GENERATION CO/DELAWARE STA | Delaware Generating Station | 6559511 | 103757313 |  |  | 3160 | 10 | 4210104901 | 017 | 0.3516 |  | 2.3672 | 0.1513 | 0.0765 | 0.0244 | 0.0119 | 2022 | 25 | 11 | 1025 | 10522.833 | 110.683 | 221118 | -75.1269 | 39.9671 | 0.01 | 125 | 100 |  | 13 | N | Distillate Fuel Oil | N | N | N | 9999 | N |  | Combustion Turbine | 34 |  | 15644
3160_G_11 | PA | 42101 | EXELON GENERATION CO/DELAWARE STA | Delaware Generating Station | 6559511 | 103757213 |  |  | 3160 | 11 | 4210104901 | 016 | 0.3318 |  | 2.2351 | 0.1428 | 0.0722 | 0.0231 | 0.0112 | 2022 | 25 | 11 | 1025 | 10522.833 | 110.683 | 221118 | -75.1269 | 39.9671 | 0.01 | 125 | 100 |  | 13 | N | Distillate Fuel Oil | N | N | N | 9999 | N |  | Combustion Turbine | 35 |  | 15644
3160_G_12 | PA | 42101 | EXELON GENERATION CO/DELAWARE STA | Delaware Generating Station | 6559511 | 103757113 |  |  | 3160 | 12 | 4210104901 | 015 | 0.3249 |  | 2.1878 | 0.1398 | 0.0707 | 0.0327 | 0.011 | 2022 | 25 | 11 | 1025 | 10522.833 | 110.683 | 221118 | -75.1269 | 39.9671 | 0.01 | 125 | 100 |  | 13 | N | Distillate Fuel Oil | N | N | N | 9999 | N |  | Combustion Turbine | 33 |  | 15644
3160_G_9 | PA | 42101 | EXELON GENERATION CO/DELAWARE STA | Delaware Generating Station | 6559511 | 103757413 |  |  | 3160 | 9 | 4210104901 | 018 | 0.3882 |  | 2.7785 | 0.1152 | 0.0719 | 0.027 | 0.0131 | 2022 | 25 | 11 | 1090 | 12489.617 | 131.371 | 221118 | -75.1269 | 39.9671 | 0.01 | 125 | 100 |  | 17 | N | Distillate Fuel Oil | N | N | N | 9999 | N |  | Combustion Turbine | 35 |  | 15636
3168_G_91 | PA | 42101 | EXELON GENERATING CO/RICHMOND | Richmond Generating Station | 3915211 | 103756913 | 3168 | 91 | 3168 | 91 | 4210104903 | 038 | 0.0741 |  | 13.2094 | 0.5343 | 0.3966 | 4.6009 | 0.0092 | 2022 | 40 | 20 | 950 | 23333.333 | 74.242 | 221122 | -75.0733 | 39.9853 | 838 | 125 | 120 |  | 49 | N | Distillate Fuel Oil | Y | N | N | 9999 | N |  | Combustion Turbine | 71 | 71.51 | 12309
3168_G_92 | PA | 42101 | EXELON GENERATING CO/RICHMOND | Richmond Generating Station | 3915211 | 103756813 | 3168 | 92 | 3168 | 92 | 4210104903 | 037 | 0.074 |  | 13.189 | 0.5536 | 0.4161 | 4.5922 | 0.0092 | 2022 | 40 | 20 | 950 | 23333.333 | 74.242 | 221122 | -75.0733 | 39.9853 | 838 | 125 | 120 |  | 49 | N | Distillate Fuel Oil | Y | N | N | 9999 | N |  | Combustion Turbine | 74 | 74.66 | 12311
3169_G_10 | PA | 42101 | EXELON GENERATION CO/SCHUYLKILL STA | Schuylkill Generating Station | 6559811 | 103757613 |  |  | 3169 | 10 | 4210104904 | 007 | 0.3947 |  | 2.1341 | 0.1488 | 0.1079 | 0.0054 | 0.0133 | 2022 | 29 | 12 | 1090 | 10500 | 92.803 | 221112 | -75.1883 | 39.9425 | 233 | 125 | 120 |  | 13 | N | Distillate Fuel Oil | N | N | N | 9999 | N |  | Combustion Turbine | 40 |  | 25000
3169_G_11 | PA | 42101 | EXELON GENERATION CO/SCHUYLKILL STA | Schuylkill Generating Station | 6559811 | 103757713 |  |  | 3169 | 11 | 4210104904 | 008 | 0.3997 |  | 2.9272 | 0.1507 | 0.1092 | 0.0054 | 0.0135 | 2022 | 29 | 12 | 1090 | 12500 | 110.48 | 221112 | -75.1883 | 39.9425 | 233 | 125 | 120 |  | 17 | N | Distillate Fuel Oil | N | N | N | 9999 | N |  | Combustion Turbine | 36 |  | 25000
3170_G_3 | PA | 42101 | EXELON GENERATION CO/SOUTHWARK | Southwark | 6597011 | 103757913 |  |  | 3170 | 3 | 4210104905 | 005 | 0.4712 |  | 3.2194 | 0.5507 | 0.1407 | 0.0045 | 0.0159 | 2022 | 29 | 11 | 1025 | 10522.833 | 110.683 | 221118 | -75.1333 | 39.9136 | 0.01 | 125 | 100 |  | 13 | N | Distillate Fuel Oil | N | N | N | 9999 | N |  | Combustion Turbine | 50 |  | 14053
3170_G_4 | PA | 42101 | EXELON GENERATION CO/SOUTHWARK | Southwark | 6597011 | 103758013 |  |  | 3170 | 4 | 4210104905 | 006 | 0.4711 |  | 3.2216 | 0.5504 | 0.1406 | 0.0045 | 0.0159 | 2022 | 29 | 11 | 1025 | 10522.833 | 110.683 | 221118 | -75.1333 | 39.9136 | 0.01 | 125 | 100 |  | 13 | N | Distillate Fuel Oil | N | N | N | 9999 | N |  | Combustion Turbine | 51 |  | 14066
3170_G_5 | PA | 42101 | EXELON GENERATION CO/SOUTHWARK | Southwark | 6597011 | 103758113 |  |  | 3170 | 5 | 4210104905 | 007 | 0.3033 |  | 2.0685 | 0.3544 | 0.0905 | 0.0029 | 0.0102 | 2022 | 29 | 11 | 1025 | 10522.833 | 110.683 | 221118 | -75.1333 | 39.9136 | 0.01 | 125 | 100 |  | 13 | N | Distillate Fuel Oil | N | N | N | 9999 | N |  | Combustion Turbine | 41 |  | 14066
3170_G_6 | PA | 42101 | EXELON GENERATION CO/SOUTHWARK | Southwark | 6597011 | 103758213 |  |  | 3170 | 6 | 4210104905 | 008 | 0.4606 |  | 3.1508 | 0.5383 | 0.1375 | 0.0044 | 0.0155 | 2022 | 29 | 11 | 1025 | 10522.833 | 110.683 | 221118 | -75.1333 | 39.9136 | 0.01 | 125 | 100 |  | 13 | N | Distillate Fuel Oil | N | N | N | 9999 | N |  | Combustion Turbine | 49 |  | 14066
54785_G_GEN2 | PA | 42101 | GRAYS FERRY COGEN PARTNERSHIP/PHILA | Grays Ferry Cogeneration | 6531511 | 103763213 | 54785 | 2 | 54785 | GEN2 | 4210104944 | 001 | 3.56 | 14.64 | 161.5084 | 51.11 | 51.11 | 3.3643 | 0.51 | 2022 | 255 | 18 | 254 | 16382.517 | 64.353 | 221118 | -75.1886 | 39.9425 | 1880 | 125 | 100 |  | 114 | Y | Natural Gas | Y | N | N | 9999 | N |  | Combustion Turbine | 8315 | 8285.7988 | 5500
50611_B_031 | PA | 42107 | RAUSCH CREEK GENERATION LLC/FRAILEY TWP | Westwood Generation LLC | 4735811 | 27908813 | 50611 | 031 | 50611 | 031 | 421070023 | 031 | 104.7134 | 0.1514 | 270.6324 | 4.8823 | 4.1103 | 308.9395 | 12.194 | 2022 | 320 | 8.5 | 350 | 4786 | 84.355 | 221112 | -76.4502 | 40.6191 | 592 | 125 | 100 |  | 30 | N | Waste Coal | Y | N | N | 9999 | N |  | Coal Steam | 7466 | 7453.4702 | 14500
54634_B_1 | PA | 42107 | SCHUYLKILL ENERGY RES/ST NICHOLAS COGEN | St Nicholas Cogen Project | 8406511 | 352313 | 54634 | 1 | 54634 | 1 | 421070024 | CU031 | 204.3 | 0.4 | 293.5299 | 77.2665 | 49.8632 | 998.2919 | 23.3 | 2022 | 310 | 11 | 365 | 7906.617 | 83.206 | 221112 | -76.1734 | 40.8225 | 1180 | 125 | 100 |  | 86 | Y | Waste Coal | Y | N | N | 9999 | N |  | Coal Steam | 7926 | 8009.7598 | 14500
10113_B_CFB1 | PA | 42107 | GILBERTON POWER CO/JOHN B RICH MEM POWER STA | John B Rich Memorial Power Station | 4105111 | 34990513 | 10113 | 031 | 10113 | CFB1 | 421070025 | 031 | 161.63 | 0.1503 | 180.3901 | 39.1317 | 25.5193 | 355.7142 | 14.48 | 2022 | 326 | 7 | 325 | 6932.733 | 180.16 | 221112 | -76.1995 | 40.7902 | 520 | 125 | 100 |  | 40 | Y | Waste Coal | Y | N | N | 9999 | N |  | Coal Steam | 8515 | 8508.6504 | 13587
10113_B_CFB2 | PA | 42107 | GILBERTON POWER CO/JOHN B RICH MEM POWER STA | John B Rich Memorial Power Station | 4105111 | 34990413 | 10113 | 032 | 10113 | CFB2 | 421070025 | 032 | 162.15 | 0.1564 | 179.8212 | 39.2538 | 25.6002 | 355.592 | 14.53 | 2022 | 326 | 7 | 325 | 6932.733 | 180.16 | 221112 | -76.1995 | 40.7902 | 520 | 125 | 100 |  | 40 | Y | Waste Coal | Y | N | N | 9999 | N |  | Coal Steam | 8588 | 8578.0508 | 13587
3142_G_UNT1 | PA | 42107 | MARTINS CREEK LLC/FISHBACH CTS |  | 4736011 | 27907713 |  |  |  |  | 421070598 | CT01 | 0.0006 |  | 0.1269 | 0.0021 | 0.00178 | 0.0002 | 0.0001 | 2021 | 25 | 6 | 898 | 9550.017 | 337.779 | 221112 | -76.2196 | 40.6891 | 283 | 125 | 120 |  |  |  |  | N | N | N |  | N |  |  | 3
3142_G_UNT2 | PA | 42107 | MARTINS CREEK LLC/FISHBACH CTS |  | 4736011 | 27907813 |  |  |  |  | 421070598 | CT02 | 0.0003 |  | 0.071 | 0.0012 | 0.00104 | 0.0001 |  | 2022 | 25 | 6 | 898 | 9550.017 | 337.779 | 221112 | -76.2196 | 40.6891 | 283 | 125 | 120 |  |  |  |  | N | N | N |  | N |  |  | 2
3152_G_CTG1 | PA | 42109 | SUNBURY GENERATION LP/SUNBURY SES | Sunbury Generation LP | 4737311 | 27902213 |  |  | 3152 | CTG1 | 421090002 | P139 | 0.0032 | 0.0056 | 0.1677 | 0.004796 | 0.004496 | 0.0496 | 0.0008 | 2022 | 52 | 14.4 | 960 | 11117.95 | 68.245 | 221112 | -76.8254 | 40.8379 | 20 | 125 | 120 |  | 18 | N | Distillate Fuel Oil | N | N | N | 9999 | N |  | Combustion Turbine | 5 |  | 16576
3152_G_CTG2 | PA | 42109 | SUNBURY GENERATION LP/SUNBURY SES | Sunbury Generation LP | 4737311 | 27902313 |  |  | 3152 | CTG2 | 421090002 | P140 | 0.0143 | 0.0252 | 0.7562 | 0.021342 | 0.020342 | 0.2237 | 0.0036 | 2022 | 52 | 14.4 | 960 | 11117.95 | 68.245 | 221112 | -76.8254 | 40.8379 | 20 | 125 | 120 |  | 18 | N | Distillate Fuel Oil | N | N | N | 9999 | N |  | Combustion Turbine | 23 |  | 16586
3152_G_DI2 | PA | 42109 | SUNBURY GENERATION LP/SUNBURY SES | Sunbury Generation LP | 4737311 | 27902013 |  |  | 3152 | DI2 | 421090002 | P137 | 0.0078 |  | 0.0362 | 0.0034268 | 0.0016268 | 0.0004 | 0.0006 | 2022 | 50 | 5 | 896 | 6822.633 | 347.333 | 221112 | -76.8254 | 40.8379 | 5 | 125 | 160 |  | 5 | N | Distillate Fuel Oil | N | N | N | 9999 | N |  | Combustion Turbine | 1 |  | 13280
60368_G_CTG1 | PA | 42109 | HUMMEL STA LLC/SUNBURY NAT GAS PLT | Hummel Station LLC | 18897911 | 135435713 | 60368 | CT1 | 60368 | CTG1 | 421090099 | P181 | 4.7907 | 10.5927 | 54.0466 | 28.907 | 28.907 | 5.3624 | 2.7051 | 2022 | 150 | 22 | 262 | 22702.133 | 59.714 | 221112 | -76.8253 | 40.8387 | 2590 | 125 | 120 |  | 223.8 | N | Natural Gas | Y | N | N | 9999 | N |  | Combined Cycle | 7938 | 7938.04 | 7050
60368_G_CTG2 | PA | 42109 | HUMMEL STA LLC/SUNBURY NAT GAS PLT | Hummel Station LLC | 18897911 | 135435313 | 60368 | CT2 | 60368 | CTG2 | 421090099 | P182 | 3.9233 | 12.5094 | 54.428 | 19.4477 | 19.4477 | 5.3721 | 0.8569 | 2022 | 150 | 22 | 262 | 22702.133 | 59.714 | 221112 | -76.8253 | 40.8387 | 2590 | 125 | 120 |  | 219.9 | N | Natural Gas | Y | N | N | 9999 | N |  | Combined Cycle | 7933 | 7932.8096 | 7050
60368_G_CTG3 | PA | 42109 | HUMMEL STA LLC/SUNBURY NAT GAS PLT | Hummel Station LLC | 18897911 | 135435913 | 60368 | CT3 | 60368 | CTG3 | 421090099 | P183 | 3.9692 | 4.4883 | 54.7609 | 27.7644 | 27.7644 | 5.4434 | 3.9802 | 2022 | 150 | 22 | 262 | 22702.133 | 59.714 | 221112 | -76.8253 | 40.8387 | 2590 | 125 | 120 |  | 209.6 | N | Natural Gas | Y | N | N | 9999 | N |  | Combined Cycle | 8139 | 8137.5698 | 7050
3120_G_1 | PA | 42117 | BLOSSBURG POWER LLC/BLOSSBURG GEN STA | Blossburg | 3878511 | 37458813 |  |  | 3120 | 1 | 421170100 | P101 | 1.9265 |  | 9.56 | 0.1997 | 0.1997 | 0.0799 | 0.0493 | 2022 | 32 | 10 | 900 | 2167.867 | 27.593 | 221112 | -77.0818 | 41.7065 | 396 | 125 | 120 |  | 20.9 | N | Natural Gas | N | N | N | 9999 | N |  | Combustion Turbine | 162 |  | 13745
50974_B_UNIT 1 | PA | 42121 | SCRUBGRASS GENERATING PLT/VENANGO | Scrubgrass Reclamation CO. LP. | 4760211 | 32052813 | 50974 | 1 | 50974 | UNIT 1 | 421210013 | 031 | 89.71 | 0.907 | 145.8219 | 29.6355 | 13.5094 | 648.058 | 2.25 | 2022 | 362 | 10.8 | 340 | 7333.333 | 80.713 | 221112 | -79.8114 | 41.2678 | 600 | 125 | 100 |  | 42 | N | Bituminous, Waste Coal | Y | N | N | 9999 | N |  | Coal Steam | 6645 | 6646.2705 | 13904
50974_B_UNIT 2 | PA | 42121 | SCRUBGRASS GENERATING PLT/VENANGO | Scrubgrass Reclamation CO. LP. | 4760211 | 32052513 | 50974 | 2 | 50974 | UNIT 2 | 421210013 | 032 | 79.6 | 0.3348 | 136.5507 | 28.4089 | 12.954 | 514.429 | 2.15 | 2022 | 362 | 10.8 | 340 | 7333.333 | 80.713 | 221112 | -79.8114 | 41.2678 | 600 | 125 | 100 |  | 42 | N | Bituminous, Waste Coal | Y | N | N | 9999 | N |  | Coal Steam | 6368 | 6402.041 | 13904
55233_G_GT01 | PA | 42121 | HANDSOME LAKE ENERGY LLC/KENNERDELL | Handsome Lake Energy LLC | 3880211 | 37451213 | 55233 | EU-1A | 55233 | GT01 | 421210043 | 1A | 1.804 |  | 20.3314 | 0.5824 | 0.5824 | 0.0158 | 0.0172 | 2022 | 53 | 14.3 | 831 | 6965 | 43.375 | 221112 | -79.8061 | 41.2908 | 264 | 125 | 120 |  | 53.5 | N | Natural Gas | Y | N | N | 9999 | N |  | Combustion Turbine | 546 | 458.3401 | 11407
55233_G_GT02 | PA | 42121 | HANDSOME LAKE ENERGY LLC/KENNERDELL | Handsome Lake Energy LLC | 3880211 | 37451413 | 55233 | EU-2A | 55233 | GT02 | 421210043 | 2A | 0.6443 |  | 22.065 | 0.56 | 0.56 | 0.011 | 0.4642 | 2022 | 53 | 14.3 | 831 | 6965 | 43.375 | 221112 | -79.8061 | 41.2908 | 264 | 125 | 120 |  | 53.5 | N | Natural Gas | Y | N | N | 9999 | N |  | Combustion Turbine | 599 | 479.3801 | 11407
55233_G_GT03 | PA | 42121 | HANDSOME LAKE ENERGY LLC/KENNERDELL | Handsome Lake Energy LLC | 3880211 | 37451613 | 55233 | EU-3A | 55233 | GT03 | 421210043 | 3A | 0.9618 |  | 17.9175 | 0.572 | 0.572 | 0.0142 | 0.4033 | 2022 | 53 | 14.3 | 831 | 6965 | 43.375 | 221112 | -79.8061 | 41.2908 | 264 | 125 | 120 |  | 53.5 | N | Natural Gas | Y | N | N | 9999 | N |  | Combustion Turbine | 573 | 485.5902 | 11407
55233_G_GT04 | PA | 42121 | HANDSOME LAKE ENERGY LLC/KENNERDELL | Handsome Lake Energy LLC | 3880211 | 37451813 | 55233 | EU-4A | 55233 | GT04 |  |  | 1.0861 |  | 17.6574 | 0.5845 | 0.5845 | 0.0134 | 0.1621 |  | 53 | 14.3 | 831 | 6965 | 43.375 | 221112 | -79.8061 | 41.2908 |  | 125 | 120 |  | 53.5 | N | Natural Gas | Y | N | N | 9999 | N |  | Combustion Turbine |  | 451.0901 | 11407
55233_G_GT05 | PA | 42121 | HANDSOME LAKE ENERGY LLC/KENNERDELL | Handsome Lake Energy LLC | 3880211 | 37451913 | 55233 | EU-5A | 55233 | GT05 | 421210043 | 5A | 1.6455 |  | 17.812 | 0.4893 | 0.4893 | 0.0105 | 0.2685 | 2022 | 53 | 14.3 | 831 | 6965 | 43.375 | 221112 | -79.8061 | 41.2908 | 264 | 125 | 120 |  | 53.5 | N | Natural Gas | Y | N | N | 9999 | N |  | Combustion Turbine | 509 | 412.39 | 11407
55233_G_GT04B | PA | 42121 | HANDSOME LAKE ENERGY LLC/KENNERDELL |  | 3880211 | 37451013 | 55233 | EU-4B |  |  | 421210043 | 4B | 2.1955 |  | 19.9689 | 0.6051 | 0.6051 | 0.0142 | 0.2892 | 2022 | 53 | 14.3 | 831 | 6965 | 43.375 | 221112 | -79.8061 | 41.2908 | 264 | 125 | 120 |  |  |  |  | Y | N | N |  | N |  |  | 566 | 466.36
55233_G_GT01B | PA | 42121 | HANDSOME LAKE ENERGY LLC/KENNERDELL |  | 3880211 | 37451313 | 55233 | EU-1B |  |  | 421210043 | 1B | 1.7607 |  | 19.6716 | 0.6029 | 0.6029 | 0.0164 | 0.4997 | 2022 | 53 | 14.3 | 831 | 6965 | 43.375 | 221112 | -79.8061 | 41.2908 | 264 | 125 | 120 |  |  |  |  | Y | N | N |  | N |  |  | 562 | 475.3201
55233_G_GT02B | PA | 42121 | HANDSOME LAKE ENERGY LLC/KENNERDELL |  | 3880211 | 37451513 | 55233 | EU-2B |  |  | 421210043 | 2B | 0.7455 |  | 19.8127 | 0.5265 | 0.5265 | 0.0108 | 0.2765 | 2022 | 53 | 14.3 | 831 | 6965 | 43.375 | 221112 | -79.8061 | 41.2908 | 264 | 125 | 120 |  |  |  |  | Y | N | N |  | N |  |  | 560 | 440.3901
55233_G_GT05B | PA | 42121 | HANDSOME LAKE ENERGY LLC/KENNERDELL |  | 3880211 | 37451113 | 55233 | EU-5B |  |  |  |  | 1.1486 |  | 18.3351 | 0.4992 | 0.4992 | 0.0109 | 0.1767 |  | 53 | 14.3 | 831 | 6965 | 43.375 | 221112 | -79.8061 | 41.2908 |  | 125 | 120 |  |  |  |  | Y | N | N |  | N |  |  |  | 410.6
55233_G_GT03B | PA | 42121 | HANDSOME LAKE ENERGY LLC/KENNERDELL |  | 3880211 | 37451713 | 55233 | EU-3B |  |  | 421210043 | 3B | 0.9679 |  | 16.6059 | 0.5208 | 0.5208 | 0.0143 | 0.3795 | 2022 | 53 | 14.3 | 831 | 6965 | 43.375 | 221112 | -79.8061 | 41.2908 | 264 | 125 | 120 |  |  |  |  | Y | N | N |  | N |  |  | 502 | 429.45
3132_G_3 | PA | 42123 | WARREN GENERATION LLC/WARREN COMBUSTION TURBINE | Warren | 3893511 | 37450213 | 3132 | 005 | 3132 | 3 | 421230004 | 035 | 0.4564 |  | 40.4715 | 1.5273 | 1.1349 | 0.0472 | 0.1452 | 2022 | 51 | 19.1 | 890 | 34702.517 | 121.069 | 221112 | -79.1889 | 41.8361 | 1250 | 125 | 120 |  | 62 | N | Natural Gas, Distillate Fuel Oil | Y | N | N | 9999 | N |  | Combustion Turbine | 234 | 234.23 | 14988
60464_G_CTG1 | PA | 42129 | TENASKA PA PARTNERS/WESTMORELAND GEN FAC | Tenaska Westmoreland Generating Station | 18895511 | 135441113 | 60464 | 101 | 60464 | CTG1 | 421290248 | 101 | 1.6 | 6.3 | 58.7139 | 49.7 | 49.7 | 7.3324 | 4.06 | 2022 | 180 | 20 | 192 | 19255 | 61.29 | 221112 | -79.6962 | 40.1756 | 3150 | 125 | 120 |  | 288 | N | Natural Gas | Y | N | N | 9999 | N |  | Combined Cycle | 7735 | 7731.3198 | 7050
60464_G_CTG2 | PA | 42129 | TENASKA PA PARTNERS/WESTMORELAND GEN FAC | Tenaska Westmoreland Generating Station | 18895511 | 135441213 | 60464 | 102 | 60464 | CTG2 | 421290248 | 102 | 1.7 | 5.1 | 58.2757 | 21.8 | 21.8 | 7.2537 | 11.75 | 2022 | 180 | 20 | 192 | 19255 | 61.29 | 221112 | -79.6966 | 40.1759 | 3150 | 125 | 120 |  | 288 | N | Natural Gas | Y | N | N | 9999 | N |  | Combined Cycle | 7605 | 7600.3599 | 7050
50463_G_GEN1 | PA | 42131 | PROCTER & GAMBLE PAPER PROD CO/MEHOOPANY | Procter & Gamble Mehoopany Mill | 4952011 | 28942313 | 50463 | 328001 | 50463 | GEN1 | 421310009 | 035 | 15.3219 |  | 113.5742 | 16.0702 | 16.0702 | 0.7437 | 2.1618 | 2022 | 75 | 5 | 195 | 644.75 | 32.843 | 322120 | -76.047 | 41.5734 | 644 | 133 | 100 |  | 40 | Y | Natural Gas | Y | N | Y | 9999 | N |  | Combustion Turbine | 8632 | 3618.4302 | 8700
50215_B_101 | PA | 42133 | YORK CNTY SOLID WASTE/YORK CNTY RESOURCE RECOVERY | York County Resource Recovery | 4120011 | 34988713 |  |  | 50215 | 101 | 421330073 | 101 | 39.86 |  | 138.76 | 1.9928 | 1.4228 | 22.14 | 3.07 | 2022 | 320 | 10 | 270 | 1377.367 | 17.553 | 562213 | -76.7175 | 40.0017 | 56 | 103 | 270 |  | 10 | N | MSW | N | Y | N | 9999 | N |  | Municipal Solid Waste | 8191 |  | 20253
50215_B_102 | PA | 42133 | YORK CNTY SOLID WASTE/YORK CNTY RESOURCE RECOVERY | York County Resource Recovery | 4120011 | 34988813 |  |  | 50215 | 102 | 421330073 | 102 | 36.42 |  | 169.15 | 1.9488 | 1.3888 | 20.52 | 2.26 | 2022 | 320 | 10 | 270 | 1377.367 | 17.553 | 562213 | -76.7175 | 40.0017 | 56 | 103 | 270 |  | 10 | N | MSW | N | Y | N | 9999 | N |  | Municipal Solid Waste | 8069 |  | 20253
50215_B_103 | PA | 42133 | YORK CNTY SOLID WASTE/YORK CNTY RESOURCE RECOVERY | York County Resource Recovery | 4120011 | 34988913 |  |  | 50215 | 103 | 421330073 | 103 | 25.37 |  | 158.51 | 1.9157 | 1.3657 | 24.7 | 1.37 | 2022 | 320 | 10 | 270 | 1377.367 | 17.553 | 562213 | -76.7175 | 40.0017 | 56 | 103 | 270 |  | 10 | N | MSW | N | Y | N | 9999 | N |  | Municipal Solid Waste | 7818 |  | 20253
3140_B_1 | PA | 42133 | BRUNNER ISLAND LLC/BRUNNER ISLAND | Brunner Island | 3193911 | 38702613 | 3140 | 1 | 3140 | 1 | 421330020 | 031A | 37.17 | 8.57 | 754.3047 | 52.9369 | 52.3616 | 626.06 | 1.64 | 2022 | 450 | 19.6 | 130 | 46842.933 | 155.2 | 221112 | -76.697 | 40.096 | 3340 | 125 | 100 |  | 306 | N | Natural Gas | Y | N | N | 9999 | N |  | O/G Steam | 3021 | 4370.7598 | 11245
3140_B_2 | PA | 42133 | BRUNNER ISLAND LLC/BRUNNER ISLAND | Brunner Island | 3193911 | 38702513 | 3140 | 2 | 3140 | 2 | 421330020 | 032 | 70.7099 | 13.49 | 871.7255 | 61.8096 | 61.1184 | 685.6029 | 1.06 | 2022 | 450 | 19.6 | 130 | 46842.933 | 155.2 | 221112 | -76.697 | 40.096 | 3800 | 125 | 100 |  | 363 | N | Natural Gas | Y | N | N | 9999 | N |  | O/G Steam | 120 | 5136.0098 | 10686
3140_B_3 | PA | 42133 | BRUNNER ISLAND LLC/BRUNNER ISLAND | Brunner Island | 3193911 | 38702013 | 3140 | 3 | 3140 | 3 |  |  | 364.54 | 17.78 | 1625.2203 | 102.8677 | 101.6861 | 1386.6367 | 1.81 |  | 524 | 30.7 | 130 | 40666.667 | 54.957 | 221112 | -76.697 | 40.096 |  | 125 | 100 |  | 742 | N | Natural Gas | Y | N | N | 9999 | N |  | O/G Steam |  | 4222.4595 | 10306
50397_B_5PB036 | PA | 42133 | PIXELLE SPEC SOLUTIONS LLC/SPRING GROVE | Pixelle Specialty Solutions LLC - Spring Grove Facility | 4966111 | 28925713 | 50397 | 036 | 50397 | 5PB036 | 421330016 | 036 | 52.2686 | 1.2428 | 599.794 | 143.1139 | 109.1053 | 322.6001 | 3.9616 | 2022 | 225 | 9 | 320 | 3666.667 | 57.746 | 322120 | -76.8661 | 39.8698 | 545 | 133 | 100 |  | 53 | Y | Bituminous | Y | N | N | 9999 | N |  | Coal Steam | 8376 | 8387.5 | 8300
50397_B_REC037 | PA | 42133 | PIXELLE SPEC SOLUTIONS LLC/SPRING GROVE | Pixelle Specialty Solutions LLC - Spring Grove Facility | 4966111 | 28925813 |  |  | 50397 | REC037 | 421330016 | 037 | 177.5401 |  | 293.37 | 24.7389 | 4.8562 | 4.91 | 1.8715 | 2022 | 225 | 9 | 367 | 4050 | 63.651 | 322120 | -76.8661 | 39.8698 | 692 | 133 | 100 |  | 18.4 | Y | Non-Fossil Waste | N | Y | N | 9999 | N |  | Non-Fossil Waste | 8527 |  | 5639
3116_G_1 | PA | 42133 | TOLNA POWER LLC/TOLNA GS | Tolna | 3000911 | 38373813 | 3116 | 031 | 3116 | 1 | 421330888 | 101 | 0.0385 |  | 8.1725 | 0.1343 | 0.1343 | 1.2331 | 0.0048 | 2022 | 30 | 7.8 | 932 | 9435.633 | 197.483 | 221112 | -76.6354 | 39.7605 | 305 | 125 | 100 |  | 21 | N | Distillate Fuel Oil | Y | N | N | 9999 | N |  | Combustion Turbine | 92 | 91.6 | 23022
3116_G_2 | PA | 42133 | TOLNA POWER LLC/TOLNA GS | Tolna | 3000911 | 38373713 | 3116 | 032 | 3116 | 2 | 421330888 | 102 | 0.072 |  | 15.5035 | 0.2511 | 0.2511 | 2.341 | 0.009 | 2022 | 30 | 7.8 | 932 | 9435.633 | 197.483 | 221112 | -76.6354 | 39.7605 | 305 | 125 | 100 |  | 20.2 | N | Distillate Fuel Oil | Y | N | N | 9999 | N |  | Combustion Turbine | 165 | 164.85 | 23033
55524_G_CTG1 | PA | 42133 | CALPINE MID MERIT LLC/YORK ENERGY CTR DELTA | York Energy Center | 15649311 | 99820713 | 55524 | 1 | 55524 | CTG1 | 421330329 | 101 | 5.3642 | 1.0112 | 17.0769 | 17.7742 | 17.774 | 1.5744 | 0.9788 | 2022 | 135 | 18.4 | 967 | 32646.083 | 122.775 | 221112 | -76.3083 | 39.7387 | 1570 | 125 | 120 |  | 113 | N | Natural Gas, Distillate Fuel Oil | Y | N | N | 9999 | N | 55524_G_CTG1;55524_G_STG1 | Combined Cycle | 4579 | 4617.2085 | 7956
55524_G_CTG2 | PA | 42133 | CALPINE MID MERIT LLC/YORK ENERGY CTR DELTA | York Energy Center | 15649311 | 99820813 | 55524 | 2 | 55524 | CTG2 | 421330329 | 102 | 4.6898 | 0.5808 | 16.3951 | 22.3488 | 22.3488 | 1.5749 | 0.9786 | 2022 | 135 | 18.4 | 967 | 32646.083 | 122.775 | 221112 | -76.3083 | 39.7387 | 1570 | 125 | 120 |  | 122 | N | Natural Gas, Distillate Fuel Oil | Y | N | N | 9999 | N |  | Combined Cycle | 4560 | 4603.7612 | 7956
55524_G_CTG3 | PA | 42133 | CALPINE MID MERIT LLC/YORK ENERGY CTR DELTA | York Energy Center | 15649311 | 99820913 | 55524 | 3 | 55524 | CTG3 | 421330329 | 103 | 5.484 | 2.186 | 15.7658 | 19.056 | 19.056 | 1.6538 | 1.0202 | 2022 | 135 | 18.4 | 967 | 32646.083 | 122.775 | 221112 | -76.3083 | 39.7387 | 1570 | 125 | 120 |  | 122 | N | Natural Gas, Distillate Fuel Oil | Y | N | N | 9999 | N |  | Combined Cycle | 4773 | 4814.4395 | 7956
55524_G_CTG5 | PA | 42133 | CALPINE MID MERIT LLC/YORK ENERGY CTR DELTA | York Energy Center | 15649311 | 137529813 | 55524 | 5 | 55524 | CTG5 | 421330329 | 205 | 16.0477 | 7.0682 | 52.9874 | 71.4806 | 54.6572 | 5.6298 | 3.4655 | 2022 | 250 | 20 | 160 | 18425.433 | 58.664 | 221112 | -76.3083 | 39.7387 | 2510 | 125 | 120 |  | 216.3 | N | Natural Gas, Distillate Fuel Oil | Y | N | N | 9999 | N |  | Combined Cycle | 128 | 7452.0308 | 7050
55524_G_CTG6 | PA | 42133 | CALPINE MID MERIT LLC/YORK ENERGY CTR DELTA | York Energy Center | 15649311 | 137529913 | 55524 | 6 | 55524 | CTG6 | 421330329 | 206 | 13.4444 | 20.1218 | 59.9834 | 71.2084 | 54.378 | 5.6344 | 3.4857 | 2022 | 250 | 20 | 160 | 18425.433 | 58.664 | 221112 | -76.3083 | 39.7387 | 2510 | 125 | 120 |  | 216.3 | N | Natural Gas, Distillate Fuel Oil | Y | N | N | 9999 | N |  | Combined Cycle | 7404 | 7446.1387 | 7050
54693_G_GT#6 | PA | 42133 | YORK PLT HOLDINGS LLC/SPRINGETTSBURY TWP |  | 2986311 | 38380813 |  |  |  |  | 421330074 | 036 | 0.1831 |  | 0.195 | 0.041523 | 0.041523 | 0.001 | 0.0201 | 2022 | 65 | 6.6 | 419 | 1750.417 | 51.184 | 221112 | -76.6763 | 39.9855 | 98.6 | 125 | 100 |  |  |  |  | N | N | N |  | N |  |  | 30
54693_G_GT#2 | PA | 42133 | YORK PLT HOLDINGS LLC/SPRINGETTSBURY TWP |  | 2986311 | 38381013 |  |  |  |  | 421330074 | 032 | 0.1643 |  | 0.175 | 0.03724 | 0.03724 | 0.0009 | 0.018 | 2020 | 65 | 6.6 | 419 | 1750.417 | 51.184 | 221112 | -76.6763 | 39.9855 | 98.6 | 125 | 100 |  |  |  |  | N | N | N |  | N |  |  | 27
54693_G_GT#5 | PA | 42133 | YORK PLT HOLDINGS LLC/SPRINGETTSBURY TWP |  | 2986311 | 38381313 |  |  |  |  | 421330074 | 035 | 0.1668 |  | 0.1142 | 0.037799 | 0.037799 | 0.0009 | 0.0183 | 2022 | 65 | 6.6 | 419 | 1750.417 | 51.184 | 221112 | -76.6763 | 39.9855 | 98.6 | 125 | 100 |  |  |  |  | N | N | N |  | N |  |  | 27
54693_G_GT#1 | PA | 42133 | YORK PLT HOLDINGS LLC/SPRINGETTSBURY TWP |  | 2986311 | 38380913 |  |  |  |  | 421330074 | 031 | 0.1249 |  | 0.0908 | 0.028302 | 0.028302 | 0.0007 | 0.0137 | 2020 | 65 | 6.6 | 419 | 1750.417 | 51.184 | 221112 | -76.6763 | 39.9855 | 98.6 | 125 | 100 |  |  |  |  | N | N | N |  | N |  |  | 21
55048_G_UNT1 | RI | 44005 | TIVERTON POWER | Tiverton Power Plant | 3038311 | 88360413 | 55048 | 1 | 55048 | UNT1 | AIR3810 | 20100201A | 40.33 | 1.45 | 37.9319 | 21.58 | 21.1484 | 2.2715 | 2.7 | 2021 | 150 | 19 | 211 | 17539.8003 | 61.9 | 221112 | -71.17 | 41.6417 | 206 | 125 | 120 |  | 182.4 | N | Natural Gas | Y | N | N | 9999 | N | 55048_G_UNT1;55048_G_UNT2 | Combined Cycle |  | 4622.6011 | 7243
3236_G_GE11 | RI | 44007 | MANCHESTER STREET, LLC | Manchester Street | 5486911 | 88380613 |  |  | 3236 | GE11 | AIR936 | 20100201A | 31.695 | 0.4095 | 146.992 | 10.481 | 10.481 | 4.241 | 3.3168 | 2021 | 310 | 17 | 330 | 5833.3334 | 25.7 | 221112 | -71.4043 | 41.8163 | 4350 | 125 | 120 |  | 46.8 | N | Natural Gas, Distillate Fuel Oil | N | N | N | 9999 | N | 3236_G_G11A;3236_G_GEN9;3236_G_GE9A;3236_G_GE11;3236_G_G10A;3236_G_GE10 | Combined Cycle |  |  | 8070
51030_G_GEN1 | RI | 44007 | OCEAN STATE POWER | Ocean State Power | 3040211 | 157242513 | 51030 | 1 | 51030 | GEN1 | AIR2998 | GT 1 | 33.6015 |  | 46.5409 | 11.1265 | 11.1265 | 1.0068 | 4.599 | 2021 | 150 | 15.75 | 207 | 11410.0002 | 58.55 | 221112 | -71.6701 | 42.0099 | 85 | 125 | 120 |  | 71.2 | N | Natural Gas, Distillate Fuel Oil | Y | N | N | 9999 | N |  | Combined Cycle | 51 | 3746.7336 | 8599
51030_G_GEN2 | RI | 44007 | OCEAN STATE POWER | Ocean State Power | 3040211 | 157242813 | 51030 | 2 | 51030 | GEN2 | AIR2998 | GT 2 | 45.8015 |  | 44.5971 | 9.2582 | 9.2582 | 0.9714 | 3.8154 | 2021 | 150 | 15.75 | 207 | 11410.0002 | 58.55 | 221112 | -71.6701 | 42.0099 | 85 | 125 | 120 |  | 71.2 | N | Natural Gas, Distillate Fuel Oil | Y | N | N | 9999 | N | 51030_G_GEN2;51030_G_GEN3 | Combined Cycle | 28 | 3613.8887 | 8599
54324_G_GEN1 | RI | 44007 | OCEAN STATE POWER | Ocean State Power II | 3040211 | 157242913 | 54324 | 3 | 54324 | GEN1 | AIR2998 | GT 3 | 24.8685 |  | 43.9642 | 9.1161 | 9.1161 | 0.8986 | 3.7883 | 2021 | 150 | 15.75 | 207 | 11410.0002 | 58.55 | 221112 | -71.6701 | 42.0099 | 85 | 125 | 120 |  | 97.3 | N | Natural Gas, Distillate Fuel Oil | Y | N | N | 9999 | N |  | Combined Cycle |  | 3421.0815 | 8983
54324_G_GEN2 | RI | 44007 | OCEAN STATE POWER | Ocean State Power II | 3040211 | 157242613 | 54324 | 4 | 54324 | GEN2 | AIR2998 | GT 4 | 28.3405 |  | 45.2427 | 9.4109 | 9.4109 | 0.9046 | 3.9186 | 2022 | 150 | 15.75 | 207 | 11410.0002 | 58.55 | 221112 | -71.6701 | 42.0099 | 85 | 125 | 120 |  | 97.3 | N | Natural Gas, Distillate Fuel Oil | Y | N | N | 9999 | N | 54324_G_GEN2;54324_G_GEN3 | Combined Cycle |  | 3435.4006 | 8983
55107_G_CTG2 | RI | 44007 | RHODE ISLAND STATE ENERGY CENTER | Rhode Island State Energy Center | 3073211 | 103257813 |  |  | 55107 | CTG2 | AIR3914 | 20100201A | 130.058 | 4.2649 | 74.519 | 28.0571 | 27.496 | 6.93 | 7.5905 | 2022 | 185 | 19 | 279 | 20000.0004 | 70.55 | 221112 | -71.5186 | 41.8017 | 185 | 125 | 120 |  | 168 | N | Natural Gas | N | N | N | 9999 | N | 55107_G_STG1;55107_G_CTG2;55107_G_CTG1 | Combined Cycle |  |  | 7098
54056_G_GEN1 | RI | 44007 | PAWTUCKET POWER ASSOCIATES |  | 4834311 | 88343613 |  |  |  |  | AIR3000 | 20100201 | 1.0425 | 0.363 | 0.765 | 0.0508 | 0.0508 | 0.0075 | 0.09745 | 2020 | [5 empty] | 221112 | -71.407 | 41.861 | 1300 | 125 | 999 |  |  |  |  | N | N | N |  | N
54056_G_GEN2 | RI | 44007 | PAWTUCKET POWER ASSOCIATES |  | 4834311 | 88343513 |  |  |  |  | AIR3000 | 20100101 | 0.01 | 0.0061 | 0.0095 | 0.0053 | 0.0053 | 0.0005 | 0.001485 | 2020 | [5 empty] | 221112 | -71.407 | 41.861 | 1300 | 125 | 999 |  |  |  |  | N | N | N |  | N
3295_B_URQ3 | SC | 45003 | URQUHART STATION | Urquhart | 5045611 | 32105613 | 3295 | URQ3 | 3295 | URQ3 | 0080-0011 | 003 | 5.6961 | 0.75948 | 21.625 | 1.8038 | 1.8038 | 0.1395 | 1.3054 | 2022 | 200 | 15.5 | 233 | 3316.7 | 17.577 | 221112 | -81.9113 | 33.4341 | 820 | 125 | 100 | 128 | 95 | N | Natural Gas | Y | N | N | 9999 | N |  | O/G Steam | 935 | 935.09 | 11063
57138_B_HRSG1 | SC | 45003 | AMERESCO FEDERAL SOLUTIONS | Savannah River Site Biomass Cogen | 16614911 | 106473013 |  |  | 57138 | HRSG1 | 0080-0144 | 001 | 14.5 | 31.8617 | 64.59 | 12.4616 | 11.1612 | 10.67 | 9.2175 | 2020 | 100 | 5.33 | 300 | 1651.1138 | 74 | 221330 | -81.6872 | 33.2719 | 210 | 125 | 100 |  | 9.5 | Y | Biomass | N | Y | N | 9999 | N |  | Biomass | 8024 |  | 15395
57138_B_HRSG2 | SC | 45003 | AMERESCO FEDERAL SOLUTIONS | Savannah River Site Biomass Cogen | 16614911 | 106473513 |  |  | 57138 | HRSG2 | 0080-0144 | 002 | 25.53 | 31.8617 | 69.61 | 12.5138 | 11.1817 | 14.18 | 9.2175 | 2020 | 100 | 5.33 | 300 | 1651.1138 | 74 | 221330 | -81.6872 | 33.2719 | 210 | 125 | 100 |  | 9.5 | Y | Biomass | N | Y | N | 9999 | N |  | Biomass | 8229 |  | 15395
3295_G_CT1 | SC | 45003 | URQUHART STATION | Urquhart | 5045611 | 69719813 |  |  | 3295 | CT1 | 0080-0011 | 012 | 11.485 |  | 202.8 | 51.9712 | 51.9501 | 4.8 | 5.987 | 2022 | 150 | 20 | 332 | 8765.0641 | 27.9 | 221112 | -81.9113 | 33.4341 | 1820 | 125 | 120 |  | 162 | N | Natural Gas, Distillate Fuel Oil | N | N | N | 9999 | N | 3295_G_CT2;3295_G_CT1;3295_G_1;3295_G_2 | Combined Cycle | 5448 |  | 7915
3295_G_GT1 | SC | 45003 | URQUHART STATION | Urquhart | 5045611 | 32105713 |  |  | 3295 | GT1 | 0080-0011 | 004 | 0.10038 |  | 3.6876 | 0.050135 | 0.049147 | 0.0118 | 0.0038079 | 2022 | 30 | 10 | 796 | 5969.0401 | 76 | 221112 | -81.9113 | 33.4341 | 260 | 125 | 120 |  | 13 | N | Natural Gas, Distillate Fuel Oil | N | N | N | 9999 | N |  | Combustion Turbine | 53 |  | 10745
3295_G_GT2 | SC | 45003 | URQUHART STATION | Urquhart | 5045611 | 32105513 |  |  | 3295 | GT2 | 0080-0011 | 005 | 0.020098 |  | 1.7837 | 0.023377 | 0.022866 | 0.003073 | 0.0011548 | 2022 | 30 | 10 | 796 | 5953.3321 | 75.8 | 221112 | -81.9113 | 33.4341 | 232 | 125 | 120 |  | 14 | N | Natural Gas, Distillate Fuel Oil | N | N | N | 9999 | N |  | Combustion Turbine | 29 |  | 10745
3295_G_GT3 | SC | 45003 | URQUHART STATION | Urquhart | 5045611 | 32105213 |  |  | 3295 | GT3 | 0080-0011 | 006 | 0.093633 |  | 0.48404 | 0.0090502 | 0.0090146 | 0.00084819 | 0.0024425 | 2022 | 30 | 10 | 796 | 5953.3321 | 75.8 | 221112 | -81.9113 | 33.4341 | 232 | 125 | 120 |  | 12 | N | Natural Gas, Distillate Fuel Oil | N | N | N | 9999 | N |  | Combustion Turbine | 1 |  | 10745
3295_G_GT4 | SC | 45003 | URQUHART STATION | Urquhart | 5045611 | 32105013 | 3295 | URQ4 | 3295 | GT4 | 0080-0011 | 011 | 3.9562 |  | 11.1374 | 0.78325 | 0.77904 | 0.0689 | 0.19758 | 2022 | 45 | 9 | 822 | 9192.7145 | 144.5 | 221112 | -81.9113 | 33.4341 | 435 | 125 | 120 |  | 48 | N | Natural Gas, Distillate Fuel Oil | Y | N | N | 9999 | N |  | Combustion Turbine | 78 | 474.7 | 10745
58706_B_B001 | SC | 45005 | ALLENDALE BIOMASS LLC | Allendale Biomass | 16860711 | 109750513 |  |  | 58706 | B001 | 0160-0022 | CA1 | 122.43 | 3.474 | 222.56 | 9.0117 | 8.4468 | 35.1305 | 23.8887 | 2020 | 120 | 6.2 | 310 | 1811.4465 | 60 | 221121 | -81.2837 | 32.9999 | 275 | 125 | 100 |  | 19.2 | N | Biomass | N | N | N | 9999 | N |  | Biomass | 8320 |  | 16335
3264_G_7 | SC | 45007 | DUKE ENERGY CAROLINAS LLC LEE STEAM STAT | W S Lee | 4948311 | 69644613 | 3264 | 7C | 3264 | 7 |  |  | 3.932 |  | 12.207 | 0.90983 | 0.90873 | 0.0678 | 0.276 |  | 60 | 9 | 799 | 9771.6328 | 153.6 | 221112 | -82.4353 | 34.6024 |  | 125 | 120 |  | 42 | N | Natural Gas, Distillate Fuel Oil | Y | N | N | 9999 | N |  | Combustion Turbine |  | 701.6601 | 10745
3264_G_8 | SC | 45007 | DUKE ENERGY CAROLINAS LLC LEE STEAM STAT | W S Lee | 4948311 | 69645513 | 3264 | 8C | 3264 | 8 | 0200-0004 | 011 | 4.0361 |  | 12.9202 | 0.98348 | 0.98114 | 0.0682 | 0.28414 | 2022 | 60 | 9 | 799 | 9771.6328 | 153.6 | 221112 | -82.4353 | 34.6024 | 41 | 125 | 120 |  | 42 | N | Natural Gas, Distillate Fuel Oil | Y | N | N | 9999 | N |  | Combustion Turbine | 674 | 805.2102 | 10745
3264_G_CT11 | SC | 45007 | DUKE ENERGY CAROLINAS LLC LEE STEAM STAT | W S Lee | 4948311 | 127001613 | 3264 | 11 | 3264 | CT11 | 0200-0004 | 13 | 0.47901 | 11.2015 | 69.1574 | 30.24 | 30.24 | 4.3657 | 4.4217 | 2022 | 160 | 20.5 | 190 | 19635.5 | 59.49 | 221112 | -82.437 | 34.5968 | 2880 | 125 | 140 |  | 234 | N | Natural Gas | Y | N | N | 9999 | N |  | Combined Cycle | 5358 | 5358.1899 | 7050
3264_G_CT12 | SC | 45007 | DUKE ENERGY CAROLINAS LLC LEE STEAM STAT | W S Lee | 4948311 | 127001413 | 3264 | 12 | 3264 | CT12 | 0200-0004 | 14 | 0.61166 | 19.7613 | 87.8044 | 38.6 | 38.6 | 5.5399 | 4.7051 | 2022 | 160 | 20.5 | 190 | 19635.5 | 59.49 | 221112 | -82.4373 | 34.5971 | 2880 | 125 | 140 | 109&139 | 233 | N | Natural Gas | Y | N | N | 9999 | N |  | Combined Cycle | 6211 | 6871.1797 | 7050
7834_G_CT1B | SC | 45007 | SANTEE COOPER RAINEY | John S Rainey | 4075711 | 69627313 |  |  | 7834 | CT1B | 0200-0144 | 001 | 985.443 | 104.1926 | 205.398 | 79.3161 | 79.3161 | 8.122 | 25.237 | 2022 | 155 | 18.5 | 178 | 15724.9846 | 58.5 | 221112 | -82.7753 | 34.3478 | 1700 | 125 | 140 |  | 150 | N | Natural Gas, Distillate Fuel Oil | Y | N | N | 9999 | N | 7834_G_ST1S;7834_G_CT1A;7834_G_CT1B | Combined Cycle |  |  | 7162
7834_G_CT2B | SC | 45007 | SANTEE COOPER RAINEY | John S Rainey | 4075711 | 69627413 |  |  | 7834 | CT2B | 0200-0144 | 002 | 700.799 |  | 257.118 | 56.4058 | 56.4058 | 5.189 | 17.9473 | 2022 | 115 | 18 | 1125 | 11273.0035 | 44.3 | 221112 | -82.7753 | 34.3478 | 1700 | 125 | 120 |  | 146 | N | Natural Gas, Distillate Fuel Oil | Y | N | N | 9999 | N | 7834_G_CT2A;7834_G_CT2B | Combustion Turbine |  |  | 11487
7834_G_CT4A | SC | 45007 | SANTEE COOPER RAINEY | John S Rainey | 4075711 | 69627513 |  |  | 7834 | CT4A | 0200-0144 | 003 | 43.731 |  | 52.034 | 3.5198 | 3.5198 | 1.116 | 1.1199 | 2022 | 75 | 15 | 1100 | 24439.6849 | 138.3 | 221112 | -82.7753 | 34.3478 | 977 | 125 | 120 |  | 75 | N | Natural Gas | N | N | N | 9999 | N | 7834_G_CT4A;7834_G_CT3A;7834_G_CT3B | Combustion Turbine |  |  | 11487
3318_G_1 | SC | 45013 | SANTEE COOPER HILTON HEAD | Hilton Head | 8306411 | 212813 | 3318 | CT1 | 3318 | 1 | 0360-0006 | 001 | 0.025634 |  | 7.107 | 0.088009 | 0.08599 | 2.9621 | 0.0031848 | 2022 | 32 | 12.5 | 917 | 12271.8752 | 100 | 221112 | -80.6989 | 32.2099 | 594 | 125 | 120 |  | 16 | N | Distillate Fuel Oil | Y | N | N | 9999 | N |  | Combustion Turbine | 48 | 48.89 | 24821
3318_G_2 | SC | 45013 | SANTEE COOPER HILTON HEAD | Hilton Head | 8306411 | 212713 | 3318 | CT2 | 3318 | 2 | 0360-0006 | 002 | 0.028415 |  | 9.6234 | 0.097558 | 0.095319 | 4.0122 | 0.0035303 | 2022 | 32 | 12.5 | 933 | 12271.8752 | 100 | 221112 | -80.6989 | 32.2099 | 594 | 125 | 120 |  | 16 | N | Distillate Fuel Oil | Y | N | N | 9999 | N |  | Combustion Turbine | 69 | 72.29 | 24821
3318_G_3 | SC | 45013 | SANTEE COOPER HILTON HEAD | Hilton Head | 8306411 | 212613 | 3318 | CT3 | 3318 | 3 |  |  | 2.2197 |  | 38.0603 | 0.33091 | 0.32331 | 15.8581 | 0.011975 |  | 32 | 15 | 990 | 21205.8004 | 120 | 221112 | -80.6989 | 32.2099 |  | 125 | 120 |  | 52 | N | Distillate Fuel Oil | Y | N | N | 9999 | N |  | Combustion Turbine |  | 139.73 | 24818
3298_B_WIL1 | SC | 45015 | A M WILLIAMS STATION | Williams | 8306711 | 211113 | 3298 | WIL1 | 3298 | WIL1 | 0420-0006 | 001 | 72.304 | 1.1821 | 2352.1009 | 48.6372 | 36.5996 | 709.228 | 22.8621 | 2022 | 400 | 26 | 128 | 21768.0955 | 41 | 221112 | -79.9286 | 33.0162 | 5500 | 125 | 100 |  | 605 | N | Bituminous | Y | N | N | 2029 | N |  | Coal Steam | 5585 | 5584.5596 | 9833
130_B_1 | SC | 45015 | SANTEE COOPER CROSS GENERATING STATION | Cross | 4120411 | 34984413 | 130 | 1 | 130 | 1 | 0420-0030 | 001 | 99.9702 | 61.3027 | 430.6405 | 105.396 | 99.5796 | 544.5972 | 1.2658 | 2022 | 600 | 22 | 150 | 32311.3566 | 85 | 221112 | -80.1132 | 33.3694 | 5200 | 125 | 100 |  | 580 | N | Bituminous | Y | N | N | 9999 | N |  | Coal Steam | 3003 | 3002.76 | 10570
130_B_2 | SC | 45015 | SANTEE COOPER CROSS GENERATING STATION | Cross | 4120411 | 34984313 | 130 | 2 | 130 | 2 | 0420-0030 | 002 | 6.1637 | 3.5484 | 25.2424 | 6.3746 | 5.7325 | 58.2243 | 0.67539 | 2022 | 600 | 22 | 150 | 26609.3525 | 70 | 221112 | -80.1132 | 33.3694 | 5200 | 125 | 100 | 128&67 | 565 | N | Bituminous | Y | N | N | 9999 | N |  | Coal Steam | 286 | 285.47 | 10475
130_B_3 | SC | 45015 | SANTEE COOPER CROSS GENERATING STATION | Cross | 4120411 | 69629813 | 130 | 3 | 130 | 3 | 0420-0030 | 009 | 78.8495 | 213.5307 | 1236.3635 | 171.2267 | 140.6876 | 1273.4602 | 4.1935 | 2022 | 488 | 25 | 122 | 33821.2881 | 68.9 | 221112 | -80.1132 | 33.3694 | 5400 | 125 | 100 | 128 | 610 | N | Bituminous | Y | N | N | 9999 | N |  | Coal Steam | 8174 | 8173.7402 | 9772
130_B_4 | SC | 45015 | SANTEE COOPER CROSS GENERATING STATION | Cross | 4120411 | 69630213 | 130 | 4 | 130 | 4 | 0420-0030 | 010 | 48.5451 | 199.8311 | 1208.3476 | 181.4114 | 158.7722 | 1023.9541 | 3.9532 | 2022 | 488 | 25 | 122 | 33821.2881 | 68.9 | 221112 | -80.1132 | 33.3694 | 5400 | 125 | 100 |  | 615 | N | Bituminous | Y | N | N | 9999 | N |  | Coal Steam | 7594 | 7593.5405 | 9801
3298_G_2 | SC | 45015 | A M WILLIAMS STATION |  | 8306711 | 211213 | 3298 | WIL5 |  |  | 0420-0006 | 005 | 0.021359 |  | 0.4074 | 0.0033193 | 0.0032817 | 0.096 | 0.00059408 | 2022 | 31 | 7.86 | 863 | 3445.0405 | 71 | 221112 | -79.9286 | 33.0162 | 362 | 125 | 999 |  |  |  |  | Y | N | N |  | N |  |  | 4 | 2.46
3298_G_1 | SC | 45015 | A M WILLIAMS STATION |  | 8306711 | 211413 | 3298 | WIL4 |  |  | 0420-0006 | 004 | 0 |  | 0 | 0 | 0 | 0 | 0 | 2022 | 88 | 6.8 | 622 | 508.4365 | 14 | 221112 | -79.9286 | 33.0162 | 362 | 125 | 999 |  |  |  |  | N | N | N |  | N
55386_G_CT1 | SC | 45017 | COLUMBIA ENERGY CENTER | Columbia Energy Center (SC) | 13372611 | 88107413 | 55386 | CT-1 | 55386 | CT1 | 0460-0024 | 001 | 8.3399 | 10.4847 | 50.9661 | 37.1073 | 37.1073 | 2.6619 | 0.9595 | 2022 | 200 | 19 | 248 | 18315.9995 | 64.6 | 221112 | -81.0178 | 33.87 | 2480 | 125 | 120 |  | 166.5 | Y | Natural Gas, Distillate Fuel Oil | Y | N | N | 9999 | N |  | Combined Cycle | 14 | 5671.8291 | 5757
55386_G_CT2 | SC | 45017 | COLUMBIA ENERGY CENTER | Columbia Energy Center (SC) | 13372611 | 88107313 | 55386 | CT-2 | 55386 | CT2 | 0460-0024 | 002 | 9.4086 | 15.2208 | 72.7248 | 53.4765 | 53.4765 | 3.8734 | 1.7776 | 2022 | 200 | 19 | 248 | 18315.9995 | 64.6 | 221112 | -81.0178 | 33.87 | 2480 | 125 | 120 |  | 166.5 | Y | Natural Gas, Distillate Fuel Oil | Y | N | N | 9999 | N |  | Combined Cycle | 4 | 7810.4302 | 5757
55386_B_3 | SC | 45017 | COLUMBIA ENERGY CENTER |  | 13372611 | 88107713 | 55386 | B-3 |  |  | 0460-0024 | 005 | 0.48615 | 0.74473 | 7.3944 | 2.3283 | 2.3283 | 0.14043 | 0.43264 | 2022 | 150 | 7 | 307 | 2551.529 | 66.3 | 221112 | -81.0178 | 33.87 | 555 | 125 | 100 |  |  |  |  | Y | N | N |  | N |  |  | 22 | 2857.2102
55386_B_2 | SC | 45017 | COLUMBIA ENERGY CENTER |  | 13372611 | 88107813 | 55386 | B-2 |  |  | 0460-0024 | 004 | 0.18874 | 0.57126 | 5.1496 | 1.2409 | 1.2409 | 0.10767 | 0.33183 | 2022 | 150 | 5.5 | 350 | 1660.7086 | 69.9 | 221112 | -81.0178 | 33.87 | 358 | 125 | 100 |  |  |  |  | Y | N | N |  | N |  |  | 4051 | 4050.9905
55386_B_1 | SC | 45017 | COLUMBIA ENERGY CENTER |  | 13372611 | 88107613 | 55386 | B-1 |  |  | 0460-0024 | 003 | 0.42315 | 0.44266 | 4.165 | 1.0659 | 1.0659 | 0.083527 | 0.25675 | 2022 | 150 | 5.5 | 350 | 1660.7086 | 69.9 | 221112 | -81.0178 | 33.87 | 358 | 125 | 100 |  |  |  |  | Y | N | N |  | N |  |  | 17 | 2653.27
7737_B_B001 | SC | 45019 | WESTROCK CHARLESTON KRAFT LLC | Kapstone | 4973611 | 109748813 | 7737 | B001 | 7737 | B001 | 0560-0008 | 017 | 337 | 0.23323 | 1172.5 | 525.2644 | 525.055 | 613.4 | 23.4332 | 2022 | 403 | 11 | 161 | 5359.8839 | 56.4 | 322110 | -79.9658 | 32.8995 | 1340 | 133 | 100 |  | 42 | Y | Biomass | N | Y | N | 9999 | N |  | Biomass |  |  | 5721
3285_G_4 | SC | 45019 | HAGOOD STATION | Hagood | 2916211 | 38254413 | 3285 | HAG4 | 3285 | 4 | 0560-0029 | 001 | 1.9333 |  | 22.2932 | 0.90132 | 0.8594 | 0.1101 | 0.22639 | 2022 | 125 | 16 | 977 | 30159.3606 | 150 | 221112 | -79.9626 | 32.8265 | 1350 | 125 | 120 |  | 88 | N | Natural Gas, Distillate Fuel Oil | Y | N | N | 9999 | N |  | Combustion Turbine |  | 290.16 | 11803
55043_G_GT1 | SC | 45021 | CHEROKEE COUNTY COGENERATION | Cherokee County Cogen | 3763611 | 37023113 | 55043 | CCCP1 | 55043 | GT1 | 0600-0060 | 001 | 4.1651 | 12.0371 | 48.3371 | 9.1632 | 9.1632 | 0.941 | 2.9156 | 2022 | 98 | 12.3 | 225 | 8911.7376 | 75 | 221112 | -81.6141 | 35.0726 | 796 | 125 | 120 |  | 51 | Y | Natural Gas | Y | N | N | 9999 | N | 55043_G_GT1;55043_G_ST1 | Combined Cycle |  | 4726.6396 | 7646
55166_G_CT01 | SC | 45021 | BROAD RIVER ENERGY LLC | Broad River Energy Center | 4074811 | 118511913 |  |  | 55166 | CT01 | 0600-0076 | 005 | 46.5677 |  | 215.842 | 10.2398 | 10.2396 | 4.609 | 3.2559 | 2020 | 75 | 18 | 1200 | 27991.6565 | 110 | 221112 | -81.575 | 35.0772 | 1930 | 125 | 120 |  | 175.5 | N | Natural Gas, Distillate Fuel Oil | N | N | N | 9999 | N | 55166_G_CT04;55166_G_CT03;55166_G_CT05;55166_G_CT02;55166_G_CT01 | Combustion Turbine |  |  | 10745
7981_G_1 | SC | 45021 | DUKE ENERGY CAROLINAS LLC MILL CREEK COM | Mill Creek (SC) | 8421611 | 99911713 | 7981 | 1 | 7981 | 1 | 0600-0081 | 001 | 2.5539 |  | 6.1329 | 0.54301 | 0.5421 | 0.0755 | 0.1616 | 2020 | 92 | 15 | 952 | 17.6715 | 0.1 | 221112 | -81.4307 | 35.1599 | 1150 | 125 | 120 |  | 71 | N | Natural Gas, Distillate Fuel Oil | Y | N | N | 9999 | N |  | Combustion Turbine | 7 | 204.77 | 13019
7981_G_2 | SC | 45021 | DUKE ENERGY CAROLINAS LLC MILL CREEK COM | Mill Creek (SC) | 8421611 | 99910213 | 7981 | 2 | 7981 | 2 | 0600-0081 | 002 | 2.4703 |  | 4.3676 | 0.52456 | 0.52365 | 0.0559 | 0.15571 | 2020 | 92 | 15 | 952 | 27108.0815 | 153.4 | 221112 | -81.4307 | 35.1599 | 1150 | 125 | 120 |  | 70 | N | Natural Gas, Distillate Fuel Oil | Y | N | N | 9999 | N |  | Combustion Turbine |  | 172.4001 | 13020
7981_G_3 | SC | 45021 | DUKE ENERGY CAROLINAS LLC MILL CREEK COM | Mill Creek (SC) | 8421611 | 99911213 | 7981 | 3 | 7981 | 3 | 0600-0081 | 003 | 2.3043 |  | 5.6315 | 0.4869 | 0.48593 | 0.0735 | 0.14304 | 2020 | 92 | 15 | 952 | 27108.0815 | 153.4 | 221112 | -81.4307 | 35.1599 | 1150 | 125 | 120 |  | 71 | N | Natural Gas, Distillate Fuel Oil | Y | N | N | 9999 | N |  | Combustion Turbine |  | 210.72 | 13019
7981_G_4 | SC | 45021 | DUKE ENERGY CAROLINAS LLC MILL CREEK COM | Mill Creek (SC) | 8421611 | 99910713 | 7981 | 4 | 7981 | 4 | 0600-0081 | 004 | 1.9889 |  | 6.9291 | 0.41451 | 0.4134 | 0.0992 | 0.11822 | 2022 | 92 | 15 | 952 | 27108.0815 | 153.4 | 221112 | -81.4307 | 35.1599 | 1150 | 125 | 120 |  | 70 | N | Natural Gas, Distillate Fuel Oil | Y | N | N | 9999 | N |  | Combustion Turbine |  | 275.31 | 13020
7981_G_5 | SC | 45021 | DUKE ENERGY CAROLINAS LLC MILL CREEK COM | Mill Creek (SC) | 8421611 | 99911813 | 7981 | 5 | 7981 | 5 |  |  | 1.5318 |  | 9.073 | 0.32381 | 0.32317 | 0.1176 | 0.095212 |  | 92 | 15 | 952 | 27108.0815 | 153.4 | 221112 | -81.4307 | 35.1599 |  | 125 | 120 |  | 69 | N | Natural Gas, Distillate Fuel Oil | Y | N | N | 9999 | N |  | Combustion Turbine |  | 314.03 | 13021
7981_G_6 | SC | 45021 | DUKE ENERGY CAROLINAS LLC MILL CREEK COM | Mill Creek (SC) | 8421611 | 99910313 | 7981 | 6 | 7981 | 6 | 0600-0081 | 006 | 1.6148 |  | 9.0554 | 0.34253 | 0.34192 | 0.1092 | 0.10144 | 2020 | 92 | 15 | 952 | 27108.0815 | 153.4 | 221112 | -81.4307 | 35.1599 | 1150 | 125 | 120 |  | 71 | N | Natural Gas, Distillate Fuel Oil | Y | N | N | 9999 | N |  | Combustion Turbine |  | 288.1301 | 13019
7981_G_7 | SC | 45021 | DUKE ENERGY CAROLINAS LLC MILL CREEK COM | Mill Creek (SC) | 8421611 | 99911313 | 7981 | 7 | 7981 | 7 | 0600-0081 | 007 | 1.2455 |  | 5.9868 | 0.25946 | 0.25876 | 0.0818 | 0.073929 | 2020 | 92 | 15 | 952 | 27108.0815 | 153.4 | 221112 | -81.4307 | 35.1599 | 1150 | 125 | 120 |  | 70 | N | Natural Gas, Distillate Fuel Oil | Y | N | N | 9999 | N |  | Combustion Turbine |  | 228.6201 | 13020
7981_G_8 | SC | 45021 | DUKE ENERGY CAROLINAS LLC MILL CREEK COM | Mill Creek (SC) | 8421611 | 99910813 | 7981 | 8 | 7981 | 8 | 0600-0081 | 008 | 1.2428 |  | 6.147 | 0.25739 | 0.25662 | 0.0781 | 0.072402 | 2020 | 92 | 15 | 952 | 27108.0815 | 153.4 | 221112 | -81.4307 | 35.1599 | 1150 | 125 | 120 |  | 71 | N | Natural Gas, Distillate Fuel Oil | Y | N | N | 9999 | N |  | Combustion Turbine |  | 204.52 | 13019
3250_G_12 | SC | 45031 | DUKE ENERGY PROGRESS LLC - HB ROBINSON/DARLINGTON | Darlington County | 4951511 | 28949913 | 3250 | 12 | 3250 | 12 | 0820-0002 | 017 | 11.1282 |  | 32.0085 | 2.1692 | 2.1557 | 0.2011 | 0.52481 | 2022 | 60 | 19.9 | 1010 | 32968.7836 | 106 | 221112 | -80.1657 | 34.4185 | 1520 | 125 | 120 |  | 118 | N | Natural Gas, Distillate Fuel Oil | Y | N | N | 9999 | N |  | Combustion Turbine | 119 | 516.9 | 13636
3250_G_13 | SC | 45031 | DUKE ENERGY PROGRESS LLC - HB ROBINSON/DARLINGTON | Darlington County | 4951511 | 28950013 | 3250 | 13 | 3250 | 13 | 0820-0002 | 018 | 10.3974 |  | 29.761 | 2.0269 | 2.0143 | 0.1791 | 0.4905 | 2022 | 60 | 19.9 | 1010 | 32968.7836 | 106 | 221112 | -80.1657 | 34.4185 | 1520 | 125 | 120 |  | 116 | N | Natural Gas, Distillate Fuel Oil | Y | N | N | 9999 | N |  | Combustion Turbine | 440 | 454.5 | 13636
58707_B_B001 | SC | 45035 | DORCHESTER BIOMASS LLC | Dorchester Biomass | 16860911 | 109753113 |  |  | 58707 | B001 | 0900-0102 | CA1 | 118.73 | 3.2412 | 222.97 | 15.8772 | 15.3646 | 31.2543 | 21.2529 | 2020 | 120 | 6.2 | 310 | 1811.4465 | 60 | 221117 | -80.4547 | 33.2401 | 21.5 | 125 | 100 |  | 20 | N | Biomass | N | N | N | 9999 | N |  | Biomass | 8094 |  | 16836
3291_G_GT1 | SC | 45039 | PARR COMBUSTION TURBINE FACILITY |  | 8332811 | 100013 |  |  |  |  | 1000-0021 | 001 | 1.5833 |  | 8.2194 | 0.15347 | 0.15286 | 0.014402 | 0.041313 | 2021 | 34 | 5 | 940 | 1566.873 | 79.8 | 221112 | -81.33 | 34.2644 | 16.2 | 125 | 999 |  |  |  |  | N | N | N |  | N
50806_B_PB3 | SC | 45041 | WESTROCK CP LLC | Florence Mill | 4758811 | 32072713 |  |  | 50806 | PB3 | 1040-0003 | 015 | 11.973 | 0.12315 | 22.1537 | 0.82546 | 0.79693 | 2.344 | 1.0914 | 2022 | 179 | 9 | 363 | 4586.8145 | 72.1 | 322110 | -79.5592 | 34.1515 | 588 | 133 | 100 | 121 | 7.2 | Y | Natural Gas | N | Y | N | 9999 | N | 50806_B_PB1;50806_B_PB3 | O/G Steam | 8760 |  | 4867
50806_B_PB4 | SC | 45041 | WESTROCK CP LLC | Florence Mill | 4758811 | 32072513 | 50806 | 16 | 50806 | PB4 | 1040-0003 | 016 | 965.875 | 0.27666 | 986.074 | 103.0266 | 98.3352 | 451.789 | 47.755 | 2022 | 250 | 12 | 367 | 7328.7013 | 64.8 | 322110 | -79.5592 | 34.1515 | 955 | 133 | 100 | 121&128 | 74 | Y | Biomass | N | Y | N | 9999 | N |  | Biomass | 8760 |  | 4867
50806_B_RBF | SC | 45041 | WESTROCK CP LLC | Florence Mill | 4758811 | 32072313 |  |  | 50806 | RBF | 1040-0003 | 013 | 373.696 | 25.7854 | 459.2907 | 79.2892 | 65.2858 | 18.0935 | 92.0636 | 2022 | 173 | 6.17 | 357 | 3025.801 | 101.2 | 322110 | -79.5592 | 34.1515 | 165 | 133 | 200 |  | 14.3 | Y | Non-Fossil Waste | N | Y | N | 9999 | N |  | Non-Fossil Waste | 8760 |  | 4867
6249_B_1 | SC | 45043 | SANTEE COOPER WINYAH GENERATING STATION | Winyah | 6652811 | 18919413 | 6249 | 1 | 6249 | 1 | 1140-0005 | 001 | 309.0664 | 62.6541 | 422.9236 | 114.3378 | 104.9886 | 373.9173 | 2.0408 | 2022 | 404 | 20 | 125 | 16273.4883 | 51.8 | 221112 | -79.3578 | 33.3308 | 2660 | 125 | 100 |  | 275 | N | Bituminous | Y | N | N | 2031 | N |  | Coal Steam | 5864 | 5864.3896 | 10751
6249_B_2 | SC | 45043 | SANTEE COOPER WINYAH GENERATING STATION | Winyah | 6652811 | 18920113 | 6249 | 2 | 6249 | 2 | 1140-0005 | 002 | 15.8659 | 54.0521 | 387.4831 | 102.6544 | 91.7171 | 396.2005 | 2.7552 | 2022 | 404 | 20 | 125 | 16273.4883 | 51.8 | 221112 | -79.3578 | 33.3308 | 2660 | 125 | 100 |  | 285 | N | Bituminous | Y | N | N | 2031 | N |  | Coal Steam | 5145 | 5144.7588 | 10687
6249_B_3 | SC | 45043 | SANTEE COOPER WINYAH GENERATING STATION | Winyah | 6652811 | 18920013 | 6249 | 3 | 6249 | 3 | 1140-0005 | 003 | 296.0738 | 43.5631 | 325.0324 | 83.0522 | 73.6199 | 500.2931 | 0.88347 | 2022 | 404 | 16 | 161 | 15099.7864 | 75.1 | 221112 | -79.3578 | 33.3308 | 2660 | 125 | 100 |  | 285 | N | Bituminous | Y | N | N | 2031 | N |  | Coal Steam | 4320 | 4319.5098 | 10784
6249_B_4 | SC | 45043 | SANTEE COOPER WINYAH GENERATING STATION | Winyah | 6652811 | 18919513 | 6249 | 4 | 6249 | 4 | 1140-0005 | 004 | 11.1498 | 6.8033 | 62.4245 | 11.1911 | 10.7927 | 73.064 | 1.3122 | 2022 | 404 | 16 | 161 | 15099.7864 | 75.1 | 221112 | -79.3578 | 33.3308 | 2660 | 125 | 100 |  | 285 | N | Bituminous | Y | N | N | 2031 | N |  | Coal Steam | 785 | 784.6901 | 10803
3320_G_1 | SC | 45051 | SANTEE COOPER MYRTLE BEACH | Myrtle Beach | 4760911 | 32047213 |  |  | 3320 | 1 | 1340-0021 | 001 | 0.011248 |  | 2.9995 | 0.038618 | 0.037732 | 0.0051639 | 0.0013975 | 2022 | 18 | 10.36 | 835 | 6010.3526 | 71.3 | 221112 | -78.9217 | 33.7097 | 186 | 125 | 120 |  | 8 | N | Distillate Fuel Oil | N | N | N | 9999 | N |  | Combustion Turbine | 46 |  | 25000
3320_G_2 | SC | 45051 | SANTEE COOPER MYRTLE BEACH | Myrtle Beach | 4760911 | 32047113 |  |  | 3320 | 2 | 1340-0021 | 002 | 0.039599 |  | 10.5598 | 0.13596 | 0.13284 | 0.01818 | 0.0049199 | 2022 | 18 | 10.36 | 835 | 6010.3526 | 71.3 | 221112 | -78.9217 | 33.7097 | 186 | 125 | 120 |  | 8 | N | Distillate Fuel Oil | N | N | N | 9999 | N |  | Combustion Turbine | 65 |  | 25000
3320_G_3 | SC | 45051 | SANTEE COOPER MYRTLE BEACH | Myrtle Beach | 4760911 | 32047013 | 3320 | CT3 | 3320 | 3 | 1340-0021 | 003 | 0.045358 |  | 23.6932 | 0.15573 | 0.15216 | 9.8761 | 0.0056354 | 2022 | 42 | 13.08 | 898 | 8828.1918 | 65.7 | 221112 | -78.9217 | 33.7097 | 270 | 125 | 120 |  | 19 | N | Distillate Fuel Oil | Y | N | N | 9999 | N |  | Combustion Turbine | 112 | 111.53 | 25000
3320_G_4 | SC | 45051 | SANTEE COOPER MYRTLE BEACH | Myrtle Beach | 4760911 | 32046913 | 3320 | CT4 | 3320 | 4 | 1340-0021 | 004 | 0 |  | 0 | 0 | 0 | 0 | 0 | 2022 | 42 | 13.08 | 898 | 8828.1918 | 65.7 | 221112 | -78.9217 | 33.7097 | 270 | 125 | 120 |  | 19 | N | Distillate Fuel Oil | N | N | N | 9999 | N |  | Combustion Turbine |  |  | 25000
3320_G_5 | SC | 45051 | SANTEE COOPER MYRTLE BEACH | Myrtle Beach | 4760911 | 32046813 | 3320 | CT5 | 3320 | 5 | 1340-0021 | 005 | 0.032015 |  | 17.2874 | 0.10992 | 0.1074 | 7.2046 | 0.0039776 | 2022 | 40 | 19.43 | 900 | 29650.8062 | 100 | 221112 | -78.9217 | 33.7097 | 352 | 125 | 120 |  | 21 | N | Distillate Fuel Oil | Y | N | N | 9999 | N |  | Combustion Turbine | 63 | 62.45 | 25000
55927_G_CT1 | SC | 45053 | JASPER GENERATING STATION | Jasper | 13005611 | 112051013 |  |  | 55927 | CT1 | 1360-0026 | 001 | 96.47 | 43.812 | 153.3 | 126.6695 | 110.2222 | 11 | 39.247 | 2022 | 190 | 18 | 289 | 19695.9473 | 77.4 | 221112 | -81.1242 | 32.3592 | 170 | 125 | 140 |  | 170 | N | Natural Gas, Distillate Fuel Oil | N | N | N | 9999 | N | 55927_G_CT3;55927_G_CT1;55927_G_ST1;55927_G_CT2 | Combined Cycle | 7230 |  | 7408
56120_G_L1 | SC | 45061 | SANTEE COOPER LEE COUNTY LANDFILL | Lee County Landfill | 13005811 | 69654313 |  |  | 56120 | L1 | 1540-0031 | 001 | 5.92 |  | 0.99 | 0.5992 | 0.58485 | 0.1 | 0.75 | 2020 | 40 | 1.67 | 815 | 0.219 | 0.1 | 221112 | -80.2788 | 34.1725 | 1.9 | 125 | 160 |  | 1.8 | N | Landfill Gas | N | N | N | 9999 | N |  | Landfill Gas | 590 |  | 14791
56120_G_L2 | SC | 45061 | SANTEE COOPER LEE COUNTY LANDFILL | Lee County Landfill | 13005811 | 99928813 |  |  | 56120 | L2 | 1540-0031 | 002 | 12.72 |  | 2.13 | 1.284 | 1.2532 | 0.2 | 1.61 | 2020 | 40 | 1.67 | 815 | 243.1346 | 111 | 221112 | -80.2788 | 34.1725 | 1.9 | 125 | 160 |  | 1.8 | N | Landfill Gas | N | N | N | 9999 | N |  | Landfill Gas | 1268 |  | 14791
56120_G_L3 | SC | 45061 | SANTEE COOPER LEE COUNTY LANDFILL | Lee County Landfill | 13005811 | 99928913 |  |  | 56120 | L3 | 1540-0031 | 003 | 3.38 |  | 0.57 | 0.3424 | 0.3342 | 0.05 | 0.43 | 2020 | 40 | 1.67 | 815 | 243.1346 | 111 | 221112 | -80.2788 | 34.1725 | 1.9 | 125 | 160 |  | 1.8 | N | Landfill Gas | N | N | N | 9999 | N |  | Landfill Gas | 337 |  | 14791
56120_G_L4 | SC | 45061 | SANTEE COOPER LEE COUNTY LANDFILL | Lee County Landfill | 13005811 | 99929013 |  |  | 56120 | L4 | 1540-0031 | 006 | 68.2887 |  | 31.9591 | 6.4975 | 6.439 | 7.6259 | 2.6971 | 2020 | 32 | 3.83 | 815 | 1.1521 | 0.1 | 221112 | -80.2788 | 34.1725 | 5.6 | 125 | 120 |  | 5.2 | N | Landfill Gas | N | N | N | 9999 | N |  | Landfill Gas | 5463 |  | 16601
3287_B_MCM1 | SC | 45063 | MCMEEKIN STATION | McMeekin | 4041111 | 33611413 | 3287 | MCM1 | 3287 | MCM1 | 1560-0003 | 001 | 46.6834 | 0 | 139.6625 | 14.7831 | 14.7831 | 1.122 | 10.6983 | 2022 | 410 | 13 | 224 | 3733.33 | 28.127 | 221112 | -81.2172 | 34.0558 | 1130 | 125 | 100 |  | 125 | N | Natural Gas | Y | N | N | 9999 | N |  | O/G Steam | 4691 | 4691.2402 | 10076
3287_B_MCM2 | SC | 45063 | MCMEEKIN STATION | McMeekin | 4041111 | 33611613 | 3287 | MCM2 | 3287 | MCM2 | 1560-0003 | 002 | 44.4157 | 0 | 132.6567 | 14.0649 | 14.0649 | 0.9449 | 10.1786 | 2022 | 410 | 13 | 246 | 3550 | 26.746 | 221112 | -81.2172 | 34.0558 | 1130 | 125 | 100 | 127 | 125 | N | Natural Gas | Y | N | N | 9999 | N |  | O/G Steam | 4817 | 4816.6597 | 10226
7210_B_COP1 | SC | 45075 | COPE STATION | Cope | 7870811 | 2803113 | 7210 | COP1 | 7210 | COP1 | 1860-0044 | 001 | 157.9399 | 0.58904 | 1093.1023 | 48.8891 | 46.7356 | 716.6675 | 38.5695 | 2022 | 525 | 23 | 179 | 13723.16 | 33.03 | 221112 | -81.0312 | 33.3651 | 4000 | 125 | 100 |  | 415 | N | Natural Gas | Y | N | N | 9999 | N |  | O/G Steam |  | 7044.6602 | 9502
3297_B_WAT1 | SC | 45079 | WATEREE STATION | Wateree | 7126411 | 15034313 | 3297 | WAT1 | 3297 | WAT1 | 1900-0013 | 001 | 109.4971 | 0.67155 | 727.2154 | 72.8017 | 69.4899 | 117.5964 | 13.0446 | 2022 | 400 | 28 | 130 | 20030 | 32.529 | 221112 | -80.6222 | 33.8267 | 3580 | 125 | 100 |  | 342 | N | Bituminous | Y | N | N | 2029 | N |  | Coal Steam |  | 4875.52 | 10329
3297_B_WAT2 | SC | 45079 | WATEREE STATION | Wateree | 7126411 | 15034413 | 3297 | WAT2 | 3297 | WAT2 | 1900-0013 | 002 | 86.141 | 0.5289 | 450.541 | 56.8494 | 54.3355 | 120.5508 | 10.2151 | 2022 | 400 | 28 | 130 | 20030 | 32.529 | 221112 | -80.6222 | 33.8267 | 3580 | 125 | 100 |  | 342 | N | Bituminous | Y | N | N | 2029 | N |  | Coal Steam |  | 3889.1804 | 10280
56122_G_R1 | SC | 45079 | SANTEE COOPER RC LANDFILL GAS SITE | Richland County Landfill | 13372211 | 99894813 |  |  | 56122 | R1 | 1900-0224 | 001 | 28.5604 |  | 13.3663 | 2.7174 | 2.693 | 3.1894 | 0.92138 | 2020 | 34 | 3.83 | 952 | 1770.7707 | 153.7 | 221118 | -80.7905 | 34.103 | 5.7 | 125 | 120 |  | 5.2 | N | Landfill Gas | N | N | N | 9999 | N |  | Landfill Gas | 2285 |  | 15338
56122_G_R2 | SC | 45079 | SANTEE COOPER RC LANDFILL GAS SITE | Richland County Landfill | 13372211 | 99894613 |  |  | 56122 | R2 | 1900-0224 | 004 | 4.3999 |  | 1.0791 | 0.89024 | 0.86892 | 0.031 | 13.03 | 2020 | 25 | 1.48 | 350 | 208.1611 | 121 | 221118 | -80.7905 | 34.103 | 1.6 | 125 | 160 |  | 1.5 | N | Landfill Gas | N | N | N | 9999 | N |  | Landfill Gas | 6017 |  | 16873
56122_G_R3 | SC | 45079 | SANTEE COOPER RC LANDFILL GAS SITE | Richland County Landfill | 13372211 | 99894913 |  |  | 56122 | R3 | 1900-0224 | 005 | 0.64525 |  | 0.2329 | 0.06848 | 0.06684 | 0.003 | 1.63 | 2020 | 25 | 1.48 | 350 | 208.1611 | 121 | 221118 | -80.7905 | 34.103 | 1.6 | 125 | 160 |  | 1.5 | N | Landfill Gas | N | N | N | 9999 | N |  | Landfill Gas | 751 |  | 16874
3281_G_1 | SC | 45079 | COIT COMBUSTION TURBINES |  | 3426211 | 38861013 |  |  |  |  | 1900-0132 | 001 | 0.18641 |  | 1.0593 | 0.019238 | 0.019139 | 0.0018532 | 0.0048985 | 2020 | 26 | 10 | 865 | 5976.8941 | 76.1 | 221112 | -81.0411 | 33.9804 | 214 | 125 | 120 |  |  |  |  | N | N | N |  | N |  |  | 2
56610_G_01 | SD | 46011 | Basin Electric Power Cooperative - Deer Creek Station | Deer Creek Station | 17418211 | 121220313 | 56610 | 01 | 56610 | 01 | 28.0802-06 | 1 | 17 |  | 36.2106 | 4.96 | 4.96 | 1.8999 | 6.71 | 2020 | 151.4 | 21 | 205 | -1 | 48.96 | 221112 | -96.5334 | 44.3962 | 300 | 125 | 120 |  | 150 | N | Natural Gas | Y | N | N | 9999 | N | 56610_G_02;56610_G_01 | Combined Cycle |  | 3891.2896 | 7539
56238_G_GT01 | SD | 46013 | Basin Electric Power Cooperative-Groton | Groton Generation Station | 15649111 | 99817213 | 56238 | CT001 | 56238 | GT01 | 28.0802-03 | 1 | 0.71 |  | 51.6193 | 3.6758 | 3.6758 | 0.2654 | 0.53 | 2020 | 65 | 11.4 | 650 | -1 | 61.9 | 221112 | -98.0987 | 45.3734 | 787 | 125 | 120 |  | 85 | N | Natural Gas | Y | N | N | 9999 | N |  | Combustion Turbine |  | 2110.7488 | 12050
56238_G_GT02 | SD | 46013 | Basin Electric Power Cooperative-Groton | Groton Generation Station | 15649111 | 99817313 | 56238 | CT002 | 56238 | GT02 | 28.0802-03 | 2 | 0.81 |  | 27.4968 | 2.9787 | 2.9787 | 0.193 | 0.72 | 2022 | 65 | 11.4 | 650 | -1 | 61.9 | 221112 | -98.0987 | 45.3734 | 787 | 125 | 120 |  | 85 | N | Natural Gas | Y | N | N | 9999 | N |  | Combustion Turbine |  | 1603.2792 | 12050
6092_G_1 | SD | 46027 | Basin Electric Power Cooperative - Spirit Mound | Spirit Mound | 15647011 | 99777613 |  |  | 6092 | 1 | 28.0801-19 | 1 | 0.03 |  | 8.8 | 0.04796 | 0.04796 | 0.01 | 0 | 2020 | 57 | 11.5 | 734 | -1 | 61.7 | 335312 | -96.9908 | 42.8974 | 830 | 125 | 120 |  | 50 | N | Distillate Fuel Oil | N | N | N | 9999 | N |  | Combustion Turbine |  |  | 15525
6092_G_2 | SD | 46027 | Basin Electric Power Cooperative - Spirit Mound | Spirit Mound | 15647011 | 99777713 |  |  | 6092 | 2 | 28.0801-19 | 2 | 0.02 |  | 5.05 | 0.02398 | 0.02398 | 0.01 | 0 | 2020 | 57 | 11.5 | 734 | -1 | 61.7 | 335312 | -96.9908 | 42.8974 | 830 | 125 | 120 |  | 45 | N | Distillate Fuel Oil | N | N | N | 9999 | N |  | Combustion Turbine |  |  | 15524
6098_B_1 | SD | 46051 | Otter Tail Power Company | Big Stone | 4962811 | 30069713 | 6098 | 1 | 6098 | 1 | 28.0801-29 | 1 | 320.84 |  | 942.254 | 9.69 | 3.63 | 780.7722 | 70.54 | 2022 | 498 | 24.1 | 185 | 38783 | 85 | 221112 | -96.5114 | 45.3042 | 5610 | 125 | 100 |  | 475 | Y | Subbituminous | Y | N | N | 9999 | N |  | Coal Steam |  | 6475.4795 | 10230
7237_G_4 | SD | 46099 | Angus Anson | Angus Anson | 9164411 | 138594013 | 7237 | 4 | 7237 | 4 | 28.0801-01 | 8 | 7.54 |  | 15.2727 | 2.23 | 2.23 | 0.3258 | 1.42 | 2020 | 50 | 31.24 | 973 | 36371.084 | 47.4322 | 221112 | -96.6363 | 43.6032 | 1980 | 125 | 120 |  | 147 | N | Natural Gas | Y | N | N | 9999 | N |  | Combustion Turbine |  | 713.0399 | 12119
7237_G_2 | SD | 46099 | Angus Anson |  | 9164411 | 138593913 | 7237 | 3 |  |  | 28.0801-01 | 5 | 2.93 |  | 7.3221 | 0.56 | 0.56 | 0.054 | 0.19 | 2020 | 50 | 31.24 | 973 | 36371.084 | 47.4322 | 221112 | -96.6363 | 43.6032 | 1480 | 125 | 120 |  |  |  |  | Y | N | N |  | N |  |  |  | 214.73
7237_G_1 | SD | 46099 | Angus Anson |  | 9164411 | 138593813 | 7237 | 2 |  |  | 28.0801-01 | 4 | 2.08 |  | 6.4135 | 0.4 | 0.4 | 0.0508 | 0.12 | 2020 | 50 | 31.24 | 973 | 36371.084 | 47.4322 | 221112 | -96.6363 | 43.6032 | 1480 | 125 | 120 |  |  |  |  | Y | N | N |  | N |  |  |  | 184.76
3325_G_GT1 | SD | 46103 | Black Hill Power & Light Company (Ben French) | Ben French | 6195711 | 15200113 |  |  | 3325 | GT1 | 28.0801-02 | 2 | 1.48 |  | 5.76 | 1.6191 | 1.6191 | 0.06 | 0.04 | 2020 | 35 | 13.1 | 908 | 7589 | 55.7 | 221112 | -103.2611 | 44.0892 | 25 | 125 | 120 |  | 17 | N | Natural Gas, Distillate Fuel Oil | N | N | N | 9999 | N |  | Combustion Turbine |  |  | 22873
3325_G_GT2 | SD | 46103 | Black Hill Power & Light Company (Ben French) | Ben French | 6195711 | 15200213 |  |  | 3325 | GT2 | 28.0801-02 | 3 | 3.75 |  | 14.62 | 4.0916 | 4.0916 | 0.16 | 0.1 | 2020 | 35 | 13.1 | 908 | 7589 | 55.7 | 221112 | -103.2609 | 44.0891 | 25 | 125 | 120 |  | 17 | N | Natural Gas, Distillate Fuel Oil | N | N | N | 9999 | N |  | Combustion Turbine |  |  | 22879
3325_G_GT3 | SD | 46103 | Black Hill Power & Light Company (Ben French) | Ben French | 6195711 | 15200313 |  |  | 3325 | GT3 | 28.0801-02 | 4 | 2.15 |  | 8.39 | 2.363 | 2.363 | 0.09 | 0.06 | 2020 | 35 | 13.1 | 908 | 7589 | 55.7 | 221112 | -103.2608 | 44.089 | 25 | 125 | 120 |  | 17 | N | Natural Gas, Distillate Fuel Oil | N | N | N | 9999 | N |  | Combustion Turbine |  |  | 22879
3325_G_GT4 | SD | 46103 | Black Hill Power & Light Company (Ben French) | Ben French | 6195711 | 15200413 |  |  | 3325 | GT4 | 28.0801-02 | 5 | 1.46 |  | 5.68 | 1.5972 | 1.5972 | 0.06 | 0.04 | 2020 | 35 | 13.1 | 908 | 7589 | 55.7 | 221112 | -103.2607 | 44.0889 | 25 | 125 | 120 |  | 17 | N | Natural Gas, Distillate Fuel Oil | N | N | N | 9999 | N |  | Combustion Turbine |  |  | 22879
55478_G_0001 | SD | 46103 | Black Hills Corporation (Lange) | Lange Gas Turbines | 15649011 | 99817013 | 55478 | CT1 | 55478 | 0001 | 28.0802-02 | 1 | 2.65 |  | 9.5148 | 0.14 | 0.14 | 0.0877 | 0.12 | 2022 | 65 | 11.4 | 650 | -1 | 61.9 | 221112 | -103.2609 | 44.1212 | 325 | 125 | 120 |  | 34 | N | Natural Gas | Y | N | N | 9999 | N |  | Combustion Turbine |  | 905.8099 | 12340
3396_B_1 | TN | 47001 | TVA BULL RUN FOSSIL PLANT |  | 6196011 | 15192413 | 3396 | 1 |  |  | 01-0009 | 001 | 129.1576 | 0.00013498 | 768.0188 | 80.8746 | 67.1553 | 342.976 | 15.3044 | 2022 | 500 | 33.5 | 126 | 44048.3 | 50 | 221112 | -84.1552 | 36.0204 | 8870 | 125 | 100 |  |  |  |  | Y | N | N |  | N |  |  |  | 2370.2407
7883_G_1 | TN | 47067 | POWELL VALLEY ELECTRIC COOPERATIVE, INC. | Powell Valley | 3787211 | 37840213 |  |  | 7883 | 1 | 34-0014 | 001 | 0.000228 |  | 0.00587 | 3.09e-05 | 1.26e-05 | 3.04e-06 | 8.4e-05 | 2020 | 15 | 1.3 | 981 | 290.2 | 209 | 221112 | -83.0322 | 36.575 | 2 | 125 | 160 |  | 1.8 | N | Distillate Fuel Oil | N | N | N | 9999 | N |  | Combustion Turbine |  |  | 11102
7883_G_10 | TN | 47067 | POWELL VALLEY ELECTRIC COOPERATIVE, INC. | Powell Valley | 3787211 | 37839613 |  |  | 7883 | 10 | 34-0014 | 010 | 0.000228 |  | 0.00587 | 3.09e-05 | 1.26e-05 | 3.04e-06 | 8.4e-05 | 2020 | 15 | 1.3 | 981 | 290.2 | 209 | 221112 | -83.0322 | 36.575 | 2 | 125 | 160 |  | 1.8 | N | Distillate Fuel Oil | N | N | N | 9999 | N |  | Combustion Turbine |  |  | 10745
7883_G_11 | TN | 47067 | POWELL VALLEY ELECTRIC COOPERATIVE, INC. | Powell Valley | 3787211 | 37839813 |  |  | 7883 | 11 | 34-0014 | 011 | 0.000228 |  | 0.00587 | 3.09e-05 | 1.26e-05 | 3.04e-06 | 8.4e-05 | 2020 | 15 | 1.3 | 981 | 290.2 | 209 | 221112 | -83.0322 | 36.575 | 2 | 125 | 160 |  | 1.8 | N | Distillate Fuel Oil | N | N | N | 9999 | N |  | Combustion Turbine |  |  | 10745
7883_G_2 | TN | 47067 | POWELL VALLEY ELECTRIC COOPERATIVE, INC. | Powell Valley | 3787211 | 37839913 |  |  | 7883 | 2 | 34-0014 | 002 | 0.000228 |  | 0.00587 | 3.09e-05 | 1.26e-05 | 3.04e-06 | 8.4e-05 | 2022 | 15 | 1.3 | 981 | 290.2 | 209 | 221112 | -83.0322 | 36.575 | 2 | 125 | 160 |  | 1.8 | N | Distillate Fuel Oil | N | N | N | 9999 | N |  | Combustion Turbine |  |  | 10745
7883_G_3 | TN | 47067 | POWELL VALLEY ELECTRIC COOPERATIVE, INC. | Powell Valley | 3787211 | 37840113 |  |  | 7883 | 3 | 34-0014 | 003 | 0.000228 |  | 0.00587 | 3.09e-05 | 1.26e-05 | 3.04e-06 | 8.4e-05 | 2020 | 15 | 1.3 | 981 | 290.2 | 209 | 221112 | -83.0322 | 36.575 | 2 | 125 | 160 |  | 1.8 | N | Distillate Fuel Oil | N | N | N | 9999 | N |  | Combustion Turbine |  |  | 10745
7883_G_4 | TN | 47067 | POWELL VALLEY ELECTRIC COOPERATIVE, INC. | Powell Valley | 3787211 | 37840013 |  |  | 7883 | 4 | 34-0014 | 004 | 0.000228 |  | 0.00587 | 3.09e-05 | 1.26e-05 | 3.04e-06 | 8.4e-05 | 2020 | 15 | 1.3 | 981 | 290.2 | 209 | 221112 | -83.0322 | 36.575 | 2 | 125 | 160 |  | 1.8 | N | Distillate Fuel Oil | N | N | N | 9999 | N |  | Combustion Turbine |  |  | 10745
7883_G_5 | TN | 47067 | POWELL VALLEY ELECTRIC COOPERATIVE, INC. | Powell Valley | 3787211 | 37840613 |  |  | 7883 | 5 | 34-0014 | 005 | 0.000228 |  | 0.00587 | 3.09e-05 | 1.26e-05 | 3.04e-06 | 8.4e-05 | 2020 | 15 | 1.3 | 981 | 290.2 | 209 | 221112 | -83.0322 | 36.575 | 2 | 125 | 160 |  | 1.8 | N | Distillate Fuel Oil | N | N | N | 9999 | N |  | Combustion Turbine |  |  | 10745
7883_G_6 | TN | 47067 | POWELL VALLEY ELECTRIC COOPERATIVE, INC. | Powell Valley | 3787211 | 37840413 |  |  | 7883 | 6 | 34-0014 | 006 | 0.000228 |  | 0.00587 | 3.09e-05 | 1.26e-05 | 3.04e-06 | 8.4e-05 | 2020 | 15 | 1.3 | 981 | 290.2 | 209 | 221112 | -83.0322 | 36.575 | 2 | 125 | 160 |  | 1.8 | N | Distillate Fuel Oil | N | N | N | 9999 | N |  | Combustion Turbine |  |  | 10745
7883_G_7 | TN | 47067 | POWELL VALLEY ELECTRIC COOPERATIVE, INC. | Powell Valley | 3787211 | 37840513 |  |  | 7883 | 7 | 34-0014 | 007 | 0.000228 |  | 0.00587 | 3.09e-05 | 1.26e-05 | 3.04e-06 | 8.4e-05 | 2022 | 15 | 1.3 | 981 | 290.2 | 209 | 221112 | -83.0322 | 36.575 | 2 | 125 | 160 |  | 1.8 | N | Distillate Fuel Oil | N | N | N | 9999 | N |  | Combustion Turbine |  |  | 10745
7883_G_8 | TN | 47067 | POWELL VALLEY ELECTRIC COOPERATIVE, INC. | Powell Valley | 3787211 | 37840313 |  |  | 7883 | 8 | 34-0014 | 008 | 0.000228 |  | 0.00587 | 3.09e-05 | 1.26e-05 | 3.04e-06 | 8.4e-05 | 2020 | 15 | 1.3 | 981 | 290.2 | 209 | 221112 | -83.0322 | 36.575 | 2 | 125 | 160 |  | 1.8 | N | Distillate Fuel Oil | N | N | N | 9999 | N |  | Combustion Turbine |  |  | 10745
7883_G_9 | TN | 47067 | POWELL VALLEY ELECTRIC COOPERATIVE, INC. | Powell Valley | 3787211 | 37839713 |  |  | 7883 | 9 | 34-0014 | 009 | 0.000228 |  | 0.00587 | 3.09e-05 | 1.26e-05 | 3.04e-06 | 8.4e-05 | 2022 | 15 | 1.3 | 981 | 290.2 | 209 | 221112 | -83.0322 | 36.575 | 2 | 125 | 160 |  | 1.8 | N | Distillate Fuel Oil | N | N | N | 9999 | N |  | Combustion Turbine |  |  | 10745
3405_G_CTG1 | TN | 47073 | TVA - John Sevier Combined Cycle Plant | John Sevier | 4188311 | 105932113 | 3405 | JCC1 | 3405 | CTG1 |  |  | 13.6972 | 0.52888 | 58.4763 | 20.4012 | 20.4012 | 3.2178 | 12.2258 |  | 165.9 | 20.5 | 193 | 16502.4912 | 49.998 | 221112 | -82.9639 | 36.3767 |  | 125 | 140 |  | 165 | N | Natural Gas | Y | N | N | 9999 | N |  | Combined Cycle |  | 6788.7295 | 7176
3405_G_CTG2 | TN | 47073 | TVA - John Sevier Combined Cycle Plant | John Sevier | 4188311 | 105932213 | 3405 | JCC2 | 3405 | CTG2 | 37-0007 | 009 | 12.0606 | 0.21543 | 64.3465 | 22.1841 | 22.1841 | 3.4882 | 13.424 | 2022 | 165.9 | 20.5 | 193 | 16502.4912 | 49.998 | 221112 | -82.9639 | 36.3767 | 2280 | 125 | 140 |  | 165 | N | Natural Gas | Y | N | N | 9999 | N |  | Combined Cycle |  | 7137.3892 | 7176
3405_G_CTG3 | TN | 47073 | TVA - John Sevier Combined Cycle Plant | John Sevier | 4188311 | 105932313 | 3405 | JCC3 | 3405 | CTG3 | 37-0007 | 010 | 9.479 | 0.32922 | 56.5089 | 20.0827 | 20.0827 | 3.0812 | 12.4077 | 2022 | 165.9 | 20.5 | 193 | 16502.4912 | 49.998 | 221112 | -82.9639 | 36.3767 | 2280 | 125 | 140 |  | 165 | N | Natural Gas | Y | N | N | 9999 | N |  | Combined Cycle |  | 6834.3906 | 7176
55081_G_2 | TN | 47075 | TVA BROWNSVILLE COMBUSTION TURBINE PLANT | Brownsville Peaking Power | 3063711 | 38176213 |  |  | 55081 | 2 | 38-0068 | 001 | 60.0991 |  | 70.772 | 13.9154 | 13.9154 | 0.781 | 5.0896 | 2020 | 90 | 21.1 | 1008 | 29933.8 | 85.5 | 221112 | -89.1978 | 35.5438 | 1230 | 125 | 120 |  | 110 | N | Natural Gas | N | N | N | 9999 | N | 55081_G_2;55081_G_1 | Combustion Turbine |  |  | 11344
55081_G_4 | TN | 47075 | TVA BROWNSVILLE COMBUSTION TURBINE PLANT | Brownsville Peaking Power | 3063711 | 38176113 |  |  | 55081 | 4 | 38-0068 | 002 | 49.1817 |  | 91.003 | 7.7766 | 7.7766 | 0.61 | 4.1509 | 2020 | 50 | 23.9 | 1020 | 31369.3 | 70.1 | 221112 | -89.1978 | 35.5438 | 1380 | 125 | 120 |  | 118 | N | Natural Gas | N | N | N | 9999 | N | 55081_G_3;55081_G_4 | Combustion Turbine |  |  | 11344
7845_G_CTG1 | TN | 47075 | TVA - Lagoon Creek Combined Cycle Plant | Lagoon Creek | 15662811 | 103734613 | 7845 | LCC1 | 7845 | CTG1 | 38-0069-02 | 001 | 5.3442 | 19.9282 | 60.1457 | 14.6175 | 14.6175 | 3.4018 | 12.7085 | 2020 | 190 | 20.5 | 183 | 18186.5031 | 55.1 | 221112 | -89.3925 | 35.6499 | 2260 | 125 | 140 |  | 160 | N | Natural Gas | Y | N | N | 9999 | N |  | Combined Cycle |  | 7219.9702 | 7360
7845_G_CTG2 | TN | 47075 | TVA - Lagoon Creek Combined Cycle Plant | Lagoon Creek | 15662811 | 103734713 | 7845 | LCC2 | 7845 | CTG2 | 38-0069-02 | 002 | 5.6858 | 7.795 | 61.5563 | 14.5813 | 14.5813 | 3.4172 | 12.3666 | 2020 | 190 | 20.5 | 183 | 18186.5031 | 55.1 | 221112 | -89.3925 | 35.6499 | 2260 | 125 | 140 |  | 160 | N | Natural Gas | Y | N | N | 9999 | N |  | Combined Cycle |  | 7254.4194 | 7360
7845_G_GT1 | TN | 47075 | TVA LAGOON CREEK COMBUSTION TURBINE PLANT | Lagoon Creek | 3982711 | 35468313 | 7845 | LCT1 | 7845 | GT1 | 38-0069 | 001 | 4.7577 |  | 10.3494 | 1.0278 | 1.0278 | 0.9243 | 0.16245 | 2020 | 56 | 14.8 | 978 | 29073.1 | 170 | 221112 | -89.3964 | 35.6578 | 1290 | 125 | 120 |  | 73.9 | N | Natural Gas, Distillate Fuel Oil | Y | N | N | 9999 | N |  | Combustion Turbine |  | 591.3099 | 11966
7845_G_GT10 | TN | 47075 | TVA LAGOON CREEK COMBUSTION TURBINE PLANT | Lagoon Creek | 3982711 | 35468013 | 7845 | LCT10 | 7845 | GT10 | 38-0069 | 010 | 6.2178 |  | 8.9168 | 1.3373 | 1.3373 | 0.2552 | 0.21059 | 2020 | 56 | 14.8 | 978 | 29073.1 | 170 | 221112 | -89.3964 | 35.6578 | 1290 | 125 | 120 |  | 72.7 | N | Natural Gas, Distillate Fuel Oil | Y | N | N | 9999 | N |  | Combustion Turbine |  | 561.5499 | 11966
7845_G_GT11 | TN | 47075 | TVA LAGOON CREEK COMBUSTION TURBINE PLANT | Lagoon Creek | 3982711 | 35467813 | 7845 | LCT11 | 7845 | GT11 | 38-0069 | 011 | 5.8374 |  | 7.2764 | 1.2641 | 1.2641 | 0.1615 | 0.20018 | 2020 | 56 | 14.8 | 978 | 29073.1 | 170 | 221112 | -89.3964 | 35.6578 | 1290 | 125 | 120 |  | 72.7 | N | Natural Gas, Distillate Fuel Oil | Y | N | N | 9999 | N |  | Combustion Turbine |  | 498.95 | 11966
7845_G_GT12 | TN | 47075 | TVA LAGOON CREEK COMBUSTION TURBINE PLANT | Lagoon Creek | 3982711 | 35466813 | 7845 | LCT12 | 7845 | GT12 | 38-0069 | 012 | 6.0742 |  | 3.3919 | 1.306 | 1.306 | 0.066 | 0.20561 | 2020 | 56 | 14.8 | 978 | 29073.1 | 170 | 221112 | -89.3964 | 35.6578 | 1290 | 125 | 120 |  | 72.7 | N | Natural Gas, Distillate Fuel Oil | Y | N | N | 9999 | N |  | Combustion Turbine |  | 225.78 | 11966
7845_G_GT2 | TN | 47075 | TVA LAGOON CREEK COMBUSTION TURBINE PLANT | Lagoon Creek | 3982711 | 35467913 | 7845 | LCT2 | 7845 | GT2 | 38-0069 | 002 | 3.4977 |  | 7.6217 | 0.75667 | 0.75667 | 0.1629 | 0.11973 | 2022 | 56 | 14.8 | 978 | 29073.1 | 170 | 221112 | -89.3964 | 35.6578 | 1290 | 125 | 120 |  | 73.9 | N | Natural Gas, Distillate Fuel Oil | Y | N | N | 9999 | N |  | Combustion Turbine |  | 646.8701 | 11966
7845_G_GT3 | TN | 47075 | TVA LAGOON CREEK COMBUSTION TURBINE PLANT | Lagoon Creek | 3982711 | 35467713 | 7845 | LCT3 | 7845 | GT3 | 38-0069 | 003 | 5.8157 |  | 10.7406 | 1.2583 | 1.2583 | 0.2353 | 0.19911 | 2020 | 56 | 14.8 | 978 | 29073.1 | 170 | 221112 | -89.3964 | 35.6578 | 1290 | 125 | 120 |  | 73.9 | N | Natural Gas, Distillate Fuel Oil | Y | N | N | 9999 | N |  | Combustion Turbine |  | 692.54 | 11966
7845_G_GT4 | TN | 47075 | TVA LAGOON CREEK COMBUSTION TURBINE PLANT | Lagoon Creek | 3982711 | 35467113 | 7845 | LCT4 | 7845 | GT4 | 38-0069 | 004 | 6.1765 |  | 11.1596 | 1.328 | 1.328 | 0.9418 | 0.20907 | 2020 | 56 | 14.8 | 978 | 29073.1 | 170 | 221112 | -89.3964 | 35.6578 | 1290 | 125 | 120 |  | 73.9 | N | Natural Gas, Distillate Fuel Oil | Y | N | N | 9999 | N |  | Combustion Turbine |  | 711.01 | 11966
7845_G_GT5 | TN | 47075 | TVA LAGOON CREEK COMBUSTION TURBINE PLANT | Lagoon Creek | 3982711 | 35467613 | 7845 | LCT5 | 7845 | GT5 | 38-0069 | 005 | 6.4865 |  | 11.1813 | 1.3978 | 1.3978 | 0.8921 | 0.22047 | 2020 | 56 | 14.8 | 978 | 29073.1 | 170 | 221112 | -89.3964 | 35.6578 | 1290 | 125 | 120 |  | 73.9 | N | Natural Gas, Distillate Fuel Oil | Y | N | N | 9999 | N |  | Combustion Turbine |  | 706.4899 | 11966
7845_G_GT6 | TN | 47075 | TVA LAGOON CREEK COMBUSTION TURBINE PLANT | Lagoon Creek | 3982711 | 35467313 | 7845 | LCT6 | 7845 | GT6 | 38-0069 | 006 | 6.4847 |  | 10.5848 | 1.3901 | 1.3901 | 0.9007 | 0.2183 | 2020 | 56 | 14.8 | 978 | 29073.1 | 170 | 221112 | -89.3964 | 35.6578 | 1290 | 125 | 120 |  | 73.9 | N | Natural Gas, Distillate Fuel Oil | Y | N | N | 9999 | N |  | Combustion Turbine |  | 636.6398 | 11966
7845_G_GT7 | TN | 47075 | TVA LAGOON CREEK COMBUSTION TURBINE PLANT | Lagoon Creek | 3982711 | 35467413 | 7845 | LCT7 | 7845 | GT7 | 38-0069 | 007 | 6.1347 |  | 8.6822 | 1.3253 | 1.3253 | 1.0619 | 0.20946 | 2020 | 56 | 14.8 | 978 | 29073.1 | 170 | 221112 | -89.3964 | 35.6578 | 1290 | 125 | 120 |  | 73.9 | N | Natural Gas, Distillate Fuel Oil | Y | N | N | 9999 | N |  | Combustion Turbine |  | 495.56 | 11966
7845_G_GT8 | TN | 47075 | TVA LAGOON CREEK COMBUSTION TURBINE PLANT | Lagoon Creek | 3982711 | 35468113 | 7845 | LCT8 | 7845 | GT8 | 38-0069 | 008 | 5.6486 |  | 11.7907 | 1.224 | 1.224 | 1.2126 | 0.19393 | 2020 | 56 | 14.8 | 978 | 29073.1 | 170 | 221112 | -89.3964 | 35.6578 | 1290 | 125 | 120 |  | 73.9 | N | Natural Gas, Distillate Fuel Oil | Y | N | N | 9999 | N |  | Combustion Turbine |  | 637.7698 | 11966
7845_G_GT9 | TN | 47075 | TVA LAGOON CREEK COMBUSTION TURBINE PLANT | Lagoon Creek | 3982711 | 35468213 | 7845 | LCT9 | 7845 | GT9 | 38-0069 | 009 | 6.4916 |  | 7.2614 | 1.3931 | 1.3931 | 0.17 | 0.21898 | 2022 | 56 | 14.8 | 978 | 29073.1 | 170 | 221112 | -89.3964 | 35.6578 | 1290 | 125 | 120 |  | 72.7 | N | Natural Gas, Distillate Fuel Oil | Y | N | N | 9999 | N |  | Combustion Turbine |  | 482.7899 | 11966
3406_G_G20 | TN | 47085 | TVA - Johnsonville Combustion Turbine Plant | Johnsonville | 5720911 | 135556513 | 3406 | JCT20 | 3406 | G20 | 43-0011 | 018 | 4.6966 | 0.9286 | 20.6266 | 15.4596 | 15.4596 | 1.9997 | 9.3699 | 2022 | 150 | 15.5 | 311 | 13854.52 | 73.424 | 221112 | -87.9861 | 36.0278 | 1340 | 125 | 140 |  | 72.8 | N | Natural Gas, Distillate Fuel Oil | Y | N | N | 9999 | N |  | Combustion Turbine |  | 7630.2603 | 16591
3406_G_G16 | TN | 47085 | TVA - Johnsonville Combustion Turbine Plant |  | 5720911 | 23016213 |  |  |  |  | 43-0011 | 012 | 13.6998 |  | 206.5744 | 10.0057 | 10.0057 | 0.31189 | 1.6125 | 2022 | 32 | 12.7 | 1034 | 26082.2051 | 206 | 221112 | -87.9861 | 36.0278 | 14800 | 125 | 120 |  |  |  |  | N | N | N |  | N | 3406_G_GT2;3406_G_G13;3406_G_GT1;3406_G_GT6;3406_G_GT8;3406_G_G14;3406_G_G16;3406_G_GT3;3406_G_GT5;3406_G_GT7;3406_G_GT9;3406_G_G10;3406_G_G15;3406_G_GT4;3406_G_G12;3406_G_G11
3407_B_9 | TN | 47145 | TVA - Kingston Fossil Plant |  | 4979111 | 30042313 | 3407 | 9 |  |  | 73-0013 | 009 | 76.0118 | 0.031062 | 258.3335 | 49.5273 | 41.2318 | 315.733 | 9.1107 | 2022 | 400 | 30 | 131 | 39634.65 | 56.1 | 221112 | -84.5194 | 35.8992 | 2060 | 125 | 100 |  |  |  |  | Y | N | N |  | N |  |  |  | 5563.96
3407_B_6 | TN | 47145 | TVA - Kingston Fossil Plant |  | 4979111 | 30041813 | 3407 | 6 |  |  | 73-0013 | 006 | 56.9158 | 0.023357 | 181.14 | 37.0081 | 30.8017 | 265.3467 | 6.8138 | 2022 | 400 | 30 | 131 | 39634.65 | 56.1 | 221112 | -84.5194 | 35.8992 | 2060 | 125 | 100 |  |  |  |  | Y | N | N |  | N |  |  |  | 4094.4099
3407_B_4 | TN | 47145 | TVA - Kingston Fossil Plant |  | 4979111 | 30041513 | 3407 | 4 |  |  | 73-0013 | 004 | 57.8904 | 0.023778 | 189.6872 | 37.6589 | 31.3443 | 241.6243 | 6.9334 | 2022 | 400 | 30 | 131 | 39634.65 | 56.1 | 221112 | -84.5194 | 35.8992 | 1640 | 125 | 100 |  |  |  |  | Y | N | N |  | N |  |  |  | 5523.8901
3407_B_1 | TN | 47145 | TVA - Kingston Fossil Plant |  | 4979111 | 30042113 | 3407 | 1 |  |  | 73-0013 | 001 | 55.9553 | 0.022916 | 199.7661 | 36.3509 | 30.2527 | 233.1717 | 6.6929 | 2022 | 400 | 30 | 131 | 39634.65 | 56.1 | 221112 | -84.5194 | 35.8992 | 1640 | 125 | 100 |  |  |  |  | Y | N | N |  | N |  |  |  | 5366.2495
3407_B_7 | TN | 47145 | TVA - Kingston Fossil Plant |  | 4979111 | 30042513 | 3407 | 7 |  |  | 73-0013 | 007 | 52.2809 | 0.021444 | 190.1402 | 33.9678 | 28.2693 | 250.1764 | 6.2549 | 2022 | 400 | 30 | 131 | 39634.65 | 56.1 | 221112 | -84.5194 | 35.8992 | 2060 | 125 | 100 |  |  |  |  | Y | N | N |  | N |  |  |  | 3742.7
3407_B_3 | TN | 47145 | TVA - Kingston Fossil Plant |  | 4979111 | 30041613 | 3407 | 3 |  |  | 73-0013 | 003 | 54.7129 | 0.022468 | 187.9253 | 35.5874 | 29.6198 | 233.9338 | 6.5521 | 2022 | 400 | 30 | 131 | 39634.65 | 56.1 | 221112 | -84.5194 | 35.8992 | 1640 | 125 | 100 |  |  |  |  | Y | N | N |  | N |  |  |  | 5346.8799
3407_B_5 | TN | 47145 | TVA - Kingston Fossil Plant |  | 4979111 | 30041713 | 3407 | 5 |  |  | 73-0013 | 005 | 50.5796 | 0.020501 | 157.9529 | 32.887 | 27.3759 | 225.658 | 6.048 | 2022 | 400 | 30 | 131 | 39634.65 | 56.1 | 221112 | -84.5194 | 35.8992 | 2060 | 125 | 100 |  |  |  |  | Y | N | N |  | N |  |  |  | 3290.73
3407_B_2 | TN | 47145 | TVA - Kingston Fossil Plant |  | 4979111 | 30041913 | 3407 | 2 |  |  | 73-0013 | 002 | 41.8757 | 0.017119 | 142.1347 | 27.192 | 22.6298 | 196.5483 | 5.0062 | 2022 | 400 | 30 | 131 | 39634.65 | 56.1 | 221112 | -84.5194 | 35.8992 | 1640 | 125 | 100 |  |  |  |  | Y | N | N |  | N |  |  |  | 3919.8701
3407_B_8 | TN | 47145 | TVA - Kingston Fossil Plant |  | 4979111 | 30042013 | 3407 | 8 |  |  | 73-0013 | 008 | 39.6114 | 0.016176 | 129.6093 | 25.7178 | 21.403 | 176.3515 | 4.7345 | 2022 | 400 | 30 | 131 | 39634.65 | 56.1 | 221112 | -84.5194 | 35.8992 | 2060 | 125 | 100 |  |  |  |  | Y | N | N |  | N |  |  |  | 2994
3393_G_CTG1 | TN | 47157 | TVA-Allen Combined Cycle Plant | Allen | 18912511 | 137605113 | 3393 | ACC1 | 3393 | CTG1 |  |  | 16.3315 | 1.7107 | 92.1337 | 51.3432 | 51.3432 | 5.7928 | 22.6901 |  | 175 | 22 | 199 | -1 | 67.62 | 221112 | -90.145 | 35.0672 |  | 125 | 140 |  | 311.9 | N | Natural Gas | Y | N | N | 9999 | N | 3393_G_STG1;3393_G_CTG1 | Combined Cycle |  | 7209.0205 | 7050
3393_G_CTG2 | TN | 47157 | TVA-Allen Combined Cycle Plant | Allen | 18912511 | 137605213 | 3393 | ACC2 | 3393 | CTG2 | 01280 | CC-2 | 21.0527 | 7.3567 | 97.0746 | 43.0951 | 43.0951 | 4.8676 | 20.2033 | 2022 | 175 | 22 | 199 | -1 | 67.62 | 221112 | -90.1451 | 35.0668 | 3800 | 125 | 140 |  | 311.9 | N | Natural Gas | Y | N | N | 9999 | N |  | Combined Cycle |  | 6264.2603 | 7050
3393_G_G20 | TN | 47157 | TVA-Allen Fossil Plant |  | 5720111 | 23029813 | 3393 | ACT20 |  |  | 00528 | CT20 | 0.10481 |  | 2.1254 | 0.18249 | 0.18249 | 2.0644 | 0.021011 | 2022 | 31.5 | 28 | 995 | 17364.4 | 28.1 | 221112 | -90.1433 | 35.0719 | 760 | 125 | 120 |  |  |  |  | Y | N | N |  | N |  |  |  | 26
3393_G_G19 | TN | 47157 | TVA-Allen Fossil Plant |  | 5720111 | 23029513 | 3393 | ACT19 |  |  | 00528 | CT19 | 0.0014731 |  | 0.0551 | 0.0025648 | 0.0025648 | 0.0536 | 0.0002953 | 2022 | 31.5 | 28 | 995 | 17364.4 | 28.1 | 221112 | -90.1433 | 35.0719 | 760 | 125 | 120 |  |  |  |  | Y | N | N |  | N |  |  |  | 2
3393_G_G14 | TN | 47157 | TVA-Allen Fossil Plant |  | 5720111 | 23029013 |  |  |  |  | 00528 | CT14 | 0.0030773 |  | 0.053693 | 0.00099612 | 0.00099612 | 8.868e-05 | 0.00034349 | 2022 | 52 | 19.4 | 1000 | 8631.2 | 29.2 | 221112 | -90.1444 | 35.0719 |  | 125 | 120 |  |  |  |  | N | N | N |  | N
3393_G_G15 | TN | 47157 | TVA-Allen Fossil Plant |  | 5720111 | 23030013 |  |  |  |  | 00528 | CT15 | 0.0030773 |  | 0.053693 | 0.00099612 | 0.00099612 | 8.868e-05 | 0.00034349 | 2022 | 52 | 19.4 | 1000 | 8631.2 | 29.2 | 221112 | -90.1442 | 35.0719 |  | 125 | 120 |  |  |  |  | N | N | N |  | N
3393_G_GT3 | TN | 47157 | TVA-Allen Fossil Plant |  | 5720111 | 23029913 |  |  |  |  | 00528 | CT3 | 0.0030773 |  | 0.053693 | 0.00099612 | 0.00099612 | 8.868e-05 | 0.00034349 | 2022 | 52 | 19.4 | 1000 | 8631.2 | 29.2 | 221112 | -90.1456 | 35.0719 |  | 125 | 120 |  |  |  |  | N | N | N |  | N
3393_G_GT1 | TN | 47157 | TVA-Allen Fossil Plant |  | 5720111 | 23030113 |  |  |  |  | 00528 | CT1 | 0.0030773 |  | 0.053693 | 0.00099612 | 0.00099612 | 8.868e-05 | 0.00034349 | 2022 | 52 | 19.4 | 1000 | 8631.2 | 29.2 | 221112 | -90.1458 | 35.0719 |  | 125 | 120 |  |  |  |  | N | N | N |  | N
3393_G_GT2 | TN | 47157 | TVA-Allen Fossil Plant |  | 5720111 | 23029613 |  |  |  |  | 00528 | CT2 | 0.0030773 |  | 0.053693 | 0.00099612 | 0.00099612 | 8.868e-05 | 0.00034349 | 2022 | 52 | 19.4 | 1000 | 8631.2 | 29.2 | 221112 | -90.1456 | 35.0719 |  | 125 | 120 |  |  |  |  | N | N | N |  | N
3393_G_GT4 | TN | 47157 | TVA-Allen Fossil Plant |  | 5720111 | 23031113 |  |  |  |  | 00528 | CT4 | 0.0030773 |  | 0.053693 | 0.00099612 | 0.00099612 | 8.868e-05 | 0.00034349 | 2022 | 52 | 19.4 | 1000 | 8631.2 | 29.2 | 221112 | -90.1453 | 35.0719 |  | 125 | 120 |  |  |  |  | N | N | N |  | N
3393_G_GT7 | TN | 47157 | TVA-Allen Fossil Plant |  | 5720111 | 23029313 |  |  |  |  | 00528 | CT7 | 0.0030773 |  | 0.053693 | 0.00099612 | 0.00099612 | 8.868e-05 | 0.00034349 | 2022 | 52 | 19.4 | 1000 | 8631.2 | 29.2 | 221112 | -90.1451 | 35.0719 |  | 125 | 120 |  |  |  |  | N | N | N |  | N
3393_G_G12 | TN | 47157 | TVA-Allen Fossil Plant |  | 5720111 | 23029213 |  |  |  |  | 00528 | CT12 | 0.0030773 |  | 0.053693 | 0.00099612 | 0.00099612 | 8.868e-05 | 0.00034349 | 2022 | 52 | 19.4 | 1000 | 8631.2 | 29.2 | 221112 | -90.1444 | 35.0719 |  | 125 | 120 |  |  |  |  | N | N | N |  | N
3393_G_GT6 | TN | 47157 | TVA-Allen Fossil Plant |  | 5720111 | 23031213 |  |  |  |  | 00528 | CT6 | 0.0030773 |  | 0.053693 | 0.00099612 | 0.00099612 | 8.868e-05 | 0.00034349 | 2022 | 52 | 19.4 | 1000 | 8631.2 | 29.2 | 221112 | -90.1453 | 35.0719 |  | 125 | 120 |  |  |  |  | N | N | N |  | N
3393_G_G10 | TN | 47157 | TVA-Allen Fossil Plant |  | 5720111 | 23031013 |  |  |  |  | 00528 | CT10 | 0.0030773 |  | 0.053693 | 0.00099612 | 0.00099612 | 8.868e-05 | 0.00034349 | 2022 | 52 | 19.4 | 1000 | 8631.2 | 29.2 | 221112 | -90.1447 | 35.0719 |  | 125 | 120 |  |  |  |  | N | N | N |  | N
3393_G_GT5 | TN | 47157 | TVA-Allen Fossil Plant |  | 5720111 | 23030913 |  |  |  |  | 00528 | CT5 | 0.0030773 |  | 0.053693 | 0.00099612 | 0.00099612 | 8.868e-05 | 0.00034349 | 2022 | 52 | 19.4 | 1000 | 8631.2 | 29.2 | 221112 | -90.1453 | 35.0719 |  | 125 | 120 |  |  |  |  | N | N | N |  | N
3393_G_G16 | TN | 47157 | TVA-Allen Fossil Plant |  | 5720111 | 23030613 |  |  |  |  | 00528 | CT16 | 0.0030773 |  | 0.053693 | 0.00099612 | 0.00099612 | 8.868e-05 | 0.00034349 | 2022 | 52 | 19.4 | 1000 | 8631.2 | 29.2 | 221112 | -90.1442 | 35.0719 |  | 125 | 120 |  |  |  |  | N | N | N |  | N
3393_G_GT9 | TN | 47157 | TVA-Allen Fossil Plant |  | 5720111 | 23028713 |  |  |  |  | 00528 | CT9 | 0.0030773 |  | 0.053693 | 0.00099612 | 0.00099612 | 8.868e-05 | 0.00034349 | 2022 | 52 | 19.4 | 1000 | 8631.2 | 29.2 | 221112 | -90.1451 | 35.0719 |  | 125 | 120 |  |  |  |  | N | N | N |  | N
3393_G_G11 | TN | 47157 | TVA-Allen Fossil Plant |  | 5720111 | 23031313 |  |  |  |  | 00528 | CT11 | 0.0030773 |  | 0.053693 | 0.00099612 | 0.00099612 | 8.868e-05 | 0.00034349 | 2022 | 52 | 19.4 | 1000 | 8631.2 | 29.2 | 221112 | -90.1447 | 35.0719 |  | 125 | 120 |  |  |  |  | N | N | N |  | N
3393_G_G13 | TN | 47157 | TVA-Allen Fossil Plant |  | 5720111 | 23028913 |  |  |  |  | 00528 | CT13 | 0.0030773 |  | 0.053693 | 0.00099612 | 0.00099612 | 8.868e-05 | 0.00034349 | 2022 | 52 | 19.4 | 1000 | 8631.2 | 29.2 | 221112 | -90.1444 | 35.0719 |  | 125 | 120 |  |  |  |  | N | N | N |  | N
3393_G_GT8 | TN | 47157 | TVA-Allen Fossil Plant |  | 5720111 | 23028613 |  |  |  |  | 00528 | CT8 | 0.0030773 |  | 0.053693 | 0.00099612 | 0.00099612 | 8.868e-05 | 0.00034349 | 2022 | 52 | 19.4 | 1000 | 8631.2 | 29.2 | 221112 | -90.1451 | 35.0719 |  | 125 | 120 |  |  |  |  | N | N | N |  | N
3393_G_G17 | TN | 47157 | TVA-Allen Fossil Plant |  | 5720111 | 23028813 | 3393 | ACT17 |  |  | 00528 | CT17 | 0 |  | 0 | 0 | 0 | 0 | 0 | 2022 | 31.5 | 28 | 995 | 17364.4 | 28.1 | 221112 | -90.1439 | 35.0719 | 760 | 125 | 120 |  |  |  |  | N | N | N |  | N
3393_G_G18 | TN | 47157 | TVA-Allen Fossil Plant |  | 5720111 | 23029413 | 3393 | ACT18 |  |  | 00528 | CT18 | 0 |  | 0 | 0 | 0 | 0 | 0 | 2022 | 31.5 | 28 | 995 | 17364.4 | 28.1 | 221112 | -90.1439 | 35.0719 | 760 | 125 | 120 |  |  |  |  | N | N | N |  | N
3399_B_1 | TN | 47161 | TVA CUMBERLAND FOSSIL PLANT | Cumberland (TN) | 4979311 | 30040513 | 3399 | 1 | 3399 | 1 | 81-0011 | 001 | 421.0968 | 0.0065134 | 1843.3159 | 522.4939 | 495.1908 | 2445.1928 | 49.7047 | 2022 | 635 | 38.5 | 119 | 75050.0231 | 64.5 | 221112 | -87.6519 | 36.3903 | 14100 | 125 | 100 |  | 1239 | N | Bituminous | Y | N | N | 2029 | N |  | Coal Steam |  | 4947.9302 | 10158
3399_B_2 | TN | 47161 | TVA CUMBERLAND FOSSIL PLANT |  | 4979311 | 30040713 | 3399 | 2 |  |  | 81-0011 | 002 | 434.5361 | 0.0068062 | 1304.3466 | 548.7758 | 519.019 | 3334.5626 | 51.7757 | 2022 | 635 | 38.5 | 119 | 75050.0231 | 64.5 | 221112 | -87.6519 | 36.3894 | 14100 | 125 | 100 |  |  |  |  | Y | N | N |  | N |  |  |  | 5145.3896
3403_B_1 | TN | 47165 | TVA - Gallatin Fossil Plant | Gallatin (TN) | 5610411 | 22205913 | 3403 | 1 | 3403 | 1 | 83-0025 | 001 | 143.7793 | 1.9036 | 362.4293 | 31.4084 | 27.0963 | 456.1517 | 17.2149 | 2022 | 400 | 18.67 | 179 | 15697.9 | 57.4 | 221112 | -86.3974 | 36.3163 | 2750 | 125 | 100 |  | 225 | N | Bituminous, Subbituminous | Y | N | N | 2032 | N |  | Coal Steam |  | 6437.0503 | 10662
3403_B_2 | TN | 47165 | TVA - Gallatin Fossil Plant | Gallatin (TN) | 5610411 | 22206513 | 3403 | 2 | 3403 | 2 | 83-0025 | 002 | 94.0337 | 1.2384 | 216.4684 | 45.7573 | 32.2436 | 252.7041 | 11.2514 | 2022 | 400 | 18.67 | 179 | 15697.9 | 57.4 | 221112 | -86.3974 | 36.3163 | 2750 | 125 | 100 |  | 225 | N | Bituminous, Subbituminous | Y | N | N | 2032 | N |  | Coal Steam |  | 3963.9897 | 10633
3403_B_3 | TN | 47165 | TVA - Gallatin Fossil Plant | Gallatin (TN) | 5610411 | 22206413 | 3403 | 3 | 3403 | 3 | 83-0025 | 003 | 191.1675 | 2.5295 | 326.487 | 66.8067 | 50.4619 | 523.556 | 22.8949 | 2022 | 400 | 18.67 | 178 | 17023.6 | 62.2 | 221112 | -86.3974 | 36.3163 | 3030 | 125 | 100 |  | 263 | N | Bituminous, Subbituminous | Y | N | N | 2032 | N |  | Coal Steam |  | 6877.4004 | 10669
3403_B_4 | TN | 47165 | TVA - Gallatin Fossil Plant | Gallatin (TN) | 5610411 | 22206313 | 3403 | 4 | 3403 | 4 | 83-0025 | 004 | 220.2445 | 2.9327 | 442.6504 | 84.4678 | 62.4759 | 606.949 | 26.4067 | 2022 | 400 | 18.67 | 178 | 17023.6 | 62.2 | 221112 | -86.3974 | 36.3163 | 3030 | 125 | 100 |  | 263 | N | Bituminous, Subbituminous | Y | N | N | 2032 | N |  | Coal Steam |  | 8369.0801 | 10657
3403_G_GT4 | TN | 47165 | TVA - Gallatin Fossil Plant | Gallatin (TN) | 5610411 | 22206213 |  |  | 3403 | GT4 | 83-0025 | 005 | 2.6566 |  | 35.1177 | 0.64015 | 0.64015 | 0.055951 | 0.20254 | 2022 | 39.5 | 19.1 | 954 | 35453.3 | 123.8 | 221112 | -86.3974 | 36.3163 | 5140 | 125 | 120 |  | 71.5 | N | Natural Gas, Distillate Fuel Oil | N | N | N | 9999 | N | 3403_G_GT1;3403_G_GT2;3403_G_GT3;3403_G_GT4 | Combustion Turbine |  |  | 12635
3403_G_GT8 | TN | 47165 | TVA - Gallatin Fossil Plant | Gallatin (TN) | 5610411 | 22205813 |  |  | 3403 | GT8 | 83-0025 | 008 | 56.7601 |  | 31.434 | 12.4655 | 12.4655 | 0.68001 | 9.6511 | 2022 | 56 | 14.8 | 998 | 25465.3 | 148.1 | 221112 | -86.3974 | 36.3163 | 4380 | 125 | 120 |  | 73.4 | N | Natural Gas, Distillate Fuel Oil | N | N | N | 9999 | N | 3403_G_GT5;3403_G_GT7;3403_G_GT6;3403_G_GT8 | Combustion Turbine |  |  | 12635
55251_G_CTG1 | TN | 47183 | TVA GLEASON COMBUSTION TURBINE PLANT | Gleason Generating Facility | 3428511 | 38857413 | 55251 | CTG-1 | 55251 | CTG1 | 92-0108 | 001 | 29.2 |  | 101.2532 | 10.0431 | 10.0431 | 0.7707 | 3.0188 | 2020 | 80 | 24.7 | 1051 | 39713.4925 | 82.923 | 221112 | -88.6112 | 36.2466 | 1730 | 125 | 120 |  | 120 | N | Natural Gas | Y | N | N | 9999 | N |  | Combustion Turbine |  | 1419.5396 | 11154
55251_G_CTG2 | TN | 47183 | TVA GLEASON COMBUSTION TURBINE PLANT | Gleason Generating Facility | 3428511 | 38857313 | 55251 | CTG-2 | 55251 | CTG2 | 92-0108 | 002 | 23.7 |  | 106.9878 | 8.6775 | 8.6775 | 0.8189 | 2.6083 | 2020 | 80 | 24.7 | 1051 | 39713.4925 | 82.923 | 221112 | -88.6112 | 36.2466 | 1730 | 125 | 120 |  | 100 | N | Natural Gas | Y | N | N | 9999 | N |  | Combustion Turbine |  | 1513.2201 | 11154
55251_G_CTG3 | TN | 47183 | TVA GLEASON COMBUSTION TURBINE PLANT | Gleason Generating Facility | 3428511 | 38857513 | 55251 | CTG-3 | 55251 | CTG3 | 92-0108 | 003 | 24.5 |  | 95.5622 | 5.6875 | 5.6875 | 0.7819 | 1.6981 | 2022 | 80 | 19 | 1097 | 39804.5772 | 140.461 | 221112 | -88.6112 | 36.2466 | 1790 | 125 | 120 |  | 140 | N | Natural Gas | Y | N | N | 9999 | N |  | Combustion Turbine |  | 1506.6302 | 11154
6183_B_SM-1 | TX | 48013 | SAN MIGUEL ELECTRIC PLANT | San Miguel | 4898511 | 69876513 | 6183 | SM-1 | 6183 | SM-1 | 7 | 000013 | 3536.1 | 4.408 | 2015.3782 | 103.8017 | 69.1612 | 9461.7318 | 11.2027 | 2022 | 450 | 20 | 151 | -1 | 80 | 22111 | -98.4774 | 28.7044 | 5400 | 125 | 100 |  | 391 | N | Lignite | Y | N | N | 9999 | N |  | Coal Steam | 7026 | 6563.2593 | 12358
3601_B_1 | TX | 48021 | SIM GIDEON POWER PLANT | Sim Gideon | 3981511 | 35536213 | 3601 | 1 | 3601 | 1 | 2 | 000001 | 28.6396 |  | 176.2794 | 7.6212 | 7.6153 | 0.5866 | 2.3026 | 2022 | 154 | 10 | 300 | -1 | 45 | 22111 | -97.2709 | 30.1454 | 1400 | 125 | 100 |  | 136 | N | Natural Gas | Y | N | N | 9999 | N |  | O/G Steam | 1488 | 3157.8291 | 11386
3601_B_2 | TX | 48021 | SIM GIDEON POWER PLANT | Sim Gideon | 3981511 | 35536513 | 3601 | 2 | 3601 | 2 | 2 | 000002 | 0.8267 |  | 123.8158 | 6.1479 | 6.1432 | 0.4834 | 0.0832 | 2022 | 154 | 10 | 300 | -1 | 45 | 22111 | -97.2709 | 30.1457 | 1400 | 125 | 100 |  | 136 | N | Natural Gas | Y | N | N | 9999 | N |  | O/G Steam | 1558 | 2700.0901 | 11678
3601_B_3 | TX | 48021 | SIM GIDEON POWER PLANT | Sim Gideon | 3981511 | 35536413 | 3601 | 3 | 3601 | 3 | 2 | 000003 | 2.9025 |  | 519.4445 | 21.6262 | 21.6097 | 1.6796 | 1.1629 | 2022 | 275 | 15 | 217 | -1 | 35 | 22111 | -97.2709 | 30.1461 | 3400 | 125 | 100 |  | 335 | N | Natural Gas | Y | N | N | 9999 | N |  | O/G Steam | 2654 | 3778.9812 | 11257
55154_G_CTA | TX | 48021 | LOST PINES 1 POWER PLANT | Lost Pines 1 Power Project | 3981311 | 35539313 | 55154 | 1 | 55154 | CTA | 12 | 000001 | 206.42 | 15.41 | 103.4136 | 27.3 | 26.89 | 3.2589 | 3.85 | 2022 | 150 | 18.5 | 500 | -1 | 61.9 | 22111 | -97.2702 | 30.1478 | 1990 | 125 | 120 |  | 169 | N | Natural Gas | Y | N | N | 9999 | N |  | Combined Cycle | 5417 | 6800.251 | 7286
55154_G_CTB | TX | 48021 | LOST PINES 1 POWER PLANT | Lost Pines 1 Power Project | 3981311 | 35539113 | 55154 | 2 | 55154 | CTB | 12 | 000002 | 200.75 | 18.11 | 106.027 | 28.16 | 27.74 | 3.3487 | 3.9679 | 2022 | 150 | 18.5 | 500 | -1 | 61.9 | 22111 | -97.2702 | 30.1471 | 1990 | 125 | 120 |  | 169 | N | Natural Gas | Y | N | N | 9999 | N |  | Combined Cycle | 5365 | 6946.0698 | 7286
55168_G_0001 | TX | 48021 | BASTROP ENERGY CENTER | Bastrop Energy Center | 3981411 | 35538913 | 55168 | CTG-1A | 55168 | 0001 |  |  | 102.513 |  | 129.4092 | 13.4201 | 13.4201 | 3.084 | 21.0724 |  | 145 | 12 | 500 | -1 | 64 | 22111 | -97.55 | 30.1463 |  | 125 | 120 |  | 171 | N | Natural Gas | Y | N | N | 9999 | N |  | Combined Cycle |  | 5693.4277 | 7896
55168_G_0002 | TX | 48021 | BASTROP ENERGY CENTER | Bastrop Energy Center | 3981411 | 35538713 | 55168 | CTG-1B | 55168 | 0002 | 13 | 000009 | 140.1993 |  | 134.1081 | 13.6305 | 13.6305 | 3.1732 | 23.6085 | 2022 | 145 | 12 | 500 | -1 | 64 | 22111 | -97.5502 | 30.1459 | 1900 | 125 | 120 |  | 171 | N | Natural Gas | Y | N | N | 9999 | N |  | Combined Cycle | 6021 | 5893.4707 | 7896
55168_G_0003 | TX | 48021 | BASTROP ENERGY CENTER | Bastrop Energy Center | 3981411 | 35538813 |  |  | 55168 | 0003 | 13 | 000006 | 0.0019 |  | 0.0209 | 0.0006 | 0.0006 | 0.0014 | 0.0012 | 2022 | 14 | 0.25 | 708 | -1 | 81 | 22111 | -97.5505 | 30.1457 | 232 | 125 | 160 |  | 233 | N | Natural Gas | N | N | N | 9999 | N |  | Combined Cycle | 24 |  | 7896
58001_G_CTG-1 | TX | 48027 | PANDA TEMPLE POWER STATION | Panda Temple Power Station | 16861111 | 113223913 | 58001 | CTG1 | 58001 | CTG-1 | 670 | 000002 | 110.9045 | 74.3949 | 52.3178 | 15.4676 | 15.4676 | 4.4172 | 22.6431 | 2022 | 140 | 21.42 | 165 | -1 | 36.2 | 22111 | -97.3172 | 31.0559 | 2840 | 125 | 120 |  | 232 | N | Natural Gas | Y | N | N | 9999 | N | 58001_G_STG-1;58001_G_CTG-1 | Combined Cycle | 6769 | 6769.2202 | 7190
58001_G_CTG-2 | TX | 48027 | PANDA TEMPLE POWER STATION | Panda Temple Power Station | 16861111 | 113224013 | 58001 | CTG2 | 58001 | CTG-2 | 670 | 000003 | 88.733 | 57.5882 | 51.2737 | 17.8445 | 17.8445 | 4.3492 | 9.1415 | 2022 | 140 | 21.42 | 165 | -1 | 36.2 | 22111 | -97.3168 | 31.0558 | 2840 | 125 | 120 |  | 232 | N | Natural Gas | Y | N | N | 9999 | N |  | Combined Cycle | 6746 | 6746.4902 | 7190
58001_G_CTG-3 | TX | 48027 | PANDA TEMPLE POWER STATION | Panda Temple Power Station | 16861111 | 123144813 | 58001 | CTG3 | 58001 | CTG-3 | 670 | 000017 | 74.6115 | 19.367 | 45.0342 | 9.2063 | 9.2063 | 3.7723 | 3.8682 | 2022 | 140 | 21.42 | 165 | -1 | 36.2 | 22111 | -97.3157 | 31.0555 | 2840 | 125 | 120 |  | 220 | N | Natural Gas | Y | N | N | 9999 | N |  | Combined Cycle | 5158 | 5157.5791 | 7190
58001_G_CTG-4 | TX | 48027 | PANDA TEMPLE POWER STATION | Panda Temple Power Station | 16861111 | 123144913 | 58001 | CTG4 | 58001 | CTG-4 | 670 | 000018 | 81.7815 | 31.003 | 45.2041 | 8.7835 | 8.7835 | 3.7444 | 0.9246 | 2022 | 140 | 21.42 | 165 | -1 | 36.2 | 22111 | -97.3153 | 31.0554 | 2840 | 125 | 120 |  | 220 | N | Natural Gas | Y | N | N | 9999 | N |  | Combined Cycle | 5137 | 5136.5303 | 7190
3611_B_2 | TX | 48029 | CALAVERAS PLANT | O W Sommers | 5617211 | 58498513 | 3611 | 2 | 3611 | 2 | 63 | 000020 | 89.4087 |  | 448.3632 | 28.1593 | 28.1593 | 2.2623 | 20.511 | 2022 | 240 | 20 | 275 | -1 | 53 | 22111 | -98.3236 | 29.3078 | 3970 | 125 | 100 |  | 410 | N | Natural Gas, Distillate Fuel Oil | Y | N | N | 2029 | N |  | O/G Steam | 4542 | 4542.291 | 12295
7097_B_BLR1 | TX | 48029 | CALAVERAS PLANT | J K Spruce | 5617211 | 21257713 | 7097 | **1 | 7097 | BLR1 | 63 | 000017 | 632.4 |  | 2444.9271 | 189.196 | 109.5324 | 904.2019 | 9.766 | 2022 | 525 | 26 | 275 | -1 | 60 | 22111 | -98.3206 | 29.3081 | 5560 | 125 | 100 |  | 560 | N | Subbituminous | Y | N | N | 2029 | N |  | Coal Steam | 7056 | 7651.5796 | 9995
7097_B_BLR2 | TX | 48029 | CALAVERAS PLANT | J K Spruce | 5617211 | 69929313 | 7097 | **2 | 7097 | BLR2 | 63 | 000095 | 478.7 | 12.528 | 941.8484 | 201.3201 | 123.15 | 215.7773 | 7.2909 | 2022 | 601 | 28 | 133 | -1 | 60 | 22111 | -98.3197 | 29.3062 | 9730 | 125 | 100 |  | 785 | N | Subbituminous | Y | N | N | 9999 | N |  | Coal Steam | 6085 | 6019.4595 | 9923
3609_G_CGT1 | TX | 48029 | LEON CREEK PLANT | Leon Creek | 3000111 | 69916713 | 3609 | CGT1 | 3609 | CGT1 | 3 | 000005 | 1.4 | 0.0461 | 2.9111 | 0.9347 | 0.9347 | 0.0821 | 0.0419 | 2022 | 100 | 12 | 757 | -1 | 87 | 22111 | -98.5748 | 29.3528 | 400 | 125 | 120 |  | 46 | N | Natural Gas | Y | N | N | 9999 | N |  | Combustion Turbine | 838 | 838.3102 | 10911
3609_G_CGT2 | TX | 48029 | LEON CREEK PLANT | Leon Creek | 3000111 | 69916813 | 3609 | CGT2 | 3609 | CGT2 | 3 | 000006 | 2.145 | 0.1133 | 2.9745 | 0.5009 | 0.5009 | 0.0859 | 0.0392 | 2022 | 100 | 12 | 757 | -1 | 87 | 22111 | -98.5749 | 29.3526 | 400 | 125 | 120 |  | 46 | N | Natural Gas | Y | N | N | 9999 | N |  | Combustion Turbine | 871 | 871.2802 | 10912
3609_G_CGT3 | TX | 48029 | LEON CREEK PLANT | Leon Creek | 3000111 | 69916913 | 3609 | CGT3 | 3609 | CGT3 | 3 | 000007 | 1.369 | 0.1449 | 3.2514 | 0.5982 | 0.5982 | 0.0915 | 0.1122 | 2022 | 100 | 12 | 757 | -1 | 87 | 22111 | -98.5751 | 29.3524 | 400 | 125 | 120 |  | 46 | N | Natural Gas | Y | N | N | 9999 | N |  | Combustion Turbine | 935 | 934.71 | 10916
3609_G_CGT4 | TX | 48029 | LEON CREEK PLANT | Leon Creek | 3000111 | 69917013 | 3609 | CGT4 | 3609 | CGT4 | 3 | 000008 | 1.855 | 0.0744 | 3.2159 | 1.4653 | 1.4652 | 0.0909 | 0.0791 | 2022 | 100 | 12 | 757 | -1 | 87 | 22111 | -98.5752 | 29.3523 | 400 | 125 | 120 |  | 46 | N | Natural Gas | Y | N | N | 9999 | N |  | Combustion Turbine | 930 | 930.32 | 10912
3612_G_5 | TX | 48029 | VH BRAUNIG PLANT | V H Braunig | 5616511 | 91500713 | 3612 | CGT5 | 3612 | 5 |  |  | 7.11 | 0.5543 | 4.0014 | 1.311 | 1.311 | 0.1164 | 0.7375 |  | 85 | 12 | 781 | -1 | 87 | 22111 | -98.3815 | 29.2574 |  | 125 | 120 |  | 48 | N | Natural Gas, Distillate Fuel Oil | Y | N | N | 9999 | N |  | Combustion Turbine |  | 1201.2897 | 11812
3612_G_6 | TX | 48029 | VH BRAUNIG PLANT | V H Braunig | 5616511 | 91500813 | 3612 | CGT6 | 3612 | 6 | 5 | 000019 | 7.48 | 0.7484 | 3.946 | 0.7683 | 0.7683 | 0.1152 | 0.7941 | 2022 | 85 | 12 | 781 | -1 | 87 | 22111 | -98.3813 | 29.2574 | 469 | 125 | 120 |  | 48 | N | Natural Gas, Distillate Fuel Oil | Y | N | N | 9999 | N |  | Combustion Turbine | 1225 | 1185.2303 | 11812
3612_G_7 | TX | 48029 | VH BRAUNIG PLANT | V H Braunig | 5616511 | 91500913 | 3612 | CGT7 | 3612 | 7 | 5 | 000020 | 13.06 | 0.6524 | 3.6614 | 1.2459 | 1.2459 | 0.105 | 0.6667 | 2022 | 85 | 12 | 781 | -1 | 87 | 22111 | -98.3811 | 29.2574 | 469 | 125 | 120 |  | 48 | N | Natural Gas, Distillate Fuel Oil | Y | N | N | 9999 | N |  | Combustion Turbine | 1124 | 1078.4397 | 11812
3612_G_8 | TX | 48029 | VH BRAUNIG PLANT | V H Braunig | 5616511 | 91501013 | 3612 | CGT8 | 3612 | 8 | 5 | 000021 | 5.23 | 0.5891 | 3.6549 | 1.541 | 1.541 | 0.1087 | 0.5512 | 2022 | 85 | 12 | 781 | -1 | 87 | 22111 | -98.3808 | 29.2574 | 469 | 125 | 120 |  | 47 | N | Natural Gas, Distillate Fuel Oil | Y | N | N | 9999 | N |  | Combustion Turbine | 1170 | 1123.8698 | 11826
7512_G_1 | TX | 48029 | VH BRAUNIG PLANT | Arthur Von Rosenberg | 5616511 | 21290313 | 3612 | CT01 | 7512 | 1 | 5 | 000011 | 18.86 | 1.3847 | 94.4868 | 34.2493 | 34.2493 | 2.7804 | 13.1258 | 2022 | 200 | 17 | 250 | -1 | 75 | 22111 | -98.3843 | 29.2567 | 1900 | 125 | 120 |  | 174 | N | Natural Gas | Y | N | N | 9999 | N |  | Combined Cycle | 6154 | 6154.4102 | 7162
7512_G_2 | TX | 48029 | VH BRAUNIG PLANT | Arthur Von Rosenberg | 5616511 | 21290213 | 3612 | CT02 | 7512 | 2 | 5 | 000012 | 15.77 | 0.4608 | 102.6427 | 21.7213 | 21.7213 | 2.7932 | 1.6147 | 2022 | 200 | 17 | 250 | -1 | 75 | 22111 | -98.3838 | 29.2567 | 1900 | 125 | 120 |  | 174 | N | Natural Gas | Y | N | N | 9999 | N |  | Combined Cycle | 6145 | 6182.52 | 7162
3612_B_3 | TX | 48029 | VH BRAUNIG PLANT |  | 5616511 | 21290913 | 3612 | 3 |  |  | 5 | 000005 | 132.192 |  | 842.5127 | 41.8608 | 41.8608 | 3.5033 | 30.2377 | 2022 | 187 | 20 | 275 | -1 | 49.6 | 22111 | -98.383 | 29.2566 | 3920 | 125 | 100 |  |  |  |  | Y | N | N |  | N |  |  | 6705 | 6704.8809
3611_B_1 | TX | 48029 | CALAVERAS PLANT |  | 5617211 | 21259413 | 3611 | 1 |  |  |  |  | 99.6023 |  | 695.9718 | 31.4127 | 31.4127 | 2.5727 | 22.833 |  | 240 | 20 | 275 | -1 | 53 | 22111 | -98.3242 | 29.3078 |  | 125 | 100 |  |  |  |  | Y | N | N |  | N |  |  |  | 4511.3501
3612_B_1 | TX | 48029 | VH BRAUNIG PLANT |  | 5616511 | 21290013 | 3612 | 1 |  |  | 5 | 000006 | 47.8117 |  | 356.3489 | 15.1404 | 15.1404 | 1.1095 | 10.9568 | 2022 | 174 | 16 | 275 | -1 | 48 | 22111 | -98.3821 | 29.2566 | 2180 | 125 | 100 |  |  |  |  | Y | N | N |  | N |  |  | 3779 | 3465.5903
3612_B_2 | TX | 48029 | VH BRAUNIG PLANT |  | 5616511 | 21290513 | 3612 | 2 |  |  | 5 | 000004 | 3.8702 |  | 107.6518 | 1.2256 | 1.2256 | 0.4942 | 0.9159 | 2022 | 174 | 16 | 275 | -1 | 52.6 | 22111 | -98.3826 | 29.2566 | 2430 | 125 | 100 |  |  |  |  | Y | N | N |  | N |  |  | 1887 | 1888.5505
55172_G_GT-1 | TX | 48035 | BOSQUE COUNTY POWER PLANT WHITNEY | Bosque County Peaking | 5617311 | 21254913 | 55172 | GT-1 | 55172 | GT-1 |  |  | 12.8732 | 6.4317 | 56.1457 | 24.96 | 24.96 | 3.4025 | 0.4334 |  | 135 | 18 | 222 | -1 | 60 | 22111 | -97.3581 | 31.8596 |  | 125 | 120 |  | 159 | N | Natural Gas | Y | N | N | 9999 | N | 55172_G_GT-1;55172_G_ST-5 | Combined Cycle |  | 7320.5391 | 7054
55172_G_GT-2 | TX | 48035 | BOSQUE COUNTY POWER PLANT WHITNEY | Bosque County Peaking | 5617311 | 21255113 | 55172 | GT-2 | 55172 | GT-2 | 2 | 000002 | 18.4818 | 15.8454 | 62.8787 | 27.71 | 27.71 | 3.4548 | 0.2247 | 2022 | 135 | 18 | 222 | -1 | 60 | 22111 | -97.3586 | 31.8598 | 1910 | 125 | 120 |  | 159 | N | Natural Gas | Y | N | N | 9999 | N |  | Combined Cycle | 7133 | 7133.1294 | 7054
55172_G_GT-3 | TX | 48035 | BOSQUE COUNTY POWER PLANT WHITNEY | Bosque County Peaking | 5617311 | 21254813 | 55172 | GT-3 | 55172 | GT-3 | 2 | 000005 | 49.9563 |  | 143.1794 | 21.1 | 21.1 | 2.9889 | 0.3379 | 2022 | 135 | 18 | 222 | -1 | 72.25 | 22111 | -97.3591 | 31.8597 | 1910 | 125 | 120 |  | 159 | N | Natural Gas | Y | N | N | 9999 | N | 55172_G_GT-3;55172_G_ST-4 | Combined Cycle | 6523 | 6523.4595 | 7054
54676_G_G81 | TX | 48039 | OYSTER CREEK COGENERATION POWER UNIT 8 | Oyster Creek Unit VIII | 4897811 | 29106113 | 54676 | GT81 | 54676 | G81 | 104 | 000001 | 9.6212 |  | 100.4718 | 22.5221 | 22.5221 | 0.3672 | 4.3135 | 2022 | 125 | 14.75 | 281 | -1 | 46.54 | 325110 | -95.3427 | 28.9805 | 1450 | 125 | 120 |  | 73 | Y | Natural Gas | N | Y | N | 9999 | N | 54676_G_G84;54676_G_G81 | Combined Cycle | 8755 |  | 6281
54676_G_G82 | TX | 48039 | OYSTER CREEK COGENERATION POWER UNIT 8 | Oyster Creek Unit VIII | 4897811 | 29106013 | 54676 | GT82 | 54676 | G82 | 104 | 000002 | 35.926 |  | 121.9741 | 27.8963 | 27.8963 | 0.4536 | 5.6545 | 2022 | 125 | 14.75 | 281 | -1 | 46.54 | 325110 | -95.3423 | 28.9801 | 1450 | 125 | 120 |  | 73 | Y | Natural Gas | N | Y | N | 9999 | N |  | Combined Cycle | 7439 |  | 6281
54676_G_G83 | TX | 48039 | OYSTER CREEK COGENERATION POWER UNIT 8 | Oyster Creek Unit VIII | 4897811 | 29105413 | 54676 | GT83 | 54676 | G83 | 104 | 000003 | 16.7526 |  | 153.6364 | 28.4582 | 28.4582 | 0.461 | 6.0928 | 2022 | 125 | 14.75 | 281 | -1 | 46.54 | 325110 | -95.3416 | 28.9795 | 1450 | 125 | 120 |  | 73 | Y | Natural Gas | N | Y | N | 9999 | N |  | Combined Cycle | 7173 |  | 6281
55015_G_GEN1 | TX | 48039 | SWEENY COGENERATION FACILITY | Sweeny Cogen Facility | 5632311 | 21218413 | 55015 | 1 | 55015 | GEN1 | 135 | 000001 | 48.1618 | 49.4222 | 85.4325 | 6.3828 | 6.3828 | 3.6352 | 4.5127 | 2022 | 100 | 16 | 400 | -1 | 60 | 221330 | -95.7448 | 29.073 | 2070 | 183 | 120 |  | 109 | Y | Natural Gas | Y | N | N | 9999 | N |  | Combustion Turbine | 7150 | 8136.4102 | 8700
55015_G_GEN2 | TX | 48039 | SWEENY COGENERATION FACILITY | Sweeny Cogen Facility | 5632311 | 21218713 | 55015 | 2 | 55015 | GEN2 | 135 | 000002 | 50.8387 | 44.9833 | 95.7515 | 18.3857 | 18.3857 | 3.6155 | 3.7219 | 2022 | 100 | 16 | 400 | -1 | 60 | 221330 | -95.7451 | 29.0727 | 2070 | 183 | 120 |  | 109 | Y | Natural Gas | Y | N | N | 9999 | N |  | Combustion Turbine | 8426 | 8518.1992 | 8700
55015_G_GEN3 | TX | 48039 | SWEENY COGENERATION FACILITY | Sweeny Cogen Facility | 5632311 | 21218313 | 55015 | 3 | 55015 | GEN3 | 135 | 000003 | 65.77 | 39.8501 | 31.8064 | 2.6446 | 2.6446 | 3.008 | 2.5885 | 2022 | 100 | 16 | 400 | -1 | 60 | 221330 | -95.7453 | 29.0725 | 2070 | 183 | 120 |  | 109 | Y | Natural Gas | Y | N | N | 9999 | N |  | Combustion Turbine | 7314 | 6957.4795 | 8700
55015_G_GEN4 | TX | 48039 | SWEENY COGENERATION FACILITY | Sweeny Cogen Facility | 5632311 | 21217913 | 55015 | 4 | 55015 | GEN4 | 135 | 000014 | 38.412 | 36.3042 | 52.4135 | 14.0757 | 14.0757 | 2.6565 | 2.6577 | 2022 | 100 | 16 | 400 | -1 | 60 | 221330 | -95.7457 | 29.0721 | 2070 | 183 | 120 |  | 109 | Y | Natural Gas | Y | N | N | 9999 | N |  | Combustion Turbine | 6623 | 6412.8003 | 8700
56152_G_CTG1 | TX | 48039 | DOW TEXAS OPERATIONS FREEPORT | Freeport Energy Center | 5632711 | 69997613 |  |  | 56152 | CTG1 | 41 | 003793 | 59.9566 | 31.0622 | 61.886 | 62.5608 | 62.5608 | 0.5368 | 14.6645 | 2022 | 100 | 6 | 500 | -1 | 70 | 325110 | -95.4068 | 28.9917 | 1800 | 129 | 120 |  | 169.4 | Y | Natural Gas | N | Y | N | 9999 | N |  | Combined Cycle | 7807 |  | 5500
6243_B_1 | TX | 48041 | ROLAND C DANSBY POWER PLANT | Dansby | 6599611 | 17311313 | 6243 | 1 | 6243 | 1 | 10 | 000004 | 53.4844 |  | 49.2659 | 4.8391 | 4.8391 | 0.0961 | 3.502 | 2022 | 197 | 11.7 | 300 | -1 | 43.7 | 22111 | -96.4611 | 30.7216 | 1080 | 125 | 100 |  | 110 | N | Natural Gas | Y | N | N | 9999 | N |  | O/G Steam | 8154 | 8148.7598 | 14500
3561_G_7 | TX | 48041 | ATKINS POWER STATION | Bryan (TX) | 6598311 | 17346513 |  |  | 3561 | 7 | 1 | 000004 | 1.2776 |  | 4.9856 | 0.1028 | 0.1028 | 0.053 | 0.0327 | 2022 | 35 | 11.2 | 500 | -1 | 26.1 | 22111 | -96.3725 | 30.6475 | 300 | 125 | 120 |  | 21 | N | Natural Gas | N | N | N | 9999 | N |  | Combustion Turbine | 127 |  | 17399
58151_G_GTG01 | TX | 48041 | TEXAS A & M UNIVERSITY | Central Utility Plant - Texas A&M | 6584511 | 99161313 |  |  | 58151 | GTG01 | 3 | 000030 | 1.47 | 1.38 | 2.94 | 3.57 | 3.57 | 5.08 | 1.13 | 2022 | 70 | 8 | 303 | -1 | 40 | 22111 | -96.3428 | 30.6183 | 323 |  | 120 |  | 32.4 | Y | Natural Gas, Distillate Fuel Oil | N | Y | N | 9999 | N |  | Combined Cycle | 8760 |  | 5500
6243_G_2 | TX | 48041 | ROLAND C DANSBY POWER PLANT | Dansby | 6599611 | 70051913 | 6243 | 2 | 6243 | 2 | 10 | 000005 | 8.1 | 1.9766 | 2.9989 | 1.4219 | 1.4219 | 0.1052 | 0.4525 | 2022 | 85 | 10 | 500 | -1 | 60 | 22111 | -96.4607 | 30.7217 | 475 | 125 | 120 |  | 47.1 | N | Natural Gas | Y | N | N | 9999 | N |  | Combustion Turbine | 1259 | 1047.83 | 10745
6243_G_3 | TX | 48041 | ROLAND C DANSBY POWER PLANT | Dansby | 6599611 | 92041813 | 6243 | 3 | 6243 | 3 | 10 | 000006 | 3.976 | 2.1345 | 5.4144 | 1.7429 | 1.7429 | 0.1222 | 0.5546 | 2022 | 85 | 10 | 840 | -1 | 85 | 22111 | -96.4608 | 30.7214 | 932 | 125 | 120 |  | 47.1 | N | Natural Gas | Y | N | N | 9999 | N |  | Combustion Turbine | 1422 | 1202.3802 | 10745
56708_B_H1101 | TX | 48057 | FORMOSA POINT COMFORT PLANT | CFB Power Plant | 5633411 | 99164013 |  |  | 56708 | H1101 | 15 | 000794 | 4.3521 | 1.7054 | 136.3304 | 3.7231 | 3.7231 |  | 0.7215 | 2022 | 315 | 10.8 | 149 | -1 | 71.3 | 325211 | -96.5399 | 28.6493 | 1500 | 173 | 100 |  | 143 | N | Natural Gas | N | N | N | 9999 | N |  | O/G Steam | 8760 |  | 11798
56708_B_H1201 | TX | 48057 | FORMOSA POINT COMFORT PLANT | CFB Power Plant | 5633411 | 99164113 |  |  | 56708 | H1201 | 15 | 000795 | 5.4 | 4.1009 | 197.5741 | 6.2543 | 6.2543 |  | 1.2121 | 2022 | 315 | 10.8 | 149 | -1 | 71.3 | 325211 | -96.5399 | 28.6493 | 1500 | 173 | 100 |  | 143 | N | Natural Gas | N | N | N | 9999 | N |  | O/G Steam | 8760 |  | 11798
10167_G_GEN1 | TX | 48057 | SEADRIFT COKE LP | Seadrift Coke LP | 5633011 | 20889913 |  |  | 10167 | GEN1 | 14 | 000003 | 23.0538 |  | 109.0677 | 5.4002 | 0.8177 | 310.6175 | 0.8972 | 2022 | 215 | 10 | 450 | -1 | 20.3 | 324199 | -96.7944 | 28.5144 |  | 157 | 210 |  | 7.6 | Y | Petroleum Coke | N | Y | N | 9999 | N |  | Coal Steam | 8704 |  | 10986
50150_G_GE11 | TX | 48057 | SEADRIFT PLANT | Union Carbide Seadrift Cogen | 5846511 | 22434313 |  |  | 50150 | GE11 | 3 | 001150 | 21.4939 |  | 48.8093 | 20.4969 | 20.4969 |  | 2.167 | 2022 | 9 | 8.9 | 99 | -1 | 73 | 325110 | -96.7713 | 28.5084 | 525 | 129 | 120 |  | 30 | Y | Natural Gas | N | Y | N | 9999 | N |  | Combustion Turbine | 8760 |  | 7994
50150_G_GEN6 | TX | 48057 | SEADRIFT PLANT | Union Carbide Seadrift Cogen | 5846511 | 22455513 |  |  | 50150 | GEN6 | 3 | 000143 | 46.8504 |  | 196.7958 | 9.0587 | 9.0587 |  | 52.2727 | 2022 | 75 | 6 | 293 | -1 | 74 | 325110 | -96.769 | 28.5097 | 497 | 129 | 120 |  | 30 | Y | Natural Gas | N | Y | N | 9999 | N |  | Combustion Turbine | 8760 |  | 7994
50150_G_GEN8 | TX | 48057 | SEADRIFT PLANT | Union Carbide Seadrift Cogen | 5846511 | 22455413 |  |  | 50150 | GEN8 | 3 | 000142 | 20.4475 |  | 68.716 | 3.9501 | 3.9501 |  | 3.3289 | 2022 | 75 | 6 | 315 | -1 | 74 | 325110 | -96.769 | 28.5097 | 497 | 129 | 120 |  | 30 | Y | Natural Gas | N | Y | N | 9999 | N |  | Combustion Turbine | 8760 |  | 7994
60459_G_PC1 | TX | 48057 | POINT COMFORT PEAKING FACILITY | Port Comfort Power LLC | 17980711 | 127876913 |  |  | 60459 | PC1 | 38 | 000001 | 1.04 |  | 3 | 1.12 | 1.12 | 0.04 | 0.36 | 2022 | 65 | 10 | 800 | -1 | 117.5 | 22111 | -96.5453 | 28.6481 | 0.01 | 125 | 120 |  | 43 | N | Natural Gas | N | N | N | 9999 | N |  | Combustion Turbine | 1269 |  | 10745
60459_G_PC2 | TX | 48057 | POINT COMFORT PEAKING FACILITY | Port Comfort Power LLC | 17980711 | 127877013 |  |  | 60459 | PC2 | 38 | 000002 | 0.9 |  | 3.5 | 2.02 | 2.02 | 0.07 | 0.64 | 2022 | 65 | 10 | 800 | -1 | 117.5 | 22111 | -96.5453 | 28.6479 | 0.01 | 125 | 120 |  | 43 | N | Natural Gas | N | N | N | 9999 | N |  | Combustion Turbine | 2067 |  | 10745
10554_G_TBG4 | TX | 48057 | FORMOSA POINT COMFORT PLANT |  | 5633411 | 20806213 |  |  |  |  | 15 | 000220 | 98.81 |  | 219.94 | 16.69 | 16.69 | 0.43 | 1.28 | 2022 | 90 | 15 | 301 | -1 | 73.3 | 325211 | -96.543 | 28.6944 | 912 | 173 | 120 |  |  |  |  | N | N | N |  | N | 10554_G_ST2;10554_G_TBG4 |  | 6132
10554_G_TBG1 | TX | 48057 | FORMOSA POINT COMFORT PLANT |  | 5633411 | 20794513 |  |  |  |  | 15 | 000030 | 26.77 |  | 266.29 | 17.85 | 17.85 |  | 1.1701 | 2022 | 90 | 15 | 500 | -1 | 70.1 | 325211 | -96.5444 | 28.6943 | 912 | 173 | 120 |  |  |  |  | N | N | N |  | N | 10554_G_TBG1;10554_G_ST1 |  | 6044
10554_G_TBG3 | TX | 48057 | FORMOSA POINT COMFORT PLANT |  | 5633411 | 20794713 |  |  |  |  | 15 | 000032 | 74.67 |  | 225.89 | 13.1 | 13.1 | 0.6 | 0.93 | 2022 | 90 | 15 | 301 | -1 | 70.1 | 325211 | -96.5434 | 28.6944 | 912 | 173 | 120 |  |  |  |  | N | N | N |  | N |  |  | 6132
10554_G_TBG2 | TX | 48057 | FORMOSA POINT COMFORT PLANT |  | 5633411 | 20803913 |  |  |  |  | 15 | 000031 | 22.41 |  | 264.67 | 12.81 | 12.81 | 1.17 | 1.12 | 2022 | 90 | 15 | 301 | -1 | 68.9 | 325211 | -96.5439 | 28.6943 | 912 | 173 | 120 |  |  |  |  | N | N | N |  | N |  |  | 6132
10554_G_TBG5 | TX | 48057 | FORMOSA POINT COMFORT PLANT |  | 5633411 | 20806313 |  |  |  |  | 15 | 000221 | 69.18 |  | 216.94 | 12.3 | 12.3 | 0.38 | 1.1701 | 2022 | 90 | 15 | 301 | -1 | 73.8 | 325211 | -96.5425 | 28.6944 | 912 | 173 | 120 |  |  |  |  | N | N | N |  | N |  |  | 4467
10554_G_TBG6 | TX | 48057 | FORMOSA POINT COMFORT PLANT |  | 5633411 | 70061913 |  |  |  |  | 15 | 000701 | 76.77 |  | 67 | 8.02 | 8.02 | 1.51 | 1.32 | 2022 | 90 | 15 | 250 | -1 | 40 | 325211 | -96.5429 | 28.6946 | 912 | 173 | 120 |  |  |  |  | N | N | N |  | N | 10554_G_ST3;10554_G_TBG6 |  | 8760
10554_G_BO3 | TX | 48057 | FORMOSA POINT COMFORT PLANT |  | 5633411 | 20806413 |  |  |  |  | 15 | 000222 | 1.55 |  | 1.96 | 0.26 | 0.26 | 0.01 | 0.09 | 2022 | 78 | 6 | 350 | -1 | 40.2 | 325211 | -96.5441 | 28.6943 | 225 | 173 | 100 |  |  |  |  | N | N | N |  | N |  |  | 8760
3559_G_10 | TX | 48061 | SILAS RAY POWER PLANT | Silas Ray | 6493311 | 70106813 | 3559 | 10 | 3559 | 10 | 5 | 000008 | 1.5 | 1.7 | 1.5435 | 0.1 | 0.1 | 0.099 | 0.3 | 2022 | 95.1 | 10.5 | 828 | -1 | 41.4 | 22111 | -97.5217 | 25.9126 | 479 | 125 | 120 |  | 45 | N | Natural Gas | Y | N | N | 9999 | N |  | Combustion Turbine | 1077 | 1077.2188 | 12280
3559_G_9 | TX | 48061 | SILAS RAY POWER PLANT | Silas Ray | 6493311 | 17568213 | 3559 | 9 | 3559 | 9 | 5 | 000006 | 0.6784 | 0.0574 | 20.2042 | 0.2 | 0.2 | 0.1756 | 0.2803 | 2022 | 95 | 11 | 700 | -1 | 81 | 22111 | -97.5214 | 25.9131 | 538 | 125 | 120 |  | 42 | N | Natural Gas | Y | N | N | 9999 | N |  | Combined Cycle | 1000 | 955.3204 | 9795
3460_B_CBY1 | TX | 48071 | CEDAR BAYOU GEN STATION | Cedar Bayou | 5847411 | 22332113 | 3460 | CBY1 | 3460 | CBY1 | 3 | 000001 | 381.356 | 5.459 | 499.0494 | 66.591 | 66.591 | 5.3852 | 48.1908 | 2022 | 215 | 26 | 297 | -1 | 69.7 | 22111 | -94.9263 | 29.7502 | 8000 | 125 | 100 |  | 746 | N | Natural Gas | Y | N | N | 9999 | N |  | O/G Steam | 4647 | 4647.4199 | 11328
3460_B_CBY2 | TX | 48071 | CEDAR BAYOU GEN STATION | Cedar Bayou | 5847411 | 22331913 | 3460 | CBY2 | 3460 | CBY2 | 3 | 000002 | 241.171 | 3.402 | 560.7371 | 45.8545 | 45.8545 | 3.718 | 33.1842 | 2022 | 215 | 26 | 297 | -1 | 69.79 | 22111 | -94.9254 | 29.7503 | 8000 | 125 | 100 |  | 749 | N | Natural Gas | Y | N | N | 9999 | N |  | O/G Steam | 3080 | 3079.5803 | 11136
55327_G_CTG1 | TX | 48071 | BAYTOWN COGENERATION | Baytown Energy Center | 5729111 | 21966113 | 55327 | CTG-1 | 55327 | CTG1 | 89 | 000004 | 69.5682 | 5.01 | 34.576 | 6.09 | 6.09 | 1.9106 | 3.8433 | 2022 | 125 | 12 | 500 | -1 | 60 | 22111 | -94.9032 | 29.7713 | 1670 | 125 | 120 |  | 175 | Y | Natural Gas | Y | N | N | 9999 | N |  | Combined Cycle | 4372 | 4372.2803 | 6658
55327_G_CTG2 | TX | 48071 | BAYTOWN COGENERATION | Baytown Energy Center | 5729111 | 21966213 | 55327 | CTG-2 | 55327 | CTG2 | 89 | 000006 | 104.9617 | 2.88 | 32.1027 | 5.19 | 5.19 | 1.7882 | 2.4426 | 2022 | 125 | 12 | 500 | -1 | 60 | 22111 | -94.9027 | 29.7714 | 1670 | 125 | 120 |  | 175 | Y | Natural Gas | Y | N | N | 9999 | N |  | Combined Cycle | 4010 | 4010.0701 | 6658
55327_G_CTG3 | TX | 48071 | BAYTOWN COGENERATION | Baytown Energy Center | 5729111 | 21966013 | 55327 | CTG-3 | 55327 | CTG3 | 89 | 000008 | 208.9908 | 7.17 | 39.6046 | 7.71 | 7.71 | 2.2621 | 1.1566 | 2022 | 125 | 12 | 500 | -1 | 60 | 22111 | -94.9023 | 29.7715 | 1670 | 125 | 120 |  | 175 | Y | Natural Gas | Y | N | N | 9999 | N |  | Combined Cycle | 5076 | 5075.8994 | 6658
56806_G_41 | TX | 48071 | CEDAR BAYOU GEN STATION | Cedar Bayou 4 | 5847411 | 70141113 | 56806 | CBY41 | 56806 | 41 | 3 | 000021 | 36.3814 | 4.0794 | 42.7328 | 26.9238 | 26.9238 | 2.4088 | 8.5667 | 2022 | 150 | 18 | 250 | -1 | 86 | 22111 | -94.9236 | 29.752 | 2030 | 125 | 120 |  | 165 | N | Natural Gas | Y | N | N | 9999 | N | 56806_G_41;56806_G_4 | Combined Cycle | 5088 | 5087.5791 | 7795
56806_G_42 | TX | 48071 | CEDAR BAYOU GEN STATION | Cedar Bayou 4 | 5847411 | 70141213 | 56806 | CBY42 | 56806 | 42 | 3 | 000022 | 33.7608 | 4.8393 | 51.4574 | 31.9392 | 31.9392 | 2.8575 | 10.1625 | 2022 | 150 | 18 | 250 | -1 | 86 | 22111 | -94.9231 | 29.752 | 2030 | 125 | 120 |  | 165 | N | Natural Gas | Y | N | N | 9999 | N |  | Combined Cycle | 6042 | 6042.27 | 7795
3504_B_1 | TX | 48073 | STRYKER CREEK ELECTRIC STATION | Stryker Creek | 5729511 | 21907613 | 3504 | 1 | 3504 | 1 | 2 | 000001 | 41.8978 |  | 89.2795 | 4.0494 | 4.006 | 0.3039 | 4.8182 | 2022 | 161 | 9 | 275 | -1 | 40.53 | 22111 | -94.9894 | 31.94 | 1870 | 125 | 100 |  | 167 | N | Natural Gas | Y | N | N | 9999 | N |  | O/G Steam | 1515 | 1516.7698 | 12220
3504_B_2 | TX | 48073 | STRYKER CREEK ELECTRIC STATION | Stryker Creek | 5729511 | 21908113 | 3504 | 2 | 3504 | 2 | 2 | 000002 | 27.9628 |  | 93.9501 | 9.4538 | 9.2544 | 0.7973 | 5.8638 | 2022 | 198 | 15.5 | 300 | -1 | 38.42 | 22111 | -94.9903 | 31.9397 | 5020 | 125 | 100 |  | 502 | N | Natural Gas | Y | N | N | 9999 | N |  | O/G Steam | 1738 | 1737.1196 | 11757
3504_G_D1 | TX | 48073 | STRYKER CREEK ELECTRIC STATION | Stryker Creek | 5729511 | 21908213 |  |  | 3504 | D1 | 2 | 000003 | 0.0232 |  | 0.2909 | 0.0058 | 0.0049 | 0.0407 | 0.0083 | 2022 | 16 | 2 | 400 | -1 | 35 | 22111 | -94.9897 | 31.9403 | 19.9 | 125 | 160 |  | 2 | N | Distillate Fuel Oil | N | N | N | 9999 | N |  | Combustion Turbine | 4 |  | 12924
3504_G_D2 | TX | 48073 | STRYKER CREEK ELECTRIC STATION | Stryker Creek | 5729511 | 21908013 |  |  | 3504 | D2 | 2 | 000004 | 0.0189 |  | 0.2374 | 0.0048 | 0.004 | 0.0332 | 0.0068 | 2022 | 16 | 2 | 400 | -1 | 35 | 22111 | -94.9897 | 31.9403 | 19.9 | 125 | 160 |  | 2 | N | Distillate Fuel Oil | N | N | N | 9999 | N |  | Combustion Turbine | 4 |  | 15555
3504_G_D3 | TX | 48073 | STRYKER CREEK ELECTRIC STATION | Stryker Creek | 5729511 | 21907913 |  |  | 3504 | D3 | 2 | 000005 | 0.0149 |  | 0.1861 | 0.0037 | 0.0031 | 0.0261 | 0.0053 | 2022 | 16 | 2 | 400 | -1 | 35 | 22111 | -94.9897 | 31.9403 | 19.9 | 125 | 160 |  | 2 | N | Distillate Fuel Oil | N | N | N | 9999 | N |  | Combustion Turbine | 4 |  | 15555
3504_G_D4 | TX | 48073 | STRYKER CREEK ELECTRIC STATION | Stryker Creek | 5729511 | 21907813 |  |  | 3504 | D4 | 2 | 000006 | 0.0041 |  | 0.0514 | 0.0011 | 0.0009 | 0.0072 | 0.0015 | 2022 | 16 | 2 | 400 | -1 | 35 | 22111 | -94.9897 | 31.9403 | 19.9 | 125 | 160 |  | 2 | N | Distillate Fuel Oil | N | N | N | 9999 | N |  | Combustion Turbine | 1 |  | 15555
3504_G_D5 | TX | 48073 | STRYKER CREEK ELECTRIC STATION | Stryker Creek | 5729511 | 21907713 |  |  | 3504 | D5 | 2 | 000007 | 0.0336 |  | 0.1574 | 0.0022 | 0.0019 | 0.0153 | 0.0031 | 2022 | 16 | 2 | 400 | -1 | 35 | 22111 | -94.99 | 31.9403 | 19.9 | 125 | 160 |  | 2 | N | Distillate Fuel Oil | N | N | N | 9999 | N |  | Combustion Turbine | 2 |  | 15555
3576_B_BW2 | TX | 48085 | RAY OLINGER PLANT | Ray Olinger | 5860711 | 22303913 | 3576 | BW2 | 3576 | BW2 | 15 | 000001 | 0.0609 |  | 12.4768 | 1.5129 | 1.5129 | 0.113 | 1.0949 | 2022 | 128 | 11.7 | 300 | -1 | 53 | 22111 | -96.4533 | 33.0678 | 705 | 125 | 100 |  | 107 | N | Natural Gas | Y | N | N | 9999 | N |  | O/G Steam | 2505 | 2309.5 | 13676
3576_B_BW3 | TX | 48085 | RAY OLINGER PLANT | Ray Olinger | 5860711 | 22303413 | 3576 | BW3 | 3576 | BW3 | 15 | 000004 | 2.9628 |  | 8.0363 | 1.1933 | 1.1933 | 0.0869 | 0.8636 | 2022 | 146 | 8.7 | 300 | -1 | 46 | 22111 | -96.4525 | 33.0675 | 1520 | 125 | 100 |  | 138 | N | Natural Gas | Y | N | N | 9999 | N |  | O/G Steam | 1992 | 1847 | 13260
3576_G_4 | TX | 48085 | RAY OLINGER PLANT | Ray Olinger | 5860711 | 22303213 | 3576 | GE4 | 3576 | 4 | 15 | 000011 | 1.7053 |  | 2.2798 | 0.3406 | 0.3406 | 0.0327 | 0.1084 | 2022 | 85 | 12 | 500 | -1 | 84.2 | 22111 | -96.4499 | 33.0698 | 980 | 125 | 120 |  | 75 | N | Natural Gas | Y | N | N | 9999 | N |  | Combustion Turbine | 195 | 165 | 12606
3452_B_1 | TX | 48113 | LAKE RAY HUBBARD | Lake Hubbard | 4836411 | 31706813 | 3452 | 1 | 3452 | 1 | 9 | 000006 | 89.2122 |  | 139.9552 | 11.3565 | 10.7537 | 1.5414 | 5.371 | 2022 | 156 | 20 | 350 | -1 | 47 | 22111 | -96.5462 | 32.836 | 4400 | 125 | 100 |  | 392 | N | Natural Gas | Y | N | N | 9999 | N |  | O/G Steam | 1994 | 1993.6096 | 12349
3452_B_2 | TX | 48113 | LAKE RAY HUBBARD | Lake Hubbard | 4836411 | 31706513 | 3452 | 2 | 3452 | 2 | 9 | 000008 | 54.4588 | 0.3742 | 87.8461 | 19.9436 | 19.1683 | 1.9701 | 10.8239 | 2022 | 199 | 22.5 | 257 | -1 | 47 | 22111 | -96.5459 | 32.8368 | 5320 | 125 | 100 | 65 | 523 | N | Natural Gas | Y | N | N | 9999 | N |  | O/G Steam | 2231 | 2230.1399 | 11923
3453_B_6 | TX | 48113 | MOUNTAIN CREEK STEAM ELECTRIC STATION | Mountain Creek | 5729911 | 21903913 | 3453 | 6 | 3453 | 6 | 10 | 000010 | 101.018 |  | 86.6227 | 4.8606 | 4.8606 | 0.3983 | 3.5176 | 2022 | 167 | 9.03 | 300 | -1 | 41 | 22111 | -96.9362 | 32.7243 | 1430 | 125 | 100 |  | 122 | N | Natural Gas | Y | N | N | 9999 | N |  | O/G Steam | 2036 | 2036.1797 | 13953
3453_B_7 | TX | 48113 | MOUNTAIN CREEK STEAM ELECTRIC STATION | Mountain Creek | 5729911 | 21904013 | 3453 | 7 | 3453 | 7 | 10 | 000011 | 94.1044 |  | 132.7683 | 4.1206 | 4.1202 | 0.3396 | 2.9816 | 2022 | 142 | 9.03 | 300 | -1 | 41 | 22111 | -96.9362 | 32.7247 | 1590 | 125 | 100 |  | 122 | N | Natural Gas | Y | N | N | 9999 | N |  | O/G Steam | 2689 | 1910.5603 | 14393
3453_B_8 | TX | 48113 | MOUNTAIN CREEK STEAM ELECTRIC STATION | Mountain Creek | 5729911 | 21904113 | 3453 | 8 | 3453 | 8 | 10 | 000012 | 214.8933 | 0.0507 | 75.3808 | 17.8147 | 17.8129 | 1.406 | 12.8911 | 2022 | 186 | 22.48 | 300 | -1 | 50 | 22111 | -96.9365 | 32.7256 | 5870 | 125 | 100 |  | 582 | N | Natural Gas | Y | N | N | 9999 | N |  | O/G Steam | 1910 | 1749.62 | 12575
4266_B_4 | TX | 48121 | SPENCER GENERATING STATION | Spencer | 3115511 | 38301113 | 4266 | 4 | 4266 | 4 | 2 | 000004 | 0.066 |  | 8.3606 | 0.6182 | 0.6182 | 0.0487 | 0.4474 | 2022 | 80 | 7 | 300 | -1 | 39.8 | 22111 | -97.1058 | 33.1983 | 660 | 125 | 100 |  | 61 | N | Natural Gas | Y | N | N | 9999 | N |  | O/G Steam | 1248 | 1140.25 | 11615
4266_B_5 | TX | 48121 | SPENCER GENERATING STATION | Spencer | 3115511 | 38301213 | 4266 | 5 | 4266 | 5 | 2 | 000005 | 0.2982 |  | 11.6288 | 0.7406 | 0.7406 | 0.0546 | 0.5359 | 2022 | 80 | 7.5 | 300 | -1 | 88.4 | 22111 | -97.1063 | 33.1974 | 696 | 125 | 100 |  | 61 | N | Natural Gas | Y | N | N | 9999 | N |  | O/G Steam | 1650 | 1517.75 | 11615
61643_G_DEC1 | TX | 48121 | 225 MW DENTON ENERGY CENTER | Denton Energy Center | 18889511 | 135190713 |  |  | 61643 | DEC1 | 1762 | 000002 | 2.505 | 0.058 | 1.864 | 3.699 | 3.699 | 0.027 | 2.763 | 2022 | 125 | 5.3 | 675 | -1 | 98.34 | 221121 | -97.2096 | 33.2152 | 0.01 | 125 | 160 |  | 18.8 | N | Natural Gas | N | N | N | 9999 | N |  | Combustion Turbine | 2893 |  | 10745
61643_G_DEC10 | TX | 48121 | 225 MW DENTON ENERGY CENTER | Denton Energy Center | 18889511 | 135191613 |  |  | 61643 | DEC10 | 1762 | 000011 | 1.76 | 0.915 | 1.451 | 1.207 | 1.207 | 0.025 | 1.571 | 2022 | 125 | 5.3 | 702 | -1 | 92.51 | 221121 | -97.2097 | 33.2143 | 0.01 | 125 | 160 |  | 18.8 | N | Natural Gas | N | N | N | 9999 | N |  | Combustion Turbine | 2904 |  | 10745
61643_G_DEC11 | TX | 48121 | 225 MW DENTON ENERGY CENTER | Denton Energy Center | 18889511 | 135191713 |  |  | 61643 | DEC11 | 1762 | 000012 | 1.723 | 0.715 | 1.458 | 1.07 | 1.07 | 0.025 | 1.274 | 2022 | 125 | 5.3 | 662 | -1 | 90.38 | 221121 | -97.2097 | 33.2143 | 0.01 | 125 | 160 |  | 18.8 | N | Natural Gas | N | N | N | 9999 | N |  | Combustion Turbine | 2805 |  | 10745
61643_G_DEC12 | TX | 48121 | 225 MW DENTON ENERGY CENTER | Denton Energy Center | 18889511 | 135191813 |  |  | 61643 | DEC12 | 1762 | 000013 | 1.73 |  | 1.952 | 1.254 | 1.254 | 0.026 | 1.392 | 2022 | 125 | 5.3 | 703 | -1 | 92.93 | 221121 | -97.2096 | 33.2143 | 0.01 | 125 | 160 |  | 18.8 | N | Natural Gas | N | N | N | 9999 | N |  | Combustion Turbine | 2498 |  | 10745
61643_G_DEC2 | TX | 48121 | 225 MW DENTON ENERGY CENTER | Denton Energy Center | 18889511 | 135190813 |  |  | 61643 | DEC2 | 1762 | 000003 | 1.606 | 0.319 | 2.033 | 1.479 | 1.479 | 0.026 | 1.532 | 2022 | 125 | 5.3 | 708 | -1 | 98.25 | 221121 | -97.2096 | 33.2152 | 0.01 | 125 | 160 |  | 18.8 | N | Natural Gas | N | N | N | 9999 | N |  | Combustion Turbine | 2772 |  | 10745
61643_G_DEC3 | TX | 48121 | 225 MW DENTON ENERGY CENTER | Denton Energy Center | 18889511 | 135190913 |  |  | 61643 | DEC3 | 1762 | 000004 | 1.926 | 0.066 | 2.037 | 1.234 | 1.234 | 0.027 | 1.544 | 2022 | 125 | 5.3 | 702 | -1 | 101.12 | 221121 | -97.2097 | 33.2152 | 0.01 | 125 | 160 |  | 18.8 | N | Natural Gas | N | N | N | 9999 | N |  | Combustion Turbine | 2625 |  | 10745
61643_G_DEC4 | TX | 48121 | 225 MW DENTON ENERGY CENTER | Denton Energy Center | 18889511 | 135191013 |  |  | 61643 | DEC4 | 1762 | 000005 | 1.855 | 0.718 | 1.518 | 1.245 | 1.245 | 0.026 | 1.32 | 2022 | 125 | 5.3 | 697 | -1 | 98 | 221121 | -97.2097 | 33.2152 | 0.01 | 125 | 160 |  | 18.8 | N | Natural Gas | N | N | N | 9999 | N |  | Combustion Turbine | 2871 |  | 10745
61643_G_DEC5 | TX | 48121 | 225 MW DENTON ENERGY CENTER | Denton Energy Center | 18889511 | 135191113 |  |  | 61643 | DEC5 | 1762 | 000006 | 2.333 | 0.641 | 1.711 | 1.345 | 1.345 | 0.029 | 2.132 | 2022 | 125 | 5.3 | 692 | -1 | 97.21 | 221121 | -97.2097 | 33.2152 | 0.01 | 125 | 160 |  | 18.8 | N | Natural Gas | N | N | N | 9999 | N |  | Combustion Turbine | 2563 |  | 10745
61643_G_DEC6 | TX | 48121 | 225 MW DENTON ENERGY CENTER | Denton Energy Center | 18889511 | 135191213 |  |  | 61643 | DEC6 | 1762 | 000007 | 1.834 | 0.286 | 1.725 | 1.694 | 1.694 | 0.041 | 2.406 | 2022 | 125 | 5.3 | 707 | -1 | 103.77 | 221121 | -97.2096 | 33.2152 | 0.01 | 125 | 160 |  | 18.8 | N | Natural Gas | N | N | N | 9999 | N |  | Combustion Turbine | 2599 |  | 10745
61643_G_DEC7 | TX | 48121 | 225 MW DENTON ENERGY CENTER | Denton Energy Center | 18889511 | 135191313 |  |  | 61643 | DEC7 | 1762 | 000008 | 1.52 | 0.698 | 1.882 | 2.019 | 2.019 | 0.025 | 1.166 | 2022 | 125 | 5.3 | 682 | -1 | 94.45 | 221121 | -97.2096 | 33.2143 | 0.01 | 125 | 160 | 65 | 18.8 | N | Natural Gas | N | N | N | 9999 | N |  | Combustion Turbine | 2792 |  | 10745
61643_G_DEC8 | TX | 48121 | 225 MW DENTON ENERGY CENTER | Denton Energy Center | 18889511 | 135191413 |  |  | 61643 | DEC8 | 1762 | 000009 | 1.681 | 0.261 | 1.918 | 1.686 | 1.686 | 0.028 | 2.105 | 2022 | 125 | 5.3 | 690 | -1 | 90.43 | 221121 | -97.2097 | 33.2143 | 0.01 | 125 | 160 |  | 18.8 | N | Natural Gas | N | N | N | 9999 | N |  | Combustion Turbine | 2484 |  | 10745
61643_G_DEC9 | TX | 48121 | 225 MW DENTON ENERGY CENTER | Denton Energy Center | 18889511 | 135191513 |  |  | 61643 | DEC9 | 1762 | 000010 | 1.722 | 0.208 | 2.01 | 1.189 | 1.189 | 0.024 | 1.403 | 2022 | 125 | 5.3 | 703 | -1 | 91.95 | 221121 | -97.2097 | 33.2143 | 0.01 | 125 | 160 | 65 | 18.8 | N | Natural Gas | N | N | N | 9999 | N |  | Combustion Turbine | 2310 |  | 10745
55215_G_CTG1 | TX | 48135 | ODESSA ECTOR POWER PARTNERS | Odessa-Ector Power Plant | 3968311 | 34526713 | 55215 | GT1 | 55215 | CTG1 | 100 | 000001 | 54.4741 |  | 153.3915 | 11.4003 | 11.4003 | 3.1254 | 4.6903 | 2022 | 145 | 20 | 650 | -1 | 51.66 | 22111 | -102.3257 | 31.8384 | 1990 | 125 | 120 |  | 166.7 | N | Natural Gas | Y | N | N | 9999 | N |  | Combined Cycle | 6398 | 6397.3784 | 7207
55215_G_CTG2 | TX | 48135 | ODESSA ECTOR POWER PARTNERS | Odessa-Ector Power Plant | 3968311 | 34526613 | 55215 | GT2 | 55215 | CTG2 | 100 | 000002 | 47.9004 |  | 151.1017 | 11.0206 | 11.0206 | 3.2188 | 4.8475 | 2022 | 145 | 20 | 70 | -1 | 51.66 | 22111 | -102.3259 | 31.8388 | 1990 | 125 | 120 |  | 158.2 | N | Natural Gas | Y | N | N | 9999 | N |  | Combined Cycle | 6209 | 6208.9624 | 7207
55215_G_CTG3 | TX | 48135 | ODESSA ECTOR POWER PARTNERS | Odessa-Ector Power Plant | 3968311 | 34526813 | 55215 | GT3 | 55215 | CTG3 | 100 | 000003 | 57.1258 |  | 140.1343 | 6.1379 | 6.1379 | 2.9323 | 6.9498 | 2022 | 145 | 20 | 650 | -1 | 51.66 | 22111 | -102.3261 | 31.8395 | 1990 | 125 | 120 |  | 166.7 | N | Natural Gas | Y | N | N | 9999 | N |  | Combined Cycle | 6021 | 6020.5684 | 7207
55215_G_CTG4 | TX | 48135 | ODESSA ECTOR POWER PARTNERS | Odessa-Ector Power Plant | 3968311 | 34526913 | 55215 | GT4 | 55215 | CTG4 | 100 | 000004 | 44.6705 |  | 143.1666 | 12.9591 | 12.959 | 2.8667 | 1.9494 | 2022 | 145 | 20 | 650 | -1 | 51.66 | 22111 | -102.3259 | 31.8399 | 1990 | 125 | 120 |  | 158.2 | N | Natural Gas | Y | N | N | 9999 | N |  | Combined Cycle | 5701 | 5700.7896 | 7207
56349_G_CT1A | TX | 48135 | QUAIL RUN ENERGY CENTER | Quail Run Energy Center | 13408111 | 70290813 | 56349 | CT1A | 56349 | CT1A | 134 | 000001 | 15.05 | 2.15 | 29.2704 | 10.69 | 10.69 | 0.9648 | 2.732 | 2022 | 120 | 14 | 215 | -1 | 83.4 | 22111 | -102.3167 | 31.8414 | 1260 | 125 | 120 |  | 70 | N | Natural Gas | Y | N | N | 9999 | N |  | Combined Cycle | 4164 | 3862.6062 | 8683
56349_G_CT1B | TX | 48135 | QUAIL RUN ENERGY CENTER | Quail Run Energy Center | 13408111 | 70290913 | 56349 | CT1B | 56349 | CT1B | 134 | 000002 | 24.9 | 1.68 | 24.5204 | 9.649 | 9.649 | 0.8753 | 2.593 | 2022 | 120 | 14 | 215 | -1 | 83.4 | 22111 | -102.3162 | 31.8416 | 1260 | 125 | 120 |  | 70 | N | Natural Gas | Y | N | N | 9999 | N |  | Combined Cycle | 3825 | 3436.0679 | 8683
56349_G_CT2A | TX | 48135 | QUAIL RUN ENERGY CENTER | Quail Run Energy Center | 13408111 | 70291113 | 56349 | CT2A | 56349 | CT2A | 134 | 000004 | 31.79 | 1.69 | 28.3526 | 10.61 | 10.61 | 0.9707 | 0.885 | 2022 | 120 | 14 | 215 | -1 | 83.4 | 22111 | -102.3153 | 31.8418 | 1260 | 125 | 120 |  | 68 | N | Natural Gas | Y | N | N | 9999 | N |  | Combined Cycle | 4380 | 3949.2886 | 8683
56349_G_CT2B | TX | 48135 | QUAIL RUN ENERGY CENTER | Quail Run Energy Center | 13408111 | 70291213 | 56349 | CT2B | 56349 | CT2B | 134 | 000005 | 18.44 | 1.54 | 23.544 | 9.53 | 9.53 | 0.8709 | 0.782 | 2022 | 120 | 14 | 30 | -1 | 83.4 | 22111 | -102.3147 | 31.8419 | 1260 | 125 | 120 |  | 68 | N | Natural Gas | Y | N | N | 9999 | N |  | Combined Cycle | 4363 | 3472.0881 | 8683
58471_G_CTG1 | TX | 48135 | ECTOR COUNTY ENERGY CENTER | Ector County Energy Center | 17728811 | 123033813 | 58471 | CT-1 | 58471 | CTG1 | 215 | 000001 | 9.4 |  | 12.4808 | 1.1 | 1.1 | 0.5171 | 0.4 | 2022 | 75 | 18 | 519 | -1 | 162.4 | 22111 | -102.5856 | 32.0694 | 2290 | 125 | 120 |  | 150 | N | Natural Gas | Y | N | N | 9999 | N |  | Combustion Turbine | 166 | 528.0502 | 11532
58471_G_CTG2 | TX | 48135 | ECTOR COUNTY ENERGY CENTER | Ector County Energy Center | 17728811 | 123033913 | 58471 | CT-2 | 58471 | CTG2 | 215 | 000002 | 8.1 |  | 11.9284 | 0.7 | 0.7 | 0.5011 | 0.4 | 2022 | 75 | 18 | 519 | -1 | 158.2 | 22111 | -102.5856 | 32.0694 | 2290 | 125 | 120 | 99 | 150 | N | Natural Gas | Y | N | N | 9999 | N |  | Combustion Turbine | 266 | 492.61 | 11532
55091_G_STK1 | TX | 48139 | MIDLOTHIAN ENERGY FACILITY | Midlothian Energy Facility | 6494211 | 17543613 | 55091 | STK1 | 55091 | STK1 |  |  | 41.1255 | 2.2287 | 46.6833 | 31.4973 | 31.4973 | 1.8841 | 6.4824 |  | 155 | 18 | 300 | -1 | 58.6 | 22111 | -97.0522 | 32.4308 |  | 125 | 120 |  | 270 | N | Natural Gas | Y | N | N | 9999 | N |  | Combined Cycle |  | 3893.3596 | 7750
55091_G_STK2 | TX | 48139 | MIDLOTHIAN ENERGY FACILITY | Midlothian Energy Facility | 6494211 | 17543513 | 55091 | STK2 | 55091 | STK2 | 59 | 000002 | 167.269 | 4.7092 | 51.7764 | 27.2148 | 27.2148 | 2.0809 | 4.2834 | 2022 | 155 | 18 | 300 | -1 | 58.6 | 22111 | -97.0537 | 32.4302 | 2140 | 125 | 120 |  | 270 | N | Natural Gas | Y | N | N | 9999 | N |  | Combined Cycle | 4327 | 4326.6792 | 7732
55091_G_STK3 | TX | 48139 | MIDLOTHIAN ENERGY FACILITY | Midlothian Energy Facility | 6494211 | 17543413 | 55091 | STK3 | 55091 | STK3 | 59 | 000003 | 88.2875 | 6.8916 | 52.4352 | 18.8642 | 18.8642 | 1.9467 | 0.8049 | 2022 | 155 | 18 | 300 | -1 | 58.6 | 22111 | -97.0528 | 32.4306 | 2140 | 125 | 120 |  | 270 | N | Natural Gas | Y | N | N | 9999 | N |  | Combined Cycle | 3926 | 3925.9587 | 7759
55091_G_STK4 | TX | 48139 | MIDLOTHIAN ENERGY FACILITY | Midlothian Energy Facility | 6494211 | 17543013 | 55091 | STK4 | 55091 | STK4 | 59 | 000004 | 37.477 | 9.7269 | 42.1891 | 14.208 | 14.208 | 1.446 | 0.6055 | 2022 | 155 | 18 | 300 | -1 | 58.6 | 22111 | -97.0542 | 32.43 | 2140 | 125 | 120 |  | 270 | N | Natural Gas | Y | N | N | 9999 | N |  | Combined Cycle | 2954 | 2953.8481 | 7720
55091_G_STK5 | TX | 48139 | MIDLOTHIAN ENERGY FACILITY | Midlothian Energy Facility | 6494211 | 17543313 | 55091 | STK5 | 55091 | STK5 | 59 | 000005 | 95.3005 | 4.7738 | 50.9312 | 15.5789 | 15.5789 | 1.8912 | 0.5651 | 2022 | 155 | 9 | 300 | -1 | 58.6 | 22111 | -97.0552 | 32.4296 | 2410 | 125 | 120 | 65 | 270 | N | Natural Gas | Y | N | N | 9999 | N |  | Combined Cycle | 3768 | 3767.5701 | 7730
55091_G_STK6 | TX | 48139 | MIDLOTHIAN ENERGY FACILITY | Midlothian Energy Facility | 6494211 | 17542513 | 55091 | STK6 | 55091 | STK6 | 59 | 000006 | 48.2415 | 22.5636 | 58.8553 | 15.6069 | 15.6069 | 2.2548 | 2.0494 | 2022 | 155 | 9 | 300 | -1 | 58.6 | 22111 | -97.0558 | 32.4294 | 2410 | 125 | 120 |  | 270 | N | Natural Gas | Y | N | N | 9999 | N |  | Combined Cycle | 4504 | 4504.1665 | 7695
55223_G_GT1 | TX | 48139 | ENNIS ELECTRIC GENERATION PLANT | Ennis Power Company LLC | 6389111 | 15947513 | 55223 | GT-1 | 55223 | GT1 | 60 | 000001 | 107.1997 | 15.7046 | 152.4889 | 33.067 | 33.067 | 3.2036 | 17.8473 | 2022 | 160 | 18.5 | 700 | -1 | 48.26 | 22111 | -96.6748 | 32.3199 | 2800 | 125 | 140 |  | 245.1 | N | Natural Gas | Y | N | N | 9999 | N |  | Combined Cycle | 4751 | 4748.6069 | 7319
3456_G_5CT1 | TX | 48141 | NEWMAN STATION | Newman | 4837411 | 92051813 |  |  | 3456 | 5CT1 | 8 | 000031 | 15.2452 | 6.454 | 33.251 | 21.6253 | 21.4315 | 1.5826 | 14.3662 | 2022 | 112 | 17 | 184 | -1 | 31 | 22111 | -106.4317 | 31.9826 | 1300 | 125 | 120 |  | 67 | N | Natural Gas | N | N | N | 9999 | N |  | Combined Cycle | 6686 |  | 9283
3456_G_5CT2 | TX | 48141 | NEWMAN STATION | Newman | 4837411 | 92051913 |  |  | 3456 | 5CT2 | 8 | 000032 | 17.091 | 6.3063 | 32.068 | 21.4533 | 21.261 | 1.57 | 13.3492 | 2022 | 92 | 15 | 726 | -1 | 66 | 22111 | -106.4325 | 31.9824 | 1300 | 125 | 120 |  | 67 | N | Natural Gas | N | N | N | 9999 | N |  | Combined Cycle | 6533 |  | 9283
58562_G_GT-1 | TX | 48141 | MONTANA POWER STATION | Montana Power Station | 16861411 | 123173813 | 58562 | GT-1 | 58562 | GT-1 | 743 | 000004 | 1.9527 | 2.7504 | 7.8265 | 4.8072 | 4.8072 | 0.3973 | 2.3058 | 2022 | 92 | 13.5 | 816 | -1 | 113.22 | 22111 | -106.2106 | 31.8235 | 858 | 125 | 120 |  | 88 | N | Natural Gas, Distillate Fuel Oil | Y | N | N | 9999 | N |  | Combustion Turbine | 2327 | 2145.0117 | 10745
58562_G_GT-2 | TX | 48141 | MONTANA POWER STATION | Montana Power Station | 16861411 | 123173913 | 58562 | GT-2 | 58562 | GT-2 | 743 | 000005 | 3.3974 | 3.3326 | 10.0038 | 5.8247 | 5.8247 | 0.4846 | 2.794 | 2022 | 92 | 13.5 | 816 | -1 | 113.22 | 22111 | -106.2114 | 31.8235 | 858 | 125 | 120 |  | 88 | N | Natural Gas, Distillate Fuel Oil | Y | N | N | 9999 | N |  | Combustion Turbine | 2815 | 2597.4202 | 10745
58562_G_GT-3 | TX | 48141 | MONTANA POWER STATION | Montana Power Station | 16861411 | 126712113 | 58562 | GT-3 | 58562 | GT-3 |  |  | 2.8906 | 4.2806 | 12.3866 | 7.4816 | 7.4816 | 0.636 | 3.5889 |  | 92 | 13.5 | 816 | -1 | 113.22 | 22111 | -106.2122 | 31.8235 |  | 125 | 120 |  | 88 | N | Natural Gas, Distillate Fuel Oil | Y | N | N | 9999 | N |  | Combustion Turbine |  | 3386.6802 | 10745
58562_G_GT-4 | TX | 48141 | MONTANA POWER STATION | Montana Power Station | 16861411 | 126712213 | 58562 | GT-4 | 58562 | GT-4 | 743 | 000009 | 5.0479 | 4.0613 | 11.8179 | 7.0983 | 7.0983 | 0.578 | 3.4049 | 2022 | 92 | 13.5 | 816 | -1 | 113.22 | 22111 | -106.213 | 31.8235 | 858 | 125 | 120 |  | 88 | N | Natural Gas, Distillate Fuel Oil | Y | N | N | 9999 | N |  | Combustion Turbine | 3310 | 3081.271 | 10745
9_G_1 | TX | 48141 | COPPER STATION POWER PLANT | Copper | 3049111 | 38012913 | 9 | CTG-1 | 9 | 1 | 55 | 000001 | 71.4723 |  | 88.1747 | 2.8113 | 2.8113 | 0.2556 | 0.8946 | 2022 | 47 | 22.33 | 500 | -1 | 81 | 22111 | -106.3746 | 31.7577 | 815 | 125 | 120 |  | 63 | N | Natural Gas | Y | N | N | 9999 | N |  | Combustion Turbine | 1635 | 1481.26 | 16930
3456_G_CT1 | TX | 48141 | NEWMAN STATION |  | 4837411 | 31688613 | 3456 | **4 |  |  | 8 | 000004 | 235.5061 |  | 499.3889 | 3.7683 | 3.7683 | 1.8517 | 46.0426 | 2022 | 73 | 10.2 | 300 | -1 | 85 | 22111 | -106.4319 | 31.9833 | 1120 | 125 | 120 |  |  |  |  | Y | N | N |  | N | 3456_G_CT1;3456_G_4 |  | 8355 | 8343.29
3456_G_CT2 | TX | 48141 | NEWMAN STATION |  | 4837411 | 31688813 | 3456 | **5 |  |  | 8 | 000012 | 117.7411 |  | 461.1431 | 3.761 | 3.761 | 1.8433 | 45.5908 | 2022 | 73 | 10.2 | 300 | -1 | 85 | 22111 | -106.4319 | 31.9833 | 1120 | 125 | 120 |  |  |  |  | Y | N | N |  | N |  |  | 8273 | 8258.5508
3456_B_3 | TX | 48141 | NEWMAN STATION |  | 4837411 | 31689013 | 3456 | 3 |  |  | 8 | 000003 | 21.196 |  | 294.5157 | 1.8754 | 1.8669 | 0.9713 | 9.4133 | 2022 | 128 | 11.25 | 300 | -1 | 33.3 | 22111 | -106.4317 | 31.9839 | 1030 | 125 | 100 |  |  |  |  | Y | N | N |  | N |  |  | 6418 | 6394.7803
3456_B_1 | TX | 48141 | NEWMAN STATION |  | 4837411 | 31689213 | 3456 | 1 |  |  | 8 | 000001 | 21.9766 |  | 286.6628 | 1.012 | 1.0053 | 0.7512 | 7.4439 | 2022 | 121 | 11.16 | 300 | -1 | 54.05 | 22111 | -106.4317 | 31.9836 | 878 | 125 | 100 |  |  |  |  | Y | N | N |  | N |  |  | 5698 | 5683.1392
3456_B_2 | TX | 48141 | NEWMAN STATION |  | 4837411 | 31688713 | 3456 | 2 |  |  | 8 | 000002 | 14.9423 |  | 235.384 | 1.7195 | 1.7128 | 0.7575 | 7.437 | 2022 | 121 | 11.16 | 300 | -1 | 47.72 | 22111 | -106.4317 | 31.9839 | 859 | 125 | 100 |  |  |  |  | Y | N | N |  | N |  |  | 5369 | 5358.5405
3456_G_5CT1x | TX | 48141 | NEWMAN STATION |  | 4837411 | 90282813 |  |  |  |  | 8 | 000025 | 0.0081 |  | 0.4921 | 0.0091 | 0.0083 | 0.0061 | 1.9062 | 2022 | 92 | 15 | 726 | -1 | 66 | 22111 | -106.4325 | 31.9825 | 1120 | 125 | 120 |  |  |  |  | N | N | N |  | N |  |  | 8
3456_G_5CT2x | TX | 48141 | NEWMAN STATION |  | 4837411 | 90282913 |  |  |  |  | 8 | 000026 | 0.0026 |  | 1.4881 | 0.0227 | 0.0208 | 0.0153 | 0.0129 | 2022 | 92 | 15 | 726 | -1 | 66 | 22111 | -106.4325 | 31.9824 | 1120 | 125 | 120 |  |  |  |  | N | N | N |  | N | 3456_G_5CT2x;3456_G_5CA1 |  | 16
6179_B_1 | TX | 48149 | FAYETTE POWER PROJECT | Fayette Power Project | 4144811 | 34062013 | 6179 | 1 | 6179 | 1 | 5 | 000007 | 1461.81 |  | 1690.8919 | 213.15 | 212.8152 | 331.8891 | 3.56 | 2022 | 525 | 34 | 136 | -1 | 55 | 22111 | -96.7521 | 29.9145 | 6000 | 125 | 100 |  | 590 | N | Subbituminous | Y | N | N | 9999 | N |  | Coal Steam | 8477 | 6358.6592 | 10589
6179_B_2 | TX | 48149 | FAYETTE POWER PROJECT | Fayette Power Project | 4144811 | 34062213 | 6179 | 2 | 6179 | 2 | 5 | 000008 | 3180.57 |  | 2463.8232 | 352.74 | 352.0059 | 415.2149 | 9.64 | 2022 | 525 | 34 | 136 | -1 | 55 | 22111 | -96.7521 | 29.9143 | 6000 | 125 | 100 |  | 590 | N | Subbituminous | Y | N | N | 9999 | N |  | Coal Steam | 6951 | 8729.1797 | 10606
6179_B_3 | TX | 48149 | FAYETTE POWER PROJECT | Fayette Power Project | 4144811 | 34061613 | 6179 | 3 | 6179 | 3 | 5 | 000016 | 2231.534 |  | 2180.1818 | 300.2731 | 299.5747 | 401.3115 | 2.9256 | 2022 | 535 | 25.75 | 250 | -1 | 88 | 22111 | -96.7514 | 29.916 | 4740 | 125 | 100 |  | 435 | N | Subbituminous | Y | N | N | 9999 | N |  | Coal Steam | 6652 | 8320.9414 | 10608
56674_G_CGT1 | TX | 48149 | WINCHESTER POWER PARK | Winchester Power Park | 14748911 | 90280913 | 56674 | 1 | 56674 | CGT1 | 262 | 000001 | 2.5495 | 0.0032 | 1.4833 | 0.7011 | 0.7011 | 0.0667 | 0.2985 | 2022 | 80 | 12 | 841 | -1 | 87.2 | 22111 | -96.993 | 30.0253 | 437 | 125 | 120 |  | 44 | N | Natural Gas | Y | N | N | 9999 | N |  | Combustion Turbine | 307 | 742.1198 | 10745
56674_G_CGT2 | TX | 48149 | WINCHESTER POWER PARK | Winchester Power Park | 14748911 | 90281013 | 56674 | 2 | 56674 | CGT2 | 262 | 000002 | 3.891 | 0.0105 | 0.446 | 0.6941 | 0.6941 | 0.0666 | 0.2955 | 2022 | 80 | 12 | 841 | -1 | 87.2 | 22111 | -96.9933 | 30.025 | 437 | 125 | 120 |  | 44 | N | Natural Gas | Y | N | N | 9999 | N |  | Combustion Turbine | 333 | 736.3096 | 10745
56674_G_CGT3 | TX | 48149 | WINCHESTER POWER PARK | Winchester Power Park | 14748911 | 90281113 | 56674 | 3 | 56674 | CGT3 |  |  | 2.1738 | 0.0099 | 1.0606 | 0.6521 | 0.6521 | 0.0548 | 0.2777 |  | 80 | 12 | 841 | -1 | 87.2 | 22111 | -96.9933 | 30.0247 |  | 125 | 120 |  | 44 | N | Natural Gas | Y | N | N | 9999 | N |  | Combustion Turbine |  | 699.75 | 10745
56674_G_CGT4 | TX | 48149 | WINCHESTER POWER PARK | Winchester Power Park | 14748911 | 90281213 | 56674 | 4 | 56674 | CGT4 | 262 | 000004 | 6.8382 | 0.0109 | 1.0845 | 0.7164 | 0.7164 | 0.0681 | 0.305 | 2022 | 80 | 12 | 841 | -1 | 87.2 | 22111 | -96.9936 | 30.0244 | 437 | 125 | 120 |  | 44 | N | Natural Gas | Y | N | N | 9999 | N |  | Combustion Turbine | 401 | 740.2999 | 10745
3470_B_WAP5 | TX | 48157 | WA PARISH ELECTRIC GENERATING STATION | W A Parish | 3968411 | 34521813 | 3470 | WAP5 | 3470 | WAP5 | 5 | 000006 | 1002.63 | 2.5297 | 1180.2551 | 692.15 | 559.6443 | 10829.5829 | 23.9769 | 2022 | 600 | 24 | 330 | -1 | 103 | 22111 | -95.6357 | 29.4787 | 6570 | 125 | 100 |  | 664 | N | Subbituminous | Y | N | N | 9999 | N |  | Coal Steam | 6959 | 6959.2192 | 10451
3470_B_WAP6 | TX | 48157 | WA PARISH ELECTRIC GENERATING STATION | W A Parish | 3968411 | 34525513 | 3470 | WAP6 | 3470 | WAP6 | 5 | 000007 | 1309.327 | 52.4997 | 1284.6365 | 484.3302 | 456.5003 | 13027.1324 | 25.211 | 2022 | 600 | 24 | 330 | -1 | 103 | 22111 | -95.6351 | 29.4779 | 6570 | 125 | 100 |  | 663 | N | Subbituminous | Y | N | N | 9999 | N |  | Coal Steam | 7310 | 7309.8994 | 10463
3470_B_WAP7 | TX | 48157 | WA PARISH ELECTRIC GENERATING STATION | W A Parish | 3968411 | 34525413 | 3470 | WAP7 | 3470 | WAP7 | 5 | 000008 | 1972.996 | 24.5977 | 957.2677 | 667.6594 | 518.1053 | 9342.7594 | 24.3948 | 2022 | 500 | 22 | 330 | -1 | 103 | 22111 | -95.634 | 29.4765 | 5730 | 125 | 100 |  | 577 | N | Subbituminous | Y | N | N | 9999 | N |  | Coal Steam | 6715 | 6715.1899 | 10444
3470_B_WAP8 | TX | 48157 | WA PARISH ELECTRIC GENERATING STATION | W A Parish | 3968411 | 34520213 | 3470 | WAP8 | 3470 | WAP8 | 5 | 000014 | 694.9146 | 0.2044 | 384.4671 | 57.3336 | 44.3729 | 920.1222 | 0.7862 | 2022 | 500 | 22 | 170 | -1 | 84 | 22111 | -95.6341 | 29.4756 | 5730 | 125 | 100 |  | 610 | N | Subbituminous | Y | N | N | 9999 | N |  | Coal Steam | 2859 | 2858.8401 | 10480
3470_G_GT1 | TX | 48157 | WA PARISH ELECTRIC GENERATING STATION | W A Parish | 3968411 | 34521513 |  |  | 3470 | GT1 | 5 | 000001 | 0.8151 |  | 6.5492 | 0.1855 | 0.1855 | 0.0169 | 0.059 | 2022 | 28 | 9.5 | 772 | -1 | 81 | 22111 | -95.6318 | 29.484 | 237 | 125 | 120 |  | 13 | N | Natural Gas | N | N | N | 9999 | N |  | Combustion Turbine | 314 |  | 25000
55357_G_CTG1 | TX | 48157 | JACK A FUSCO ENERGY CENTER | Jack Fusco Energy Center | 9138811 | 57885513 | 55357 | CTG1 | 55357 | CTG1 | 214 | 000001 | 50.32 | 0.7472 | 76.4854 | 47.56 | 47.56 | 3.799 | 12.8188 | 2022 | 137 | 3 | 500 | -1 | 70 | 22111 | -95.6232 | 29.4725 | 1920 | 125 | 120 |  | 166 | N | Natural Gas | Y | N | N | 9999 | N |  | Combined Cycle | 7200 | 7199.8901 | 7443
55357_G_CTG2 | TX | 48157 | JACK A FUSCO ENERGY CENTER | Jack Fusco Energy Center | 9138811 | 57885613 | 55357 | CTG2 | 55357 | CTG2 | 214 | 000002 | 52.37 | 8.54 | 74.5838 | 20.71 | 20.71 | 3.5748 | 6.0481 | 2022 | 137 | 3 | 500 | -1 | 44 | 22111 | -95.6227 | 29.4726 | 1920 | 125 | 120 |  | 166 | N | Natural Gas | Y | N | N | 9999 | N |  | Combined Cycle | 6790 | 6790.0195 | 7443
3470_B_WAP4 | TX | 48157 | WA PARISH ELECTRIC GENERATING STATION |  | 3968411 | 34521913 | 3470 | WAP4 |  |  | 5 | 000005 | 111.1619 |  | 693.7494 | 38.2558 | 38.252 | 3.0607 | 27.5441 | 2022 | 191 | 22.5 | 300 | -1 | 66 | 22111 | -95.6298 | 29.4853 | 2000 | 125 | 100 |  |  |  |  | Y | N | N |  | N |  |  | 3883 | 3882.7693
3470_B_WAP3 | TX | 48157 | WA PARISH ELECTRIC GENERATING STATION |  | 3968411 | 34522013 | 3470 | WAP3 |  |  | 5 | 000004 | 65.0032 |  | 332.5253 | 11.0378 | 11.0378 | 0.8739 | 7.9472 | 2022 | 181 | 12.5 | 249 | -1 | 50 | 22111 | -95.6302 | 29.4847 | 3100 | 125 | 100 |  |  |  |  | Y | N | N |  | N |  |  | 2487 | 2486.7908
3470_B_WAP1 | TX | 48157 | WA PARISH ELECTRIC GENERATING STATION |  | 3968411 | 34521613 | 3470 | WAP1 |  |  | 5 | 000002 | 26.6716 |  | 197.3312 | 6.979 | 6.979 | 0.5424 | 5.0248 | 2022 | 168 | 10.5 | 292 | -1 | 48 | 22111 | -95.6308 | 29.4843 | 2000 | 125 | 100 |  |  |  |  | Y | N | N |  | N |  |  | 2263 | 2262.9309
3470_B_WAP2 | TX | 48157 | WA PARISH ELECTRIC GENERATING STATION |  | 3968411 | 34521713 | 3470 | WAP2 |  |  | 5 | 000003 | 12.9124 |  | 196.3647 | 10.2098 | 10.2098 | 0.7892 | 7.351 | 2022 | 168 | 10.5 | 292 | -1 | 48 | 22111 | -95.6315 | 29.4839 | 2000 | 125 | 100 |  |  |  |  | Y | N | N |  | N |  |  | 3000 | 3000.4587
55226_G_GT1 | TX | 48161 | FREESTONE ENERGY CENTER | Freestone Energy Center | 4852511 | 31657113 | 55226 | GT1 | 55226 | GT1 | 30 | 000001 | 50.9 |  | 169.201 | 20.23 | 20.23 | 3.4417 | 1.0628 | 2022 | 160 | 18 | 500 | -1 | 42.73 | 22111 | -96.1109 | 31.8913 | 1780 | 125 | 120 |  | 167 | N | Natural Gas | Y | N | N | 9999 | N | 55226_G_ST3;55226_G_GT1 | Combined Cycle | 7085 | 7085.0107 | 7242
55226_G_GT2 | TX | 48161 | FREESTONE ENERGY CENTER | Freestone Energy Center | 4852511 | 31658013 | 55226 | GT2 | 55226 | GT2 | 30 | 000002 | 45.48 |  | 175.3472 | 21.65 | 21.65 | 3.3655 | 0.6185 | 2022 | 160 | 18 | 500 | -1 | 42.73 | 22111 | -96.1109 | 31.8908 | 1780 | 125 | 120 |  | 167 | N | Natural Gas | Y | N | N | 9999 | N |  | Combined Cycle | 6873 | 6872.6909 | 7242
55226_G_GT3 | TX | 48161 | FREESTONE ENERGY CENTER | Freestone Energy Center | 4852511 | 31658913 | 55226 | GT3 | 55226 | GT3 | 30 | 000003 | 33.1 |  | 176.2744 | 13.07 | 13.07 | 3.2706 | 3.2279 | 2022 | 160 | 18 | 500 | -1 | 42.73 | 22111 | -96.111 | 31.8898 | 1780 | 125 | 120 |  | 167 | N | Natural Gas | Y | N | N | 9999 | N | 55226_G_GT3;55226_G_ST6 | Combined Cycle | 6635 | 6635 | 7242
55226_G_GT4 | TX | 48161 | FREESTONE ENERGY CENTER | Freestone Energy Center | 4852511 | 31658713 | 55226 | GT4 | 55226 | GT4 | 30 | 000004 | 32.07 |  | 171.0953 | 13.26 | 13.26 | 3.3296 | 3.0266 | 2022 | 160 | 18 | 500 | -1 | 42.73 | 22111 | -96.111 | 31.8894 | 1780 | 125 | 120 |  | 167 | N | Natural Gas | Y | N | N | 9999 | N |  | Combined Cycle | 6801 | 6801.2505 | 7242
3630_G_10A | TX | 48163 | PEARSALL POWER PLANT | Pearsall | 3930211 | 92108013 |  |  | 3630 | 10A | 2 | 000014 | 0.26 | 0.1324 | 1.341 | 3.31 | 3.31 | 0.058 | 0.2683 | 2022 | 80 | 4 | 698 | -1 | 77.8 | 22111 | -99.0929 | 28.9309 | 72 | 125 | 160 |  | 8.4 | N | Natural Gas | N | N | N | 9999 | N |  | Combustion Turbine | 2980 |  | 10745
3630_G_11A | TX | 48163 | PEARSALL POWER PLANT | Pearsall | 3930211 | 92108113 |  |  | 3630 | 11A | 2 | 000015 | 0.7525 | 0.1348 | 1.4493 | 3.3711 | 3.3711 | 0.059 | 0.2732 | 2022 | 80 | 4 | 698 | -1 | 77.8 | 22111 | -99.0929 | 28.9309 | 72 | 125 | 160 |  | 8.4 | N | Natural Gas | N | N | N | 9999 | N |  | Combustion Turbine | 2975 |  | 10745
3630_G_12A | TX | 48163 | PEARSALL POWER PLANT | Pearsall | 3930211 | 92108213 |  |  | 3630 | 12A | 2 | 000016 | 0.3878 | 0.134 | 1.4542 | 3.3501 | 3.3501 | 0.0587 | 0.2715 | 2022 | 80 | 4 | 698 | -1 | 77.8 | 22111 | -99.0929 | 28.9308 | 72 | 125 | 160 |  | 8.4 | N | Natural Gas | N | N | N | 9999 | N |  | Combustion Turbine | 2991 |  | 10745
3630_G_13A | TX | 48163 | PEARSALL POWER PLANT | Pearsall | 3930211 | 92108313 |  |  | 3630 | 13A | 2 | 000017 | 0.2726 | 0.0659 | 0.6066 | 1.6487 | 1.6487 | 0.0289 | 0.1336 | 2022 | 80 | 4 | 698 | -1 | 77.8 | 22111 | -99.0923 | 28.9304 | 72 | 125 | 160 |  | 8.4 | N | Natural Gas | N | N | N | 9999 | N |  | Combustion Turbine | 3195 |  | 10745
3630_G_14A | TX | 48163 | PEARSALL POWER PLANT | Pearsall | 3930211 | 92108413 |  |  | 3630 | 14A | 2 | 000018 | 0.5904 | 0.0852 | 1.4539 | 2.1314 | 2.1314 | 0.0373 | 0.4107 | 2022 | 80 | 4 | 698 | -1 | 77.8 | 22111 | -99.0923 | 28.9303 | 72 | 125 | 160 |  | 8.4 | N | Natural Gas | N | N | N | 9999 | N |  | Combustion Turbine | 3060 |  | 10745
3630_G_15A | TX | 48163 | PEARSALL POWER PLANT | Pearsall | 3930211 | 92109613 |  |  | 3630 | 15A | 2 | 000030 | 0.5255 | 0.1105 | 1.1653 | 2.7636 | 2.7636 | 0.0484 | 0.224 | 2022 | 80 | 4 | 698 | -1 | 77.8 | 22111 | -99.0922 | 28.9303 | 72 | 125 | 160 |  | 8.4 | N | Natural Gas | N | N | N | 9999 | N |  | Combustion Turbine | 3086 |  | 10745
3630_G_16A | TX | 48163 | PEARSALL POWER PLANT | Pearsall | 3930211 | 92108513 |  |  | 3630 | 16A | 2 | 000019 | 0.3431 | 0.1106 | 1.1207 | 2.7663 | 2.7663 | 0.0484 | 0.2242 | 2022 | 80 | 4 | 698 | -1 | 77.8 | 22111 | -99.0922 | 28.9302 | 72 | 125 | 160 |  | 8.4 | N | Natural Gas | N | N | N | 9999 | N |  | Combustion Turbine | 3026 |  | 10745
3630_G_17A | TX | 48163 | PEARSALL POWER PLANT | Pearsall | 3930211 | 92108613 |  |  | 3630 | 17A | 2 | 000020 | 0.5218 | 0.1122 | 1.9712 | 2.8049 | 2.8049 | 0.0491 | 0.2274 | 2022 | 80 | 4 | 698 | -1 | 77.8 | 22111 | -99.0921 | 28.9302 | 72 | 125 | 160 | 65 | 8.4 | N | Natural Gas | N | N | N | 9999 | N |  | Combustion Turbine | 2970 |  | 10745
3630_G_18A | TX | 48163 | PEARSALL POWER PLANT | Pearsall | 3930211 | 92108713 |  |  | 3630 | 18A | 2 | 000021 | 0.7747 | 0.1086 | 1.527 | 2.7161 | 2.7161 | 0.0476 | 0.2201 | 2022 | 80 | 4 | 698 | -1 | 77.8 | 22111 | -99.0921 | 28.9302 | 72 | 125 | 160 |  | 8.4 | N | Natural Gas | N | N | N | 9999 | N |  | Combustion Turbine | 2941 |  | 10745
3630_G_19A | TX | 48163 | PEARSALL POWER PLANT | Pearsall | 3930211 | 92108813 |  |  | 3630 | 19A | 2 | 000022 | 0.531 | 0.1317 | 1.4161 | 3.2937 | 3.2937 | 0.0577 | 0.267 | 2022 | 80 | 4 | 698 | -1 | 77.8 | 22111 | -99.092 | 28.9301 | 72 | 125 | 160 |  | 8.4 | N | Natural Gas | N | N | N | 9999 | N |  | Combustion Turbine | 2688 |  | 10745
3630_G_1A | TX | 48163 | PEARSALL POWER PLANT | Pearsall | 3930211 | 92107113 |  |  | 3630 | 1A | 2 | 000005 | 1.0593 | 0.1192 | 1.6013 | 2.9797 | 2.9797 | 0.0522 | 0.2415 | 2022 | 80 | 4 | 698 | -1 | 77.8 | 22111 | -99.0934 | 28.9313 | 72 | 125 | 160 | 65 | 8.4 | N | Natural Gas | N | N | N | 9999 | N |  | Combustion Turbine | 3399 |  | 10745
3630_G_20A | TX | 48163 | PEARSALL POWER PLANT | Pearsall | 3930211 | 92108913 |  |  | 3630 | 20A | 2 | 000023 | 0.738 | 0.1298 | 1.5968 | 3.2458 | 3.2458 | 0.0568 | 0.29 | 2022 | 80 | 4 | 698 | -1 | 77.8 | 22111 | -99.0919 | 28.9301 | 72 | 125 | 160 |  | 8.4 | N | Natural Gas | N | N | N | 9999 | N |  | Combustion Turbine | 2652 |  | 10745
3630_G_21A | TX | 48163 | PEARSALL POWER PLANT | Pearsall | 3930211 | 92109013 |  |  | 3630 | 21A | 2 | 000024 | 0.5817 | 0.125 | 2.4676 | 3.1251 | 3.1251 | 0.0547 | 0.2533 | 2022 | 80 | 4 | 698 | -1 | 77.8 | 22111 | -99.0919 | 28.93 | 72 | 125 | 160 | 65 | 8.4 | N | Natural Gas | N | N | N | 9999 | N |  | Combustion Turbine | 2631 |  | 10745
3630_G_22A | TX | 48163 | PEARSALL POWER PLANT | Pearsall | 3930211 | 92109113 |  |  | 3630 | 22A | 2 | 000025 | 0.335 | 0.1296 | 1.5006 | 3.241 | 3.241 | 0.0568 | 0.2493 | 2022 | 80 | 4 | 698 | -1 | 77.8 | 22111 | -99.0918 | 28.93 | 72 | 125 | 160 |  | 8.4 | N | Natural Gas | N | N | N | 9999 | N |  | Combustion Turbine | 2623 |  | 10745
3630_G_23A | TX | 48163 | PEARSALL POWER PLANT | Pearsall | 3930211 | 92109213 |  |  | 3630 | 23A | 2 | 000026 | 0.9666 | 0.1247 | 1.611 | 3.1176 | 3.1176 | 0.0546 | 0.2527 | 2022 | 80 | 4 | 698 | -1 | 77.8 | 22111 | -99.0918 | 28.9299 | 72 | 125 | 160 |  | 8.4 | N | Natural Gas | N | N | N | 9999 | N |  | Combustion Turbine | 2539 |  | 10745
3630_G_24A | TX | 48163 | PEARSALL POWER PLANT | Pearsall | 3930211 | 92109313 |  |  | 3630 | 24A | 2 | 000027 | 1.0982 | 0.125 | 2.3385 | 3.1253 | 3.1253 | 0.0547 | 0.5117 | 2022 | 80 | 4 | 698 | -1 | 77.8 | 22111 | -99.0917 | 28.9299 | 72 | 125 | 160 |  | 8.4 | N | Natural Gas | N | N | N | 9999 | N |  | Combustion Turbine | 2647 |  | 10745
3630_G_2A | TX | 48163 | PEARSALL POWER PLANT | Pearsall | 3930211 | 92107213 |  |  | 3630 | 2A | 2 | 000006 | 0.8857 | 0.1318 | 2.3165 | 3.2962 | 3.2962 | 0.0577 | 1.3437 | 2022 | 80 | 4 | 698 | -1 | 77.8 | 22111 | -99.0934 | 28.9313 | 72 | 125 | 160 | 65 | 8.4 | N | Natural Gas | N | N | N | 9999 | N |  | Combustion Turbine | 3524 |  | 10745
3630_G_3A | TX | 48163 | PEARSALL POWER PLANT | Pearsall | 3930211 | 92107313 |  |  | 3630 | 3A | 2 | 000007 | 0.8738 | 0.1321 | 2.1708 | 3.3025 | 3.3025 | 0.0578 | 0.2677 | 2022 | 80 | 4 | 698 | -1 | 77.8 | 22111 | -99.0934 | 28.9313 | 72 | 125 | 160 |  | 8.4 | N | Natural Gas | N | N | N | 9999 | N |  | Combustion Turbine | 3408 |  | 10745
3630_G_4A | TX | 48163 | PEARSALL POWER PLANT | Pearsall | 3930211 | 92107413 |  |  | 3630 | 4A | 2 | 000008 | 0.9476 | 0.131 | 1.2589 | 3.2746 | 3.2746 | 0.0574 | 1.01 | 2022 | 80 | 4 | 698 | -1 | 77.8 | 22111 | -99.0933 | 28.9312 | 11600 | 125 | 160 |  | 8.4 | N | Natural Gas | N | N | N | 9999 | N |  | Combustion Turbine | 3410 |  | 10745
3630_G_5A | TX | 48163 | PEARSALL POWER PLANT | Pearsall | 3930211 | 92107513 |  |  | 3630 | 5A | 2 | 000009 | 1.1166 | 0.1334 | 1.4612 | 3.3346 | 3.3346 | 0.0584 | 0.2703 | 2022 | 80 | 4 | 698 | -1 | 77.8 | 22111 | -99.0932 | 28.9312 | 72 | 125 | 160 |  | 8.4 | N | Natural Gas | N | N | N | 9999 | N |  | Combustion Turbine | 3401 |  | 10745
3630_G_6A | TX | 48163 | PEARSALL POWER PLANT | Pearsall | 3930211 | 92107613 |  |  | 3630 | 6A | 2 | 000010 | 0.9472 | 0.1309 | 1.5426 | 3.2732 | 3.2732 | 0.0573 | 0.333 | 2022 | 80 | 4 | 698 | -1 | 77.8 | 22111 | -99.0932 | 28.9311 | 72 | 125 | 160 |  | 8.4 | N | Natural Gas | N | N | N | 9999 | N |  | Combustion Turbine | 3416 |  | 10745
3630_G_7A | TX | 48163 | PEARSALL POWER PLANT | Pearsall | 3930211 | 92107713 |  |  | 3630 | 7A | 2 | 000011 | 0.4631 | 0.1318 | 2.3837 | 3.2949 | 3.2949 | 0.0577 | 0.2671 | 2022 | 80 | 4 | 698 | -1 | 77.8 | 22111 | -99.0931 | 28.931 | 72 | 125 | 160 |  | 8.4 | N | Natural Gas | N | N | N | 9999 | N |  | Combustion Turbine | 2756 |  | 10745
3630_G_8A | TX | 48163 | PEARSALL POWER PLANT | Pearsall | 3930211 | 92107813 |  |  | 3630 | 8A | 2 | 000012 | 0.589 | 0.1357 | 2.0335 | 3.3924 | 3.3924 | 0.0594 | 0.261 | 2022 | 80 | 4 | 698 | -1 | 77.8 | 22111 | -99.0931 | 28.931 | 72 | 125 | 160 |  | 8.4 | N | Natural Gas | N | N | N | 9999 | N |  | Combustion Turbine | 2966 |  | 10745
3630_G_9A | TX | 48163 | PEARSALL POWER PLANT | Pearsall | 3930211 | 92107913 |  |  | 3630 | 9A | 2 | 000013 | 0.9127 | 0.1338 | 1.1755 | 3.3453 | 3.3453 | 0.0586 | 0.2711 | 2022 | 80 | 4 | 698 | -1 | 77.8 | 22111 | -99.093 | 28.931 | 72 | 125 | 160 |  | 8.4 | N | Natural Gas | N | N | N | 9999 | N |  | Combustion Turbine | 2968 |  | 10745
52088_G_GEN2 | TX | 48167 | TEXAS CITY COGENERATION | Texas City Power Plant | 3930911 | 37403613 | 52088 | GT-A | 52088 | GEN2 | 52 | 000003 | 19.1106 |  | 254.3146 | 14.89 | 14.89 | 1.2062 | 4.268 | 2022 | 85 | 13 | 500 | -1 | 47 | 22111 | -94.9436 | 29.3781 | 1070 | 125 | 120 |  | 104 | Y | Natural Gas | Y | N | N | 9999 | N |  | Combined Cycle | 4254 | 4253.0234 | 5889
52088_G_GEN3 | TX | 48167 | TEXAS CITY COGENERATION | Texas City Power Plant | 3930911 | 37403713 | 52088 | GT-B | 52088 | GEN3 | 52 | 000002 | 50.5621 |  | 97.187 | 20.32 | 20.32 | 1.7132 | 6.064 | 2022 | 85 | 13 | 500 | -1 | 47 | 22111 | -94.9439 | 29.3781 | 1070 | 125 | 120 | 28 | 104 | Y | Natural Gas | Y | N | N | 9999 | N |  | Combined Cycle | 5805 | 5804.5254 | 5889
52088_G_GEN4 | TX | 48167 | TEXAS CITY COGENERATION | Texas City Power Plant | 3930911 | 37403513 | 52088 | GT-C | 52088 | GEN4 | 52 | 000001 | 23.0193 |  | 100.6959 | 19.55 | 19.55 | 1.6667 | 5.937 | 2022 | 85 | 13 | 500 | -1 | 47 | 22111 | -94.9442 | 29.3781 | 1070 | 125 | 120 |  | 104 | Y | Natural Gas | Y | N | N | 9999 | N | 52088_G_GEN1;52088_G_GEN4 | Combined Cycle | 5585 | 5584.8506 | 5889
52132_G_GEN2 | TX | 48167 | SOUTH HOUSTON GREEN POWER SITE | Power Station 4 | 9132111 | 57493613 |  |  | 52132 | GEN2 | 147 | 000011 | 5.9262 | 2.809 | 11.7371 | 1.4624 | 1.4624 | 1.2535 | 0.2089 | 2022 | 101 | 15 | 200 | -1 | 55 | 221121 | -94.9227 | 29.3779 | 1380 | 125 | 120 |  | 69 | Y | Natural Gas | N | Y | N | 9999 | N | 55470_G_ST805B;52132_G_GEN2 | Combined Cycle | 2291 |  | 5831
55470_G_TR1 | TX | 48167 | SOUTH HOUSTON GREEN POWER SITE | Green Power 2 | 9132111 | 57493213 | 55470 | EPN801 | 55470 | TR1 | 147 | 000001 | 18.15 | 25.2496 | 75.7348 | 50.9522 | 50.9522 | 17.3292 | 0.7164 | 2022 | 125 | 19.9 | 200 | -1 | 55.94 | 221121 | -94.9332 | 29.3777 | 2710 | 125 | 120 |  | 158 | Y | Natural Gas | Y | N | N | 9999 | N | 55470_G_TR1;55470_G_ST1 | Combined Cycle | 7708 | 7301.79 | 5500
55470_G_TR2 | TX | 48167 | SOUTH HOUSTON GREEN POWER SITE | Green Power 2 | 9132111 | 57493313 | 55470 | EPN802 | 55470 | TR2 | 147 | 000002 | 11.5562 | 29.5468 | 85.5711 | 63.9047 | 63.9047 | 20.9199 | 0.7673 | 2022 | 125 | 19.9 | 200 | -1 | 55.94 | 221121 | -94.9327 | 29.3777 | 2710 | 125 | 120 |  | 158 | Y | Natural Gas | Y | N | N | 9999 | N |  | Combined Cycle | 8419 | 7700.7798 | 5500
55470_G_TR3 | TX | 48167 | SOUTH HOUSTON GREEN POWER SITE | Green Power 2 | 9132111 | 57493413 | 55470 | EPN803 | 55470 | TR3 | 147 | 000003 | 18.502 | 30.1619 | 89.4759 | 71.6873 | 71.6873 | 25.4567 | 0.8576 | 2022 | 125 | 19.9 | 200 | -1 | 55.94 | 221121 | -94.9322 | 29.3777 | 2710 | 125 | 120 |  | 158 | Y | Natural Gas | Y | N | N | 9999 | N |  | Combined Cycle | 8237 | 8362.9297 | 5500
60264_G_BCGT1 | TX | 48167 | PH ROBINSON STATION ELECTRIC GENERATING STATION | Bacliff | 4021011 | 126664313 | 60264 | BCGT1 | 60264 | BCGT1 | 6 | 000023 | 6.98 |  | 15.1101 | 0.77 | 0.56 | 0.0577 | 0.15 | 2022 | 50 | 14.32 | 971 | -1 | 141.93 | 22111 | -94.9834 | 29.492 | 922 | 125 | 120 |  | 54 | N | Natural Gas | Y | N | N | 9999 | N | 60264_G_BCGT1;3466_G_PHR1 | Combustion Turbine | 427 | 426.6801 | 10745
60264_G_BCGT2 | TX | 48167 | PH ROBINSON STATION ELECTRIC GENERATING STATION | Bacliff | 4021011 | 126664413 | 60264 | BCGT2 | 60264 | BCGT2 | 6 | 000024 | 6.77 |  | 17.9331 | 1.13 | 0.81 | 0.0861 | 0.27 | 2022 | 50 | 14.32 | 971 | -1 | 141.93 | 22111 | -94.9837 | 29.4921 | 922 | 125 | 120 |  | 54 | N | Natural Gas | Y | N | N | 9999 | N | 60264_G_BCGT2;3466_G_PHR2 | Combustion Turbine | 467 | 467.45 | 10745
60264_G_BCGT3 | TX | 48167 | PH ROBINSON STATION ELECTRIC GENERATING STATION | Bacliff | 4021011 | 127938613 | 60264 | BCGT3 | 60264 | BCGT3 | 6 | 000025 | 8.28 |  | 22.5864 | 1.11 | 0.8 | 0.0878 | 0.21 | 2022 | 50 | 14.32 | 971 | -1 | 141.93 | 22111 | -94.984 | 29.4921 | 922 | 125 | 120 |  | 54 | N | Natural Gas | Y | N | N | 9999 | N | 3466_G_PHR3;60264_G_BCGT3 | Combustion Turbine | 487 | 487.02 | 10745
60264_G_BCGT4 | TX | 48167 | PH ROBINSON STATION ELECTRIC GENERATING STATION | Bacliff | 4021011 | 127938713 | 60264 | BCGT4 | 60264 | BCGT4 | 6 | 000026 | 5.16 |  | 11.4703 | 0.56 | 0.41 | 0.034 | 0.13 | 2022 | 50 | 14.32 | 971 | -1 | 141.93 | 22111 | -94.9843 | 29.4922 | 922 | 125 | 120 |  | 54 | N | Natural Gas | Y | N | N | 9999 | N | 60264_G_BCGT4;3466_G_PHR4 | Combustion Turbine | 373 | 372.73 | 10745
60264_G_BCGT5 | TX | 48167 | PH ROBINSON STATION ELECTRIC GENERATING STATION | Bacliff | 4021011 | 127938813 | 60264 | BCGT5 | 60264 | BCGT5 | 6 | 000027 | 6.9 |  | 18.8805 | 0.99 | 0.72 | 0.0811 | 0.11 | 2022 | 50 | 14.32 | 971 | -1 | 141.93 | 22111 | -94.9845 | 29.4923 | 922 | 125 | 120 |  | 54 | N | Natural Gas | Y | N | N | 9999 | N | 3466_G_PHR5;60264_G_BCGT5 | Combustion Turbine | 451 | 450.6599 | 10745
60264_G_BCGT6 | TX | 48167 | PH ROBINSON STATION ELECTRIC GENERATING STATION | Bacliff | 4021011 | 127938913 | 60264 | BCGT6 | 60264 | BCGT6 | 6 | 000028 | 8.5 |  | 22.0202 | 1.41 | 1.02 | 0.1098 | 0.26 | 2022 | 50 | 14.32 | 971 | -1 | 141.93 | 22111 | -94.9848 | 29.4924 | 922 | 125 | 120 |  | 54 | N | Natural Gas | Y | N | N | 9999 | N | 3466_G_PHR6;60264_G_BCGT6 | Combustion Turbine | 592 | 592.2999 | 10745
55470_G_ST805 | TX | 48167 | SOUTH HOUSTON GREEN POWER SITE |  | 9132111 | 57493513 |  |  |  |  | 147 | 000010 | 9.4329 | 3.0107 | 15.4458 | 1.2324 | 1.2324 | 1.0563 | 0.1761 | 2022 | 101 | 15 | 200 | -1 | 55 | 221121 | -94.9227 | 29.3782 | 1380 | 125 | 120 |  |  |  |  | N | N | N |  | N | 52132_G_GEN1;55470_G_ST805A |  | 1419
6178_B_1 | TX | 48175 | COLETO CREEK POWER STATION |  | 4018411 | 34509413 | 6178 | 1 |  |  | 2 | 000001 | 3470.014 |  | 2273.8108 | 343.4147 | 182.0098 | 8205.4909 | 32.33 | 2022 | 303 | 20 | 300 | -1 | 87 | 22111 | -97.2145 | 28.7128 | 6330 | 125 | 100 |  |  |  |  | Y | N | N |  | N |  |  | 7973 | 7973.2109
58005_G_CTG-1 | TX | 48181 | RAYBURN ENERGY STATION | Panda Sherman Power Station | 16862411 | 113092713 | 58005 | CTG1 | 58005 | CTG-1 | 202 | 000002 | 124.485 | 53.8003 | 41.3677 | 6.4443 | 6.4443 | 3.6274 | 12.9159 | 2022 | 140 | 21.42 | 165 | -1 | 36.2 | 221112 | -96.6146 | 33.5767 | 2840 | 125 | 120 |  | 199 | N | Natural Gas | Y | N | N | 9999 | N | 58005_G_CTG-1;58005_G_STG-1 | Combined Cycle | 5461 | 5461.271 | 7203
58005_G_CTG-2 | TX | 48181 | RAYBURN ENERGY STATION | Panda Sherman Power Station | 16862411 | 113092813 | 58005 | CTG2 | 58005 | CTG-2 |  |  | 134.5664 | 50.114 | 41.0093 | 9.9173 | 9.9173 | 3.6297 | 23.6218 |  | 140 | 21.42 | 165 | -1 | 36.2 | 221112 | -96.6142 | 33.5768 |  | 125 | 120 |  | 199 | N | Natural Gas | Y | N | N | 9999 | N |  | Combined Cycle |  | 5449.0908 | 7203
3476_B_5 | TX | 48183 | AEP KNOX LEE POWER PLANT | Knox Lee | 4020611 | 34366513 | 3476 | 5 | 3476 | 5 | 7 | 000006 | 1.93 |  | 254.4747 | 14.3609 | 14.36 | 1.1997 | 10.3857 | 2022 | 157 | 16 | 275 | -1 | 93.8 | 22111 | -94.6417 | 32.3767 | 3370 | 125 | 100 |  | 342 | N | Natural Gas, Distillate Fuel Oil | Y | N | N | 9999 | N |  | O/G Steam | 3081 | 3056.4602 | 12452
55062_G_GTG1 | TX | 48185 | TENASKA FRONTIER GENERATION STATION | Tenaska Frontier Generation Station | 6436111 | 16961213 | 55062 | 1 | 55062 | GTG1 | 13 | 000001 | 114.7522 |  | 208.4338 | 13.2625 | 13.2625 | 3.296 | 9.7272 | 2022 | 152 | 12 | 300 | -1 | 61 | 22111 | -95.9179 | 30.5931 | 2100 | 125 | 120 |  | 155 | N | Natural Gas, Distillate Fuel Oil | Y | N | N | 9999 | N |  | Combined Cycle | 4068 | 6230.2505 | 7173
55062_G_GTG2 | TX | 48185 | TENASKA FRONTIER GENERATION STATION | Tenaska Frontier Generation Station | 6436111 | 16961113 | 55062 | 2 | 55062 | GTG2 | 13 | 000002 | 105.8644 |  | 190.9241 | 9.3404 | 9.3404 | 2.9904 | 12.7173 | 2022 | 152 | 12 | 300 | -1 | 61 | 22111 | -95.9183 | 30.593 | 2100 | 125 | 120 |  | 155 | N | Natural Gas, Distillate Fuel Oil | Y | N | N | 9999 | N |  | Combined Cycle | 3993 | 5783.5283 | 7173
55062_G_GTG3 | TX | 48185 | TENASKA FRONTIER GENERATION STATION | Tenaska Frontier Generation Station | 6436111 | 16961013 | 55062 | 3 | 55062 | GTG3 | 13 | 000003 | 113.9485 |  | 205.6166 | 16.0219 | 16.0219 | 3.1423 | 7.3115 | 2022 | 152 | 12 | 300 | -1 | 61 | 22111 | -95.9187 | 30.5928 | 2100 | 125 | 120 |  | 155 | N | Natural Gas, Distillate Fuel Oil | Y | N | N | 9999 | N |  | Combined Cycle | 3913 | 5995.9004 | 7173
55137_G_CTG1 | TX | 48187 | RIO NOGALES POWER PLANT | Rio Nogales Power Project | 7720411 | 2930213 | 55137 | CTG-1 | 55137 | CTG1 | 13 | 000001 | 11.1 |  | 96.6685 | 24.592 | 24.592 | 3.2746 | 8.5536 | 2022 | 125 | 18 | 500 | -1 | 72.8 | 22111 | -97.9731 | 29.5933 | 1860 | 125 | 120 |  | 158 | N | Natural Gas | Y | N | N | 9999 | N | 55137_G_CTG1;55137_G_STG1 | Combined Cycle | 6811 | 6811.1201 | 7050
55137_G_CTG2 | TX | 48187 | RIO NOGALES POWER PLANT | Rio Nogales Power Project | 7720411 | 2930313 | 55137 | CTG-2 | 55137 | CTG2 | 13 | 000002 | 6.56 |  | 101.4445 | 24.4047 | 24.4047 | 3.2431 | 8.4887 | 2022 | 125 | 18 | 500 | -1 | 72.8 | 22111 | -97.9731 | 29.5929 | 1860 | 125 | 120 |  | 158 | N | Natural Gas | Y | N | N | 9999 | N |  | Combined Cycle | 6727 | 6726.8091 | 7050
55137_G_CTG3 | TX | 48187 | RIO NOGALES POWER PLANT | Rio Nogales Power Project | 7720411 | 2930413 | 55137 | CTG-3 | 55137 | CTG3 | 13 | 000003 | 9.41 |  | 94.1432 | 24.7524 | 24.7524 | 3.2664 | 8.6095 | 2022 | 125 | 18 | 500 | -1 | 72.8 | 22111 | -97.9731 | 29.5925 | 1860 | 125 | 120 |  | 158 | N | Natural Gas | Y | N | N | 9999 | N |  | Combined Cycle | 6720 | 6719.9497 | 7050
55153_G_CTG1 | TX | 48187 | GUADALUPE GENERATING STATION | Guadalupe Generating Station | 4018911 | 34400213 | 55153 | CTG-1 | 55153 | CTG1 | 12 | 000001 | 43.305 |  | 192.9742 | 21.82 | 21.82 | 3.4883 | 1.064 | 2022 | 130 | 17.3 | 200 | -1 | 59 | 22111 | -98.1395 | 29.6226 | 1810 | 125 | 120 |  | 154.4 | N | Natural Gas | Y | N | N | 9999 | N |  | Combined Cycle | 6653 | 6652.9502 | 7178
55153_G_CTG2 | TX | 48187 | GUADALUPE GENERATING STATION | Guadalupe Generating Station | 4018911 | 34400313 | 55153 | CTG-2 | 55153 | CTG2 | 12 | 000003 | 36.7542 |  | 187.6316 | 21.17 | 21.17 | 3.3042 | 1.033 | 2022 | 130 | 17.3 | 200 | -1 | 59 | 22111 | -98.1395 | 29.623 | 1890 | 125 | 120 |  | 154.4 | N | Natural Gas | Y | N | N | 9999 | N |  | Combined Cycle | 6456 | 6455.751 | 7178
55153_G_CTG3 | TX | 48187 | GUADALUPE GENERATING STATION | Guadalupe Generating Station | 4018911 | 34400813 | 55153 | CTG-3 | 55153 | CTG3 | 12 | 000005 | 38.9343 |  | 196.771 | 23.67 | 23.67 | 3.7231 | 1.154 | 2022 | 130 | 17.3 | 200 | -1 | 59 | 22111 | -98.1395 | 29.6237 | 1810 | 125 | 120 |  | 154.4 | N | Natural Gas | Y | N | N | 9999 | N |  | Combined Cycle | 7215 | 7215.1396 | 7178
55153_G_CTG4 | TX | 48187 | GUADALUPE GENERATING STATION | Guadalupe Generating Station | 4018911 | 34401213 | 55153 | CTG-4 | 55153 | CTG4 | 12 | 000006 | 31.6905 |  | 213.2764 | 23.86 | 23.86 | 3.7194 | 1.164 | 2022 | 130 | 17.3 | 200 | -1 | 59 | 22111 | -98.1395 | 29.6241 | 1810 | 125 | 120 |  | 154.4 | N | Natural Gas | Y | N | N | 9999 | N |  | Combined Cycle | 7273 | 7273.4292 | 7178
57865_G_E01 | TX | 48189 | ANTELOPE STATION | Antelope Station | 15625011 | 99191313 |  |  | 57865 | E01 | 39 | 000002 | 4.1112 | 1.0185 | 2.1789 | 2.614 | 2.614 | 1.1722 | 5.3058 | 2022 | 70 | 4 | 700 | -1 | 77 | 22111 | -101.8437 | 33.8662 | 12500 | 125 | 160 |  | 8.9 | N | Natural Gas | N | N | N | 9999 | N |  | Combustion Turbine | 1829 |  | 10745
57865_G_E02 | TX | 48189 | ANTELOPE STATION | Antelope Station | 15625011 | 99192213 |  |  | 57865 | E02 | 39 | 000011 | 3.8719 | 1.0575 | 2.0226 | 2.6667 | 2.6667 | 1.217 | 5.3722 | 2022 | 70 | 4 | 700 | -1 | 77 | 22111 | -101.8437 | 33.8661 | 12500 | 125 | 160 |  | 8.9 | N | Natural Gas | N | N | N | 9999 | N |  | Combustion Turbine | 1928 |  | 10745
57865_G_E03 | TX | 48189 | ANTELOPE STATION | Antelope Station | 15625011 | 99192313 |  |  | 57865 | E03 | 39 | 000012 | 3.803 | 1.0363 | 1.9816 | 2.626 | 2.626 | 1.1927 | 5.2165 | 2022 | 70 | 4 | 700 | -1 | 77 | 22111 | -101.8438 | 33.8661 | 12500 | 125 | 160 |  | 8.9 | N | Natural Gas | N | N | N | 9999 | N |  | Combustion Turbine | 1875 |  | 10745
57865_G_E04 | TX | 48189 | ANTELOPE STATION | Antelope Station | 15625011 | 99192413 |  |  | 57865 | E04 | 39 | 000013 | 3.6594 | 0.9775 | 1.6199 | 2.4456 | 2.4456 | 1.125 | 4.8995 | 2022 | 70 | 4 | 700 | -1 | 77 | 22111 | -101.8438 | 33.866 | 12500 | 125 | 160 |  | 8.8 | N | Natural Gas | N | N | N | 9999 | N |  | Combustion Turbine | 1793 |  | 10745
57865_G_E05 | TX | 48189 | ANTELOPE STATION | Antelope Station | 15625011 | 99192513 |  |  | 57865 | E05 | 39 | 000014 | 3.206 | 1.0654 | 1.8841 | 2.692 | 2.692 | 1.2262 | 5.4323 | 2022 | 70 | 4 | 700 | -1 | 77 | 22111 | -101.8437 | 33.866 | 12500 | 125 | 160 |  | 8.9 | N | Natural Gas | N | N | N | 9999 | N |  | Combustion Turbine | 1940 |  | 10745
57865_G_E06 | TX | 48189 | ANTELOPE STATION | Antelope Station | 15625011 | 99192613 |  |  | 57865 | E06 | 39 | 000015 | 3.3294 | 1.0521 | 2.0083 | 2.6519 | 2.6519 | 1.2108 | 5.3066 | 2022 | 70 | 4 | 700 | -1 | 77 | 22111 | -101.8437 | 33.8659 | 12500 | 125 | 160 |  | 8.9 | N | Natural Gas | N | N | N | 9999 | N |  | Combustion Turbine | 1916 |  | 10745
57865_G_E07 | TX | 48189 | ANTELOPE STATION | Antelope Station | 15625011 | 99192713 |  |  | 57865 | E07 | 39 | 000016 | 2.9928 | 0.9411 | 1.6221 | 2.4013 | 2.4013 | 1.0832 | 4.8518 | 2022 | 70 | 4 | 700 | -1 | 77 | 22111 | -101.8437 | 33.8658 | 12500 | 125 | 160 |  | 8.5 | N | Natural Gas | N | N | N | 9999 | N |  | Combustion Turbine | 1698 |  | 10745
57865_G_E08 | TX | 48189 | ANTELOPE STATION | Antelope Station | 15625011 | 99192813 |  |  | 57865 | E08 | 39 | 000017 | 2.6708 | 1.0064 | 1.7687 | 2.5171 | 2.5171 | 1.1582 | 5.07 | 2022 | 70 | 4 | 700 | -1 | 77 | 22111 | -101.8438 | 33.8657 | 12500 | 125 | 160 |  | 8.9 | N | Natural Gas | N | N | N | 9999 | N |  | Combustion Turbine | 1849 |  | 10745
57865_G_E09 | TX | 48189 | ANTELOPE STATION | Antelope Station | 15625011 | 99192913 |  |  | 57865 | E09 | 39 | 000018 | 2.6449 | 0.959 | 1.698 | 2.4294 | 2.4294 | 1.1037 | 4.8999 | 2022 | 70 | 4 | 700 | -1 | 77 | 22111 | -101.8437 | 33.8657 | 12500 | 125 | 160 |  | 9 | N | Natural Gas | N | N | N | 9999 | N |  | Combustion Turbine | 1741 |  | 10745
57865_G_E10 | TX | 48189 | ANTELOPE STATION | Antelope Station | 15625011 | 99191413 |  |  | 57865 | E10 | 39 | 000003 | 3.3596 | 0.9058 | 2.1047 | 2.331 | 2.331 | 1.0426 | 4.7668 | 2022 | 70 | 4 | 700 | -1 | 77 | 22111 | -101.8437 | 33.8656 | 12500 | 125 | 160 |  | 8.9 | N | Natural Gas | N | N | N | 9999 | N |  | Combustion Turbine | 1625 |  | 10745
57865_G_E11 | TX | 48189 | ANTELOPE STATION | Antelope Station | 15625011 | 99191513 |  |  | 57865 | E11 | 39 | 000004 | 3.1911 | 0.9581 | 2.0869 | 2.4112 | 2.4112 | 1.1027 | 4.8663 | 2022 | 70 | 4 | 700 | -1 | 77 | 22111 | -101.8437 | 33.8656 | 12500 | 125 | 160 |  | 8.9 | N | Natural Gas | N | N | N | 9999 | N |  | Combustion Turbine | 1751 |  | 10745
57865_G_E12 | TX | 48189 | ANTELOPE STATION | Antelope Station | 15625011 | 99191613 |  |  | 57865 | E12 | 39 | 000005 | 3.4942 | 1.0035 | 2.058 | 2.516 | 2.516 | 1.1548 | 5.0704 | 2022 | 70 | 4 | 700 | -1 | 77 | 22111 | -101.8437 | 33.8655 | 12500 | 125 | 160 |  | 8.7 | N | Natural Gas | N | N | N | 9999 | N |  | Combustion Turbine | 1840 |  | 10745
57865_G_E13 | TX | 48189 | ANTELOPE STATION | Antelope Station | 15625011 | 99191713 |  |  | 57865 | E13 | 39 | 000006 | 3.0643 | 0.9151 | 1.939 | 2.3091 | 2.3091 | 1.0531 | 4.6723 | 2022 | 70 | 4 | 700 | -1 | 77 | 22111 | -101.8438 | 33.8649 | 12500 | 125 | 160 |  | 8.9 | N | Natural Gas | N | N | N | 9999 | N |  | Combustion Turbine | 1669 |  | 10745
57865_G_E14 | TX | 48189 | ANTELOPE STATION | Antelope Station | 15625011 | 99191813 |  |  | 57865 | E14 | 39 | 000007 | 3.6307 | 0.9735 | 2.0581 | 2.4612 | 2.4612 | 1.1203 | 4.9754 | 2022 | 70 | 4 | 700 | -1 | 77 | 22111 | -101.8438 | 33.8648 | 12500 | 125 | 160 |  | 8.9 | N | Natural Gas | N | N | N | 9999 | N |  | Combustion Turbine | 1772 |  | 10745
57865_G_E15 | TX | 48189 | ANTELOPE STATION | Antelope Station | 15625011 | 99191213 |  |  | 57865 | E15 | 39 | 000001 | 3.1889 | 0.9414 | 1.9626 | 2.3716 | 2.3716 | 1.0834 | 4.7843 | 2022 | 70 | 4 | 700 | -1 | 77 | 22111 | -101.8438 | 33.8648 | 12500 | 125 | 160 |  | 8.9 | N | Natural Gas | N | N | N | 9999 | N |  | Combustion Turbine | 1718 |  | 10745
57865_G_E16 | TX | 48189 | ANTELOPE STATION | Antelope Station | 15625011 | 99191913 |  |  | 57865 | E16 | 39 | 000008 | 3.8197 | 0.975 | 2.1985 | 2.485 | 2.485 | 1.1222 | 5.0224 | 2022 | 70 | 4 | 700 | -1 | 77 | 22111 | -101.8438 | 33.8647 | 12500 | 125 | 160 |  | 8.3 | N | Natural Gas | N | N | N | 9999 | N |  | Combustion Turbine | 1761 |  | 10745
57865_G_E17 | TX | 48189 | ANTELOPE STATION | Antelope Station | 15625011 | 99192013 |  |  | 57865 | E17 | 39 | 000009 | 3.7624 | 0.9647 | 1.9481 | 2.4636 | 2.4636 | 1.1103 | 4.9967 | 2022 | 70 | 4 | 700 | -1 | 77 | 22111 | -101.8437 | 33.8647 | 12500 | 125 | 160 |  | 8.9 | N | Natural Gas | N | N | N | 9999 | N |  | Combustion Turbine | 1740 |  | 10745
57865_G_E18 | TX | 48189 | ANTELOPE STATION | Antelope Station | 15625011 | 99192113 |  |  | 57865 | E18 | 39 | 000010 | 3.4614 | 0.9802 | 2.0793 | 2.4697 | 2.4697 | 1.1281 | 4.9918 | 2022 | 70 | 4 | 700 | -1 | 77 | 22111 | -101.8438 | 33.8646 | 12500 | 125 | 160 |  | 8.8 | N | Natural Gas | N | N | N | 9999 | N |  | Combustion Turbine | 1790 |  | 10745
58835_G_ELK1 | TX | 48189 | ANTELOPE STATION | Elk Station | 15625011 | 123094113 | 57865 | 1 | 58835 | ELK1 | 39 | 000021 | 12.2049 |  | 30.2367 | 8.5014 | 8.5014 | 0.7585 | 2.705 | 2022 | 170 | 24 | 1043 | -1 | 91.6 | 22111 | -101.8401 | 33.8643 | 1940 | 125 | 120 |  | 195.1 | N | Natural Gas | Y | N | N | 9999 | N |  | Combustion Turbine | 1774 | 1774.38 | 10955
58835_G_ELK2 | TX | 48189 | ANTELOPE STATION | Elk Station | 15625011 | 126608713 | 57865 | 2 | 58835 | ELK2 |  |  | 16.82 |  | 38.0791 | 9.7278 | 9.7278 | 0.8623 | 3.0952 |  | 170 | 24 | 1043 | -1 | 91.6 | 22111 | -101.8386 | 33.8643 |  | 125 | 120 |  | 195.1 | N | Natural Gas | Y | N | N | 9999 | N |  | Combustion Turbine |  | 1995.6802 | 10761
58835_G_ELK3 | TX | 48189 | ANTELOPE STATION | Elk Station | 15625011 | 126608813 | 57865 | 3 | 58835 | ELK3 |  |  | 10.2426 |  | 22.8694 | 5.6288 | 5.6288 | 0.5027 | 1.791 |  | 170 | 24 | 1043 | -1 | 91.6 | 22111 | -101.8379 | 33.8643 |  | 125 | 120 |  | 190.9 | N | Natural Gas | Y | N | N | 9999 | N |  | Combustion Turbine |  | 1134.6299 | 10766
56604_G_HC1 | TX | 48199 | HARDIN COUNTY PEAKING FACILITY | Hardin County Peaking Facility | 14748411 | 90268013 | 56604 | HCCT1 | 56604 | HC1 | 679 | 000001 | 14.1139 |  | 11.8783 | 5.1205 | 5.1205 | 0.2459 | 3.5523 | 2022 | 56 | 14.75 | 900 | -1 | 129 | 22111 | -94.2572 | 30.3035 | 1110 | 125 | 120 |  | 73 | N | Natural Gas | Y | N | N | 9999 | N |  | Combustion Turbine | 367 | 904.8705 | 12230
56604_G_HC2 | TX | 48199 | HARDIN COUNTY PEAKING FACILITY | Hardin County Peaking Facility | 14748411 | 90268113 | 56604 | HCCT2 | 56604 | HC2 | 679 | 000002 | 8.405 |  | 12.586 | 4.8165 | 4.8165 | 0.2322 | 3.1764 | 2022 | 56 | 14.75 | 900 | -1 | 129 | 22111 | -94.2571 | 30.3032 | 1110 | 125 | 120 |  | 73 | N | Natural Gas | Y | N | N | 9999 | N |  | Combustion Turbine | 418 | 847.8907 | 12230
7325_G_1 | TX | 48201 | SAN JACINTO STEAM ELECTRIC STATION | San Jacinto Steam Electric Station | 7907811 | 2583613 | 7325 | SJS1 | 7325 | 1 | 1444 | 000006 | 26.0891 |  | 70.533 | 28.5805 | 28.5805 | 1.6338 | 4.8825 | 2022 | 100 | 15 | 500 | -1 | 71 | 22111 | -95.0411 | 29.6951 | 1030 | 125 | 120 |  | 81 | N | Natural Gas | Y | N | N | 9999 | N |  | Combustion Turbine | 5594 | 5594.2603 | 13501
7325_G_2 | TX | 48201 | SAN JACINTO STEAM ELECTRIC STATION | San Jacinto Steam Electric Station | 7907811 | 2583913 | 7325 | SJS2 | 7325 | 2 | 1444 | 000003 | 24.2273 |  | 47.4487 | 23.4237 | 23.4237 | 1.3172 | 4.0544 | 2022 | 100 | 15 | 500 | -1 | 71 | 22111 | -95.0411 | 29.6948 | 1030 | 125 | 120 |  | 81 | N | Natural Gas | Y | N | N | 9999 | N |  | Combustion Turbine | 4530 | 4529.9302 | 13501
10298_G_GT1 | TX | 48201 | AIR LIQUIDE BAYPORT COMPL | Bayou Cogen Plant | 4925011 | 31372213 | 10298 | CG801 | 10298 | GT1 | 73 | 000028 | 84.4 |  | 63.9557 | 16.7 | 14.98 | 0.44 | 6.61 | 2022 | 95 | 14.5 | 327 | -1 | 75.3 | 325120 | -95.0464 | 29.6255 | 1110 | 129 | 120 |  | 75 | Y | Natural Gas | Y | N | N | 9999 | N | 10298_G_GEN1;10298_G_GT1 | Combustion Turbine | 8756 | 7137.4502 | 12369
10298_G_GT2 | TX | 48201 | AIR LIQUIDE BAYPORT COMPL | Bayou Cogen Plant | 4925011 | 31372113 | 10298 | CG802 | 10298 | GT2 | 73 | 000029 | 64.99 |  | 79.7397 | 3.25 | 3.21 | 1.71 | 0.8 | 2022 | 95 | 14.5 | 327 | -1 | 75.3 | 325120 | -95.0462 | 29.6256 | 1110 | 129 | 120 |  | 75 | Y | Natural Gas | Y | N | N | 9999 | N | 10298_G_GT2;10298_G_GEN2 | Combustion Turbine | 8689 | 8751.4199 | 12369
10298_G_GT3 | TX | 48201 | AIR LIQUIDE BAYPORT COMPL | Bayou Cogen Plant | 4925011 | 31372013 | 10298 | CG803 | 10298 | GT3 | 73 | 000026 | 92.03 |  | 94.2304 | 13.43 | 10.87 | 0.58 | 1.22 | 2022 | 95 | 14.5 | 327 | -1 | 75.3 | 325120 | -95.0473 | 29.6255 | 1110 | 129 | 120 |  | 75 | Y | Natural Gas | Y | N | N | 9999 | N | 10298_G_GEN3;10298_G_GT3 | Combustion Turbine | 7112 | 8760 | 12369
10436_G_GT38 | TX | 48201 | BAYTOWN REFINERY | ExxonMobil Baytown Refinery | 4924411 | 31409913 |  |  | 10436 | GT38 | 27 | 000612 | 25.0922 | 9.4808 | 25.8746 | 10.9741 | 10.5142 | 0.3208 | 3.0724 | 2022 | 100 | 14 | 350 | -1 | 60 | 324110 | -95.0128 | 29.7453 | 240 | 126 | 120 |  | 31 | Y | Natural Gas | N | Y | N | 9999 | N |  | Combustion Turbine | 8760 |  | 8700
10436_G_GT41 | TX | 48201 | BAYTOWN REFINERY | ExxonMobil Baytown Refinery | 4924411 | 31452813 |  |  | 10436 | GT41 | 27 | 000482 | 42.0368 | 13.6155 | 50.885 | 9.791 | 9.3806 | 0.2985 | 2.7412 | 2022 | 55 | 13 | 384 | -1 | 15.09 | 324110 | -95.0042 | 29.7419 | 326 | 126 | 120 |  | 18 | Y | Natural Gas | N | Y | N | 9999 | N |  | Combustion Turbine | 8760 |  | 8700
10436_G_GT42 | TX | 48201 | BAYTOWN REFINERY | ExxonMobil Baytown Refinery | 4924411 | 31452713 |  |  | 10436 | GT42 | 27 | 000483 | 45.309 | 12.4162 | 11.8611 | 9.9293 | 9.5133 | 0.3026 | 2.7798 | 2022 | 55 | 12.5 | 395 | -1 | 15.16 | 324110 | -95.0039 | 29.7422 | 326 | 126 | 120 |  | 18 | Y | Natural Gas | N | Y | N | 9999 | N |  | Combustion Turbine | 8760 |  | 8700
10436_G_GT43 | TX | 48201 | BAYTOWN REFINERY | ExxonMobil Baytown Refinery | 4924411 | 31434413 |  |  | 10436 | GT43 | 27 | 000484 | 37.1796 | 13.2552 | 12.9021 | 9.4196 | 9.0249 | 0.2851 | 2.6372 | 2022 | 55 | 12.5 | 365 | -1 | 16.54 | 324110 | -95.0039 | 29.7425 | 326 | 126 | 120 |  | 18 | Y | Natural Gas | N | Y | N | 9999 | N |  | Combustion Turbine | 8760 |  | 8700
10436_G_GT44 | TX | 48201 | BAYTOWN REFINERY | ExxonMobil Baytown Refinery | 4924411 | 31434313 |  |  | 10436 | GT44 | 27 | 000485 | 48.5363 | 14.5444 | 14.6587 | 10.2676 | 9.8373 | 0.3132 | 2.8747 | 2022 | 55 | 13 | 379 | -1 | 16.09 | 324110 | -95.0036 | 29.7428 | 326 | 126 | 120 |  | 18 | Y | Natural Gas | N | Y | N | 9999 | N |  | Combustion Turbine | 8760 |  | 8700
10436_G_GT45 | TX | 48201 | BAYTOWN REFINERY | ExxonMobil Baytown Refinery | 4924411 | 31496613 |  |  | 10436 | GT45 | 27 | 000613 | 20.9137 | 15.954 | 16.105 | 14.5798 | 13.9688 | 0.4272 | 4.0817 | 2022 | 100 | 14 | 350 | -1 | 60 | 324110 | -95.0053 | 29.7414 | 326 | 126 | 120 |  | 31 | Y | Natural Gas | N | Y | N | 9999 | N |  | Combustion Turbine | 8760 |  | 8700
3464_G_73 | TX | 48201 | GREENS BAYOU ELECTRIC GENERATING STATION | Greens Bayou | 4777911 | 31929913 | 3464 | GBY73 | 3464 | 73 | 46 | 000006 | 0.276 |  | 54.9384 | 1.8218 | 1.8218 | 0.1656 | 0.5797 | 2022 | 45 | 12 | 500 | -1 | 83 | 22111 | -95.2229 | 29.8199 | 1000 | 125 | 120 |  | 54 | N | Natural Gas | Y | N | N | 9999 | N |  | Combustion Turbine | 871 | 870.77 | 15753
3464_G_74 | TX | 48201 | GREENS BAYOU ELECTRIC GENERATING STATION | Greens Bayou | 4777911 | 31930013 | 3464 | GBY74 | 3464 | 74 | 46 | 000007 | 0.2481 |  | 50.1824 | 1.6377 | 1.6377 | 0.1489 | 0.5211 | 2022 | 45 | 12 | 500 | -1 | 83 | 22111 | -95.2228 | 29.8197 | 1000 | 125 | 120 |  | 54 | N | Natural Gas | Y | N | N | 9999 | N |  | Combustion Turbine | 796 | 796.1201 | 15753
3464_G_81 | TX | 48201 | GREENS BAYOU ELECTRIC GENERATING STATION | Greens Bayou | 4777911 | 31930213 | 3464 | GBY81 | 3464 | 81 | 46 | 000008 | 0.2781 |  | 56.3094 | 1.8358 | 1.8358 | 0.1669 | 0.5841 | 2022 | 45 | 12 | 500 | -1 | 83 | 22111 | -95.2227 | 29.8193 | 1000 | 125 | 120 |  | 54 | N | Natural Gas | Y | N | N | 9999 | N |  | Combustion Turbine | 871 | 871.41 | 15753
3464_G_82 | TX | 48201 | GREENS BAYOU ELECTRIC GENERATING STATION | Greens Bayou | 4777911 | 31930313 | 3464 | GBY82 | 3464 | 82 | 46 | 000009 | 0.2466 |  | 50.9383 | 1.6276 | 1.6276 | 0.148 | 0.5179 | 2022 | 45 | 12 | 500 | -1 | 83 | 22111 | -95.2227 | 29.8192 | 1000 | 125 | 120 |  | 50 | N | Natural Gas | Y | N | N | 9999 | N |  | Combustion Turbine | 830 | 829.59 | 15753
3464_G_83 | TX | 48201 | GREENS BAYOU ELECTRIC GENERATING STATION | Greens Bayou | 4777911 | 31930413 | 3464 | GBY83 | 3464 | 83 |  |  | 0.2896 |  | 56.6066 | 1.9113 | 1.9113 | 0.1738 | 0.6081 |  | 45 | 12 | 500 | -1 | 83 | 22111 | -95.2227 | 29.8187 |  | 125 | 120 |  | 64 | N | Natural Gas | Y | N | N | 9999 | N |  | Combustion Turbine |  | 884.3297 | 15753
3464_G_84 | TX | 48201 | GREENS BAYOU ELECTRIC GENERATING STATION | Greens Bayou | 4777911 | 31930513 | 3464 | GBY84 | 3464 | 84 | 46 | 000011 | 0.2714 |  | 55.7384 | 1.7912 | 1.7912 | 0.1628 | 0.5699 | 2022 | 45 | 12 | 500 | -1 | 83 | 22111 | -95.2228 | 29.8186 | 1000 | 125 | 120 | 213 | 54 | N | Natural Gas | Y | N | N | 9999 | N |  | Combustion Turbine | 859 | 859.0101 | 15753
3469_G_31 | TX | 48201 | TH WHARTON ELECTRIC GENERATING STATION | T H Wharton | 4926511 | 31236813 | 3469 | THW31 | 3469 | 31 | 42 | 000002 | 0.7605 |  | 14.4492 | 5.6082 | 5.6082 | 0.5098 | 1.1047 | 2022 | 50 | 14 | 500 | -1 | 81 | 22111 | -95.5327 | 29.9416 | 970 | 125 | 120 |  | 57 | N | Natural Gas | Y | N | N | 9999 | N | 3469_G_31;3469_G_3 | Combined Cycle | 2359 | 2163.4607 | 9780
3469_G_32 | TX | 48201 | TH WHARTON ELECTRIC GENERATING STATION | T H Wharton | 4926511 | 31237913 | 3469 | THW32 | 3469 | 32 | 42 | 000003 | 0.9404 |  | 11.1205 | 4.6231 | 4.6231 | 0.4203 | 0.9106 | 2022 | 50 | 14 | 500 | -1 | 81 | 22111 | -95.5331 | 29.9416 | 970 | 125 | 120 |  | 57 | N | Natural Gas | Y | N | N | 9999 | N |  | Combined Cycle | 2181 | 1992.9308 | 9780
3469_G_33 | TX | 48201 | TH WHARTON ELECTRIC GENERATING STATION | T H Wharton | 4926511 | 31237513 | 3469 | THW33 | 3469 | 33 | 42 | 000004 | 2.8052 |  | 10.4365 | 4.355 | 4.355 | 0.3959 | 0.8578 | 2022 | 50 | 14 | 500 | -1 | 81 | 22111 | -95.5334 | 29.9416 | 970 | 125 | 120 |  | 57 | N | Natural Gas | Y | N | N | 9999 | N |  | Combined Cycle | 2022 | 1842.5487 | 9780
3469_G_34 | TX | 48201 | TH WHARTON ELECTRIC GENERATING STATION | T H Wharton | 4926511 | 31237313 | 3469 | THW34 | 3469 | 34 | 42 | 000005 | 2.0888 |  | 10.6087 | 4.401 | 4.401 | 0.4001 | 0.8669 | 2022 | 50 | 14 | 500 | -1 | 81 | 22111 | -95.5337 | 29.9416 | 970 | 125 | 120 |  | 57 | N | Natural Gas | Y | N | N | 9999 | N |  | Combined Cycle | 2039 | 1848.1697 | 9780
3469_G_41 | TX | 48201 | TH WHARTON ELECTRIC GENERATING STATION | T H Wharton | 4926511 | 31237113 | 3469 | THW41 | 3469 | 41 | 42 | 000006 | 4.7728 |  | 12.3821 | 5.0279 | 5.0279 | 0.4571 | 0.9904 | 2022 | 50 | 14 | 500 | -1 | 81 | 22111 | -95.5345 | 29.9416 | 970 | 125 | 120 |  | 57 | N | Natural Gas | Y | N | N | 9999 | N | 3469_G_4;3469_G_41 | Combined Cycle | 2321 | 2116.0303 | 9780
3469_G_42 | TX | 48201 | TH WHARTON ELECTRIC GENERATING STATION | T H Wharton | 4926511 | 31237013 | 3469 | THW42 | 3469 | 42 | 42 | 000019 | 1.5103 |  | 10.6892 | 4.9499 | 4.9499 | 0.45 | 0.975 | 2022 | 50 | 14 | 500 | -1 | 81 | 22111 | -95.5348 | 29.9416 | 970 | 125 | 120 |  | 57 | N | Natural Gas | Y | N | N | 9999 | N |  | Combined Cycle | 2319 | 2120.8904 | 9780
3469_G_43 | TX | 48201 | TH WHARTON ELECTRIC GENERATING STATION | T H Wharton | 4926511 | 31237713 | 3469 | THW43 | 3469 | 43 | 42 | 000007 | 1.2479 |  | 12.3493 | 5.2585 | 5.2585 | 0.478 | 1.0358 | 2022 | 50 | 14 | 500 | -1 | 81 | 22111 | -95.5351 | 29.9416 | 970 | 125 | 120 |  | 57 | N | Natural Gas | Y | N | N | 9999 | N |  | Combined Cycle | 2435 | 2231.5398 | 9780
3469_G_44 | TX | 48201 | TH WHARTON ELECTRIC GENERATING STATION | T H Wharton | 4926511 | 31237213 | 3469 | THW44 | 3469 | 44 | 42 | 000008 | 1.1437 |  | 13.495 | 5.6224 | 5.6224 | 0.5111 | 1.1074 | 2022 | 50 | 14 | 500 | -1 | 81 | 22111 | -95.5354 | 29.9416 | 970 | 125 | 120 |  | 57 | N | Natural Gas | Y | N | N | 9999 | N |  | Combined Cycle | 2568 | 2379.0493 | 9780
3469_G_51 | TX | 48201 | TH WHARTON ELECTRIC GENERATING STATION | T H Wharton | 4926511 | 31237613 | 3469 | THW51 | 3469 | 51 | 42 | 000009 | 3.3366 |  | 89.4459 | 3.1459 | 3.1459 | 0.286 | 1.001 | 2022 | 42 | 12 | 500 | -1 | 81 | 22111 | -95.5327 | 29.943 | 1090 | 125 | 120 |  | 58 | N | Natural Gas | Y | N | N | 9999 | N |  | Combustion Turbine | 1002 | 877.1703 | 16279
3469_G_52 | TX | 48201 | TH WHARTON ELECTRIC GENERATING STATION | T H Wharton | 4926511 | 31236013 | 3469 | THW52 | 3469 | 52 | 42 | 000010 | 3.7226 |  | 101.0264 | 3.5099 | 3.5099 | 0.3191 | 1.1168 | 2022 | 42 | 12 | 500 | -1 | 81 | 22111 | -95.533 | 29.943 | 1090 | 125 | 120 |  | 58 | N | Natural Gas | Y | N | N | 9999 | N |  | Combustion Turbine | 1129 | 978.6503 | 16279
3469_G_53 | TX | 48201 | TH WHARTON ELECTRIC GENERATING STATION | T H Wharton | 4926511 | 31236913 | 3469 | THW53 | 3469 | 53 | 42 | 000011 | 3.5173 |  | 95.8729 | 3.3163 | 3.3163 | 0.3015 | 1.0552 | 2022 | 42 | 12 | 500 | -1 | 81 | 22111 | -95.5335 | 29.943 | 1090 | 125 | 120 |  | 58 | N | Natural Gas | Y | N | N | 9999 | N |  | Combustion Turbine | 1063 | 924.6801 | 16279
3469_G_54 | TX | 48201 | TH WHARTON ELECTRIC GENERATING STATION | T H Wharton | 4926511 | 31237413 | 3469 | THW54 | 3469 | 54 | 42 | 000012 | 3.4146 |  | 92.725 | 3.2195 | 3.2195 | 0.2927 | 1.0244 | 2022 | 42 | 12 | 500 | -1 | 81 | 22111 | -95.5337 | 29.943 | 1090 | 125 | 120 |  | 58 | N | Natural Gas | Y | N | N | 9999 | N |  | Combustion Turbine | 1027 | 897.6899 | 16279
3469_G_55 | TX | 48201 | TH WHARTON ELECTRIC GENERATING STATION | T H Wharton | 4926511 | 31236713 | 3469 | THW55 | 3469 | 55 | 42 | 000013 | 3.46 |  | 93.851 | 3.2623 | 3.2623 | 0.2966 | 1.038 | 2022 | 42 | 12 | 500 | -1 | 81 | 22111 | -95.5344 | 29.943 | 1090 | 125 | 120 | 213 | 58 | N | Natural Gas | Y | N | N | 9999 | N |  | Combustion Turbine | 1036 | 909.6201 | 16279
3469_G_56 | TX | 48201 | TH WHARTON ELECTRIC GENERATING STATION | T H Wharton | 4926511 | 31236413 | 3469 | THW56 | 3469 | 56 | 42 | 000014 | 3.5025 |  | 94.7484 | 3.3023 | 3.3023 | 0.3002 | 1.0507 | 2022 | 42 | 12 | 500 | -1 | 81 | 22111 | -95.5347 | 29.943 | 1090 | 125 | 120 | 213 | 58 | N | Natural Gas | Y | N | N | 9999 | N |  | Combustion Turbine | 1049 | 920.7801 | 16279
3469_G_GT1 | TX | 48201 | TH WHARTON ELECTRIC GENERATING STATION | T H Wharton | 4926511 | 31238113 |  |  | 3469 | GT1 | 42 | 000001 | 0.9152 |  | 8.4006 | 0.2157 | 0.2157 | 0.0196 | 0.0686 | 2022 | 28 | 9.5 | 500 | -1 | 81 | 22111 | -95.5306 | 29.9418 | 237 | 125 | 120 |  | 13 | N | Natural Gas | N | N | N | 9999 | N |  | Combustion Turbine | 320 |  | 16278
50815_G_GEN1 | TX | 48201 | ALTURA COGEN | Odyssey Energy Altura Cogen, LLC | 6429411 | 16632413 | 50815 | ENG101 | 50815 | GEN1 | 387 | 000003 | 24.8717 |  | 80.4197 | 12.8272 | 12.8272 | 2.0259 | 1.3816 | 2022 | 60 | 10 | 300 | -1 | 60.2 | 221121 | -95.1084 | 29.8159 | 854 | 125 | 120 |  | 80 | Y | Natural Gas | Y | N | N | 9999 | N | 50815_G_GEN1;50815_G_GEN6 | Combined Cycle | 8368 | 8367.7793 | 5500
50815_G_GEN2 | TX | 48201 | ALTURA COGEN | Odyssey Energy Altura Cogen, LLC | 6429411 | 16632313 | 50815 | ENG201 | 50815 | GEN2 | 387 | 000005 | 36.4816 |  | 58.1326 | 11.9622 | 11.9622 | 1.6164 | 0.313 | 2022 | 60 | 10 | 300 | -1 | 64.2 | 221121 | -95.1088 | 29.8159 | 854 | 125 | 120 |  | 80 | Y | Natural Gas | Y | N | N | 9999 | N |  | Combined Cycle | 6737 | 6736.5698 | 5500
50815_G_GEN3 | TX | 48201 | ALTURA COGEN | Odyssey Energy Altura Cogen, LLC | 6429411 | 16631813 | 50815 | ENG301 | 50815 | GEN3 | 387 | 000004 | 14.2755 |  | 62.8624 | 12.5325 | 12.5325 | 1.6273 | 0.3815 | 2022 | 60 | 9 | 300 | -1 | 64.2 | 221121 | -95.1092 | 29.8159 | 854 | 125 | 120 |  | 80 | Y | Natural Gas | Y | N | N | 9999 | N |  | Combined Cycle | 6990 | 6989.75 | 5500
50815_G_GEN4 | TX | 48201 | ALTURA COGEN | Odyssey Energy Altura Cogen, LLC | 6429411 | 16632613 | 50815 | ENG401 | 50815 | GEN4 | 387 | 000001 | 8.6965 |  | 54.9974 | 8.2295 | 8.2295 | 1.6827 | 0.3695 | 2022 | 60 | 9 | 300 | -1 | 64.2 | 221121 | -95.1096 | 29.8159 | 854 | 125 | 120 |  | 80 | Y | Natural Gas | Y | N | N | 9999 | N |  | Combined Cycle | 7249 | 7247.9893 | 5500
50815_G_GEN5 | TX | 48201 | ALTURA COGEN | Odyssey Energy Altura Cogen, LLC | 6429411 | 16632513 | 50815 | ENG501 | 50815 | GEN5 | 387 | 000002 | 57.216 |  | 69.4194 | 11.116 | 11.116 | 1.8126 | 0.697 | 2022 | 60 | 9 | 300 | -1 | 64.2 | 221121 | -95.1089 | 29.8145 | 854 | 125 | 120 |  | 80 | Y | Natural Gas | Y | N | N | 9999 | N |  | Combined Cycle | 7688 | 7687.54 | 5500
50815_G_GEN7 | TX | 48201 | ALTURA COGEN | Odyssey Energy Altura Cogen, LLC | 6429411 | 16632013 | 50815 | ENG601 | 50815 | GEN7 | 387 | 000013 | 10.5815 |  | 49.6812 | 10.9755 | 10.9755 | 1.8133 | 0.397 | 2022 | 106 | 15 | 300 | -1 | 69.3 | 221121 | -95.1103 | 29.8159 | 961 | 125 | 120 |  | 80 | Y | Natural Gas | Y | N | N | 9999 | N |  | Combined Cycle | 8259 | 8258.5898 | 5500
55047_G_CTG1 | TX | 48201 | PASADENA COGENERATION | Pasadena Cogeneration | 6422111 | 16816813 | 55047 | CG-1 | 55047 | CTG1 | 1474 | 000002 | 108.9463 | 7.99 | 46.5566 | 12.13 | 12.13 | 1.8802 | 1.117 | 2022 | 125 | 12 | 500 | -1 | 72 | 22111 | -95.1767 | 29.7253 | 1840 | 125 | 120 |  | 165 | Y | Natural Gas | Y | N | N | 9999 | N |  | Combined Cycle | 4394 | 3919.28 | 7109
55047_G_CTG2 | TX | 48201 | PASADENA COGENERATION | Pasadena Cogeneration | 6422111 | 16817013 | 55047 | CG-2 | 55047 | CTG2 | 1474 | 000007 | 138.2017 | 1.2538 | 178.8038 | 19.44 | 19.44 | 3.2395 | 1.7428 | 2022 | 125 | 20 | 225 | -1 | 72 | 22111 | -95.1767 | 29.7264 | 1940 | 125 | 120 |  | 165 | Y | Natural Gas | Y | N | N | 9999 | N |  | Combined Cycle | 6583 | 6764.9995 | 7109
55047_G_CTG3 | TX | 48201 | PASADENA COGENERATION | Pasadena Cogeneration | 6422111 | 16816913 | 55047 | CG-3 | 55047 | CTG3 | 1474 | 000008 | 217.5495 | 19.3428 | 116.4737 | 6.51 | 6.51 | 3.0965 | 1.7841 | 2022 | 125 | 20 | 225 | -1 | 72 | 22111 | -95.1767 | 29.7244 | 1940 | 125 | 120 |  | 165 | Y | Natural Gas | Y | N | N | 9999 | N |  | Combined Cycle | 6392 | 6437.291 | 7109
55047_G_STG1 | TX | 48201 | PASADENA COGENERATION | Pasadena Cogeneration | 6422111 | 16816513 |  |  | 55047 | STG1 | 1474 | 000001 | 4.5532 |  | 7.858 | 0.17 | 0.17 | 0.05 | 0.122 | 2022 | 130 | 5.25 | 350 | -1 | 30.3 | 22111 | -95.1769 | 29.7258 | 250 | 125 | 100 |  | 60 | Y | Natural Gas | N | Y | N | 9999 | N |  | Combined Cycle | 4794 |  | 7109
55047_G_STG2 | TX | 48201 | PASADENA COGENERATION | Pasadena Cogeneration | 6422111 | 16816613 |  |  | 55047 | STG2 | 1474 | 000006 | 6.2508 |  | 14.2261 | 0.35 | 0.35 | 0.109 | 0.2473 | 2022 | 130 | 5.25 | 350 | -1 | 30.3 | 22111 | -95.1769 | 29.7258 | 250 | 125 | 100 |  | 165 | Y | Natural Gas | N | Y | N | 9999 | N |  | Combined Cycle | 8510 |  | 7109
55187_G_GT1 | TX | 48201 | CHANNELVIEW COGENERATION FACILITY | Channelview Cogeneration Plant | 4057511 | 33491013 | 55187 | CHV1 | 55187 | GT1 | 1512 | 000002 | 104.27 | 10.75 | 70.6732 | 31.42 | 31.42 | 4.0731 | 7.571 | 2022 | 125 | 19 | 300 | -1 | 66.5 | 22111 | -95.121 | 29.8375 | 2060 | 125 | 120 |  | 159 | Y | Natural Gas | Y | N | N | 9999 | N |  | Combined Cycle | 7028 | 7018.2593 | 6131
55187_G_GT2 | TX | 48201 | CHANNELVIEW COGENERATION FACILITY | Channelview Cogeneration Plant | 4057511 | 33490213 | 55187 | CHV2 | 55187 | GT2 | 1512 | 000003 | 75.9 | 23.31 | 74.9419 | 33.28 | 33.28 | 4.1518 | 9.002 | 2022 | 125 | 19 | 300 | -1 | 66.5 | 22111 | -95.121 | 29.8371 | 2060 | 125 | 120 |  | 161 | Y | Natural Gas | Y | N | N | 9999 | N |  | Combined Cycle | 7394 | 7383.1094 | 6131
55187_G_GT3 | TX | 48201 | CHANNELVIEW COGENERATION FACILITY | Channelview Cogeneration Plant | 4057511 | 33490613 | 55187 | CHV3 | 55187 | GT3 | 1512 | 000004 | 85.49 | 11.1 | 75.5574 | 33.31 | 33.31 | 4.2213 | 7.864 | 2022 | 125 | 19 | 300 | -1 | 66.5 | 22111 | -95.121 | 29.8367 | 2060 | 125 | 120 |  | 160 | Y | Natural Gas | Y | N | N | 9999 | N |  | Combined Cycle | 7423 | 7415.8804 | 6131
55187_G_GT4 | TX | 48201 | CHANNELVIEW COGENERATION FACILITY | Channelview Cogeneration Plant | 4057511 | 33491113 | 55187 | CHV4 | 55187 | GT4 | 1512 | 000001 | 51.24 | 17.1 | 81.7199 | 36.45 | 36.45 | 4.6535 | 7.753 | 2022 | 125 | 19 | 300 | -1 | 66.5 | 22111 | -95.121 | 29.8364 | 2060 | 125 | 120 |  | 159 | Y | Natural Gas | Y | N | N | 9999 | N |  | Combined Cycle | 8411 | 8405.8398 | 6131
55187_G_ST1 | TX | 48201 | CHANNELVIEW COGENERATION FACILITY | Channelview Cogeneration Plant | 4057511 | 33490313 |  |  | 55187 | ST1 | 1512 | 000008 | 3.46 | 1.15 | 5.17 | 2.46 | 2.46 | 0.3 | 0.44 | 2022 | 125 | 19 | 300 | -1 | 66.5 | 22111 | -95.121 | 29.8364 | 650 | 125 | 100 |  | 136 | Y | Natural Gas | N | Y | N | 9999 | N |  | Combined Cycle | 5295 |  | 6131
55299_G_CTG1 | TX | 48201 | CHANNEL ENERGY CENTER | Channel Energy Center LLC | 6510011 | 17458513 | 55299 | CTG1 | 55299 | CTG1 | 1537 | 000004 | 26.07 | 15.11 | 139.8483 | 33.52 | 33.52 | 2.283 | 0.1779 | 2022 | 160 | 12 | 500 | -1 | 51.8 | 22111 | -95.232 | 29.7191 | 1750 | 125 | 120 |  | 185 | Y | Natural Gas | Y | N | N | 9999 | N |  | Combined Cycle | 7949 | 7949.4097 | 5500
55299_G_CTG2 | TX | 48201 | CHANNEL ENERGY CENTER | Channel Energy Center LLC | 6510011 | 17458213 | 55299 | CTG2 | 55299 | CTG2 | 1537 | 000007 | 60.31 | 16.81 | 72.7078 | 5.1 | 5.1 | 1.6096 | 1.453 | 2022 | 160 | 12 | 500 | -1 | 51.8 | 22111 | -95.2325 | 29.7191 | 1750 | 125 | 120 |  | 185 | Y | Natural Gas | Y | N | N | 9999 | N |  | Combined Cycle | 6352 | 6352.4297 | 5500
55299_G_CTG3 | TX | 48201 | CHANNEL ENERGY CENTER | Channel Energy Center LLC | 6510011 | 17458613 | 55299 | CTG3 | 55299 | CTG3 | 1537 | 000008 | 66.36 | 11.57 | 41.9724 | 26.44 | 26.44 | 3.9171 | 2.0228 | 2022 | 160 | 20 | 180 | -1 | 51.8 | 22111 | -95.233 | 29.719 | 1750 | 125 | 120 |  | 183 | Y | Natural Gas | Y | N | N | 9999 | N |  | Combined Cycle | 7011 | 7011.3389 | 5500
55299_G_ST-1 | TX | 48201 | CHANNEL ENERGY CENTER | Channel Energy Center LLC | 6510011 | 17458813 |  |  | 55299 | ST-1 | 1537 | 000001 | 15.0898 | 0.0769 | 2.4898 | 4.33 | 4.33 | 0.1 | 1.2242 | 2022 | 160 | 8.5 | 300 | -1 | 62.8 | 22111 | -95.2331 | 29.7179 | 430 | 125 | 100 |  | 215 | Y | Natural Gas | N | Y | N | 9999 | N |  | Combined Cycle | 8079 |  | 5500
55365_G_GT1 | TX | 48201 | LAPORTE GENERATING STATION | Exelon LaPorte Generating Station | 21432511 | 156209113 | 55365 | GT-1 | 55365 | GT1 | 2077 | 000001 | 3.9299 |  | 42.972 | 2.0935 | 2.0935 | 0.1337 | 0.0277 | 2022 | 60 | 12 | 500 | -1 | 75 | 221112 | -95.0717 | 29.7027 | 467 | 125 | 120 |  | 38 | N | Natural Gas | Y | N | N | 9999 | N |  | Combustion Turbine | 502 | 1421.5411 | 12926
55365_G_GT2 | TX | 48201 | LAPORTE GENERATING STATION | Exelon LaPorte Generating Station | 21432511 | 156209213 | 55365 | GT-2 | 55365 | GT2 | 2077 | 000002 | 6.0777 |  | 39.3706 | 1.9326 | 1.9326 | 0.1209 | 0.019 | 2022 | 60 | 12 | 500 | -1 | 75 | 221112 | -95.0717 | 29.7029 | 467 | 125 | 120 |  | 38 | N | Natural Gas | Y | N | N | 9999 | N |  | Combustion Turbine | 1117 | 1273.0305 | 12927
55365_G_GT3 | TX | 48201 | LAPORTE GENERATING STATION | Exelon LaPorte Generating Station | 21432511 | 156209313 | 55365 | GT-3 | 55365 | GT3 | 2077 | 000003 | 2.9234 |  | 38.0083 | 2.0344 | 2.0344 | 0.1295 | 0.0072 | 2022 | 60 | 12 | 500 | -1 | 75 | 221112 | -95.0717 | 29.7032 | 467 | 125 | 120 |  | 38 | N | Natural Gas | Y | N | N | 9999 | N |  | Combustion Turbine | 743 | 1373.6505 | 12927
55365_G_GT4 | TX | 48201 | LAPORTE GENERATING STATION | Exelon LaPorte Generating Station | 21432511 | 156209413 | 55365 | GT-4 | 55365 | GT4 | 2077 | 000004 | 1.8888 |  | 43.2516 | 2.0579 | 2.0579 | 0.1417 | 0.0228 | 2022 | 60 | 12 | 500 | -1 | 75 | 221112 | -95.0717 | 29.7034 | 467 | 125 | 120 |  | 38 | N | Natural Gas | Y | N | N | 9999 | N |  | Combustion Turbine | 1117 | 1542.1708 | 12927
55464_G_CTG1 | TX | 48201 | DEER PARK ENERGY CENTER | Deer Park Energy Center | 6509911 | 17460713 | 55464 | CTG1 | 55464 | CTG1 | 1536 | 000001 | 124.0991 | 18.0726 | 61.9255 | 7.35 | 7.35 | 3.9897 | 10.1 | 2022 | 140 | 19 | 180 | -1 | 45.5 | 221121 | -95.1336 | 29.7136 | 2710 | 125 | 120 |  | 186.8 | Y | Natural Gas | Y | N | N | 9999 | N |  | Combined Cycle | 6564 | 6564.3921 | 6521
55464_G_CTG2 | TX | 48201 | DEER PARK ENERGY CENTER | Deer Park Energy Center | 6509911 | 17460813 | 55464 | CTG2 | 55464 | CTG2 | 1536 | 000002 | 107.0863 | 19.5866 | 58.9685 | 8.48 | 8.48 | 4.0992 | 10.37 | 2022 | 140 | 19 | 180 | -1 | 45.5 | 221121 | -95.134 | 29.7136 | 2710 | 125 | 120 |  | 169.8 | Y | Natural Gas | Y | N | N | 9999 | N |  | Combined Cycle | 7280 | 7279.8413 | 6521
55464_G_CTG3 | TX | 48201 | DEER PARK ENERGY CENTER | Deer Park Energy Center | 6509911 | 17460913 | 55464 | CTG3 | 55464 | CTG3 | 1536 | 000003 | 123.3389 | 17.6298 | 79.2324 | 8.93 | 8.93 | 4.7994 | 12.01 | 2022 | 140 | 19 | 180 | -1 | 45.5 | 221121 | -95.1344 | 29.7136 | 2710 | 125 | 120 |  | 169.8 | Y | Natural Gas | Y | N | N | 9999 | N |  | Combined Cycle | 7870 | 7869.8403 | 6521
55464_G_CTG4 | TX | 48201 | DEER PARK ENERGY CENTER | Deer Park Energy Center | 6509911 | 17461013 | 55464 | CTG4 | 55464 | CTG4 | 1536 | 000004 | 129.2215 | 0.5215 | 67.3748 | 9.55 | 9.55 | 4.4276 | 10.86 | 2022 | 140 | 19 | 180 | -1 | 45.5 | 221121 | -95.1349 | 29.7136 | 2710 | 125 | 120 |  | 169.8 | Y | Natural Gas | Y | N | N | 9999 | N |  | Combined Cycle | 7700 | 7699.7305 | 6521
55464_G_CTG6 | TX | 48201 | DEER PARK ENERGY CENTER | Deer Park Energy Center | 6509911 | 112971913 | 55464 | CTG5 | 55464 | CTG6 | 1536 | 000022 | 32.1472 | 20.7267 | 38.1367 | 30.92 | 30.92 | 3.9458 | 0.6447 | 2022 | 140 | 19 | 180 | -1 | 45.5 | 221121 | -95.1358 | 29.7136 | 1850 | 125 | 120 |  | 154.8 | Y | Natural Gas | Y | N | N | 9999 | N |  | Combined Cycle | 8062 | 8062.1797 | 6521
57504_G_CHP1 | TX | 48201 | CENTRAL PLANT | TECO CHP-1 | 4942411 | 92105313 |  |  | 57504 | CHP1 | 887 | 000022 | 25.16 | 0.65 | 4.33 | 4.7036 | 4.6163 | 0.57 | 0.6784 | 2022 | 130 | 10 | 225 | -1 | 70 | 221330 | -95.3986 | 29.7032 | 831 | 183 | 120 | 65 | 47 | Y | Natural Gas | N | Y | N | 9999 | N |  | Combustion Turbine | 1436 |  | 8700
60460_G_CH1 | TX | 48201 | CHANNELVIEW PEAKING FACILITY | Chamon Power LLC | 17979411 | 127821613 |  |  | 60460 | CH1 | 2038 | 000001 | 1.8 |  | 5.6 | 2.61 | 2.5578 | 0.09 | 0.83 | 2022 | 65 | 10 | 800 | -1 | 119.5 | 22111 | -95.1104 | 29.8836 | 0.01 | 125 | 120 |  | 43 | N | Natural Gas | N | N | N | 9999 | N |  | Combustion Turbine | 2491 |  | 10811
60460_G_CH2 | TX | 48201 | CHANNELVIEW PEAKING FACILITY | Chamon Power LLC | 17979411 | 127821713 |  |  | 60460 | CH2 | 2038 | 000002 | 3 |  | 4.5 | 2.54 | 2.54 | 0.09 | 0.81 | 2022 | 65 | 10 | 800 | -1 | 120.4 | 22111 | -95.1102 | 29.8835 | 0.01 | 125 | 120 |  | 43 | N | Natural Gas | N | N | N | 9999 | N |  | Combustion Turbine | 2408 |  | 10811
60468_G_GT-1 | TX | 48201 | UNIT 1 | Friendswood Energy | 18897611 | 135218213 | 60468 | CT-1 | 60468 | GT-1 | 2042 | 000001 | 8.9 | 1.6 | 8.7583 | 3.11 | 3.11 | 0.2833 | 0.99 | 2022 | 82 | 18 | 830 | -1 | 56 | 22111 | -95.4515 | 29.6473 | 1500 | 125 | 120 |  | 117 | N | Natural Gas | Y | N | N | 9999 | N |  | Combustion Turbine | 963 | 795.81 | 10745
10298_G_GEN4 | TX | 48201 | AIR LIQUIDE BAYPORT COMPL |  | 4925011 | 31371713 | 10298 | CG804 |  |  | 73 | 000027 | 104.05 |  | 97.966 | 2.72 | 2.23 | 1.24 | 0.407 | 2022 | 95 | 14.5 | 326 | -1 | 75.3 | 325120 | -95.047 | 29.6255 | 1110 | 129 | 120 |  |  |  |  | Y | N | N |  | N | 10298_G_GT4;10298_G_GEN4 |  | 8748 | 8701.4395
55187_G_GT1a | TX | 48201 | CHANNELVIEW COGENERATION FACILITY |  | 4057511 | 33490513 |  |  |  |  | 1512 | 000005 | 7.57 | 0.78 | 4.79 | 2.28 | 2.28 | 0.27 | 0.41 | 2022 | 125 | 19 | 300 | -1 | 66.5 | 22111 | -95.121 | 29.8375 | 650 | 125 | 100 |  |  |  |  | N | N | N |  | N |  |  | 5709
55187_G_GT3a | TX | 48201 | CHANNELVIEW COGENERATION FACILITY |  | 4057511 | 33490113 |  |  |  |  | 1512 | 000007 | 5.85 | 0.76 | 4.84 | 2.28 | 2.28 | 0.27 | 0.41 | 2022 | 125 | 19 | 300 | -1 | 66.5 | 22111 | -95.121 | 29.8367 | 650 | 125 | 100 |  |  |  |  | N | N | N |  | N |  |  | 5205
55187_G_GT2a | TX | 48201 | CHANNELVIEW COGENERATION FACILITY |  | 4057511 | 33490413 |  |  |  |  | 1512 | 000006 | 3.9 | 1.2 | 3.67 | 1.71 | 1.71 | 0.21 | 0.31 | 2022 | 125 | 19 | 300 | -1 | 66.5 | 22111 | -95.121 | 29.8371 | 650 | 125 | 100 |  |  |  |  | N | N | N |  | N |  |  | 4052
50141_G_WGN1 | TX | 48203 | SNIDER INDUSTRIES SAWMILL | Snider Industries | 4846511 | 29653913 |  |  | 50141 | WGN1 | 16 | 000003 | 33.96 |  | 33.96 | 40.79 | 13.47 | 2.717 | 8.019 | 2022 | 55 | 4.17 | 280 | -1 | 53 | 321113 | -94.3748 | 32.5782 | 94 | 135 | 100 |  | 5 | Y | Biomass | N | Y | N | 9999 | N |  | Biomass | 8208 |  | 12168
55176_G_GEN1 | TX | 48203 | EASTMAN COGENERATION FACILITY | Eastman Cogeneration Facility | 7908711 | 2580313 | 55176 | 1 | 55176 | GEN1 | 59 | 000001 | 72.5052 |  | 166.7849 | 32.3019 | 32.3019 | 3.6984 | 0.0433 | 2022 | 150 | 18.75 | 209 | -1 | 60.5 | 221121 | -94.6902 | 32.448 | 2200 | 125 | 120 |  | 153.7 | Y | Natural Gas | Y | N | N | 9999 | N | 55176_G_GEN1;55176_G_GEN3 | Combined Cycle | 8760 | 8140.3604 | 5673
55176_G_GEN2 | TX | 48203 | EASTMAN COGENERATION FACILITY | Eastman Cogeneration Facility | 7908711 | 2580113 | 55176 | 2 | 55176 | GEN2 | 59 | 000002 | 67.4619 |  | 158.1808 | 17.4699 | 17.4699 | 3.1403 | 0.2178 | 2022 | 150 | 18.75 | 209 | -1 | 60.5 | 221121 | -94.6902 | 32.4477 | 2200 | 125 | 120 |  | 153.7 | Y | Natural Gas | Y | N | N | 9999 | N |  | Combined Cycle | 8760 | 7139.9092 | 5673
55664_G_GT-1 | TX | 48203 | HARRISON COUNTY POWER PROJECT | Harrison County Power Project | 9123111 | 57531713 | 55664 | GT-1 | 55664 | GT-1 | 81 | 000001 | 50.3 | 2.2 | 78.8611 | 23.62 | 23.62 | 3.0221 | 8.7736 | 2022 | 140 | 18 | 650 | -1 | 72.88 | 22111 | -94.4363 | 32.3958 | 1740 | 125 | 120 | 139 | 144.5 | N | Natural Gas | Y | N | N | 9999 | N |  | Combined Cycle | 6175 | 6044.9458 | 7344
55664_G_GT-2 | TX | 48203 | HARRISON COUNTY POWER PROJECT | Harrison County Power Project | 9123111 | 57531813 | 55664 | GT-2 | 55664 | GT-2 |  |  | 59.1 | 23.54 | 76.8896 | 28.46 | 28.46 | 3.0402 | 6.9226 |  | 140 | 18 | 650 | -1 | 72.88 | 22111 | -94.4361 | 32.3961 |  | 125 | 120 |  | 144.5 | N | Natural Gas | Y | N | N | 9999 | N |  | Combined Cycle |  | 6122.0049 | 7344
7902_B_1 | TX | 48203 | AEP PIRKEY POWER PLANT |  | 4845611 | 29665713 | 7902 | 1 |  |  | 22 | 000001 | 3169.4 |  | 2947.9903 | 146.2411 | 63.3 | 1228.6303 | 52.3 | 2022 | 525 | 25 | 150 | -1 | 85 | 22111 | -94.4845 | 32.461 | 6840 | 125 | 100 |  |  |  |  | Y | N | N |  | N |  |  | 6636 | 6636.2905
55144_G_U1 | TX | 48209 | HAYS ENERGY FACILITY | Hays Energy Project | 4927111 | 31205413 | 55144 | STK1 | 55144 | U1 | 15 | 000001 | 205.3931 | 0.2612 | 44.912 | 17.0343 | 17.0343 | 1.7654 | 25.8226 | 2022 | 150 | 18 | 500 | -1 | 40.8 | 22111 | -97.9909 | 29.7812 | 1760 | 125 | 120 |  | 227 | N | Natural Gas | Y | N | N | 9999 | N |  | Combined Cycle | 3928 | 3927.8909 | 7554
55144_G_U2 | TX | 48209 | HAYS ENERGY FACILITY | Hays Energy Project | 4927111 | 31205313 | 55144 | STK2 | 55144 | U2 |  |  | 7.2296 | 0.0955 | 47.0586 | 15.497 | 15.497 | 1.9561 | 11.8071 |  | 150 | 18 | 500 | -1 | 40.8 | 22111 | -97.9903 | 29.781 |  | 125 | 120 |  | 211 | N | Natural Gas | Y | N | N | 9999 | N |  | Combined Cycle |  | 4244.6108 | 7532
55144_G_U3 | TX | 48209 | HAYS ENERGY FACILITY | Hays Energy Project | 4927111 | 31205213 | 55144 | STK3 | 55144 | U3 | 15 | 000003 | 23.2025 | 0.0421 | 56.8014 | 23.028 | 23.028 | 2.3113 | 14.5655 | 2022 | 150 | 4 | 500 | -1 | 40.8 | 22111 | -97.9894 | 29.7808 | 1760 | 125 | 120 |  | 228 | N | Natural Gas | Y | N | N | 9999 | N |  | Combined Cycle | 4683 | 4683.3193 | 7568
55144_G_U4 | TX | 48209 | HAYS ENERGY FACILITY | Hays Energy Project | 4927111 | 31205113 | 55144 | STK4 | 55144 | U4 | 15 | 000004 | 118.8293 | 0.359 | 49.2038 | 20.4704 | 20.4704 | 1.8526 | 24.3145 | 2022 | 150 | 4 | 500 | -1 | 40.8 | 22111 | -97.9888 | 29.7806 | 1760 | 125 | 120 |  | 230 | N | Natural Gas | Y | N | N | 9999 | N |  | Combined Cycle | 4080 | 4079.7732 | 7529
3507_B_9 | TX | 48213 | TRINIDAD STEAM ELEC STATION | Trinidad (TX) | 4863311 | 29419713 | 3507 | 9 | 3507 | 9 | 2 | 000003 | 12.5247 |  | 98.6129 | 3.9662 | 3.9662 | 0.3185 | 5.0862 | 2022 | 175 | 16 | 250 | -1 | 37.8 | 22111 | -96.1011 | 32.1244 | 2430 | 125 | 100 |  | 235 | N | Natural Gas | Y | N | N | 9999 | N |  | O/G Steam | 1029 | 1028.9797 | 12604
3507_G_D1 | TX | 48213 | TRINIDAD STEAM ELEC STATION | Trinidad (TX) | 4863311 | 29419613 |  |  | 3507 | D1 | 2 | 000004 | 0.0062 |  | 0.1858 | 0.0036 | 0.003 | 0.0251 | 0.0051 | 2022 | 16 | 2 | 400 | -1 | 35 | 22111 | -96.1022 | 32.1239 | 19.9 | 125 | 160 |  | 2 | N | Distillate Fuel Oil | N | N | N | 9999 | N |  | Combustion Turbine | 17 |  | 25000
3507_G_D2 | TX | 48213 | TRINIDAD STEAM ELEC STATION | Trinidad (TX) | 4863311 | 29419513 |  |  | 3507 | D2 | 2 | 000005 | 0.0002 |  | 0.0033 | 0.0001 | 0.0001 | 0.0005 | 0.0001 | 2022 | 16 | 2 | 400 | -1 | 35 | 22111 | -96.1022 | 32.1239 | 19.9 | 125 | 160 |  | 2 | N | Distillate Fuel Oil | N | N | N | 9999 | N |  | Combustion Turbine | 1 |  | 25000
55123_G_CTG1 | TX | 48215 | MAGIC VALLEY GENERATING STATION | Magic Valley Generating Station | 4846411 | 29655213 | 55123 | CTG-1 | 55123 | CTG1 | 86 | 000001 | 90.9795 | 13.452 | 55.1556 | 8.9 | 8.9 | 2.0805 | 0.1027 | 2022 | 125 | 21 | 300 | -1 | 57.6 | 22111 | -98.1912 | 26.3399 | 2050 | 125 | 120 |  | 221 | N | Natural Gas | Y | N | N | 9999 | N |  | Combined Cycle | 3394 | 3394.5 | 7300
55123_G_CTG2 | TX | 48215 | MAGIC VALLEY GENERATING STATION | Magic Valley Generating Station | 4846411 | 29655013 | 55123 | CTG-2 | 55123 | CTG2 | 86 | 000003 | 312.7802 | 13.7268 | 99.0742 | 30.67 | 30.67 | 3.1968 | 0.1058 | 2022 | 125 | 21 | 300 | -1 | 57.6 | 22111 | -98.1901 | 26.3397 | 2050 | 125 | 120 |  | 221 | N | Natural Gas | Y | N | N | 9999 | N |  | Combined Cycle | 5561 | 5560.9595 | 7300
55545_G_CTG1 | TX | 48215 | HIDALGO ENERGY CENTER | Hidalgo Energy Center | 6141711 | 15926013 | 7762 | HRSG1 | 55545 | CTG1 | 87 | 000001 | 30.5573 |  | 141.3343 | 20.7 | 20.7 | 2.5268 | 4.2252 | 2022 | 174 | 18 | 200 | -1 | 73 | 22111 | -98.175 | 26.3417 | 1950 | 125 | 140 |  | 159 | N | Natural Gas | Y | N | N | 9999 | N |  | Combined Cycle | 5782 | 5781.9712 | 7376
55545_G_CTG2 | TX | 48215 | HIDALGO ENERGY CENTER | Hidalgo Energy Center | 6141711 | 15926513 | 7762 | HRSG2 | 55545 | CTG2 | 87 | 000002 | 61.0979 |  | 178.1472 | 23.89 | 23.89 | 2.9597 | 4.8759 | 2022 | 174 | 18 | 200 | -1 | 73 | 22111 | -98.1751 | 26.3412 | 1950 | 125 | 140 |  | 159 | N | Natural Gas | Y | N | N | 9999 | N |  | Combined Cycle | 6588 | 6587.5405 | 7376
59391_G_ENG01 | TX | 48215 | RED GATE POWER PLANT | Red Gate Power Plant | 17910611 | 126703713 |  |  | 59391 | ENG01 | 710 | 000002 | 0.3018 | 0.0402 | 1.4183 | 0.5105 | 0.5105 | 0.0006 | 0.0504 | 2022 | 150 | 4.96 | 703 | -1 | 108.3 | 22111 | -98.178 | 26.4507 | 0.01 | 125 | 160 |  | 18.3 | N | Natural Gas | N | N | N | 9999 | N |  | Combustion Turbine | 2970 |  | 10745
59391_G_ENG02 | TX | 48215 | RED GATE POWER PLANT | Red Gate Power Plant | 17910611 | 126703813 |  |  | 59391 | ENG02 | 710 | 000003 | 0.248 | 0.0397 | 2.3508 | 0.5034 | 0.5034 | 0.0006 | 0.0993 | 2022 | 150 | 4.96 | 703 | -1 | 108.3 | 22111 | -98.178 | 26.4506 | 0.01 | 125 | 160 |  | 18.3 | N | Natural Gas | N | N | N | 9999 | N |  | Combustion Turbine | 2623 |  | 10745
59391_G_ENG03 | TX | 48215 | RED GATE POWER PLANT | Red Gate Power Plant | 17910611 | 126703913 |  |  | 59391 | ENG03 | 710 | 000004 | 0.1652 | 0.0389 | 2.6717 | 0.4931 | 0.4931 | 0.0006 | 0.6607 | 2022 | 150 | 4.96 | 703 | -1 | 108.3 | 22111 | -98.178 | 26.4506 | 0.01 | 125 | 160 |  | 18.3 | N | Natural Gas | N | N | N | 9999 | N |  | Combustion Turbine | 2895 |  | 10745
59391_G_ENG04 | TX | 48215 | RED GATE POWER PLANT | Red Gate Power Plant | 17910611 | 126704013 |  |  | 59391 | ENG04 | 710 | 000005 | 0.0276 | 0.0367 | 0.6798 | 0.4662 | 0.4662 | 0.0005 | 1.424 | 2022 | 150 | 4.96 | 703 | -1 | 108.3 | 22111 | -98.178 | 26.4507 | 0.01 | 125 | 160 |  | 18.3 | N | Natural Gas | N | N | N | 9999 | N |  | Combustion Turbine | 3189 |  | 10745
59391_G_ENG05 | TX | 48215 | RED GATE POWER PLANT | Red Gate Power Plant | 17910611 | 126704113 |  |  | 59391 | ENG05 | 710 | 000006 | 0.2954 | 0.0381 | 1.9343 | 0.4836 | 0.4836 | 0.0006 | 0.0859 | 2022 | 150 | 4.96 | 703 | -1 | 108.3 | 22111 | -98.1779 | 26.4506 | 0.01 | 125 | 160 |  | 18.3 | N | Natural Gas | N | N | N | 9999 | N |  | Combustion Turbine | 3228 |  | 10745
59391_G_ENG06 | TX | 48215 | RED GATE POWER PLANT | Red Gate Power Plant | 17910611 | 126704213 |  |  | 59391 | ENG06 | 710 | 000007 | 0.2688 | 0.0358 | 1.0572 | 0.4547 | 0.4547 | 0.0005 | 0.1166 | 2022 | 150 | 4.96 | 703 | -1 | 108.3 | 22111 | -98.1779 | 26.4506 | 0.01 | 125 | 160 |  | 18.3 | N | Natural Gas | N | N | N | 9999 | N |  | Combustion Turbine | 3149 |  | 10745
59391_G_ENG07 | TX | 48215 | RED GATE POWER PLANT | Red Gate Power Plant | 17910611 | 126704313 |  |  | 59391 | ENG07 | 710 | 000008 | 0.2857 | 0.0381 | 1.4477 | 0.4834 | 0.4834 | 0.0006 | 0.1144 | 2022 | 150 | 4.96 | 703 | -1 | 108.3 | 22111 | -98.177 | 26.451 | 0.01 | 125 | 160 |  | 18.3 | N | Natural Gas | N | N | N | 9999 | N |  | Combustion Turbine | 2901 |  | 10745
59391_G_ENG08 | TX | 48215 | RED GATE POWER PLANT | Red Gate Power Plant | 17910611 | 126704413 |  |  | 59391 | ENG08 | 710 | 000009 | 1.6141 | 0.0375 | 2.7966 | 0.4763 | 0.4763 | 0.0006 | 0.0846 | 2022 | 150 | 4.96 | 703 | -1 | 108.3 | 22111 | -98.177 | 26.451 | 0.01 | 125 | 160 |  | 18.3 | N | Natural Gas | N | N | N | 9999 | N |  | Combustion Turbine | 2985 |  | 10745
59391_G_ENG09 | TX | 48215 | RED GATE POWER PLANT | Red Gate Power Plant | 17910611 | 126704513 |  |  | 59391 | ENG09 | 710 | 000010 | 0.2567 | 0.038 | 0.8842 | 0.4825 | 0.4825 | 0.0006 | 0.1807 | 2022 | 150 | 4.96 | 703 | -1 | 108.3 | 22111 | -98.177 | 26.451 | 0.01 | 125 | 160 | 65 | 18.3 | N | Natural Gas | N | N | N | 9999 | N |  | Combustion Turbine | 2869 |  | 10745
59391_G_ENG10 | TX | 48215 | RED GATE POWER PLANT | Red Gate Power Plant | 17910611 | 126704613 |  |  | 59391 | ENG10 | 710 | 000011 | 0.3704 | 0.039 | 1.784 | 0.4947 | 0.4947 | 0.0006 | 0.1171 | 2022 | 150 | 4.96 | 703 | -1 | 108.3 | 22111 | -98.177 | 26.451 | 0.01 | 125 | 160 |  | 18.3 | N | Natural Gas | N | N | N | 9999 | N |  | Combustion Turbine | 3018 |  | 10745
59391_G_ENG11 | TX | 48215 | RED GATE POWER PLANT | Red Gate Power Plant | 17910611 | 126704713 |  |  | 59391 | ENG11 | 710 | 000012 | 0.2405 | 0.0401 | 1.0422 | 0.5086 | 0.5086 | 0.0006 | 0.1504 | 2022 | 150 | 4.96 | 703 | -1 | 108.3 | 22111 | -98.1769 | 26.451 | 0.01 | 125 | 160 |  | 18.3 | N | Natural Gas | N | N | N | 9999 | N |  | Combustion Turbine | 3017 |  | 10745
59391_G_ENG12 | TX | 48215 | RED GATE POWER PLANT | Red Gate Power Plant | 17910611 | 126704813 |  |  | 59391 | ENG12 | 710 | 000013 | 0.158 | 0.0372 | 1.1621 | 0.4718 | 0.4718 | 0.0005 | 0.0373 | 2022 | 150 | 4.96 | 703 | -1 | 108.3 | 22111 | -98.1769 | 26.451 | 0.01 | 125 | 160 |  | 18.3 | N | Natural Gas | N | N | N | 9999 | N |  | Combustion Turbine | 3008 |  | 10745
55098_G_GEN2 | TX | 48215 | FRONTERA ENERGY CENTER |  | 7908611 | 2580413 | 55098 | 2 |  |  | 84 | 000002 | 18.2 |  | 115.5714 | 30.59 | 30.15 | 3.6169 | 9.63 | 2022 | 150 | 18.75 | 198 | -1 | 50 | 22111 | -98.3995 | 26.2082 | 1870 | 125 | 160 |  |  |  |  | Y | N | N |  | N |  |  | 7580 | 7555.9893
55098_G_GEN1 | TX | 48215 | FRONTERA ENERGY CENTER |  | 7908611 | 2580513 | 55098 | 1 |  |  | 84 | 000001 | 20.9 |  | 109.4781 | 30.39 | 29.95 | 3.5939 | 9.6276 | 2022 | 150 | 18.75 | 198 | -1 | 50 | 22111 | -98.3996 | 26.2078 | 1870 | 125 | 160 |  |  |  |  | Y | N | N |  | N | 55098_G_GEN1;55098_G_GEN3 |  | 7561 | 7528.7905
54338_G_GEND | TX | 48215 | W R COWLEY SUGAR HOUSE |  | 6429211 | 90149513 |  |  |  |  | 15 | 000022 | 27.5267 |  | 71.7919 | 4.2706 | 3.1593 | 5.3195 | 1.2529 | 2022 | 99 | 9.66 | 334 | -1 | 43.75 | 311314 | -97.8676 | 26.2708 | 525 | 154 | 100 |  |  |  |  | N | N | N |  | N |  |  | 2400
55139_G_CTG1 | TX | 48221 | WOLF HOLLOW I | Wolf Hollow I LP | 9116611 | 57528013 | 55139 | CTG1 | 55139 | CTG1 | 690 | 000001 | 27.709 | 15.784 | 123.5235 | 31.2776 | 31.2776 | 2.8081 | 34.3605 | 2022 | 175 | 18.5 | 500 | -1 | 45.8 | 22111 | -97.7316 | 32.3333 | 2420 | 125 | 120 |  | 236 | N | Natural Gas | Y | N | N | 9999 | N | 55139_G_CTG1;55139_G_ST | Combined Cycle | 4352 | 4351.979 | 8084
55139_G_CTG2 | TX | 48221 | WOLF HOLLOW I | Wolf Hollow I LP | 9116611 | 57528113 | 55139 | CTG2 | 55139 | CTG2 | 690 | 000002 | 29.472 | 17.763 | 111.9513 | 30.6505 | 30.6505 | 2.7585 | 32.0099 | 2022 | 175 | 18.5 | 500 | -1 | 45.8 | 22111 | -97.7311 | 32.3335 | 2420 | 125 | 120 |  | 234.5 | N | Natural Gas | Y | N | N | 9999 | N |  | Combined Cycle | 4269 | 4268.6089 | 8084
59812_G_CGT4 | TX | 48221 | WOLF HOLLOW II | Wolf Hollow II | 17984911 | 127987813 | 59812 | CGT4 | 59812 | CGT4 | 731 | 000010 | 8.542 | 20.574 | 51.3156 | 46.1865 | 46.1865 | 6.1059 | 8.764 | 2022 | 150 | 22 | 167 | -1 | 63.9 | 22111 | -97.735 | 32.3398 | 3910 | 125 | 120 |  | 327.8 | N | Natural Gas | Y | N | N | 9999 | N |  | Combined Cycle | 6711 | 6710.7905 | 7225
59812_G_CGT5 | TX | 48221 | WOLF HOLLOW II | Wolf Hollow II | 17984911 | 127986913 | 59812 | CGT5 | 59812 | CGT5 | 731 | 000001 | 18.32 | 9.27 | 52.7639 | 41.4208 | 41.4208 | 6.234 | 15.2292 | 2022 | 150 | 22 | 167 | -1 | 63.9 | 22111 | -97.735 | 32.3398 | 3910 | 125 | 120 |  | 329.3 | N | Natural Gas | Y | N | N | 9999 | N |  | Combined Cycle | 6882 | 6882.0381 | 7225
59812_G_STG6 | TX | 48221 | WOLF HOLLOW II | Wolf Hollow II | 17984911 | 127987613 |  |  | 59812 | STG6 | 731 | 000008 |  |  |  | 0.0132 | 0.0132 |  | 0.0132 | 2022 | 20 | 0.5 | 70 | -1 | 0.1 | 22111 | -97.7344 | 32.3399 |  | 125 | 999 |  | 458.3 | N | Natural Gas | N | N | N | 9999 | N |  | Combined Cycle | 8760 |  | 7225
8063_G_CT1 | TX | 48221 | DECORDOVA STEAM ELECTRIC STATION | DeCordova Steam Electric Station | 6153011 | 16226213 | 8063 | CT1 | 8063 | CT1 | 1 | 000001 | 0.2271 |  | 120.567 | 2.5871 | 2.5871 | 4.317 | 1.5726 | 2022 | 60 | 20 | 996 | -1 | 86.8 | 22111 | -97.6988 | 32.4036 | 1140 | 125 | 120 |  | 69 | N | Natural Gas, Distillate Fuel Oil | Y | N | N | 9999 | N |  | Combustion Turbine | 464 | 463.58 | 13340
8063_G_CT2 | TX | 48221 | DECORDOVA STEAM ELECTRIC STATION | DeCordova Steam Electric Station | 6153011 | 16226313 | 8063 | CT2 | 8063 | CT2 | 1 | 000002 | 0.1397 |  | 65.4513 | 1.5089 | 1.5087 | 4.9679 | 0.8922 | 2022 | 60 | 20 | 996 | -1 | 86.8 | 22111 | -97.6985 | 32.4037 | 1140 | 125 | 120 |  | 68 | N | Natural Gas, Distillate Fuel Oil | Y | N | N | 9999 | N |  | Combustion Turbine | 259 | 258.6701 | 13340
8063_G_CT3 | TX | 48221 | DECORDOVA STEAM ELECTRIC STATION | DeCordova Steam Electric Station | 6153011 | 16225813 | 8063 | CT3 | 8063 | CT3 | 1 | 000003 | 0.181 |  | 99.464 | 2.0583 | 2.0582 | 3.6927 | 1.2501 | 2022 | 60 | 20 | 996 | -1 | 86.8 | 22111 | -97.6982 | 32.4038 | 1140 | 125 | 120 |  | 68 | N | Natural Gas, Distillate Fuel Oil | Y | N | N | 9999 | N |  | Combustion Turbine | 365 | 364.6698 | 13339
8063_G_CT4 | TX | 48221 | DECORDOVA STEAM ELECTRIC STATION | DeCordova Steam Electric Station | 6153011 | 16225913 | 8063 | CT4 | 8063 | CT4 | 1 | 000004 | 0.1332 |  | 72.3756 | 1.4645 | 1.4644 | 4.0211 | 0.8744 | 2022 | 60 | 20 | 996 | -1 | 86.8 | 22111 | -97.6979 | 32.4039 | 1140 | 125 | 120 |  | 69 | N | Natural Gas, Distillate Fuel Oil | Y | N | N | 9999 | N |  | Combustion Turbine | 257 | 256.2699 | 13338
52176_G_GEN1 | TX | 48227 | BIG SPRING COGENERATION | C R Wing Cogen Plant | 5649311 | 19944613 | 52176 | 1 | 52176 | GEN1 | 16 | 000001 | 10.411 |  | 46.5446 | 3.1053 | 3.105 | 0.2687 | 0.0756 | 2022 | 90 | 14 | 300 | -1 | 46 | 22111 | -101.4222 | 32.2732 | 917 | 125 | 120 | 213 | 71 | Y | Natural Gas | Y | N | N | 9999 | N |  | Combined Cycle | 1689 | 1241.8604 | 9048
52176_G_GEN2 | TX | 48227 | BIG SPRING COGENERATION | C R Wing Cogen Plant | 5649311 | 19945013 | 52176 | 2 | 52176 | GEN2 | 16 | 000002 | 5.0085 |  | 69.3756 | 3.7171 | 3.7168 | 0.3173 | 0.0905 | 2022 | 90 | 14 | 300 | -1 | 82 | 22111 | -101.4222 | 32.2734 | 917 | 125 | 120 |  | 71 | Y | Natural Gas | Y | N | N | 9999 | N |  | Combined Cycle | 1487 | 1486.5306 | 9048
52176_G_GEN3 | TX | 48227 | BIG SPRING COGENERATION | C R Wing Cogen Plant | 5649311 | 19944913 |  |  | 52176 | GEN3 | 16 | 000003 | 0.1284 |  | 0.654 | 0.006 | 0.006 | 0.006 | 0.0156 | 2022 | 14 | 1 | 200 | -1 | 75 | 22111 | -101.4223 | 32.2729 | 13.6 | 125 | 160 |  | 70 | Y | Natural Gas | N | Y | N | 9999 | N |  | Combined Cycle | 24 |  | 9048
4195_B_3 | TX | 48231 | POWER LANE STEAM PLANT | Powerlane Plant | 5655711 | 19719713 | 4195 | 3 | 4195 | 3 | 9 | 000001 | 11.3156 |  | 20.8242 | 1.2152 | 1.2152 | 0.7804 | 0.7944 | 2022 | 70 | 8 | 300 | -1 | 47 | 22111 | -96.1268 | 33.1704 | 550 | 125 | 100 |  | 41 | N | Natural Gas | Y | N | N | 9999 | N |  | O/G Steam | 888 | 1340.5 | 14500
4195_B_1 | TX | 48231 | POWER LANE STEAM PLANT | Powerlane Plant | 5655711 | 19719813 |  |  | 4195 | 1 | 9 | 000002 | 4.5533 |  | 15.1776 | 0.412 | 0.412 | 0.0325 | 0.2981 | 2022 | 48 | 7 | 300 | -1 | 47 | 22111 | -96.1267 | 33.1707 | 269 | 125 | 100 |  | 18 | N | Natural Gas | N | N | N | 9999 | N |  | O/G Steam | 394 |  | 14500
4195_B_2 | TX | 48231 | POWER LANE STEAM PLANT | Powerlane Plant | 5655711 | 19719913 | 4195 | 2 | 4195 | 2 | 9 | 000003 | 3.9495 |  | 12.1041 | 0.5688 | 0.5688 | 0.0304 | 0.3177 | 2022 | 51 | 7 | 300 | -1 | 47 | 22111 | -96.1268 | 33.1706 | 350 | 125 | 100 |  | 23 | N | Natural Gas | Y | N | N | 9999 | N |  | O/G Steam | 595 | 1005 | 14500
4195_G_EP | TX | 48231 | POWER LANE STEAM PLANT | Powerlane Plant | 5655711 | 91523413 |  |  | 4195 | EP | 9 | 000008 | 4.8931 | 1.3327 | 5.1095 | 6.2427 | 6.2427 | 0.055 | 11.8053 | 2022 | 65 | 4 | 698 | -1 | 77.76 | 22111 | -96.1263 | 33.17 | 72 | 125 | 160 |  | 8.2 | N | Natural Gas | N | N | N | 9999 | N |  | Combustion Turbine | 2404 |  | 12400
4195_G_EP2 | TX | 48231 | POWER LANE STEAM PLANT | Powerlane Plant | 5655711 | 91523513 |  |  | 4195 | EP2 | 9 | 000009 | 4.8398 | 1.2143 | 3.9563 | 5.6905 | 5.6905 | 0.0501 | 10.7978 | 2022 | 65 | 4 | 698 | -1 | 77.76 | 22111 | -96.1263 | 33.1699 | 72 | 125 | 160 |  | 8.2 | N | Natural Gas | N | N | N | 9999 | N |  | Combustion Turbine | 2176 |  | 12399
4195_G_EP3 | TX | 48231 | POWER LANE STEAM PLANT | Powerlane Plant | 5655711 | 91523613 |  |  | 4195 | EP3 | 9 | 000010 | 4.7212 | 1.2829 | 4.3033 | 6.0097 | 6.0097 | 0.0529 | 11.3667 | 2022 | 65 | 4 | 698 | -1 | 77.76 | 22111 | -96.1263 | 33.1699 | 72 | 125 | 160 |  | 8.2 | N | Natural Gas | N | N | N | 9999 | N |  | Combustion Turbine | 2314 |  | 12399
10072_B_WHBOIL | TX | 48233 | BORGER CARBON BLACK PLANT | Engineered Carbons Borger Cogen | 5655811 | 19718313 |  |  | 10072 | WHBOIL | 1 | 000012 | 736.5315 |  | 141.6913 | 9.6914 | 6.9455 | 1168.032 | 16.8838 | 2022 | 98 | 10 | 421 | -1 | 57.49 | 325180 | -101.4328 | 35.6672 | 320 | 156 | 100 |  | 18.8 | N | Fossil Waste | N | N | N | 9999 | N |  | Fossil Waste | 8640 |  | 10994
55064_G_UNT1 | TX | 48233 | BLACKHAWK POWER PLANT | Black Hawk Station | 7910111 | 2570213 | 55064 | 001 | 55064 | UNT1 | 41 | 000003 | 37.7 | 3.8 | 202.637 | 29 | 29 | 30.8232 | 13.7259 | 2022 | 130 | 18 | 500 | -1 | 65 | 22111 | -101.3601 | 35.6964 | 1300 | 125 | 120 |  | 111.2 | Y | Natural Gas | Y | N | N | 9999 | N |  | Combustion Turbine | 8709 | 8446.6104 | 8700
55064_G_UNT2B | TX | 48233 | BLACKHAWK POWER PLANT | Black Hawk Station | 7910111 | 2570413 | 55064 | 002 | 55064 | UNT2B | 41 | 000005 | 33.4 | 4.7 | 232.8357 | 35.3 | 35.3 | 27.0222 | 16.153 | 2022 | 130 | 18 | 500 | -1 | 65 | 22111 | -101.3597 | 35.6962 | 1300 | 125 | 120 |  | 113.3 | Y | Natural Gas | Y | N | N | 9999 | N |  | Combustion Turbine | 8203 | 8555.9805 | 8700
55230_G_CT1 | TX | 48237 | JACK COUNTY GENERATION FACILITY | Jack County | 13385011 | 71003913 | 55230 | CT-1 | 55230 | CT1 | 658 | 000001 | 52.4 | 2.1 | 87.5461 | 12.32 | 12.32 | 2.9828 | 1.99 | 2022 | 165 | 18 | 500 | -1 | 69 | 22111 | -97.9574 | 33.1011 | 2980 | 125 | 120 |  | 165 | N | Natural Gas | Y | N | N | 9999 | N |  | Combined Cycle | 3791 | 6154.7397 | 7298
55230_G_CT2 | TX | 48237 | JACK COUNTY GENERATION FACILITY | Jack County | 13385011 | 71004113 | 55230 | CT-2 | 55230 | CT2 | 658 | 000003 | 63.1 | 4.2 | 93.6612 | 5.46 | 5.46 | 3.005 | 2.01 | 2022 | 165 | 18 | 500 | -1 | 68 | 22111 | -97.9574 | 33.1007 | 2980 | 125 | 120 |  | 165 | N | Natural Gas | Y | N | N | 9999 | N |  | Combined Cycle | 4200 | 6170.6899 | 7298
55230_G_CT3 | TX | 48237 | JACK COUNTY GENERATION FACILITY | Jack County | 13385011 | 99310413 | 55230 | CT-3 | 55230 | CT3 |  |  | 46.5 | 11.6 | 31.6625 | 6.53 | 6.53 | 3.054 | 0.39 |  | 165 | 18 | 500 | -1 | 69 | 22111 | -97.9572 | 33.1027 |  | 125 | 120 |  | 165 | N | Natural Gas | Y | N | N | 9999 | N |  | Combined Cycle |  | 6630.1694 | 7298
55230_G_CT4 | TX | 48237 | JACK COUNTY GENERATION FACILITY | Jack County | 13385011 | 99310513 | 55230 | CT-4 | 55230 | CT4 | 658 | 000022 | 62.8 | 6.2 | 32.196 | 13.16 | 13.16 | 2.992 | 0.03 | 2022 | 165 | 18 | 500 | -1 | 69 | 22111 | -97.9572 | 33.1023 | 2980 | 125 | 120 |  | 165 | N | Natural Gas | Y | N | N | 9999 | N |  | Combined Cycle | 4983 | 6534.4512 | 7298
55230_G_ST1 | TX | 48237 | JACK COUNTY GENERATION FACILITY | Jack County | 13385011 | 71004013 |  |  | 55230 | ST1 | 658 | 000002 | 3.8 |  | 6 | 0.91 | 0.91 | 0.2 |  | 2022 | 165 | 18 | 500 | -1 | 69 | 22111 | -97.9574 | 33.1011 | 600 | 125 | 100 |  | 290.5 | N | Natural Gas | N | N | N | 9999 | N |  | Combined Cycle | 618 |  | 7298
55230_G_ST2 | TX | 48237 | JACK COUNTY GENERATION FACILITY | Jack County | 13385011 | 99311113 |  |  | 55230 | ST2 | 658 | 000028 | 3.1 |  | 2 | 0.43 | 0.43 | 0.2 |  | 2022 | 165 | 18 | 500 | -1 | 69 | 22111 | -97.9572 | 33.1027 | 600 | 125 | 100 |  | 290.5 | N | Natural Gas | N | N | N | 9999 | N |  | Combined Cycle | 920 |  | 7298
55230_G_ST1B | TX | 48237 | JACK COUNTY GENERATION FACILITY |  | 13385011 | 71004213 |  |  |  |  | 658 | 000004 | 4.7 |  | 6.6 | 0.41 | 0.41 | 0.2 |  | 2022 | 165 | 18 | 500 | -1 | 68 | 22111 | -97.9574 | 33.1007 | 600 | 125 | 100 |  |  |  |  | N | N | N |  | N |  |  | 662
55230_G_ST2B | TX | 48237 | JACK COUNTY GENERATION FACILITY |  | 13385011 | 99311213 |  |  |  |  | 658 | 000029 | 4.2 |  | 2.03 | 0.89 | 0.89 | 0.2 |  | 2022 | 165 | 18 | 500 | -1 | 69 | 22111 | -97.9572 | 33.1023 | 600 | 125 | 100 |  |  |  |  | N | N | N |  | N |  |  | 891
50625_G_TG24 | TX | 48245 | BEAUMONT REFINERY | ExxonMobil Beaumont Refinery | 4862411 | 29518213 |  |  | 50625 | TG24 | 18 | 000439 | 4.3317 | 2.9417 | 32.2389 | 9.9496 | 9.9496 | 9.1799 | 7.2951 | 2022 | 142 | 11 | 310 | -1 | 70 | 324110 | -94.0772 | 30.0583 | 546 | 126 | 120 |  | 32 | Y | Natural Gas | N | Y | N | 9999 | N |  | Combustion Turbine | 8687 |  | 8700
50625_G_TG41 | TX | 48245 | BEAUMONT REFINERY | ExxonMobil Beaumont Refinery | 4862411 | 71060413 | 50625 | 61STK1 | 50625 | TG41 | 18 | 000788 | 18.2151 | 16.3591 | 98.6009 | 52.3221 | 52.3221 | 4.6069 | 14.9474 | 2022 | 40 | 3 | 560 | -1 | 30 | 324110 | -94.0661 | 30.0573 | 2530 | 126 | 180 |  | 145 | Y | Natural Gas | Y | N | N | 9999 | N |  | Combustion Turbine | 8740 | 8614.4492 | 8700
50625_G_TG42 | TX | 48245 | BEAUMONT REFINERY | ExxonMobil Beaumont Refinery | 4862411 | 71060513 | 50625 | 61STK2 | 50625 | TG42 | 18 | 000789 | 13.0993 | 25.4528 | 88.8167 | 23.2793 | 23.2793 | 4.1283 | 13.3401 | 2022 | 40 | 3 | 560 | -1 | 30 | 324110 | -94.0661 | 30.0573 | 2530 | 126 | 180 |  | 145 | Y | Natural Gas | Y | N | N | 9999 | N |  | Combustion Turbine | 8740 | 8667.8594 | 8700
50625_G_TG43 | TX | 48245 | BEAUMONT REFINERY | ExxonMobil Beaumont Refinery | 4862411 | 71060613 | 50625 | 61STK3 | 50625 | TG43 | 18 | 000790 | 27.7083 | 7.9091 | 73.0109 | 27.6749 | 27.6749 | 3.3733 | 11.5327 | 2022 | 40 | 3 | 560 | -1 | 30 | 324110 | -94.0661 | 30.0573 | 2530 | 126 | 180 |  | 145 | Y | Natural Gas | Y | N | N | 9999 | N |  | Combustion Turbine | 8740 | 7450.9502 | 8700
54637_G_GCG1 | TX | 48245 | PORT NECHES OPERATIONS | JCO Oxides Olefins Plant | 4945211 | 30212713 |  |  | 54637 | GCG1 | 6 | 000200 | 20.0286 |  | 86.8178 | 3.4141 | 3.4141 | 0.2162 | 0.215 | 2022 | 85 | 10.5 | 351 | -1 | 81 | 325110 | -93.9297 | 29.9635 | 420 | 129 | 120 |  | 30.5 | Y | Natural Gas | N | Y | N | 9999 | N |  | Combustion Turbine | 8736 |  | 8700
54637_G_GCG2 | TX | 48245 | PORT NECHES OPERATIONS | JCO Oxides Olefins Plant | 4945211 | 30212613 |  |  | 54637 | GCG2 | 6 | 000201 | 11.24 |  | 144.3401 | 6.7826 | 6.7826 | 0.2256 | 0.2013 | 2022 | 85 | 10.5 | 351 | -1 | 81 | 325110 | -93.9292 | 29.9637 | 420 | 129 | 120 |  | 30.5 | Y | Natural Gas | N | Y | N | 9999 | N |  | Combustion Turbine | 8688 |  | 8700
55122_G_UN1 | TX | 48245 | BASF TOTAL NAFTA REGION OLEFINS COMPLEX | NAFTA Region Olefins Complex Cogen Fac | 6445411 | 16643013 |  |  | 55122 | UN1 | 182 | 000019 | 36.4277 | 3.8326 | 20.267 | 9.1185 | 9.1185 | 0.1983 | 3.0171 | 2022 | 95 | 10.75 | 300 | -1 | 67.92 | 325110 | -93.8838 | 29.9543 | 228 | 129 | 120 |  | 35 | Y | Natural Gas | N | Y | N | 9999 | N |  | Combustion Turbine | 7554 |  | 8700
55122_G_UN2 | TX | 48245 | BASF TOTAL NAFTA REGION OLEFINS COMPLEX | NAFTA Region Olefins Complex Cogen Fac | 6445411 | 16642913 |  |  | 55122 | UN2 | 182 | 000020 | 24.8753 | 4.651 | 24.6011 | 13.1656 | 13.1656 | 0.1713 | 1.0385 | 2022 | 95 | 10.75 | 300 | -1 | 67.92 | 325110 | -93.8835 | 29.9546 | 228 | 129 | 120 |  | 35 | Y | Natural Gas | N | Y | N | 9999 | N |  | Combustion Turbine | 7678 |  | 8700
55309_G_GEN 5 | TX | 48245 | AIR PRODUCTS PORT ARTHUR FACILITY | Air Products Port Arthur | 5611511 | 105215513 |  |  | 55309 | GEN 5 | 667 | 000047 | 34.627 | 8.5626 | 4.645 | 7.9998 | 7.9998 | 6.3918 | 2.0403 | 2022 | 62 | 9 | 310 | -1 | 57 | 325120 | -93.9706 | 29.8654 |  |  | 290 |  | 32.8 | Y | Natural Gas | N | Y | N | 9999 | N |  | Combustion Turbine | 8040 |  | 8700
55309_G_GEN4 | TX | 48245 | AIR PRODUCTS PORT ARTHUR FACILITY | Air Products Port Arthur | 5611511 | 70662813 |  |  | 55309 | GEN4 | 667 | 000009 | 12.246 | 0.6655 | 14.0103 | 5.0919 | 5.0919 | 2.5851 | 2.0178 | 2022 | 170 | 3 | 700 | -1 | 107 | 325120 | -93.9718 | 29.8659 | 950 |  | 120 |  | 72.4 | Y | Natural Gas | N | Y | N | 9999 | N | 55309_G_GEN3;55309_G_GEN4 | Combustion Turbine | 7076 |  | 8700
55309_G_GEN2 | TX | 48245 | AIR PRODUCTS PORT ARTHUR FACILITY |  | 5611511 | 22191713 |  |  |  |  | 667 | 000001 | 0.095 | 0.9895 | 7.0563 | 4.449 | 4.449 | 2.5734 | 0.0714 | 2022 | 100 | 13 | 650 | -1 | 51 | 325120 | -93.9661 | 29.8668 | 532 |  | 120 |  |  |  |  | N | N | N |  | N | 55309_G_GEN2;55309_G_GEN1 |  | 7468
54817_G_GT-1 | TX | 48251 | JOHNSON COUNTY GENERATION FACILITY | Johnson County | 6364211 | 15353013 | 54817 | EAST | 54817 | GT-1 | 34 | 000001 | 23.06 | 12.08 | 133.6027 | 27.91 | 27.91 | 4.1532 | 7.6883 | 2022 | 132 | 10 | 300 | -1 | 60 | 22111 | -97.4086 | 32.3993 | 1950 | 125 | 120 |  | 163 | N | Natural Gas, Distillate Fuel Oil | Y | N | N | 9999 | N |  | Combined Cycle | 4804 | 5791.7202 | 8158
54817_G_ST-1 | TX | 48251 | JOHNSON COUNTY GENERATION FACILITY | Johnson County | 6364211 | 15353213 |  |  | 54817 | ST-1 | 34 | 000003 | 1.12 |  | 6.19 | 1.36 | 1.36 | 0.12 | 0.32 | 2022 | 132 | 10 | 300 | -1 | 60 | 22111 | -97.4086 | 32.3993 | 375 | 125 | 100 |  | 104 | N | Natural Gas, Distillate Fuel Oil | N | N | N | 9999 | N |  | Combined Cycle | 657 |  | 8158
55480_G_U1 | TX | 48257 | FORNEY POWER PLANT | Forney Energy Center | 9146511 | 57544813 | 55480 | U1 | 55480 | U1 | 680 | 000001 | 89.7872 |  | 177.3907 | 33.98 | 33.9799 | 3.2575 | 0.5752 | 2022 | 142 | 20 | 500 | -1 | 54 | 22111 | -96.4908 | 32.7576 | 2440 | 125 | 140 |  | 165 | N | Natural Gas | Y | N | N | 9999 | N |  | Combined Cycle | 6814 | 5901.644 | 7376
55480_G_U2 | TX | 48257 | FORNEY POWER PLANT | Forney Energy Center | 9146511 | 57544913 | 55480 | U2 | 55480 | U2 | 680 | 000002 | 91.1548 |  | 178.505 | 9.8463 | 9.8462 | 3.2372 | 2.4109 | 2022 | 142 | 20 | 500 | -1 | 54 | 22111 | -96.4909 | 32.7573 | 2440 | 125 | 140 |  | 157 | N | Natural Gas | Y | N | N | 9999 | N |  | Combined Cycle | 6965 | 6062.876 | 7376
55480_G_U3 | TX | 48257 | FORNEY POWER PLANT | Forney Energy Center | 9146511 | 57545013 | 55480 | U3 | 55480 | U3 | 680 | 000003 | 85.0356 |  | 186.9188 | 11.2256 | 11.2255 | 3.1855 | 1.3842 | 2022 | 142 | 20 | 500 | -1 | 54 | 22111 | -96.4911 | 32.757 | 2440 | 125 | 140 |  | 157 | N | Natural Gas | Y | N | N | 9999 | N |  | Combined Cycle | 7030 | 6010.4092 | 7376
55480_G_U4 | TX | 48257 | FORNEY POWER PLANT | Forney Energy Center | 9146511 | 57545113 | 55480 | U4 | 55480 | U4 | 680 | 000004 | 112.2964 |  | 192.5653 | 36.641 | 36.641 | 3.5034 | 0.609 | 2022 | 142 | 20 | 500 | -1 | 54 | 22111 | -96.4914 | 32.7563 | 2440 | 125 | 140 |  | 165 | N | Natural Gas | Y | N | N | 9999 | N |  | Combined Cycle | 5311 | 6578.7095 | 7376
55480_G_U5 | TX | 48257 | FORNEY POWER PLANT | Forney Energy Center | 9146511 | 57545213 | 55480 | U5 | 55480 | U5 | 680 | 000005 | 94.8794 |  | 207.4281 | 19.9858 | 19.9857 | 3.4686 | 0.775 | 2022 | 142 | 20 | 500 | -1 | 54 | 22111 | -96.4916 | 32.756 | 2440 | 125 | 140 |  | 157 | N | Natural Gas | Y | N | N | 9999 | N |  | Combined Cycle | 5415 | 6707.5239 | 7376
55480_G_U6 | TX | 48257 | FORNEY POWER PLANT | Forney Energy Center | 9146511 | 57545313 | 55480 | U6 | 55480 | U6 | 680 | 000006 | 97.3556 |  | 200.1791 | 9.5639 | 9.5639 | 3.5314 | 0.629 | 2022 | 142 | 20 | 500 | -1 | 54 | 22111 | -96.4918 | 32.7557 | 2440 | 125 | 140 |  | 157 | N | Natural Gas | Y | N | N | 9999 | N |  | Combined Cycle | 5419 | 6802.9214 | 7376
50109_G_GEN1 | TX | 48277 | PARIS GENERATION | Paris Energy Center | 6431011 | 16595313 | 50109 | HRSG1 | 50109 | GEN1 | 13 | 000001 | 18.3792 |  | 158.0056 | 8.1367 | 8.0501 | 0.8791 | 2.6727 | 2022 | 90 | 14 | 500 | -1 | 57 | 22111 | -95.5575 | 33.6969 | 973 | 125 | 120 |  | 78 | N | Natural Gas, Distillate Fuel Oil | Y | N | N | 9999 | N |  | Combined Cycle | 3244 | 3280.8445 | 8925
50109_G_GEN2 | TX | 48277 | PARIS GENERATION | Paris Energy Center | 6431011 | 16595113 | 50109 | HRSG2 | 50109 | GEN2 | 13 | 000002 | 33.7749 |  | 165.9743 | 8.5492 | 8.4567 | 0.9222 | 2.792 | 2022 | 90 | 14 | 500 | -1 | 55 | 22111 | -95.5575 | 33.6972 | 973 | 125 | 120 |  | 80 | N | Natural Gas, Distillate Fuel Oil | Y | N | N | 9999 | N |  | Combined Cycle | 3361 | 3396.791 | 8925
50109_G_GEN3 | TX | 48277 | PARIS GENERATION | Paris Energy Center | 6431011 | 16595413 |  |  | 50109 | GEN3 | 13 | 000006 | 0.01 |  | 0.0734 | 0.0014 | 0.0013 | 0.011 | 0.001 | 2022 | 14 | 1 | 500 | -1 | 88 | 22111 | -95.5578 | 33.6974 | 17.5 | 125 | 160 |  | 78 | N | Natural Gas, Distillate Fuel Oil | N | N | N | 9999 | N |  | Combined Cycle | 3 |  | 8925
55097_G_CTG1 | TX | 48277 | LAMAR POWER PLANT | Lamar Power Project | 7910611 | 2567613 | 55097 | 1 | 55097 | CTG1 | 20 | 000001 | 144.8043 |  | 152.1245 | 19.6974 | 19.6974 | 2.8751 | 2.163 | 2022 | 130 | 19 | 300 | -1 | 57.7 | 22111 | -95.5898 | 33.6322 | 1700 | 125 | 120 |  | 153 | N | Natural Gas | Y | N | N | 9999 | N |  | Combined Cycle | 6519 | 6043.0034 | 7254
55097_G_CTG2 | TX | 48277 | LAMAR POWER PLANT | Lamar Power Project | 7910611 | 2567713 | 55097 | 2 | 55097 | CTG2 | 20 | 000002 | 128.5801 |  | 144.4517 | 14.3674 | 14.3673 | 2.7031 | 1.7324 | 2022 | 130 | 19 | 300 | -1 | 59.2 | 22111 | -95.5898 | 33.6318 | 1700 | 125 | 120 |  | 145 | N | Natural Gas | Y | N | N | 9999 | N |  | Combined Cycle | 6534 | 5707.4917 | 7254
55097_G_CTG3 | TX | 48277 | LAMAR POWER PLANT | Lamar Power Project | 7910611 | 2567513 | 55097 | 3 | 55097 | CTG3 |  |  | 174.1166 |  | 161.3608 | 18.7535 | 18.7535 | 3.0874 | 2.1203 |  | 130 | 19 | 300 | -1 | 58 | 22111 | -95.5898 | 33.6311 |  | 125 | 120 |  | 145 | N | Natural Gas | Y | N | N | 9999 | N |  | Combined Cycle |  | 6432.7676 | 7254
55097_G_CTG4 | TX | 48277 | LAMAR POWER PLANT | Lamar Power Project | 7910611 | 2567413 | 55097 | 4 | 55097 | CTG4 | 20 | 000004 | 149.8895 |  | 156.279 | 18.0424 | 18.0423 | 2.9673 | 2.0339 | 2022 | 130 | 19 | 300 | -1 | 58 | 22111 | -95.5897 | 33.6307 | 1700 | 125 | 120 |  | 153 | N | Natural Gas | Y | N | N | 9999 | N |  | Combined Cycle | 6749 | 6223.6094 | 7254
55097_G_STG1 | TX | 48277 | LAMAR POWER PLANT | Lamar Power Project | 7910611 | 2567813 |  |  | 55097 | STG1 | 20 | 000007 | 0.0816 |  | 0.3557 | 0.0104 | 0.0104 | 0.036 | 0.0105 | 2022 | 20 | 1 | 700 | -1 | 50 | 22111 | -95.5891 | 33.6322 | 202 | 125 | 160 |  | 204 | N | Natural Gas | N | N | N | 9999 | N |  | Combined Cycle | 10 |  | 7254
55097_G_STG2 | TX | 48277 | LAMAR POWER PLANT | Lamar Power Project | 7910611 | 2567913 |  |  | 55097 | STG2 | 20 | 000008 | 0.0252 |  | 0.1166 | 0.0083 | 0.0083 | 0.0078 | 0.0093 | 2022 | 14 | 0.67 | 708 | -1 | 35 | 22111 | -95.5899 | 33.6332 | 0.76 | 125 | 160 |  | 204 | N | Natural Gas | N | N | N | 9999 | N |  | Combined Cycle | 27 |  | 7254
6194_B_171B | TX | 48279 | TOLK STATION POWER PLANT | Tolk | 4930011 | 30286513 | 6194 | 171B | 6194 | 171B | 18 | 000001 | 611.1942 |  | 1272.492 | 40.6078 | 32.3035 | 3633.1736 | 3.3734 | 2022 | 273 | 22.5 | 250 | -1 | 90 | 22111 | -102.5688 | 34.1852 | 5890 | 125 | 100 | 205 | 532 | N | Subbituminous | Y | N | N | 2029 | N |  | Coal Steam | 3844 | 3843.8901 | 10342
6194_B_172B | TX | 48279 | TOLK STATION POWER PLANT | Tolk | 4930011 | 30286413 | 6194 | 172B | 6194 | 172B | 18 | 000002 | 760.7917 |  | 1242.2025 | 86.6461 | 42.2784 | 5035.7831 | 5.2877 | 2022 | 400 | 22.5 | 250 | -1 | 80 | 22111 | -102.5698 | 34.1852 | 5850 | 125 | 100 |  | 535 | N | Subbituminous | Y | N | N | 2029 | N |  | Coal Steam | 5255 | 5255.04 | 10255
3485_G_1 | TX | 48279 | PLANT X STATION POWER PLANT | Plant X | 4946011 | 30118513 | 3485 | 111B | 3485 | 1 | 4 | 000003 | 5.1222 |  | 33.161 | 0.4634 | 0.4634 | 0.0223 | 0.3354 | 2022 | 85 | 10.88 | 300 | -1 | 30.08 | 22111 | -102.4113 | 34.1664 | 671 | 125 | 100 |  | 38 | N | Natural Gas | Y | N | N | 9999 | N |  | O/G Steam | 272 | 272.31 | 12390
3485_G_2 | TX | 48279 | PLANT X STATION POWER PLANT | Plant X | 4946011 | 30119113 | 3485 | 112B | 3485 | 2 | 4 | 000004 | 3.1438 |  | 13.117 | 0.9958 | 0.9956 | 0.0641 | 0.7203 | 2022 | 147 | 11 | 275 | -1 | 28.5 | 22111 | -102.4108 | 34.1664 | 1280 | 125 | 100 |  | 90 | N | Natural Gas, Distillate Fuel Oil | Y | N | N | 9999 | N |  | O/G Steam | 400 | 399.94 | 11780
3485_B_114B | TX | 48279 | PLANT X STATION POWER PLANT |  | 4946011 | 30118813 | 3485 | 114B |  |  | 4 | 000006 | 62.1127 |  | 310.109 | 19.6757 | 19.6661 | 1.6059 | 14.231 | 2022 | 144 | 9.94 | 275 | -1 | 45.79 | 22111 | -102.41 | 34.1663 | 2170 | 125 | 100 |  |  |  |  | Y | N | N |  | N |  |  | 5599 | 5598.5112
298_B_LIM1 | TX | 48293 | LIMESTONE ELECTRIC GENERATION STATION | Limestone | 5650511 | 19920713 | 298 | LIM1 | 298 | LIM1 | 10 | 000002 | 1305.655 |  | 3150.5395 | 149.5394 | 136.3355 | 2864.6588 | 9.5323 | 2022 | 450 | 26.9 | 250 | -1 | 89.9 | 22111 | -96.2527 | 31.4226 | 7860 | 125 | 100 |  | 831 | N | Lignite, Subbituminous | Y | N | N | 2029 | N |  | Coal Steam | 5572 | 5571.8301 | 10605
298_B_LIM2 | TX | 48293 | LIMESTONE ELECTRIC GENERATION STATION | Limestone | 5650511 | 19919113 | 298 | LIM2 | 298 | LIM2 | 10 | 000003 | 1113.399 |  | 3914.7132 | 235.8101 | 210.2387 | 3468.4778 | 12.394 | 2022 | 450 | 26.9 | 250 | -1 | 89.9 | 22111 | -96.253 | 31.4237 | 7860 | 125 | 100 | 128 | 858 | N | Lignite, Subbituminous | Y | N | N | 2029 | N |  | Coal Steam | 7553 | 7552.8506 | 10567
4937_G_CT-1 | TX | 48299 | TC FERGUSON POWER PLANT | Thomas C Ferguson | 5655011 | 113084613 | 4937 | CT-1 | 4937 | CT-1 | 2 | 000023 | 9.691 | 1.93 | 31.6252 | 22.53 | 18.6935 | 3.1622 | 2.1364 | 2022 | 150 | 19 | 180 | -1 | 57 | 22111 | -98.3725 | 30.5581 | 2320 | 125 | 140 |  | 168 | N | Natural Gas | Y | N | N | 9999 | N | 4937_G_CT-1;4937_G_STG | Combined Cycle | 7017 | 6662.1191 | 7050
4937_G_CT-2 | TX | 48299 | TC FERGUSON POWER PLANT | Thomas C Ferguson | 5655011 | 113084713 | 4937 | CT-2 | 4937 | CT-2 | 2 | 000024 | 5.848 | 0.23 | 32.9856 | 27.2373 | 23.4881 | 3.1093 | 0.4828 | 2022 | 150 | 19 | 180 | -1 | 57 | 22111 | -98.3721 | 30.5581 | 2000 | 125 | 140 |  | 168 | N | Natural Gas | Y | N | N | 9999 | N |  | Combined Cycle | 6764 | 6537.0381 | 7050
3482_G_3 | TX | 48303 | JONES STATION POWER PLANT | Jones | 4030611 | 99365313 | 3482 | 153T | 3482 | 3 | 3 | 000010 | 54.77 |  | 47.9729 | 7.3995 | 7.3995 | 0.9313 | 0.4723 | 2022 | 120 | 22 | 1042 | -1 | 75.37 | 22111 | -101.7382 | 33.5244 | 2100 | 125 | 120 |  | 166 | N | Natural Gas | Y | N | N | 9999 | N |  | Combustion Turbine | 2163 | 2162.8486 | 10745
3482_G_4 | TX | 48303 | JONES STATION POWER PLANT | Jones | 4030611 | 110008913 | 3482 | 154T | 3482 | 4 | 3 | 000011 | 39.47 |  | 51.812 | 1.7907 | 1.7907 | 0.9519 | 0.4883 | 2022 | 120 | 22 | 1042 | -1 | 75.37 | 22111 | -101.7376 | 33.5244 | 2100 | 125 | 120 |  | 168 | N | Natural Gas | Y | N | N | 9999 | N |  | Combustion Turbine | 2309 | 2308.7581 | 10745
3602_G_GT2 | TX | 48303 | COOKE STATION 2 | Ty Cooke | 5655211 | 19731113 |  |  | 3602 | GT2 | 1 | 000002 | 9.5753 |  | 37.3672 | 0.7707 | 0.7707 | 0.0701 | 0.2452 | 2022 | 30 | 12.4 | 500 | -1 | 50 | 22111 | -101.7907 | 33.5211 | 63.1 | 125 | 120 |  | 16 | N | Natural Gas | N | N | N | 9999 | N |  | Combustion Turbine | 460 |  | 15037
3604_G_8 | TX | 48303 | MASSENGALE STATION | J Robert Massengale | 5655311 | 19730413 | 3604 | GT1 | 3604 | 8 |  |  | 3.2059 | 0.193 | 3.1754 | 0.5011 | 0.5011 | 0.0427 | 0.1595 |  | 75 | 10 | 350 | -1 | 68 | 22111 | -101.8411 | 33.6036 |  | 125 | 120 |  | 38 | N | Natural Gas | Y | N | N | 9999 | N |  | Combined Cycle |  | 459.9499 | 9712
7131_G_1 | TX | 48303 | BRANDON STATION | Brandon Station | 6382211 | 15315313 |  |  | 7131 | 1 | 53 | 000001 | 32.4632 |  | 7.1353 | 0.502 | 0.502 | 0.0456 | 0.1597 | 2022 | 43 | 8 | 500 | -1 | 57 | 22111 | -101.8861 | 33.5847 | 230 | 125 | 120 |  | 20 | Y | Natural Gas | N | Y | N | 9999 | N |  | Combustion Turbine | 829 |  | 10249
3482_B_152B | TX | 48303 | JONES STATION POWER PLANT |  | 4030611 | 35354513 | 3482 | 152B |  |  |  |  | 72.788 |  | 297.3606 | 23.1874 | 22.989 | 1.9729 | 16.616 |  | 171 | 12 | 275 | -1 | 47 | 22111 | -101.7399 | 33.5238 |  | 125 | 100 |  |  |  |  | Y | N | N |  | N |  |  |  | 5651.1812
3482_B_151B | TX | 48303 | JONES STATION POWER PLANT |  | 4030611 | 35354613 | 3482 | 151B |  |  | 3 | 000001 | 60.6988 |  | 303.8167 | 19.48 | 19.1078 | 1.588 | 13.7887 | 2022 | 171 | 12 | 275 | -1 | 47 | 22111 | -101.7393 | 33.5239 | 2610 | 125 | 100 |  |  |  |  | Y | N | N |  | N |  |  | 4744 | 4743.9985
56611_B_S01 | TX | 48309 | SANDY CREEK ENERGY STATION | Sandy Creek Energy Station | 15628511 | 99365513 | 56611 | S01 | 56611 | S01 |  |  | 197.2031 | 9 | 1193.2382 | 465.8731 | 303.6859 | 2005.3513 | 2.0509 |  | 360 | 27.8 | 165 | -1 | 65 | 22111 | -96.9555 | 31.4746 |  | 125 | 100 |  | 933 | N | Subbituminous | Y | N | N | 9999 | N |  | Coal Steam |  | 6668.7788 | 9330
3478_B_1 | TX | 48315 | WILKES POWER PLANT | Wilkes | 5613211 | 22160113 | 3478 | 1 | 3478 | 1 | 1 | 000003 | 0.06 |  | 99.0863 | 4.82 | 4.82 | 0.3362 | 3.491 | 2022 | 161 | 8.12 | 264 | -1 | 51 | 22111 | -94.5482 | 32.8478 | 1560 | 125 | 100 |  | 174 | N | Natural Gas, Distillate Fuel Oil | Y | N | N | 9999 | N |  | O/G Steam | 3355 | 3318.6501 | 12121
3478_B_2 | TX | 48315 | WILKES POWER PLANT | Wilkes | 5613211 | 22159813 | 3478 | 2 | 3478 | 2 | 1 | 000001 | 126.88 |  | 228.3771 | 11.48 | 11.48 | 0.947 | 8.303 | 2022 | 162 | 15 | 264 | -1 | 63 | 22111 | -94.5478 | 32.8482 | 3050 | 125 | 100 |  | 355 | N | Natural Gas | Y | N | N | 9999 | N |  | O/G Steam | 2804 | 2781.0007 | 12061
3478_B_3 | TX | 48315 | WILKES POWER PLANT | Wilkes | 5613211 | 22160013 | 3478 | 3 | 3478 | 3 |  |  | 174.4 |  | 476.8406 | 23.2 | 23.2 | 1.8847 | 17.026 |  | 162 | 15 | 264 | -1 | 63 | 22111 | -94.5477 | 32.8486 |  | 125 | 100 |  | 354 | N | Natural Gas | Y | N | N | 9999 | N |  | O/G Steam |  | 4666.0801 | 11984
3492_G_CT1 | TX | 48335 | MORGAN CREEK STEAM ELECTRIC STATION | Morgan Creek | 4204911 | 35745413 | 3492 | CT1 | 3492 | CT1 | 1 | 000006 | 4.4068 |  | 35.8106 | 1.0069 | 1.0069 | 10.7762 | 0.2962 | 2022 | 60 | 20 | 1000 | -1 | 100 | 22111 | -100.9128 | 32.3342 | 1090 | 125 | 120 |  | 66 | N | Natural Gas, Distillate Fuel Oil | Y | N | N | 9999 | N |  | Combustion Turbine | 124 | 123.55 | 15041
3492_G_CT2 | TX | 48335 | MORGAN CREEK STEAM ELECTRIC STATION | Morgan Creek | 4204911 | 35744913 | 3492 | CT2 | 3492 | CT2 | 1 | 000007 | 3.5776 |  | 31.3332 | 0.8361 | 0.8361 | 9.101 | 0.2769 | 2022 | 60 | 20 | 1000 | -1 | 100 | 22111 | -100.9128 | 32.3339 | 1090 | 125 | 120 |  | 65 | N | Natural Gas, Distillate Fuel Oil | Y | N | N | 9999 | N |  | Combustion Turbine | 109 | 108.08 | 15037
3492_G_CT3 | TX | 48335 | MORGAN CREEK STEAM ELECTRIC STATION | Morgan Creek | 4204911 | 35744713 | 3492 | CT3 | 3492 | CT3 | 1 | 000008 | 3.0957 |  | 27.6348 | 0.9056 | 0.9056 | 11.404 | 0.2074 | 2022 | 60 | 20 | 1000 | -1 | 100 | 22111 | -100.9131 | 32.3336 | 1090 | 125 | 120 |  | 65 | N | Natural Gas, Distillate Fuel Oil | Y | N | N | 9999 | N |  | Combustion Turbine | 80 | 79.93 | 15037
3492_G_CT4 | TX | 48335 | MORGAN CREEK STEAM ELECTRIC STATION | Morgan Creek | 4204911 | 35745013 | 3492 | CT4 | 3492 | CT4 | 1 | 000009 | 2.7214 |  | 28.4914 | 0.6819 | 0.6816 | 10.2808 | 0.1802 | 2022 | 60 | 20 | 1000 | -1 | 100 | 22111 | -100.9131 | 32.3328 | 1090 | 125 | 120 |  | 67 | N | Natural Gas, Distillate Fuel Oil | Y | N | N | 9999 | N |  | Combustion Turbine | 69 | 84.93 | 15038
3492_G_CT5 | TX | 48335 | MORGAN CREEK STEAM ELECTRIC STATION | Morgan Creek | 4204911 | 35744813 | 3492 | CT5 | 3492 | CT5 | 1 | 000010 | 2.4608 |  | 21.1294 | 0.712 | 0.712 | 8.8042 | 0.1529 | 2022 | 60 | 20 | 1000 | -1 | 100 | 22111 | -100.9133 | 32.3325 | 1090 | 125 | 120 |  | 67 | N | Natural Gas, Distillate Fuel Oil | Y | N | N | 9999 | N |  | Combustion Turbine | 62 | 61.6 | 15039
3492_G_CT6 | TX | 48335 | MORGAN CREEK STEAM ELECTRIC STATION | Morgan Creek | 4204911 | 35745713 | 3492 | CT6 | 3492 | CT6 |  |  | 3.0011 |  | 26.4663 | 0.8954 | 0.895 | 11.0015 | 0.1919 |  | 60 | 20 | 1000 | -1 | 100 | 22111 | -100.9133 | 32.3322 |  | 125 | 120 |  | 67 | N | Natural Gas, Distillate Fuel Oil | Y | N | N | 9999 | N |  | Combustion Turbine |  | 74.36 | 15041
3457_B_1 | TX | 48339 | LEWIS CREEK PLANT | Lewis Creek | 7910511 | 2568013 | 3457 | 1 | 3457 | 1 | 7 | 000001 | 769.86 | 19.04 | 115.4486 | 31.8121 | 31.81 | 2.5449 | 30.581 | 2022 | 189 | 9.5 | 300 | -1 | 55.3 | 22111 | -95.521 | 30.4355 | 2640 | 125 | 100 |  | 250 | N | Natural Gas | Y | N | N | 9999 | N |  | O/G Steam | 6128 | 6118.4204 | 10793
3457_B_2 | TX | 48339 | LEWIS CREEK PLANT | Lewis Creek | 7910511 | 2568113 | 3457 | 2 | 3457 | 2 | 7 | 000002 | 843.02 | 25.13 | 156.3495 | 41.9528 | 41.95 | 3.353 | 40.71 | 2022 | 189 | 9.5 | 300 | -1 | 55.3 | 22111 | -95.5205 | 30.4357 | 2640 | 125 | 100 |  | 250 | N | Natural Gas | Y | N | N | 9999 | N |  | O/G Steam | 7777 | 7765.8003 | 10830
55708_B_BLR1 | TX | 48347 | NACOGDOCHES GENERATING FACILITY | Nacogdoches Power | 13389311 | 106746813 | 55708 | BFB-1 | 55708 | BLR1 | 35 | 000003 | 6.1 | 13.3799 | 256.3485 | 86.8158 | 86.0741 | 8.4844 | 2.9887 | 2022 | 240 | 12 | 324 | -1 | 80.7 | 22111 | -94.9003 | 31.8321 | 1370 | 125 | 100 |  | 100 | N | Biomass | Y | N | N | 9999 | N |  | Biomass | 6145 | 6145.1387 | 14914
55358_G_CT1 | TX | 48351 | COTTONWOOD ENERGY CO LP | Cottonwood Energy Project | 9118811 | 57546613 | 55358 | CT1 | 55358 | CT1 | 11 | 000001 | 6.6 | 5.2672 | 56.525 | 28.6945 | 28.6945 | 3.8794 | 5.5209 | 2022 | 130 | 18 | 650 | -1 | 67 | 22111 | -93.7363 | 30.2577 | 1020 | 125 | 120 |  | 146 | N | Natural Gas | Y | N | N | 9999 | N | 55358_G_CT1;55358_G_ST1 | Combined Cycle | 7634 | 7633.5806 | 7336
55358_G_CT2 | TX | 48351 | COTTONWOOD ENERGY CO LP | Cottonwood Energy Project | 9118811 | 57546713 | 55358 | CT2 | 55358 | CT2 | 11 | 000002 | 4.1 | 3.478 | 57.6639 | 17.7455 | 17.7455 | 3.2354 | 7.4347 | 2022 | 130 | 18 | 650 | -1 | 67 | 22111 | -93.7361 | 30.2579 | 1020 | 125 | 120 |  | 149 | N | Natural Gas | Y | N | N | 9999 | N | 55358_G_ST2;55358_G_CT2 | Combined Cycle | 6441 | 6440.6899 | 7336
55358_G_CT3 | TX | 48351 | COTTONWOOD ENERGY CO LP | Cottonwood Energy Project | 9118811 | 57546813 | 55358 | CT3 | 55358 | CT3 | 11 | 000003 | 4 | 1.0455 | 77.1628 | 88.0105 | 88.0105 | 3.7926 | 3.7262 | 2022 | 130 | 18 | 650 | -1 | 67 | 22111 | -93.7354 | 30.2585 | 1020 | 125 | 120 |  | 146 | N | Natural Gas | Y | N | N | 9999 | N | 55358_G_CT3;55358_G_ST3 | Combined Cycle | 7468 | 7468.2007 | 7336
55358_G_CT4 | TX | 48351 | COTTONWOOD ENERGY CO LP | Cottonwood Energy Project | 9118811 | 57546913 | 55358 | CT4 | 55358 | CT4 | 11 | 000004 | 8.4 | 5.2067 | 71.4395 | 6.084 | 6.084 | 3.7998 | 16.3909 | 2022 | 130 | 18 | 650 | -1 | 67 | 22111 | -93.7352 | 30.2588 | 1020 | 125 | 120 |  | 147 | N | Natural Gas | Y | N | N | 9999 | N | 55358_G_CT4;55358_G_ST4 | Combined Cycle | 7546 | 7545.9897 | 7336
4939_B_1 | TX | 48355 | BARNEY DAVIS ENERGY CENTER | Barney M Davis | 5611911 | 22180913 | 4939 | 1 | 4939 | 1 |  |  | 79.82 |  | 73.7968 | 7.22 | 7.22 | 0.3871 | 5.302 |  | 160 | 15 | 275 | -1 | 56.8 | 22111 | -97.311 | 27.6067 |  | 125 | 100 |  | 292 | N | Natural Gas | Y | N | N | 9999 | N |  | O/G Steam |  | 1525.4402 | 11615
10243_G_GEN5 | TX | 48355 | TICONA POLYMERS BISHOP FACILITY | Ticona Polymers Inc | 4929511 | 30393513 |  |  | 10243 | GEN5 | 2 | 000341 | 60.8045 |  | 161.0452 | 12.8094 | 12.8094 | 1.0712 | 8.3604 | 2022 | 72 | 12 | 335 | -1 | 50.9 | 325110 | -97.8211 | 27.5698 | 0.01 | 129 | 120 |  | 32.5 | Y | Natural Gas | N | Y | N | 9999 | N |  | Combustion Turbine | 8438 |  | 11373
3441_G_8 | TX | 48355 | NUECES BAY POWER STATION | Nueces Bay | 4189011 | 71384413 | 3441 | 8 | 3441 | 8 | 14 | 000013 | 28.5 | 0.94 | 50.2792 | 26.71 | 26.71 | 1.7011 | 15.5 | 2022 | 180 | 18.6 | 175 | -1 | 62.6 | 22111 | -97.4197 | 27.8192 | 2680 | 125 | 120 |  | 157 | N | Natural Gas | Y | N | N | 9999 | N | 3441_G_8;3441_G_7 | Combined Cycle | 3947 | 3681.1597 | 7697
3441_G_9 | TX | 48355 | NUECES BAY POWER STATION | Nueces Bay | 4189011 | 71384513 | 3441 | 9 | 3441 | 9 | 14 | 000014 | 13.8 | 0.27 | 49.5335 | 30.44 | 28.58 | 1.8928 | 8.093 | 2022 | 180 | 18.6 | 175 | -1 | 62.6 | 22111 | -97.4192 | 27.8191 | 2680 | 125 | 120 |  | 157 | N | Natural Gas | Y | N | N | 9999 | N |  | Combined Cycle | 4344 | 4110.0889 | 7697
4939_G_3 | TX | 48355 | BARNEY DAVIS ENERGY CENTER | Barney M Davis | 5611911 | 90278613 | 4939 | 3 | 4939 | 3 |  |  | 74.5 | 0.34 | 51.7843 | 23.59 | 22.15 | 1.4299 | 13.06 |  | 180 | 18.6 | 175 | -1 | 62.6 | 22111 | -97.3107 | 27.6078 |  | 125 | 120 |  | 157 | N | Natural Gas | Y | N | N | 9999 | N | 4939_G_2;4939_G_3 | Combined Cycle |  | 3090.6609 | 7722
4939_G_4 | TX | 48355 | BARNEY DAVIS ENERGY CENTER | Barney M Davis | 5611911 | 90278713 | 4939 | 4 | 4939 | 4 | 47 | 000015 | 48.7 | 0.08 | 48.5928 | 25.7 | 24.12 | 1.5726 | 8.274 | 2022 | 180 | 18.6 | 175 | -1 | 62.6 | 22111 | -97.3103 | 27.6077 | 2680 | 125 | 120 |  | 157 | N | Natural Gas | Y | N | N | 9999 | N |  | Combined Cycle | 3686 | 3478.3401 | 7722
50475_G_GEN1 | TX | 48355 | CORPUS CHRISTI PLANT | Corpus Christi | 5862111 | 22253413 |  |  | 50475 | GEN1 | 89 | 000111 | 1.915 |  | 40.86 | 2.379 | 2.379 | 0.022 | 1.138 | 2022 | 75 | 11.25 | 350 | -1 | 65 | 325110 | -97.5957 | 27.8111 | 189 | 129 | 100 |  | 33 | Y | Natural Gas | N | Y | N | 9999 | N |  | Combustion Turbine | 8544 |  | 11996
55206_G_CT1 | TX | 48355 | COGENERATION FACILITY | Corpus Christi Energy Center | 4206511 | 35689413 | 55206 | CU1 | 55206 | CT1 | 176 | 000001 | 42.4917 |  | 151.4885 | 6.2862 | 6.2862 | 2.5992 | 3.3584 | 2022 | 180 | 10 | 500 | -1 | 55.8 | 22111 | -97.4284 | 27.8136 | 1780 | 125 | 120 |  | 156 | Y | Natural Gas | Y | N | N | 9999 | N |  | Combined Cycle | 5741 | 5740.8203 | 5595
55206_G_CT2 | TX | 48355 | COGENERATION FACILITY | Corpus Christi Energy Center | 4206511 | 35690313 | 55206 | CU2 | 55206 | CT2 | 176 | 000002 | 44.7953 |  | 243.3947 | 23.0229 | 23.0229 | 3.578 | 1.4877 | 2022 | 180 | 10 | 500 | -1 | 55.8 | 22111 | -97.4279 | 27.8136 | 1780 | 125 | 120 |  | 156 | Y | Natural Gas | Y | N | N | 9999 | N |  | Combined Cycle | 7439 | 7438.7407 | 5595
3459_B_5 | TX | 48361 | SABINE PLANT | Sabine | 5730811 | 21860513 | 3459 | 5 | 3459 | 5 | 7 | 000006 | 48.15 |  | 495.2315 | 39.99 | 39.99 | 3.2833 | 38.8067 | 2022 | 400 | 20 | 256 | -1 | 78 | 22111 | -93.8772 | 30.0223 | 4980 | 125 | 100 |  | 437 | N | Natural Gas | Y | N | N | 9999 | N |  | O/G Steam | 5232 | 5219.3296 | 11763
10789_G_GT1A | TX | 48361 | SABINE RIVER OPERATIONS COGEN | Sabine River Operations | 6509111 | 17474413 | 55120 | CTG-1 | 10789 | GT1A | 63 | 000001 | 61.6222 | 1.7305 | 94.3008 | 19.8617 | 19.8616 | 3.2586 | 5.2511 | 2021 | 125 | 10 | 300 | -1 | 53.5 | 22111 | -93.7578 | 30.0553 | 2020 | 125 | 120 |  | 160 | Y | Natural Gas | Y | N | N | 9999 | N | 10789_G_GT1A;10789_G_ST1A;55120_G_GT1A | Combined Cycle |  | 6341.1396 | 5500
10789_G_GT1B | TX | 48361 | SABINE RIVER OPERATIONS COGEN | Sabine River Operations | 6509111 | 17474813 | 55120 | CTG-2 | 10789 | GT1B | 63 | 000002 | 52.4426 | 2.8944 | 129.1677 | 36.9945 | 36.9943 | 4.1223 | 6.1972 | 2021 | 125 | 10 | 300 | -1 | 53.5 | 22111 | -93.7576 | 30.0551 | 2020 | 125 | 120 |  | 160 | Y | Natural Gas | Y | N | N | 9999 | N | 55120_G_GT1B;10789_G_GT1B | Combined Cycle |  | 8320.8496 | 5500
3459_B_4 | TX | 48361 | SABINE PLANT |  | 5730811 | 21860913 | 3459 | 4 |  |  | 7 | 000005 | 158.91 |  | 878.7683 | 26.4 | 26.4 | 2.1279 | 25.6127 | 2022 | 200 | 22 | 245 | -1 | 66 | 22111 | -93.8774 | 30.0229 | 5410 | 125 | 100 |  |  |  |  | Y | N | N |  | N |  |  | 2363 | 2349.8198
3459_B_3 | TX | 48361 | SABINE PLANT |  | 5730811 | 21860813 | 3459 | 3 |  |  | 7 | 000004 | 220.2 |  | 443.2213 | 38.92 | 38.92 | 3.0997 | 37.7608 | 2022 | 187 | 16 | 275 | -1 | 45 | 22111 | -93.8768 | 30.0233 | 3990 | 125 | 100 |  |  |  |  | Y | N | N |  | N |  |  | 5167 | 6340.7798
3459_B_1 | TX | 48361 | SABINE PLANT |  | 5730811 | 21861113 | 3459 | 1 |  |  | 7 | 000002 | 5.28 |  | 216.9484 | 10.96 | 10.96 | 0.8831 | 10.6446 | 2022 | 148 | 10.42 | 275 | -1 | 64 | 22111 | -93.8763 | 30.0236 | 2210 | 125 | 100 |  |  |  |  | Y | N | N |  | N |  |  | 2923 | 2896.6199
3628_B_2 | TX | 48363 | RW MILLER PLANT | R W Miller | 7926611 | 2549913 | 3628 | 2 | 3628 | 2 | 1 | 000003 | 38.8486 |  | 186.6477 | 5.911 | 5.8878 | 7.6748 | 6.1664 | 2022 | 145 | 10.5 | 350 | -1 | 55.1 | 22111 | -98.3094 | 32.6582 | 1180 | 125 | 100 |  | 100 | N | Natural Gas, Distillate Fuel Oil | Y | N | N | 9999 | N |  | O/G Steam | 1637 | 2324.5203 | 12536
3628_B_3 | TX | 48363 | RW MILLER PLANT | R W Miller | 7926611 | 2550413 | 3628 | 3 | 3628 | 3 | 1 | 000001 | 6.26 |  | 119.5063 | 3.5164 | 3.48 | 12.6404 | 6.4569 | 2022 | 154 | 12.75 | 350 | -1 | 81.7 | 22111 | -98.3096 | 32.658 | 2180 | 125 | 100 |  | 200 | N | Natural Gas, Distillate Fuel Oil | Y | N | N | 9999 | N |  | O/G Steam | 2745 | 2907.8201 | 12595
3628_G_4 | TX | 48363 | RW MILLER PLANT | R W Miller | 7926611 | 2550213 | 3628 | **4 | 3628 | 4 | 1 | 000005 | 119.55 |  | 21.1062 | 2.9 | 2.9 | 1.1907 | 0.426 | 2022 | 50 | 12 | 500 | -1 | 60.6 | 22111 | -98.3114 | 32.6568 | 1510 | 125 | 120 |  | 104 | N | Natural Gas, Distillate Fuel Oil | Y | N | N | 9999 | N |  | Combustion Turbine | 43 | 621.05 | 14665
3628_G_5 | TX | 48363 | RW MILLER PLANT | R W Miller | 7926611 | 2550313 | 3628 | **5 | 3628 | 5 | 1 | 000006 | 60.21 |  | 31.0767 | 2.6 | 2.6 | 1.5404 | 0.4683 | 2022 | 50 | 12 | 500 | -1 | 60.6 | 22111 | -98.3116 | 32.6566 | 1800 | 125 | 120 |  | 104 | N | Natural Gas, Distillate Fuel Oil | Y | N | N | 9999 | N |  | Combustion Turbine | 384 | 670.5701 | 14665
3484_B_143B | TX | 48375 | NICHOLS STATION POWER PLANT | Nichols | 5678011 | 22149313 | 3484 | 143B | 3484 | 143B |  |  | 36.2557 |  | 229.9504 | 11.481 | 11.481 | 0.9255 | 8.3086 |  | 160 | 17 | 275 | -1 | 43 | 22111 | -101.7458 | 35.2835 |  | 125 | 100 |  | 244 | N | Natural Gas | Y | N | N | 2031 | N |  | O/G Steam |  | 4649.2207 | 12015
6193_B_061B | TX | 48375 | HARRINGTON STATION POWER PLANT | Harrington | 5745311 | 21837113 | 6193 | 061B | 6193 | 061B | 22 | 000004 | 672.4679 |  | 1150.3933 | 316.0277 | 42.642 | 4784.3091 | 22.9438 | 2022 | 250 | 18.94 | 250 | -1 | 88.7 | 22111 | -101.748 | 35.299 | 3770 | 125 | 100 |  | 339 | N | Subbituminous | Y | N | N | 9999 | N |  | Coal Steam | 5685 | 5685.2192 | 10689
6193_B_062B | TX | 48375 | HARRINGTON STATION POWER PLANT | Harrington | 5745311 | 21837313 | 6193 | 062B | 6193 | 062B | 22 | 000005 | 793.4807 |  | 1172.663 | 85.1312 | 20.3207 | 4902.407 | 25.6501 | 2022 | 300 | 19 | 250 | -1 | 88.7 | 22111 | -101.7471 | 35.2995 | 3830 | 125 | 100 |  | 339 | N | Subbituminous | Y | N | N | 9999 | N |  | Coal Steam | 6620 | 6620.1099 | 10600
6193_B_063B | TX | 48375 | HARRINGTON STATION POWER PLANT | Harrington | 5745311 | 21837413 | 6193 | 063B | 6193 | 063B | 22 | 000007 | 990.646 |  | 1847.6846 | 127.7793 | 25.0006 | 5889.9234 | 32.0445 | 2022 | 300 | 19 | 250 | -1 | 88.7 | 22111 | -101.7464 | 35.2996 | 3870 | 125 | 100 |  | 340 | N | Subbituminous | Y | N | N | 9999 | N |  | Coal Steam | 7631 | 7630.5298 | 10633
3484_G_1 | TX | 48375 | NICHOLS STATION POWER PLANT | Nichols | 5678011 | 22149413 | 3484 | 141B | 3484 | 1 | 4 | 000004 | 30.087 |  | 143.5261 | 9.5275 | 9.5275 | 0.7295 | 6.8949 | 2022 | 160 | 14 | 275 | -1 | 43 | 22111 | -101.7459 | 35.2827 | 1120 | 125 | 100 |  | 107 | N | Natural Gas | Y | N | N | 2029 | N | 3484_G_1;3484_B_141B | O/G Steam | 5404 | 5404.1294 | 12139
3484_G_2 | TX | 48375 | NICHOLS STATION POWER PLANT |  | 5678011 | 22148913 | 3484 | 142B |  |  | 4 | 000005 | 33.9957 |  | 191.0905 | 10.7653 | 10.7653 | 0.8566 | 7.7907 | 2022 | 160 | 14 | 275 | -1 | 43 | 22111 | -101.7459 | 35.2831 | 1130 | 125 | 100 |  |  |  |  | Y | N | N |  | N | 3484_B_142B;3484_G_2 |  | 5956 | 5955.7993
7030_B_U1 | TX | 48395 | TWIN OAKS | Major Oak Power | 7552911 | 12332013 | 7030 | U1 | 7030 | U1 | 13 | 000021 | 74.8008 | 19.7803 | 1098.3147 | 197.4159 | 197.4 | 1254.3453 | 1.0231 | 2022 | 340 | 12.5 | 355 | -1 | 87 | 22111 | -96.6963 | 31.0929 | 1620 | 125 | 100 |  | 152 | N | Lignite, Subbituminous | Y | N | N | 9999 | N |  | Coal Steam | 8610 | 8607.6602 | 11608
7030_B_U2 | TX | 48395 | TWIN OAKS | Major Oak Power | 7552911 | 12334713 | 7030 | U2 | 7030 | U2 | 13 | 000017 | 61.1771 | 16.2762 | 908.8689 | 227.5072 | 227.5 | 1060.0868 | 0.9034 | 2022 | 340 | 12.5 | 355 | -1 | 87 | 22111 | -96.6959 | 31.0932 | 1620 | 125 | 100 |  | 153 | N | Lignite, Subbituminous | Y | N | N | 9999 | N |  | Coal Steam | 7933 | 7930.6899 | 11407
6180_B_1 | TX | 48395 | OAK GROVE STEAM ELECTRIC STATION | Oak Grove (TX) | 13385811 | 71177813 | 6180 | 1 | 6180 | 1 | 8 | 000015 | 7827.27 | 11.123 | 2295.3577 | 851.8848 | 851.883 | 4296.8198 | 2.7991 | 2022 | 450 | 32.6 | 138 | -1 | 56 | 22111 | -96.4885 | 31.181 | 9940 | 125 | 100 |  | 855 | N | Lignite | Y | N | N | 9999 | N |  | Coal Steam | 7492 | 7491.1899 | 10406
6180_B_2 | TX | 48395 | OAK GROVE STEAM ELECTRIC STATION | Oak Grove (TX) | 13385811 | 91482013 | 6180 | 2 | 6180 | 2 | 8 | 000017 | 5165.679 | 8.3951 | 2292.4711 | 1062.872 | 1062.871 | 4473.628 | 6.4421 | 2022 | 450 | 32.6 | 138 | -1 | 56 | 22111 | -96.4891 | 31.1818 | 9650 | 125 | 100 |  | 855 | N | Lignite | Y | N | N | 9999 | N |  | Coal Steam | 8207 | 8206.9688 | 10472
6146_B_1 | TX | 48401 | MARTIN LAKE ELECTRICAL STATION | Martin Lake | 4207311 | 35676413 | 6146 | 1 | 6146 | 1 | 11 | 000006 | 14727.73 |  | 3043.2308 | 606.4713 | 316.3864 | 4589.7854 | 80.7608 | 2022 | 452 | 23 | 212 | -1 | 89.4 | 22111 | -94.5713 | 32.2606 | 8520 | 125 | 100 |  | 800 | N | Lignite, Subbituminous | Y | N | N | 9999 | N |  | Coal Steam | 8017 | 7561.9907 | 11495
6146_B_2 | TX | 48401 | MARTIN LAKE ELECTRICAL STATION | Martin Lake | 4207311 | 35676113 | 6146 | 2 | 6146 | 2 | 11 | 000007 | 15380.6 |  | 2868.2689 | 597.2574 | 337.5801 | 6019.8949 | 89.9238 | 2022 | 452 | 23 | 206 | -1 | 92 | 22111 | -94.5708 | 32.2597 | 8520 | 125 | 100 |  | 805 | N | Lignite, Subbituminous | Y | N | N | 9999 | N |  | Coal Steam | 6916 | 8400.6992 | 11314
6146_B_3 | TX | 48401 | MARTIN LAKE ELECTRICAL STATION | Martin Lake | 4207311 | 35676013 | 6146 | 3 | 6146 | 3 | 11 | 000008 | 12988.63 |  | 3083.7895 | 557.8637 | 371.909 | 6458.9756 | 90.0285 | 2022 | 452 | 23 | 218 | -1 | 92 | 22111 | -94.5703 | 32.2589 | 8520 | 125 | 100 |  | 805 | N | Lignite, Subbituminous | Y | N | N | 9999 | N |  | Coal Steam | 8291 | 8387.0205 | 11423
55132_G_GTG1 | TX | 48401 | ELECTRIC POWER GENERATION | Tenaska Gateway Generating Station | 6498311 | 19524013 | 55132 | OGTDB1 | 55132 | GTG1 | 37 | 000006 | 51.3426 |  | 171.6962 | 64.108 | 64.108 | 3.0389 | 4.482 | 2022 | 153 | 18 | 250 | -1 | 61 | 22111 | -94.6192 | 32.0179 | 1670 | 125 | 120 |  | 147 | N | Natural Gas, Distillate Fuel Oil | Y | N | N | 9999 | N | 55132_G_STG1;55132_G_GTG1 | Combined Cycle | 6255 | 6248.3105 | 7412
55132_G_GTG2 | TX | 48401 | ELECTRIC POWER GENERATION | Tenaska Gateway Generating Station | 6498311 | 19524513 | 55132 | OGTDB2 | 55132 | GTG2 | 37 | 000007 | 65.2596 |  | 177.2767 | 9.6985 | 9.6985 | 3.0088 | 4.6492 | 2022 | 153 | 18 | 250 | -1 | 61 | 22111 | -94.6192 | 32.0176 | 1670 | 125 | 120 |  | 149 | N | Natural Gas, Distillate Fuel Oil | Y | N | N | 9999 | N |  | Combined Cycle | 6180 | 6178.6689 | 7412
55132_G_GTG3 | TX | 48401 | ELECTRIC POWER GENERATION | Tenaska Gateway Generating Station | 6498311 | 19524613 | 55132 | OGTDB3 | 55132 | GTG3 | 37 | 000008 | 61.608 |  | 160.7499 | 8.0386 | 8.0386 | 2.7804 | 10.0888 | 2022 | 153 | 18 | 250 | -1 | 61 | 22111 | -94.6192 | 32.0172 | 1670 | 125 | 120 |  | 147 | N | Natural Gas, Distillate Fuel Oil | Y | N | N | 9999 | N |  | Combined Cycle | 5715 | 5706.8794 | 7412
56603_G_SJC1 | TX | 48407 | SAN JACINTO COUNTY PEAKING FACILITY | San Jacinto County Peaking Facility | 14748511 | 90268613 | 56603 | SJCCT1 | 56603 | SJC1 | 6 | 000001 | 7.8156 |  | 9.2648 | 4.597 | 4.597 | 0.2009 | 3.6684 | 2022 | 56 | 14.75 | 900 | -1 | 129 | 22111 | -95.0118 | 30.4192 | 1050 | 125 | 120 |  | 73 | N | Natural Gas | Y | N | N | 9999 | N |  | Combustion Turbine | 824 | 875.5798 | 12649
56603_G_SJC2 | TX | 48407 | SAN JACINTO COUNTY PEAKING FACILITY | San Jacinto County Peaking Facility | 14748511 | 90268713 | 56603 | SJCCT2 | 56603 | SJC2 | 6 | 000002 | 7.5548 |  | 7.0793 | 3.26 | 3.26 | 0.1388 | 2.9629 | 2022 | 56 | 14.75 | 900 | -1 | 129 | 22111 | -95.0114 | 30.4192 | 1050 | 125 | 120 |  | 73 | N | Natural Gas | Y | N | N | 9999 | N |  | Combustion Turbine | 1397 | 622.5706 | 12649
55086_G_GT1A | TX | 48409 | GREGORY POWER FACILITY | Gregory Power Plant | 5780011 | 21678213 | 55086 | 101 | 55086 | GT1A | 52 | 000001 | 36.8 |  | 43.8398 | 14.0375 | 14.0375 | 0.9343 | 0.4679 | 2022 | 199 | 19 | 570 | -1 | 44.6 | 221121 | -97.2586 | 27.8889 | 2370 | 125 | 120 |  | 141 | N | Natural Gas | Y | N | N | 9999 | N |  | Combined Cycle | 2450 | 2449.9492 | 7939
55086_G_GT1B | TX | 48409 | GREGORY POWER FACILITY | Gregory Power Plant | 5780011 | 21678413 | 55086 | 102 | 55086 | GT1B | 52 | 000002 | 32.8 |  | 45.5336 | 12.871 | 12.871 | 0.9548 | 0.4827 | 2022 | 199 | 19 | 570 | -1 | 44.6 | 221121 | -97.2584 | 27.8885 | 2370 | 125 | 120 |  | 140 | N | Natural Gas | Y | N | N | 9999 | N |  | Combined Cycle | 2473 | 2472.6301 | 7939
55313_G_CTG1 | TX | 48409 | INGLESIDE PLANT | Ingleside Cogeneration | 5746611 | 21812113 |  |  | 55313 | CTG1 | 44 | 000048 | 13.62 |  | 225.85 | 18.1993 | 18.1993 | 0.637 | 1.6853 | 2022 | 125 | 19 | 301 | -1 | 55 | 325110 | -97.2453 | 27.8832 | 172 | 129 | 120 |  | 155 | Y | Natural Gas | N | Y | N | 9999 | N | 55313_G_CTG1;55313_G_STG | Combined Cycle | 8351 |  | 5500
55313_G_CTG2 | TX | 48409 | INGLESIDE PLANT | Ingleside Cogeneration | 5746611 | 21812013 |  |  | 55313 | CTG2 | 44 | 000049 | 9.85 |  | 226.3 | 9.5223 | 9.5223 | 0.6221 | 2.2983 | 2022 | 125 | 19 | 301 | -1 | 55 | 325110 | -97.2453 | 27.8828 | 172 | 129 | 120 |  | 155 | Y | Natural Gas | N | Y | N | 9999 | N |  | Combined Cycle | 8302 |  | 5500
3491_B_3 | TX | 48439 | HANDLEY STEAM ELECTRIC STATION | Handley | 4916711 | 29004713 | 3491 | 3 | 3491 | 3 | 7 | 000011 | 50.4256 | 4.4562 | 61.4854 | 17.9278 | 17.9278 | 1.4331 | 12.9742 | 2022 | 184 | 12.5 | 300 | -1 | 64 | 22111 | -97.2188 | 32.728 | 4070 | 125 | 100 |  | 395 | N | Natural Gas | Y | N | N | 9999 | N |  | O/G Steam | 2696 | 2695.6399 | 13605
3491_B_4 | TX | 48439 | HANDLEY STEAM ELECTRIC STATION | Handley | 4916711 | 29005413 | 3491 | 4 | 3491 | 4 | 7 | 000003 | 40.4897 | 0.8065 | 31.3697 | 17.5205 | 17.5205 | 1.3945 | 12.6792 | 2022 | 204 | 24.8 | 300 | -1 | 67 | 22111 | -97.2183 | 32.7275 | 5600 | 125 | 100 |  | 435 | N | Natural Gas, Distillate Fuel Oil | Y | N | N | 9999 | N |  | O/G Steam | 2355 | 2355.0005 | 13876
3491_B_5 | TX | 48439 | HANDLEY STEAM ELECTRIC STATION | Handley | 4916711 | 29005213 | 3491 | 5 | 3491 | 5 | 7 | 000004 | 11.5713 | 0.8322 | 32.5756 | 15.2031 | 15.2031 | 1.1941 | 11.0022 | 2022 | 204 | 24.8 | 300 | -1 | 67 | 22111 | -97.2178 | 32.7269 | 5600 | 125 | 100 |  | 435 | N | Natural Gas, Distillate Fuel Oil | Y | N | N | 9999 | N |  | O/G Steam | 2095 | 2095.3906 | 14103
6139_B_1 | TX | 48449 | WELSH POWER PLANT |  | 4164411 | 33937013 | 6139 | 1 |  |  | 5 | 000012 | 9256.14 |  | 2399.4986 | 80.66 | 32.9 | 5760.1114 | 16.1 | 2022 | 531 | 23 | 306 | -1 | 97.63 | 22111 | -94.8429 | 33.0557 | 5100 | 125 | 100 |  |  |  |  | Y | N | N |  | N |  |  | 6637 | 6637.0396
6139_B_3 | TX | 48449 | WELSH POWER PLANT |  | 4164411 | 33937713 | 6139 | 3 |  |  | 5 | 000010 | 4975.67 |  | 2292.923 | 19.8734 | 6.9 | 5140.2738 | 7.17 | 2022 | 531 | 23 | 268 | -1 | 86.67 | 22111 | -94.8429 | 33.0558 | 5100 | 125 | 100 |  |  |  |  | Y | N | N |  | N |  |  | 3372 | 5983.48
3548_G_GT1 | TX | 48453 | DECKER CREEK POWER PLANT | Decker Creek | 5021711 | 28729313 | 3548 | GT-1A | 3548 | GT1 | 2 | 000023 | 19.9529 |  | 29.2445 | 0.6922 | 0.6922 | 0.0102 | 1.527 | 2022 | 40 | 14 | 500 | -1 | 25 | 22111 | -97.6123 | 30.3046 | 312 | 125 | 120 |  | 52 | N | Natural Gas | Y | N | N | 9999 | N |  | Combustion Turbine | 239 | 238.72 | 11780
3548_G_GT2 | TX | 48453 | DECKER CREEK POWER PLANT | Decker Creek | 5021711 | 28728313 | 3548 | GT-2A | 3548 | GT2 | 2 | 000025 | 2.6961 |  | 4.4753 | 0.0304 | 0.0304 | 0.0013 | 0.187 | 2022 | 40 | 14 | 500 | -1 | 25 | 22111 | -97.6123 | 30.3048 | 312 | 125 | 120 |  | 52 | N | Natural Gas | Y | N | N | 9999 | N |  | Combustion Turbine | 37 | 36.53 | 11780
3548_G_GT3 | TX | 48453 | DECKER CREEK POWER PLANT | Decker Creek | 5021711 | 28727313 | 3548 | GT-3A | 3548 | GT3 | 2 | 000027 | 18.3066 |  | 26.0629 | 0.2352 | 0.2352 | 0.0079 | 0.8858 | 2022 | 40 | 14 | 500 | -1 | 25 | 22111 | -97.6125 | 30.305 | 312 | 125 | 120 | 213 | 52 | N | Natural Gas | Y | N | N | 9999 | N |  | Combustion Turbine | 213 | 212.75 | 11780
3548_G_GT4 | TX | 48453 | DECKER CREEK POWER PLANT | Decker Creek | 5021711 | 28728113 | 3548 | GT-4A | 3548 | GT4 | 2 | 000029 | 26.9079 |  | 34.7904 | 0.2846 | 0.2846 | 0.0017 | 2.5873 | 2022 | 40 | 14 | 500 | -1 | 25 | 22111 | -97.6121 | 30.3053 | 312 | 125 | 120 |  | 52 | N | Natural Gas | Y | N | N | 9999 | N |  | Combustion Turbine | 284 | 283.99 | 11780
50118_G_GEN10 | TX | 48453 | HAL C WEAVER POWER PLANT | Hal C Weaver Power Plant | 4181711 | 71521713 |  |  | 50118 | GEN10 | 13 | 000015 | 28.4415 | 1.3449 | 14.6852 | 4.1969 | 4.1969 | 0.0598 | 1.3354 | 2022 | 75 | 9 | 220 | -1 | 0.1 | 22111 | -97.7356 | 30.2869 | 290 | 125 | 120 |  | 33 | Y | Natural Gas, Distillate Fuel Oil | N | Y | N | 9999 | N |  | Combined Cycle | 4653 |  | 5500
50118_G_GEN7 | TX | 48453 | HAL C WEAVER POWER PLANT | Hal C Weaver Power Plant | 4181711 | 33862613 |  |  | 50118 | GEN7 | 13 | 000006 | 6.7342 |  | 13.4683 | 2.3893 | 2.3893 | 0.0302 | 0.0609 | 2022 | 110 | 10 | 300 | -1 | 29 | 22111 | -97.7352 | 30.2862 | 634 | 125 | 100 |  | 27.6 | Y | Natural Gas, Distillate Fuel Oil | N | Y | N | 9999 | N |  | Combined Cycle | 5214 |  | 5500
50118_G_GEN8 | TX | 48453 | HAL C WEAVER POWER PLANT | Hal C Weaver Power Plant | 4181711 | 33862313 |  |  | 50118 | GEN8 | 13 | 000009 | 54.3195 |  | 274.318 | 5.9076 | 5.9076 | 0.0841 | 1.8797 | 2022 | 150 | 10 | 500 | -1 | 74 | 22111 | -97.7362 | 30.2868 | 432 | 125 | 120 |  | 46.5 | Y | Natural Gas, Distillate Fuel Oil | N | Y | N | 9999 | N |  | Combined Cycle | 4261 |  | 5500
50118_G_GEN9 | TX | 48453 | HAL C WEAVER POWER PLANT | Hal C Weaver Power Plant | 4181711 | 71521813 |  |  | 50118 | GEN9 | 13 | 000016 | 2.5406 | 0.109 | 1.4343 | 0.4435 | 0.4435 | 0.0056 | 0.3209 | 2022 | 75 | 9 | 220 | -1 | 0.1 | 22111 | -97.7356 | 30.2869 | 115 | 125 | 100 |  | 26.1 | Y | Natural Gas, Distillate Fuel Oil | N | Y | N | 9999 | N |  | Combined Cycle | 3492 |  | 5500
7900_G_5C | TX | 48453 | SAND HILL ENERGY CENTER | Sand Hill | 9071611 | 57559513 | 7900 | SH5 | 7900 | 5C | 343 | 000013 | 95.3805 | 1.0847 | 57.81 | 14.0731 | 14.0731 | 2.9304 | 1.3289 | 2022 | 127 | 19 | 550 | -1 | 57 | 22111 | -97.6125 | 30.2109 | 2530 | 125 | 120 |  | 151 | N | Natural Gas | Y | N | N | 9999 | N | 7900_G_5A;7900_G_5C | Combined Cycle | 7210 | 7209.6802 | 7929
7900_G_SH1 | TX | 48453 | SAND HILL ENERGY CENTER | Sand Hill | 9071611 | 57558813 | 7900 | SH1 | 7900 | SH1 | 343 | 000001 | 15.1491 | 0.713 | 6.5769 | 1.4092 | 1.4092 | 0.1707 | 0.2759 | 2022 | 85 | 12 | 500 | -1 | 83.7 | 22111 | -97.6134 | 30.2086 | 468 | 125 | 120 |  | 47.3 | N | Natural Gas | Y | N | N | 9999 | N |  | Combustion Turbine | 1754 | 1754.3297 | 10745
7900_G_SH2 | TX | 48453 | SAND HILL ENERGY CENTER | Sand Hill | 9071611 | 57558913 | 7900 | SH2 | 7900 | SH2 | 343 | 000002 | 12.4104 | 0.932 | 6.635 | 1.3789 | 1.3789 | 0.1726 | 0.2735 | 2022 | 85 | 12 | 500 | -1 | 83.7 | 22111 | -97.6136 | 30.2086 | 468 | 125 | 120 |  | 47.3 | N | Natural Gas | Y | N | N | 9999 | N |  | Combustion Turbine | 1783 | 1783.0602 | 10745
7900_G_SH3 | TX | 48453 | SAND HILL ENERGY CENTER | Sand Hill | 9071611 | 57559013 | 7900 | SH3 | 7900 | SH3 | 343 | 000003 | 15.7056 | 1.1162 | 6.7038 | 1.1853 | 1.1853 | 0.1485 | 0.163 | 2022 | 85 | 12 | 500 | -1 | 83.7 | 22111 | -97.6138 | 30.2085 | 468 | 125 | 120 |  | 47.3 | N | Natural Gas | Y | N | N | 9999 | N |  | Combustion Turbine | 1524 | 1523.9794 | 10745
7900_G_SH4 | TX | 48453 | SAND HILL ENERGY CENTER | Sand Hill | 9071611 | 57559113 | 7900 | SH4 | 7900 | SH4 |  |  | 14.1564 | 1.023 | 6.7606 | 1.3169 | 1.3169 | 0.1586 | 0.2231 |  | 85 | 12 | 500 | -1 | 83.7 | 22111 | -97.614 | 30.2084 |  | 125 | 120 |  | 47.3 | N | Natural Gas | Y | N | N | 9999 | N |  | Combustion Turbine |  | 1634.1105 | 10745
7900_G_SH6 | TX | 48453 | SAND HILL ENERGY CENTER | Sand Hill | 9071611 | 92290713 | 7900 | SH6 | 7900 | SH6 | 343 | 000019 | 18.0841 | 0.701 | 5.0389 | 1.2056 | 1.2056 | 0.1485 | 2.533 | 2022 | 85 | 12 | 840 | -1 | 89 | 22111 | -97.6129 | 30.2087 | 468 | 125 | 120 |  | 47.3 | N | Natural Gas | Y | N | N | 9999 | N |  | Combustion Turbine | 1541 | 1541.3602 | 10745
7900_G_SH7 | TX | 48453 | SAND HILL ENERGY CENTER | Sand Hill | 9071611 | 92290813 | 7900 | SH7 | 7900 | SH7 | 343 | 000020 | 17.9762 | 0.377 | 4.9887 | 1.1984 | 1.1984 | 0.1445 | 1.6178 | 2022 | 85 | 12 | 840 | -1 | 89 | 22111 | -97.6129 | 30.2087 | 468 | 125 | 120 |  | 47.3 | N | Natural Gas | Y | N | N | 9999 | N |  | Combustion Turbine | 1503 | 1503.1199 | 10745
3548_B_2 | TX | 48453 | DECKER CREEK POWER PLANT |  | 5021711 | 28727613 | 3548 | 2 |  |  | 2 | 000002 | 10.166 |  | 59.4814 | 0.1938 | 0.1936 | 0.2842 | 1.1664 | 2022 | 234 | 10 | 300 | -1 | 55 | 22111 | -97.6121 | 30.304 | 4170 | 125 | 100 |  |  |  |  | Y | N | N |  | N |  |  | 936 | 936.16
3548_G_GT4B | TX | 48453 | DECKER CREEK POWER PLANT |  | 5021711 | 28727913 | 3548 | GT-4B |  |  |  |  | 27.0203 |  | 33.7386 | 0.2858 | 0.2858 | 0.0017 | 2.5981 |  | 40 | 14 | 500 | -1 | 25 | 22111 | -97.6117 | 30.3051 |  | 125 | 120 |  |  |  |  | Y | N | N |  | N |  |  |  | 275.4099
3548_G_GT1B | TX | 48453 | DECKER CREEK POWER PLANT |  | 5021711 | 28729213 | 3548 | GT-1B |  |  | 2 | 000024 | 21.7435 |  | 30.329 | 0.7544 | 0.7544 | 0.0111 | 1.664 | 2022 | 40 | 14 | 500 | -1 | 25 | 22111 | -97.612 | 30.3045 | 312 | 125 | 120 | 213 |  |  |  | Y | N | N |  | N |  |  | 248 | 247.57
3548_G_GT3B | TX | 48453 | DECKER CREEK POWER PLANT |  | 5021711 | 28728213 | 3548 | GT-3B |  |  | 2 | 000028 | 19.507 |  | 25.921 | 0.2507 | 0.2507 | 0.0084 | 0.9439 | 2022 | 40 | 14 | 500 | -1 | 25 | 22111 | -97.6118 | 30.3049 | 312 | 125 | 120 |  |  |  |  | Y | N | N |  | N |  |  | 212 | 211.59
3548_G-GT2B | TX | 48453 | DECKER CREEK POWER PLANT |  | 5021711 | 28727413 | 3548 | GT-2B |  |  | 2 | 000026 | 18.0648 |  | 26.7843 | 0.204 | 0.204 | 0.0087 | 1.2529 | 2022 | 40 | 14 | 500 | -1 | 25 | 22111 | -97.6119 | 30.3047 | 312 | 125 | 120 |  |  |  |  | Y | N | N |  | N |  |  | 219 | 218.64
10790_G_GEN1 | TX | 48469 | VICTORIA SITE | Victoria Texas Plant | 5679711 | 22078613 |  |  | 10790 | GEN1 | 1 | 000144 | 18.6031 | 39.4688 | 79.63 | 8.0273 | 7.9078 | 1.7905 | 7.121 | 2022 | 75 | 18 | 306 | -1 | 48 | 325110 | -96.9564 | 28.6728 | 400 | 129 | 100 |  | 75 | Y | Natural Gas | N | Y | N | 9999 | N |  | Combustion Turbine | 8760 |  | 8700
3443_G_7 | TX | 48469 | VICTORIA POWER STATION | Victoria | 6497211 | 71675313 | 3443 | 9 | 3443 | 7 | 3 | 000014 | 19.4981 | 24.1286 | 64.4554 | 22.175 | 22.175 | 2.3271 | 10.7226 | 2022 | 150 | 18 | 250 | -1 | 51.5 | 22111 | -97.0107 | 28.7891 | 2350 | 125 | 120 |  | 176 | N | Natural Gas | Y | N | N | 9999 | N | 3443_G_7;3443_G_5 | Combined Cycle | 4502 | 4500.8394 | 7989
3631_G_4 | TX | 48469 | SOUTH TEXAS ELECTRIC COOP | Sam Rayburn | 5863011 | 22230213 |  |  | 3631 | 4 | 9 | 000011 | 0.6179 |  | 2.3331 | 0.0418 | 0.0402 | 0.0005 | 0.073 | 2022 | 11 | 2 | 700 | -1 | 35 | 22111 | -97.1351 | 28.8923 | 17.2 | 125 | 160 |  | 0.9 | N | Distillate Fuel Oil | N | N | N | 9999 | N |  | Combustion Turbine | 218 |  | 10745
3631_G_5 | TX | 48469 | SOUTH TEXAS ELECTRIC COOP | Sam Rayburn | 5863011 | 22230313 |  |  | 3631 | 5 | 9 | 000012 | 0.6813 |  | 2.5725 | 0.0461 | 0.0443 | 0.0006 | 0.0805 | 2022 | 11 | 2 | 700 | -1 | 35 | 22111 | -97.1352 | 28.8924 | 17.2 | 125 | 160 |  | 0.9 | N | Distillate Fuel Oil | N | N | N | 9999 | N |  | Combustion Turbine | 206 |  | 10745
3631_G_7 | TX | 48469 | SOUTH TEXAS ELECTRIC COOP | Sam Rayburn | 5863011 | 71565913 | 3631 | CT7 | 3631 | 7 | 9 | 000015 | 11.7106 | 0.4416 | 10.9972 | 3.644 | 3.644 | 0.3031 | 1.1595 | 2022 | 111 | 13.1 | 500 | -1 | 40 | 22111 | -97.1344 | 28.8953 | 435 | 125 | 120 |  | 49 | N | Natural Gas, Distillate Fuel Oil | Y | N | N | 9999 | N | 3631_G_10;3631_G_7 | Combined Cycle | 2703 | 3442.53 | 9732
3631_G_8 | TX | 48469 | SOUTH TEXAS ELECTRIC COOP | Sam Rayburn | 5863011 | 71566013 | 3631 | CT8 | 3631 | 8 | 9 | 000016 | 12.7653 | 0.719 | 9.7716 | 3.3628 | 3.3628 | 0.3001 | 1.07 | 2022 | 111 | 13.1 | 500 | -1 | 40 | 22111 | -97.1347 | 28.8953 | 435 | 125 | 120 |  | 49 | N | Natural Gas, Distillate Fuel Oil | Y | N | N | 9999 | N |  | Combined Cycle | 2066 | 3416.5293 | 9732
3631_G_9 | TX | 48469 | SOUTH TEXAS ELECTRIC COOP | Sam Rayburn | 5863011 | 71566113 | 3631 | CT9 | 3631 | 9 | 9 | 000017 | 7.9525 | 0.2687 | 24.0815 | 3.6922 | 3.6922 | 0.3293 | 1.1748 | 2022 | 111 | 13.1 | 500 | -1 | 40 | 22111 | -97.135 | 28.895 | 435 | 125 | 120 |  | 48 | N | Natural Gas, Distillate Fuel Oil | Y | N | N | 9999 | N |  | Combined Cycle | 2656 | 3479.7305 | 9732
61241_G_VC-1 | TX | 48469 | VICTORIA CITY PEAKING FACILITY | Tres City Power LLC | 18974111 | 136703813 | 61241 | CT1 | 61241 | VC-1 | 50 | 000001 | 6 |  | 1.2373 | 0.7 | 0.7 | 0.0603 | 0.22 | 2022 | 100 | 12 | 200 | -1 | 121.5 | 22111 | -97.0094 | 28.7853 | 473 | 125 | 120 |  | 43 | N | Natural Gas | Y | N | N | 9999 | N |  | Combustion Turbine | 1666 | 623.14 | 10745
61241_G_VC-2 | TX | 48469 | VICTORIA CITY PEAKING FACILITY | Tres City Power LLC | 18974111 | 136703913 | 61241 | CT2 | 61241 | VC-2 | 50 | 000002 | 2.1 |  | 0.6589 | 0.26 | 0.26 | 0.0246 | 0.08 | 2022 | 100 | 12 | 200 | -1 | 121.5 | 22111 | -97.0094 | 28.7853 | 473 | 125 | 120 |  | 43 | N | Natural Gas | Y | N | N | 9999 | N |  | Combustion Turbine | 1422 | 251.14 | 10745
61242_G_VP-1 | TX | 48469 | VICTORIA PORT PEAKING FACILITY | Tres Port Power, LLC | 18970711 | 136701613 | 61242 | CT1 | 61242 | VP-1 | 49 | 000001 | 5.2 | 0.19 | 1.1533 | 0.64 | 0.64 | 0.0532 | 0.21 | 2022 | 100 | 12 | 200 | -1 | 121.5 | 22111 | -96.9453 | 28.6958 | 473 | 125 | 120 |  | 50 | N | Natural Gas | Y | N | N | 9999 | N |  | Combustion Turbine | 680 | 547.5001 | 10745
61242_G_VP-2 | TX | 48469 | VICTORIA PORT PEAKING FACILITY | Tres Port Power, LLC | 18970711 | 136701713 | 61242 | CT2 | 61242 | VP-2 | 49 | 000002 | 5.4 | 0.25 | 1.4575 | 0.88 | 0.88 | 0.0707 | 0.28 | 2022 | 100 | 12 | 200 | -1 | 121.5 | 22111 | -96.9453 | 28.6958 | 473 | 125 | 120 |  | 50 | N | Natural Gas | Y | N | N | 9999 | N |  | Combustion Turbine | 156 | 703.4102 | 10745
3631_G_1 | TX | 48469 | SOUTH TEXAS ELECTRIC COOP |  | 5863011 | 22230713 |  |  |  |  | 9 | 000002 | 0.0202 |  | 0.0788 | 0.0016 | 0.0016 | 0.0001 | 0.0005 | 2022 | 27 | 10.3 | 500 | -1 | 9.6 | 22111 | -97.1352 | 28.8925 | 220 | 125 | 120 |  |  |  |  | N | N | N |  | N |  |  | 2
3494_G_CT1 | TX | 48475 | PERMIAN BASIN STEAM ELECTRIC STATION | Permian Basin | 8515911 | 955213 | 3494 | CT1 | 3494 | CT1 | 4 | 000014 | 4.8086 |  | 24.1159 | 1.4283 | 1.4283 | 0.1178 | 0.2121 | 2022 | 50 | 20 | 700 | -1 | 70 | 22111 | -102.9597 | 31.5828 | 1060 | 125 | 120 |  | 63 | N | Natural Gas, Distillate Fuel Oil | Y | N | N | 9999 | N |  | Combustion Turbine | 334 | 333.9902 | 14092
3494_G_CT2 | TX | 48475 | PERMIAN BASIN STEAM ELECTRIC STATION | Permian Basin | 8515911 | 954313 | 3494 | CT2 | 3494 | CT2 | 4 | 000017 | 4.8301 |  | 27.1536 | 1.4923 | 1.4923 | 0.1155 | 0.2222 | 2022 | 50 | 20 | 700 | -1 | 70 | 22111 | -102.9594 | 31.5831 | 1060 | 125 | 120 |  | 64 | N | Natural Gas, Distillate Fuel Oil | Y | N | N | 9999 | N |  | Combustion Turbine | 352 | 351.0602 | 14093
3494_G_CT3 | TX | 48475 | PERMIAN BASIN STEAM ELECTRIC STATION | Permian Basin | 8515911 | 954213 | 3494 | CT3 | 3494 | CT3 | 4 | 000018 | 9.2924 |  | 51.3549 | 2.9544 | 2.9544 | 0.1773 | 0.4451 | 2022 | 50 | 20 | 700 | -1 | 70 | 22111 | -102.9592 | 31.5831 | 1060 | 125 | 120 |  | 64 | N | Natural Gas, Distillate Fuel Oil | Y | N | N | 9999 | N |  | Combustion Turbine | 705 | 704.0501 | 14092
3494_G_CT4 | TX | 48475 | PERMIAN BASIN STEAM ELECTRIC STATION | Permian Basin | 8515911 | 954413 | 3494 | CT4 | 3494 | CT4 | 4 | 000016 | 9.698 |  | 63.3474 | 3.4853 | 3.4853 | 0.2188 | 0.524 | 2022 | 50 | 20 | 700 | -1 | 70 | 22111 | -102.9589 | 31.5831 | 1060 | 125 | 120 |  | 64 | N | Natural Gas, Distillate Fuel Oil | Y | N | N | 9999 | N |  | Combustion Turbine | 782 | 781.9896 | 14091
3494_G_CT5 | TX | 48475 | PERMIAN BASIN STEAM ELECTRIC STATION | Permian Basin | 8515911 | 954513 | 3494 | CT5 | 3494 | CT5 | 4 | 000015 | 7.2707 |  | 47.6042 | 2.6891 | 2.6891 | 0.1671 | 0.4044 | 2022 | 50 | 12 | 570 | -1 | 70 | 22111 | -102.9586 | 31.5833 | 1060 | 125 | 120 |  | 65 | N | Natural Gas, Distillate Fuel Oil | Y | N | N | 9999 | N |  | Combustion Turbine | 605 | 604.5401 | 14091
3439_G_4 | TX | 48479 | LAREDO POWER STATION | Laredo | 5023911 | 71575913 | 3439 | 4 | 3439 | 4 | 2 | 000018 | 0.74 | 0.15 | 1.2161 | 0.34 | 0.34 | 0.0558 | 0.1507 | 2022 | 90 | 13.5 | 793 | -1 | 68 | 22111 | -99.5089 | 27.5675 | 1010 | 125 | 120 |  | 90.1 | N | Natural Gas | Y | N | N | 9999 | N |  | Combustion Turbine | 385 | 300.01 | 10745
3439_G_5 | TX | 48479 | LAREDO POWER STATION | Laredo | 5023911 | 71576013 | 3439 | 5 | 3439 | 5 | 2 | 000019 | 0.51 | 0.18 | 0.7188 | 0.25 | 0.25 | 0.0375 | 0.0465 | 2022 | 90 | 13.5 | 793 | -1 | 68 | 22111 | -99.5083 | 27.5677 | 1010 | 125 | 120 |  | 87.3 | N | Natural Gas | Y | N | N | 9999 | N |  | Combustion Turbine | 251 | 190.14 | 10745
56350_G_CT1A | TX | 48481 | COLORADO BEND I | Colorado Bend Energy Center | 13392711 | 71581513 | 56350 | CT1A | 56350 | CT1A | 306 | 000001 | 43.7405 | 1.556 | 34.5249 | 14.671 | 14.671 | 1.2481 | 7.9839 | 2022 | 120 | 14 | 223 | -1 | 84.5 | 22111 | -96.0693 | 29.288 | 1120 | 125 | 120 |  | 85 | N | Natural Gas | Y | N | N | 9999 | N |  | Combined Cycle | 5308 | 4941.5 | 8440
56350_G_CT1B | TX | 48481 | COLORADO BEND I | Colorado Bend Energy Center | 13392711 | 71581613 | 56350 | CT1B | 56350 | CT1B | 306 | 000002 | 32.5068 | 1.5378 | 34.6895 | 14.4988 | 14.4988 | 1.2308 | 8.1952 | 2022 | 120 | 14 | 223 | -1 | 84.5 | 22111 | -96.0689 | 29.2882 | 1120 | 125 | 120 |  | 85 | N | Natural Gas | Y | N | N | 9999 | N |  | Combined Cycle | 5335 | 4863.6104 | 8440
56350_G_CT2A | TX | 48481 | COLORADO BEND I | Colorado Bend Energy Center | 13392711 | 71581813 | 56350 | CT2A | 56350 | CT2A | 306 | 000004 | 38.658 | 1.0968 | 23.6788 | 10.3409 | 10.3409 | 0.9232 | 5.2223 | 2022 | 120 | 14 | 223 | -1 | 84.5 | 22111 | -96.0675 | 29.2888 | 1120 | 125 | 120 |  | 85 | N | Natural Gas | Y | N | N | 9999 | N |  | Combined Cycle | 5124 | 3694.1299 | 8440
56350_G_CT2B | TX | 48481 | COLORADO BEND I | Colorado Bend Energy Center | 13392711 | 71581913 | 56350 | CT2B | 56350 | CT2B | 306 | 000005 | 15.304 | 1.0416 | 21.7999 | 9.8212 | 9.8212 | 0.8572 | 5.2826 | 2022 | 120 | 14 | 223 | -1 | 84.5 | 22111 | -96.068 | 29.2886 | 1120 | 125 | 120 |  | 85 | N | Natural Gas | Y | N | N | 9999 | N |  | Combined Cycle | 5135 | 3366.6294 | 8440
60122_G_CT7 | TX | 48481 | COLORADO BEND II | Colorado Bend II | 17978911 | 127865113 | 60122 | CT7 | 60122 | CT7 | 316 | 000002 | 10.119 | 25.2294 | 46.6984 | 48.7809 | 48.7809 | 6.6358 | 0.5177 | 2022 | 150 | 22 | 165 | -1 | 67.5 | 22111 | -96.0657 | 29.2891 | 4560 | 125 | 140 |  | 329.3 | N | Natural Gas | Y | N | N | 9999 | N |  | Combined Cycle | 7214 | 7214.27 | 7050
60122_G_CT8 | TX | 48481 | COLORADO BEND II | Colorado Bend II | 17978911 | 127865213 | 60122 | CT8 | 60122 | CT8 | 316 | 000003 | 2.234 | 31.3041 | 43.0642 | 50.3005 | 50.3005 | 5.9908 | 0.422 | 2022 | 150 | 22 | 165 | -1 | 67.5 | 22111 | -96.0664 | 29.2894 | 4560 | 125 | 140 |  | 335 | N | Natural Gas | Y | N | N | 9999 | N |  | Combined Cycle | 6476 | 6476.2603 | 7050
60122_G_STG9 | TX | 48481 | COLORADO BEND II | Colorado Bend II | 17978911 | 127865913 |  |  | 60122 | STG9 | 316 | 000010 |  |  |  | 0.0132 | 0.0132 |  | 0.0132 | 2022 | 30 | 0.5 | 115 | -1 | 0.1 | 22111 | -96.0652 | 29.2893 |  | 125 | 999 |  | 478.4 | N | Natural Gas | N | N | N | 9999 | N |  | Combined Cycle | 8760 |  | 7050
50137_G_GEN1 | TX | 48481 | WHARTON COUNTY GENERATION FACILITY |  | 8516011 | 953713 | 50137 | 1 |  |  | 49 | 000001 | 2.376 |  | 0.4122 | 0.0017 | 0.0017 | 0.0004 | 0.0108 | 2022 | 72 | 18.5 | 550 | -1 | 60 | 22111 | -95.8988 | 29.2641 | 895 | 125 | 120 |  |  |  |  | Y | N | N |  | N |  |  | 5 | 4.32
50127_G_GTA | TX | 48485 | WICHITA FALLS COGENERATION PLANT | Signal Hill Generating LLC | 5127311 | 25206313 |  |  | 50127 | GTA | 27 | 000001 | 0.5125 |  | 2.4377 | 0.0684 | 0.0684 | 0.0052 | 0.0129 | 2022 | 50 | 7.5 | 300 | -1 | 46.4 | 22111 | -98.5898 | 33.8631 | 208 | 125 | 120 | 61 | 19.7 | N | Natural Gas | N | N | N | 9999 | N |  | Combined Cycle | 169 |  | 14659
50127_G_GTB | TX | 48485 | WICHITA FALLS COGENERATION PLANT | Signal Hill Generating LLC | 5127311 | 25206213 |  |  | 50127 | GTB | 27 | 000002 | 0.4843 |  | 2.7227 | 0.0698 | 0.0698 | 0.0053 | 0.0104 | 2022 | 50 | 7.5 | 300 | -1 | 46.4 | 22111 | -98.5894 | 33.8631 | 208 | 125 | 120 |  | 19.7 | N | Natural Gas | N | N | N | 9999 | N |  | Combined Cycle | 172 |  | 14659
50127_G_GTC | TX | 48485 | WICHITA FALLS COGENERATION PLANT | Signal Hill Generating LLC | 5127311 | 25206113 |  |  | 50127 | GTC | 27 | 000003 | 0.8561 |  | 3.1963 | 0.0865 | 0.0865 | 0.0066 | 0.0204 | 2022 | 50 | 7.5 | 300 | -1 | 46.4 | 22111 | -98.5891 | 33.8631 | 208 | 125 | 120 |  | 19.7 | N | Natural Gas | N | N | N | 9999 | N |  | Combined Cycle | 220 |  | 14659
55320_G_GT1 | TX | 48497 | WISE CO POWER PLANT | Wise County Power LLC | 9051811 | 57567513 | 55320 | GT-1 | 55320 | GT1 | 678 | 000001 | 28.2505 | 42.5495 | 97.3009 | 8.9763 | 8.9753 | 3.1545 | 14.4102 | 2022 | 150 | 20 | 500 | -1 | 74.7 | 22111 | -97.9102 | 33.0606 | 2490 | 125 | 120 |  | 245 | N | Natural Gas | Y | N | N | 9999 | N | 55320_G_ST1;55320_G_GT1 | Combined Cycle | 4638 | 4638.3198 | 7281
55320_G_GT2 | TX | 48497 | WISE CO POWER PLANT | Wise County Power LLC | 9051811 | 57567613 | 55320 | GT-2 | 55320 | GT2 | 678 | 000002 | 35.5385 | 17.1889 | 97.6707 | 9.6225 | 9.6225 | 3.1475 | 16.8048 | 2022 | 150 | 20 | 500 | -1 | 74.7 | 22111 | -97.9093 | 33.0606 | 2490 | 125 | 120 |  | 245 | N | Natural Gas | Y | N | N | 9999 | N |  | Combined Cycle | 4705 | 4705.29 | 7281
55065_G_GEN1 | TX | 48501 | MUSTANG ELECTRIC STATION | Mustang Station | 5129311 | 25190413 | 55065 | 1 | 55065 | GEN1 | 39 | 000006 | 39.9973 |  | 119.5742 | 19.3844 | 19.3844 | 1.7832 | 6.1686 | 2022 | 118 | 12 | 500 | -1 | 71.6 | 22111 | -102.7417 | 32.9728 | 1710 | 125 | 120 |  | 154.6 | N | Natural Gas | Y | N | N | 9999 | N | 55065_G_GEN1;55065_G_GEN3 | Combined Cycle | 4450 | 4449.7275 | 7999
55065_G_GEN2 | TX | 48501 | MUSTANG ELECTRIC STATION | Mustang Station | 5129311 | 25190513 | 55065 | 2 | 55065 | GEN2 | 39 | 000007 | 38.301 |  | 94.4781 | 17.6954 | 17.6954 | 1.678 | 5.6317 | 2022 | 118 | 9 | 300 | -1 | 71.6 | 22111 | -102.7413 | 32.9724 | 1710 | 125 | 120 |  | 150.9 | N | Natural Gas | Y | N | N | 9999 | N |  | Combined Cycle | 4282 | 4281.6279 | 7999
56326_G_GEN1 | TX | 48501 | MUSTANG ELECTRIC STATION | Mustang Station Unit 4 | 5129311 | 110129013 | 56326 | GEN1 | 56326 | GEN1 | 39 | 000012 | 10.1097 |  | 45.8272 | 10.7181 | 10.7181 | 0.9703 | 3.4103 | 2022 | 110 | 16 | 1086 | -1 | 60 | 22111 | -102.7441 | 32.9748 | 1730 | 125 | 120 |  | 152.4 | N | Natural Gas | Y | N | N | 9999 | N |  | Combustion Turbine | 2510 | 2509.8188 | 11411
56326_G_GEN2 | TX | 48501 | MUSTANG ELECTRIC STATION | Mustang Station Unit 4 | 5129311 | 110129113 | 56326 | GEN2 | 56326 | GEN2 | 39 | 000013 | 14.7535 |  | 43.9278 | 9.7827 | 9.7827 | 0.8781 | 3.1128 | 2022 | 110 | 16 | 1086 | -1 | 60 | 22111 | -102.7433 | 32.9748 | 1730 | 125 | 120 |  | 148.9 | N | Natural Gas | Y | N | N | 9999 | N |  | Combustion Turbine | 2305 | 2305.1594 | 11411
56326_G_GEN3 | TX | 48501 | MUSTANG ELECTRIC STATION | Mustang Station Unit 4 | 5129311 | 110129213 | 56326 | GEN3 | 56326 | GEN3 | 39 | 000014 | 8.7471 |  | 43.8702 | 19.2853 | 19.2853 | 0.8565 | 2.9998 | 2022 | 120 | 16 | 1086 | -1 | 60 | 22111 | -102.7433 | 32.9748 | 1730 | 125 | 120 |  | 158 | N | Natural Gas | Y | N | N | 9999 | N |  | Combustion Turbine | 2143 | 2142.8108 | 11410
3490_B_1 | TX | 48503 | GRAHAM STEAM ELECTRIC STATION | Graham | 8532511 | 943013 | 3490 | 1 | 3490 | 1 | 1 | 000001 | 33.6458 |  | 112.1695 | 4.562 | 4.3076 | 0.3492 | 3.6496 | 2022 | 177 | 11 | 294 | -1 | 63 | 22111 | -98.612 | 33.135 | 2450 | 125 | 100 |  | 239 | N | Natural Gas | Y | N | N | 9999 | N |  | O/G Steam | 1226 | 1225.5608 | 12105
3490_B_2 | TX | 48503 | GRAHAM STEAM ELECTRIC STATION | Graham | 8532511 | 942913 | 3490 | 2 | 3490 | 2 | 1 | 000002 | 45.4367 |  | 150.3043 | 5.059 | 4.9001 | 0.4473 | 5.1362 | 2022 | 163 | 18 | 278 | -1 | 71 | 22111 | -98.612 | 33.1354 | 3760 | 125 | 100 |  | 390 | N | Natural Gas | Y | N | N | 9999 | N |  | O/G Steam | 1144 | 1143.23 | 11823
50951_B_1 | UT | 49007 | Sunnyside Cogeneration Associates- Sunnyside Cogeneration Facility |  | 5066411 | 25975713 | 50951 | 1 |  |  | 10096 | 11096 | 53.0676 | 0.17948 | 314.4124 | 17.4147 | 12.2699 | 373.2385 | 8.9302 | 2020 | 250 | 8.5 | 280 | 5183 | 91 | 221112 | -110.3908 | 39.5458 | 580 | 125 | 100 |  |  |  |  | N | N | N |  | N |  |  | 8033
3665_G_IC8 | UT | 49011 | Bountiful City Light and Power- Power Plant |  | 5067311 | 25964613 |  |  |  |  | 10120 | 171807 | 0.082316 |  | 3.3402 | 0.084217 | 0.084217 | 0.04341 | 0.026796 | 2022 | 50 | 3.5 | 902 | 334.8152 | 34.8 | 221112 | -111.8849 | 40.8853 | 5.3 | 125 | 690 |  |  |  |  | N | N | N |  | N |  |  | 595
8069_B_1 | UT | 49015 | PacifiCorp- Huntington Power Plant | Huntington | 5050611 | 25902813 | 8069 | 1 | 8069 | 1 |  |  | 2774.5231 | 0.35037 | 2525.8763 | 198.2566 | 149.2887 | 1261.2505 | 34.2736 |  | 600 | 24 | 113 | 21593 | 47.7 | 221112 | -111.0798 | 39.379 |  | 125 | 100 |  | 459 | N | Bituminous | Y | N | N | 2032 | N |  | Coal Steam |  | 7692.9194 | 10283
8069_B_2 | UT | 49015 | PacifiCorp- Huntington Power Plant | Huntington | 5050611 | 25903613 | 8069 | 2 | 8069 | 2 |  |  | 3703.5124 | 0.42803 | 3300.5029 | 197.2585 | 146.7342 | 1257.3348 | 41.345 |  | 600 | 24 | 117 | 21428 | 47.4 | 221112 | -111.0798 | 39.379 |  | 125 | 100 |  | 450 | N | Bituminous | Y | N | N | 2032 | N |  | Coal Steam |  | 8518.8301 | 10325
6165_B_1 | UT | 49015 | PacifiCorp- Hunter Power Plant | Hunter | 5050511 | 25906513 | 6165 | 1 | 6165 | 1 | 10237 | 4026 | 1943.7858 | 0.44904 | 1782.202 | 140.42 | 99.733 | 812.1391 | 41.8253 | 2022 | 600 | 24 | 115 | 20830 | 46 | 221112 | -111.0294 | 39.1714 | 480 | 125 | 100 |  | 446 | N | Bituminous | Y | N | N | 2031 | N |  | Coal Steam | 16 | 5780.7515 | 10279
6165_B_2 | UT | 49015 | PacifiCorp- Hunter Power Plant | Hunter | 5050511 | 25905313 | 6165 | 2 | 6165 | 2 | 10237 | 4028 | 1534.1212 | 0.39254 | 2635.0773 | 130.0916 | 88.2727 | 1208.832 | 38.2742 | 2022 | 600 | 24 | 116 | 22151 | 49 | 221112 | -111.0294 | 39.1714 | 480 | 125 | 100 |  | 446 | N | Bituminous | Y | N | N | 2032 | N |  | Coal Steam | 75 | 8710.21 | 10244
6165_B_3 | UT | 49015 | PacifiCorp- Hunter Power Plant | Hunter | 5050511 | 25905513 | 6165 | 3 | 6165 | 3 | 10237 | 4030 | 918.1739 | 0.46945 | 4071.5097 | 119.7806 | 81.6203 | 1249.1471 | 35.0562 | 2022 | 600 | 24 | 118 | 19677 | 43.5 | 221112 | -111.0294 | 39.1714 | 495 | 125 | 100 |  | 471 | N | Bituminous | Y | N | N | 2032 | N |  | Coal Steam | 3912 | 8100.9502 | 10156
56102_G_CT1A | UT | 49023 | PacifiCorp Energy: Currant Creek Power Plant | Currant Creek | 9093511 | 72099313 | 56102 | CTG1A | 56102 | CT1A | 12524 | 177207 | 10.7551 | 40.3639 | 46.1775 | 28.4545 | 28.4545 | 3.0796 | 9.6652 | 2020 | 165 | 16.8 | 201 | 18731.1807 | 84.5 | 221112 | -111.893 | 39.819 | 2140 | 125 | 120 |  | 135 | N | Natural Gas | Y | N | N | 9999 | N |  | Combined Cycle |  | 7253.6694 | 7520
56102_G_CT1B | UT | 49023 | PacifiCorp Energy: Currant Creek Power Plant | Currant Creek | 9093511 | 72099413 | 56102 | CTG1B | 56102 | CT1B | 12524 | 177208 | 5.1172 | 36.0141 | 44.9316 | 29.0508 | 29.0508 | 3.1975 | 8.6356 | 2022 | 165 | 16.8 | 196 | 18930.6844 | 85.4 | 221112 | -111.893 | 39.819 | 2140 | 125 | 120 | 109&139&65 | 135 | N | Natural Gas | Y | N | N | 9999 | N |  | Combined Cycle |  | 7646.2124 | 7520
56102_G_ST1 | UT | 49023 | PacifiCorp Energy: Currant Creek Power Plant | Currant Creek | 9093511 | 72099513 |  |  | 56102 | ST1 | 12524 | 177209 | 0.12184 | 0.0046416 | 0.14505 | 0.011024 | 0.011024 | 0.00087029 | 0.0079777 | 2020 | 35 | 2 | 72 | 11.938 | 3.8 | 221112 | -111.893 | 39.819 | 45 | 125 | 100 |  | 254 | N | Natural Gas | N | N | N | 9999 | N |  | Combined Cycle | 145 |  | 7520
6481_B_2SGA | UT | 49027 | Intermountain Power Service Corporation- Intermountain Generation Station |  | 7558311 | 11959313 | 6481 | 2SGA |  |  | 10327 | 2382 | 320.918 | 0.3626 | 4536.6489 | 334.442 | 334.442 | 895.1861 | 38.47 | 2022 | 712.5 | 28 | 117 | 29996.358 | 48.715 | 221112 | -112.5796 | 39.5085 | 950000 | 125 | 100 |  |  |  |  | Y | N | N |  | N |  |  | 6273 | 6272.75
6481_B_1SGA | UT | 49027 | Intermountain Power Service Corporation- Intermountain Generation Station |  | 7558311 | 11959213 | 6481 | 1SGA |  |  | 10327 | 2381 | 291.619 | 0.3295 | 3676.1304 | 306.574 | 306.574 | 768.7833 | 34.96 | 2022 | 712.5 | 28 | 118 | 29276.481 | 47.546 | 221112 | -112.5796 | 39.5085 | 950000 | 125 | 100 |  |  |  |  | Y | N | N |  | N |  |  | 6337 | 6336.75
3648_B_1 | UT | 49035 | Pacificorp Energy- Gadsby Power Plant | Gadsby | 7559311 | 11942113 | 3648 | 1 | 3648 | 1 | 10355 | 4025 | 27.8463 | 0.5436 | 21.5097 | 1.2911 | 1.2911 | 0.0887 | 0.93431 | 2022 | 250 | 11 | 258 | 5511.9243 | 58 | 221112 | -111.9292 | 40.7686 | 65 | 125 | 100 |  | 64 | N | Natural Gas | Y | N | N | 2032 | N |  | O/G Steam | 1202 | 1061.1001 | 14500
3648_B_2 | UT | 49035 | Pacificorp Energy- Gadsby Power Plant | Gadsby | 7559311 | 11942213 | 3648 | 2 | 3648 | 2 | 10355 | 9143 | 30.3371 | 0.74915 | 25.6137 | 1.7792 | 1.7792 | 0.1349 | 1.2876 | 2022 | 250 | 11 | 244 | 5987.0902 | 63 | 221112 | -111.9292 | 40.7686 | 80 | 125 | 100 |  | 69 | N | Natural Gas | Y | N | N | 2032 | N |  | O/G Steam | 1519 | 1374.1906 | 14500
3648_B_3 | UT | 49035 | Pacificorp Energy- Gadsby Power Plant | Gadsby | 7559311 | 11942313 | 3648 | 3 | 3648 | 3 | 10355 | 9144 | 8.2379 | 1.8328 | 59.5897 | 4.3528 | 4.3528 | 0.3289 | 3.1501 | 2022 | 250 | 11 | 258 | 6557.2892 | 69 | 221112 | -111.9292 | 40.7686 | 105 | 125 | 100 |  | 104 | N | Natural Gas | Y | N | N | 2032 | N |  | O/G Steam | 3296 | 2966.6858 | 14500
3648_G_4 | UT | 49035 | Pacificorp Energy- Gadsby Power Plant | Gadsby | 7559311 | 11941413 | 3648 | 4 | 3648 | 4 | 10355 | 174520 | 0.062205 | 0.13601 | 0.5273 | 0.086645 | 0.086645 | 0.0068 | 0.027569 | 2022 | 81 | 12 | 828 | 9850.7779 | 87.1 | 221112 | -111.9292 | 40.7686 | 368 | 125 | 290 |  | 39.6 | N | Natural Gas | Y | N | N | 2032 | N |  | Combustion Turbine | 198 | 128.67 | 14660
3648_G_5 | UT | 49035 | Pacificorp Energy- Gadsby Power Plant | Gadsby | 7559311 | 11941513 | 3648 | 5 | 3648 | 5 | 10355 | 174521 | 0.099477 | 0.15218 | 0.5325 | 0.096705 | 0.096705 | 0.0072 | 0.02 | 2022 | 81 | 12 | 828 | 9850.7779 | 87.1 | 221112 | -111.9292 | 40.7686 | 368 | 125 | 290 |  | 39.6 | N | Natural Gas | Y | N | N | 2032 | N |  | Combustion Turbine | 213 | 137.93 | 14660
3648_G_6 | UT | 49035 | Pacificorp Energy- Gadsby Power Plant | Gadsby | 7559311 | 11941613 | 3648 | 6 | 3648 | 6 | 10355 | 174522 | 0.11821 | 0.15371 | 0.5696 | 0.095284 | 0.095284 | 0.0068 | 0.019706 | 2022 | 81 | 12 | 828 | 9850.7779 | 87.1 | 221112 | -111.9292 | 40.7686 | 368 | 125 | 290 |  | 36.9 | N | Natural Gas | Y | N | N | 2032 | N |  | Combustion Turbine | 215 | 136.16 | 14660
55622_G_U1 | UT | 49035 | Utah Municipal Power Agency: West Valley Power Plant | West Valley Generation Project | 7684911 | 12121713 | 55622 | U1 | 55622 | U1 | 12495 | 171808 | 5.8661 | 0 | 6.0314 | 2.6509 | 2.6509 | 0.2347 | 0.84346 | 2022 | 81 | 12 | 830 | 10044 | 88.8 | 221118 | -112.031 | 40.665 | 364 | 125 | 290 | 139&312 | 37 | N | Natural Gas | Y | N | N | 9999 | N |  | Combustion Turbine | 2419 | 2418.625 | 10928
55622_G_U2 | UT | 49035 | Utah Municipal Power Agency: West Valley Power Plant | West Valley Generation Project | 7684911 | 12121813 | 55622 | U2 | 55622 | U2 | 12495 | 171809 | 1.4227 | 0 | 5.5334 | 2.1661 | 2.1661 | 0.1897 | 0.6892 | 2022 | 81 | 12 | 830 | 10044 | 88.808 | 221118 | -112.031 | 40.665 | 364 | 125 | 290 |  | 37 | N | Natural Gas | Y | N | N | 9999 | N |  | Combustion Turbine | 1976 | 1976.2249 | 10928
55622_G_U3 | UT | 49035 | Utah Municipal Power Agency: West Valley Power Plant | West Valley Generation Project | 7684911 | 12121913 | 55622 | U3 | 55622 | U3 | 12495 | 171810 | 9.1894 | 0 | 9.6467 | 4.655 | 4.655 | 0.4111 | 1.4811 | 2022 | 81 | 12 | 830 | 10044 | 88.8 | 221118 | -112.031 | 40.665 | 425 | 125 | 290 |  | 37 | N | Natural Gas | Y | N | N | 9999 | N |  | Combustion Turbine | 4177 | 4177.2603 | 10928
55622_G_U4 | UT | 49035 | Utah Municipal Power Agency: West Valley Power Plant | West Valley Generation Project | 7684911 | 12122013 | 55622 | U4 | 55622 | U4 | 12495 | 171811 | 10.058 | 0 | 8.8381 | 4.0583 | 4.0583 | 0.3691 | 1.2913 | 2022 | 81 | 12 | 830 | 10044 | 88.8 | 221118 | -112.031 | 40.665 | 364 | 125 | 290 | 139&312 | 37 | N | Natural Gas | Y | N | N | 9999 | N |  | Combustion Turbine | 3760 | 3760.0896 | 10928
55622_G_U5 | UT | 49035 | Utah Municipal Power Agency: West Valley Power Plant | West Valley Generation Project | 7684911 | 12122113 | 55622 | U5 | 55622 | U5 |  |  | 9.0392 | 0 | 7.9372 | 3.6742 | 3.6742 | 0.3208 | 1.169 |  | 81 | 12 | 830 | 10044 | 88.8 | 221118 | -112.031 | 40.665 |  | 125 | 290 |  | 37 | N | Natural Gas | Y | N | N | 9999 | N |  | Combustion Turbine |  | 3286.7095 | 10928
8010_G_1 | UT | 49035 | Murray City Power Department- Electrical Generation Plant | Murray Turbine | 7559011 | 11944613 |  |  | 8010 | 1 | 10348 | 173726 | 2.5789 | 0 | 1.4341 | 0.20757 | 0.20757 | 0.010051 | 0.066044 | 2022 | 50 | 3 | 920 | 94.0121 | 13.3 | 221112 | -111.8943 | 40.6652 | 12 | 125 | 120 |  | 12 | N | Natural Gas | N | N | N | 9999 | N |  | Combustion Turbine | 555 |  | 12087
8010_G_2 | UT | 49035 | Murray City Power Department- Electrical Generation Plant | Murray Turbine | 7559011 | 11944713 |  |  | 8010 | 2 | 10348 | 173727 | 3.8936 | 0 | 2.3741 | 0.31338 | 0.31338 | 0.015175 | 0.099713 | 2022 | 50 | 3 | 903 | 94.719 | 13.4 | 221112 | -111.8943 | 40.6652 | 12 | 125 | 120 |  | 12 | N | Natural Gas | N | N | N | 9999 | N |  | Combustion Turbine | 730 |  | 12087
8010_G_3 | UT | 49035 | Murray City Power Department- Electrical Generation Plant | Murray Turbine | 7559011 | 11944913 |  |  | 8010 | 3 | 10348 | 174106 | 3.4255 | 0 | 2.6318 | 0.27571 | 0.27571 | 0.013351 | 0.087726 | 2022 | 50 | 3 | 907 | 94.719 | 13.4 | 221112 | -111.8943 | 40.6652 | 12 | 125 | 120 |  | 12 | N | Natural Gas | N | N | N | 9999 | N |  | Combustion Turbine | 649 |  | 12087
7408_G_86-1 | UT | 49049 | Payson City Corporation- Payson City Power | Payson | 6983311 | 13932613 |  |  | 7408 | 86-1 | 10823 | 171849 | 0.032863 | 0 | 4.6742 | 0.049593 | 0.049593 | 0.017614 | 0.069155 | 2022 | 38 | 2.5 | 755 | 426 | 86.8 | 221112 | -111.7302 | 40.0608 | 2650 | 125 | 290 |  | 2.6 | N | Natural Gas, Distillate Fuel Oil | N | N | N | 9999 | N |  | Combustion Turbine | 375 |  | 18000
7408_G_86-2 | UT | 49049 | Payson City Corporation- Payson City Power | Payson | 6983311 | 13932713 |  |  | 7408 | 86-2 | 10823 | 173861 | 0.06467 | 0 | 10.8963 | 0.098103 | 0.098103 | 0.028218 | 0.13946 | 2022 | 38 | 2.5 | 780 | 416 | 84.8 | 221112 | -111.7302 | 40.0608 | 3 | 125 | 290 |  | 2.6 | N | Natural Gas, Distillate Fuel Oil | N | N | N | 9999 | N |  | Combustion Turbine | 820 |  | 18000
7408_G_86-3 | UT | 49049 | Payson City Corporation- Payson City Power | Payson | 6983311 | 13932813 |  |  | 7408 | 86-3 | 10823 | 173862 | 0.0144 | 0 | 6.5899 | 0.04229 | 0.04229 | 0.013004 | 0.059781 | 2022 | 38 | 1.6 | 625 | 205 | 102 | 221112 | -111.7302 | 40.0608 | 2 | 125 | 290 |  | 2 | N | Natural Gas, Distillate Fuel Oil | N | N | N | 9999 | N |  | Combustion Turbine | 435 |  | 18000
7408_G_86-4 | UT | 49049 | Payson City Corporation- Payson City Power | Payson | 6983311 | 13932913 |  |  | 7408 | 86-4 | 10823 | 173863 | 0.010573 | 0 | 5.6162 | 0.03704 | 0.03704 | 0.011334 | 0.052383 | 2022 | 38 | 1.6 | 640 | 212 | 105.4 | 221112 | -111.7302 | 40.0608 | 2 | 125 | 290 |  | 2 | N | Natural Gas, Distillate Fuel Oil | N | N | N | 9999 | N |  | Combustion Turbine | 444 |  | 18000
56177_G_GT1 | UT | 49049 | Utah Assoc. Municipal Power Systems- Nebo (Payson) Power Plant | Nebo Power Station | 18032711 | 129112613 | 56177 | U1 | 56177 | GT1 | 12825 | 178995 | 10.69 | 0 | 86.1522 | 2.1 | 2.1 | 0.9004 | 3.0307 | 2022 | 150 | 16.5 | 170 | 55 | 0.257 | 221112 | -111.7299 | 40.0603 | 67.4 | 125 | 120 |  | 65 | N | Natural Gas | Y | N | N | 9999 | N | 56177_G_ST1;56177_G_GT1 | Combined Cycle | 3727 | 3890.2405 | 8571
56237_G_CT01 | UT | 49049 | PacifiCorp Energy: Lake Side Power Plant | Lake Side Power Plant | 12730611 | 72103913 | 56237 | CT01 | 56237 | CT01 | 13031 | 177216 | 50.685 | 50.9763 | 40.9027 | 10.9769 | 10.9763 | 3.5249 | 11.999 | 2022 | 150 | 18 | 206 | 20136 | 79.129 | 221112 | -111.753 | 40.3285 | 2200 | 125 | 140 | 109&139 | 169 | N | Natural Gas | Y | N | N | 9999 | N |  | Combined Cycle | 8113 | 7987.5 | 7240
56237_G_CT02 | UT | 49049 | PacifiCorp Energy: Lake Side Power Plant | Lake Side Power Plant | 12730611 | 72104013 | 56237 | CT02 | 56237 | CT02 | 13031 | 177217 | 71.0349 | 47.6498 | 36.2741 | 10.1636 | 10.1636 | 3.1385 | 11.216 | 2022 | 150 | 18 | 203 | 19647 | 77.208 | 221112 | -111.753 | 40.3285 | 2200 | 125 | 140 |  | 169 | N | Natural Gas | Y | N | N | 9999 | N |  | Combined Cycle | 7390 | 7157.9731 | 7240
56237_G_CT21 | UT | 49049 | PacifiCorp Energy: Lake Side Power Plant | Lake Side Power Plant | 12730611 | 121901813 | 56237 | CT03 | 56237 | CT21 | 13031 | 178090 | 22.6396 | 53.3593 | 38.3116 | 20.0467 | 20.0467 | 3.6505 | 12.5599 | 2022 | 150 | 18 | 162 | 19061 | 75 | 221112 | -111.753 | 40.3285 | 2310 | 125 | 140 |  | 178 | N | Natural Gas | Y | N | N | 9999 | N |  | Combined Cycle | 7755 | 7655.0898 | 7240
56237_G_CT22 | UT | 49049 | PacifiCorp Energy: Lake Side Power Plant | Lake Side Power Plant | 12730611 | 121901913 | 56237 | CT04 | 56237 | CT22 | 13031 | 178091 | 26.57 | 55.8659 | 41.5236 | 18.341 | 18.341 | 3.7929 | 13.15 | 2022 | 150 | 18 | 159 | 19221 | 76 | 221112 | -111.753 | 40.3285 | 2310 | 125 | 140 |  | 178 | N | Natural Gas | Y | N | N | 9999 | N |  | Combined Cycle | 8062 | 7948.7402 | 7240
56237_G_ST01 | UT | 49049 | PacifiCorp Energy: Lake Side Power Plant | Lake Side Power Plant | 12730611 | 72104113 |  |  | 56237 | ST01 | 13031 | 177218 | 0.28182 | 0.010736 | 0.3355 | 0.025498 | 0.025498 | 0.002013 | 0.018453 | 2022 | 45 | 2.5 | 72 | 12 | 2.445 | 221112 | -111.753 | 40.3285 | 62.8 | 125 | 100 |  | 209 | N | Natural Gas | N | N | N | 9999 | N |  | Combined Cycle | 2463 |  | 7240
7028_G_K1 | UT | 49049 | Springville City Corporation: Whitehead Power Plant | Whitehead | 6983111 | 13935413 |  |  | 7028 | K1 | 10819 | 13399 | 0.10489 | 0 | 5.191 | 0.40237 | 0.40201 | 0.013812 | 2.2705 | 2022 | 61.3 | 3.5 | 661 | 1059.2861 | 106 | 221118 | -111.618 | 40.174 | 7 | 125 | 290 |  | 5.9 | N | Natural Gas | N | N | N | 9999 | N |  | Combustion Turbine | 711 |  | 11420
7028_G_K3 | UT | 49049 | Springville City Corporation: Whitehead Power Plant | Whitehead | 6983111 | 13935613 |  |  | 7028 | K3 | 10819 | 171149 | 0.095257 | 0 | 1.7674 | 0.25383 | 0.2536 | 0.0087159 | 1.4322 | 2022 | 61.5 | 3.5 | 662 | 969.8096 | 105 | 221118 | -111.618 | 40.174 | 7 | 125 | 290 |  | 5.9 | N | Natural Gas | N | N | N | 9999 | N |  | Combustion Turbine | 475 |  | 11420
56253_G_MC1 | UT | 49053 | St. George City Power Red Rock, Millcreek and Bloomington Power Generation Sta | Millcreek Power Generation | 6987011 | 72066113 | 56253 | MC-1 | 56253 | MC1 | 10892 | 176989 | 11.1822 | 0 | 22.1149 | 1.712 | 1.712 | 0.1635 | 0.54471 | 2020 | 21 | 8.8 | 849 | 3430 | 55.974 | 221112 | -113.5155 | 37.1126 | 360 | 125 | 120 |  | 36.8 | N | Natural Gas | Y | N | N | 9999 | N |  | Combustion Turbine |  | 1609.8741 | 10745
56253_G_MC2 | UT | 49053 | St. George City Power Red Rock, Millcreek and Bloomington Power Generation Sta | Millcreek Power Generation | 6987011 | 105550213 | 56253 | MC-2 | 56253 | MC2 | 10892 | 177780 | 1.2848 | 0 | 1.9779 | 1.878 | 1.878 | 0.2888 | 0.0017251 | 2022 | 80 | 13 | 846 | 3430 | 26 | 221112 | -113.5155 | 37.1126 | 360 | 125 | 120 |  | 36.8 | N | Natural Gas | Y | N | N | 9999 | N |  | Combustion Turbine |  | 2797.1038 | 10745
7080_G_1 | UT | 49053 | St. George City Power Red Rock, Millcreek and Bloomington Power Generation Sta | St George Red Rock | 6987011 | 13903113 |  |  | 7080 | 1 | 10892 | 170569 | 0.02691 | 0 | 2.0183 | 0.044973 | 0.043639 | 0.0013606 | 0.079048 | 2020 | 45 | 3.5 | 746 | 385.9996 | 40.12 | 221112 | -113.5687 | 37.1139 | 9750 | 125 | 160 |  | 7 | N | Distillate Fuel Oil | N | N | N | 9999 | N |  | Combustion Turbine | 23 |  | 10745
7080_G_2 | UT | 49053 | St. George City Power Red Rock, Millcreek and Bloomington Power Generation Sta | St George Red Rock | 6987011 | 13903213 |  |  | 7080 | 2 | 10892 | 170570 | 0.036075 | 0 | 1.755 | 0.039107 | 0.037947 | 0.0011832 | 0.068738 | 2022 | 45 | 3.5 | 685 | 411.0145 | 42.72 | 221112 | -113.5687 | 37.1139 | 9750 | 125 | 160 |  | 7 | N | Distillate Fuel Oil | N | N | N | 9999 | N |  | Combustion Turbine | 20 |  | 10745
51026_B_BLR1 | VT | 50005 | Ryegate Associates | Ryegate Associates, LLC | 7774911 | 1689513 | 51026 | 1 | 51026 | BLR1 | 601 | 1 | 211.53 |  | 69.652 | 1.2528 | 0.6828 | 0.82052 | 3.824 | 2020 | 212.2 | 6.5 | 329 | 1415.9 | 41.9 | 22111 | -72.0585 | 44.2132 |  | 125 | 100 |  | 20 | N | Biomass | N | N | N | 9999 | N |  | Biomass |  |  | 13580
589_B_1 | VT | 50007 | Burlington Electric Dept (McNeil Station) | J C McNeil | 7773211 | 1692113 | 589 | 1 | 589 | 1 | 43 | 1 | 1226.9125 | 15.5149 | 123.9853 | 44.792 | 43.775 | 0.9069 | 34.1891 | 2021 | 257 | 10 | 284 | 4749.2 | 60.5 | 22111 | -73.2088 | 44.4933 | 842 | 125 | 100 |  | 52 | N | Biomass | Y | N | N | 9999 | N |  | Biomass |  | 4844.5 | 14499
3785_G_TAS | VA | 51001 | Calpine Mid-Atlantic Generation LLC -Tasley | Tasley | 6960711 | 14007413 | 3785 | TA10 | 3785 | TAS | 40304 | 1 | 1.0842 |  | 25.0624 | 0.061342 | 0.061035 | 0.44 | 0.0058489 | 2022 | 28 | 15.5 | 905 | 8550 | 45.3 | 221112 | -75.7033 | 37.7055 | 384 | 125 | 120 |  | 29.9 | N | Distillate Fuel Oil | Y | N | N | 9999 | N |  | Combustion Turbine |  | 88 | 15026
55381_G_UNT7 | VA | 51001 | Commonwealth Chesapeake Power Station | Commonwealth Chesapeake | 6960911 | 14006913 |  |  | 55381 | UNT7 | 40898 | 1 | 12.3491 |  | 37.8004 | 3.4663 | 3.1212 | 0.144 | 0.073954 | 2022 | 45 | 9 | 820 | 8750 | 137.5 | 221112 | -75.5405 | 37.9892 | 3180 | 125 | 120 |  | 44.3 | N | Distillate Fuel Oil | N | N | N | 9999 | N | 55381_G_UNT3;55381_G_UNT2;55381_G_UNT5;55381_G_UNT1;55381_G_UNT6;55381_G_UNT7;55381_G_UNT4 | Combustion Turbine |  |  | 10745
3799_G_GT1 | VA | 51005 | Dominion - Low Moor CT Station | Low Moor | 9047011 | 57565413 |  |  | 3799 | GT1 | 20675 | 1 | 0.022011 |  | 5.8696 | 0.08004 | 0.08004 | 1.334 | 0.0027347 | 2022 | 28 | 8.3 | 1030 | 7304.3 | 135 | 221112 | -79.8915 | 37.7774 | 15 | 125 | 120 |  | 12 | N | Distillate Fuel Oil | N | N | N | 9999 | N |  | Combustion Turbine |  |  | 16021
3799_G_GT2 | VA | 51005 | Dominion - Low Moor CT Station | Low Moor | 9047011 | 57565513 |  |  | 3799 | GT2 | 20675 | 2 | 0.022275 |  | 5.94 | 0.081 | 0.081 | 1.35 | 0.0027675 | 2022 | 28 | 8.3 | 1030 | 7304.3 | 135 | 221112 | -79.8915 | 37.7774 | 323 | 125 | 120 |  | 12 | N | Distillate Fuel Oil | N | N | N | 9999 | N |  | Combustion Turbine |  |  | 16046
3799_G_GT3 | VA | 51005 | Dominion - Low Moor CT Station | Low Moor | 9047011 | 57565613 |  |  | 3799 | GT3 | 20675 | 3 | 0.016045 |  | 4.2786 | 0.058344 | 0.058344 | 0.9724 | 0.0019934 | 2022 | 28 | 8.3 | 1030 | 7304.3 | 135 | 221112 | -79.8915 | 37.7774 | 323 | 125 | 120 |  | 12 | N | Distillate Fuel Oil | N | N | N | 9999 | N |  | Combustion Turbine |  |  | 16046
3799_G_GT4 | VA | 51005 | Dominion - Low Moor CT Station | Low Moor | 9047011 | 57565713 |  |  | 3799 | GT4 | 20675 | 4 | 0.021162 |  | 4.7844 | 0.066103 | 0.066103 | 1.0839 | 0.0034642 | 2022 | 28 | 8.3 | 1030 | 7304.3 | 135 | 221112 | -79.8915 | 37.7774 | 323 | 125 | 120 |  | 12 | N | Distillate Fuel Oil | N | N | N | 9999 | N |  | Combustion Turbine |  |  | 16046
56681_G_1 | VA | 51007 | INGENCO - Amelia | Amelia | 6216811 | 16510613 |  |  | 56681 | 1 | 31047 | 1 | 86.77 |  | 38.91 | 6.37 | 6.37 | 8.02 | 2.89 | 2022 | 30 | 1.3 | 750 | 300 | 215.9 | 221112 | -78.0592 | 37.3098 | 16000 | 125 | 160 |  | 0.3 | N | Landfill Gas | N | N | N | 9999 | N | 56681_G_3;56681_G_8;56681_G_5;56681_G_10;56681_G_28;56681_G_13;56681_G_14;56681_G_42;56681_G_29;56681_G_15;56681_G_33;56681_G_40;56681_G_41;56681_G_47;56681_G_20;56681_G_23;56681_G_31;56681_G_30;56681_G_44;56681_G_46;56681_G_16;56681_G_11;56681_G_38;56681_G_1;56681_G_45;56681_G_2;56681_G_6;56681_G_12;56681_G_18;56681_G_48;56681_G_32;56681_G_9;56681_G_21;56681_G_36;56681_G_27;56681_G_17;56681_G_39;56681_G_34;56681_G_22;56681_G_4;56681_G_35;56681_G_26;56681_G_25;56681_G_37;56681_G_43;56681_G_7;56681_G_19;56681_G_24 | Landfill Gas |  |  | 13500
56682_G_10 | VA | 51025 | INGENCO - Brunswick Plant | Brunswick Landfill Gas | 10641711 | 58486313 |  |  | 56682 | 10 | 52154 | 1 | 177.9 |  | 75.2 | 13.8 | 13.8 | 12.3 | 4.4 | 2022 | 35 | 1.3 | 750 | 150 | 108 | 221112 | -77.8096 | 36.7618 | 3.57 | 125 | 120 |  | 0.3 | N | Landfill Gas | N | N | N | 9999 | N | 56682_G_16;56682_G_11;56682_G_29;56682_G_28;56682_G_15;56682_G_18;56682_G_35;56682_G_5;56682_G_2;56682_G_17;56682_G_7;56682_G_4;56682_G_31;56682_G_30;56682_G_3;56682_G_20;56682_G_8;56682_G_12;56682_G_9;56682_G_21;56682_G_14;56682_G_32;56682_G_27;56682_G_19;56682_G_13;56682_G_10;56682_G_22;56682_G_6;56682_G_26;56682_G_24;56682_G_25;56682_G_1;56682_G_36;56682_G_23;56682_G_34;56682_G_33 | Landfill Gas |  |  | 13500
58260_G_CT01 | VA | 51025 | Dominion - Brunswick | Brunswick County Power Station | 17646111 | 122170013 | 58260 | 1A | 58260 | CT01 | 52404 | 1 | 6 | 28.9116 | 47.237 | 41.2412 | 41.2412 | 5.2443 | 17.7454 | 2022 | 99 | 24 | 300 | -1 | 84.88 | 221112 | -77.7131 | 36.7648 | 3440 | 125 | 140 |  | 263.9 | N | Natural Gas | Y | N | N | 9999 | N | 58260_G_CT01;58260_G_ST01 | Combined Cycle |  | 6269.02 | 7063
58260_G_CT02 | VA | 51025 | Dominion - Brunswick | Brunswick County Power Station | 17646111 | 122170113 | 58260 | 1B | 58260 | CT02 | 52404 | 2 | 9.8 | 28.4228 | 49.794 | 40.6061 | 40.6061 | 5.1569 | 24.3436 | 2022 | 99 | 24 | 300 | -1 | 84.88 | 221112 | -77.7131 | 36.7648 | 3440 | 125 | 140 |  | 263.9 | N | Natural Gas | Y | N | N | 9999 | N |  | Combined Cycle |  | 6143.3901 | 7063
58260_G_CT03 | VA | 51025 | Dominion - Brunswick | Brunswick County Power Station | 17646111 | 122170213 | 58260 | 1C | 58260 | CT03 | 52404 | 3 | 12.1 | 27.7842 | 48.1898 | 39.5779 | 39.5779 | 5.0816 | 23.5101 | 2022 | 99 | 24 | 300 | -1 | 84.88 | 221112 | -77.7131 | 36.7648 | 3440 | 125 | 140 |  | 263.9 | N | Natural Gas | Y | N | N | 9999 | N |  | Combined Cycle |  | 6013.7905 | 7063
55738_G_2 | VA | 51027 | Buchanan Generation, LLC | Buchanan Generation LLC | 9093011 | 57553513 |  |  | 55738 | 2 | 11390 | 21 | 54 |  | 119.2 | 10.8 | 10.8 | 0.9 | 3.5 | 2022 | 75 | 9 | 852 | 9466.4 | 148.8 | 221112 | -81.9617 | 37.1753 | 900 | 125 | 120 |  | 40 | N | Natural Gas | Y | N | N | 2023 | N | 55738_G_2;55738_G_1 | Combustion Turbine |  |  | 10745
56807_G_1A | VA | 51029 | Dominion - Bear Garden CT Station | Bear Garden | 15432111 | 96378013 | 56807 | 1A | 56807 | 1A | 32004 | 1 | 7.7922 | 2.34 | 40.2022 | 8.515 | 8.515 | 2.8815 | 0.25858 | 2022 | 148 | 18 | 275 | 18690.5003 | 73.45 | 221112 | -78.2848 | 37.6961 | 1890 | 125 | 120 |  | 190 | N | Natural Gas, Distillate Fuel Oil | Y | N | N | 9999 | N |  | Combined Cycle |  | 5869.4194 | 7050
56807_G_1B | VA | 51029 | Dominion - Bear Garden CT Station | Bear Garden | 15432111 | 96378213 | 56807 | 1B | 56807 | 1B | 32004 | 3 | 4.7864 | 1.03 | 28.2308 | 4.854 | 4.854 | 2.2581 | 1.2862 | 2022 | 148 | 18 | 275 | 18690.5003 | 73.45 | 221112 | -78.2848 | 37.6961 | 1890 | 125 | 120 |  | 190 | N | Natural Gas, Distillate Fuel Oil | Y | N | N | 9999 | N |  | Combined Cycle |  | 4663.5903 | 7050
56807_G_1Bx | VA | 51029 | Dominion - Bear Garden CT Station |  | 15432111 | 96378313 |  |  |  |  | 32004 | 4 | 0.15583 |  |  | 0.44745 | 0.44745 |  | 0.051688 | 2022 | 148 | 18 | 275 | 18690.5003 | 73.45 | 221112 | -78.2848 | 37.6961 | 2030 | 125 | 120 |  |  |  |  | N | N | N |  | N
56807_G_1Ax | VA | 51029 | Dominion - Bear Garden CT Station |  | 15432111 | 96378113 |  |  |  |  | 32004 | 2 | 0.12814 |  |  | 0.25936 | 0.25936 |  | 0.038685 | 2022 | 148 | 18 | 275 | 18690.5003 | 73.45 | 221112 | -78.2848 | 37.6961 | 2030 | 125 | 120 |  |  |  |  | N | N | N |  | N
10773_B_2 | VA | 51031 | Dominion - Altavista Power Station |  | 4565711 | 27832713 | 10773 | 2 |  |  | 30859 | 2 | 247.81 | 20.9704 | 154.6193 | 10.3726 | 8.5025 | 7.0502 | 2.5679 | 2022 | 220 | 8 | 155 | 3895 | 77.5 | 221112 | -79.2736 | 37.119 | 382 | 125 | 100 |  |  |  |  | Y | N | N |  | N |  |  |  | 7264.1792
10773_B_1 | VA | 51031 | Dominion - Altavista Power Station |  | 4565711 | 27832913 | 10773 | 1 |  |  | 30859 | 1 | 217.25 | 20.9504 | 154.0287 | 5.8044 | 4.4526 | 6.9884 | 0.74785 | 2022 | 220 | 8 | 155 | 3895 | 77.5 | 221112 | -79.2736 | 37.119 | 382 | 125 | 100 |  |  |  |  | Y | N | N |  | N |  |  |  | 7258.3804
7839_G_1 | VA | 51033 | Dominion - Ladysmith CT Station | Ladysmith | 6866611 | 13523313 | 7839 | 1 | 7839 | 1 | 40960 | 1 | 0.61038 |  | 28.1742 | 5.2819 | 5.2819 | 2.0689 | 1.4184 | 2022 | 65 | 18 | 1097 | 19035.0003 | 74.8 | 221112 | -77.5131 | 38.0719 | 1910 | 125 | 120 |  | 151 | N | Natural Gas, Distillate Fuel Oil | Y | N | N | 9999 | N |  | Combustion Turbine |  | 1022.6998 | 10745
7839_G_2 | VA | 51033 | Dominion - Ladysmith CT Station | Ladysmith | 6866611 | 13522913 | 7839 | 2 | 7839 | 2 | 40960 | 2 | 1.8993 |  | 39.1532 | 6.7627 | 6.7627 | 2.4474 | 1.8394 | 2022 | 65 | 18 | 1097 | 19035.0003 | 74.8 | 221112 | -77.5131 | 38.0719 | 1910 | 125 | 120 | 212&213 | 151 | N | Natural Gas, Distillate Fuel Oil | Y | N | N | 9999 | N |  | Combustion Turbine |  | 1341.9805 | 10745
7839_G_3 | VA | 51033 | Dominion - Ladysmith CT Station | Ladysmith | 6866611 | 13523213 | 7839 | 3 | 7839 | 3 | 40960 | 3 | 0.37734 |  | 32.6277 | 5.4253 | 5.4253 | 2.3288 | 1.3655 | 2022 | 65 | 18 | 1116 | 19035.0003 | 74.8 | 221112 | -77.5131 | 38.0719 | 1910 | 125 | 120 |  | 161 | N | Natural Gas, Distillate Fuel Oil | Y | N | N | 9999 | N |  | Combustion Turbine |  | 975.7803 | 10745
7839_G_4 | VA | 51033 | Dominion - Ladysmith CT Station | Ladysmith | 6866611 | 13523713 | 7839 | 4 | 7839 | 4 | 40960 | 4 | 0.99147 |  | 44.4927 | 8.6657 | 8.6657 | 2.3886 | 2.4912 | 2022 | 65 | 18 | 1116 | 19035.0003 | 74.8 | 221112 | -77.5131 | 38.0719 | 1910 | 125 | 120 |  | 160 | N | Natural Gas, Distillate Fuel Oil | Y | N | N | 9999 | N |  | Combustion Turbine |  | 1665.0505 | 10745
7839_G_5 | VA | 51033 | Dominion - Ladysmith CT Station | Ladysmith | 6866611 | 13523113 | 7839 | 5 | 7839 | 5 | 40960 | 5 | 1.5619 |  | 31.1941 | 5.5081 | 5.5081 | 2.0216 | 1.479 | 2022 | 65 | 26 | 1116 | 35677.0007 | 67.2 | 221112 | -77.5131 | 38.0719 | 1910 | 125 | 120 |  | 160 | N | Natural Gas, Distillate Fuel Oil | Y | N | N | 9999 | N |  | Combustion Turbine |  | 1025.5597 | 10745
56683_G_1 | VA | 51036 | INGENCO - Charles City | Charles City | 9089211 | 58367913 |  |  | 56683 | 1 | 51998 | 1 | 230.5 |  | 145.1 | 21.31 | 21.31 | 16.37 | 11 | 2022 | 33 | 1.3 | 750 | 300 | 215.9 | 221112 | -77.1282 | 37.4389 | 16 | 125 | 120 |  | 0.3 | N | Landfill Gas | N | N | N | 9999 | N | 56683_G_46;56683_G_48;56683_G_7;56683_G_8;56683_G_29;56683_G_20;56683_G_47;56683_G_6;56683_G_42;56683_G_22;56683_G_18;56683_G_10;56683_G_35;56683_G_37;56683_G_41;56683_G_17;56683_G_25;56683_G_3;56683_G_36;56683_G_40;56683_G_30;56683_G_23;56683_G_24;56683_G_4;56683_G_33;56683_G_38;56683_G_13;56683_G_19;56683_G_21;56683_G_28;56683_G_34;56683_G_45;56683_G_9;56683_G_2;56683_G_32;56683_G_27;56683_G_44;56683_G_39;56683_G_43;56683_G_12;56683_G_14;56683_G_15;56683_G_16;56683_G_31;56683_G_26;56683_G_1;56683_G_5;56683_G_11 | Landfill Gas |  |  | 13500
3797_G_CT7 | VA | 51041 | Dominion Virginia Power- Chesterfield | Chesterfield | 4181011 | 33877613 | 3797 | 7 | 3797 | CT7 | 50396 | 1 | 15.7444 |  | 472.8733 | 37.3998 | 36.8087 | 2.1646 | 8.1677 | 2022 | 413 | 26 | 257 | 34032.5673 | 64.1 | 221112 | -77.3838 | 37.3831 | 1980 | 125 | 120 |  | 142 | N | Natural Gas, Distillate Fuel Oil | Y | N | N | 9999 | N | 3797_G_CW7;3797_G_CT7 | Combined Cycle |  | 5395.1196 | 7973
3797_G_CT8 | VA | 51041 | Dominion Virginia Power- Chesterfield | Chesterfield | 4181011 | 33878413 | 3797 | **8A | 3797 | CT8 | 50396 | 2 | 8.1953 |  | 457.7863 | 19.4955 | 19.1871 | 2.7079 | 4.3542 | 2022 | 413 | 26 | 257 | 34032.5673 | 64.1 | 221112 | -77.3838 | 37.3831 | 1980 | 125 | 120 |  | 140 | N | Natural Gas, Distillate Fuel Oil | Y | N | N | 9999 | N | 3797_G_CW8;3797_G_CT8 | Combined Cycle |  | 5713.23 | 7979
56684_G_1 | VA | 51041 | INGENCO - Chester Plant | Chesterfield Landfill Gas | 10642911 | 58488213 |  |  | 56684 | 1 | 52037 | 1 | 179.6 |  | 145.1 | 18.7 | 18.7 | 48.1 | 10.3 | 2022 | 30 | 1.3 | 750 | 300 | 215.9 | 221112 | -77.4955 | 37.3512 | 3.57 | 125 | 120 |  | 0.3 | N | Landfill Gas | N | N | N | 9999 | N | 56684_G_20;56684_G_14;56684_G_12;56684_G_36;56684_G_4;56684_G_39;56684_G_34;56684_G_38;56684_G_29;56684_G_7;56684_G_5;56684_G_13;56684_G_46;56684_G_23;56684_G_10;56684_G_40;56684_G_31;56684_G_47;56684_G_17;56684_G_25;56684_G_21;56684_G_2;56684_G_43;56684_G_26;56684_G_33;56684_G_8;56684_G_30;56684_G_11;56684_G_19;56684_G_45;56684_G_6;56684_G_32;56684_G_48;56684_G_9;56684_G_28;56684_G_16;56684_G_44;56684_G_42;56684_G_41;56684_G_37;56684_G_27;56684_G_35;56684_G_3;56684_G_1;56684_G_24;56684_G_22;56684_G_18;56684_G_15 | Landfill Gas |  |  | 13500
3797_B_6 | VA | 51041 | Dominion Virginia Power- Chesterfield |  | 4181011 | 33877713 | 3797 | 6 |  |  | 50396 | 8 | 87.2096 |  | 264.7043 | 111.2193 | 20.7039 | 573.4119 | 9.9818 | 2022 | 419 | 20 | 264 | 31415.9339 | 100 | 221112 | -77.3821 | 37.3816 | 6650 | 125 | 100 |  |  |  |  | Y | N | N |  | N |  |  |  | 2513.1602
3797_B_5 | VA | 51041 | Dominion Virginia Power- Chesterfield |  | 4181011 | 33878813 | 3797 | 5 |  |  | 50396 | 6 | 58.367 |  | 125.8476 | 81.4033 | 18.0938 | 142.3883 | 6.77 | 2022 | 200 | 17 | 265 | 16115.5836 | 71 | 221112 | -77.3821 | 37.3816 | 3600 | 125 | 100 |  |  |  |  | Y | N | N |  | N |  |  |  | 2432.5
50658_B_1 | VA | 51059 | Covanta Fairfax Inc | Covanta Fairfax Energy | 6743611 | 13420713 |  |  | 50658 | 1 | 71920 | 1 | 19.4823 | 0.45055 | 336.834 | 6.6973 | 6.1494 | 87.6315 | 1.1136 | 2022 | 288 | 7.8 | 292 | 3618.4667 | 75.7 | 562213 | -77.2411 | 38.6946 | 344 | 103 | 270 |  | 24.5 | N | MSW | N | Y | N | 9999 | N |  | Municipal Solid Waste |  |  | 18440
50658_B_2 | VA | 51059 | Covanta Fairfax Inc | Covanta Fairfax Energy | 6743611 | 13421013 |  |  | 50658 | 2 | 71920 | 2 | 18.3449 | 12.7908 | 231.2626 | 80.6934 | 79.8692 | 82.2858 | 0.87081 | 2022 | 288 | 7.8 | 296 | 3471.3334 | 72.6 | 562213 | -77.2411 | 38.6946 | 344 | 103 | 270 |  | 24.5 | N | MSW | N | Y | N | 9999 | N |  | Municipal Solid Waste |  |  | 18440
50658_B_3 | VA | 51059 | Covanta Fairfax Inc | Covanta Fairfax Energy | 6743611 | 13420913 |  |  | 50658 | 3 | 71920 | 3 | 18.2885 | 1.8592 | 231.6557 | 18.9985 | 17.4083 | 68.8593 | 2.1854 | 2022 | 288 | 7.8 | 301 | 3531.85 | 73.9 | 562213 | -77.2411 | 38.6946 | 344 | 103 | 270 |  | 24.5 | N | MSW | N | Y | N | 9999 | N |  | Municipal Solid Waste |  |  | 18440
50658_B_4 | VA | 51059 | Covanta Fairfax Inc | Covanta Fairfax Energy | 6743611 | 13420813 |  |  | 50658 | 4 | 71920 | 4 | 17.2167 | 9.986 | 230.4045 | 46.9922 | 44.5936 | 65.2484 | 1.6485 | 2022 | 288 | 7.8 | 293 | 3748.2 | 78.4 | 562213 | -77.2411 | 38.6946 | 344 | 103 | 270 |  | 24.5 | N | MSW | N | Y | N | 9999 | N | 50658_G_GEN2x;50658_B_4 | Municipal Solid Waste |  |  | 18440
54723_G_UNT1 | VA | 51059 | Michigan Cogeneration Systems Inc | I 95 Landfill Phase II | 6743811 | 13420413 |  |  | 54723 | UNT1 | 71961 | 2 | 64.9417 |  | 32.07 | 7.5108 | 7.5108 | 2.5756 | 14.7522 | 2022 | 17 | 1 | 780 | 100.15 | 127.5 | 221112 | -77.2385 | 38.6893 | 3200 | 125 | 160 |  | 0.8 | N | Landfill Gas | N | N | N | 9999 | N | 54723_G_UNT1;54723_G_UNT4;54723_G_UNT2;54723_G_UNT3 | Landfill Gas |  |  | 13500
7836_G_1 | VA | 51061 | Old Dominion Electric Cooperative - Marsh Run | Marsh Run Generation Facility | 9081211 | 58375813 | 7836 | EU1 | 7836 | 1 | 40996 | 1 | 15.4792 |  | 27.6864 | 9.09 | 8.5691 | 0.3909 | 1.66 | 2022 | 90 | 18 | 1058 | 42966.6675 | 168.8 | 221112 | -77.7686 | 38.5292 | 1800 | 125 | 120 |  | 161 | N | Natural Gas, Distillate Fuel Oil | Y | N | N | 9999 | N |  | Combustion Turbine |  | 937.1702 | 10819
7836_G_2 | VA | 51061 | Old Dominion Electric Cooperative - Marsh Run | Marsh Run Generation Facility | 9081211 | 58375913 | 7836 | EU2 | 7836 | 2 | 40996 | 2 | 14.069 |  | 24.7494 | 8.2 | 7.7126 | 0.3534 | 1.51 | 2022 | 90 | 18 | 1058 | 42966.6675 | 168.8 | 221112 | -77.7686 | 38.5292 | 1800 | 125 | 120 |  | 159.3 | N | Natural Gas, Distillate Fuel Oil | Y | N | N | 9999 | N |  | Combustion Turbine |  | 841.7302 | 10818
7836_G_3 | VA | 51061 | Old Dominion Electric Cooperative - Marsh Run | Marsh Run Generation Facility | 9081211 | 58376013 | 7836 | EU3 | 7836 | 3 | 40996 | 3 | 15.3247 |  | 25.8339 | 9 | 8.4934 | 0.3859 | 1.65 | 2022 | 90 | 18 | 1058 | 42966.6675 | 168.8 | 221112 | -77.7686 | 38.5292 | 1800 | 125 | 120 |  | 161 | N | Natural Gas, Distillate Fuel Oil | Y | N | N | 9999 | N |  | Combustion Turbine |  | 928.1 | 10818
7838_G_1 | VA | 51061 | Dominion - Remington CT Station | Remington | 6744911 | 13418313 | 7838 | 1 | 7838 | 1 | 40961 | 1 | 0.42839 |  | 38.2465 | 6.8348 | 6.8348 | 3.1445 | 1.8952 | 2022 | 65 | 18 | 1097 | 19035.0003 | 74.8 | 221112 | -77.7707 | 38.5457 | 1910 | 125 | 120 | 212&213 | 153 | N | Natural Gas, Distillate Fuel Oil | Y | N | N | 9999 | N |  | Combustion Turbine |  | 1485.2401 | 10745
7838_G_2 | VA | 51061 | Dominion - Remington CT Station | Remington | 6744911 | 13418613 | 7838 | 2 | 7838 | 2 | 40961 | 2 | 1.3348 |  | 33.3691 | 5.2982 | 5.2982 | 2.1666 | 1.4812 | 2022 | 65 | 18 | 1097 | 19035.0003 | 74.8 | 221112 | -77.7707 | 38.5457 | 1910 | 125 | 120 |  | 151 | N | Natural Gas, Distillate Fuel Oil | Y | N | N | 9999 | N |  | Combustion Turbine |  | 1107.9398 | 10745
7838_G_3 | VA | 51061 | Dominion - Remington CT Station | Remington | 6744911 | 13418813 | 7838 | 3 | 7838 | 3 | 40961 | 3 | 5.0577 |  | 38.8432 | 4.081 | 4.081 | 1.7768 | 2.2012 | 2022 | 65 | 18 | 1097 | 19035.0003 | 74.8 | 221112 | -77.7707 | 38.5457 | 1910 | 125 | 120 |  | 152 | N | Natural Gas, Distillate Fuel Oil | Y | N | N | 9999 | N |  | Combustion Turbine |  | 1600.4304 | 10745
7838_G_4 | VA | 51061 | Dominion - Remington CT Station | Remington | 6744911 | 13418713 | 7838 | 4 | 7838 | 4 | 40961 | 4 | 1.1203 |  | 31.3295 | 5.3041 | 5.3041 | 1.8026 | 1.5215 | 2022 | 65 | 18 | 1097 | 19035.0003 | 74.8 | 221112 | -77.7707 | 38.5457 | 1910 | 125 | 120 |  | 152 | N | Natural Gas, Distillate Fuel Oil | Y | N | N | 9999 | N |  | Combustion Turbine |  | 1132.8502 | 10745
55439_G_CTG1 | VA | 51065 | Tenaska Virginia Partners, L.P. | Tenaska Virginia Generating Station | 9078811 | 58376613 | 55439 | CTGDB1 | 55439 | CTG1 | 40995 | 1 | 20.2286 | 1.9516 | 41.2927 | 7.9243 | 7.9243 | 2.899 | 0.67729 | 2022 | 131 | 18 | 180 | 16350.0003 | 64.25 | 221112 | -78.3801 | 37.8669 | 1860 | 125 | 120 |  | 172.9 | N | Natural Gas, Distillate Fuel Oil | Y | N | N | 9999 | N | 55439_G_STG1;55439_G_CTG1 | Combined Cycle |  | 5171.6182 | 7230
55439_G_CTG2 | VA | 51065 | Tenaska Virginia Partners, L.P. | Tenaska Virginia Generating Station | 9078811 | 58376813 | 55439 | CTGDB2 | 55439 | CTG2 | 40995 | 3 | 23.9196 | 2.0813 | 43.5486 | 7.9668 | 7.9668 | 2.6613 | 0.69582 | 2022 | 131 | 18 | 180 | 16350 | 64.3 | 221112 | -78.3801 | 37.8669 | 1860 | 125 | 120 |  | 173.2 | N | Natural Gas, Distillate Fuel Oil | Y | N | N | 9999 | N |  | Combined Cycle |  | 5224.0054 | 7230
55439_G_CTG3 | VA | 51065 | Tenaska Virginia Partners, L.P. | Tenaska Virginia Generating Station | 9078811 | 58388513 | 55439 | CTGDB3 | 55439 | CTG3 | 40995 | 5 | 18.1846 | 0.98033 | 47.5701 | 5.3715 | 5.3715 | 2.8942 | 0.6684 | 2022 | 131 | 18 | 180 | 16350 | 64.3 | 221112 | -78.3801 | 37.8669 | 1860 | 125 | 120 |  | 183.2 | N | Natural Gas, Distillate Fuel Oil | Y | N | N | 9999 | N |  | Combined Cycle |  | 5254.0757 | 7230
55439_G_CTG1x | VA | 51065 | Tenaska Virginia Partners, L.P. |  | 9078811 | 58376713 |  |  |  |  | 40995 | 2 | 0.16994 |  | 1.1804 | 0.27007 | 0.27007 | 0.25321 | 0.020069 | 2022 | 131 | 18 | 180 | 16350.0003 | 64.25 | 221112 | -78.3801 | 37.8669 | 2020 | 125 | 120 |  |  |  |  | N | N | N |  | N
55439_G_CTG3x | VA | 51065 | Tenaska Virginia Partners, L.P. |  | 9078811 | 58388613 |  |  |  |  | 40995 | 6 | 0.1699 |  | 0.89 | 0.25991 | 0.25991 | 0.27641 | 0.029926 | 2022 | 131 | 18 | 180 | 16350 | 64.3 | 221112 | -78.3801 | 37.8669 | 2020 | 125 | 120 |  |  |  |  | N | N | N |  | N
55439_G_CTG2x | VA | 51065 | Tenaska Virginia Partners, L.P. |  | 9078811 | 58376913 |  |  |  |  | 40995 | 4 | 0.080012 |  | 0.18942 | 0.03003 | 0.03003 | 0.0135 |  | 2022 | 131 | 18 | 180 | 16350 | 64.3 | 221112 | -78.3801 | 37.8669 | 2020 | 125 | 120 |  |  |  |  | N | N | N |  | N
57754_G_1 | VA | 51069 | Frederick County Regional Landfill | Frederick County LFGTE Facility | 6759311 | 105977113 |  |  | 57754 | 1 | 81312 | 6 | 41.4888 |  | 8.2885 | 2.0768 | 2.0768 | 0.923 | 0.032305 | 2022 | 18 | 1.35 | 954 | 141.6666 | 98.97 | 562212 | -78.1178 | 39.1427 | 1060 | 104 | 160 |  | 1 | N | Landfill Gas | N | N | N | 9999 | N | 57754_G_1;57754_G_2 | Landfill Gas |  |  | 14103
57018_G_GEN1 | VA | 51073 | Middle Peninsula Landfill | Waste Management Middle Peninsula LFGTE | 6759811 | 58422113 |  |  | 57018 | GEN1 | 40920 | 40 | 205.96 |  | 110.2 | 14.2261 | 14.2261 | 4.5624 | 1.3448 | 2022 | 29 | 1.3 | 800 | 100.5833 | 75.8 | 562212 | -76.6237 | 37.5189 |  | 104 | 160 |  | 0.8 | N | Landfill Gas | N | N | N | 9999 | N | 57018_G_GEN4;57018_G_GEN1;57018_G_GEN3;57018_G_GEN5;57018_G_GEN2;57018_G_GEN7;57018_G_GEN8;57018_G_GEN6 | Landfill Gas |  |  | 13500
56692_G_1A | VA | 51075 | INGENCO - Rockville Plant | Rockville 1 & 2 | 6760511 | 58482613 |  |  | 56692 | 1A | 51201 | 1 | 0.0090945 |  | 0.10594 | 0.001355 | 0.001355 | 8.364e-05 | 0.0011598 | 2022 | 40 | 2 | 600 | 33.3333 | 10.6 | 221112 | -77.6639 | 37.7038 | 3.2 | 125 | 120 |  | 0.3 | N | Distillate Fuel Oil | N | N | N | 2023 | N | 56692_G_1I;56692_G_1B;56692_G_1F;56692_G_1K;56692_G_1E;56692_G_1J;56692_G_1D;56692_G_1G;56692_G_1A;56692_G_1C;56692_G_1O;56692_G_1M;56692_G_1N;56692_G_1L;56692_G_1H | Combustion Turbine |  |  | 10917
56692_G_2A | VA | 51075 | INGENCO - Rockville Plant | Rockville 1 & 2 | 6760511 | 58482313 |  |  | 56692 | 2A | 51201 | 2 | 0.013642 |  | 0.15892 | 0.0020324 | 0.0020324 | 0.00012546 | 0.0017397 | 2022 | 40 | 2 | 600 | 33.3333 | 10.6 | 221112 | -77.6639 | 37.7038 | 3.2 | 125 | 120 |  | 0.3 | N | Distillate Fuel Oil | N | N | N | 2023 | N | 56692_G_2D;56692_G_2T;56692_G_2H;56692_G_2A;56692_G_2E;56692_G_2C;56692_G_2R;56692_G_2O;56692_G_2U;56692_G_2I;56692_G_2F;56692_G_2B;56692_G_2Q;56692_G_2S;56692_G_2P;56692_G_2J;56692_G_2G;56692_G_2K;56692_G_2L;56692_G_2M;56692_G_2N | Combustion Turbine |  |  | 11663
59913_G_CT01 | VA | 51081 | Dominion Energy - Greensville Power Station | Greensville County Power Station | 18854911 | 134704013 | 59913 | 1A | 59913 | CT01 | 52525 | 1 | 1.9 | 35.9716 | 61.7897 | 38.7828 | 38.7828 | 7.3578 | 27.0977 | 2022 | 99 | 24 | 178 | 22450.0004 | 49.65 | 221112 | -77.6535 | 36.7209 | 3730 | 125 | 140 |  | 324.4 | N | Natural Gas | Y | N | N | 9999 | N |  | Combined Cycle |  | 7729.1099 | 7050
59913_G_CT02 | VA | 51081 | Dominion Energy - Greensville Power Station | Greensville County Power Station | 18854911 | 134704113 | 59913 | 1B | 59913 | CT02 | 52525 | 2 | 1.3 | 35.9026 | 69.7027 | 38.1351 | 38.1351 | 7.1492 | 26.6542 | 2022 | 99 | 24 | 178 | 22450.0004 | 49.65 | 221112 | -77.6535 | 36.7209 | 3730 | 125 | 140 |  | 324.4 | N | Natural Gas | Y | N | N | 9999 | N |  | Combined Cycle |  | 7706.71 | 7050
59913_G_CT03 | VA | 51081 | Dominion Energy - Greensville Power Station | Greensville County Power Station | 18854911 | 134704213 | 59913 | 1C | 59913 | CT03 | 52525 | 3 | 2.4 | 35.1285 | 69.2055 | 38.0134 | 38.0134 | 7.1981 | 26.6192 | 2022 | 99 | 24 | 178 | 22450.0004 | 49.65 | 221112 | -77.6535 | 36.7209 | 3730 | 125 | 140 |  | 324.4 | N | Natural Gas | Y | N | N | 9999 | N |  | Combined Cycle |  | 7608.5308 | 7050
7213_B_1 | VA | 51083 | Dominion/ODEC - Clover Power Station | Clover | 6160611 | 15869513 | 7213 | 1 | 7213 | 1 | 30867 | 1 | 18.1558 | 0.10562 | 457.4186 | 60.7793 | 58.6182 | 95.5951 | 1.7811 | 2022 | 446 | 22.2 | 122 | 18292.1336 | 47.05 | 221112 | -78.7048 | 36.8687 | 4080 | 125 | 100 |  | 440 | N | Bituminous | Y | N | N | 2045 | N |  | Coal Steam |  | 1420.2202 | 10106
7213_B_2 | VA | 51083 | Dominion/ODEC - Clover Power Station | Clover | 6160611 | 15869213 | 7213 | 2 | 7213 | 2 | 30867 | 2 | 17.1698 | 0.11936 | 497.5115 | 45.4759 | 43.3923 | 97.967 | 8.3546 | 2022 | 446 | 22.25 | 122 | 18292.1336 | 47.05 | 221112 | -78.7048 | 36.8687 | 4080 | 125 | 100 |  | 437 | N | Bituminous | Y | N | N | 9999 | N |  | Coal Steam |  | 1372.3101 | 10086
58560_B_BLR1 | VA | 51083 | NOVEC Energy Production Halifax County | Halifax County Biomass | 17038111 | 112347013 |  |  | 58560 | BLR1 | 21526 | 1 | 147 |  | 177 | 68.1423 | 60.1015 | 1.54 | 41.3721 | 2022 | 195 | 7.6 | 305 | 4521.2 | 99.66 | 221118 | -78.8757 | 36.6982 | 629 | 125 | 100 |  | 45 | N | Biomass | N | N | N | 9999 | N |  | Biomass |  |  | 13690
52019_G_GEN1 | VA | 51085 | Doswell Limited Partnership Doswell Energy Center | Doswell Energy Center | 6631811 | 17175613 | 52019 | 501 | 52019 | GEN1 | 51018 | 1 | 75.1524 | 33.9685 | 134.2344 | 95.7397 | 95.7263 | 3.0022 | 12.8115 | 2022 | 190 | 18 | 240 | 16794.9836 | 66 | 221112 | -77.4462 | 37.8203 | 1240 | 125 | 120 |  | 104.7 | N | Natural Gas, Distillate Fuel Oil | Y | N | N | 9999 | N | 52019_G_GEN1;52019_G_GEN3 | Combined Cycle |  | 6311.4819 | 8431
52019_G_GEN2 | VA | 51085 | Doswell Limited Partnership Doswell Energy Center | Doswell Energy Center | 6631811 | 17175713 | 52019 | 502 | 52019 | GEN2 | 51018 | 2 | 77.3724 | 34.9571 | 130.5903 | 98.1536 | 98.126 | 3.8711 | 13.255 | 2022 | 190 | 18 | 240 | 16794.9836 | 66 | 221112 | -77.4462 | 37.8203 | 1240 | 125 | 120 |  | 104.7 | N | Natural Gas, Distillate Fuel Oil | Y | N | N | 9999 | N |  | Combined Cycle |  | 6306.29 | 8431
52019_G_GEN4 | VA | 51085 | Doswell Limited Partnership Doswell Energy Center | Doswell Energy Center | 6631811 | 17175813 | 52019 | 601 | 52019 | GEN4 | 51018 | 3 | 80.7175 | 36.0141 | 141.8818 | 101.3599 | 101.3278 | 3.228 | 13.6864 | 2022 | 190 | 18 | 240 | 16794.9836 | 66 | 221112 | -77.4462 | 37.8203 | 1240 | 125 | 120 |  | 104.7 | N | Natural Gas, Distillate Fuel Oil | Y | N | N | 9999 | N | 52019_G_GEN6;52019_G_GEN4 | Combined Cycle |  | 6507.75 | 8431
52019_G_GEN5 | VA | 51085 | Doswell Limited Partnership Doswell Energy Center | Doswell Energy Center | 6631811 | 17176213 | 52019 | 602 | 52019 | GEN5 | 51018 | 4 | 78.8572 | 35.8483 | 137.9552 | 100.954 | 100.9258 | 3.3061 | 13.5291 | 2022 | 190 | 18 | 240 | 16794.9836 | 66 | 221112 | -77.4462 | 37.8203 | 1240 | 125 | 120 |  | 104.7 | N | Natural Gas, Distillate Fuel Oil | Y | N | N | 9999 | N |  | Combined Cycle |  | 6391.0117 | 8431
52019_G_GEN7 | VA | 51085 | Doswell Limited Partnership Doswell Energy Center | Doswell Energy Center | 6631811 | 134709913 |  |  | 52019 | GEN7 | 51018 | 11 | 70.695 |  | 185.244 | 36.5481 | 36.5481 | 3.1781 | 9.0046 | 2022 | 80 | 18 | 1116 | 16794.9836 | 66.03 | 221112 | -77.4462 | 37.8203 | 1960 | 125 | 120 |  | 170 | N | Natural Gas, Distillate Fuel Oil | N | N | N | 9999 | N | 52019_G_GEN9;52019_G_GEN7;52019_G_GEN8 | Combustion Turbine |  |  | 11149
57897_G_UNT1 | VA | 51087 | Richmond Energy LLC | Richmond Energy | 16662411 | 118539913 |  |  | 57897 | UNT1 | 52198 | 20 | 9.837 |  | 1.202 | 0.243 | 0.243 | 3.261 | 0.864 | 2022 | 30 | 1.33 | 900 | 20.8333 | 15 | 221118 | -77.368 | 37.5121 | 6400 | 125 | 160 |  | 1.6 | N | Landfill Gas | N | N | N | 9999 | N | 57897_G_UNT1;57897_G_UNT3;57897_G_UNT2;57897_G_UNT4 | Landfill Gas |  |  | 13500
7212_G_1 | VA | 51087 | Dominion - Darbytown CT Station | Darbytown | 6311211 | 58458613 | 7212 | 1 | 7212 | 1 | 50997 | 2 | 0.0081614 |  |  | 1.2527 | 1.2527 |  | 0.39858 | 2022 | 65 | 13.8 | 982 | 24604.4671 | 164.5 | 221112 | -77.3684 | 37.499 | 1250 | 125 | 120 |  | 84 | N | Natural Gas, Distillate Fuel Oil | Y | N | N | 9999 | N |  | Combustion Turbine |  | 120.3 | 12340
56686_G_1 | VA | 51097 | INGENCO - King and Queen | King & Queen | 10641611 | 58486213 |  |  | 56686 | 1 | 52148 | 1 | 232.7 |  | 125.5 | 20.0504 | 20.0504 | 18.8697 | 10.7521 | 2022 | 40 | 1.3 | 750 | 150 | 108 | 221118 | -76.7673 | 37.6643 |  | 125 | 160 |  | 0.3 | N | Landfill Gas | N | N | N | 9999 | N | 56686_G_22;56686_G_3;56686_G_19;56686_G_8;56686_G_36;56686_G_14;56686_G_20;56686_G_24;56686_G_23;56686_G_16;56686_G_13;56686_G_1;56686_G_5;56686_G_28;56686_G_34;56686_G_33;56686_G_12;56686_G_26;56686_G_21;56686_G_35;56686_G_6;56686_G_10;56686_G_31;56686_G_25;56686_G_11;56686_G_17;56686_G_4;56686_G_18;56686_G_32;56686_G_2;56686_G_27;56686_G_15;56686_G_9;56686_G_7;56686_G_29;56686_G_30 | Landfill Gas |  |  | 13500
57022_G_GEN1 | VA | 51099 | King George Landfill & Recycling Center | Waste Management King George LFGTE | 7107911 | 105977513 |  |  | 57022 | GEN1 | 40903 | 4 | 21.4221 |  | 23.0146 | 3.7707 | 3.7707 | 0.67126 | 1.0583 | 2022 | 36 | 4 | 840 | 1583.3333 | 126 | 562212 | -77.3143 | 38.2775 | 3300 | 104 | 120 |  | 2.8 | N | Landfill Gas | N | N | N | 9999 | N |  | Landfill Gas |  |  | 17054
57022_G_GEN2 | VA | 51099 | King George Landfill & Recycling Center | Waste Management King George LFGTE | 7107911 | 105977613 |  |  | 57022 | GEN2 | 40903 | 5 | 21.2239 |  | 19.0319 | 3.7358 | 3.7358 | 0.66505 | 1.0485 | 2022 | 36 | 4 | 840 | 1583.3333 | 126 | 562212 | -77.3143 | 38.2775 | 3300 | 104 | 120 |  | 2.8 | N | Landfill Gas | N | N | N | 9999 | N |  | Landfill Gas |  |  | 17054
57022_G_GEN3 | VA | 51099 | King George Landfill & Recycling Center | Waste Management King George LFGTE | 7107911 | 105977713 |  |  | 57022 | GEN3 | 40903 | 6 | 20.8408 |  | 20.6078 | 3.6655 | 3.6621 | 0.65253 | 1.0287 | 2022 | 36 | 4 | 840 | 1583.3333 | 126 | 562212 | -77.3143 | 38.2775 | 3300 | 104 | 120 |  | 2.8 | N | Landfill Gas | N | N | N | 9999 | N |  | Landfill Gas |  |  | 17054
57022_G_GEN4 | VA | 51099 | King George Landfill & Recycling Center | Waste Management King George LFGTE | 7107911 | 105977813 |  |  | 57022 | GEN4 | 40903 | 7 | 21.3876 |  | 11.4614 | 3.7646 | 3.7646 | 0.67018 | 1.0566 | 2022 | 36 | 4 | 840 | 1583.3333 | 126 | 562212 | -77.3143 | 38.2775 | 3300 | 104 | 120 |  | 2.9 | N | Landfill Gas | N | N | N | 9999 | N |  | Landfill Gas |  |  | 17054
59004_G_GEN1 | VA | 51107 | Panda Stonewall LLC | Potomac Energy Center, LLC | 17856211 | 125484913 | 59004 | CT1 | 59004 | GEN1 | 73826 | 1 | 14.1 | 14.9 | 29.0105 | 17.8606 | 17.8606 | 0.4988 | 1.3655 | 2022 | 130 | 18.5 | 164 | 19291.4337 | 71.8 | 221112 | -77.5429 | 39.0575 | 200 | 125 | 120 |  | 220 | N | Natural Gas | Y | N | N | 9999 | N | 59004_G_GEN3;59004_G_GEN1 | Combined Cycle |  | 5007.7397 | 7050
59004_G_GEN2 | VA | 51107 | Panda Stonewall LLC | Potomac Energy Center, LLC | 17856211 | 125485013 | 59004 | CT2 | 59004 | GEN2 | 73826 | 2 | 13.8 | 7.6 | 35.3053 | 22.634 | 22.634 | 0.6252 | 2.1262 | 2022 | 130 | 18.5 | 164 | 19291.4337 | 71.8 | 221112 | -77.5429 | 39.0575 | 200 | 125 | 120 |  | 220 | N | Natural Gas | Y | N | N | 9999 | N |  | Combined Cycle |  | 6271.3198 | 7050
54844_G_GOR1 | VA | 51109 | Dominion-Gordonsville Power Station | Gordonsville Energy LP | 5040011 | 28682813 | 54844 | 1 | 54844 | GOR1 | 40808 | 1 | 10.11 | 1.6 | 62.312 |  |  | 2.9739 |  | 2022 | 150 | 14.3 | 280 | 14775.7669 | 91.3 | 221112 | -78.2036 | 38.1242 | 1190 | 125 | 120 |  | 68.4 | N | Natural Gas, Distillate Fuel Oil | Y | N | N | 9999 | N |  | Combined Cycle |  | 5282.5093 | 8858
54844_G_GOR2 | VA | 51109 | Dominion-Gordonsville Power Station | Gordonsville Energy LP | 5040011 | 28683013 | 54844 | 2 | 54844 | GOR2 | 40808 | 3 | 10.21 | 0.95 | 53.866 |  |  | 2.7155 |  | 2022 | 150 | 14.3 | 280 | 14775.7669 | 92 | 221112 | -78.205 | 38.1258 | 1190 | 125 | 120 |  | 68.4 | N | Natural Gas, Distillate Fuel Oil | Y | N | N | 9999 | N |  | Combined Cycle |  | 4455.3701 | 8858
54844_G_GOR3 | VA | 51109 | Dominion-Gordonsville Power Station | Gordonsville Energy LP | 5040011 | 28682913 |  |  | 54844 | GOR3 | 40808 | 2 |  |  |  | 0.018202 | 0.018202 |  | 0.013173 | 2022 | 150 | 14.3 | 280 | 14775.7669 | 91.3 | 221112 | -78.2036 | 38.1242 | 167 | 125 | 100 |  | 40.6 | N | Natural Gas, Distillate Fuel Oil | N | N | N | 9999 | N |  | Combined Cycle |  |  | 8858
54844_G_GOR4 | VA | 51109 | Dominion-Gordonsville Power Station | Gordonsville Energy LP | 5040011 | 28683113 |  |  | 54844 | GOR4 | 40808 | 4 |  |  |  | 0.02413 | 0.02413 |  | 0.017462 | 2022 | 150 | 14.3 | 280 | 14775.7669 | 92 | 221112 | -78.205 | 38.1258 | 167 | 125 | 100 |  | 40.6 | N | Natural Gas, Distillate Fuel Oil | N | N | N | 9999 | N |  | Combined Cycle |  |  | 8858
7837_G_1 | VA | 51109 | Old Dominion Electric Cooperative Louisa | Louisa Generation Facility | 9063611 | 58369713 | 7837 | EU1 | 7837 | 1 |  |  | 9.45 |  | 9.1191 | 2.85 | 2.6517 | 0.1441 | 0.51198 |  | 56 | 18 | 958 | 26960.0005 | 106 | 221112 | -78.2144 | 38.1169 |  | 125 | 120 |  | 76.5 | N | Natural Gas, Distillate Fuel Oil | Y | N | N | 9999 | N |  | Combustion Turbine |  | 514.84 | 11627
7837_G_2 | VA | 51109 | Old Dominion Electric Cooperative Louisa | Louisa Generation Facility | 9063611 | 58369913 | 7837 | EU2 | 7837 | 2 | 40989 | 2 | 9.84 |  | 6.2267 | 2.59 | 2.5099 | 0.1147 | 0.50478 | 2022 | 56 | 18 | 958 | 26960.0005 | 106 | 221112 | -78.2144 | 38.1169 | 967 | 125 | 120 |  | 77 | N | Natural Gas, Distillate Fuel Oil | Y | N | N | 9999 | N |  | Combustion Turbine |  | 498.3999 | 11627
7837_G_3 | VA | 51109 | Old Dominion Electric Cooperative Louisa | Louisa Generation Facility | 9063611 | 58370013 | 7837 | EU3 | 7837 | 3 | 40989 | 3 | 8.45 |  | 6.5045 | 2.74 | 2.6412 | 0.1292 | 0.54279 | 2022 | 56 | 18 | 958 | 26960.0005 | 106 | 221112 | -78.2144 | 38.1169 | 967 | 125 | 120 |  | 77.3 | N | Natural Gas, Distillate Fuel Oil | Y | N | N | 9999 | N |  | Combustion Turbine |  | 525.9601 | 11627
7837_G_4 | VA | 51109 | Old Dominion Electric Cooperative Louisa | Louisa Generation Facility | 9063611 | 58370113 | 7837 | EU4 | 7837 | 4 | 40989 | 4 | 10.19 |  | 9.0846 | 3.26 | 3.0535 | 0.1563 | 0.56392 | 2022 | 56 | 18 | 958 | 26960.0005 | 106 | 221112 | -78.2144 | 38.1169 | 967 | 125 | 120 |  | 77.2 | N | Natural Gas, Distillate Fuel Oil | Y | N | N | 9999 | N |  | Combustion Turbine |  | 593.8 | 11627
7837_G_5 | VA | 51109 | Old Dominion Electric Cooperative Louisa | Louisa Generation Facility | 9063611 | 58370213 | 7837 | EU5 | 7837 | 5 | 40989 | 5 | 13.25 |  | 24.7438 | 8.1 | 7.3441 | 0.4165 | 1.116 | 2022 | 90 | 18 | 1058 | 42983.3341 | 168.9 | 221112 | -78.2144 | 38.1169 | 1820 | 125 | 120 |  | 158 | N | Natural Gas, Distillate Fuel Oil | Y | N | N | 9999 | N |  | Combustion Turbine |  | 809.5699 | 11627
3782_G_BAYV | VA | 51131 | Calpine Mid-Atlantic Generation LLC - Bayview | Bayview | 7665411 | 12168313 |  |  | 3782 | BAYV | 40602 | 1 | 0.21498 |  | 4.4384 | 0.079475 | 0.066437 | 0.00098061 | 0.12483 | 2022 | 16 | 2 | 400 | 41.7 | 13.2 | 221112 | -75.9677 | 37.271 | 21 | 125 | 160 |  | 2.1 | N | Distillate Fuel Oil | N | N | N | 9999 | N |  | Combustion Turbine |  |  | 10745
3782_G_BYV2 | VA | 51131 | Calpine Mid-Atlantic Generation LLC - Bayview | Bayview | 7665411 | 12168213 |  |  | 3782 | BYV2 | 40602 | 2 | 0.01946 |  | 4.448 | 0.079647 | 0.066581 | 0.00098273 | 0.1251 | 2022 | 16 | 2 | 400 | 41.7 | 13.2 | 221112 | -75.9677 | 37.271 | 21 | 125 | 160 |  | 2.1 | N | Distillate Fuel Oil | N | N | N | 9999 | N |  | Combustion Turbine |  |  | 10745
3782_G_BYV3 | VA | 51131 | Calpine Mid-Atlantic Generation LLC - Bayview | Bayview | 7665411 | 12168713 |  |  | 3782 | BYV3 | 40602 | 3 | 0.042936 |  | 5.7248 | 0.10251 | 0.085693 | 0.0012648 | 0.16101 | 2022 | 16 | 2 | 400 | 41.7 | 13.2 | 221112 | -75.9677 | 37.271 | 21 | 125 | 160 |  | 2.1 | N | Distillate Fuel Oil | N | N | N | 9999 | N |  | Combustion Turbine |  |  | 10745
3782_G_BYV4 | VA | 51131 | Calpine Mid-Atlantic Generation LLC - Bayview | Bayview | 7665411 | 12168613 |  |  | 3782 | BYV4 | 40602 | 4 | 0.06723 |  | 5.0032 | 0.089589 | 0.074892 | 0.0011054 | 0.14072 | 2022 | 16 | 2 | 400 | 41.7 | 13.2 | 221112 | -75.9677 | 37.271 | 21 | 125 | 160 |  | 2.1 | N | Distillate Fuel Oil | N | N | N | 9999 | N |  | Combustion Turbine |  |  | 10745
3782_G_BYV5 | VA | 51131 | Calpine Mid-Atlantic Generation LLC - Bayview | Bayview | 7665411 | 12168513 |  |  | 3782 | BYV5 | 40602 | 5 | 0.01112 |  | 4.448 | 0.079647 | 0.066581 | 0.00098273 | 0.1251 | 2022 | 16 | 2 | 400 | 41.7 | 13.2 | 221112 | -75.9677 | 37.271 | 21 | 125 | 160 |  | 2.1 | N | Distillate Fuel Oil | N | N | N | 9999 | N |  | Combustion Turbine |  |  | 10745
3782_G_BYV6 | VA | 51131 | Calpine Mid-Atlantic Generation LLC - Bayview | Bayview | 7665411 | 12168413 |  |  | 3782 | BYV6 | 40602 | 6 | 0.03004 |  | 4.8064 | 0.086065 | 0.071946 | 0.0010619 | 0.13518 | 2022 | 16 | 2 | 400 | 41.7 | 13.2 | 221112 | -75.9677 | 37.271 | 21 | 125 | 160 |  | 2.1 | N | Distillate Fuel Oil | N | N | N | 9999 | N |  | Combustion Turbine |  |  | 10745
3804_G_6A | VA | 51153 | Dominion - Possum Point Power Station | Possum Point | 7520511 | 58400313 | 3804 | 6A | 3804 | 6A | 70225 | 14 | 27.54 | 0.02 | 33.7254 | 26.94 | 26.94 | 2.4079 | 1.92 | 2022 | 358 | 19 | 175 | 18080.0003 | 63.8 | 221112 | -77.2786 | 38.5391 | 1940 | 125 | 120 |  | 170 | N | Natural Gas, Distillate Fuel Oil | Y | N | N | 9999 | N |  | Combined Cycle |  | 4222.6396 | 7223
3804_G_6B | VA | 51153 | Dominion - Possum Point Power Station | Possum Point | 7520511 | 58400613 | 3804 | 6B | 3804 | 6B | 70225 | 17 | 42.4 | 0.016 | 35.7866 | 18.22 | 18.22 | 3.9494 | 2.07 | 2022 | 358 | 19 | 175 | 18080.0003 | 63.8 | 221112 | -77.2786 | 38.5391 | 1940 | 125 | 120 |  | 170 | N | Natural Gas, Distillate Fuel Oil | Y | N | N | 9999 | N |  | Combined Cycle |  | 4247.2202 | 7223
3804_G_GT1 | VA | 51153 | Dominion - Possum Point Power Station | Possum Point | 7520511 | 12374213 |  |  | 3804 | GT1 | 70225 | 6 | 0.017574 |  | 4.6864 | 0.063906 | 0.063906 | 0.26627 | 0.0021835 | 2022 | 21 | 8.2 | 890 | 1584.3 | 30.1 | 221112 | -77.281 | 38.5379 | 245 | 125 | 120 |  | 12 | N | Distillate Fuel Oil | N | N | N | 9999 | N |  | Combustion Turbine |  |  | 15774
3804_G_GT2 | VA | 51153 | Dominion - Possum Point Power Station | Possum Point | 7520511 | 12374413 |  |  | 3804 | GT2 | 70225 | 7 | 0.017015 |  | 4.5373 | 0.061872 | 0.061872 | 0.2578 | 0.002114 | 2022 | 21 | 8.2 | 890 | 1584.3 | 30.1 | 221112 | -77.281 | 38.5379 | 245 | 125 | 120 |  | 12 | N | Distillate Fuel Oil | N | N | N | 9999 | N |  | Combustion Turbine |  |  | 15778
3804_G_GT3 | VA | 51153 | Dominion - Possum Point Power Station | Possum Point | 7520511 | 12373613 |  |  | 3804 | GT3 | 70225 | 8 | 0.023461 |  | 6.2564 | 0.085314 | 0.085314 | 0.35903 | 0.0029149 | 2022 | 21 | 8.2 | 890 | 1584.3 | 30.1 | 221112 | -77.281 | 38.5379 | 245 | 125 | 120 |  | 12 | N | Distillate Fuel Oil | N | N | N | 9999 | N |  | Combustion Turbine |  |  | 15778
3804_G_GT4 | VA | 51153 | Dominion - Possum Point Power Station | Possum Point | 7520511 | 12373213 |  |  | 3804 | GT4 | 70225 | 9 | 0.012746 |  | 3.399 | 0.04635 | 0.04635 | 0.19506 | 0.0015836 | 2022 | 21 | 8.2 | 890 | 1584.3 | 30.1 | 221112 | -77.281 | 38.5379 | 245 | 125 | 120 |  | 12 | N | Distillate Fuel Oil | N | N | N | 9999 | N |  | Combustion Turbine |  |  | 15778
3804_G_GT5 | VA | 51153 | Dominion - Possum Point Power Station | Possum Point | 7520511 | 12373813 |  |  | 3804 | GT5 | 70225 | 10 | 0.017228 |  | 4.594 | 0.062646 | 0.062646 | 0.26103 | 0.0021404 | 2022 | 21 | 8.2 | 890 | 1584.3 | 30.1 | 221112 | -77.281 | 38.5379 | 245 | 125 | 120 |  | 12 | N | Distillate Fuel Oil | N | N | N | 9999 | N |  | Combustion Turbine |  |  | 15778
3804_G_GT6 | VA | 51153 | Dominion - Possum Point Power Station | Possum Point | 7520511 | 12373713 |  |  | 3804 | GT6 | 70225 | 11 | 0.018125 |  | 4.8334 | 0.06591 | 0.06591 | 0.27463 | 0.0022519 | 2022 | 21 | 8.2 | 890 | 1584.3 | 30.1 | 221112 | -77.281 | 38.5379 | 245 | 125 | 120 |  | 12 | N | Distillate Fuel Oil | N | N | N | 9999 | N |  | Combustion Turbine |  |  | 15778
59845_G_E1 | VA | 51155 | INGENCO - New River | New River | 17626211 | 125254113 |  |  | 59845 | E1 | 21548 | 4 | 91.8 |  | 77.4 | 68.04 | 66.3936 | 2.81 | 45.8 | 2022 | [5 empty] | 221117 | -80.6727 | 37.1955 |  | 125 | 160 |  | 0.3 | N | Landfill Gas | N | N | N | 9999 | N | 59845_G_E15;59845_G_E1;59845_G_E17;59845_G_E5;59845_G_E14;59845_G_E12;59845_G_E4;59845_G_E3;59845_G_E16;59845_G_E13;59845_G_E11;59845_G_E8;59845_G_E7;59845_G_E2;59845_G_E9;59845_G_E18;59845_G_E10;59845_G_E6 | Landfill Gas |  |  | 13500
3800_G_GT1 | VA | 51159 | Dominion - Northern Neck CT Station | Northern Neck | 9049611 | 58389513 |  |  | 3800 | GT1 | 40198 | 1 | 0.18664 |  | 45.705 | 0.64725 | 0.64725 | 10.6777 | 0.026696 | 2022 | 27 | 8.2 | 1030 | 7129.3734 | 135 | 221112 | -76.7105 | 37.9486 | 338 | 125 | 120 |  | 12 | N | Distillate Fuel Oil | N | N | N | 9999 | N |  | Combustion Turbine |  |  | 16329
3800_G_GT2 | VA | 51159 | Dominion - Northern Neck CT Station | Northern Neck | 9049611 | 58389613 |  |  | 3800 | GT2 | 40198 | 2 | 0.10891 |  | 28.5592 | 0.39735 | 0.39735 | 6.6736 | 0.014362 | 2022 | 27 | 8.2 | 1030 | 7129.3734 | 135 | 221112 | -76.7105 | 37.9486 | 338 | 125 | 120 |  | 11 | N | Distillate Fuel Oil | N | N | N | 9999 | N |  | Combustion Turbine |  |  | 16335
3800_G_GT3 | VA | 51159 | Dominion - Northern Neck CT Station | Northern Neck | 9049611 | 58389713 |  |  | 3800 | GT3 | 40198 | 3 | 0.16758 |  | 43.9099 | 0.61139 | 0.61139 | 10.2648 | 0.022099 | 2022 | 27 | 8.2 | 1030 | 7129.3734 | 135 | 221112 | -76.7105 | 37.9486 | 338 | 125 | 120 |  | 12 | N | Distillate Fuel Oil | N | N | N | 9999 | N |  | Combustion Turbine |  |  | 16332
3800_G_GT4 | VA | 51159 | Dominion - Northern Neck CT Station | Northern Neck | 9049611 | 58389813 |  |  | 3800 | GT4 | 40198 | 4 | 0.10714 |  | 28.0692 | 0.3909 | 0.3909 | 6.5628 | 0.014129 | 2022 | 27 | 8.2 | 1030 | 7129.3734 | 135 | 221112 | -76.7105 | 37.9486 | 338 | 125 | 120 |  | 12 | N | Distillate Fuel Oil | N | N | N | 9999 | N |  | Combustion Turbine |  |  | 16332
3775_B_1 | VA | 51167 | American Electric Power-Clinch River Plant | Clinch River | 5763511 | 21755613 |  |  | 3775 | 1 | 10236 | 1 | 8.21 |  | 68.85 | 4.84 | 4.84 | 26.7 | 0.01 | 2022 | 450 | 15.6 | 280 | -1 | 102.1 | 221112 | -82.1981 | 36.9327 | 2100 | 125 | 100 |  | 230 | N | Natural Gas | Y | N | N | 9999 | N | 3775_B_1;3775_B_2 | O/G Steam |  |  | 11407
10774_B_1 | VA | 51175 | Dominion - Southampton Power Station |  | 6634511 | 17155113 | 10774 | 1 |  |  | 61093 | 1 | 315.8 | 23.4492 | 157.3048 | 9.7413 | 7.523 | 8.0562 | 10.0027 | 2022 | 220 | 8 | 198 | 3583.3 | 71.2 | 221112 | -76.9968 | 36.6506 | 400 | 125 | 100 |  |  |  |  | Y | N | N |  | N |  |  |  | 7142.5801
10774_B_2 | VA | 51175 | Dominion - Southampton Power Station |  | 6634511 | 17155213 | 10774 | 2 |  |  |  |  | 303.1 | 24.3786 | 159.8404 | 8.2702 | 7.6372 | 8.2338 | 7.5747 |  | 220 | 8 | 198 | 3583.3 | 71.2 | 221112 | -76.9968 | 36.6506 |  | 125 | 100 |  |  |  |  | Y | N | N |  | N |  |  |  | 7195.9097
7032_G_1 | VA | 51181 | Surry Power Station and Gravel Neck | Gravel Neck | 4937411 | 32379813 |  |  | 7032 | 1 | 50336 | 1 | 0.011157 |  | 3.2728 | 0.044629 | 0.044629 | 0.75126 | 0.0015248 | 2022 | 28 | 9.2 | 825 | 7628.3334 | 115 | 221112 | -76.6911 | 37.1575 | 281 | 125 | 120 |  | 12 | N | Distillate Fuel Oil | N | N | N | 9999 | N |  | Combustion Turbine |  |  | 12716
7032_G_2 | VA | 51181 | Surry Power Station and Gravel Neck | Gravel Neck | 4937411 | 32379513 |  |  | 7032 | 2 | 50336 | 2 | 0.02075 |  | 6.0427 | 0.083 | 0.083 | 1.3972 | 0.0028359 | 2022 | 38 | 13.8 | 860 | 8975.0001 | 60 | 221112 | -76.6911 | 37.1575 | 363 | 125 | 120 |  | 16 | N | Distillate Fuel Oil | N | N | N | 9999 | N |  | Combustion Turbine |  |  | 12717
7032_G_6 | VA | 51181 | Surry Power Station and Gravel Neck | Gravel Neck | 4937411 | 32379213 |  |  | 7032 | 6 | 50336 | 5 | 4.7098 |  | 39.9 | 1.6539 | 1.6539 | 17.1 | 0.59851 | 2022 | 65 | 14.1 | 987 | 24515.0004 | 157 | 221112 | -76.6911 | 37.1575 | 1310 | 125 | 120 |  | 85 | N | Natural Gas, Distillate Fuel Oil | Y | N | N | 9999 | N | 7032_G_5;7032_G_3;7032_G_6;7032_G_4 | Combustion Turbine |  |  | 12717
55939_G_CT01 | VA | 51187 | Dominion - Warren | Warren County | 17644211 | 122161113 | 55939 | 1A | 55939 | CT01 | 81391 | 1 | 3.66 | 8.499 | 51.9176 | 20.9864 | 20.9864 | 5.4922 | 2.8012 | 2022 | 175 | 22 | 192 | 24314.9004 | 63.96 | 221112 | -78.1779 | 38.9701 | 3000 | 125 | 120 |  | 297.5 | N | Natural Gas | Y | N | N | 9999 | N | 55939_G_CT01;55939_G_ST01 | Combined Cycle |  | 6776.8496 | 7050
55939_G_CT02 | VA | 51187 | Dominion - Warren | Warren County | 17644211 | 122161213 | 55939 | 1B | 55939 | CT02 | 81391 | 2 | 8.23 | 2.43 | 51.202 | 12.6307 | 12.6307 | 5.3786 | 4.2823 | 2022 | 175 | 22 | 192 | 24314.9004 | 63.96 | 221112 | -78.1779 | 38.9701 | 3500 | 125 | 120 |  | 297.5 | N | Natural Gas | Y | N | N | 9999 | N |  | Combined Cycle |  | 6679.5195 | 7050
55939_G_CT03 | VA | 51187 | Dominion - Warren | Warren County | 17644211 | 122161313 | 55939 | 1C | 55939 | CT03 | 81391 | 3 | 5.56 | 7.8725 | 47.4497 | 10.3458 | 10.3458 | 5.0869 | 7.1354 | 2022 | 175 | 22 | 192 | 24314.9004 | 63.96 | 221112 | -78.1779 | 38.9701 | 3500 | 125 | 120 |  | 297.5 | N | Natural Gas | Y | N | N | 9999 | N |  | Combined Cycle |  | 6348.1504 | 7050
55285_G_WHG1 | VA | 51191 | Wolf Hills Energy LLC | Wolf Hills Energy | 7707611 | 11344613 |  |  | 55285 | WHG1 | 11348 | 21 | 0.26 |  | 4.2 | 0.33 | 0.33 | 0.03 | 0.02 | 2022 | 46 | 9.5 | 857 | 6433.2 | 90.7 | 221112 | -82.1021 | 36.6642 | 520 | 125 | 120 | 28&99 | 50 | N | Natural Gas | N | N | N | 9999 | N |  | Combustion Turbine |  |  | 11120
55285_G_WHG2 | VA | 51191 | Wolf Hills Energy LLC | Wolf Hills Energy | 7707611 | 11344513 |  |  | 55285 | WHG2 | 11348 | 22 | 0.36 |  | 4.6 | 0.34 | 0.34 | 0.04 | 0.07 | 2022 | 46 | 9.5 | 857 | 6433.2 | 90.7 | 221112 | -82.1021 | 36.6642 | 520 | 125 | 120 |  | 50 | N | Natural Gas | N | N | N | 9999 | N |  | Combustion Turbine |  |  | 11120
55285_G_WHG3 | VA | 51191 | Wolf Hills Energy LLC | Wolf Hills Energy | 7707611 | 11345013 |  |  | 55285 | WHG3 | 11348 | 23 | 0.27 |  | 2.8 | 0.23 | 0.23 | 0.02 | 0.1 | 2022 | 46 | 9.5 | 857 | 6433.2 | 90.7 | 221112 | -82.1021 | 36.6642 | 520 | 125 | 120 |  | 50 | N | Natural Gas | N | N | N | 9999 | N |  | Combustion Turbine |  |  | 11120
55285_G_WHG4 | VA | 51191 | Wolf Hills Energy LLC | Wolf Hills Energy | 7707611 | 11344713 |  |  | 55285 | WHG4 | 11348 | 24 | 0.41 |  | 4.2 | 0.33 | 0.33 | 0.03 | 0.02 | 2022 | 46 | 9.5 | 857 | 6433.2 | 90.7 | 221112 | -82.1021 | 36.6642 | 520 | 125 | 120 |  | 50 | N | Natural Gas | N | N | N | 9999 | N |  | Combustion Turbine |  |  | 11120
55285_G_WHG5 | VA | 51191 | Wolf Hills Energy LLC | Wolf Hills Energy | 7707611 | 11344813 |  |  | 55285 | WHG5 | 11348 | 25 | 0.38 |  | 2.3 | 0.18 | 0.18 | 0.02 | 0.03 | 2022 | 46 | 9.5 | 857 | 6433.2 | 90.7 | 221112 | -82.1021 | 36.6642 | 520 | 125 | 120 |  | 50 | N | Natural Gas | N | N | N | 9999 | N |  | Combustion Turbine |  |  | 11120
56808_B_1 | VA | 51195 | Dominion - Virginia City Hybrid Energy Center | Virginia City Hybrid Energy Center | 16530111 | 105638013 | 56808 | 1 | 56808 | 1 | 11526 | 1 | 289.0875 | 18.38 | 246.5226 | 51.5789 | 49.2492 | 27.6177 | 6.1099 | 2022 | 500 | 19 | 170 | 16936.667 | 59.74 | 221112 | -82.3383 | 36.9164 | 3130 | 125 | 100 |  | 305 | N | Bituminous, Waste Coal | Y | N | N | 9999 | N | 56808_G_1;56808_B_1 | Coal Steam |  | 3095.1699 | 9943
56808_B_2 | VA | 51195 | Dominion - Virginia City Hybrid Energy Center | Virginia City Hybrid Energy Center | 16530111 | 105638113 | 56808 | 2 | 56808 | 2 | 11526 | 2 | 297.435 | 18.41 | 232.5701 | 40.9905 | 38.1642 | 16.9445 | 6.137 | 2022 | 500 | 19 | 170 | 16936.667 | 59.74 | 221112 | -82.3383 | 36.9164 | 3130 | 125 | 100 |  | 305 | N | Bituminous, Waste Coal | Y | N | N | 9999 | N | 56808_B_2;56808_G_1x | Coal Steam |  | 2893.1401 | 9943
3809_B_3 | VA | 51199 | Dominion - Yorktown Power Station |  | 4565211 | 27836713 | 3809 | 3 |  |  |  |  | 6.568 | 0.9924 | 28.6639 | 5.073 | 3.1452 | 77.1776 | 1.0607 |  | 489 | 22.5 | 289 | 43733.3 | 109.9 | 221112 | -76.4606 | 37.2146 |  | 125 | 100 |  |  |  |  | Y | N | N |  | N |  |  |  | 777.17
50663_B_B100 | VA | 51510 | Covanta Alexandria/Arlington Inc | Covanta Alexandria/Arlington Energy | 4195111 | 33845613 |  |  | 50663 | B100 | 71895 | 1 | 18.5806 | 4.5908 | 83.8975 | 3.406 | 3.356 | 1.2081 | 0.13411 | 2022 | 210 | 5.1 | 282 | 1374.4333 | 65 | 562213 | -77.1303 | 38.8012 | 122 | 103 | 270 |  | 9.7 | N | MSW | N | Y | N | 9999 | N |  | Municipal Solid Waste |  |  | 19383
50663_B_B200 | VA | 51510 | Covanta Alexandria/Arlington Inc | Covanta Alexandria/Arlington Energy | 4195111 | 33845713 |  |  | 50663 | B200 | 71895 | 2 | 18.9755 | 7.5677 | 84.8606 | 2.1499 | 2.0824 | 2.0828 | 0.01883 | 2022 | 210 | 5.1 | 292 | 1313.8666 | 62.1 | 562213 | -77.1303 | 38.8012 | 122 | 103 | 270 |  | 9.7 | N | MSW | N | Y | N | 9999 | N |  | Municipal Solid Waste |  |  | 19383
50663_B_B300 | VA | 51510 | Covanta Alexandria/Arlington Inc | Covanta Alexandria/Arlington Energy | 4195111 | 33845813 |  |  | 50663 | B300 | 71895 | 3 | 13.8439 | 0.48662 | 106.7866 | 1.4873 | 1.226 | 1.2285 | 0.039896 | 2022 | 210 | 5.1 | 294 | 1384.0666 | 65.4 | 562213 | -77.1303 | 38.8012 | 122 | 103 | 270 |  | 9.7 | N | MSW | N | Y | N | 9999 | N |  | Municipal Solid Waste |  |  | 19383
3803_G_6 | VA | 51550 | Dominion - Chesapeake Energy Center | Chesapeake | 5040211 | 28681613 |  |  | 3803 | 6 | 60163 | 10 | 0.013754 |  | 3.5288 | 0.05045 | 0.03006 | 0.38476 | 0.0017117 | 2022 | 28 | 9.1 | 793 | 3500 | 52.7 | 221112 | -76.302 | 36.7703 | 263 | 125 | 120 |  | 12 | N | Distillate Fuel Oil | N | N | N | 9999 | N |  | Combustion Turbine |  |  | 16258
3803_G_GT1 | VA | 51550 | Dominion - Chesapeake Energy Center | Chesapeake | 5040211 | 28680513 |  |  | 3803 | GT1 | 60163 | 5 | 0.027984 |  | 7.0595 | 0.10265 | 0.061161 | 0.76968 | 0.0035071 | 2022 | 19 | 12.8 | 1100 | 6746.7 | 51.7 | 221112 | -76.302 | 36.7703 | 281 | 125 | 120 |  | 15 | N | Distillate Fuel Oil | N | N | N | 9999 | N |  | Combustion Turbine |  |  | 16278
3803_G_GT4 | VA | 51550 | Dominion - Chesapeake Energy Center | Chesapeake | 5040211 | 28680713 |  |  | 3803 | GT4 | 60163 | 8 | 0.00091571 |  | 0.22915 | 0.0033516 | 0.0019822 | 0.024985 | 0.00011312 | 2022 | 28 | 9.1 | 793 | 3500 | 52.7 | 221112 | -76.302 | 36.7703 | 263 | 125 | 120 |  | 12 | N | Distillate Fuel Oil | N | N | N | 9999 | N |  | Combustion Turbine |  |  | 16260
52087_G_GEN1 | VA | 51550 | Dominion - Elizabeth River CT Station | Elizabeth River Power Station | 6682611 | 13202113 | 52087 | CT-1 | 52087 | GEN1 | 61108 | 1 | 0.91468 |  | 15.4978 | 0.76632 | 0.76632 | 0.4664 | 0.084877 | 2022 | 85 | 15 | 1001 | 25416.6 | 143.8 | 221112 | -76.3118 | 36.7745 | 2920 | 125 | 120 |  | 116 | N | Natural Gas, Distillate Fuel Oil | Y | N | N | 9999 | N |  | Combustion Turbine |  | 128.4 | 12074
52087_G_GEN2 | VA | 51550 | Dominion - Elizabeth River CT Station | Elizabeth River Power Station | 6682611 | 13202213 | 52087 | CT-2 | 52087 | GEN2 | 61108 | 2 | 2.0296 |  | 34.0162 | 1.7705 | 1.7705 | 0.5827 | 0.22638 | 2022 | 85 | 15 | 1001 | 25416.6 | 143.8 | 221112 | -76.3118 | 36.7745 | 2920 | 125 | 120 |  | 116 | N | Natural Gas, Distillate Fuel Oil | Y | N | N | 9999 | N |  | Combustion Turbine |  | 369.04 | 12074
52087_G_GEN3 | VA | 51550 | Dominion - Elizabeth River CT Station | Elizabeth River Power Station | 6682611 | 13202013 | 52087 | CT-3 | 52087 | GEN3 | 61108 | 3 | 0.51514 |  | 18.4234 | 0.94034 | 0.94034 | 0.6325 | 0.19477 | 2022 | 85 | 15 | 1001 | 25416.6 | 143.8 | 221112 | -76.3118 | 36.7745 | 2920 | 125 | 120 |  | 116 | N | Natural Gas, Distillate Fuel Oil | Y | N | N | 9999 | N |  | Combustion Turbine |  | 152.73 | 12074
50900_B_10PB | VA | 51580 | WESTROCK VIRGINIA CORP | Covington Facility | 5798711 | 21497013 | 50900 | 005 | 50900 | 10PB | 20328 | 9005 | 28.44 |  | 39.2633 | 5.4036 | 4.0527 | 0.4266 | 3.9105 | 2022 | 80 | 6 | 370 | 1902.0833 | 67.27 | 322120 | -79.9948 | 37.7986 | 330 | 133 | 100 |  | 6.4 | Y | Natural Gas | Y | N | Y | 9999 | N |  | O/G Steam |  | 3518.8306 | 12539
50900_B_11PB | VA | 51580 | WESTROCK VIRGINIA CORP | Covington Facility | 5798711 | 21498513 | 50900 | 011 | 50900 | 11PB | 20328 | 9006 | 9.1562 |  | 11.5536 | 6.9587 | 5.219 | 0.54937 | 3.4794 | 2022 | 100 | 7 | 305 | 8651.3168 | 224.8 | 322120 | -79.9948 | 37.7986 | 425 | 133 | 100 |  | 6.7 | Y | Natural Gas | Y | N | N | 9999 | N |  | O/G Steam |  | 3430.3699 | 12628
50900_B_1PB | VA | 51580 | WESTROCK VIRGINIA CORP | Covington Facility | 5798711 | 107770113 |  |  | 50900 | 1PB | 20328 | 9014 | 87.7986 | 9.9057 | 318.7007 | 43.0279 | 28.7885 | 48.1999 | 1.2382 | 2022 | 483 | 10 | 300 | 7833.3334 | 99.74 | 322120 | -79.9948 | 37.7986 | 987 | 133 | 100 |  | 37 | Y | Biomass | N | Y | N | 9999 | N |  | Biomass |  |  | 12669
50900_B_1RB | VA | 51580 | WESTROCK VIRGINIA CORP | Covington Facility | 5798711 | 21497613 |  |  | 50900 | 1RB | 20328 | 10001 | 507.1011 |  | 364.753 | 7.2104 | 5.5497 | 219.7811 | 58.7316 | 2022 | 257 | 10.8 | 310 | 3994.15 | 43.6 | 322120 | -79.9948 | 37.7986 | 1170 | 133 | 100 |  | 17.1 | Y | Non-Fossil Waste | N | Y | N | 9999 | N |  | Non-Fossil Waste |  |  | 12592
50900_B_2RB | VA | 51580 | WESTROCK VIRGINIA CORP | Covington Facility | 5798711 | 91850313 |  |  | 50900 | 2RB | 20328 | REC010 | 54.6735 |  | 545.0102 | 27.2909 | 21.0876 | 347.6834 | 23.7467 | 2022 | 483 | 11.19 | 340 | 7983.3334 | 81.18 | 322120 | -79.9948 | 37.7986 |  | 133 | 100 |  | 64 | Y | Non-Fossil Waste | N | Y | N | 9999 | N |  | Non-Fossil Waste |  |  | 12592
50900_B_6PB | VA | 51580 | WESTROCK VIRGINIA CORP | Covington Facility | 5798711 | 122174013 |  |  | 50900 | 6PB | 20328 | 9020 |  |  |  | 0.00056652 | 0.0011651 |  |  | 2022 | [5 empty] | 322120 | -79.9948 | 37.7986 | 30 | 133 | 100 |  | 10.7 | Y | Natural Gas | N | Y | N | 9999 | N |  | O/G Steam |  |  | 10947
50900_B_9PB | VA | 51580 | WESTROCK VIRGINIA CORP | Covington Facility | 5798711 | 21497413 | 50900 | 004 | 50900 | 9PB |  |  | 62.309 | 2.3736 | 655.1033 | 0.39601 | 0.33383 |  | 5.5283 |  | 217 | 17 | 300 | 15550.0003 | 68.5 | 322120 | -79.9948 | 37.7986 |  | 133 | 100 |  | 14.7 | Y | Bituminous | Y | N | N | 9999 | N |  | Coal Steam |  | 7566.8501 | 10986
56531_G_GEN1 | VA | 51650 | USA Waste of Virginia Landfills - Bethel | Waste Management Bethel LFGTE | 6685111 | 13195313 |  |  | 56531 | GEN1 | 61291 | 4 | 148.1429 |  | 69.729 | 0.66705 | 0.66705 | 3.353 | 0.76622 | 2022 | 10 | 1 | 100 | 0.1666 | 0.21 | 562212 | -76.4357 | 37.0771 |  | 104 | 160 |  | 0.8 | N | Landfill Gas | N | N | N | 9999 | N | 56531_G_GEN6;56531_G_GEN3;56531_G_GEN4;56531_G_GEN2;56531_G_GEN1;56531_G_GEN5 | Landfill Gas |  |  | 13500
50813_B_CB1 | VA | 51670 | RockTenn CP LLC - Hopewell | Hopewell Mill | 5768811 | 20390013 |  |  | 50813 | CB1 | 50370 | 2 | 195.2493 |  | 334 | 52.7184 | 52.1784 | 140 | 5.4631 | 2022 | 290 | 13.5 | 350 | 4436.6667 | 31 | 322130 | -77.2644 | 37.302 | 846 | 133 | 100 | 128 | 20.4 | Y | Non-Fossil Waste | N | Y | N | 9999 | N | 50813_B_CB1;50813_B_RB1 | Non-Fossil Waste |  |  | 12696
10633_G_GT1 | VA | 51670 | Hopewell Cogeneration Ltd Partnership | Hopewell Cogeneration | 5883511 | 23364513 | 10633 | 1 | 10633 | GT1 | 50967 | 1 | 8.4669 |  | 93.2713 | 1.8128 | 1.2762 | 3.2749 | 0.55018 | 2022 | 200 | 15.2 | 260 | 13581.6669 | 74.8 | 221112 | -77.2819 | 37.2914 | 1140 | 125 | 120 |  | 94.1 | Y | Natural Gas, Distillate Fuel Oil | Y | N | N | 9999 | N | 10633_G_GT1;10633_G_ST1 | Combined Cycle |  | 1627.5 | 8922
10633_G_GT2 | VA | 51670 | Hopewell Cogeneration Ltd Partnership | Hopewell Cogeneration | 5883511 | 23364613 | 10633 | 2 | 10633 | GT2 | 50967 | 2 | 13.5095 |  | 134.5758 | 2.877 | 2.0233 | 6.0783 | 0.86601 | 2022 | 200 | 15.2 | 260 | 13581.6669 | 74.8 | 221112 | -77.2819 | 37.2914 | 1140 | 125 | 120 |  | 94.1 | Y | Natural Gas, Distillate Fuel Oil | Y | N | N | 9999 | N |  | Combined Cycle |  | 2399.25 | 8922
10633_G_GT3 | VA | 51670 | Hopewell Cogeneration Ltd Partnership | Hopewell Cogeneration | 5883511 | 23364713 | 10633 | 3 | 10633 | GT3 | 50967 | 3 | 12.8915 |  | 132.2969 | 2.7518 | 1.9382 | 5.2382 | 0.83302 | 2022 | 200 | 15.2 | 260 | 13581.6669 | 74.8 | 221112 | -77.2819 | 37.2914 | 1140 | 125 | 120 |  | 94.1 | Y | Natural Gas, Distillate Fuel Oil | Y | N | N | 9999 | N |  | Combined Cycle |  | 2366.25 | 8922
10771_B_2 | VA | 51670 | Dominion-Hopewell Power Station |  | 10633611 | 58466313 | 10771 | 2 |  |  | 51019 | 2 | 292.0527 | 22.47 | 156.3586 | 9.8489 | 9.2613 | 7.5756 | 4.4118 | 2022 | 220 | 8 | 155 | 3895 | 77.5 | 221112 | -77.2835 | 37.2974 | 391 | 125 | 100 |  |  |  |  | Y | N | N |  | N |  |  |  | 7386.9204
10771_B_1 | VA | 51670 | Dominion-Hopewell Power Station |  | 10633611 | 58466213 | 10771 | 1 |  |  | 51019 | 1 | 233.8827 | 22.43 | 156.8353 | 12.9338 | 12.1993 | 7.6688 | 2.9428 | 2022 | 220 | 8 | 155 | 3895 | 77.5 | 221112 | -77.2835 | 37.2974 | 391 | 125 | 100 |  |  |  |  | Y | N | N |  | N |  |  |  | 7375.2095
54998_B_12300 | VA | 51740 | Wheelabrator Portsmouth Inc, RDF Facility | Wheelabrator Portsmouth | 4183011 | 32657113 |  |  | 54998 | 12300 | 61018 | 44 | 107.3352 |  | 225.7291 | 6.9289 | 6.0137 | 41.61 | 0.80757 | 2022 | 275 | 6 | 360 | 2500 | 88.4 | 221330 | -76.3035 | 36.8087 | 228 | 103 | 270 |  | 11.6 | Y | MSW | N | Y | N | 9999 | N |  | Municipal Solid Waste |  |  | 20120
54998_B_12400 | VA | 51740 | Wheelabrator Portsmouth Inc, RDF Facility | Wheelabrator Portsmouth | 4183011 | 32657713 |  |  | 54998 | 12400 | 61018 | 45 | 135.2766 |  | 291.2277 | 6.9706 | 6.0463 | 44.6118 | 1.0134 | 2022 | 275 | 6 | 360 | 2500 | 88.4 | 221330 | -76.3035 | 36.8087 | 228 | 103 | 270 |  | 11.6 | Y | MSW | N | Y | N | 9999 | N |  | Municipal Solid Waste |  |  | 20120
54998_B_12500 | VA | 51740 | Wheelabrator Portsmouth Inc, RDF Facility | Wheelabrator Portsmouth | 4183011 | 32657613 |  |  | 54998 | 12500 | 61018 | 46 | 91.8571 |  | 243.5343 | 4.5613 | 3.9496 | 34.611 | 0.81016 | 2022 | 275 | 6 | 360 | 2500 | 88.4 | 221330 | -76.3035 | 36.8087 | 228 | 103 | 270 |  | 11.6 | Y | MSW | N | Y | N | 9999 | N |  | Municipal Solid Waste |  |  | 20120
54998_B_12600 | VA | 51740 | Wheelabrator Portsmouth Inc, RDF Facility | Wheelabrator Portsmouth | 4183011 | 32657513 |  |  | 54998 | 12600 | 61018 | 47 | 108.1563 |  | 236.6301 | 6.228 | 5.4014 | 41.3109 | 0.81663 | 2022 | 275 | 6 | 360 | 2500 | 88.4 | 221330 | -76.3035 | 36.8087 | 228 | 103 | 270 |  | 11.6 | Y | MSW | N | Y | N | 9999 | N |  | Municipal Solid Waste |  |  | 20120
54081_B_3B | VA | 51760 | Spruance Operating Services LLC | Spruance Operating Services LLC | 4039911 | 33619513 |  |  | 54081 | 3B | 52758 | 3 | 45.9749 | 3.9762 | 42.57 | 7.594 | 7.594 | 0.74554 | 6.8341 | 2022 | 250 | 8.6 | 180 | 3245.4667 | 55.9 | 221112 | -77.4309 | 37.4555 | 750 | 125 | 100 |  | 21.2 | Y | Natural Gas | N | Y | N | 9999 | N | 54081_B_3B;54081_B_3A | O/G Steam |  |  | 14500
54081_B_4B | VA | 51760 | Spruance Operating Services LLC | Spruance Operating Services LLC | 4039911 | 33619613 |  |  | 54081 | 4B | 52758 | 4 | 61.2578 | 5.298 | 51.71 | 5.706 | 5.706 | 0.99337 | 9.93 | 2022 | 250 | 8.6 | 180 | 3245.4667 | 55.9 | 221112 | -77.4309 | 37.4555 | 750 | 125 | 100 | 119&127&26 | 6.2 | Y | Natural Gas | N | Y | N | 9999 | N | 54081_B_4A;54081_B_4B | O/G Steam |  |  | 14500
56693_G_1 | VA | 51810 | INGENCO - Virginia Beach | Virginia Beach | 6908211 | 12957013 |  |  | 56693 | 1 | 61423 | 1 | 32.8 |  | 17.2 | 3.7716 | 3.029 | 1.84 | 1.58 | 2022 | 26.4 | 1.4 | 490 | 95.1 | 60.2 | 221112 | -76.2019 | 36.7858 | 1.4 | 125 | 160 |  | 0.3 | N | Landfill Gas | N | N | N | 9999 | N | 56693_G_16;56693_G_15;56693_G_3;56693_G_28;56693_G_6;56693_G_25;56693_G_23;56693_G_36;56693_G_8;56693_G_32;56693_G_2;56693_G_12;56693_G_26;56693_G_27;56693_G_11;56693_G_22;56693_G_14;56693_G_35;56693_G_21;56693_G_29;56693_G_10;56693_G_7;56693_G_19;56693_G_13;56693_G_5;56693_G_33;56693_G_30;56693_G_1;56693_G_20;56693_G_17;56693_G_31;56693_G_24;56693_G_34;56693_G_18;56693_G_4;56693_G_9 | Landfill Gas |  |  | 13500
58352_B_B-11 | WA | 53009 | McKinley Paper Company | McKinley Paper Co. - Washington Mill | 4986011 | 109514013 |  |  | 58352 | B-11 | 0007 | 15 | 46.9 | 0.8855 | 101.67 | 3.85 | 3.85 | 11.703 | 1.35 | 2022 | 125 | 7 | 140 | -1 | 56.4 | 32212 | -123.4664 | 48.1352 | 420 | 133 | 100 |  | 12 | N | Biomass | N | N | N | 9999 | N |  | Biomass |  |  | 8707
7605_G_1 | WA | 53011 | Clark Public Utilities - River Road Generating Project | River Road Gen Plant | 7344011 | 11036213 | 7605 | 1 | 7605 | 1 | 1909 | 2863 | 0.365 | 7.025 | 68.8264 | 31.51 | 31.51 | 3.2743 | 0 | 2022 | 198 | 18 | 230 | 19166.667 | 75.2899 | 221112 | -122.7249 | 45.6498 | 1700 | 125 | 140 | 109&131&139 | 230 | N | Natural Gas | Y | N | N | 9999 | N |  | Combined Cycle |  | 7024.8301 | 7287
54562_B_PB20 | WA | 53015 | WestRock Longview, LLC | Longview Fibre | 7000211 | 14257313 |  |  | 54562 | PB20 | 121 | 283 | 283.85 | 6.1 | 327.37 | 40.22 | 37.55 | 32.43 | 0 | 2022 | 168 | 8.5 | 146 | 2081.7 | 36.685 | 322130 | -122.923 | 46.103 | 900 | 133 | 100 |  | 15.7 | Y | Non-Fossil Waste | N | Y | N | 9999 | N |  | Non-Fossil Waste | 8505 |  | 5686
54562_B_RF19 | WA | 53015 | WestRock Longview, LLC | Longview Fibre | 7000211 | 14256113 |  |  | 54562 | RF19 | 121 | 865 | 3.38 |  | 160.86 | 30.11 | 25.48 | 39.42 | 23.47 | 2022 | 198 | 13.5 | 258 | 5595.6167 | 39.0916 | 322130 | -122.919 | 46.1006 |  | 133 | 200 |  | 15.7 | Y | Non-Fossil Waste | N | Y | N | 9999 | N |  | Non-Fossil Waste | 6715 |  | 5686
54562_B_RF22 | WA | 53015 | WestRock Longview, LLC | Longview Fibre | 7000211 | 14254413 |  |  | 54562 | RF22 | 121 | 292 | 136.8 |  | 395.89 | 40.73 | 37.84 | 126.74 | 9.04 | 2022 | 246 | 11.5 | 290 | 6362.3001 | 61.2533 | 322130 | -122.923 | 46.1009 |  | 133 | 200 | 128 | 15.7 | Y | Non-Fossil Waste | N | Y | N | 9999 | N |  | Non-Fossil Waste | 8063 |  | 5686
55700_G_CTG1 | WA | 53015 | Mint Farm Generating Station | Mint Farm Generating Station | 12579611 | 63297313 | 55700 | CTG1 | 55700 | CTG1 | 2111 | 3332 | 0.1 | 7.51 | 55.8502 | 21.09 | 21.09 | 7.9362 | 3.92 | 2022 | 165.3 | 18 | 250 | 23271.5204 | 91.4145 | 221112 | -122.9851 | 46.1402 | 2050 | 125 | 140 |  | 150 | N | Natural Gas | Y | N | N | 9999 | N | 55700_G_CTG1;55700_G_1STG | Combined Cycle |  | 5999.2197 | 7363
55882_B_BLR1 | WA | 53027 | Sierra Pacific Industries - Cogeneration | Sierra Pacific Aberdeen | 9048311 | 58390413 |  |  | 55882 | BLR1 | 0018 | 1 | 241.29 | 5.2765 | 112.77 | 11.508 | 10.1066 | 1.29 | 1.28 | 2022 | 100 | 7 | 357 | 2313 | 57.3 | 221117 | -123.7741 | 46.9695 | 310 | 125 | 100 |  | 17.4 | Y | Biomass | N | Y | N | 9999 | N |  | Biomass |  |  | 4561
7999_G_CT1 | WA | 53027 | Grays Harbor Energy | Grays Harbor Energy Facility | 12582311 | 63396313 | 7999 | 1 | 7999 | CT1 | 1186 | 1 | 6.6 | 9.4605 | 40.5396 | 19.7 | 19.7 | 6.5366 | 3.1 | 2022 | 180 | 18 | 180 | 17583.3336 | 69.0703 | 221112 | -123.4806 | 46.9691 | 1670 | 125 | 120 |  | 151 | N | Natural Gas | Y | N | N | 9999 | N |  | Combined Cycle |  | 6181.3901 | 7671
7999_G_CT2 | WA | 53027 | Grays Harbor Energy | Grays Harbor Energy Facility | 12582311 | 63396413 | 7999 | 2 | 7999 | CT2 |  |  | 5.6 | 9.281 | 34.6058 | 14.3 | 14.3 | 5.5534 | 3.2 |  | 180 | 18 | 165 | 17583.3336 | 69.0703 | 221112 | -123.48 | 46.9691 |  | 125 | 120 |  | 153 | N | Natural Gas | Y | N | N | 9999 | N |  | Combined Cycle |  | 5226.25 | 7671
55482_G_G2 | WA | 53039 | Goldendale Generating Station | Goldendale Generating Station | 9091411 | 55096213 | 55482 | CT-1 | 55482 | G2 | 62 | 388 | 1.8 | 9 | 44.9552 | 5.82 | 5.82 | 3.2678 | 0.29 | 2022 | 150 | 18 | 175 | 17549 | 69 | 221112 | -120.834 | 45.8106 | 1670 | 125 | 120 | 139&212 | 110.6 | N | Natural Gas | Y | N | N | 9999 | N | 55482_G_G1;55482_G_G2 | Combined Cycle | 5847 | 5846.4502 | 7081
55662_G_CT1 | WA | 53041 | PacifiCorp - Chehalis Generation Facility | Chehalis Generating Facility | 9091111 | 55096613 | 55662 | CT1 | 55662 | CT1 | 1900 | 2839 | 8.08 | 6.155 | 38.3931 | 22.7 | 22.7 | 5.1518 | 5.73 | 2022 | 149.9 | 19.3 | 245 | 20807.2504 | 71.0944 | 221112 | -122.9145 | 46.6226 | 2070 | 125 | 140 |  | 160 | N | Natural Gas | Y | N | N | 9999 | N | 55662_G_CT1;55662_G_CA | Combined Cycle |  | 4920.3398 | 7630
55662_G_CT2 | WA | 53041 | PacifiCorp - Chehalis Generation Facility | Chehalis Generating Facility | 9091111 | 55096713 | 55662 | CT2 | 55662 | CT2 | 1900 | 2840 | 7.85 | 9.735 | 40.0075 | 23.45 | 23.45 | 5.9916 | 6.91 | 2022 | 149.9 | 19.3 | 245 | 21041.8337 | 71.8959 | 221112 | -122.9145 | 46.6226 | 2070 | 125 | 140 |  | 160 | N | Natural Gas | Y | N | N | 9999 | N |  | Combined Cycle |  | 6068.5898 | 7630
3845_B_BW22 | WA | 53041 | TransAlta Centralia Generation, LLC |  | 6281311 | 15504813 | 3845 | BW22 |  |  | 754 | 1250 | 4077 | 0 | 3646.7779 | 271.8 | 250.3 | 1071.6817 | 94.76 | 2022 | 470 | 29.8 | 135 | 43326.3925 | 62.0948 | 221112 | -122.8566 | 46.7558 | 8000 | 125 | 100 |  |  |  |  | Y | N | N |  | N |  |  |  | 6068.0898
57099_B_4RB | WA | 53053 | WestRock Tacoma Mill | WestRock (WA) | 4880911 | 29293113 |  |  | 57099 | 4RB | 125 | 246 | 410.7 |  | 314 | 36 | 36 | 16.25 | 20.7 | 2022 | 275 | 14 | 294 | 6308 | 41 | 3221 | -122.428 | 47.2672 | 590 | 133 | 100 |  | 28 | Y | Non-Fossil Waste | N | Y | N | 9999 | N |  | Non-Fossil Waste | 8400 |  | 11537
57099_B_7PB | WA | 53053 | WestRock Tacoma Mill | WestRock (WA) | 4880911 | 29293313 |  |  | 57099 | 7PB | 125 | 251 | 525.8 |  | 509.1 | 33.9 | 31.4 | 149.7 | 25.3 | 2022 | 213 | 9.5 | 132 | 2935.3833 | 41.4166 | 3221 | -122.428 | 47.2664 | 340 | 133 | 100 |  | 28 | Y | Non-Fossil Waste | N | Y | N | 9999 | N |  | Non-Fossil Waste | 8357 |  | 11537
55818_G_FICT | WA | 53053 | Atlantic Power Corp Dba Frederickson Power LP | Frederickson Power LP | 12623711 | 63640913 | 55818 | F1CT | 55818 | FICT | 10645 | 1 | 0.2 | 2.085 | 47.9145 | 43.7 | 42.2142 | 2.7159 | 20.3 | 2022 | 105 | 18 | 205 | 13755.4 | 54.1 | 221112 | -122.3657 | 47.0862 | 175 | 125 | 120 |  | 164 | N | Natural Gas | Y | N | N | 9999 | N | 55818_G_FIST;55818_G_FICT | Combined Cycle | 8736 | 4906.3901 | 7097
99_G_1 | WA | 53053 | Puget Sound Energy Frederickson | Frederickson | 12618611 | 63640013 |  |  | 99 | 1 | 10028 | 1 | 5.668 | 0 | 22.458 | 1.2235 | 1.2235 | 0.406 | 0.373 | 2022 | 32 | 18 | 800 | 7949.1 | 31.2 | 221112 | -122.3677 | 47.082 | 67 | 125 | 120 |  | 67 | N | Natural Gas, Distillate Fuel Oil | N | N | N | 9999 | N |  | Combustion Turbine | 3360 |  | 25000
99_G_2 | WA | 53053 | Puget Sound Energy Frederickson | Frederickson | 12618611 | 63640113 |  |  | 99 | 2 | 10028 | 2 | 4.5775 | 0 | 19.252 | 0.983 | 0.983 | 0.323 | 0.2955 | 2022 | 32 | 18 | 800 | 8016.5 | 31.5 | 221112 | -122.3677 | 47.082 | 67 | 125 | 120 |  | 67 | N | Natural Gas, Distillate Fuel Oil | N | N | N | 9999 | N |  | Combustion Turbine | 3360 |  | 25000
56406_B_BLR1 | WA | 53057 | SIERRA PACIFIC INDUSTRIES | Sierra Pacific Burlington Facility | 12626311 | 63843413 |  |  | 56406 | BLR1 | 8 | 1577 | 198.1 | 6 | 114.8 | 14.7 | 13.49 | 1.51 | 2.8 | 2022 | 100 | 8.2 | 408 | 2713 | 50.2 | 321113 | -122.434 | 48.4484 | 430 | 135 | 100 |  | 24.6 | Y | Biomass | N | Y | N | 9999 | N |  | Biomass | 8400 |  | 4552
607_G_1 | WA | 53057 | PSE FREDONIA | Fredonia | 8532811 | 942013 |  |  | 607 | 1 | 16 | 1607 | 3.1 | 0 | 278.9 | 5.6 | 5.6 | 1.6 | 1.7 | 2022 | 50 | 37 | 958 | 9583 | 8.9 | 221112 | -122.4351 | 48.4549 | 1120 | 125 | 120 |  | 93 | N | Natural Gas, Distillate Fuel Oil | N | N | N | 9999 | N |  | Combustion Turbine | 1444 |  | 12802
607_G_2 | WA | 53057 | PSE FREDONIA | Fredonia | 8532811 | 942313 |  |  | 607 | 2 | 16 | 1608 | 2.8 | 0 | 199.2 | 4.2 | 4.2 | 1.3 | 1.3 | 2022 | 50 | 37 | 958 | 10366 | 9.6 | 221112 | -122.4351 | 48.4549 | 1120 | 125 | 120 |  | 93 | N | Natural Gas, Distillate Fuel Oil | N | N | N | 9999 | N |  | Combustion Turbine | 1101 |  | 12802
607_G_3 | WA | 53057 | PSE FREDONIA | Fredonia | 8532811 | 942113 | 607 | CT3 | 607 | 3 | 16 | 1609 | 2.8 | 1.3 | 4.388 | 0.9 | 0.9 | 0.2379 | 1 | 2022 | 65 | 13 | 764 | 4818 | 36.3 | 221112 | -122.4351 | 48.4549 | 516 | 125 | 120 |  | 47 | N | Natural Gas, Distillate Fuel Oil | Y | N | N | 9999 | N |  | Combustion Turbine | 748 | 746.1498 | 12802
607_G_4 | WA | 53057 | PSE FREDONIA | Fredonia | 8532811 | 942213 | 607 | CT4 | 607 | 4 | 16 | 1610 | 1.4 | 0.6 | 1.8307 | 0.5 | 0.5 | 0.1298 | 0.8 | 2022 | 65 | 13 | 764 | 5865 | 44.2 | 221112 | -122.4351 | 48.4549 | 516 | 125 | 120 |  | 47 | N | Natural Gas, Distillate Fuel Oil | Y | N | N | 9999 | N |  | Combustion Turbine | 407 | 406.02 | 12802
57969_G_GEN1 | WA | 53061 | Hampton Lumber Mills-Washington Inc | Darrington | 12619311 | 63643613 |  |  | 57969 | GEN1 | 12378 | 1 | 42.406 |  | 62.421 | 8.8835 | 7.8619 | 11.104 | 9.926 | 2022 | 100 | 5.7 | 315 | 331.7 | 13 | 321113 | -121.5974 | 48.2636 | 0.01 | 135 | 100 |  | 4.5 | Y | Biomass | N | Y | N | 9999 | N |  | Biomass | 8736 |  | 4874
50886_B_1-1A | WA | 53063 | Waste To Energy | Spokane Waste to Energy | 6647111 | 17153713 |  |  | 50886 | 1-1A | 100 | 565 | 10 | 6.3 | 159.4 | 3.7 | 2.9 | 3.7 | 1.4 | 2022 | 170.6 | 6 | 260 | 1973 | 69.8 | 562213 | -117.5048 | 47.6264 | 183 | 103 | 270 | 127&140&202 | 11.4 | N | MSW | N | Y | N | 9999 | N |  | Municipal Solid Waste | 7730 |  | 21475
50886_B_1-1B | WA | 53063 | Waste To Energy | Spokane Waste to Energy | 6647111 | 17153813 |  |  | 50886 | 1-1B | 100 | 566 | 12.3 | 10.9 | 158.2 | 5 | 4 | 5.7 | 1.4 | 2022 | 170.6 | 6 | 257 | 1957 | 69.2 | 562213 | -117.5048 | 47.6264 | 183 | 103 | 270 |  | 11.4 | N | MSW | N | Y | N | 9999 | N |  | Municipal Solid Waste | 7544 |  | 21475
550_B_1 | WA | 53065 | Avista | Kettle Falls Generating Station | 6210511 | 15570613 |  |  | 550 | 1 | 53 | 730 | 1194.83 |  | 405.35 | 6.84 | 1.54 | 0 | 25.16 | 2022 | 180 | 10 | 390 | 4733 | 60.3 | 221118 | -118.11 | 48.6203 | 415 | 125 | 690 |  | 50 | N | Biomass | N | N | N | 9999 | N |  | Biomass | 7412 |  | 14662
550_G_2 | WA | 53065 | Avista | Kettle Falls Generating Station | 6210511 | 15570713 |  |  | 550 | 2 | 53 | 731 | 0.07 |  | 1.65 | 0.06 | 0.03 | 0.01 | 0.22 | 2022 | 50 | 4 | 343 | 1280 | 101.9 | 221118 | -118.112 | 48.6203 | 87 | 125 | 120 |  | 6.2 | N | Natural Gas | N | N | N | 9999 | N |  | Combustion Turbine | 614 |  | 11878
50120_G_0001 | WA | 53065 | Vaagen Brothers Lumber Inc |  | 6164811 | 15571413 |  |  |  |  | 52 | 560 | 37.3 |  | 83.1 | 1.4 | 1.3 | 4.7 | 3.2 | 2022 | 50 | 4.8 | 469 | 388 | 21.4 | 321912 | -117.915 | 48.5485 | 60 | 135 | 690 |  |  |  |  | N | N | N |  | N |  |  | 8112
54476_G_GEN2 | WA | 53073 | PSE SUMAS | Sumas Power Plant | 6212511 | 15565113 | 54476 | CT-1 | 54476 | GEN2 | 48 | 1750 | 1 | 14.4 | 31.8693 | 10.79 | 10.79 | 4.1555 | 4.22 | 2022 | 93 | 14.5 | 270 | 14900 | 90.2 | 221112 | -122.274 | 48.9903 | 125 | 125 | 140 |  | 40.8 | Y | Natural Gas | Y | N | N | 9999 | N | 54476_G_GEN1;54476_G_GEN2 | Combined Cycle | 4895 | 4117.2598 | 8150
54537_G_CT1A | WA | 53073 | PSE Ferndale Generating Station | Ferndale Generating Station | 6212611 | 15564813 | 54537 | CT-1A | 54537 | CT1A | 31 | 1677 | 4.29 | 4.07 | 51.6507 | 13.38 | 13.38 | 4.3137 | 6.2 | 2022 | 180 | 14 | 210 | 137.5166 | 0.8933 | 221112 | -122.6862 | 48.8287 | 924 | 125 | 140 |  | 86 | Y | Natural Gas, Distillate Fuel Oil | Y | N | N | 9999 | N | 54537_G_ST1;54537_G_CT1A | Combined Cycle | 4176 | 4270.6704 | 7539
54537_G_CT1B | WA | 53073 | PSE Ferndale Generating Station | Ferndale Generating Station | 6212611 | 15564713 | 54537 | CT-1B | 54537 | CT1B | 31 | 1678 | 3.82 | 3.81 | 49.4067 | 13.01 | 13.01 | 4.2276 | 5.01 | 2022 | 180 | 14 | 210 | 137.5166 | 0.8933 | 221112 | -122.6862 | 48.8287 | 924 | 125 | 140 |  | 86 | Y | Natural Gas, Distillate Fuel Oil | Y | N | N | 9999 | N |  | Combined Cycle | 4144 | 4150.9004 | 7539
6120_G_2 | WA | 53073 | PSE WHITEHORN | Whitehorn | 6212111 | 15566913 |  |  | 6120 | 2 | 47 | 1748 | 1.9 | 0 | 18.7 | 0.4 | 0.4 | 0.1 | 0.1 | 2022 | 32 | 18 | 900 | 8705.0001 | 34.2083 | 221112 | -122.752 | 48.8862 | 794 | 125 | 120 |  | 67 | N | Natural Gas, Distillate Fuel Oil | N | N | N | 9999 | N |  | Combustion Turbine |  |  | 25000
6120_G_3 | WA | 53073 | PSE WHITEHORN | Whitehorn | 6212111 | 15566813 |  |  | 6120 | 3 | 47 | 1749 | 1.1 | 0 | 6.2 | 0.2 | 0.2 | 0.1 | 0 | 2022 | 32 | 18 | 900 | 8584.0501 | 33.7333 | 221112 | -122.752 | 48.8862 | 794 | 125 | 120 |  | 67 | N | Natural Gas, Distillate Fuel Oil | N | N | N | 9999 | N |  | Combustion Turbine | 72 |  | 24565
7870_G_CTG1 | WA | 53073 | PSE ENCOGEN GENERATING STATION | Encogen | 6212411 | 15565213 | 7870 | CT1 | 7870 | CTG1 | 30 | 1673 | 1.7 | 3.2 | 16.0206 | 4.9 | 4.9 | 1.2855 | 0.21 | 2022 | 84 | 11 | 250 | 6600 | 69.4 | 221112 | -122.487 | 48.7451 | 440 | 125 | 140 |  | 34.5 | N | Natural Gas, Distillate Fuel Oil | Y | N | N | 9999 | N |  | Combined Cycle |  | 3122.8301 | 9214
7870_G_CTG2 | WA | 53073 | PSE ENCOGEN GENERATING STATION | Encogen | 6212411 | 15565413 | 7870 | CT2 | 7870 | CTG2 | 30 | 1674 | 1.6 | 1.42 | 16.4856 | 3.77 | 3.77 | 1.2737 | 0.21 | 2022 | 84 | 11 | 250 | 6600 | 69.4 | 221112 | -122.487 | 48.7454 | 440 | 125 | 140 |  | 34.5 | N | Natural Gas, Distillate Fuel Oil | Y | N | N | 9999 | N |  | Combined Cycle | 3179 | 3178.7803 | 9214
7870_G_CTG3 | WA | 53073 | PSE ENCOGEN GENERATING STATION | Encogen | 6212411 | 15565313 | 7870 | CT3 | 7870 | CTG3 | 30 | 1675 | 1.44 | 1.31 | 17.7555 | 1.31 | 1.31 | 1.3689 | 0.22 | 2022 | 84 | 11 | 250 | 6600 | 69.4 | 221112 | -122.486 | 48.7457 | 440 | 125 | 140 |  | 34.5 | N | Natural Gas, Distillate Fuel Oil | Y | N | N | 9999 | N |  | Combined Cycle |  | 3158.0098 | 9214
3954_B_1 | WV | 54023 | Dominion Resources, Inc. - MOUNT STORM POWER STATION | Mt Storm | 6257011 | 71961613 | 3954 | 1 | 3954 | 1 | 0003 | 001 | 151.3401 | 0.29778 | 573.4464 | 229.3054 | 205.3884 | 805.5964 | 17.7702 | 2022 | 743 | 29 | 115 | 63266.6679 | 95.8 | 221112 | -79.265 | 39.2004 | 5920 | 125 | 100 |  | 554 | N | Bituminous | Y | N | N | 9999 | N |  | Coal Steam | 3454 | 3722.6301 | 10094
3954_B_2 | WV | 54023 | Dominion Resources, Inc. - MOUNT STORM POWER STATION | Mt Storm | 6257011 | 71961713 | 3954 | 2 | 3954 | 2 | 0003 | 002 | 185.709 | 0.31137 | 594.7121 | 281.7514 | 252.3484 | 1054.2121 | 21.8388 | 2022 | 743 | 29 | 115 | 63266.6679 | 95.8 | 221112 | -79.265 | 39.2004 | 6200 | 125 | 100 |  | 555 | N | Bituminous | Y | N | N | 9999 | N |  | Coal Steam | 4125 | 4332.2202 | 10069
3954_B_3 | WV | 54023 | Dominion Resources, Inc. - MOUNT STORM POWER STATION | Mt Storm | 6257011 | 71961813 | 3954 | 3 | 3954 | 3 | 0003 | 003 | 82.5613 | 0.42212 | 573.2382 | 208.1775 | 193.3153 | 951.811 | 19.0237 | 2022 | 579 | 21 | 115 | 30833.3339 | 89 | 221112 | -79.265 | 39.2004 | 6000 | 125 | 100 |  | 520 | N | Bituminous | Y | N | N | 9999 | N |  | Coal Steam | 3378 | 3647.47 | 10433
3954_G_JF1 | WV | 54023 | Dominion Resources, Inc. - MOUNT STORM POWER STATION | Mt Storm | 6257011 | 71962013 |  |  | 3954 | JF1 | 0003 | 005 | 0.0016716 | 0 | 0.44576 | 0.0058253 | 0.0058253 | 0.15348 | 0.00020769 | 2022 | [5 empty] | 221112 | -79.265 | 39.2004 | 12 | 125 | 999 |  | 11 | N | Distillate Fuel Oil | N | N | N | 9999 | N |  | Combustion Turbine | 5 |  | 16079
3944_B_1 | WV | 54033 | MONONGAHELA POWER CO. - HARRISON | FirstEnergy Harrison Power Station | 6271711 | 71923213 | 3944 | 1 | 3944 | 1 | 0015 | 001 | 460.2611 | 1.416 | 1613.7429 | 647.6941 | 597.0941 | 6023.951 | 55.0734 | 2022 | 1001 | 26 | 150 | 29201.1037 | 55 | 221112 | -80.3325 | 39.3842 | 6320 | 125 | 100 |  | 652 | N | Bituminous | Y | N | N | 2040 | N |  | Coal Steam | 7641 | 7641.3394 | 10184
3944_B_2 | WV | 54033 | MONONGAHELA POWER CO. - HARRISON | FirstEnergy Harrison Power Station | 6271711 | 71923313 | 3944 | 2 | 3944 | 2 | 0015 | 002 | 299.011 | 0.919 | 1175.0714 | 378.1263 | 357.2263 | 2732.6789 | 35.7664 | 2022 | 1001 | 26 | 150 | 29201.1037 | 55 | 221112 | -80.3325 | 39.3842 | 6320 | 125 | 100 |  | 651 | N | Bituminous | Y | N | N | 2040 | N |  | Coal Steam | 5328 | 5327.6294 | 10116
3944_B_3 | WV | 54033 | MONONGAHELA POWER CO. - HARRISON | FirstEnergy Harrison Power Station | 6271711 | 71923413 | 3944 | 3 | 3944 | 3 | 0015 | 003 | 456.5874 | 1.403 | 1693.6784 | 803.8214 | 708.1214 | 6140.1794 | 54.6101 | 2022 | 1001 | 26 | 150 | 29201.1037 | 55 | 221112 | -80.3325 | 39.3842 | 6320 | 125 | 100 | 128&141 | 651 | N | Bituminous | Y | N | N | 2040 | N |  | Coal Steam | 7639 | 7639.4893 | 10120
10151_B_BLR1B | WV | 54049 | AMERICAN BITUMINOUS POWER-GRANT TOWN PLT | Grant Town Power Plant | 4864511 | 71941913 |  |  | 10151 | BLR1B | 0026 | 001 | 30.0265 | 24.4124 | 892.8 | 115.9671 | 102.4971 | 2039.2 | 16.2364 | 2022 | 327 | 13 | 325 | 542.4666 | 4 | 221112 | -80.1619 | 39.5592 | 866 | 125 | 100 |  | 40 | N | Waste Coal | N | N | N | 9999 | N | 10151_B_BLR1A;10151_B_BLR1B | Coal Steam | 8559 |  | 13650
3948_B_1 | WV | 54051 | KENTUCKY POWER COMPANY - MITCHELL PLANT | Mitchell (WV) | 6902311 | 71766013 | 3948 | 1 | 3948 | 1 | 0005 | 001 | 237.1 | 1.06 | 977.2696 | 52.3204 | 40.8101 | 1115.3016 | 28.1 | 2022 | 1000 | 33.75 | 128 | 43774.4008 | 48.9 | 221112 | -80.8175 | 39.8295 | 7020 | 125 | 100 |  | 770 | N | Bituminous | Y | N | N | 2040 | N |  | Coal Steam | 8760 | 4583.1802 | 10248
3948_B_2 | WV | 54051 | KENTUCKY POWER COMPANY - MITCHELL PLANT | Mitchell (WV) | 6902311 | 71766113 | 3948 | 2 | 3948 | 2 | 0005 | 002 | 148.6 | 0.79 | 682.2863 | 12.9901 | 10.26 | 605.6273 | 17.6 | 2022 | 1000 | 33.75 | 128 | 43774.4008 | 48.9 | 221112 | -80.8175 | 39.8295 | 7020 | 125 | 100 |  | 790 | N | Bituminous | Y | N | N | 2040 | N |  | Coal Steam | 8760 | 3280.7202 | 9996
50491_B_003 | WV | 54051 | Eagle Natrium, LLC |  | 4878711 | 71796413 | 50491 | 003 |  |  | 0002 | 003 | 9.16 |  | 303.0073 | 13.0271 | 13.0271 | 1.37 | 12.56 | 2022 | 272 | 9 | 340 | 5118.3334 | 80.5 | 32518 | -80.8544 | 39.7469 | 999 | 164 | 100 | 128 |  |  |  | Y | N | N |  | N |  |  | 7333 | 7450.75
6264_B_1 | WV | 54053 | APPALACHIAN POWER - MOUNTAINEER PLANT | Mountaineer | 6760811 | 71715813 | 6264 | 1 | 6264 | 1 | 0009 | 001 | 528.65 | 1.5653 | 2767.1833 | 99.03 | 76.96 | 2587.9073 | 63.2076 | 2022 | 1000 | 42.5 | 129 | 70366.5014 | 49.6 | 221112 | -81.935 | 38.9792 | 12000 | 125 | 100 |  | 1299 | N | Bituminous | Y | N | N | 2040 | N |  | Coal Steam | 8760 | 5605.8999 | 9925
3943_B_1 | WV | 54061 | MONONGAHELA POWER CO.- FORT MARTIN POWER | FirstEnergy Fort Martin Power Station | 6773611 | 71939313 | 3943 | 1 | 3943 | 1 | 0001 | 001 | 337.6624 |  | 3936.9885 | 459.2721 | 427.9705 | 1451.2069 | 40.4362 | 2022 | 550 | 24.75 | 126 | 27704.0338 | 57.6 | 221112 | -79.9275 | 39.7107 | 5760 | 125 | 100 |  | 552 | N | Bituminous | Y | N | N | 2036 | N |  | Coal Steam | 7949 | 7949.0293 | 10223
3943_B_2 | WV | 54061 | MONONGAHELA POWER CO.- FORT MARTIN POWER | FirstEnergy Fort Martin Power Station | 6773611 | 71939413 | 3943 | 2 | 3943 | 2 | 0001 | 002 | 213.0034 |  | 2738.7625 | 257.9031 | 246.9007 | 1390.5113 | 25.436 | 2022 | 550 | 24.75 | 126 | 27704.0338 | 57.6 | 221112 | -79.9275 | 39.7107 | 5620 | 125 | 100 |  | 546 | N | Bituminous | Y | N | N | 2036 | N |  | Coal Steam | 6194 | 6193.5605 | 10240
56671_B_UHA01 | WV | 54061 | LONGVIEW POWER | Longview Power Plant | 16320111 | 103875013 | 56671 | 001 | 56671 | UHA01 | 0134 | 001 | 692.925 |  | 1304.3594 | 68.5046 | 65.7336 | 1700.6436 | 16.5574 | 2022 | 554 | 25.75 | 125 | 25833.3338 | 49.9262 | 221112 | -79.9594 | 39.7081 | 6110 | 125 | 100 |  | 710 | N | Bituminous | Y | N | N | 9999 | N |  | Coal Steam | 384 | 7056.0503 | 8904
10743_B_CFB2 | WV | 54061 | MORGANTOWN ENERGY FACILITY |  | 6773811 | 71937813 |  |  |  |  | 0027 | 043 | 30.3345 | 0 | 73.7711 | 5.4014 | 5.4014 | 0.5148 | 3.8246 | 2022 | 338 | 8 | 335 | 3980 | 79 | 221112 | -79.9606 | 39.6397 | 951 | 125 | 100 | 127&41&99 |  |  |  | N | N | N |  | N | 10743_B_CFB2;10743_B_CFB1
55349_G_1 | WV | 54073 | PLEASANTS ENERGY, LLC | Pleasants Energy LLC | 6776411 | 71803813 | 55349 | 1 | 55349 | 1 | 0022 | 001 | 2.09 |  | 71.2955 | 31.7968 | 31.1602 | 1.3861 | 4.6266 | 2022 | 115 | 18 | 1030 | 43849.9842 | 172.3 | 221112 | -81.3639 | 39.3325 | 2010 | 125 | 120 |  | 171.6 | N | Natural Gas, Distillate Fuel Oil | Y | N | N | 9999 | N |  | Combustion Turbine | 3047 | 2835.9072 | 10745
55349_G_2 | WV | 54073 | PLEASANTS ENERGY, LLC | Pleasants Energy LLC | 6776411 | 71803913 | 55349 | 2 | 55349 | 2 | 0022 | 002 | 0.06 |  | 74.9496 | 0.51602 | 0.19201 | 1.5282 | 0.016606 | 2022 | 115 | 18 | 1030 | 43849.9842 | 172.3 | 221112 | -81.3639 | 39.3325 | 2180 | 125 | 120 |  | 167.9 | N | Natural Gas, Distillate Fuel Oil | Y | N | N | 9999 | N |  | Combustion Turbine | 46 | 3099.6868 | 10745
6004_B_2 | WV | 54073 | Pleasants Power Station |  | 4782811 | 71785613 | 6004 | 2 |  |  | 0005 | 002 | 417.2083 | 0.63 | 3214.833 | 1014.7213 | 845.8315 | 6646.3028 | 49.6363 | 2022 | 640 | 29 | 150 | 30000.0006 | 45.4 | 221112 | -81.2944 | 39.3668 | 6240 | 125 | 100 |  |  |  |  | Y | N | N |  | N |  |  | 7022 | 7135.9292
6004_B_1 | WV | 54073 | Pleasants Power Station |  | 4782811 | 71785513 | 6004 | 1 |  |  | 0005 | 001 | 441.329 | 0.69 | 3324.8651 | 1074.2393 | 894.7656 | 6096.6511 | 52.4739 | 2022 | 640 | 29 | 150 | 30000.0006 | 45.4 | 221112 | -81.2944 | 39.3668 | 6240 | 125 | 100 |  |  |  |  | Y | N | N |  | N |  |  | 7508 | 7616.2397
3935_B_1 | WV | 54079 | APPALACHIAN POWER COMPANY - JOHN E AMOS PLANT | John E Amos | 6789111 | 71712813 | 3935 | 1 | 3935 | 1 | 0006 | 001 | 267.1 | 0.8 | 1199.3363 | 41.3001 | 32.14 | 1131.4363 | 32 | 2022 | 903 | 33.75 | 128 | 44750.0008 | 50 | 221112 | -81.8231 | 38.4728 | 7020 | 125 | 100 |  | 800 | N | Bituminous | Y | N | N | 2040 | N |  | Coal Steam | 8760 | 6309.1494 | 9891
3935_B_2 | WV | 54079 | APPALACHIAN POWER COMPANY - JOHN E AMOS PLANT | John E Amos | 6789111 | 71712913 | 3935 | 2 | 3935 | 2 | 0006 | 002 | 203.5 | 0.8 | 767.4551 | 30.6302 | 23.9001 | 910.6092 | 24.2 | 2022 | 903 | 33.75 | 128 | 44750.0008 | 50 | 221112 | -81.8231 | 38.4728 | 7020 | 125 | 100 |  | 800 | N | Bituminous | Y | N | N | 2040 | N |  | Coal Steam | 8760 | 4766.2798 | 9911
3935_B_3 | WV | 54079 | APPALACHIAN POWER COMPANY - JOHN E AMOS PLANT | John E Amos | 6789111 | 71713013 | 3935 | 3 | 3935 | 3 | 0006 | 003 | 305.1 | 1.39 | 1537.0961 | 86.3008 | 67.2602 | 1651.719 | 36.2 | 2022 | 903 | 42.5 | 128 | 71233.3347 | 50.2 | 221112 | -81.8231 | 38.4728 | 11900 | 125 | 100 |  | 1300 | N | Bituminous | Y | N | N | 2040 | N |  | Coal Steam | 8760 | 3681.7996 | 10019
55276_G_01 | WV | 54099 | Appalachian Power Company - CEREDO ELECTRIC GENERATING STATION | Ceredo Generating Station | 6341911 | 71750613 | 55276 | 01 | 55276 | 01 | 0081 | 01S | 15.867 |  | 16.1658 | 5.961 | 5.961 | 0.2643 | 1.048 | 2022 | 75 | 14.76 | 994 | 25096.6671 | 147 | 221112 | -82.5333 | 38.3672 | 1110 | 125 | 120 |  | 75 | N | Natural Gas | Y | N | N | 9999 | N |  | Combustion Turbine | 8760 | 1108.4902 | 12011
55276_G_02 | WV | 54099 | Appalachian Power Company - CEREDO ELECTRIC GENERATING STATION | Ceredo Generating Station | 6341911 | 71750713 | 55276 | 02 | 55276 | 02 | 0081 | 02S | 15.199 |  | 15.848 | 5.801 | 5.801 | 0.2546 | 0.65289 | 2022 | 75 | 14.76 | 994 | 25096.6671 | 147 | 221112 | -82.5333 | 38.3672 | 1110 | 125 | 120 |  | 75 | N | Natural Gas | Y | N | N | 9999 | N |  | Combustion Turbine | 8760 | 1078.9398 | 12011
55276_G_03 | WV | 54099 | Appalachian Power Company - CEREDO ELECTRIC GENERATING STATION | Ceredo Generating Station | 6341911 | 71750813 | 55276 | 03 | 55276 | 03 | 0081 | 03S | 13.546 |  | 14.3702 | 5.127 | 5.127 | 0.2344 | 0.91 | 2022 | 75 | 14.76 | 994 | 25096.6671 | 147 | 221112 | -82.5333 | 38.3672 | 1110 | 125 | 120 |  | 75 | N | Natural Gas | Y | N | N | 9999 | N |  | Combustion Turbine | 8760 | 953.07 | 12011
55276_G_04 | WV | 54099 | Appalachian Power Company - CEREDO ELECTRIC GENERATING STATION | Ceredo Generating Station | 6341911 | 71750913 | 55276 | 04 | 55276 | 04 | 0081 | 04S | 13.341 |  | 13.8794 | 5.075 | 5.075 | 0.2254 | 0.894 | 2022 | 75 | 14.76 | 994 | 25096.6671 | 147 | 221112 | -82.5333 | 38.3672 | 1110 | 125 | 120 |  | 75 | N | Natural Gas | Y | N | N | 9999 | N |  | Combustion Turbine | 8760 | 944.3701 | 12011
55276_G_05 | WV | 54099 | Appalachian Power Company - CEREDO ELECTRIC GENERATING STATION | Ceredo Generating Station | 6341911 | 71751013 | 55276 | 05 | 55276 | 05 | 0081 | 05S | 11.84 |  | 12.3033 | 4.458 | 4.458 | 0.2019 | 0.8 | 2022 | 75 | 14.76 | 994 | 25096.6671 | 147 | 221112 | -82.5333 | 38.3672 | 1110 | 125 | 120 |  | 75 | N | Natural Gas | Y | N | N | 9999 | N |  | Combustion Turbine | 8760 | 828.9399 | 12011
55276_G_06 | WV | 54099 | Appalachian Power Company - CEREDO ELECTRIC GENERATING STATION | Ceredo Generating Station | 6341911 | 71751113 | 55276 | 06 | 55276 | 06 | 0081 | 06S | 11.656 |  | 11.9376 | 4.362 | 4.362 | 0.2003 | 0.784 | 2022 | 75 | 14.76 | 994 | 25096.6671 | 147 | 221112 | -82.5333 | 38.3672 | 1110 | 125 | 120 |  | 75 | N | Natural Gas | Y | N | N | 9999 | N |  | Combustion Turbine | 8760 | 811.0397 | 12011
55284_G_BSG1 | WV | 54099 | BIG SANDY PEAKER PLANT | Big Sandy Peaker Plant | 6341811 | 71745213 | 55284 | GS01 | 55284 | BSG1 |  |  | 3.223 | 0 | 24.0671 | 0.81316 | 0.81316 | 0.0513 | 0.039 |  | 60 | 9.5 | 850 | 5854.4501 | 82.6 | 221112 | -82.5917 | 38.3439 |  | 125 | 120 |  | 50 | N | Natural Gas | Y | N | N | 9999 | N |  | Combustion Turbine |  | 1110.79 | 11141
55284_G_BSG2 | WV | 54099 | BIG SANDY PEAKER PLANT | Big Sandy Peaker Plant | 6341811 | 71745413 | 55284 | GS03 | 55284 | BSG2 | 0080 | 003 | 2.169 | 0 | 22.2147 | 0.75037 | 0.75037 | 0.0479 | 0.036 | 2022 | 60 | 9.5 | 850 | 5854.4501 | 82.6 | 221112 | -82.5917 | 38.3439 | 300 | 125 | 120 |  | 50 | N | Natural Gas | Y | N | N | 9999 | N |  | Combustion Turbine | 998 | 998.1498 | 11141
55284_G_BSG3 | WV | 54099 | BIG SANDY PEAKER PLANT | Big Sandy Peaker Plant | 6341811 | 71745613 | 55284 | GS05 | 55284 | BSG3 | 0080 | 005 | 1.35 | 0 | 24.0826 | 0.8334 | 0.8334 | 0.0546 | 0.04 | 2022 | 60 | 9.5 | 850 | 5854.4501 | 82.6 | 221112 | -82.5917 | 38.3439 | 300 | 125 | 120 | 213&65 | 50 | N | Natural Gas | Y | N | N | 9999 | N |  | Combustion Turbine | 1078 | 1078.2001 | 11141
55284_G_BSG4 | WV | 54099 | BIG SANDY PEAKER PLANT | Big Sandy Peaker Plant | 6341811 | 71745813 | 55284 | GS07 | 55284 | BSG4 | 0080 | 007 | 1.017 | 0 | 20.334 | 0.67029 | 0.67029 | 0.0448 | 0.032 | 2022 | 60 | 9.5 | 850 | 5854.4501 | 82.6 | 221112 | -82.5917 | 38.3439 | 300 | 125 | 120 | 213&65 | 50 | N | Natural Gas | Y | N | N | 9999 | N |  | Combustion Turbine | 890 | 889.6602 | 11141
55284_G_BSG5 | WV | 54099 | BIG SANDY PEAKER PLANT | Big Sandy Peaker Plant | 6341811 | 71746013 | 55284 | GS09 | 55284 | BSG5 | 0080 | 009 | 2.129 | 0 | 21.366 | 0.70645 | 0.70645 | 0.0468 | 0.034 | 2022 | 60 | 9.5 | 850 | 5854.4501 | 82.6 | 221112 | -82.5917 | 38.3439 | 300 | 125 | 120 | 213&65 | 50 | N | Natural Gas | Y | N | N | 9999 | N |  | Combustion Turbine | 921 | 921.3401 | 11141
55284_G_BSG6 | WV | 54099 | BIG SANDY PEAKER PLANT | Big Sandy Peaker Plant | 6341811 | 71744913 | 55284 | GS11 | 55284 | BSG6 | 0080 | 011 | 1.528 | 0 | 28.9084 | 0.84669 | 0.84669 | 0.0533 | 0.041 | 2022 | 60 | 9.5 | 850 | 5854.4501 | 82.6 | 221112 | -82.5917 | 38.3439 | 300 | 125 | 120 |  | 50 | N | Natural Gas | Y | N | N | 9999 | N |  | Combustion Turbine | 1174 | 1174.3296 | 11141
55284_G_BSG6B | WV | 54099 | BIG SANDY PEAKER PLANT |  | 6341811 | 71745013 | 55284 | GS12 |  |  | 0080 | 012 | 0.386 | 0 | 29.6068 | 0.87817 | 0.87817 | 0.0556 | 0.043 | 2022 | 60 | 9.5 | 850 | 5854.4501 | 82.6 | 221112 | -82.5917 | 38.3439 | 300 | 125 | 120 |  |  |  |  | Y | N | N |  | N |  |  | 1168 | 1167.6354
55284_G_BSG5B | WV | 54099 | BIG SANDY PEAKER PLANT |  | 6341811 | 71746113 | 55284 | GS10 |  |  | 0080 | 010 | 0.339 | 0 | 24.3944 | 0.75237 | 0.75237 | 0.0487 | 0.036 | 2022 | 60 | 9.5 | 850 | 5854.4501 | 82.6 | 221112 | -82.5917 | 38.3439 | 300 | 125 | 120 |  |  |  |  | Y | N | N |  | N |  |  | 1030 | 1030.0839
55284_G_BSG3B | WV | 54099 | BIG SANDY PEAKER PLANT |  | 6341811 | 71745713 | 55284 | GS06 |  |  | 0080 | 006 | 1.023 | 0 | 23.4956 | 0.77587 | 0.77587 | 0.0516 | 0.038 | 2022 | 60 | 9.5 | 850 | 5854.4501 | 82.6 | 221112 | -82.5917 | 38.3439 | 300 | 125 | 120 |  |  |  |  | Y | N | N |  | N |  |  | 1097 | 1096.9032
55284_G_BSG4B | WV | 54099 | BIG SANDY PEAKER PLANT |  | 6341811 | 71745913 | 55284 | GS08 |  |  | 0080 | 008 | 0.832 | 0 | 23.0232 | 0.78138 | 0.78138 | 0.0532 | 0.038 | 2022 | 60 | 9.5 | 850 | 5854.4501 | 82.6 | 221112 | -82.5917 | 38.3439 | 300 | 125 | 120 | 213&65 |  |  |  | Y | N | N |  | N |  |  | 1058 | 1057.4734
55284_G_BSG1B | WV | 54099 | BIG SANDY PEAKER PLANT |  | 6341811 | 71745313 | 55284 | GS02 |  |  | 0080 | 002 | 1.594 | 0 | 22.2093 | 0.80511 | 0.80511 | 0.0501 | 0.039 | 2022 | 60 | 9.5 | 850 | 5854.4501 | 82.6 | 221112 | -82.5917 | 38.3439 | 300 | 125 | 120 | 213&65 |  |  |  | Y | N | N |  | N |  |  | 1092 | 1091.4718
55284_G_BSG2B | WV | 54099 | BIG SANDY PEAKER PLANT |  | 6341811 | 71745513 | 55284 | GS04 |  |  | 0080 | 004 | 2.094 | 0 | 20.0807 | 0.64983 | 0.64983 | 0.0409 | 0.032 | 2022 | 60 | 9.5 | 850 | 5854.4501 | 82.6 | 221112 | -82.5917 | 38.3439 | 300 | 125 | 120 |  |  |  |  | Y | N | N |  | N |  |  | 952 | 951.8519
3982_B_1 | WI | 55003 | XCEL ENERGY BAY FRONT GENERATING STATION | Bay Front | 6228411 | 15552413 | 3982 | 1 | 3982 | 1 | 802033320 | B20 | 103.498 | 0.015152 | 136.9604 | 3.1019 | 2.5506 | 28.9728 |  | 2022 | 171 | 4.987 | 300 | -1 | 120.538 | 221112 | -90.9014 | 46.5873 | 275 | 125 | 100 |  | 20.5 | N | Biomass | Y | N | N | 9999 | N |  | Biomass |  | 7293.4395 | 17913
3982_B_2 | WI | 55003 | XCEL ENERGY BAY FRONT GENERATING STATION | Bay Front | 6228411 | 15552113 | 3982 | 2 | 3982 | 2 | 802033320 | B21 | 10.5744 | 0.009808 | 145.2002 | 4.3417 | 3.5911 | 33.9342 |  | 2022 | 171 | 4.987 | 300 | -1 | 120.538 | 221112 | -90.9014 | 46.5873 | 275 | 125 | 100 |  | 20.5 | N | Biomass | Y | N | N | 9999 | N |  | Biomass |  | 7311.5405 | 17913
4112_G_3 | WI | 55005 | CUMBERLAND MUNICIPAL UTILITY | Cumberland (WI) | 5291011 | 26001713 |  |  | 4112 | 3 | 603058610 | P35 | 0.0017357 |  | 0.026857 | 0.0018879 | 0.0018879 | 0.0017835 | 0.0021315 | 2022 | 27 | 0.787 | 500 | -1 | 45.407 | 221112 | -92.0216 | 45.5337 | 1 | 125 | 160 |  | 0.3 | N | Distillate Fuel Oil | N | N | N | 9999 | N |  | Combustion Turbine |  |  | 12418
4112_G_4 | WI | 55005 | CUMBERLAND MUNICIPAL UTILITY | Cumberland (WI) | 5291011 | 26001613 |  |  | 4112 | 4 | 603058610 | P34 | 0.0028329 |  | 0.043835 | 0.0030814 | 0.0030814 | 0.002911 | 0.003479 | 2022 | 27 | 0.689 | 500 | -1 | 45.407 | 221112 | -92.0216 | 45.5337 | 1 | 125 | 160 | 109 | 1.2 | N | Distillate Fuel Oil | N | N | N | 9999 | N |  | Combustion Turbine |  |  | 12042
4112_G_5 | WI | 55005 | CUMBERLAND MUNICIPAL UTILITY | Cumberland (WI) | 5291011 | 26001813 |  |  | 4112 | 5 | 603058610 | P33 | 0.0081039 |  | 0.1017 | 0.001821 | 0.001821 | 4.812e-05 | 0.002951 | 2022 | 43 | 1.509 | 600 | -1 | 40.026 | 221112 | -92.0216 | 45.5337 | 2 | 125 | 160 |  | 2.1 | N | Natural Gas, Distillate Fuel Oil | N | N | N | 9999 | N |  | Combustion Turbine |  |  | 11939
4112_G_6 | WI | 55005 | CUMBERLAND MUNICIPAL UTILITY | Cumberland (WI) | 5291011 | 26001913 |  |  | 4112 | 6 | 603058610 | P32 | 0.010906 |  | 0.13686 | 0.0024507 | 0.0024507 | 6.476e-05 | 0.0039715 | 2022 | 40 | 1.509 | 625 | -1 | 67.257 | 221112 | -92.0216 | 45.5337 | 7 | 125 | 160 | 109 | 6.7 | N | Distillate Fuel Oil | N | N | N | 9999 | N |  | Combustion Turbine |  |  | 11930
4112_G_7 | WI | 55005 | CUMBERLAND MUNICIPAL UTILITY | Cumberland (WI) | 5291011 | 26002013 |  |  | 4112 | 7 | 603058610 | P31 | 0.021101 |  | 0.32526 | 0.0039777 | 0.0039777 | 0.0001203 | 0.010957 | 2022 | 58 | 1.509 | 625 | -1 | 47.671 | 221112 | -92.0216 | 45.5337 | 6 | 125 | 160 |  | 6.2 | N | Natural Gas, Distillate Fuel Oil | N | N | N | 9999 | N |  | Combustion Turbine |  |  | 11977
4112_G_8 | WI | 55005 | CUMBERLAND MUNICIPAL UTILITY | Cumberland (WI) | 5291011 | 26002113 |  |  | 4112 | 8 | 603058610 | P30 | 0.082271 |  | 1.0324 | 0.018487 | 0.018487 | 7.4e-07 | 0.029958 | 2022 | 46.9 | 3.543 | 745 | -1 | 44.324 | 221112 | -92.0216 | 45.5337 | 3 | 125 | 160 |  | 3.5 | N | Natural Gas, Distillate Fuel Oil | N | N | N | 9999 | N |  | Combustion Turbine |  |  | 11994
4072_G_31 | WI | 55009 | WI PUBLIC SERVICE CORP - JP PULLIAM PLANT | Pulliam | 5295111 | 64944313 | 4072 | 32 | 4072 | 31 | 405031990 | P32 | 41.7 |  | 21.3143 | 4.7226 | 4.7226 | 0.4886 | 6.2106 | 2022 | 57 | 16.01 | 954 | -1 | 100 | 221112 | -88.0083 | 44.5397 | 1240 | 125 | 120 |  | 79 | N | Natural Gas, Distillate Fuel Oil | Y | N | N | 9999 | N |  | Combustion Turbine |  | 1774.5405 | 12567
55029_G_CT01 | WI | 55009 | WISCONSIN PUBLIC SERVICE CORP - DE PERE ENERGY CENTER | De Pere Energy Center | 7642611 | 11426713 | 55029 | B01 | 55029 | CT01 | 405170920 | B01 | 74.8912 |  | 78.694 | 6.0369 | 6.0369 | 0.5734 | 1.9182 | 2022 | 65 | 19.98 | 1000 | -1 | 148.819 | 221121 | -88.0721 | 44.4486 | 2190 | 125 | 100 |  | 164 | N | Natural Gas, Distillate Fuel Oil | Y | N | N | 9999 | N |  | Combustion Turbine |  | 1127.2897 | 12331
4271_B_B1 | WI | 55011 | DAIRYLAND POWER COOP ALMA SITE | John P Madgett | 4958511 | 30851313 | 4271 | B1 | 4271 | B1 | 606034110 | B25 | 396.7733 | 11.5775 | 878.9469 | 11.4863 | 0.030581 | 981.2962 | 46.2516 | 2022 | 700 | 17.487 | 315 | -1 | 83.694 | 221112 | -91.911 | 44.308 | 4060 | 125 | 100 |  | 390 | N | Subbituminous | Y | N | N | 9999 | N |  | Coal Steam |  | 8012.4302 | 11241
7863_G_1 | WI | 55017 | DAIRYLAND POWER ELK MOUND GEN FACILITY | Elk Mound | 6870911 | 13260813 | 7863 | 1 | 7863 | 1 | 617001440 | B01 | 1.0295 | 0.0005978 | 4.5181 | 1.8235 | 0.70112 | 0.0523 | 0.12535 | 2022 | 55 | 17.651 | 1031 | -1 | 55.774 | 221112 | -91.5678 | 44.9019 | 565 | 125 | 120 |  | 30.7 | N | Natural Gas, Distillate Fuel Oil | Y | N | N | 9999 | N |  | Combustion Turbine |  | 555.29 | 13841
7863_G_2 | WI | 55017 | DAIRYLAND POWER ELK MOUND GEN FACILITY | Elk Mound | 6870911 | 13260713 | 7863 | 2 | 7863 | 2 | 617001440 | B02 | 1.1631 |  | 4.1571 | 1.2048 | 0.64645 | 0.0495 | 0.12666 | 2022 | 55 | 17.651 | 1031 | -1 | 55.774 | 221112 | -91.5678 | 44.9019 | 551 | 125 | 120 |  | 33.9 | N | Natural Gas, Distillate Fuel Oil | Y | N | N | 9999 | N |  | Combustion Turbine |  | 522.8501 | 13866
4014_G_1 | WI | 55017 | XCEL ENERGY-WHEATON GENERATING STATION |  | 6870311 | 13263313 | 4014 | 1 |  |  | 609042720 | P30 | 16.492 |  | 51.8705 | 6.4415 | 0.18062 | 4.0698 | 0.36096 | 2022 | 32 | 13.419 | 1000 | -1 | 116.995 | 221112 | -91.5159 | 44.8857 | 867 | 125 | 120 |  |  |  |  | Y | N | N |  | N |  |  |  | 554.23
4014_G_3 | WI | 55017 | XCEL ENERGY-WHEATON GENERATING STATION |  | 6870311 | 13263013 | 4014 | 3 |  |  | 609042720 | P32 | 14.5974 |  | 50.982 | 5.4441 | 0.15106 | 3.1435 | 0.30888 | 2022 | 32 | 13.419 | 1000 | -1 | 116.995 | 221112 | -91.5159 | 44.8857 | 867 | 125 | 120 |  |  |  |  | Y | N | N |  | N |  |  |  | 562.6499
4014_G_2 | WI | 55017 | XCEL ENERGY-WHEATON GENERATING STATION |  | 6870311 | 13262913 | 4014 | 2 |  |  | 609042720 | P31 | 1.9414 |  | 53.0765 | 4.4989 | 0.11677 | 0.1031 | 0.39043 | 2022 | 32 | 13.419 | 1000 | -1 | 116.995 | 221112 | -91.5159 | 44.8857 | 867 | 125 | 120 |  |  |  |  | Y | N | N |  | N |  |  |  | 794.4705
4014_G_4 | WI | 55017 | XCEL ENERGY-WHEATON GENERATING STATION |  | 6870311 | 13263113 | 4014 | 4 |  |  | 609042720 | P33 | 3.56 |  | 37.7437 | 3.0691 | 0.16757 | 0.0692 | 0.32852 | 2022 | 32 | 13.419 | 1000 | -1 | 116.995 | 221112 | -91.5159 | 44.8857 | 867 | 125 | 120 |  |  |  |  | Y | N | N |  | N |  |  |  | 534.7699
4014_G_6 | WI | 55017 | XCEL ENERGY-WHEATON GENERATING STATION |  | 6870311 | 13263213 | 4014 | 6 |  |  | 609042720 | P35 | 0.18013 |  | 8.0234 | 0.14214 | 0.12423 | 3.3438 | 0.20107 | 2022 | 41 | 17.126 | 795 | -1 | 153.839 | 221112 | -91.5159 | 44.8857 | 910 | 125 | 120 |  |  |  |  | Y | N | N |  | N |  |  |  | 28.89
8023_B_1 | WI | 55021 | ALLIANT ENERGY - WPL - COLUMBIA ENERGY CENTER |  | 7673611 | 11387113 | 8023 | 1 |  |  | 111003090 | B21 | 265.6268 | 0.44564 | 1565.8266 | 50.0069 | 48.8227 | 741.1316 | 41.8067 | 2022 | 500 | 20.997 | 174 | -1 | 108.366 | 221112 | -89.4204 | 43.4861 | 5880 | 125 | 100 |  |  |  |  | Y | N | N |  | N |  |  |  | 8510.1211
8023_B_2 | WI | 55021 | ALLIANT ENERGY - WPL - COLUMBIA ENERGY CENTER |  | 7673611 | 11387613 | 8023 | 2 |  |  | 111003090 | B22 | 146.6716 | 26.2319 | 581.2806 | 79.0529 | 77.6757 | 599.8813 | 34.5904 | 2022 | 650 | 20.997 | 174 | -1 | 108.366 | 221112 | -89.4204 | 43.4861 | 5880 | 125 | 100 |  |  |  |  | Y | N | N |  | N |  |  |  | 7093.2593
3992_B_8 | WI | 55025 | MADISON GAS & ELECTRIC CO BLOUNT ST STN | Blount Street | 7465411 | 11334613 | 3992 | 8 | 3992 | 8 | 113004430 | B28 | 13.4242 | 0.5114 | 35.0673 | 1.2146 | 1.2146 | 0.1179 | 0.87896 | 2022 | 250 | 8.005 | 297 | -1 | 79.626 | 221112 | -89.3753 | 43.0791 | 544 | 125 | 100 |  | 48 | N | Natural Gas | Y | N | N | 9999 | N |  | O/G Steam |  | 1659.8597 | 14500
3992_B_9 | WI | 55025 | MADISON GAS & ELECTRIC CO BLOUNT ST STN | Blount Street | 7465411 | 11334313 | 3992 | 9 | 3992 | 9 |  |  | 1.545 | 0.058856 | 4.7159 | 0.13978 | 0.13978 | 0.0146 | 0.10116 |  | 250 | 8.005 | 297 | -1 | 79.626 | 221112 | -89.3753 | 43.0791 |  | 125 | 100 |  | 48 | N | Natural Gas | Y | N | N | 9999 | N |  | O/G Steam |  | 255.62 | 14500
3991_G_1 | WI | 55025 | MADISON GAS & ELEC FITCHBURG GENERATING STAT | Fitchburg | 7467711 | 11325013 | 3991 | 1 | 3991 | 1 | 113016200 | P01 | 0.044985 |  | 0.502 | 0.0036208 | 0.0036208 | 0.0004 | 0.0011521 | 2022 | 47.5 | 8.661 | 900 | -1 | 74.606 | 221112 | -89.4605 | 43.015 | 366 | 125 | 120 |  | 16.1 | N | Natural Gas | Y | N | N | 9999 | N |  | Combustion Turbine |  | 3.92 | 9905
3991_G_2 | WI | 55025 | MADISON GAS & ELEC FITCHBURG GENERATING STAT | Fitchburg | 7467711 | 11325113 | 3991 | 2 | 3991 | 2 | 113016200 | P02 | 0.060368 |  | 0.6645 | 0.0048589 | 0.0048589 | 0.0005 | 0.001546 | 2022 | 47.5 | 8.661 | 900 | -1 | 74.606 | 221112 | -89.4605 | 43.015 | 366 | 125 | 120 |  | 16.2 | N | Natural Gas | Y | N | N | 9999 | N |  | Combustion Turbine |  | 5.19 | 9905
3993_G_1 | WI | 55025 | MADISON GAS & ELECTRIC CO SYCAMORE STATION | Sycamore (WI) | 7468211 | 11324013 |  |  | 3993 | 1 | 113017850 | P30 | 0.087043 |  | 0.33968 | 0.0070059 | 0.0070059 | 0.00069846 | 0.0022292 | 2022 | 30 | 6.562 | 930 | -1 | 77.165 | 221112 | -89.3143 | 43.1136 | 24 | 125 | 100 |  | 12.4 | N | Natural Gas | N | N | N | 9999 | N |  | Combustion Turbine |  |  | 9905
3993_G_2 | WI | 55025 | MADISON GAS & ELECTRIC CO SYCAMORE STATION | Sycamore (WI) | 7468211 | 11323913 |  |  | 3993 | 2 | 113017850 | P31 | 0.098244 |  | 0.38339 | 0.0079075 | 0.0079075 | 0.00078835 | 0.002516 | 2022 | 30 | 6.562 | 930 | -1 | 103.707 | 221112 | -89.3143 | 43.1136 | 24 | 125 | 100 |  | 17.5 | N | Natural Gas | N | N | N | 9999 | N |  | Combustion Turbine |  |  | 9905
55391_G_01 | WI | 55025 | ROCKGEN ENERGY CENTER | RockGen Energy Center | 7454711 | 12393913 | 55391 | CT-1 | 55391 | 01 | 113308030 | P01 | 1.1008 |  | 34.6284 | 1.8657 | 1.862 | 0.5141 | 9.2764 | 2022 | 75 | 17.979 | 1131 | -1 | 171.785 | 221112 | -89.0498 | 42.9755 | 1950 | 125 | 120 |  | 163 | N | Natural Gas, Distillate Fuel Oil | Y | N | N | 9999 | N |  | Combustion Turbine |  | 1165.8798 | 11096
55391_G_02 | WI | 55025 | ROCKGEN ENERGY CENTER | RockGen Energy Center | 7454711 | 12394013 | 55391 | CT-2 | 55391 | 02 | 113308030 | P02 | 1.7054 |  | 43.1523 | 9.1235 | 9.119 | 0.7952 | 14.302 | 2022 | 75 | 17.979 | 1131 | -1 | 171.785 | 221112 | -89.0498 | 42.9755 | 1950 | 125 | 120 |  | 163 | N | Natural Gas, Distillate Fuel Oil | Y | N | N | 9999 | N |  | Combustion Turbine |  | 1838.1707 | 11096
55391_G_03 | WI | 55025 | ROCKGEN ENERGY CENTER | RockGen Energy Center | 7454711 | 12394113 | 55391 | CT-3 | 55391 | 03 |  |  | 1.9018 |  | 44.9388 | 2.549 | 2.5361 | 0.7796 | 13.8142 |  | 75 | 17.979 | 1131 | -1 | 171.785 | 221112 | -89.0498 | 42.9755 |  | 125 | 120 |  | 163 | N | Natural Gas, Distillate Fuel Oil | Y | N | N | 9999 | N |  | Combustion Turbine |  | 1752.8011 | 11096
7991_G_CT2 | WI | 55025 | MG&E WEST CAMPUS COGENERATION FTY | West Campus Cogeneration Facility | 9018111 | 54743013 | 7991 | U2 | 7991 | CT2 | 113151500 | P02 | 9.56 | 9.3477 | 9.505 | 1.0506 | 1.0506 | 0.7417 | 2.0501 | 2022 | 175 | 9.908 | 239 | -1 | 75.394 | 221112 | -89.424 | 43.075 | 733 | 125 | 140 |  | 32 | Y | Natural Gas, Distillate Fuel Oil | Y | N | N | 9999 | N |  | Combined Cycle |  | 4798.0015 | 8961
7991_G_STG1 | WI | 55025 | MG&E WEST CAMPUS COGENERATION FTY | West Campus Cogeneration Facility | 9018111 | 54742913 | 7991 | U1 | 7991 | STG1 | 113151500 | P01 | 5.19 | 9.3697 | 9.7556 | 1.0528 | 1.0528 | 0.9287 | 0.82001 | 2022 | 175 | 9.908 | 239 | -1 | 75.394 | 221112 | -89.424 | 43.075 | 733 | 125 | 140 |  | 67.8 | Y | Natural Gas, Distillate Fuel Oil | Y | N | N | 9999 | N | 7991_G_1;7991_G_STG1 | Combined Cycle |  | 4844.9302 | 8961
9674_G_GT1 | WI | 55025 | MADISON GAS & ELECTRIC CO NINE SPRINGS STAT | Nine Springs | 7467611 | 11325213 |  |  | 9674 | GT1 | 113016090 | P01 | 0.020803 |  | 0.081184 | 0.0016744 | 0.0016744 | 0.00016694 | 0.00053277 | 2022 | 21 | 6.89 | 900 | -1 | 60.794 | 221112 | -89.3586 | 43.0386 | 15 | 125 | 160 |  | 13.1 | N | Natural Gas | N | N | N | 9999 | N |  | Combustion Turbine |  |  | 9905
7203_G_CT1 | WI | 55039 | WPL - SOUTH FOND DU LAC COMBUSTION TURBINE SITE | South Fond Du Lac | 6746711 | 13171813 | 7203 | **CT1 | 7203 | CT1 | 420101660 | B01 | 1.4063 |  | 0.8907 | 0.092496 | 0.092409 | 0.0086 | 0.023642 | 2022 | 60 | 15.486 | 978 | -1 | 165.453 | 221112 | -88.4968 | 43.7353 | 1340 | 125 | 120 |  | 81 | N | Natural Gas, Distillate Fuel Oil | Y | N | N | 9999 | N |  | Combustion Turbine |  | 32.03 | 13955
7203_G_CT2 | WI | 55039 | WPL - SOUTH FOND DU LAC COMBUSTION TURBINE SITE | South Fond Du Lac | 6746711 | 13172113 | 7203 | **CT2 | 7203 | CT2 | 420101660 | B02 | 18.5106 |  | 18.0064 | 1.4041 | 1.3997 | 0.7148 | 0.28887 | 2022 | 60 | 15.486 | 978 | -1 | 165.453 | 221112 | -88.4968 | 43.7353 | 1350 | 125 | 120 |  | 82.8 | N | Natural Gas, Distillate Fuel Oil | Y | N | N | 9999 | N |  | Combustion Turbine |  | 449.58 | 13959
7203_G_CT3 | WI | 55039 | WPL - SOUTH FOND DU LAC COMBUSTION TURBINE SITE | South Fond Du Lac | 6746711 | 13172013 | 7203 | **CT3 | 7203 | CT3 | 420101660 | B03 | 18.765 |  | 14.3015 | 1.4236 | 1.4191 | 0.7184 | 0.29084 | 2022 | 60 | 15.486 | 978 | -1 | 165.453 | 221112 | -88.4968 | 43.7353 | 1350 | 125 | 120 |  | 82.3 | N | Natural Gas, Distillate Fuel Oil | Y | N | N | 9999 | N |  | Combustion Turbine |  | 458.8 | 13964
7203_G_CT4 | WI | 55039 | WPL - SOUTH FOND DU LAC COMBUSTION TURBINE SITE | South Fond Du Lac | 6746711 | 13171913 | 7203 | **CT4 | 7203 | CT4 | 420101660 | B04 | 16.9911 |  | 14.3106 | 1.3105 | 1.3061 | 0.6085 | 0.26779 | 2022 | 60 | 15.486 | 978 | -1 | 165.453 | 221112 | -88.4968 | 43.7353 | 1350 | 125 | 120 |  | 82.3 | N | Natural Gas, Distillate Fuel Oil | Y | N | N | 9999 | N |  | Combustion Turbine |  | 411.1901 | 13949
55011_G_CTG1 | WI | 55055 | WE ENERGIES - WHITEWATER GENERATING STATION | LSP-Whitewater LP | 7049311 | 14657813 | 55011 | 01 | 55011 | CTG1 | 128085210 | B01 | 188.2446 | 9.7449 | 65.663 | 6.8798 | 6.8798 | 2.37 | 8.188 | 2022 | 175 | 17.979 | 227 | -1 | 66.076 | 221112 | -88.7299 | 42.8551 | 2240 | 125 | 120 |  | 162 | Y | Natural Gas, Distillate Fuel Oil | Y | N | N | 9999 | N | 55011_G_STG1;55011_G_CTG1 | Combined Cycle |  | 4579.5249 | 6761
7159_G_1 | WI | 55055 | WISCONSIN ELECTRIC POWER COMPANY D/B/A WE ENERGIES - CONCORD STATION | Concord | 6765911 | 13145213 | 7159 | **1 | 7159 | 1 | 128065080 | P01 | 28.356 |  | 27.5319 | 2.3012 | 2.2947 | 0.2006 | 0.72671 | 2022 | 60 | 12.894 | 948 | -1 | 19.226 | 221112 | -88.6878 | 43.1674 | 1340 | 125 | 120 |  | 91.3 | N | Natural Gas, Distillate Fuel Oil | Y | N | N | 9999 | N |  | Combustion Turbine |  | 755.8002 | 14358
7159_G_2 | WI | 55055 | WISCONSIN ELECTRIC POWER COMPANY D/B/A WE ENERGIES - CONCORD STATION | Concord | 6765911 | 13145013 | 7159 | **2 | 7159 | 2 | 128065080 | P02 | 24.4768 |  | 21.7135 | 2.0155 | 2 | 0.1762 | 0.6281 | 2022 | 60 | 12.894 | 948 | -1 | 19.226 | 221112 | -88.6878 | 43.1674 | 1250 | 125 | 120 |  | 90.8 | N | Natural Gas, Distillate Fuel Oil | Y | N | N | 9999 | N |  | Combustion Turbine |  | 662.4998 | 14359
7159_G_3 | WI | 55055 | WISCONSIN ELECTRIC POWER COMPANY D/B/A WE ENERGIES - CONCORD STATION | Concord | 6765911 | 13144913 | 7159 | **3 | 7159 | 3 | 128065080 | P03 | 27.7542 |  | 24.2771 | 2.2345 | 0.00042051 | 0.1984 | 0.7108 | 2022 | 60 | 12.894 | 948 | -1 | 19.226 | 221112 | -88.6878 | 43.1674 | 1260 | 125 | 120 |  | 90.1 | N | Natural Gas, Distillate Fuel Oil | Y | N | N | 9999 | N |  | Combustion Turbine |  | 769.9597 | 14358
7159_G_4 | WI | 55055 | WISCONSIN ELECTRIC POWER COMPANY D/B/A WE ENERGIES - CONCORD STATION | Concord | 6765911 | 13145113 | 7159 | **4 | 7159 | 4 | 128065080 | P04 | 28.7057 |  | 26.2909 | 2.3121 | 0.0010958 | 0.2036 | 0.73519 | 2022 | 60 | 11.877 | 948 | -1 | 22.638 | 221112 | -88.6878 | 43.1674 | 1250 | 125 | 120 |  | 92.2 | N | Natural Gas, Distillate Fuel Oil | Y | N | N | 9999 | N |  | Combustion Turbine |  | 773.4802 | 14358
7270_G_1 | WI | 55059 | WISCONSIN ELECTRIC POWER COMPANY D/B/A WE ENERGIES-PARIS GENERATING STATION | Paris (WI) | 7324011 | 11031813 | 7270 | **1 | 7270 | 1 | 230094810 | P01 | 31.5194 |  | 32.8242 | 2.632 | 2.5995 | 0.2285 | 0.80984 | 2022 | 60 | 15.486 | 973 | -1 | 132.579 | 221112 | -88.0131 | 42.6657 | 1260 | 125 | 120 |  | 91.4 | N | Natural Gas, Distillate Fuel Oil | Y | N | N | 9999 | N |  | Combustion Turbine |  | 855.7502 | 14302
7270_G_2 | WI | 55059 | WISCONSIN ELECTRIC POWER COMPANY D/B/A WE ENERGIES-PARIS GENERATING STATION | Paris (WI) | 7324011 | 11032113 | 7270 | **2 | 7270 | 2 | 230094810 | P02 | 34.8458 |  | 36.3702 | 2.9487 | 2.8995 | 0.2578 | 0.89639 | 2022 | 60 | 15.486 | 973 | -1 | 132.579 | 221112 | -88.0131 | 42.6657 | 1410 | 125 | 120 |  | 88.5 | N | Natural Gas, Distillate Fuel Oil | Y | N | N | 9999 | N |  | Combustion Turbine |  | 960.5203 | 14304
7270_G_3 | WI | 55059 | WISCONSIN ELECTRIC POWER COMPANY D/B/A WE ENERGIES-PARIS GENERATING STATION | Paris (WI) | 7324011 | 11032013 | 7270 | **3 | 7270 | 3 | 230094810 | P03 | 29.591 |  | 28.5131 | 2.3817 | 2.3817 | 0.2086 | 0.75782 | 2022 | 60 | 15.486 | 973 | -1 | 132.579 | 221112 | -88.0133 | 42.6669 | 1440 | 125 | 120 |  | 94.2 | N | Natural Gas, Distillate Fuel Oil | Y | N | N | 9999 | N |  | Combustion Turbine |  | 781.3799 | 14301
7270_G_4 | WI | 55059 | WISCONSIN ELECTRIC POWER COMPANY D/B/A WE ENERGIES-PARIS GENERATING STATION | Paris (WI) | 7324011 | 11031913 | 7270 | **4 | 7270 | 4 | 230094810 | P04 | 38.9225 |  | 38.3722 | 3.263 | 3.2185 | 0.2867 | 1.0004 | 2022 | 60 | 15.486 | 973 | -1 | 132.579 | 221112 | -88.0133 | 42.6669 | 1280 | 125 | 120 |  | 93.7 | N | Natural Gas, Distillate Fuel Oil | Y | N | N | 9999 | N |  | Combustion Turbine |  | 1068.6001 | 14302
4005_B_1 | WI | 55063 | XCEL ENERGY-FRENCH ISLAND GENERATING PLANT | French Island | 4958811 | 30848113 |  |  | 4005 | 1 | 632022820 | B20 | 17.7743 |  | 128.819 | 1.584 | 1.47 | 9.4908 | 28.319 | 2022 | 125 | 9.186 | 341 | -1 | 33.53 | 221112 | -91.2597 | 43.8291 | 246 | 103 | 270 |  | 8 | N | Biomass | N | N | N | 9999 | N |  | Biomass |  |  | 21545
4005_B_2 | WI | 55063 | XCEL ENERGY-FRENCH ISLAND GENERATING PLANT | French Island | 4958811 | 30848213 |  |  | 4005 | 2 | 632022820 | B21 | 29.4095 |  | 161.4889 | 0.87894 | 0.81566 | 30.8401 | 28.0096 | 2022 | 125 | 9.186 | 362 | -1 | 33.136 | 221112 | -91.2597 | 43.8291 | 250 | 103 | 270 |  | 8 | N | Biomass | N | N | N | 9999 | N |  | Biomass |  |  | 21545
4005_G_3 | WI | 55063 | XCEL ENERGY-FRENCH ISLAND GENERATING PLANT | French Island | 4958811 | 30848013 | 4005 | 3 | 4005 | 3 | 632022820 | P30 | 0.18417 |  | 4.5716 | 0.23405 | 0.15588 | 1.9048 | 0.065227 | 2022 | 47 | 16.995 | 912 | -1 | 16.076 | 221112 | -91.2597 | 43.8291 | 1090 | 103 | 120 |  | 61 | N | Distillate Fuel Oil | Y | N | N | 2030 | N |  | Combustion Turbine |  | 9.07 | 20422
4005_G_4 | WI | 55063 | XCEL ENERGY-FRENCH ISLAND GENERATING PLANT | French Island | 4958811 | 30848313 | 4005 | 4 | 4005 | 4 | 632022820 | P31 | 0.17803 |  | 4.4188 | 0.22625 | 0.15068 | 1.8413 | 0.063053 | 2022 | 47 | 16.995 | 912 | -1 | 16.076 | 221112 | -91.2597 | 43.8291 | 1090 | 103 | 120 |  | 58 | N | Distillate Fuel Oil | Y | N | N | 2030 | N |  | Combustion Turbine |  | 9.68 | 21386
4125_B_8 | WI | 55071 | MANITOWOC PUBLIC UTILITIES | Manitowoc | 7179611 | 64983613 | 4125 | 8 | 4125 | 8 | 436035930 | B28 | 6.28 | 0.00488 | 39.2539 | 9.45 | 6.45 | 4.0527 | 1.3167 | 2022 | 250 | 14.009 | 168 | -1 | 7.382 | 221112 | -87.6558 | 44.0818 | 270 | 125 | 100 |  | 44 | N | Biomass | Y | N | N | 9999 | N |  | Biomass |  | 4420.7197 | 13500
4125_B_9 | WI | 55071 | MANITOWOC PUBLIC UTILITIES | Manitowoc | 7179611 | 64983513 | 4125 | 9 | 4125 | 9 | 436035930 | B09 | 23.8 | 0.010105 | 98.3859 | 18.03 | 16.02 | 307.6164 | 2.5697 | 2022 | 250 | 12.008 | 340 | -1 | 21.424 | 221112 | -87.6558 | 44.0818 | 650 | 125 | 100 |  | 58 | Y | Bituminous, Subbituminous, Petroleum Coke | Y | N | N | 9999 | N |  | Coal Steam |  | 7093.4092 | 12066
7795_G_1 | WI | 55071 | MANITOWOC PUBLIC UTILITIES - CUSTER STREET | Custer Energy Center | 6574511 | 17942913 |  |  | 7795 | 1 | 436123380 | P01 | 0.58908 |  | 1.6012 | 0.040206 | 2.1e-07 | 0.11942 | 0.026492 | 2022 | 35.3 | 12.205 | 1000 | -1 | 78.281 | 221112 | -87.7261 | 44.0854 | 348 | 125 | 160 |  | 22 | N | Natural Gas, Distillate Fuel Oil | N | N | N | 9999 | N |  | Combustion Turbine |  |  | 16966
4078_B_3 | WI | 55073 | WISCONSIN PUBLIC SERVICE CORPORATION- WESTON PLANT | Weston | 7078511 | 14849613 | 4078 | 3 | 4078 | 3 | 737009020 | B03 | 144.7675 | 0.4712 | 386.8036 | 62.4383 | 62.4292 | 111.6619 | 16.3254 | 2022 | 496.2 | 16.01 | 348 | -1 | 115.223 | 221112 | -89.6502 | 44.8579 | 3420 | 125 | 100 | 100 | 339 | N | Subbituminous | Y | N | N | 9999 | N |  | Coal Steam |  | 5615.3794 | 9994
4078_B_4 | WI | 55073 | WISCONSIN PUBLIC SERVICE CORPORATION- WESTON PLANT | Weston | 7078511 | 65134613 | 4078 | 4 | 4078 | 4 | 737009020 | B04 | 771.0234 | 2.8346 | 765.3824 | 83.992 | 79.7212 | 564.7329 | 24.4123 | 2022 | 500 | 20.013 | 171 | -1 | 75 | 221112 | -89.6502 | 44.8579 | 5170 | 125 | 100 |  | 550 | N | Subbituminous | Y | N | N | 9999 | N |  | Coal Steam |  | 7648.1699 | 9679
58124_B_1 | WI | 55073 | WISCONSIN ELECTRIC POWER COMPANY (DBA WE ENERGIES) - ROTHSCHILD BIOMASS COGENE | Rothschild Biomass Cogen Facility | 16843311 | 109223413 | 58124 | 1 | 58124 | 1 | 737227040 | B01 | 21.5 | 4.0092 | 201.7095 | 5.2089 | 5.2054 | 2.2257 | 2.2016 | 2022 | 265 | 10.007 | 300 | -1 | 63.484 | 221117 | -89.6296 | 44.8881 | 800 | 125 | 100 |  | 46 | Y | Biomass | Y | N | N | 9999 | N | 58124_G_1;58124_B_1 | Biomass |  | 8080.46 | 6884
4078_G_32 | WI | 55073 | WISCONSIN PUBLIC SERVICE CORPORATION- WESTON PLANT |  | 7078511 | 14849413 | 4078 | 32A |  |  | 737009020 | B12 | 2.3613 |  | 11.3862 | 0.19006 | 0.19006 | 0.0182 | 0.0605 | 2022 | 23 | 8.104 | 850 | -1 | 225.066 | 221112 | -89.6502 | 44.8579 | 434 | 125 | 160 |  |  |  |  | Y | N | N |  | N |  |  |  | 221.71
4078_G_32x | WI | 55073 | WISCONSIN PUBLIC SERVICE CORPORATION- WESTON PLANT |  | 7078511 | 14849313 | 4078 | 32B |  |  | 737009020 | B13 | 0.99215 |  | 4.6224 | 0.079855 | 0.079855 | 0.0074 | 0.02541 | 2022 | 23 | 8.104 | 850 | -1 | 225.066 | 221112 | -89.6502 | 44.8579 | 434 | 125 | 120 |  |  |  |  | Y | N | N |  | N |  |  |  | 96.18
4076_G_33 | WI | 55075 | WISCONSIN PUBLIC SERVICE CORP-WEST MARINETTE PLANT | West Marinette | 7096511 | 14823613 | 4076 | **33 | 4076 | 33 | 438089190 | B03 | 44.8201 |  | 68.7992 | 3.6075 | 3.6075 | 0.3261 | 1.1478 | 2022 | 55.5 | 13.615 | 990 | -1 | 210.007 | 221112 | -87.69 | 45.0858 | 1270 | 125 | 120 |  | 79.1 | N | Natural Gas, Distillate Fuel Oil | Y | N | N | 9999 | N |  | Combustion Turbine |  | 1405.1603 | 15549
7799_G_34 | WI | 55075 | MADISON GAS AND ELECTRIC COMPANY - WEST MARINETTE FACILITY | West Marinette 34 | 17969911 | 127471013 | 4076 | **34 | 7799 | 34 | 438022420 | M34 | 65.8304 |  | 40.5618 | 5.364 | 5.364 | 0.4535 | 1.7067 | 2022 | 56.5 | 12.205 | 961 | -1 | 100 | 221112 | -87.6883 | 45.0868 | 1230 | 125 | 120 |  | 68.7 | N | Natural Gas | Y | N | N | 9999 | N |  | Combustion Turbine |  | 1852.1406 | 12565
4076_G_32 | WI | 55075 | WISCONSIN PUBLIC SERVICE CORP-WEST MARINETTE PLANT |  | 7096511 | 14823713 |  |  |  |  | 438089190 | B02 | 13.7895 |  | 64.9 | 1.1099 | 1.1099 | 0.101 | 0.35315 | 2022 | 41.5 | 10.302 | 1090 | -1 | 62.992 | 221112 | -87.6898 | 45.0868 | 706 | 125 | 120 |  |  |  |  | N | N | N |  | N
4076_G_31 | WI | 55075 | WISCONSIN PUBLIC SERVICE CORP-WEST MARINETTE PLANT |  | 7096511 | 14823813 |  |  |  |  | 438089190 | B01 | 10.6932 |  | 47.1 | 0.86067 | 0.86067 | 0.078 | 0.27385 | 2022 | 30.5 | 8.99 | 1090 | -1 | 83.005 | 221112 | -87.6898 | 45.0868 | 706 | 125 | 120 |  |  |  |  | N | N | N |  | N
4042_B_1 | WI | 55079 | WISCONSIN ELECTRIC POWER COMPANY D/B/A WE ENERGIES-VALLEY STATION | Valley (WI) | 6330511 | 15438313 | 4042 | 1 | 4042 | 1 | 241007800 | B21 | 3.0709 | 3.2697 | 58.249 | 0.53133 | 0.43937 | 0.5505 | 5.0145 | 2022 | 400 | 10.991 | 280 | -1 | 59.154 | 221112 | -87.9198 | 43.0304 | 868 | 125 | 100 |  | 63 | Y | Natural Gas | Y | N | N | 9999 | N |  | O/G Steam |  | 4879.3599 | 9632
4042_B_2 | WI | 55079 | WISCONSIN ELECTRIC POWER COMPANY D/B/A WE ENERGIES-VALLEY STATION | Valley (WI) | 6330511 | 15438213 | 4042 | 2 | 4042 | 2 | 241007800 | B22 | 3.6292 | 3.8642 | 69.5586 | 0.62792 | 0.51924 | 0.5901 | 5.9327 | 2022 | 400 | 10.991 | 280 | -1 | 59.154 | 221112 | -87.9198 | 43.0304 | 868 | 125 | 100 |  | 63 | Y | Natural Gas | Y | N | N | 9999 | N |  | O/G Steam |  | 5636.9707 | 9632
4042_B_3 | WI | 55079 | WISCONSIN ELECTRIC POWER COMPANY D/B/A WE ENERGIES-VALLEY STATION | Valley (WI) | 6330511 | 15438113 | 4042 | 3 | 4042 | 3 | 241007800 | B23 | 7.7146 | 3.2824 | 70.4154 | 0.53338 | 0.44106 | 0.652 | 6.1285 | 2022 | 400 | 10.991 | 280 | -1 | 56.791 | 221112 | -87.9198 | 43.0304 | 868 | 125 | 100 | 100 | 70 | Y | Natural Gas | Y | N | N | 9999 | N |  | O/G Steam |  | 5159.0317 | 9632
4042_B_4 | WI | 55079 | WISCONSIN ELECTRIC POWER COMPANY D/B/A WE ENERGIES-VALLEY STATION | Valley (WI) | 6330511 | 15438013 | 4042 | 4 | 4042 | 4 | 241007800 | B24 | 8.1855 | 3.4827 | 75.8948 | 0.56593 | 0.46798 | 0.6515 | 6.4972 | 2022 | 400 | 10.991 | 280 | -1 | 56.791 | 221112 | -87.9198 | 43.0304 | 868 | 125 | 100 |  | 70 | Y | Natural Gas | Y | N | N | 9999 | N |  | O/G Steam |  | 5450.3701 | 9632
56068_B_18 | WI | 55079 | WE ENERGIES-OAK CREEK POWER PLANT | Elm Road Generating Station | 6330411 | 91417413 | 56068 | 1 | 56068 | 18 | 241007690 | B18 | 193.285 | 2.8994 | 1064.7962 | 46.072 | 32.635 | 196.2546 | 6.2598 | 2022 | 550 | 25 | 140 | -1 | 75 | 221112 | -87.8294 | 42.8457 | 6180 | 125 | 100 |  | 636 | N | Bituminous, Subbituminous | Y | N | N | 9999 | N |  | Coal Steam |  | 7096.8301 | 9552
56068_B_19 | WI | 55079 | WE ENERGIES-OAK CREEK POWER PLANT | Elm Road Generating Station | 6330411 | 91901113 | 56068 | 2 | 56068 | 19 | 241007690 | B19 | 52.58 | 0.74556 | 729.3634 | 36.9962 | 30.3197 | 177.1583 | 1.7304 | 2022 | 549.9 | 25 | 113 | -1 | 21.129 | 221112 | -87.8294 | 42.8457 | 6180 | 125 | 100 |  | 633 | N | Bituminous, Subbituminous | Y | N | N | 9999 | N |  | Coal Steam |  | 5224.7412 | 9475
4041_B_7 | WI | 55079 | WE ENERGIES-OAK CREEK POWER PLANT |  | 6330411 | 15438413 | 4041 | 7 |  |  | 241007690 | B27 | 361.8396 | 0.33748 | 390.7507 | 21.8671 | 16.287 | 84.2269 | 22.6078 | 2022 | 368 | 26.575 | 137 | -1 | 58.99 | 221112 | -87.8294 | 42.8457 | 2610 | 125 | 100 |  |  |  |  | Y | N | N |  | N |  |  |  | 6530.4702
4041_B_8 | WI | 55079 | WE ENERGIES-OAK CREEK POWER PLANT |  | 6330411 | 15438613 | 4041 | 8 |  |  | 241007690 | B28 | 312.0773 | 0.29472 | 331.0673 | 18.5911 | 13.841 | 73.5022 | 19.4013 | 2022 | 368 | 26.575 | 137 | -1 | 58.99 | 221112 | -87.8294 | 42.8457 | 2570 | 125 | 100 | 10 |  |  |  | Y | N | N |  | N |  |  |  | 5662.9502
4041_B_6 | WI | 55079 | WE ENERGIES-OAK CREEK POWER PLANT |  | 6330411 | 15438813 | 4041 | 6 |  |  | 241007690 | B26 | 137.2323 | 0.29858 | 397.4169 | 43.435 | 19.9187 | 7.9718 | 18.9242 | 2022 | 368 | 26.575 | 135 | -1 | 58.005 | 221112 | -87.8294 | 42.8457 | 2280 | 125 | 100 |  |  |  |  | Y | N | N |  | N |  |  |  | 5576.2095
4041_B_5 | WI | 55079 | WE ENERGIES-OAK CREEK POWER PLANT |  | 6330411 | 15438713 | 4041 | 5 |  |  | 241007690 | B25 | 78.5648 | 0.17934 | 196.79 | 24.3015 | 11.1475 | 3.7784 | 10.8164 | 2022 | 368 | 26.575 | 135 | -1 | 58.005 | 221112 | -87.8294 | 42.8457 | 2300 | 125 | 100 |  |  |  |  | Y | N | N |  | N |  |  |  | 3617.1201
55558_G_GEN1 | WI | 55087 | MCKINLEY PAPER WI CO | Combined Locks Energy Center | 6805511 | 13356413 | 55558 | B06 | 55558 | GEN1 | 445031290 | P90 | 4.27 | 4.907 | 16.8075 | 0.80728 | 0.66482 | 0.7178 | 3.3241 | 2022 | 114 | 9.974 | 302 | -1 | 122.966 | 322120 | -88.2995 | 44.2717 | 587 | 133 | 120 | 32 | 45.9 | Y | Natural Gas | Y | N | N | 9999 | N |  | Combined Cycle |  | 7126.1396 | 8375
55836_G_FT81 | WI | 55087 | WPPI ENERGY - KAUKAUNA TURBINES | Island Street Peaking Plant | 14992311 | 91453413 |  |  | 55836 | FT81 | 445032830 | P01 | 20.7117 | 0.73786 | 8.8962 | 0.86193 | 0.86193 | 0.012872 | 0.17938 | 2022 | 60 | 10.499 | 864 | -1 | 72.572 | 221112 | -88.2673 | 44.2762 | 650 | 125 | 160 |  | 52.4 | N | Natural Gas, Distillate Fuel Oil | N | N | N | 9999 | N |  | Combustion Turbine |  |  | 12332
56031_G_CTG1 | WI | 55087 | WISCONSIN PUBLIC SERVICE CORPORATION - FOX ENERGY CENTER | Fox Energy Center | 15038711 | 91926113 | 56031 | CTG-1 | 56031 | CTG1 |  |  | 2.5533 | 0.45719 | 64.9977 | 35.1798 | 35.1798 | 4.459 | 2.0864 |  | 150 | 18.996 | 188 | -1 | 43.241 | 221112 | -88.2089 | 44.3208 |  | 125 | 140 |  | 163.7 | N | Natural Gas, Distillate Fuel Oil | Y | N | N | 9999 | N |  | Combined Cycle |  | 7873.2197 | 7050
56031_G_CTG2 | WI | 55087 | WISCONSIN PUBLIC SERVICE CORPORATION - FOX ENERGY CENTER | Fox Energy Center | 15038711 | 91926013 | 56031 | CTG-2 | 56031 | CTG2 | 445159110 | P02 | 4.6081 | 10.0486 | 59.9728 | 28.8551 | 28.8551 | 4.3953 | 3.2484 | 2022 | 150 | 18.996 | 188 | -1 | 43.241 | 221112 | -88.2089 | 44.3208 | 2590 | 125 | 140 |  | 167.5 | N | Natural Gas, Distillate Fuel Oil | Y | N | N | 9999 | N |  | Combined Cycle |  | 7762.2397 | 7050
56031_G_STG | WI | 55087 | WISCONSIN PUBLIC SERVICE CORPORATION - FOX ENERGY CENTER | Fox Energy Center | 15038711 | 91926613 |  |  | 56031 | STG | 445159110 | P05 | 0.012751 | 0.0004855 | 0.015179 | 7.9e-05 | 7.9e-05 | 9.55e-05 | 0.00148 | 2022 | 100 | 3.97 | 270 | -1 | 21.194 | 221112 | -88.2089 | 44.3208 | 12.6 | 125 | 100 |  | 242.9 | N | Natural Gas, Distillate Fuel Oil | N | N | N | 9999 | N |  | Combined Cycle |  |  | 7050
4040_G_1CT1 | WI | 55089 | WE ENERGIES PORT WASHINGTON GENERATING STATION | Port Washington Generating Station | 6229211 | 64827313 | 4040 | 11 | 4040 | 1CT1 | 246004000 | P11 | 10.821 | 10.48 | 66.884 | 16.631 | 16.631 | 3.71 | 3.7558 | 2022 | 210 | 18.996 | 180 | -1 | 67.06 | 221112 | -87.8695 | 43.3841 | 2100 | 125 | 140 |  | 178.2 | N | Natural Gas | Y | N | N | 9999 | N |  | Combined Cycle |  | 6945.6675 | 7050
4040_G_1CT2 | WI | 55089 | WE ENERGIES PORT WASHINGTON GENERATING STATION | Port Washington Generating Station | 6229211 | 64827413 | 4040 | 12 | 4040 | 1CT2 | 246004000 | P12 | 6.8243 | 5.0258 | 61.3427 | 11.1827 | 11.1827 | 3.926 | 2.4864 | 2022 | 210 | 18.996 | 180 | -1 | 67.06 | 221112 | -87.8695 | 43.3841 | 2100 | 125 | 140 |  | 178.8 | N | Natural Gas | Y | N | N | 9999 | N |  | Combined Cycle |  | 7384.7109 | 7050
4040_G_2CT1 | WI | 55089 | WE ENERGIES PORT WASHINGTON GENERATING STATION | Port Washington Generating Station | 6229211 | 64827613 | 4040 | 21 | 4040 | 2CT1 | 246004000 | P21 | 11.2211 | 8.8521 | 67.0227 | 9.9216 | 9.9216 | 4.0882 | 3.817 | 2022 | 210 | 18.996 | 180 | -1 | 67.06 | 221112 | -87.8695 | 43.3841 | 2100 | 125 | 140 |  | 178.3 | N | Natural Gas | Y | N | N | 9999 | N |  | Combined Cycle |  | 7565.7393 | 7050
4040_G_2CT2 | WI | 55089 | WE ENERGIES PORT WASHINGTON GENERATING STATION | Port Washington Generating Station | 6229211 | 64827713 | 4040 | 22 | 4040 | 2CT2 | 246004000 | P22 | 16.6497 | 4.8718 | 70.4816 | 12.1372 | 12.1372 | 4.0618 | 5.8315 | 2022 | 210 | 18.996 | 180 | -1 | 67.06 | 221112 | -87.8695 | 43.3841 | 2100 | 125 | 140 |  | 179.2 | N | Natural Gas | Y | N | N | 9999 | N |  | Combined Cycle |  | 7471.2075 | 7050
4020_G_2 | WI | 55095 | NORTHWESTERN WISCONSIN ELECTRIC CO | Frederic Diesel | 6245411 | 15535813 |  |  | 4020 | 2 | 649013860 | P02 | 0.000655 |  | 0.0010775 | 1.917e-05 | 1.888e-05 | 1.69e-05 | 3.025e-05 | 2022 | 26.5 | 1.083 | 750 | -1 | 125.23 | 221121 | -92.4653 | 45.6548 | 1 | 125 | 160 |  | 0.7 | N | Distillate Fuel Oil | N | N | N | 9999 | N |  | Combustion Turbine |  |  | 12283
4020_G_3 | WI | 55095 | NORTHWESTERN WISCONSIN ELECTRIC CO | Frederic Diesel | 6245411 | 15536113 |  |  | 4020 | 3 | 649013860 | P03 | 0.01179 |  | 0.019395 | 0.00034515 | 0.00033975 | 0.0003042 | 0.0005445 | 2022 | 26.5 | 1.083 | 750 | -1 | 125.23 | 221121 | -92.4653 | 45.6548 | 1 | 125 | 160 |  | 0.7 | N | Distillate Fuel Oil | N | N | N | 9999 | N |  | Combustion Turbine |  |  | 12283
4020_G_4 | WI | 55095 | NORTHWESTERN WISCONSIN ELECTRIC CO | Frederic Diesel | 6245411 | 15535913 |  |  | 4020 | 4 | 649013860 | P04 | 0.018864 |  | 0.031032 | 0.00055224 | 0.0005436 | 0.00048672 | 0.0008712 | 2022 | 26.5 | 1.083 | 750 | -1 | 125.23 | 221121 | -92.4653 | 45.6548 | 1 | 125 | 160 |  | 0.6 | N | Distillate Fuel Oil | N | N | N | 9999 | N |  | Combustion Turbine |  |  | 12283
55641_G_CTG1 | WI | 55105 | WPL - RIVERSIDE ENERGY CENTER | Riverside Energy Center | 9018711 | 54948713 | 55641 | CT-01 | 55641 | CTG1 | 154099880 | P01 | 1.6767 | 2.3757 | 30.0045 | 11.4029 | 11.4029 | 2.9615 | 1.82 | 2022 | 165 | 18.996 | 200 | -1 | 66.404 | 221112 | -89.0358 | 42.5831 | 2360 | 125 | 140 |  | 151.5 | N | Natural Gas | Y | N | N | 9999 | N | 55641_G_CTG1;55641_G_STG1 | Combined Cycle |  | 6153.689 | 7231
55641_G_CTG2 | WI | 55105 | WPL - RIVERSIDE ENERGY CENTER | Riverside Energy Center | 9018711 | 54948813 | 55641 | CT-02 | 55641 | CTG2 | 154099880 | P02 | 1.8924 | 1.3199 | 29.834 | 14.5201 | 14.5201 | 2.7219 | 1.716 | 2022 | 165 | 18.996 | 200 | -1 | 66.404 | 221112 | -89.0358 | 42.5831 | 2360 | 125 | 140 |  | 149.7 | N | Natural Gas | Y | N | N | 9999 | N |  | Combined Cycle |  | 5634.8472 | 7231
56427_G_Unit3 | WI | 55105 | AMERESCO JANESVILLE LLC | Ameresco Janesville | 12691411 | 64763313 |  |  | 56427 | Unit3 | 154135300 | P01 | 9.8643 |  | 11.287 | 1.348 | 0.48732 | 0.88425 | 2.6488 | 2022 | 30.3 | 1.247 | 738 | -1 | 129.003 | 221117 | -89.0208 | 42.7063 | 1 | 125 | 160 |  | 1 | N | Landfill Gas | N | N | N | 9999 | N | 56427_G_Unit1;56427_G_Unit2;56427_G_Unit3 | Landfill Gas |  |  | 13500
64020_G_CTG3 | WI | 55105 | WPL - RIVERSIDE ENERGY CENTER | West Riverside Energy Center | 9018711 | 137299113 | 55641 | CT-03 | 64020 | CTG3 |  |  | 14.3313 | 9.8757 | 40.242 | 17.0082 | 17.0082 | 3.2706 |  |  | 175.9 | 20.997 | 190 | -1 | 40.486 | 221112 | -89.0358 | 42.5831 |  | 125 | 140 |  | 223.6 | N | Natural Gas | Y | N | N | 9999 | N | 64020_G_CTG3;55641_G_CTG3 | Combined Cycle |  | 5136.8105 | 7050
64020_G_CTG4 | WI | 55105 | WPL - RIVERSIDE ENERGY CENTER | West Riverside Energy Center | 9018711 | 137298813 | 55641 | CT-04 | 64020 | CTG4 | 154099880 | P21 | 8.4734 | 6.303 | 37.0075 | 4.7273 | 4.7273 | 3.1202 |  | 2022 | 175.9 | 20.997 | 190 | -1 | 40.486 | 221112 | -89.0358 | 42.5831 | 2570 | 125 | 140 |  | 222 | N | Natural Gas | Y | N | N | 9999 | N | 55641_G_CTG4;64020_G_CTG4 | Combined Cycle |  | 4924.0713 | 7050
56166_G_1 | WI | 55117 | WPL - SHEBOYGAN FALLS ENERGY FACILITY | Sheboygan Falls | 9012411 | 54825813 | 56166 | 1 | 56166 | 1 | 460067190 | P01 | 4.1439 |  | 35.2746 | 3.1144 | 3.1144 | 0.6785 | 1.0362 | 2022 | 75 | 19.98 | 1051 | -1 | 127.297 | 221112 | -87.88 | 43.753 | 1830 | 125 | 120 |  | 151.9 | N | Natural Gas | Y | N | N | 9999 | N |  | Combustion Turbine |  | 1433.6389 | 12412
56166_G_2 | WI | 55117 | WPL - SHEBOYGAN FALLS ENERGY FACILITY | Sheboygan Falls | 9012411 | 54825913 | 56166 | 2 | 56166 | 2 | 460067190 | P02 | 3.7076 |  | 37.2729 | 2.8537 | 2.8537 | 0.6667 | 0.9155 | 2022 | 75 | 19.98 | 1051 | -1 | 127.297 | 221112 | -87.88 | 43.753 | 1850 | 125 | 120 |  | 152.7 | N | Natural Gas | Y | N | N | 9999 | N |  | Combustion Turbine |  | 1421.1093 | 12410
4050_B_5 | WI | 55117 | ALLIANT ENERGY - WPL - EDGEWATER GENERATING STATION |  | 7692911 | 11354813 | 4050 | 5 |  |  | 460033090 | B25 | 907.96 | 24.5166 | 574.6374 | 147.2899 | 147.289 | 554.1762 | 36.8087 | 2022 | 549.9 | 18.012 | 165 | -1 | 99.147 | 221112 | -87.7077 | 43.7156 | 3900 | 125 | 100 | 10&204&205&207 |  |  |  | Y | N | N |  | N |  |  |  | 7541.2603
6253_G_1 | WI | 55131 | WISCONSIN ELECTRIC POWER COMPANY D/B/A WE ENERGIES-GERMANTOWN STATION | Germantown | 5235111 | 25374513 | 6253 | P30 | 6253 | 1 | 267006190 | P30 | 0.019978 |  | 7.2648 | 0.072648 | 0.048384 | 0.3048 | 0.0024821 | 2022 | 45 | 11.778 | 779 | -1 | 36.942 | 221112 | -88.1498 | 43.1956 | 632 | 125 | 120 |  | 48.6 | N | Distillate Fuel Oil | Y | N | N | 9999 | N |  | Combustion Turbine |  | 37.25 | 17537
6253_G_2 | WI | 55131 | WISCONSIN ELECTRIC POWER COMPANY D/B/A WE ENERGIES-GERMANTOWN STATION | Germantown | 5235111 | 25373813 | 6253 | P32 | 6253 | 2 | 267006190 | P32 | 0.021587 |  | 7.8498 | 0.078498 | 0.05228 | 0.3297 | 0.002682 | 2022 | 45 | 11.778 | 779 | -1 | 36.942 | 221112 | -88.1498 | 43.1956 | 632 | 125 | 120 |  | 47.5 | N | Distillate Fuel Oil | Y | N | N | 9999 | N |  | Combustion Turbine |  | 40.25 | 17541
6253_G_3 | WI | 55131 | WISCONSIN ELECTRIC POWER COMPANY D/B/A WE ENERGIES-GERMANTOWN STATION | Germantown | 5235111 | 25374013 | 6253 | P34 | 6253 | 3 | 267006190 | P34 | 0.02373 |  | 8.6304 | 0.086292 | 0.057471 | 0.3624 | 0.0029483 | 2022 | 45 | 11.778 | 779 | -1 | 36.942 | 221112 | -88.1498 | 43.1956 | 632 | 125 | 120 |  | 45.4 | N | Distillate Fuel Oil | Y | N | N | 9999 | N |  | Combustion Turbine |  | 44.25 | 17599
6253_G_4 | WI | 55131 | WISCONSIN ELECTRIC POWER COMPANY D/B/A WE ENERGIES-GERMANTOWN STATION | Germantown | 5235111 | 25374213 | 6253 | P36 | 6253 | 4 | 267006190 | P36 | 0.019843 |  | 7.2162 | 0.072156 | 0.048056 | 0.3029 | 0.0024653 | 2022 | 45 | 11.778 | 779 | -1 | 36.942 | 221112 | -88.1498 | 43.1956 | 632 | 125 | 120 |  | 45.8 | N | Distillate Fuel Oil | Y | N | N | 9999 | N |  | Combustion Turbine |  | 37 | 17529
6253_G_5 | WI | 55131 | WISCONSIN ELECTRIC POWER COMPANY D/B/A WE ENERGIES-GERMANTOWN STATION | Germantown | 5235111 | 25374413 | 6253 | **5 | 6253 | 5 |  |  | 12.6677 |  | 4.5862 | 1.0208 | 1.0204 | 0.0953 | 0.32445 |  | 75 | 11.778 | 999 | -1 | 154.921 | 221112 | -88.1498 | 43.1956 |  | 125 | 120 |  | 76.3 | N | Natural Gas, Distillate Fuel Oil | Y | N | N | 9999 | N |  | Combustion Turbine |  | 405.5499 | 17461
6253_G_3x | WI | 55131 | WISCONSIN ELECTRIC POWER COMPANY D/B/A WE ENERGIES-GERMANTOWN STATION |  | 5235111 | 25374113 | 6253 | P35 |  |  | 267006190 | P35 | 0.022658 |  | 8.2402 | 0.082392 | 0.054873 | 0.3461 | 0.0028151 | 2022 | 45 | 11.778 | 779 | -1 | 36.942 | 221112 | -88.1498 | 43.1956 | 632 | 125 | 120 |  |  |  |  | Y | N | N |  | N |  |  |  | 42.25
6253_G_2x | WI | 55131 | WISCONSIN ELECTRIC POWER COMPANY D/B/A WE ENERGIES-GERMANTOWN STATION |  | 5235111 | 25374613 | 6253 | P33 |  |  | 267006190 | P33 | 0.020648 |  | 7.5084 | 0.075084 | 0.050006 | 0.3155 | 0.0025654 | 2022 | 45 | 11.778 | 779 | -1 | 36.942 | 221112 | -88.1498 | 43.1956 | 632 | 125 | 120 |  |  |  |  | Y | N | N |  | N |  |  |  | 38.5
6253_G_1x | WI | 55131 | WISCONSIN ELECTRIC POWER COMPANY D/B/A WE ENERGIES-GERMANTOWN STATION |  | 5235111 | 25373913 | 6253 | P31 |  |  | 267006190 | P31 | 0.019845 |  | 7.216 | 0.072162 | 0.04806 | 0.3028 | 0.0024655 | 2022 | 45 | 11.778 | 779 | -1 | 36.942 | 221112 | -88.1498 | 43.1956 | 632 | 125 | 120 |  |  |  |  | Y | N | N |  | N |  |  |  | 37
6253_G_4x | WI | 55131 | WISCONSIN ELECTRIC POWER COMPANY D/B/A WE ENERGIES-GERMANTOWN STATION |  | 5235111 | 25374313 | 6253 | P37 |  |  |  |  | 0.017295 |  | 6.2898 | 0.062892 | 0.041886 | 0.264 | 0.0021488 |  | 45 | 11.778 | 779 | -1 | 36.942 | 221112 | -88.1498 | 43.1956 |  | 125 | 120 |  |  |  |  | Y | N | N |  | N |  |  |  | 32.25
55135_G_CT01 | WI | 55139 | WPL - NEENAH GENERATING FACILITY | Alliant Energy Neenah | 7555511 | 12320413 | 55135 | CT01 | 55135 | CT01 | 471153870 | P01 | 6.2795 |  | 66.3531 | 7.1642 | 7.1642 | 0.8148 | 0.71767 | 2022 | 110 | 17.093 | 1200 | -1 | 167.028 | 221112 | -88.5055 | 44.1934 | 1750 | 125 | 120 |  | 148 | N | Natural Gas | Y | N | N | 9999 | N |  | Combustion Turbine |  | 1808.6288 | 10839
55135_G_CT02 | WI | 55139 | WPL - NEENAH GENERATING FACILITY | Alliant Energy Neenah | 7555511 | 12320513 | 55135 | CT02 | 55135 | CT02 | 471153870 | P02 | 5.1421 |  | 70.5947 | 12.2222 | 12.2222 | 0.8664 | 0.74371 | 2022 | 110 | 17.093 | 1200 | -1 | 167.028 | 221112 | -88.5055 | 44.1934 | 1750 | 125 | 120 |  | 149.6 | N | Natural Gas | Y | N | N | 9999 | N |  | Combustion Turbine |  | 1910.6279 | 10839
56480_G_M1 | WI | 55141 | MARSHFIELD UTILITIES COMBUSTION TURBINE GENERATOR | Marshfield Utilities Gas Plant | 17851611 | 125455813 | 56480 | 1A | 56480 | M1 |  |  | 10.7195 |  | 2.1869 | 0.84926 | 0.84926 | 0.0208 | 2.2535 |  | 60 | 7.448 | 782 | -1 | 186.975 | 221112 | -90.1754 | 44.6611 |  | 125 | 120 |  | 53.3 | N | Natural Gas, Distillate Fuel Oil | Y | N | N | 9999 | N |  | Combustion Turbine |  | 229.5301 | 11858
56480_G_M1x | WI | 55141 | MARSHFIELD UTILITIES COMBUSTION TURBINE GENERATOR |  | 17851611 | 125455913 | 56480 | 1B |  |  | 772140050 | P1B | 6.2625 |  | 1.8919 | 0.84878 | 0.84878 | 0.0206 | 2.252 | 2022 | 60 | 7.448 | 782 | -1 | 186.975 | 221112 | -90.1754 | 44.6611 | 325 | 125 | 120 |  |  |  |  | Y | N | N |  | N |  |  |  | 226.39
7504_B_2 | WY | 56005 | Neil Simpson Complex | Neil Simpson II | 21690611 | 159844613 | 7504 | 001 | 7504 | 2 | 30139 | 168114 | 434.5317 | 0 | 618.7008 | 52.9476 | 42.3776 | 416.5371 | 4.0717 | 2022 | 295 | 9.2 | 182 | 6587.7819 | 99.1 | 221112 | -105.3843 | 44.2853 |  | 125 | 100 |  | 80 | N | Subbituminous | Y | N | N | 9999 | N |  | Coal Steam | 1 | 8031.1597 | 12337
55479_B_3 | WY | 56005 | Neil Simpson Complex | Wygen 1 | 21690611 | 159844713 | 55479 | 001 | 55479 | 3 | 30139 | 173210 | 219.1332 | 0.15494 | 570.5815 | 131.7492 | 97.8292 | 388.5904 | 4.3404 | 2022 | 295 | 9.25 | 155 | 6048.0569 | 90 | 221112 | -105.3839 | 44.2858 |  | 125 | 100 |  | 85 | N | Subbituminous | Y | N | N | 9999 | N |  | Coal Steam | 8653 | 8653.0801 | 11824
56319_B_1 | WY | 56005 | Neil Simpson Complex | Wygen 2 | 21690611 | 159844813 | 56319 | 001 | 56319 | 1 | 30139 | 173211 | 407.2759 | 0.17821 | 280.1445 | 122.7385 | 98.0485 | 194.6191 | 5.991 | 2022 | 295 | 9.25 | 155 | 6048.0569 | 90 | 221112 | -105.3848 | 44.2845 |  | 125 | 100 |  | 90 | N | Subbituminous | Y | N | N | 2048 | N |  | Coal Steam | 1 | 8497.5605 | 11967
56596_B_1 | WY | 56005 | Neil Simpson Complex | Wygen III | 21690611 | 159844913 | 56596 | 001 | 56596 | 1 |  |  | 296.2748 | 0.19712 | 211.5089 | 122.0544 | 101.0344 | 222.8943 | 2.564 |  | 397 | 10.24 | 160 | 7467.9486 | 90.68 | 221112 | -105.3848 | 44.2845 |  | 125 | 100 |  | 100 | N | Subbituminous | Y | N | N | 9999 | N |  | Coal Steam |  | 8342.6406 | 11509
56609_B_1 | WY | 56005 | Dry Fork Station | Dry Fork Station | 15659411 | 100091013 | 56609 | 01 | 56609 | 1 | 20818 | 9675 | 325 | 60.9729 | 612.205 | 6.0299 | 0.67393 | 844.6064 | 1.84 | 2022 | 500 | 19.49 | 170 | 25105.4338 | 84.15 | 221112 | -105.4596 | 44.3882 | 6070 | 125 | 100 |  | 390 | N | Subbituminous | Y | N | N | 9999 | N |  | Coal Steam | 7094 | 7064.2295 | 10552
6101_B_BW91 | WY | 56005 | Wyodak Plant | Wyodak | 8041911 | 72191013 | 6101 | BW91 | 6101 | BW91 | 00646 | 2946 | 392.27 | 0.48 | 2626.4645 | 257.87 | 219.29 | 1751.8518 | 40.43 | 2022 | 400 | 20 | 170 | 23247.7864 | 74 | 221112 | -105.3839 | 44.2879 | 5300 | 125 | 100 |  | 332 | N | Subbituminous | Y | N | N | 2039 | N |  | Coal Steam | 6882 | 6882.2705 | 12221
55477_G_GT2 | WY | 56005 | Neil Simpson Complex | Neil Simpson Gas Turbine #2 | 21690611 | 159845113 | 55477 | CT2 | 55477 | GT2 | 30139 | 173214 | 7.2471 | 0 | 6.8911 | 2.5198 | 2.5198 | 0.0791 | 2.7864 | 2022 | 60 | 9 | 840 | 9797.0565 | 154 | 221112 | -105.3848 | 44.2845 |  | 125 | 120 |  | 34 | N | Natural Gas | Y | N | N | 9999 | N |  | Combustion Turbine | 833 | 832.6199 | 12169
7504_G_GT1 | WY | 56005 | Neil Simpson Complex | Neil Simpson II | 21690611 | 159845013 | 7504 | CT1 | 7504 | GT1 | 30139 | 173213 | 7.6896 | 0 | 16.942 | 4.846 | 4.846 | 0.1548 | 5.3587 | 2022 | 60 | 9 | 840 | 9797.0565 | 154 | 221112 | -105.3848 | 44.2845 |  | 125 | 120 |  | 34 | N | Natural Gas | Y | N | N | 9999 | N |  | Combustion Turbine | 1602 | 1602.0895 | 11676
4158_B_BW41 | WY | 56009 | Dave Johnston | Dave Johnston | 6418211 | 72195213 | 4158 | BW41 | 4158 | BW41 | 00644 | 2830 | 1730.6 | 0.15 | 1154.2825 | 28.8 | 22.3 | 2510.8534 | 12.4 | 2022 | 500 | 11 | 293 | 8838.0835 | 93 | 221112 | -105.7757 | 42.8375 | 1670 | 125 | 100 |  | 93 | N | Subbituminous | Y | N | N | 2029 | N |  | Coal Steam | 8314 | 8296.8906 | 11001
4158_B_BW42 | WY | 56009 | Dave Johnston | Dave Johnston | 6418211 | 72195413 | 4158 | BW42 | 4158 | BW42 | 00644 | 2843 | 2672.3 | 0.16 | 1649.3867 | 26.2 | 18.4 | 3071.9846 | 15.2 | 2022 | 500 | 11 | 307 | 8933.1168 | 94 | 221112 | -105.7762 | 42.8378 | 1670 | 125 | 100 |  | 105 | N | Subbituminous | Y | N | N | 2029 | N |  | Coal Steam | 8378 | 8367.6191 | 10996
4158_B_BW44 | WY | 56009 | Dave Johnston | Dave Johnston | 6418211 | 72194813 | 4158 | BW44 | 4158 | BW44 | 00644 | 2845 | 936.74 | 0.34 | 946.9994 | 93 | 66.8 | 931.7113 | 22.83 | 2022 | 250 | 23 | 127 | 11633.3168 | 28 | 221112 | -105.7771 | 42.8385 | 6020 | 125 | 100 |  | 330 | N | Subbituminous | Y | N | N | 2039 | N |  | Coal Steam | 5833 | 5787.2402 | 11341
4158_B_BW43 | WY | 56009 | Dave Johnston |  | 6418211 | 72194713 | 4158 | BW43 |  |  | 00644 | 2844 | 626.8 | 0.3 | 1414.8099 | 58.5 | 42.4 | 771.0704 | 24.1 | 2022 | 500 | 15 | 341 | 19261.8837 | 109 | 221112 | -105.7765 | 42.8381 | 3350 | 125 | 100 |  |  |  |  | Y | N | N |  | N |  |  | 7973 | 7953.979
57703_G_01A | WY | 56021 | Cheyenne Prairie Generating Station | Cheyenne Prairie Generating Station | 17307411 | 120644813 | 57703 | CT01 | 57703 | 01A | 24912 | 11082 | 0.548 | 3.36 | 4.1507 | 6.3 | 6.3 | 0.3805 | 4.41 | 2022 | 75.1 | 8.01 | 214 | 5158.0459 | 102.36 | 221112 | -104.721 | 41.1234 | 406 | 125 | 140 |  | 37 | N | Natural Gas | Y | N | N | 9999 | N | 57703_G_01A;57703_G_01C | Combined Cycle | 4200 | 3933.8989 | 8002
57703_G_01B | WY | 56021 | Cheyenne Prairie Generating Station | Cheyenne Prairie Generating Station | 17307411 | 120644913 | 57703 | CT02 | 57703 | 01B | 24912 | 11083 | 0.868 | 5.9895 | 4.3005 | 3.993 | 3.993 | 0.3628 | 1.1979 | 2022 | 75.1 | 8.01 | 214 | 5158.0459 | 102.36 | 221112 | -104.721 | 41.1232 | 406 | 125 | 140 |  | 37 | N | Natural Gas | Y | N | N | 9999 | N |  | Combined Cycle | 3993 | 3737.5498 | 8002
57703_G_02A | WY | 56021 | Cheyenne Prairie Generating Station | Cheyenne Prairie Generating Station | 17307411 | 120645013 | 57703 | CT03 | 57703 | 02A | 24912 | 11084 | 0.267 | 0.2568 | 0.8958 | 0.428 | 0.428 | 0.0358 | 0.321 | 2022 | 75.1 | 10.01 | 842 | 9734.0283 | 123.69 | 221112 | -104.7213 | 41.1225 | 406 | 125 | 120 |  | 37 | N | Natural Gas | Y | N | N | 9999 | N |  | Combustion Turbine | 428 | 369.7001 | 10745
4162_B_3 | WY | 56023 | Naughton Plant | Naughton | 8419211 | 94466513 | 4162 | 3 | 4162 | 3 | 00647 | 2969 | 84.2 | 11.23 | 459.5683 | 26.7 | 26.7 | 2.0547 | 19.3 | 2022 | 475.7 | 26.51 | 120 | 36578.534 | 66.27 | 221112 | -110.5968 | 41.7576 | 4930 | 125 | 100 |  | 247 | N | Natural Gas | Y | N | N | 2029 | N |  | O/G Steam | 5250 | 5211.1304 | 10804
4162_B_2 | WY | 56023 | Naughton Plant |  | 8419211 | 94466813 | 4162 | 2 |  |  | 00647 | 2968 | 276.25 | 0.3 | 1177.3458 | 41.36 | 24.72 | 777.4065 | 17.01 | 2022 | 475.7 | 18.01 | 122 | 15463.4336 | 60.7 | 221112 | -110.5968 | 41.7576 | 2850 | 125 | 100 |  |  |  |  | Y | N | N |  | N |  |  | 6960 | 6921.4106
4162_B_1 | WY | 56023 | Naughton Plant |  | 8419211 | 94469013 | 4162 | 1 |  |  | 00647 | 2967 | 438.7 | 0.23 | 1038.1296 | 43.01 | 28.52 | 645.0416 | 13.83 | 2022 | 475.7 | 16.01 | 122 | 11955.4835 | 59.38 | 221112 | -110.5968 | 41.7576 | 1620 | 125 | 100 |  |  |  |  | Y | N | N |  | N |  |  | 6800 | 6763.54
6204_B_1 | WY | 56031 | Laramie River Station | Laramie River Station | 4207711 | 72228413 | 6204 | 1 | 6204 | 1 | 00085 | 857 | 378.2602 | 14.45 | 735.5583 | 90.8367 | 25.9291 | 1563.5721 | 45.1843 | 2022 | 600 | 31.3 | 140 | 46166.8009 | 60 | 221112 | -104.8804 | 42.1081 | 7000 | 125 | 100 | 128&139&141&205&311 | 560 | N | Subbituminous | Y | N | N | 9999 | N |  | Coal Steam | 6610 | 6609.8496 | 10218
6204_B_2 | WY | 56031 | Laramie River Station | Laramie River Station | 4207711 | 72228013 | 6204 | 2 | 6204 | 2 | 00085 | 858 | 498.5819 | 36.45 | 2713.5251 | 70.1103 | 29.2107 | 2027.5886 | 59.7538 | 2022 | 600 | 31.3 | 140 | 46166.8009 | 60 | 221112 | -104.8803 | 42.1089 | 7000 | 125 | 100 |  | 570 | N | Subbituminous | Y | N | N | 9999 | N |  | Coal Steam | 6635 | 6634.8506 | 10164
6204_B_3 | WY | 56031 | Laramie River Station | Laramie River Station | 4207711 | 72228213 | 6204 | 3 | 6204 | 3 | 00085 | 846 | 630.5762 | 4.31 | 3621.5234 | 307.0627 | 119.4144 | 3261.5041 | 75.5526 | 2022 | 600 | 28.4 | 170 | 39718.6174 | 62.7 | 221112 | -104.8803 | 42.1097 | 7600 | 125 | 100 |  | 570 | N | Subbituminous | Y | N | N | 9999 | N |  | Coal Steam | 8515 | 8514.7305 | 10137
8066_B_BW71 | WY | 56037 | Jim Bridger Plant | Jim Bridger | 3962711 | 72209613 | 8066 | BW71 | 8066 | BW71 |  |  | 1069.47 | 0.61 | 2799.6019 | 131.24 | 88.08 | 2006.552 | 48.6288 |  | 500 | 24 | 114 | 33929.2018 | 75 | 221112 | -108.7819 | 41.738 |  | 125 | 100 |  | 531 | N | Subbituminous | Y | N | N | 2037 | N |  | Coal Steam |  | 8506.8701 | 10373
8066_B_BW72 | WY | 56037 | Jim Bridger Plant | Jim Bridger | 3962711 | 72209213 | 8066 | BW72 | 8066 | BW72 | 00645 | 2869 | 718.3 | 0.44 | 2225.4528 | 88.1 | 53.1 | 1686.5993 | 39.0208 | 2022 | 500 | 24 | 114 | 33929.2018 | 75 | 221112 | -108.7819 | 41.738 | 7880 | 125 | 100 |  | 539 | N | Subbituminous | Y | N | N | 2037 | N |  | Coal Steam | 6816 | 6791.209 | 10396
8066_B_BW73 | WY | 56037 | Jim Bridger Plant | Jim Bridger | 3962711 | 72208013 | 8066 | BW73 | 8066 | BW73 |  |  | 1048.5 | 0.48 | 801.5839 | 160.2 | 97.2 | 2124.7882 | 46.0206 |  | 500 | 24 | 114 | 33929.2018 | 75 | 221112 | -108.7819 | 41.738 |  | 125 | 100 |  | 523 | N | Subbituminous | Y | N | N | 2037 | N |  | Coal Steam |  | 8440.8105 | 10441
8066_B_BW74 | WY | 56037 | Jim Bridger Plant | Jim Bridger | 3962711 | 72208313 | 8066 | BW74 | 8066 | BW74 | 00645 | 2871 | 1386.4 | 0.9 | 720.4492 | 132.2 | 79.1 | 1801.0634 | 49.0177 | 2022 | 500 | 31 | 94 | 33964.5447 | 45 | 221112 | -108.7819 | 41.738 | 7540 | 125 | 100 | 139&141&204&205 | 526 | N | Subbituminous | Y | N | N | 2037 | N |  | Coal Steam | 8243 | 8235.4902 | 10465
55090_G_GEN1 | TB | 88181 | Stimson Lumber Company - Plummer Operation | Plummer Cogen | 8271811 | 104452113 |  |  | 55090 | GEN1 | 02 | BLR-1 |  |  | 139 | 56.4 | 48.222 | 34.1 | 11.4 | 2020 | 90 | 7.42 | 150 | -1 | 31 | 321113 | -116.892 | 47.3293 |  | 135 | 100 |  | 5.8 | Y | Biomass | N | Y | N | 9999 | N |  | Biomass |  |  | 5415
55177_G_A | TB | 88604 | Calpine-South Point Energy Center | South Point Energy Center | 8264011 | 17613 | 55177 | A | 55177 | A |  |  |  |  | 29.7703 |  |  | 2.0273 |  |  | 57.7 | 9.6 | 655 | 4695.2 | 64.9 | 221112 | -114.5338 | 34.8681 |  | 125 | 140 |  | 194.8 | N | Natural Gas | Y | N | N | 9999 | N |  | Combined Cycle |  | 4709.9756 | 7949
55177_G_B | TB | 88604 | Calpine-South Point Energy Center | South Point Energy Center | 8264011 | 17713 | 55177 | B | 55177 | B |  |  |  |  | 29.1298 |  |  | 1.8836 |  |  | 57.7 | 9.6 | 655 | 4695.2 | 64.9 | 221112 | -114.5338 | 34.8681 |  | 125 | 140 |  | 194.8 | N | Natural Gas | Y | N | N | 9999 | N |  | Combined Cycle |  | 4252.2661 | 7949
7790_B_1-1 | TB | 88687 | Bonanza | Bonanza | 6281811 | 15501913 | 7790 | 1-1 | 7790 | 1-1 |  |  | 360.6639 |  | 4694.1471 | 492.5365 | 405.3099 | 958.0753 | 43.375 | 2022 | 600 | 26 | 120 | 26550 | 50 | 221112 | -109.2855 | 40.0864 | 4280 | 125 | 100 |  | 458 | N | Bituminous | Y | N | N | 2030 | N |  | Coal Steam |  | 8494.9102 | 9983
2442_B_4 | TB | 88780 | Four Corners Power Plant | Four Corners | 7197711 | 79766013 | 2442 | 4 | 2442 | 4 | NN-ROP 05-07 | 004 | 474.7498 |  | 1733.9409 | 736.494 | 459.0451 | 1032.948 | 57.0422 | 2022 | 380 | 28.5 | 140 | 49999.96 | 78.377 | 221112 | -108.4779 | 36.6868 | 8460 | 125 | 100 |  | 770 | N | Subbituminous | Y | N | N | 2031 | N |  | Coal Steam |  | 7745.98 | 9771
2442_B_5 | TB | 88780 | Four Corners Power Plant | Four Corners | 7197711 | 79765113 | 2442 | 5 | 2442 | 5 | NN-ROP 05-07 | 005 | 624.7045 |  | 1786.0474 | 969.1235 | 604.0395 | 1078.2445 | 75.0596 | 2022 | 380 | 28.5 | 140 | 38276.35 | 60 | 221112 | -108.4779 | 36.6868 | 8260 | 125 | 100 |  | 770 | N | Subbituminous | Y | N | N | 2031 | N |  | Coal Steam |  | 7630.1797 | 9766